## README
OSTRAM Consolidated Data Inventory v3
South Asia OSeMOSYS Transmission Model
Generated: 2026-03-12
Coverage: Bangladesh (BGD), Bhutan (BTN), India (IND), Maldives (MDV), Nepal (NPL), Sri Lanka (LKA)
Horizon: 2023-2050 ¦ Timeslices: 12 (S1-S4 × D1-D3)
SHEET INDEX
1. Existing_Generation — Current power plants with sources
2. Planned_Generation — Pipeline projects with sources
3. Technology_Costs — Cost projections by scenario (Conservative/Moderate/Ambitious)
4. Fuel_Costs — Fuel price projections with sources
5. Country_Multipliers — India-anchored cost multipliers with sources & assumption flags
6. Interconnectors — Cross-border transmission corridors
7. Demand_Forecasts — Energy demand projections by country
8. Capacity_Factors_TS — Per-timeslice capacity factors (generation technologies + RE Ninja)
9. Demand_Profiles — Demand fractions per timeslice per country
10. Renewable_Ninja — Full RE Ninja dataset (solar/wind, 10 regions, 9-year climate avg)
11. Sources_Registry — Master source list with full citations
12. Gaps_Actions — What is missing and what action is needed
CONVENTIONS
Timeslice encoding: S1=Winter(Dec-Feb), S2=Pre-monsoon(Mar-May), S3=SW Monsoon(Jun-Sep), S4=Post-monsoon(Oct-Nov)
Daypart encoding: D1=Night(00-06), D2=Day(06-18), D3=Evening(18-24)
Node convention: Country code + XX (e.g. BGDXX, INDXX)
Cost base: India (IN=1.0), other countries expressed as multipliers
Sources: Each data sheet includes Source and Source_File columns tracing back to original files

## Existing_Generation
Country | Node | Plant_Name | Zone | Fuel_Type | Owner | Installed_Capacity_MW | Derated_Capacity_MW | Technology | Status | Commissioning | Notes | Source_File
BGD | BGDXX | [10 empty] | Bangladesh_Power_Sector.xlsx
BGD | BGDXX | [10 empty] | Bangladesh_Power_Sector.xlsx
BGD | BGDXX | [10 empty] | Bangladesh_Power_Sector.xlsx
BGD | BGDXX | [10 empty] | Bangladesh_Power_Sector.xlsx
BGD | BGDXX | [10 empty] | Bangladesh_Power_Sector.xlsx
BGD | BGDXX | [10 empty] | Bangladesh_Power_Sector.xlsx
BGD | BGDXX | [10 empty] | Bangladesh_Power_Sector.xlsx
BGD | BGDXX | [10 empty] | Bangladesh_Power_Sector.xlsx
BGD | BGDXX | [10 empty] | Bangladesh_Power_Sector.xlsx
BGD | BGDXX | [10 empty] | Bangladesh_Power_Sector.xlsx
BGD | BGDXX | [10 empty] | Bangladesh_Power_Sector.xlsx
BGD | BGDXX | [10 empty] | Bangladesh_Power_Sector.xlsx
BGD | BGDXX | [10 empty] | Bangladesh_Power_Sector.xlsx
BGD | BGDXX | [10 empty] | Bangladesh_Power_Sector.xlsx
BGD | BGDXX | [10 empty] | Bangladesh_Power_Sector.xlsx
BGD | BGDXX | [10 empty] | Bangladesh_Power_Sector.xlsx
BGD | BGDXX | [10 empty] | Bangladesh_Power_Sector.xlsx
BGD | BGDXX | [10 empty] | Bangladesh_Power_Sector.xlsx
BGD | BGDXX | [10 empty] | Bangladesh_Power_Sector.xlsx
BGD | BGDXX | [10 empty] | Bangladesh_Power_Sector.xlsx
BGD | BGDXX | [10 empty] | Bangladesh_Power_Sector.xlsx
BGD | BGDXX | [10 empty] | Bangladesh_Power_Sector.xlsx
BGD | BGDXX | [10 empty] | Bangladesh_Power_Sector.xlsx
BGD | BGDXX | [10 empty] | Bangladesh_Power_Sector.xlsx
BGD | BGDXX | [10 empty] | Bangladesh_Power_Sector.xlsx
BGD | BGDXX | [10 empty] | Bangladesh_Power_Sector.xlsx
BGD | BGDXX | [10 empty] | Bangladesh_Power_Sector.xlsx
BGD | BGDXX | [10 empty] | Bangladesh_Power_Sector.xlsx
BGD | BGDXX | [10 empty] | Bangladesh_Power_Sector.xlsx
BGD | BGDXX | [10 empty] | Bangladesh_Power_Sector.xlsx
BGD | BGDXX | [10 empty] | Bangladesh_Power_Sector.xlsx
BGD | BGDXX | [10 empty] | Bangladesh_Power_Sector.xlsx
BGD | BGDXX | [10 empty] | Bangladesh_Power_Sector.xlsx
BGD | BGDXX | [10 empty] | Bangladesh_Power_Sector.xlsx
BGD | BGDXX | [10 empty] | Bangladesh_Power_Sector.xlsx
BGD | BGDXX | [10 empty] | Bangladesh_Power_Sector.xlsx
BGD | BGDXX | [10 empty] | Bangladesh_Power_Sector.xlsx
BGD | BGDXX | [10 empty] | Bangladesh_Power_Sector.xlsx
BGD | BGDXX | [10 empty] | Bangladesh_Power_Sector.xlsx
BGD | BGDXX | [10 empty] | Bangladesh_Power_Sector.xlsx
BGD | BGDXX | [10 empty] | Bangladesh_Power_Sector.xlsx
BGD | BGDXX | [10 empty] | Bangladesh_Power_Sector.xlsx
BGD | BGDXX | [10 empty] | Bangladesh_Power_Sector.xlsx
BGD | BGDXX | [10 empty] | Bangladesh_Power_Sector.xlsx
BGD | BGDXX | [10 empty] | Bangladesh_Power_Sector.xlsx
BGD | BGDXX | [10 empty] | Bangladesh_Power_Sector.xlsx
BGD | BGDXX | [10 empty] | Bangladesh_Power_Sector.xlsx
BGD | BGDXX | [10 empty] | Bangladesh_Power_Sector.xlsx
BGD | BGDXX | [10 empty] | Bangladesh_Power_Sector.xlsx
BGD | BGDXX | [10 empty] | Bangladesh_Power_Sector.xlsx
BGD | BGDXX | [10 empty] | Bangladesh_Power_Sector.xlsx
BGD | BGDXX | [10 empty] | Bangladesh_Power_Sector.xlsx
BGD | BGDXX | [10 empty] | Bangladesh_Power_Sector.xlsx
BGD | BGDXX | [10 empty] | Bangladesh_Power_Sector.xlsx
BGD | BGDXX | [10 empty] | Bangladesh_Power_Sector.xlsx
BGD | BGDXX | [10 empty] | Bangladesh_Power_Sector.xlsx
BGD | BGDXX | [10 empty] | Bangladesh_Power_Sector.xlsx
BGD | BGDXX | [10 empty] | Bangladesh_Power_Sector.xlsx
BGD | BGDXX | [10 empty] | Bangladesh_Power_Sector.xlsx
BGD | BGDXX | [10 empty] | Bangladesh_Power_Sector.xlsx
BGD | BGDXX | [10 empty] | Bangladesh_Power_Sector.xlsx
BGD | BGDXX | [10 empty] | Bangladesh_Power_Sector.xlsx
BGD | BGDXX | [10 empty] | Bangladesh_Power_Sector.xlsx
BGD | BGDXX | [10 empty] | Bangladesh_Power_Sector.xlsx
BGD | BGDXX | [10 empty] | Bangladesh_Power_Sector.xlsx
BGD | BGDXX | [10 empty] | Bangladesh_Power_Sector.xlsx
BGD | BGDXX | [10 empty] | Bangladesh_Power_Sector.xlsx
BGD | BGDXX | [10 empty] | Bangladesh_Power_Sector.xlsx
BGD | BGDXX | [10 empty] | Bangladesh_Power_Sector.xlsx
BGD | BGDXX | [10 empty] | Bangladesh_Power_Sector.xlsx
BGD | BGDXX | [10 empty] | Bangladesh_Power_Sector.xlsx
BGD | BGDXX | [10 empty] | Bangladesh_Power_Sector.xlsx
BGD | BGDXX | [10 empty] | Bangladesh_Power_Sector.xlsx
BGD | BGDXX | [10 empty] | Bangladesh_Power_Sector.xlsx
BGD | BGDXX | [10 empty] | Bangladesh_Power_Sector.xlsx
BGD | BGDXX | [10 empty] | Bangladesh_Power_Sector.xlsx
BGD | BGDXX | [10 empty] | Bangladesh_Power_Sector.xlsx
BGD | BGDXX | [10 empty] | Bangladesh_Power_Sector.xlsx
BGD | BGDXX | [10 empty] | Bangladesh_Power_Sector.xlsx
BGD | BGDXX | [10 empty] | Bangladesh_Power_Sector.xlsx
BGD | BGDXX | [10 empty] | Bangladesh_Power_Sector.xlsx
BGD | BGDXX | [10 empty] | Bangladesh_Power_Sector.xlsx
BGD | BGDXX | [10 empty] | Bangladesh_Power_Sector.xlsx
BGD | BGDXX | [10 empty] | Bangladesh_Power_Sector.xlsx
BGD | BGDXX | [10 empty] | Bangladesh_Power_Sector.xlsx
BGD | BGDXX | [10 empty] | Bangladesh_Power_Sector.xlsx
BGD | BGDXX | [10 empty] | Bangladesh_Power_Sector.xlsx
BGD | BGDXX | [10 empty] | Bangladesh_Power_Sector.xlsx
BGD | BGDXX | [10 empty] | Bangladesh_Power_Sector.xlsx
BGD | BGDXX | [10 empty] | Bangladesh_Power_Sector.xlsx
BGD | BGDXX | [10 empty] | Bangladesh_Power_Sector.xlsx
BGD | BGDXX | [10 empty] | Bangladesh_Power_Sector.xlsx
BGD | BGDXX | [10 empty] | Bangladesh_Power_Sector.xlsx
BGD | BGDXX | [10 empty] | Bangladesh_Power_Sector.xlsx
BGD | BGDXX | [10 empty] | Bangladesh_Power_Sector.xlsx
BGD | BGDXX | [10 empty] | Bangladesh_Power_Sector.xlsx
BGD | BGDXX | [10 empty] | Bangladesh_Power_Sector.xlsx
BGD | BGDXX | [10 empty] | Bangladesh_Power_Sector.xlsx
BGD | BGDXX | [10 empty] | Bangladesh_Power_Sector.xlsx
BGD | BGDXX | [10 empty] | Bangladesh_Power_Sector.xlsx
BGD | BGDXX | [10 empty] | Bangladesh_Power_Sector.xlsx
BGD | BGDXX | [10 empty] | Bangladesh_Power_Sector.xlsx
BGD | BGDXX | [10 empty] | Bangladesh_Power_Sector.xlsx
BGD | BGDXX | [10 empty] | Bangladesh_Power_Sector.xlsx
BGD | BGDXX | [10 empty] | Bangladesh_Power_Sector.xlsx
BGD | BGDXX | [10 empty] | Bangladesh_Power_Sector.xlsx
BGD | BGDXX | [10 empty] | Bangladesh_Power_Sector.xlsx
BGD | BGDXX | [10 empty] | Bangladesh_Power_Sector.xlsx
BGD | BGDXX | [10 empty] | Bangladesh_Power_Sector.xlsx
BGD | BGDXX | [10 empty] | Bangladesh_Power_Sector.xlsx
BGD | BGDXX | [10 empty] | Bangladesh_Power_Sector.xlsx
BGD | BGDXX | [10 empty] | Bangladesh_Power_Sector.xlsx
BGD | BGDXX | [10 empty] | Bangladesh_Power_Sector.xlsx
BGD | BGDXX | [10 empty] | Bangladesh_Power_Sector.xlsx
BGD | BGDXX | [10 empty] | Bangladesh_Power_Sector.xlsx
BGD | BGDXX | [10 empty] | Bangladesh_Power_Sector.xlsx
BGD | BGDXX | [10 empty] | Bangladesh_Power_Sector.xlsx
BGD | BGDXX | [10 empty] | Bangladesh_Power_Sector.xlsx
BGD | BGDXX | [10 empty] | Bangladesh_Power_Sector.xlsx
BGD | BGDXX | [10 empty] | Bangladesh_Power_Sector.xlsx
BGD | BGDXX | [10 empty] | Bangladesh_Power_Sector.xlsx
BGD | BGDXX | [10 empty] | Bangladesh_Power_Sector.xlsx
BGD | BGDXX | [10 empty] | Bangladesh_Power_Sector.xlsx
BGD | BGDXX | [10 empty] | Bangladesh_Power_Sector.xlsx
BGD | BGDXX | [10 empty] | Bangladesh_Power_Sector.xlsx
BGD | BGDXX | [10 empty] | Bangladesh_Power_Sector.xlsx
BGD | BGDXX | [10 empty] | Bangladesh_Power_Sector.xlsx
BGD | BGDXX | [10 empty] | Bangladesh_Power_Sector.xlsx
BGD | BGDXX | [10 empty] | Bangladesh_Power_Sector.xlsx
BGD | BGDXX | [10 empty] | Bangladesh_Power_Sector.xlsx
BGD | BGDXX | [10 empty] | Bangladesh_Power_Sector.xlsx
BGD | BGDXX | [10 empty] | Bangladesh_Power_Sector.xlsx
BGD | BGDXX | [10 empty] | Bangladesh_Power_Sector.xlsx
BGD | BGDXX | [10 empty] | Bangladesh_Power_Sector.xlsx
BGD | BGDXX | [10 empty] | Bangladesh_Power_Sector.xlsx
BGD | BGDXX | [10 empty] | Bangladesh_Power_Sector.xlsx
BGD | BGDXX | [10 empty] | Bangladesh_Power_Sector.xlsx
BGD | BGDXX | [10 empty] | Bangladesh_Power_Sector.xlsx
BGD | BGDXX | [10 empty] | Bangladesh_Power_Sector.xlsx
BTN | BTNXX | [10 empty] | Bhutan_Power_Infrastructure.xlsx
BTN | BTNXX | [10 empty] | Bhutan_Power_Infrastructure.xlsx
BTN | BTNXX | [10 empty] | Bhutan_Power_Infrastructure.xlsx
BTN | BTNXX | [10 empty] | Bhutan_Power_Infrastructure.xlsx
BTN | BTNXX | [10 empty] | Bhutan_Power_Infrastructure.xlsx
BTN | BTNXX | [10 empty] | Bhutan_Power_Infrastructure.xlsx
BTN | BTNXX | [10 empty] | Bhutan_Power_Infrastructure.xlsx
BTN | BTNXX | [10 empty] | Bhutan_Power_Infrastructure.xlsx
BTN | BTNXX | [10 empty] | Bhutan_Power_Infrastructure.xlsx
BTN | BTNXX | [10 empty] | Bhutan_Power_Infrastructure.xlsx
BTN | BTNXX | [10 empty] | Bhutan_Power_Infrastructure.xlsx
BTN | BTNXX | [10 empty] | Bhutan_Power_Infrastructure.xlsx
BTN | BTNXX | [10 empty] | Bhutan_Power_Infrastructure.xlsx
IND | INDXX | [10 empty] | India_Electricity_Infrastructure.xlsx
IND | INDXX | [10 empty] | India_Electricity_Infrastructure.xlsx
IND | INDXX | [10 empty] | India_Electricity_Infrastructure.xlsx
IND | INDXX | [10 empty] | India_Electricity_Infrastructure.xlsx
IND | INDXX | [10 empty] | India_Electricity_Infrastructure.xlsx
IND | INDXX | [10 empty] | India_Electricity_Infrastructure.xlsx
IND | INDXX | [10 empty] | India_Electricity_Infrastructure.xlsx
IND | INDXX | [10 empty] | India_Electricity_Infrastructure.xlsx
IND | INDXX | [10 empty] | India_Electricity_Infrastructure.xlsx
IND | INDXX | [10 empty] | India_Electricity_Infrastructure.xlsx
IND | INDXX | [10 empty] | India_Electricity_Infrastructure.xlsx
IND | INDXX | [10 empty] | India_Electricity_Infrastructure.xlsx
IND | INDXX | [10 empty] | India_Electricity_Infrastructure.xlsx
IND | INDXX | [10 empty] | India_Electricity_Infrastructure.xlsx
IND | INDXX | [10 empty] | India_Electricity_Infrastructure.xlsx
IND | INDXX | [10 empty] | India_Electricity_Infrastructure.xlsx
IND | INDXX | [10 empty] | India_Electricity_Infrastructure.xlsx
IND | INDXX | [10 empty] | India_Electricity_Infrastructure.xlsx
IND | INDXX | [10 empty] | India_Electricity_Infrastructure.xlsx
IND | INDXX | [10 empty] | India_Electricity_Infrastructure.xlsx
IND | INDXX | [10 empty] | India_Electricity_Infrastructure.xlsx
IND | INDXX | [10 empty] | India_Electricity_Infrastructure.xlsx
IND | INDXX | [10 empty] | India_Electricity_Infrastructure.xlsx
IND | INDXX | [10 empty] | India_Electricity_Infrastructure.xlsx
IND | INDXX | [10 empty] | India_Electricity_Infrastructure.xlsx
IND | INDXX | [10 empty] | India_Electricity_Infrastructure.xlsx
IND | INDXX | [10 empty] | India_Electricity_Infrastructure.xlsx
IND | INDXX | [10 empty] | India_Electricity_Infrastructure.xlsx
IND | INDXX | [10 empty] | India_Electricity_Infrastructure.xlsx
IND | INDXX | [10 empty] | India_Electricity_Infrastructure.xlsx
IND | INDXX | [10 empty] | India_Electricity_Infrastructure.xlsx
IND | INDXX | [10 empty] | India_Electricity_Infrastructure.xlsx
IND | INDXX | [10 empty] | India_Electricity_Infrastructure.xlsx
IND | INDXX | [10 empty] | India_Electricity_Infrastructure.xlsx
IND | INDXX | [10 empty] | India_Electricity_Infrastructure.xlsx
IND | INDXX | [10 empty] | India_Electricity_Infrastructure.xlsx
IND | INDXX | [10 empty] | India_Electricity_Infrastructure.xlsx
IND | INDXX | [10 empty] | India_Electricity_Infrastructure.xlsx
IND | INDXX | [10 empty] | India_Electricity_Infrastructure.xlsx
IND | INDXX | [10 empty] | India_Electricity_Infrastructure.xlsx
IND | INDXX | [10 empty] | India_Electricity_Infrastructure.xlsx
IND | INDXX | [10 empty] | India_Electricity_Infrastructure.xlsx
IND | INDXX | [10 empty] | India_Electricity_Infrastructure.xlsx
IND | INDXX | [10 empty] | India_Electricity_Infrastructure.xlsx
IND | INDXX | [10 empty] | India_Electricity_Infrastructure.xlsx
IND | INDXX | [10 empty] | India_Electricity_Infrastructure.xlsx
IND | INDXX | [10 empty] | India_Electricity_Infrastructure.xlsx
IND | INDXX | [10 empty] | India_Electricity_Infrastructure.xlsx
IND | INDXX | [10 empty] | India_Electricity_Infrastructure.xlsx
IND | INDXX | [10 empty] | India_Electricity_Infrastructure.xlsx
IND | INDXX | [10 empty] | India_Electricity_Infrastructure.xlsx
IND | INDXX | [10 empty] | India_Electricity_Infrastructure.xlsx
IND | INDXX | [10 empty] | India_Electricity_Infrastructure.xlsx
IND | INDXX | [10 empty] | India_Electricity_Infrastructure.xlsx
IND | INDXX | [10 empty] | India_Electricity_Infrastructure.xlsx
IND | INDXX | [10 empty] | India_Electricity_Infrastructure.xlsx
IND | INDXX | [10 empty] | India_Electricity_Infrastructure.xlsx
IND | INDXX | [10 empty] | India_Electricity_Infrastructure.xlsx
IND | INDXX | [10 empty] | India_Electricity_Infrastructure.xlsx
IND | INDXX | [10 empty] | India_Electricity_Infrastructure.xlsx
IND | INDXX | [10 empty] | India_Electricity_Infrastructure.xlsx
IND | INDXX | [10 empty] | India_Electricity_Infrastructure.xlsx
IND | INDXX | [10 empty] | India_Electricity_Infrastructure.xlsx
IND | INDXX | [10 empty] | India_Electricity_Infrastructure.xlsx
IND | INDXX | [10 empty] | India_Electricity_Infrastructure.xlsx
IND | INDXX | [10 empty] | India_Electricity_Infrastructure.xlsx
IND | INDXX | [10 empty] | India_Electricity_Infrastructure.xlsx
IND | INDXX | [10 empty] | India_Electricity_Infrastructure.xlsx
IND | INDXX | [10 empty] | India_Electricity_Infrastructure.xlsx
IND | INDXX | [10 empty] | India_Electricity_Infrastructure.xlsx
IND | INDXX | [10 empty] | India_Electricity_Infrastructure.xlsx
IND | INDXX | [10 empty] | India_Electricity_Infrastructure.xlsx
IND | INDXX | [10 empty] | India_Electricity_Infrastructure.xlsx
IND | INDXX | [10 empty] | India_Electricity_Infrastructure.xlsx
IND | INDXX | [10 empty] | India_Electricity_Infrastructure.xlsx
IND | INDXX | [10 empty] | India_Electricity_Infrastructure.xlsx
IND | INDXX | [10 empty] | India_Electricity_Infrastructure.xlsx
IND | INDXX | [10 empty] | India_Electricity_Infrastructure.xlsx
IND | INDXX | [10 empty] | India_Electricity_Infrastructure.xlsx
IND | INDXX | [10 empty] | India_Electricity_Infrastructure.xlsx
IND | INDXX | [10 empty] | India_Electricity_Infrastructure.xlsx
IND | INDXX | [10 empty] | India_Electricity_Infrastructure.xlsx
IND | INDXX | [10 empty] | India_Electricity_Infrastructure.xlsx
IND | INDXX | [10 empty] | India_Electricity_Infrastructure.xlsx
IND | INDXX | [10 empty] | India_Electricity_Infrastructure.xlsx
IND | INDXX | [10 empty] | India_Electricity_Infrastructure.xlsx
IND | INDXX | [10 empty] | India_Electricity_Infrastructure.xlsx
IND | INDXX | [10 empty] | India_Electricity_Infrastructure.xlsx
IND | INDXX | [10 empty] | India_Electricity_Infrastructure.xlsx
IND | INDXX | [10 empty] | India_Electricity_Infrastructure.xlsx
IND | INDXX | [10 empty] | India_Electricity_Infrastructure.xlsx
IND | INDXX | [10 empty] | India_Electricity_Infrastructure.xlsx
IND | INDXX | [10 empty] | India_Electricity_Infrastructure.xlsx
IND | INDXX | [10 empty] | India_Electricity_Infrastructure.xlsx
IND | INDXX | [10 empty] | India_Electricity_Infrastructure.xlsx
IND | INDXX | [10 empty] | India_Electricity_Infrastructure.xlsx
IND | INDXX | [10 empty] | India_Electricity_Infrastructure.xlsx
IND | INDXX | [10 empty] | India_Electricity_Infrastructure.xlsx
IND | INDXX | [10 empty] | India_Electricity_Infrastructure.xlsx
IND | INDXX | [10 empty] | India_Electricity_Infrastructure.xlsx
IND | INDXX | [10 empty] | India_Electricity_Infrastructure.xlsx
IND | INDXX | [10 empty] | India_Electricity_Infrastructure.xlsx
IND | INDXX | [10 empty] | India_Electricity_Infrastructure.xlsx
IND | INDXX | [10 empty] | India_Electricity_Infrastructure.xlsx
IND | INDXX | [10 empty] | India_Electricity_Infrastructure.xlsx
IND | INDXX | [10 empty] | India_Electricity_Infrastructure.xlsx
IND | INDXX | [10 empty] | India_Electricity_Infrastructure.xlsx
IND | INDXX | [10 empty] | India_Electricity_Infrastructure.xlsx
IND | INDXX | [10 empty] | India_Electricity_Infrastructure.xlsx
IND | INDXX | [10 empty] | India_Electricity_Infrastructure.xlsx
IND | INDXX | [10 empty] | India_Electricity_Infrastructure.xlsx
IND | INDXX | [10 empty] | India_Electricity_Infrastructure.xlsx
IND | INDXX | [10 empty] | India_Electricity_Infrastructure.xlsx
IND | INDXX | [10 empty] | India_Electricity_Infrastructure.xlsx
IND | INDXX | [10 empty] | India_Electricity_Infrastructure.xlsx
IND | INDXX | [10 empty] | India_Electricity_Infrastructure.xlsx
IND | INDXX | [10 empty] | India_Electricity_Infrastructure.xlsx
IND | INDXX | [10 empty] | India_Electricity_Infrastructure.xlsx
IND | INDXX | [10 empty] | India_Electricity_Infrastructure.xlsx
IND | INDXX | [10 empty] | India_Electricity_Infrastructure.xlsx
IND | INDXX | [10 empty] | India_Electricity_Infrastructure.xlsx
IND | INDXX | [10 empty] | India_Electricity_Infrastructure.xlsx
IND | INDXX | [10 empty] | India_Electricity_Infrastructure.xlsx
IND | INDXX | [10 empty] | India_Electricity_Infrastructure.xlsx
IND | INDXX | [10 empty] | India_Electricity_Infrastructure.xlsx
IND | INDXX | [10 empty] | India_Electricity_Infrastructure.xlsx
IND | INDXX | [10 empty] | India_Electricity_Infrastructure.xlsx
IND | INDXX | [10 empty] | India_Electricity_Infrastructure.xlsx
IND | INDXX | [10 empty] | India_Electricity_Infrastructure.xlsx
IND | INDXX | [10 empty] | India_Electricity_Infrastructure.xlsx
IND | INDXX | [10 empty] | India_Electricity_Infrastructure.xlsx
IND | INDXX | [10 empty] | India_Electricity_Infrastructure.xlsx
IND | INDXX | [10 empty] | India_Electricity_Infrastructure.xlsx
IND | INDXX | [10 empty] | India_Electricity_Infrastructure.xlsx
IND | INDXX | [10 empty] | India_Electricity_Infrastructure.xlsx
IND | INDXX | [10 empty] | India_Electricity_Infrastructure.xlsx
IND | INDXX | [10 empty] | India_Electricity_Infrastructure.xlsx
IND | INDXX | [10 empty] | India_Electricity_Infrastructure.xlsx
IND | INDXX | [10 empty] | India_Electricity_Infrastructure.xlsx
IND | INDXX | [10 empty] | India_Electricity_Infrastructure.xlsx
IND | INDXX | [10 empty] | India_Electricity_Infrastructure.xlsx
IND | INDXX | [10 empty] | India_Electricity_Infrastructure.xlsx
IND | INDXX | [10 empty] | India_Electricity_Infrastructure.xlsx
IND | INDXX | [10 empty] | India_Electricity_Infrastructure.xlsx
IND | INDXX | [10 empty] | India_Electricity_Infrastructure.xlsx
IND | INDXX | [10 empty] | India_Electricity_Infrastructure.xlsx
IND | INDXX | [10 empty] | India_Electricity_Infrastructure.xlsx
IND | INDXX | [10 empty] | India_Electricity_Infrastructure.xlsx
IND | INDXX | [10 empty] | India_Electricity_Infrastructure.xlsx
IND | INDXX | [10 empty] | India_Electricity_Infrastructure.xlsx
IND | INDXX | [10 empty] | India_Electricity_Infrastructure.xlsx
IND | INDXX | [10 empty] | India_Electricity_Infrastructure.xlsx
IND | INDXX | [10 empty] | India_Electricity_Infrastructure.xlsx
IND | INDXX | [10 empty] | India_Electricity_Infrastructure.xlsx
IND | INDXX | [10 empty] | India_Electricity_Infrastructure.xlsx
IND | INDXX | [10 empty] | India_Electricity_Infrastructure.xlsx
IND | INDXX | [10 empty] | India_Electricity_Infrastructure.xlsx
IND | INDXX | [10 empty] | India_Electricity_Infrastructure.xlsx
IND | INDXX | [10 empty] | India_Electricity_Infrastructure.xlsx
IND | INDXX | [10 empty] | India_Electricity_Infrastructure.xlsx
IND | INDXX | [10 empty] | India_Electricity_Infrastructure.xlsx
IND | INDXX | [10 empty] | India_Electricity_Infrastructure.xlsx
IND | INDXX | [10 empty] | India_Electricity_Infrastructure.xlsx
IND | INDXX | [10 empty] | India_Electricity_Infrastructure.xlsx
IND | INDXX | [10 empty] | India_Electricity_Infrastructure.xlsx
IND | INDXX | [10 empty] | India_Electricity_Infrastructure.xlsx
IND | INDXX | [10 empty] | India_Electricity_Infrastructure.xlsx
IND | INDXX | [10 empty] | India_Electricity_Infrastructure.xlsx
IND | INDXX | [10 empty] | India_Electricity_Infrastructure.xlsx
IND | INDXX | [10 empty] | India_Electricity_Infrastructure.xlsx
IND | INDXX | [10 empty] | India_Electricity_Infrastructure.xlsx
IND | INDXX | [10 empty] | India_Electricity_Infrastructure.xlsx
IND | INDXX | [10 empty] | India_Electricity_Infrastructure.xlsx
IND | INDXX | [10 empty] | India_Electricity_Infrastructure.xlsx
IND | INDXX | [10 empty] | India_Electricity_Infrastructure.xlsx
IND | INDXX | [10 empty] | India_Electricity_Infrastructure.xlsx
IND | INDXX | [10 empty] | India_Electricity_Infrastructure.xlsx
IND | INDXX | [10 empty] | India_Electricity_Infrastructure.xlsx
IND | INDXX | [10 empty] | India_Electricity_Infrastructure.xlsx
IND | INDXX | [10 empty] | India_Electricity_Infrastructure.xlsx
IND | INDXX | [10 empty] | India_Electricity_Infrastructure.xlsx
IND | INDXX | [10 empty] | India_Electricity_Infrastructure.xlsx
IND | INDXX | [10 empty] | India_Electricity_Infrastructure.xlsx
IND | INDXX | [10 empty] | India_Electricity_Infrastructure.xlsx
IND | INDXX | [10 empty] | India_Electricity_Infrastructure.xlsx
IND | INDXX | [10 empty] | India_Electricity_Infrastructure.xlsx
IND | INDXX | [10 empty] | India_Electricity_Infrastructure.xlsx
IND | INDXX | [10 empty] | India_Electricity_Infrastructure.xlsx
IND | INDXX | [10 empty] | India_Electricity_Infrastructure.xlsx
IND | INDXX | [10 empty] | India_Electricity_Infrastructure.xlsx
IND | INDXX | [10 empty] | India_Electricity_Infrastructure.xlsx
IND | INDXX | [10 empty] | India_Electricity_Infrastructure.xlsx
IND | INDXX | [10 empty] | India_Electricity_Infrastructure.xlsx
IND | INDXX | [10 empty] | India_Electricity_Infrastructure.xlsx
IND | INDXX | [10 empty] | India_Electricity_Infrastructure.xlsx
IND | INDXX | [10 empty] | India_Electricity_Infrastructure.xlsx
IND | INDXX | [10 empty] | India_Electricity_Infrastructure.xlsx
IND | INDXX | [10 empty] | India_Electricity_Infrastructure.xlsx
IND | INDXX | [10 empty] | India_Electricity_Infrastructure.xlsx
IND | INDXX | [10 empty] | India_Electricity_Infrastructure.xlsx
IND | INDXX | [10 empty] | India_Electricity_Infrastructure.xlsx
IND | INDXX | [10 empty] | India_Electricity_Infrastructure.xlsx
IND | INDXX | [10 empty] | India_Electricity_Infrastructure.xlsx
IND | INDXX | [10 empty] | India_Electricity_Infrastructure.xlsx
IND | INDXX | [10 empty] | India_Electricity_Infrastructure.xlsx
IND | INDXX | [10 empty] | India_Electricity_Infrastructure.xlsx
IND | INDXX | [10 empty] | India_Electricity_Infrastructure.xlsx
IND | INDXX | [10 empty] | India_Electricity_Infrastructure.xlsx
IND | INDXX | [10 empty] | India_Electricity_Infrastructure.xlsx
IND | INDXX | [10 empty] | India_Electricity_Infrastructure.xlsx
IND | INDXX | [10 empty] | India_Electricity_Infrastructure.xlsx
IND | INDXX | [10 empty] | India_Electricity_Infrastructure.xlsx
IND | INDXX | [10 empty] | India_Electricity_Infrastructure.xlsx
IND | INDXX | [10 empty] | India_Electricity_Infrastructure.xlsx
IND | INDXX | [10 empty] | India_Electricity_Infrastructure.xlsx
IND | INDXX | [10 empty] | India_Electricity_Infrastructure.xlsx
IND | INDXX | [10 empty] | India_Electricity_Infrastructure.xlsx
IND | INDXX | [10 empty] | India_Electricity_Infrastructure.xlsx
IND | INDXX | [10 empty] | India_Electricity_Infrastructure.xlsx
IND | INDXX | [10 empty] | India_Electricity_Infrastructure.xlsx
IND | INDXX | [10 empty] | India_Electricity_Infrastructure.xlsx
IND | INDXX | [10 empty] | India_Electricity_Infrastructure.xlsx
IND | INDXX | [10 empty] | India_Electricity_Infrastructure.xlsx
IND | INDXX | [10 empty] | India_Electricity_Infrastructure.xlsx
IND | INDXX | [10 empty] | India_Electricity_Infrastructure.xlsx
IND | INDXX | [10 empty] | India_Electricity_Infrastructure.xlsx
IND | INDXX | [10 empty] | India_Electricity_Infrastructure.xlsx
IND | INDXX | [10 empty] | India_Electricity_Infrastructure.xlsx
IND | INDXX | [10 empty] | India_Electricity_Infrastructure.xlsx
IND | INDXX | [10 empty] | India_Electricity_Infrastructure.xlsx
IND | INDXX | [10 empty] | India_Electricity_Infrastructure.xlsx
IND | INDXX | [10 empty] | India_Electricity_Infrastructure.xlsx
IND | INDXX | [10 empty] | India_Electricity_Infrastructure.xlsx
IND | INDXX | [10 empty] | India_Electricity_Infrastructure.xlsx
IND | INDXX | [10 empty] | India_Electricity_Infrastructure.xlsx
IND | INDXX | [10 empty] | India_Electricity_Infrastructure.xlsx
IND | INDXX | [10 empty] | India_Electricity_Infrastructure.xlsx
IND | INDXX | [10 empty] | India_Electricity_Infrastructure.xlsx
IND | INDXX | [10 empty] | India_Electricity_Infrastructure.xlsx
IND | INDXX | [10 empty] | India_Electricity_Infrastructure.xlsx
IND | INDXX | [10 empty] | India_Electricity_Infrastructure.xlsx
IND | INDXX | [10 empty] | India_Electricity_Infrastructure.xlsx
IND | INDXX | [10 empty] | India_Electricity_Infrastructure.xlsx
IND | INDXX | [10 empty] | India_Electricity_Infrastructure.xlsx
IND | INDXX | [10 empty] | India_Electricity_Infrastructure.xlsx
IND | INDXX | [10 empty] | India_Electricity_Infrastructure.xlsx
IND | INDXX | [10 empty] | India_Electricity_Infrastructure.xlsx
IND | INDXX | [10 empty] | India_Electricity_Infrastructure.xlsx
IND | INDXX | [10 empty] | India_Electricity_Infrastructure.xlsx
IND | INDXX | [10 empty] | India_Electricity_Infrastructure.xlsx
IND | INDXX | [10 empty] | India_Electricity_Infrastructure.xlsx
IND | INDXX | [10 empty] | India_Electricity_Infrastructure.xlsx
IND | INDXX | [10 empty] | India_Electricity_Infrastructure.xlsx
IND | INDXX | [10 empty] | India_Electricity_Infrastructure.xlsx
IND | INDXX | [10 empty] | India_Electricity_Infrastructure.xlsx
IND | INDXX | [10 empty] | India_Electricity_Infrastructure.xlsx
IND | INDXX | [10 empty] | India_Electricity_Infrastructure.xlsx
IND | INDXX | [10 empty] | India_Electricity_Infrastructure.xlsx
IND | INDXX | [10 empty] | India_Electricity_Infrastructure.xlsx
IND | INDXX | [10 empty] | India_Electricity_Infrastructure.xlsx
IND | INDXX | [10 empty] | India_Electricity_Infrastructure.xlsx
IND | INDXX | [10 empty] | India_Electricity_Infrastructure.xlsx
IND | INDXX | [10 empty] | India_Electricity_Infrastructure.xlsx
IND | INDXX | [10 empty] | India_Electricity_Infrastructure.xlsx
IND | INDXX | [10 empty] | India_Electricity_Infrastructure.xlsx
IND | INDXX | [10 empty] | India_Electricity_Infrastructure.xlsx
IND | INDXX | [10 empty] | India_Electricity_Infrastructure.xlsx
IND | INDXX | [10 empty] | India_Electricity_Infrastructure.xlsx
IND | INDXX | [10 empty] | India_Electricity_Infrastructure.xlsx
IND | INDXX | [10 empty] | India_Electricity_Infrastructure.xlsx
IND | INDXX | [10 empty] | India_Electricity_Infrastructure.xlsx
IND | INDXX | [10 empty] | India_Electricity_Infrastructure.xlsx
IND | INDXX | [10 empty] | India_Electricity_Infrastructure.xlsx
IND | INDXX | [10 empty] | India_Electricity_Infrastructure.xlsx
IND | INDXX | [10 empty] | India_Electricity_Infrastructure.xlsx
IND | INDXX | [10 empty] | India_Electricity_Infrastructure.xlsx
IND | INDXX | [10 empty] | India_Electricity_Infrastructure.xlsx
IND | INDXX | [10 empty] | India_Electricity_Infrastructure.xlsx
IND | INDXX | [10 empty] | India_Electricity_Infrastructure.xlsx
IND | INDXX | [10 empty] | India_Electricity_Infrastructure.xlsx
IND | INDXX | [10 empty] | India_Electricity_Infrastructure.xlsx
IND | INDXX | [10 empty] | India_Electricity_Infrastructure.xlsx
IND | INDXX | [10 empty] | India_Electricity_Infrastructure.xlsx
IND | INDXX | [10 empty] | India_Electricity_Infrastructure.xlsx
IND | INDXX | [10 empty] | India_Electricity_Infrastructure.xlsx
IND | INDXX | [10 empty] | India_Electricity_Infrastructure.xlsx
IND | INDXX | [10 empty] | India_Electricity_Infrastructure.xlsx
IND | INDXX | [10 empty] | India_Electricity_Infrastructure.xlsx
IND | INDXX | [10 empty] | India_Electricity_Infrastructure.xlsx
IND | INDXX | [10 empty] | India_Electricity_Infrastructure.xlsx
IND | INDXX | [10 empty] | India_Electricity_Infrastructure.xlsx
IND | INDXX | [10 empty] | India_Electricity_Infrastructure.xlsx
IND | INDXX | [10 empty] | India_Electricity_Infrastructure.xlsx
IND | INDXX | [10 empty] | India_Electricity_Infrastructure.xlsx
IND | INDXX | [10 empty] | India_Electricity_Infrastructure.xlsx
IND | INDXX | [10 empty] | India_Electricity_Infrastructure.xlsx
IND | INDXX | [10 empty] | India_Electricity_Infrastructure.xlsx
IND | INDXX | [10 empty] | India_Electricity_Infrastructure.xlsx
IND | INDXX | [10 empty] | India_Electricity_Infrastructure.xlsx
IND | INDXX | [10 empty] | India_Electricity_Infrastructure.xlsx
IND | INDXX | [10 empty] | India_Electricity_Infrastructure.xlsx
IND | INDXX | [10 empty] | India_Electricity_Infrastructure.xlsx
IND | INDXX | [10 empty] | India_Electricity_Infrastructure.xlsx
IND | INDXX | [10 empty] | India_Electricity_Infrastructure.xlsx
IND | INDXX | [10 empty] | India_Electricity_Infrastructure.xlsx
IND | INDXX | [10 empty] | India_Electricity_Infrastructure.xlsx
IND | INDXX | [10 empty] | India_Electricity_Infrastructure.xlsx
IND | INDXX | [10 empty] | India_Electricity_Infrastructure.xlsx
IND | INDXX | [10 empty] | India_Electricity_Infrastructure.xlsx
IND | INDXX | [10 empty] | India_Electricity_Infrastructure.xlsx
IND | INDXX | [10 empty] | India_Electricity_Infrastructure.xlsx
IND | INDXX | [10 empty] | India_Electricity_Infrastructure.xlsx
IND | INDXX | [10 empty] | India_Electricity_Infrastructure.xlsx
IND | INDXX | [10 empty] | India_Electricity_Infrastructure.xlsx
IND | INDXX | [10 empty] | India_Electricity_Infrastructure.xlsx
IND | INDXX | [10 empty] | India_Electricity_Infrastructure.xlsx
IND | INDXX | [10 empty] | India_Electricity_Infrastructure.xlsx
IND | INDXX | [10 empty] | India_Electricity_Infrastructure.xlsx
IND | INDXX | [10 empty] | India_Electricity_Infrastructure.xlsx
IND | INDXX | [10 empty] | India_Electricity_Infrastructure.xlsx
IND | INDXX | [10 empty] | India_Electricity_Infrastructure.xlsx
IND | INDXX | [10 empty] | India_Electricity_Infrastructure.xlsx
IND | INDXX | [10 empty] | India_Electricity_Infrastructure.xlsx
IND | INDXX | [10 empty] | India_Electricity_Infrastructure.xlsx
IND | INDXX | [10 empty] | India_Electricity_Infrastructure.xlsx
IND | INDXX | [10 empty] | India_Electricity_Infrastructure.xlsx
IND | INDXX | [10 empty] | India_Electricity_Infrastructure.xlsx
IND | INDXX | [10 empty] | India_Electricity_Infrastructure.xlsx
IND | INDXX | [10 empty] | India_Electricity_Infrastructure.xlsx
IND | INDXX | [10 empty] | India_Electricity_Infrastructure.xlsx
IND | INDXX | [10 empty] | India_Electricity_Infrastructure.xlsx
IND | INDXX | [10 empty] | India_Electricity_Infrastructure.xlsx
IND | INDXX | [10 empty] | India_Electricity_Infrastructure.xlsx
IND | INDXX | [10 empty] | India_Electricity_Infrastructure.xlsx
IND | INDXX | [10 empty] | India_Electricity_Infrastructure.xlsx
IND | INDXX | [10 empty] | India_Electricity_Infrastructure.xlsx
IND | INDXX | [10 empty] | India_Electricity_Infrastructure.xlsx
IND | INDXX | [10 empty] | India_Electricity_Infrastructure.xlsx
IND | INDXX | [10 empty] | India_Electricity_Infrastructure.xlsx
IND | INDXX | [10 empty] | India_Electricity_Infrastructure.xlsx
IND | INDXX | [10 empty] | India_Electricity_Infrastructure.xlsx
IND | INDXX | [10 empty] | India_Electricity_Infrastructure.xlsx
IND | INDXX | [10 empty] | India_Electricity_Infrastructure.xlsx
IND | INDXX | [10 empty] | India_Electricity_Infrastructure.xlsx
IND | INDXX | [10 empty] | India_Electricity_Infrastructure.xlsx
IND | INDXX | [10 empty] | India_Electricity_Infrastructure.xlsx
IND | INDXX | [10 empty] | India_Electricity_Infrastructure.xlsx
IND | INDXX | [10 empty] | India_Electricity_Infrastructure.xlsx
IND | INDXX | [10 empty] | India_Electricity_Infrastructure.xlsx
IND | INDXX | [10 empty] | India_Electricity_Infrastructure.xlsx
IND | INDXX | [10 empty] | India_Electricity_Infrastructure.xlsx
IND | INDXX | [10 empty] | India_Electricity_Infrastructure.xlsx
IND | INDXX | [10 empty] | India_Electricity_Infrastructure.xlsx
IND | INDXX | [10 empty] | India_Electricity_Infrastructure.xlsx
IND | INDXX | [10 empty] | India_Electricity_Infrastructure.xlsx
IND | INDXX | [10 empty] | India_Electricity_Infrastructure.xlsx
IND | INDXX | [10 empty] | India_Electricity_Infrastructure.xlsx
IND | INDXX | [10 empty] | India_Electricity_Infrastructure.xlsx
IND | INDXX | [10 empty] | India_Electricity_Infrastructure.xlsx
IND | INDXX | [10 empty] | India_Electricity_Infrastructure.xlsx
IND | INDXX | [10 empty] | India_Electricity_Infrastructure.xlsx
IND | INDXX | [10 empty] | India_Electricity_Infrastructure.xlsx
IND | INDXX | [10 empty] | India_Electricity_Infrastructure.xlsx
IND | INDXX | [10 empty] | India_Electricity_Infrastructure.xlsx
IND | INDXX | [10 empty] | India_Electricity_Infrastructure.xlsx
IND | INDXX | [10 empty] | India_Electricity_Infrastructure.xlsx
IND | INDXX | [10 empty] | India_Electricity_Infrastructure.xlsx
IND | INDXX | [10 empty] | India_Electricity_Infrastructure.xlsx
IND | INDXX | [10 empty] | India_Electricity_Infrastructure.xlsx
IND | INDXX | [10 empty] | India_Electricity_Infrastructure.xlsx
IND | INDXX | [10 empty] | India_Electricity_Infrastructure.xlsx
IND | INDXX | [10 empty] | India_Electricity_Infrastructure.xlsx
IND | INDXX | [10 empty] | India_Electricity_Infrastructure.xlsx
IND | INDXX | [10 empty] | India_Electricity_Infrastructure.xlsx
IND | INDXX | [10 empty] | India_Electricity_Infrastructure.xlsx
IND | INDXX | [10 empty] | India_Electricity_Infrastructure.xlsx
IND | INDXX | [10 empty] | India_Electricity_Infrastructure.xlsx
IND | INDXX | [10 empty] | India_Electricity_Infrastructure.xlsx
IND | INDXX | [10 empty] | India_Electricity_Infrastructure.xlsx
IND | INDXX | [10 empty] | India_Electricity_Infrastructure.xlsx
IND | INDXX | [10 empty] | India_Electricity_Infrastructure.xlsx
IND | INDXX | [10 empty] | India_Electricity_Infrastructure.xlsx
IND | INDXX | [10 empty] | India_Electricity_Infrastructure.xlsx
IND | INDXX | [10 empty] | India_Electricity_Infrastructure.xlsx
IND | INDXX | [10 empty] | India_Electricity_Infrastructure.xlsx
IND | INDXX | [10 empty] | India_Electricity_Infrastructure.xlsx
IND | INDXX | [10 empty] | India_Electricity_Infrastructure.xlsx
IND | INDXX | [10 empty] | India_Electricity_Infrastructure.xlsx
IND | INDXX | [10 empty] | India_Electricity_Infrastructure.xlsx
IND | INDXX | [10 empty] | India_Electricity_Infrastructure.xlsx
IND | INDXX | [10 empty] | India_Electricity_Infrastructure.xlsx
IND | INDXX | [10 empty] | India_Electricity_Infrastructure.xlsx
IND | INDXX | [10 empty] | India_Electricity_Infrastructure.xlsx
IND | INDXX | [10 empty] | India_Electricity_Infrastructure.xlsx
IND | INDXX | [10 empty] | India_Electricity_Infrastructure.xlsx
IND | INDXX | [10 empty] | India_Electricity_Infrastructure.xlsx
IND | INDXX | [10 empty] | India_Electricity_Infrastructure.xlsx
IND | INDXX | [10 empty] | India_Electricity_Infrastructure.xlsx
IND | INDXX | [10 empty] | India_Electricity_Infrastructure.xlsx
IND | INDXX | [10 empty] | India_Electricity_Infrastructure.xlsx
IND | INDXX | [10 empty] | India_Electricity_Infrastructure.xlsx
IND | INDXX | [10 empty] | India_Electricity_Infrastructure.xlsx
IND | INDXX | [10 empty] | India_Electricity_Infrastructure.xlsx
IND | INDXX | [10 empty] | India_Electricity_Infrastructure.xlsx
IND | INDXX | [10 empty] | India_Electricity_Infrastructure.xlsx
IND | INDXX | [10 empty] | India_Electricity_Infrastructure.xlsx
IND | INDXX | [10 empty] | India_Electricity_Infrastructure.xlsx
IND | INDXX | [10 empty] | India_Electricity_Infrastructure.xlsx
IND | INDXX | [10 empty] | India_Electricity_Infrastructure.xlsx
IND | INDXX | [10 empty] | India_Electricity_Infrastructure.xlsx
IND | INDXX | [10 empty] | India_Electricity_Infrastructure.xlsx
IND | INDXX | [10 empty] | India_Electricity_Infrastructure.xlsx
IND | INDXX | [10 empty] | India_Electricity_Infrastructure.xlsx
IND | INDXX | [10 empty] | India_Electricity_Infrastructure.xlsx
IND | INDXX | [10 empty] | India_Electricity_Infrastructure.xlsx
IND | INDXX | [10 empty] | India_Electricity_Infrastructure.xlsx
IND | INDXX | [10 empty] | India_Electricity_Infrastructure.xlsx
IND | INDXX | [10 empty] | India_Electricity_Infrastructure.xlsx
IND | INDXX | [10 empty] | India_Electricity_Infrastructure.xlsx
IND | INDXX | [10 empty] | India_Electricity_Infrastructure.xlsx
IND | INDXX | [10 empty] | India_Electricity_Infrastructure.xlsx
IND | INDXX | [10 empty] | India_Electricity_Infrastructure.xlsx
IND | INDXX | [10 empty] | India_Electricity_Infrastructure.xlsx
IND | INDXX | [10 empty] | India_Electricity_Infrastructure.xlsx
IND | INDXX | [10 empty] | India_Electricity_Infrastructure.xlsx
IND | INDXX | [10 empty] | India_Electricity_Infrastructure.xlsx
IND | INDXX | [10 empty] | India_Electricity_Infrastructure.xlsx
IND | INDXX | [10 empty] | India_Electricity_Infrastructure.xlsx
IND | INDXX | [10 empty] | India_Electricity_Infrastructure.xlsx
IND | INDXX | [10 empty] | India_Electricity_Infrastructure.xlsx
IND | INDXX | [10 empty] | India_Electricity_Infrastructure.xlsx
IND | INDXX | [10 empty] | India_Electricity_Infrastructure.xlsx
IND | INDXX | [10 empty] | India_Electricity_Infrastructure.xlsx
IND | INDXX | [10 empty] | India_Electricity_Infrastructure.xlsx
IND | INDXX | [10 empty] | India_Electricity_Infrastructure.xlsx
IND | INDXX | [10 empty] | India_Electricity_Infrastructure.xlsx
IND | INDXX | [10 empty] | India_Electricity_Infrastructure.xlsx
IND | INDXX | [10 empty] | India_Electricity_Infrastructure.xlsx
IND | INDXX | [10 empty] | India_Electricity_Infrastructure.xlsx
IND | INDXX | [10 empty] | India_Electricity_Infrastructure.xlsx
IND | INDXX | [10 empty] | India_Electricity_Infrastructure.xlsx
IND | INDXX | [10 empty] | India_Electricity_Infrastructure.xlsx
IND | INDXX | [10 empty] | India_Electricity_Infrastructure.xlsx
IND | INDXX | [10 empty] | India_Electricity_Infrastructure.xlsx
IND | INDXX | [10 empty] | India_Electricity_Infrastructure.xlsx
IND | INDXX | [10 empty] | India_Electricity_Infrastructure.xlsx
IND | INDXX | [10 empty] | India_Electricity_Infrastructure.xlsx
IND | INDXX | [10 empty] | India_Electricity_Infrastructure.xlsx
IND | INDXX | [10 empty] | India_Electricity_Infrastructure.xlsx
IND | INDXX | [10 empty] | India_Electricity_Infrastructure.xlsx
IND | INDXX | [10 empty] | India_Electricity_Infrastructure.xlsx
IND | INDXX | [10 empty] | India_Electricity_Infrastructure.xlsx
IND | INDXX | [10 empty] | India_Electricity_Infrastructure.xlsx
IND | INDXX | [10 empty] | India_Electricity_Infrastructure.xlsx
IND | INDXX | [10 empty] | India_Electricity_Infrastructure.xlsx
IND | INDXX | [10 empty] | India_Electricity_Infrastructure.xlsx
IND | INDXX | [10 empty] | India_Electricity_Infrastructure.xlsx
IND | INDXX | [10 empty] | India_Electricity_Infrastructure.xlsx
IND | INDXX | [10 empty] | India_Electricity_Infrastructure.xlsx
IND | INDXX | [10 empty] | India_Electricity_Infrastructure.xlsx
IND | INDXX | [10 empty] | India_Electricity_Infrastructure.xlsx
IND | INDXX | [10 empty] | India_Electricity_Infrastructure.xlsx
IND | INDXX | [10 empty] | India_Electricity_Infrastructure.xlsx
IND | INDXX | [10 empty] | India_Electricity_Infrastructure.xlsx
IND | INDXX | [10 empty] | India_Electricity_Infrastructure.xlsx
IND | INDXX | [10 empty] | India_Electricity_Infrastructure.xlsx
IND | INDXX | [10 empty] | India_Electricity_Infrastructure.xlsx
IND | INDXX | [10 empty] | India_Electricity_Infrastructure.xlsx
IND | INDXX | [10 empty] | India_Electricity_Infrastructure.xlsx
IND | INDXX | [10 empty] | India_Electricity_Infrastructure.xlsx
IND | INDXX | [10 empty] | India_Electricity_Infrastructure.xlsx
IND | INDXX | [10 empty] | India_Electricity_Infrastructure.xlsx
IND | INDXX | [10 empty] | India_Electricity_Infrastructure.xlsx
IND | INDXX | [10 empty] | India_Electricity_Infrastructure.xlsx
IND | INDXX | [10 empty] | India_Electricity_Infrastructure.xlsx
IND | INDXX | [10 empty] | India_Electricity_Infrastructure.xlsx
IND | INDXX | [10 empty] | India_Electricity_Infrastructure.xlsx
IND | INDXX | [10 empty] | India_Electricity_Infrastructure.xlsx
IND | INDXX | [10 empty] | India_Electricity_Infrastructure.xlsx
IND | INDXX | [10 empty] | India_Electricity_Infrastructure.xlsx
IND | INDXX | [10 empty] | India_Electricity_Infrastructure.xlsx
IND | INDXX | [10 empty] | India_Electricity_Infrastructure.xlsx
IND | INDXX | [10 empty] | India_Electricity_Infrastructure.xlsx
IND | INDXX | [10 empty] | India_Electricity_Infrastructure.xlsx
IND | INDXX | [10 empty] | India_Electricity_Infrastructure.xlsx
IND | INDXX | [10 empty] | India_Electricity_Infrastructure.xlsx
IND | INDXX | [10 empty] | India_Electricity_Infrastructure.xlsx
IND | INDXX | [10 empty] | India_Electricity_Infrastructure.xlsx
IND | INDXX | [10 empty] | India_Electricity_Infrastructure.xlsx
IND | INDXX | [10 empty] | India_Electricity_Infrastructure.xlsx
IND | INDXX | [10 empty] | India_Electricity_Infrastructure.xlsx
IND | INDXX | [10 empty] | India_Electricity_Infrastructure.xlsx
IND | INDXX | [10 empty] | India_Electricity_Infrastructure.xlsx
IND | INDXX | [10 empty] | India_Electricity_Infrastructure.xlsx
IND | INDXX | [10 empty] | India_Electricity_Infrastructure.xlsx
IND | INDXX | [10 empty] | India_Electricity_Infrastructure.xlsx
IND | INDXX | [10 empty] | India_Electricity_Infrastructure.xlsx
IND | INDXX | [10 empty] | India_Electricity_Infrastructure.xlsx
IND | INDXX | [10 empty] | India_Electricity_Infrastructure.xlsx
IND | INDXX | [10 empty] | India_Electricity_Infrastructure.xlsx
IND | INDXX | [10 empty] | India_Electricity_Infrastructure.xlsx
IND | INDXX | [10 empty] | India_Electricity_Infrastructure.xlsx
IND | INDXX | [10 empty] | India_Electricity_Infrastructure.xlsx
IND | INDXX | [10 empty] | India_Electricity_Infrastructure.xlsx
IND | INDXX | [10 empty] | India_Electricity_Infrastructure.xlsx
IND | INDXX | [10 empty] | India_Electricity_Infrastructure.xlsx
IND | INDXX | [10 empty] | India_Electricity_Infrastructure.xlsx
IND | INDXX | [10 empty] | India_Electricity_Infrastructure.xlsx
IND | INDXX | [10 empty] | India_Electricity_Infrastructure.xlsx
IND | INDXX | [10 empty] | India_Electricity_Infrastructure.xlsx
IND | INDXX | [10 empty] | India_Electricity_Infrastructure.xlsx
IND | INDXX | [10 empty] | India_Electricity_Infrastructure.xlsx
IND | INDXX | [10 empty] | India_Electricity_Infrastructure.xlsx
IND | INDXX | [10 empty] | India_Electricity_Infrastructure.xlsx
IND | INDXX | [10 empty] | India_Electricity_Infrastructure.xlsx
IND | INDXX | [10 empty] | India_Electricity_Infrastructure.xlsx
IND | INDXX | [10 empty] | India_Electricity_Infrastructure.xlsx
IND | INDXX | [10 empty] | India_Electricity_Infrastructure.xlsx
IND | INDXX | [10 empty] | India_Electricity_Infrastructure.xlsx
IND | INDXX | [10 empty] | India_Electricity_Infrastructure.xlsx
IND | INDXX | [10 empty] | India_Electricity_Infrastructure.xlsx
IND | INDXX | [10 empty] | India_Electricity_Infrastructure.xlsx
IND | INDXX | [10 empty] | India_Electricity_Infrastructure.xlsx
IND | INDXX | [10 empty] | India_Electricity_Infrastructure.xlsx
IND | INDXX | [10 empty] | India_Electricity_Infrastructure.xlsx
IND | INDXX | [10 empty] | India_Electricity_Infrastructure.xlsx
IND | INDXX | [10 empty] | India_Electricity_Infrastructure.xlsx
IND | INDXX | [10 empty] | India_Electricity_Infrastructure.xlsx
IND | INDXX | [10 empty] | India_Electricity_Infrastructure.xlsx
IND | INDXX | [10 empty] | India_Electricity_Infrastructure.xlsx
IND | INDXX | [10 empty] | India_Electricity_Infrastructure.xlsx
IND | INDXX | [10 empty] | India_Electricity_Infrastructure.xlsx
IND | INDXX | [10 empty] | India_Electricity_Infrastructure.xlsx
IND | INDXX | [10 empty] | India_Electricity_Infrastructure.xlsx
IND | INDXX | [10 empty] | India_Electricity_Infrastructure.xlsx
IND | INDXX | [10 empty] | India_Electricity_Infrastructure.xlsx
IND | INDXX | [10 empty] | India_Electricity_Infrastructure.xlsx
IND | INDXX | [10 empty] | India_Electricity_Infrastructure.xlsx
IND | INDXX | [10 empty] | India_Electricity_Infrastructure.xlsx
IND | INDXX | [10 empty] | India_Electricity_Infrastructure.xlsx
IND | INDXX | [10 empty] | India_Electricity_Infrastructure.xlsx
IND | INDXX | [10 empty] | India_Electricity_Infrastructure.xlsx
IND | INDXX | [10 empty] | India_Electricity_Infrastructure.xlsx
IND | INDXX | [10 empty] | India_Electricity_Infrastructure.xlsx
IND | INDXX | [10 empty] | India_Electricity_Infrastructure.xlsx
IND | INDXX | [10 empty] | India_Electricity_Infrastructure.xlsx
IND | INDXX | [10 empty] | India_Electricity_Infrastructure.xlsx
IND | INDXX | [10 empty] | India_Electricity_Infrastructure.xlsx
IND | INDXX | [10 empty] | India_Electricity_Infrastructure.xlsx
IND | INDXX | [10 empty] | India_Electricity_Infrastructure.xlsx
IND | INDXX | [10 empty] | India_Electricity_Infrastructure.xlsx
IND | INDXX | [10 empty] | India_Electricity_Infrastructure.xlsx
IND | INDXX | [10 empty] | India_Electricity_Infrastructure.xlsx
IND | INDXX | [10 empty] | India_Electricity_Infrastructure.xlsx
IND | INDXX | [10 empty] | India_Electricity_Infrastructure.xlsx
IND | INDXX | [10 empty] | India_Electricity_Infrastructure.xlsx
IND | INDXX | [10 empty] | India_Electricity_Infrastructure.xlsx
IND | INDXX | [10 empty] | India_Electricity_Infrastructure.xlsx
IND | INDXX | [10 empty] | India_Electricity_Infrastructure.xlsx
IND | INDXX | [10 empty] | India_Electricity_Infrastructure.xlsx
IND | INDXX | [10 empty] | India_Electricity_Infrastructure.xlsx
IND | INDXX | [10 empty] | India_Electricity_Infrastructure.xlsx
IND | INDXX | [10 empty] | India_Electricity_Infrastructure.xlsx
IND | INDXX | [10 empty] | India_Electricity_Infrastructure.xlsx
IND | INDXX | [10 empty] | India_Electricity_Infrastructure.xlsx
IND | INDXX | [10 empty] | India_Electricity_Infrastructure.xlsx
IND | INDXX | [10 empty] | India_Electricity_Infrastructure.xlsx
IND | INDXX | [10 empty] | India_Electricity_Infrastructure.xlsx
IND | INDXX | [10 empty] | India_Electricity_Infrastructure.xlsx
IND | INDXX | [10 empty] | India_Electricity_Infrastructure.xlsx
IND | INDXX | [10 empty] | India_Electricity_Infrastructure.xlsx
IND | INDXX | [10 empty] | India_Electricity_Infrastructure.xlsx
IND | INDXX | [10 empty] | India_Electricity_Infrastructure.xlsx
IND | INDXX | [10 empty] | India_Electricity_Infrastructure.xlsx
IND | INDXX | [10 empty] | India_Electricity_Infrastructure.xlsx
IND | INDXX | [10 empty] | India_Electricity_Infrastructure.xlsx
IND | INDXX | [10 empty] | India_Electricity_Infrastructure.xlsx
IND | INDXX | [10 empty] | India_Electricity_Infrastructure.xlsx
IND | INDXX | [10 empty] | India_Electricity_Infrastructure.xlsx
IND | INDXX | [10 empty] | India_Electricity_Infrastructure.xlsx
IND | INDXX | [10 empty] | India_Electricity_Infrastructure.xlsx
IND | INDXX | [10 empty] | India_Electricity_Infrastructure.xlsx
IND | INDXX | [10 empty] | India_Electricity_Infrastructure.xlsx
IND | INDXX | [10 empty] | India_Electricity_Infrastructure.xlsx
IND | INDXX | [10 empty] | India_Electricity_Infrastructure.xlsx
IND | INDXX | [10 empty] | India_Electricity_Infrastructure.xlsx
IND | INDXX | [10 empty] | India_Electricity_Infrastructure.xlsx
IND | INDXX | [10 empty] | India_Electricity_Infrastructure.xlsx
IND | INDXX | [10 empty] | India_Electricity_Infrastructure.xlsx
IND | INDXX | [10 empty] | India_Electricity_Infrastructure.xlsx
IND | INDXX | [10 empty] | India_Electricity_Infrastructure.xlsx
IND | INDXX | [10 empty] | India_Electricity_Infrastructure.xlsx
IND | INDXX | [10 empty] | India_Electricity_Infrastructure.xlsx
IND | INDXX | [10 empty] | India_Electricity_Infrastructure.xlsx
IND | INDXX | [10 empty] | India_Electricity_Infrastructure.xlsx
IND | INDXX | [10 empty] | India_Electricity_Infrastructure.xlsx
IND | INDXX | [10 empty] | India_Electricity_Infrastructure.xlsx
IND | INDXX | [10 empty] | India_Electricity_Infrastructure.xlsx
IND | INDXX | [10 empty] | India_Electricity_Infrastructure.xlsx
IND | INDXX | [10 empty] | India_Electricity_Infrastructure.xlsx
IND | INDXX | [10 empty] | India_Electricity_Infrastructure.xlsx
IND | INDXX | [10 empty] | India_Electricity_Infrastructure.xlsx
IND | INDXX | [10 empty] | India_Electricity_Infrastructure.xlsx
IND | INDXX | [10 empty] | India_Electricity_Infrastructure.xlsx
IND | INDXX | [10 empty] | India_Electricity_Infrastructure.xlsx
IND | INDXX | [10 empty] | India_Electricity_Infrastructure.xlsx
IND | INDXX | [10 empty] | India_Electricity_Infrastructure.xlsx
IND | INDXX | [10 empty] | India_Electricity_Infrastructure.xlsx
IND | INDXX | [10 empty] | India_Electricity_Infrastructure.xlsx
IND | INDXX | [10 empty] | India_Electricity_Infrastructure.xlsx
IND | INDXX | [10 empty] | India_Electricity_Infrastructure.xlsx
IND | INDXX | [10 empty] | India_Electricity_Infrastructure.xlsx
IND | INDXX | [10 empty] | India_Electricity_Infrastructure.xlsx
IND | INDXX | [10 empty] | India_Electricity_Infrastructure.xlsx
IND | INDXX | [10 empty] | India_Electricity_Infrastructure.xlsx
IND | INDXX | [10 empty] | India_Electricity_Infrastructure.xlsx
IND | INDXX | [10 empty] | India_Electricity_Infrastructure.xlsx
IND | INDXX | [10 empty] | India_Electricity_Infrastructure.xlsx
IND | INDXX | [10 empty] | India_Electricity_Infrastructure.xlsx
IND | INDXX | [10 empty] | India_Electricity_Infrastructure.xlsx
IND | INDXX | [10 empty] | India_Electricity_Infrastructure.xlsx
IND | INDXX | [10 empty] | India_Electricity_Infrastructure.xlsx
IND | INDXX | [10 empty] | India_Electricity_Infrastructure.xlsx
IND | INDXX | [10 empty] | India_Electricity_Infrastructure.xlsx
IND | INDXX | [10 empty] | India_Electricity_Infrastructure.xlsx
IND | INDXX | [10 empty] | India_Electricity_Infrastructure.xlsx
IND | INDXX | [10 empty] | India_Electricity_Infrastructure.xlsx
IND | INDXX | [10 empty] | India_Electricity_Infrastructure.xlsx
IND | INDXX | [10 empty] | India_Electricity_Infrastructure.xlsx
IND | INDXX | [10 empty] | India_Electricity_Infrastructure.xlsx
IND | INDXX | [10 empty] | India_Electricity_Infrastructure.xlsx
IND | INDXX | [10 empty] | India_Electricity_Infrastructure.xlsx
IND | INDXX | [10 empty] | India_Electricity_Infrastructure.xlsx
IND | INDXX | [10 empty] | India_Electricity_Infrastructure.xlsx
IND | INDXX | [10 empty] | India_Electricity_Infrastructure.xlsx
IND | INDXX | [10 empty] | India_Electricity_Infrastructure.xlsx
IND | INDXX | [10 empty] | India_Electricity_Infrastructure.xlsx
IND | INDXX | [10 empty] | India_Electricity_Infrastructure.xlsx
IND | INDXX | [10 empty] | India_Electricity_Infrastructure.xlsx
IND | INDXX | [10 empty] | India_Electricity_Infrastructure.xlsx
IND | INDXX | [10 empty] | India_Electricity_Infrastructure.xlsx
IND | INDXX | [10 empty] | India_Electricity_Infrastructure.xlsx
IND | INDXX | [10 empty] | India_Electricity_Infrastructure.xlsx
IND | INDXX | [10 empty] | India_Electricity_Infrastructure.xlsx
IND | INDXX | [10 empty] | India_Electricity_Infrastructure.xlsx
IND | INDXX | [10 empty] | India_Electricity_Infrastructure.xlsx
IND | INDXX | [10 empty] | India_Electricity_Infrastructure.xlsx
IND | INDXX | [10 empty] | India_Electricity_Infrastructure.xlsx
IND | INDXX | [10 empty] | India_Electricity_Infrastructure.xlsx
IND | INDXX | [10 empty] | India_Electricity_Infrastructure.xlsx
IND | INDXX | [10 empty] | India_Electricity_Infrastructure.xlsx
IND | INDXX | [10 empty] | India_Electricity_Infrastructure.xlsx
IND | INDXX | [10 empty] | India_Electricity_Infrastructure.xlsx
IND | INDXX | [10 empty] | India_Electricity_Infrastructure.xlsx
IND | INDXX | [10 empty] | India_Electricity_Infrastructure.xlsx
IND | INDXX | [10 empty] | India_Electricity_Infrastructure.xlsx
IND | INDXX | [10 empty] | India_Electricity_Infrastructure.xlsx
IND | INDXX | [10 empty] | India_Electricity_Infrastructure.xlsx
IND | INDXX | [10 empty] | India_Electricity_Infrastructure.xlsx
IND | INDXX | [10 empty] | India_Electricity_Infrastructure.xlsx
IND | INDXX | [10 empty] | India_Electricity_Infrastructure.xlsx
IND | INDXX | [10 empty] | India_Electricity_Infrastructure.xlsx
IND | INDXX | [10 empty] | India_Electricity_Infrastructure.xlsx
IND | INDXX | [10 empty] | India_Electricity_Infrastructure.xlsx
IND | INDXX | [10 empty] | India_Electricity_Infrastructure.xlsx
IND | INDXX | [10 empty] | India_Electricity_Infrastructure.xlsx
IND | INDXX | [10 empty] | India_Electricity_Infrastructure.xlsx
IND | INDXX | [10 empty] | India_Electricity_Infrastructure.xlsx
IND | INDXX | [10 empty] | India_Electricity_Infrastructure.xlsx
IND | INDXX | [10 empty] | India_Electricity_Infrastructure.xlsx
IND | INDXX | [10 empty] | India_Electricity_Infrastructure.xlsx
IND | INDXX | [10 empty] | India_Electricity_Infrastructure.xlsx
IND | INDXX | [10 empty] | India_Electricity_Infrastructure.xlsx
IND | INDXX | [10 empty] | India_Electricity_Infrastructure.xlsx
IND | INDXX | [10 empty] | India_Electricity_Infrastructure.xlsx
IND | INDXX | [10 empty] | India_Electricity_Infrastructure.xlsx
IND | INDXX | [10 empty] | India_Electricity_Infrastructure.xlsx
IND | INDXX | [10 empty] | India_Electricity_Infrastructure.xlsx
IND | INDXX | [10 empty] | India_Electricity_Infrastructure.xlsx
IND | INDXX | [10 empty] | India_Electricity_Infrastructure.xlsx
IND | INDXX | [10 empty] | India_Electricity_Infrastructure.xlsx
IND | INDXX | [10 empty] | India_Electricity_Infrastructure.xlsx
IND | INDXX | [10 empty] | India_Electricity_Infrastructure.xlsx
IND | INDXX | [10 empty] | India_Electricity_Infrastructure.xlsx
IND | INDXX | [10 empty] | India_Electricity_Infrastructure.xlsx
IND | INDXX | [10 empty] | India_Electricity_Infrastructure.xlsx
IND | INDXX | [10 empty] | India_Electricity_Infrastructure.xlsx
IND | INDXX | [10 empty] | India_Electricity_Infrastructure.xlsx
IND | INDXX | [10 empty] | India_Electricity_Infrastructure.xlsx
IND | INDXX | [10 empty] | India_Electricity_Infrastructure.xlsx
IND | INDXX | [10 empty] | India_Electricity_Infrastructure.xlsx
IND | INDXX | [10 empty] | India_Electricity_Infrastructure.xlsx
IND | INDXX | [10 empty] | India_Electricity_Infrastructure.xlsx
IND | INDXX | [10 empty] | India_Electricity_Infrastructure.xlsx
IND | INDXX | [10 empty] | India_Electricity_Infrastructure.xlsx
IND | INDXX | [10 empty] | India_Electricity_Infrastructure.xlsx
IND | INDXX | [10 empty] | India_Electricity_Infrastructure.xlsx
IND | INDXX | [10 empty] | India_Electricity_Infrastructure.xlsx
IND | INDXX | [10 empty] | India_Electricity_Infrastructure.xlsx
IND | INDXX | [10 empty] | India_Electricity_Infrastructure.xlsx
IND | INDXX | [10 empty] | India_Electricity_Infrastructure.xlsx
IND | INDXX | [10 empty] | India_Electricity_Infrastructure.xlsx
IND | INDXX | [10 empty] | India_Electricity_Infrastructure.xlsx
IND | INDXX | [10 empty] | India_Electricity_Infrastructure.xlsx
IND | INDXX | [10 empty] | India_Electricity_Infrastructure.xlsx
IND | INDXX | [10 empty] | India_Electricity_Infrastructure.xlsx
IND | INDXX | [10 empty] | India_Electricity_Infrastructure.xlsx
IND | INDXX | [10 empty] | India_Electricity_Infrastructure.xlsx
IND | INDXX | [10 empty] | India_Electricity_Infrastructure.xlsx
IND | INDXX | [10 empty] | India_Electricity_Infrastructure.xlsx
IND | INDXX | [10 empty] | India_Electricity_Infrastructure.xlsx
IND | INDXX | [10 empty] | India_Electricity_Infrastructure.xlsx
IND | INDXX | [10 empty] | India_Electricity_Infrastructure.xlsx
IND | INDXX | [10 empty] | India_Electricity_Infrastructure.xlsx
IND | INDXX | [10 empty] | India_Electricity_Infrastructure.xlsx
IND | INDXX | [10 empty] | India_Electricity_Infrastructure.xlsx
IND | INDXX | [10 empty] | India_Electricity_Infrastructure.xlsx
IND | INDXX | [10 empty] | India_Electricity_Infrastructure.xlsx
IND | INDXX | [10 empty] | India_Electricity_Infrastructure.xlsx
IND | INDXX | [10 empty] | India_Electricity_Infrastructure.xlsx
IND | INDXX | [10 empty] | India_Electricity_Infrastructure.xlsx
IND | INDXX | [10 empty] | India_Electricity_Infrastructure.xlsx
IND | INDXX | [10 empty] | India_Electricity_Infrastructure.xlsx
IND | INDXX | [10 empty] | India_Electricity_Infrastructure.xlsx
IND | INDXX | [10 empty] | India_Electricity_Infrastructure.xlsx
IND | INDXX | [10 empty] | India_Electricity_Infrastructure.xlsx
IND | INDXX | [10 empty] | India_Electricity_Infrastructure.xlsx
IND | INDXX | [10 empty] | India_Electricity_Infrastructure.xlsx
IND | INDXX | [10 empty] | India_Electricity_Infrastructure.xlsx
IND | INDXX | [10 empty] | India_Electricity_Infrastructure.xlsx
IND | INDXX | [10 empty] | India_Electricity_Infrastructure.xlsx
IND | INDXX | [10 empty] | India_Electricity_Infrastructure.xlsx
IND | INDXX | [10 empty] | India_Electricity_Infrastructure.xlsx
IND | INDXX | [10 empty] | India_Electricity_Infrastructure.xlsx
IND | INDXX | [10 empty] | India_Electricity_Infrastructure.xlsx
IND | INDXX | [10 empty] | India_Electricity_Infrastructure.xlsx
IND | INDXX | [10 empty] | India_Electricity_Infrastructure.xlsx
IND | INDXX | [10 empty] | India_Electricity_Infrastructure.xlsx
IND | INDXX | [10 empty] | India_Electricity_Infrastructure.xlsx
IND | INDXX | [10 empty] | India_Electricity_Infrastructure.xlsx
IND | INDXX | [10 empty] | India_Electricity_Infrastructure.xlsx
IND | INDXX | [10 empty] | India_Electricity_Infrastructure.xlsx
IND | INDXX | [10 empty] | India_Electricity_Infrastructure.xlsx
IND | INDXX | [10 empty] | India_Electricity_Infrastructure.xlsx
IND | INDXX | [10 empty] | India_Electricity_Infrastructure.xlsx
IND | INDXX | [10 empty] | India_Electricity_Infrastructure.xlsx
IND | INDXX | [10 empty] | India_Electricity_Infrastructure.xlsx
IND | INDXX | [10 empty] | India_Electricity_Infrastructure.xlsx
IND | INDXX | [10 empty] | India_Electricity_Infrastructure.xlsx
IND | INDXX | [10 empty] | India_Electricity_Infrastructure.xlsx
IND | INDXX | [10 empty] | India_Electricity_Infrastructure.xlsx
IND | INDXX | [10 empty] | India_Electricity_Infrastructure.xlsx
IND | INDXX | [10 empty] | India_Electricity_Infrastructure.xlsx
IND | INDXX | [10 empty] | India_Electricity_Infrastructure.xlsx
IND | INDXX | [10 empty] | India_Electricity_Infrastructure.xlsx
IND | INDXX | [10 empty] | India_Electricity_Infrastructure.xlsx
IND | INDXX | [10 empty] | India_Electricity_Infrastructure.xlsx
IND | INDXX | [10 empty] | India_Electricity_Infrastructure.xlsx
IND | INDXX | [10 empty] | India_Electricity_Infrastructure.xlsx
IND | INDXX | [10 empty] | India_Electricity_Infrastructure.xlsx
IND | INDXX | [10 empty] | India_Electricity_Infrastructure.xlsx
IND | INDXX | [10 empty] | India_Electricity_Infrastructure.xlsx
IND | INDXX | [10 empty] | India_Electricity_Infrastructure.xlsx
IND | INDXX | [10 empty] | India_Electricity_Infrastructure.xlsx
IND | INDXX | [10 empty] | India_Electricity_Infrastructure.xlsx
IND | INDXX | [10 empty] | India_Electricity_Infrastructure.xlsx
IND | INDXX | [10 empty] | India_Electricity_Infrastructure.xlsx
IND | INDXX | [10 empty] | India_Electricity_Infrastructure.xlsx
IND | INDXX | [10 empty] | India_Electricity_Infrastructure.xlsx
IND | INDXX | [10 empty] | India_Electricity_Infrastructure.xlsx
IND | INDXX | [10 empty] | India_Electricity_Infrastructure.xlsx
IND | INDXX | [10 empty] | India_Electricity_Infrastructure.xlsx
IND | INDXX | [10 empty] | India_Electricity_Infrastructure.xlsx
IND | INDXX | [10 empty] | India_Electricity_Infrastructure.xlsx
IND | INDXX | [10 empty] | India_Electricity_Infrastructure.xlsx
IND | INDXX | [10 empty] | India_Electricity_Infrastructure.xlsx
IND | INDXX | [10 empty] | India_Electricity_Infrastructure.xlsx
IND | INDXX | [10 empty] | India_Electricity_Infrastructure.xlsx
IND | INDXX | [10 empty] | India_Electricity_Infrastructure.xlsx
IND | INDXX | [10 empty] | India_Electricity_Infrastructure.xlsx
IND | INDXX | [10 empty] | India_Electricity_Infrastructure.xlsx
IND | INDXX | [10 empty] | India_Electricity_Infrastructure.xlsx
IND | INDXX | [10 empty] | India_Electricity_Infrastructure.xlsx
IND | INDXX | [10 empty] | India_Electricity_Infrastructure.xlsx
IND | INDXX | [10 empty] | India_Electricity_Infrastructure.xlsx
IND | INDXX | [10 empty] | India_Electricity_Infrastructure.xlsx
IND | INDXX | [10 empty] | India_Electricity_Infrastructure.xlsx
IND | INDXX | [10 empty] | India_Electricity_Infrastructure.xlsx
IND | INDXX | [10 empty] | India_Electricity_Infrastructure.xlsx
IND | INDXX | [10 empty] | India_Electricity_Infrastructure.xlsx
IND | INDXX | [10 empty] | India_Electricity_Infrastructure.xlsx
IND | INDXX | [10 empty] | India_Electricity_Infrastructure.xlsx
IND | INDXX | [10 empty] | India_Electricity_Infrastructure.xlsx
IND | INDXX | [10 empty] | India_Electricity_Infrastructure.xlsx
IND | INDXX | [10 empty] | India_Electricity_Infrastructure.xlsx
IND | INDXX | [10 empty] | India_Electricity_Infrastructure.xlsx
IND | INDXX | [10 empty] | India_Electricity_Infrastructure.xlsx
IND | INDXX | [10 empty] | India_Electricity_Infrastructure.xlsx
IND | INDXX | [10 empty] | India_Electricity_Infrastructure.xlsx
IND | INDXX | [10 empty] | India_Electricity_Infrastructure.xlsx
IND | INDXX | [10 empty] | India_Electricity_Infrastructure.xlsx
IND | INDXX | [10 empty] | India_Electricity_Infrastructure.xlsx
IND | INDXX | [10 empty] | India_Electricity_Infrastructure.xlsx
IND | INDXX | [10 empty] | India_Electricity_Infrastructure.xlsx
IND | INDXX | [10 empty] | India_Electricity_Infrastructure.xlsx
IND | INDXX | [10 empty] | India_Electricity_Infrastructure.xlsx
IND | INDXX | [10 empty] | India_Electricity_Infrastructure.xlsx
IND | INDXX | [10 empty] | India_Electricity_Infrastructure.xlsx
IND | INDXX | [10 empty] | India_Electricity_Infrastructure.xlsx
IND | INDXX | [10 empty] | India_Electricity_Infrastructure.xlsx
IND | INDXX | [10 empty] | India_Electricity_Infrastructure.xlsx
IND | INDXX | [10 empty] | India_Electricity_Infrastructure.xlsx
IND | INDXX | [10 empty] | India_Electricity_Infrastructure.xlsx
IND | INDXX | [10 empty] | India_Electricity_Infrastructure.xlsx
IND | INDXX | [10 empty] | India_Electricity_Infrastructure.xlsx
IND | INDXX | [10 empty] | India_Electricity_Infrastructure.xlsx
IND | INDXX | [10 empty] | India_Electricity_Infrastructure.xlsx
IND | INDXX | [10 empty] | India_Electricity_Infrastructure.xlsx
IND | INDXX | [10 empty] | India_Electricity_Infrastructure.xlsx
IND | INDXX | [10 empty] | India_Electricity_Infrastructure.xlsx
IND | INDXX | [10 empty] | India_Electricity_Infrastructure.xlsx
IND | INDXX | [10 empty] | India_Electricity_Infrastructure.xlsx
IND | INDXX | [10 empty] | India_Electricity_Infrastructure.xlsx
IND | INDXX | [10 empty] | India_Electricity_Infrastructure.xlsx
IND | INDXX | [10 empty] | India_Electricity_Infrastructure.xlsx
IND | INDXX | [10 empty] | India_Electricity_Infrastructure.xlsx
IND | INDXX | [10 empty] | India_Electricity_Infrastructure.xlsx
IND | INDXX | [10 empty] | India_Electricity_Infrastructure.xlsx
IND | INDXX | [10 empty] | India_Electricity_Infrastructure.xlsx
IND | INDXX | [10 empty] | India_Electricity_Infrastructure.xlsx
IND | INDXX | [10 empty] | India_Electricity_Infrastructure.xlsx
IND | INDXX | [10 empty] | India_Electricity_Infrastructure.xlsx
IND | INDXX | [10 empty] | India_Electricity_Infrastructure.xlsx
IND | INDXX | [10 empty] | India_Electricity_Infrastructure.xlsx
IND | INDXX | [10 empty] | India_Electricity_Infrastructure.xlsx
IND | INDXX | [10 empty] | India_Electricity_Infrastructure.xlsx
IND | INDXX | [10 empty] | India_Electricity_Infrastructure.xlsx
IND | INDXX | [10 empty] | India_Electricity_Infrastructure.xlsx
IND | INDXX | [10 empty] | India_Electricity_Infrastructure.xlsx
IND | INDXX | [10 empty] | India_Electricity_Infrastructure.xlsx
IND | INDXX | [10 empty] | India_Electricity_Infrastructure.xlsx
IND | INDXX | [10 empty] | India_Electricity_Infrastructure.xlsx
IND | INDXX | [10 empty] | India_Electricity_Infrastructure.xlsx
IND | INDXX | [10 empty] | India_Electricity_Infrastructure.xlsx
IND | INDXX | [10 empty] | India_Electricity_Infrastructure.xlsx
IND | INDXX | [10 empty] | India_Electricity_Infrastructure.xlsx
IND | INDXX | [10 empty] | India_Electricity_Infrastructure.xlsx
IND | INDXX | [10 empty] | India_Electricity_Infrastructure.xlsx
IND | INDXX | [10 empty] | India_Electricity_Infrastructure.xlsx
IND | INDXX | [10 empty] | India_Electricity_Infrastructure.xlsx
IND | INDXX | [10 empty] | India_Electricity_Infrastructure.xlsx
IND | INDXX | [10 empty] | India_Electricity_Infrastructure.xlsx
IND | INDXX | [10 empty] | India_Electricity_Infrastructure.xlsx
IND | INDXX | [10 empty] | India_Electricity_Infrastructure.xlsx
IND | INDXX | [10 empty] | India_Electricity_Infrastructure.xlsx
IND | INDXX | [10 empty] | India_Electricity_Infrastructure.xlsx
IND | INDXX | [10 empty] | India_Electricity_Infrastructure.xlsx
IND | INDXX | [10 empty] | India_Electricity_Infrastructure.xlsx
IND | INDXX | [10 empty] | India_Electricity_Infrastructure.xlsx
IND | INDXX | [10 empty] | India_Electricity_Infrastructure.xlsx
IND | INDXX | [10 empty] | India_Electricity_Infrastructure.xlsx
IND | INDXX | [10 empty] | India_Electricity_Infrastructure.xlsx
IND | INDXX | [10 empty] | India_Electricity_Infrastructure.xlsx
IND | INDXX | [10 empty] | India_Electricity_Infrastructure.xlsx
IND | INDXX | [10 empty] | India_Electricity_Infrastructure.xlsx
IND | INDXX | [10 empty] | India_Electricity_Infrastructure.xlsx
IND | INDXX | [10 empty] | India_Electricity_Infrastructure.xlsx
IND | INDXX | [10 empty] | India_Electricity_Infrastructure.xlsx
IND | INDXX | [10 empty] | India_Electricity_Infrastructure.xlsx
IND | INDXX | [10 empty] | India_Electricity_Infrastructure.xlsx
IND | INDXX | [10 empty] | India_Electricity_Infrastructure.xlsx
IND | INDXX | [10 empty] | India_Electricity_Infrastructure.xlsx
IND | INDXX | [10 empty] | India_Electricity_Infrastructure.xlsx
IND | INDXX | [10 empty] | India_Electricity_Infrastructure.xlsx
IND | INDXX | [10 empty] | India_Electricity_Infrastructure.xlsx
IND | INDXX | [10 empty] | India_Electricity_Infrastructure.xlsx
IND | INDXX | [10 empty] | India_Electricity_Infrastructure.xlsx
IND | INDXX | [10 empty] | India_Electricity_Infrastructure.xlsx
IND | INDXX | [10 empty] | India_Electricity_Infrastructure.xlsx
IND | INDXX | [10 empty] | India_Electricity_Infrastructure.xlsx
IND | INDXX | [10 empty] | India_Electricity_Infrastructure.xlsx
IND | INDXX | [10 empty] | India_Electricity_Infrastructure.xlsx
IND | INDXX | [10 empty] | India_Electricity_Infrastructure.xlsx
IND | INDXX | [10 empty] | India_Electricity_Infrastructure.xlsx
IND | INDXX | [10 empty] | India_Electricity_Infrastructure.xlsx
IND | INDXX | [10 empty] | India_Electricity_Infrastructure.xlsx
IND | INDXX | [10 empty] | India_Electricity_Infrastructure.xlsx
IND | INDXX | [10 empty] | India_Electricity_Infrastructure.xlsx
IND | INDXX | [10 empty] | India_Electricity_Infrastructure.xlsx
IND | INDXX | [10 empty] | India_Electricity_Infrastructure.xlsx
IND | INDXX | [10 empty] | India_Electricity_Infrastructure.xlsx
IND | INDXX | [10 empty] | India_Electricity_Infrastructure.xlsx
IND | INDXX | [10 empty] | India_Electricity_Infrastructure.xlsx
IND | INDXX | [10 empty] | India_Electricity_Infrastructure.xlsx
IND | INDXX | [10 empty] | India_Electricity_Infrastructure.xlsx
IND | INDXX | [10 empty] | India_Electricity_Infrastructure.xlsx
IND | INDXX | [10 empty] | India_Electricity_Infrastructure.xlsx
IND | INDXX | [10 empty] | India_Electricity_Infrastructure.xlsx
IND | INDXX | [10 empty] | India_Electricity_Infrastructure.xlsx
IND | INDXX | [10 empty] | India_Electricity_Infrastructure.xlsx
IND | INDXX | [10 empty] | India_Electricity_Infrastructure.xlsx
IND | INDXX | [10 empty] | India_Electricity_Infrastructure.xlsx
IND | INDXX | [10 empty] | India_Electricity_Infrastructure.xlsx
IND | INDXX | [10 empty] | India_Electricity_Infrastructure.xlsx
IND | INDXX | [10 empty] | India_Electricity_Infrastructure.xlsx
IND | INDXX | [10 empty] | India_Electricity_Infrastructure.xlsx
IND | INDXX | [10 empty] | India_Electricity_Infrastructure.xlsx
IND | INDXX | [10 empty] | India_Electricity_Infrastructure.xlsx
IND | INDXX | [10 empty] | India_Electricity_Infrastructure.xlsx
IND | INDXX | [10 empty] | India_Electricity_Infrastructure.xlsx
IND | INDXX | [10 empty] | India_Electricity_Infrastructure.xlsx
IND | INDXX | [10 empty] | India_Electricity_Infrastructure.xlsx
IND | INDXX | [10 empty] | India_Electricity_Infrastructure.xlsx
IND | INDXX | [10 empty] | India_Electricity_Infrastructure.xlsx
IND | INDXX | [10 empty] | India_Electricity_Infrastructure.xlsx
IND | INDXX | [10 empty] | India_Electricity_Infrastructure.xlsx
IND | INDXX | [10 empty] | India_Electricity_Infrastructure.xlsx
IND | INDXX | [10 empty] | India_Electricity_Infrastructure.xlsx
IND | INDXX | [10 empty] | India_Electricity_Infrastructure.xlsx
IND | INDXX | [10 empty] | India_Electricity_Infrastructure.xlsx
IND | INDXX | [10 empty] | India_Electricity_Infrastructure.xlsx
IND | INDXX | [10 empty] | India_Electricity_Infrastructure.xlsx
IND | INDXX | [10 empty] | India_Electricity_Infrastructure.xlsx
IND | INDXX | [10 empty] | India_Electricity_Infrastructure.xlsx
IND | INDXX | [10 empty] | India_Electricity_Infrastructure.xlsx
IND | INDXX | [10 empty] | India_Electricity_Infrastructure.xlsx
IND | INDXX | [10 empty] | India_Electricity_Infrastructure.xlsx
IND | INDXX | [10 empty] | India_Electricity_Infrastructure.xlsx
IND | INDXX | [10 empty] | India_Electricity_Infrastructure.xlsx
IND | INDXX | [10 empty] | India_Electricity_Infrastructure.xlsx
IND | INDXX | [10 empty] | India_Electricity_Infrastructure.xlsx
IND | INDXX | [10 empty] | India_Electricity_Infrastructure.xlsx
IND | INDXX | [10 empty] | India_Electricity_Infrastructure.xlsx
IND | INDXX | [10 empty] | India_Electricity_Infrastructure.xlsx
IND | INDXX | [10 empty] | India_Electricity_Infrastructure.xlsx
IND | INDXX | [10 empty] | India_Electricity_Infrastructure.xlsx
IND | INDXX | [10 empty] | India_Electricity_Infrastructure.xlsx
IND | INDXX | [10 empty] | India_Electricity_Infrastructure.xlsx
IND | INDXX | [10 empty] | India_Electricity_Infrastructure.xlsx
IND | INDXX | [10 empty] | India_Electricity_Infrastructure.xlsx
IND | INDXX | [10 empty] | India_Electricity_Infrastructure.xlsx
IND | INDXX | [10 empty] | India_Electricity_Infrastructure.xlsx
IND | INDXX | [10 empty] | India_Electricity_Infrastructure.xlsx
IND | INDXX | [10 empty] | India_Electricity_Infrastructure.xlsx
IND | INDXX | [10 empty] | India_Electricity_Infrastructure.xlsx
IND | INDXX | [10 empty] | India_Electricity_Infrastructure.xlsx
IND | INDXX | [10 empty] | India_Electricity_Infrastructure.xlsx
IND | INDXX | [10 empty] | India_Electricity_Infrastructure.xlsx
IND | INDXX | [10 empty] | India_Electricity_Infrastructure.xlsx
IND | INDXX | [10 empty] | India_Electricity_Infrastructure.xlsx
IND | INDXX | [10 empty] | India_Electricity_Infrastructure.xlsx
IND | INDXX | [10 empty] | India_Electricity_Infrastructure.xlsx
IND | INDXX | [10 empty] | India_Electricity_Infrastructure.xlsx
IND | INDXX | [10 empty] | India_Electricity_Infrastructure.xlsx
IND | INDXX | [10 empty] | India_Electricity_Infrastructure.xlsx
IND | INDXX | [10 empty] | India_Electricity_Infrastructure.xlsx
IND | INDXX | [10 empty] | India_Electricity_Infrastructure.xlsx
IND | INDXX | [10 empty] | India_Electricity_Infrastructure.xlsx
IND | INDXX | [10 empty] | India_Electricity_Infrastructure.xlsx
IND | INDXX | [10 empty] | India_Electricity_Infrastructure.xlsx
IND | INDXX | [10 empty] | India_Electricity_Infrastructure.xlsx
IND | INDXX | [10 empty] | India_Electricity_Infrastructure.xlsx
IND | INDXX | [10 empty] | India_Electricity_Infrastructure.xlsx
IND | INDXX | [10 empty] | India_Electricity_Infrastructure.xlsx
IND | INDXX | [10 empty] | India_Electricity_Infrastructure.xlsx
IND | INDXX | [10 empty] | India_Electricity_Infrastructure.xlsx
IND | INDXX | [10 empty] | India_Electricity_Infrastructure.xlsx
IND | INDXX | [10 empty] | India_Electricity_Infrastructure.xlsx
IND | INDXX | [10 empty] | India_Electricity_Infrastructure.xlsx
IND | INDXX | [10 empty] | India_Electricity_Infrastructure.xlsx
IND | INDXX | [10 empty] | India_Electricity_Infrastructure.xlsx
IND | INDXX | [10 empty] | India_Electricity_Infrastructure.xlsx
IND | INDXX | [10 empty] | India_Electricity_Infrastructure.xlsx
IND | INDXX | [10 empty] | India_Electricity_Infrastructure.xlsx
IND | INDXX | [10 empty] | India_Electricity_Infrastructure.xlsx
IND | INDXX | [10 empty] | India_Electricity_Infrastructure.xlsx
IND | INDXX | [10 empty] | India_Electricity_Infrastructure.xlsx
IND | INDXX | [10 empty] | India_Electricity_Infrastructure.xlsx
IND | INDXX | [10 empty] | India_Electricity_Infrastructure.xlsx
IND | INDXX | [10 empty] | India_Electricity_Infrastructure.xlsx
IND | INDXX | [10 empty] | India_Electricity_Infrastructure.xlsx
IND | INDXX | [10 empty] | India_Electricity_Infrastructure.xlsx
IND | INDXX | [10 empty] | India_Electricity_Infrastructure.xlsx
IND | INDXX | [10 empty] | India_Electricity_Infrastructure.xlsx
IND | INDXX | [10 empty] | India_Electricity_Infrastructure.xlsx
IND | INDXX | [10 empty] | India_Electricity_Infrastructure.xlsx
IND | INDXX | [10 empty] | India_Electricity_Infrastructure.xlsx
IND | INDXX | [10 empty] | India_Electricity_Infrastructure.xlsx
IND | INDXX | [10 empty] | India_Electricity_Infrastructure.xlsx
IND | INDXX | [10 empty] | India_Electricity_Infrastructure.xlsx
IND | INDXX | [10 empty] | India_Electricity_Infrastructure.xlsx
IND | INDXX | [10 empty] | India_Electricity_Infrastructure.xlsx
IND | INDXX | [10 empty] | India_Electricity_Infrastructure.xlsx
IND | INDXX | [10 empty] | India_Electricity_Infrastructure.xlsx
IND | INDXX | [10 empty] | India_Electricity_Infrastructure.xlsx
IND | INDXX | [10 empty] | India_Electricity_Infrastructure.xlsx
IND | INDXX | [10 empty] | India_Electricity_Infrastructure.xlsx
IND | INDXX | [10 empty] | India_Electricity_Infrastructure.xlsx
IND | INDXX | [10 empty] | India_Electricity_Infrastructure.xlsx
IND | INDXX | [10 empty] | India_Electricity_Infrastructure.xlsx
IND | INDXX | [10 empty] | India_Electricity_Infrastructure.xlsx
IND | INDXX | [10 empty] | India_Electricity_Infrastructure.xlsx
IND | INDXX | [10 empty] | India_Electricity_Infrastructure.xlsx
IND | INDXX | [10 empty] | India_Electricity_Infrastructure.xlsx
IND | INDXX | [10 empty] | India_Electricity_Infrastructure.xlsx
IND | INDXX | [10 empty] | India_Electricity_Infrastructure.xlsx
IND | INDXX | [10 empty] | India_Electricity_Infrastructure.xlsx
IND | INDXX | [10 empty] | India_Electricity_Infrastructure.xlsx
IND | INDXX | [10 empty] | India_Electricity_Infrastructure.xlsx
IND | INDXX | [10 empty] | India_Electricity_Infrastructure.xlsx
IND | INDXX | [10 empty] | India_Electricity_Infrastructure.xlsx
IND | INDXX | [10 empty] | India_Electricity_Infrastructure.xlsx
IND | INDXX | [10 empty] | India_Electricity_Infrastructure.xlsx
IND | INDXX | [10 empty] | India_Electricity_Infrastructure.xlsx
IND | INDXX | [10 empty] | India_Electricity_Infrastructure.xlsx
IND | INDXX | [10 empty] | India_Electricity_Infrastructure.xlsx
IND | INDXX | [10 empty] | India_Electricity_Infrastructure.xlsx
IND | INDXX | [10 empty] | India_Electricity_Infrastructure.xlsx
IND | INDXX | [10 empty] | India_Electricity_Infrastructure.xlsx
IND | INDXX | [10 empty] | India_Electricity_Infrastructure.xlsx
IND | INDXX | [10 empty] | India_Electricity_Infrastructure.xlsx
IND | INDXX | [10 empty] | India_Electricity_Infrastructure.xlsx
IND | INDXX | [10 empty] | India_Electricity_Infrastructure.xlsx
IND | INDXX | [10 empty] | India_Electricity_Infrastructure.xlsx
IND | INDXX | [10 empty] | India_Electricity_Infrastructure.xlsx
IND | INDXX | [10 empty] | India_Electricity_Infrastructure.xlsx
IND | INDXX | [10 empty] | India_Electricity_Infrastructure.xlsx
IND | INDXX | [10 empty] | India_Electricity_Infrastructure.xlsx
IND | INDXX | [10 empty] | India_Electricity_Infrastructure.xlsx
IND | INDXX | [10 empty] | India_Electricity_Infrastructure.xlsx
IND | INDXX | [10 empty] | India_Electricity_Infrastructure.xlsx
IND | INDXX | [10 empty] | India_Electricity_Infrastructure.xlsx
IND | INDXX | [10 empty] | India_Electricity_Infrastructure.xlsx
IND | INDXX | [10 empty] | India_Electricity_Infrastructure.xlsx
IND | INDXX | [10 empty] | India_Electricity_Infrastructure.xlsx
IND | INDXX | [10 empty] | India_Electricity_Infrastructure.xlsx
IND | INDXX | [10 empty] | India_Electricity_Infrastructure.xlsx
IND | INDXX | [10 empty] | India_Electricity_Infrastructure.xlsx
IND | INDXX | [10 empty] | India_Electricity_Infrastructure.xlsx
IND | INDXX | [10 empty] | India_Electricity_Infrastructure.xlsx
IND | INDXX | [10 empty] | India_Electricity_Infrastructure.xlsx
IND | INDXX | [10 empty] | India_Electricity_Infrastructure.xlsx
IND | INDXX | [10 empty] | India_Electricity_Infrastructure.xlsx
IND | INDXX | [10 empty] | India_Electricity_Infrastructure.xlsx
IND | INDXX | [10 empty] | India_Electricity_Infrastructure.xlsx
IND | INDXX | [10 empty] | India_Electricity_Infrastructure.xlsx
IND | INDXX | [10 empty] | India_Electricity_Infrastructure.xlsx
IND | INDXX | [10 empty] | India_Electricity_Infrastructure.xlsx
IND | INDXX | [10 empty] | India_Electricity_Infrastructure.xlsx
IND | INDXX | [10 empty] | India_Electricity_Infrastructure.xlsx
IND | INDXX | [10 empty] | India_Electricity_Infrastructure.xlsx
IND | INDXX | [10 empty] | India_Electricity_Infrastructure.xlsx
IND | INDXX | [10 empty] | India_Electricity_Infrastructure.xlsx
IND | INDXX | [10 empty] | India_Electricity_Infrastructure.xlsx
IND | INDXX | [10 empty] | India_Electricity_Infrastructure.xlsx
IND | INDXX | [10 empty] | India_Electricity_Infrastructure.xlsx
IND | INDXX | [10 empty] | India_Electricity_Infrastructure.xlsx
IND | INDXX | [10 empty] | India_Electricity_Infrastructure.xlsx
IND | INDXX | [10 empty] | India_Electricity_Infrastructure.xlsx
IND | INDXX | [10 empty] | India_Electricity_Infrastructure.xlsx
IND | INDXX | [10 empty] | India_Electricity_Infrastructure.xlsx
IND | INDXX | [10 empty] | India_Electricity_Infrastructure.xlsx
IND | INDXX | [10 empty] | India_Electricity_Infrastructure.xlsx
IND | INDXX | [10 empty] | India_Electricity_Infrastructure.xlsx
IND | INDXX | [10 empty] | India_Electricity_Infrastructure.xlsx
IND | INDXX | [10 empty] | India_Electricity_Infrastructure.xlsx
IND | INDXX | [10 empty] | India_Electricity_Infrastructure.xlsx
IND | INDXX | [10 empty] | India_Electricity_Infrastructure.xlsx
IND | INDXX | [10 empty] | India_Electricity_Infrastructure.xlsx
IND | INDXX | [10 empty] | India_Electricity_Infrastructure.xlsx
IND | INDXX | [10 empty] | India_Electricity_Infrastructure.xlsx
IND | INDXX | [10 empty] | India_Electricity_Infrastructure.xlsx
IND | INDXX | [10 empty] | India_Electricity_Infrastructure.xlsx
IND | INDXX | [10 empty] | India_Electricity_Infrastructure.xlsx
IND | INDXX | [10 empty] | India_Electricity_Infrastructure.xlsx
IND | INDXX | [10 empty] | India_Electricity_Infrastructure.xlsx
IND | INDXX | [10 empty] | India_Electricity_Infrastructure.xlsx
IND | INDXX | [10 empty] | India_Electricity_Infrastructure.xlsx
IND | INDXX | [10 empty] | India_Electricity_Infrastructure.xlsx
IND | INDXX | [10 empty] | India_Electricity_Infrastructure.xlsx
IND | INDXX | [10 empty] | India_Electricity_Infrastructure.xlsx
IND | INDXX | [10 empty] | India_Electricity_Infrastructure.xlsx
IND | INDXX | [10 empty] | India_Electricity_Infrastructure.xlsx
IND | INDXX | [10 empty] | India_Electricity_Infrastructure.xlsx
IND | INDXX | [10 empty] | India_Electricity_Infrastructure.xlsx
IND | INDXX | [10 empty] | India_Electricity_Infrastructure.xlsx
IND | INDXX | [10 empty] | India_Electricity_Infrastructure.xlsx
IND | INDXX | [10 empty] | India_Electricity_Infrastructure.xlsx
IND | INDXX | [10 empty] | India_Electricity_Infrastructure.xlsx
IND | INDXX | [10 empty] | India_Electricity_Infrastructure.xlsx
IND | INDXX | [10 empty] | India_Electricity_Infrastructure.xlsx
IND | INDXX | [10 empty] | India_Electricity_Infrastructure.xlsx
IND | INDXX | [10 empty] | India_Electricity_Infrastructure.xlsx
IND | INDXX | [10 empty] | India_Electricity_Infrastructure.xlsx
IND | INDXX | [10 empty] | India_Electricity_Infrastructure.xlsx
IND | INDXX | [10 empty] | India_Electricity_Infrastructure.xlsx
IND | INDXX | [10 empty] | India_Electricity_Infrastructure.xlsx
IND | INDXX | [10 empty] | India_Electricity_Infrastructure.xlsx
IND | INDXX | [10 empty] | India_Electricity_Infrastructure.xlsx
IND | INDXX | [10 empty] | India_Electricity_Infrastructure.xlsx
IND | INDXX | [10 empty] | India_Electricity_Infrastructure.xlsx
IND | INDXX | [10 empty] | India_Electricity_Infrastructure.xlsx
IND | INDXX | [10 empty] | India_Electricity_Infrastructure.xlsx
IND | INDXX | [10 empty] | India_Electricity_Infrastructure.xlsx
IND | INDXX | [10 empty] | India_Electricity_Infrastructure.xlsx
IND | INDXX | [10 empty] | India_Electricity_Infrastructure.xlsx
IND | INDXX | [10 empty] | India_Electricity_Infrastructure.xlsx
IND | INDXX | [10 empty] | India_Electricity_Infrastructure.xlsx
IND | INDXX | [10 empty] | India_Electricity_Infrastructure.xlsx
IND | INDXX | [10 empty] | India_Electricity_Infrastructure.xlsx
IND | INDXX | [10 empty] | India_Electricity_Infrastructure.xlsx
IND | INDXX | [10 empty] | India_Electricity_Infrastructure.xlsx
IND | INDXX | [10 empty] | India_Electricity_Infrastructure.xlsx
IND | INDXX | [10 empty] | India_Electricity_Infrastructure.xlsx
IND | INDXX | [10 empty] | India_Electricity_Infrastructure.xlsx
IND | INDXX | [10 empty] | India_Electricity_Infrastructure.xlsx
IND | INDXX | [10 empty] | India_Electricity_Infrastructure.xlsx
IND | INDXX | [10 empty] | India_Electricity_Infrastructure.xlsx
IND | INDXX | [10 empty] | India_Electricity_Infrastructure.xlsx
IND | INDXX | [10 empty] | India_Electricity_Infrastructure.xlsx
IND | INDXX | [10 empty] | India_Electricity_Infrastructure.xlsx
IND | INDXX | [10 empty] | India_Electricity_Infrastructure.xlsx
IND | INDXX | [10 empty] | India_Electricity_Infrastructure.xlsx
IND | INDXX | [10 empty] | India_Electricity_Infrastructure.xlsx
IND | INDXX | [10 empty] | India_Electricity_Infrastructure.xlsx
IND | INDXX | [10 empty] | India_Electricity_Infrastructure.xlsx
IND | INDXX | [10 empty] | India_Electricity_Infrastructure.xlsx
IND | INDXX | [10 empty] | India_Electricity_Infrastructure.xlsx
IND | INDXX | [10 empty] | India_Electricity_Infrastructure.xlsx
IND | INDXX | [10 empty] | India_Electricity_Infrastructure.xlsx
IND | INDXX | [10 empty] | India_Electricity_Infrastructure.xlsx
IND | INDXX | [10 empty] | India_Electricity_Infrastructure.xlsx
IND | INDXX | [10 empty] | India_Electricity_Infrastructure.xlsx
IND | INDXX | [10 empty] | India_Electricity_Infrastructure.xlsx
IND | INDXX | [10 empty] | India_Electricity_Infrastructure.xlsx
IND | INDXX | [10 empty] | India_Electricity_Infrastructure.xlsx
IND | INDXX | [10 empty] | India_Electricity_Infrastructure.xlsx
IND | INDXX | [10 empty] | India_Electricity_Infrastructure.xlsx
IND | INDXX | [10 empty] | India_Electricity_Infrastructure.xlsx
IND | INDXX | [10 empty] | India_Electricity_Infrastructure.xlsx
IND | INDXX | [10 empty] | India_Electricity_Infrastructure.xlsx
IND | INDXX | [10 empty] | India_Electricity_Infrastructure.xlsx
IND | INDXX | [10 empty] | India_Electricity_Infrastructure.xlsx
IND | INDXX | [10 empty] | India_Electricity_Infrastructure.xlsx
IND | INDXX | [10 empty] | India_Electricity_Infrastructure.xlsx
IND | INDXX | [10 empty] | India_Electricity_Infrastructure.xlsx
IND | INDXX | [10 empty] | India_Electricity_Infrastructure.xlsx
IND | INDXX | [10 empty] | India_Electricity_Infrastructure.xlsx
IND | INDXX | [10 empty] | India_Electricity_Infrastructure.xlsx
IND | INDXX | [10 empty] | India_Electricity_Infrastructure.xlsx
IND | INDXX | [10 empty] | India_Electricity_Infrastructure.xlsx
IND | INDXX | [10 empty] | India_Electricity_Infrastructure.xlsx
IND | INDXX | [10 empty] | India_Electricity_Infrastructure.xlsx
IND | INDXX | [10 empty] | India_Electricity_Infrastructure.xlsx
IND | INDXX | [10 empty] | India_Electricity_Infrastructure.xlsx
IND | INDXX | [10 empty] | India_Electricity_Infrastructure.xlsx
IND | INDXX | [10 empty] | India_Electricity_Infrastructure.xlsx
IND | INDXX | [10 empty] | India_Electricity_Infrastructure.xlsx
IND | INDXX | [10 empty] | India_Electricity_Infrastructure.xlsx
IND | INDXX | [10 empty] | India_Electricity_Infrastructure.xlsx
IND | INDXX | [10 empty] | India_Electricity_Infrastructure.xlsx
IND | INDXX | [10 empty] | India_Electricity_Infrastructure.xlsx
IND | INDXX | [10 empty] | India_Electricity_Infrastructure.xlsx
IND | INDXX | [10 empty] | India_Electricity_Infrastructure.xlsx
IND | INDXX | [10 empty] | India_Electricity_Infrastructure.xlsx
IND | INDXX | [10 empty] | India_Electricity_Infrastructure.xlsx
IND | INDXX | [10 empty] | India_Electricity_Infrastructure.xlsx
IND | INDXX | [10 empty] | India_Electricity_Infrastructure.xlsx
IND | INDXX | [10 empty] | India_Electricity_Infrastructure.xlsx
IND | INDXX | [10 empty] | India_Electricity_Infrastructure.xlsx
IND | INDXX | [10 empty] | India_Electricity_Infrastructure.xlsx
IND | INDXX | [10 empty] | India_Electricity_Infrastructure.xlsx
IND | INDXX | [10 empty] | India_Electricity_Infrastructure.xlsx
IND | INDXX | [10 empty] | India_Electricity_Infrastructure.xlsx
IND | INDXX | [10 empty] | India_Electricity_Infrastructure.xlsx
IND | INDXX | [10 empty] | India_Electricity_Infrastructure.xlsx
IND | INDXX | [10 empty] | India_Electricity_Infrastructure.xlsx
IND | INDXX | [10 empty] | India_Electricity_Infrastructure.xlsx
IND | INDXX | [10 empty] | India_Electricity_Infrastructure.xlsx
IND | INDXX | [10 empty] | India_Electricity_Infrastructure.xlsx
IND | INDXX | [10 empty] | India_Electricity_Infrastructure.xlsx
IND | INDXX | [10 empty] | India_Electricity_Infrastructure.xlsx
IND | INDXX | [10 empty] | India_Electricity_Infrastructure.xlsx
IND | INDXX | [10 empty] | India_Electricity_Infrastructure.xlsx
IND | INDXX | [10 empty] | India_Electricity_Infrastructure.xlsx
IND | INDXX | [10 empty] | India_Electricity_Infrastructure.xlsx
IND | INDXX | [10 empty] | India_Electricity_Infrastructure.xlsx
IND | INDXX | [10 empty] | India_Electricity_Infrastructure.xlsx
IND | INDXX | [10 empty] | India_Electricity_Infrastructure.xlsx
IND | INDXX | [10 empty] | India_Electricity_Infrastructure.xlsx
IND | INDXX | [10 empty] | India_Electricity_Infrastructure.xlsx
IND | INDXX | [10 empty] | India_Electricity_Infrastructure.xlsx
IND | INDXX | [10 empty] | India_Electricity_Infrastructure.xlsx
IND | INDXX | [10 empty] | India_Electricity_Infrastructure.xlsx
IND | INDXX | [10 empty] | India_Electricity_Infrastructure.xlsx
IND | INDXX | [10 empty] | India_Electricity_Infrastructure.xlsx
IND | INDXX | [10 empty] | India_Electricity_Infrastructure.xlsx
IND | INDXX | [10 empty] | India_Electricity_Infrastructure.xlsx
IND | INDXX | [10 empty] | India_Electricity_Infrastructure.xlsx
IND | INDXX | [10 empty] | India_Electricity_Infrastructure.xlsx
IND | INDXX | [10 empty] | India_Electricity_Infrastructure.xlsx
IND | INDXX | [10 empty] | India_Electricity_Infrastructure.xlsx
IND | INDXX | [10 empty] | India_Electricity_Infrastructure.xlsx
IND | INDXX | [10 empty] | India_Electricity_Infrastructure.xlsx
IND | INDXX | [10 empty] | India_Electricity_Infrastructure.xlsx
IND | INDXX | [10 empty] | India_Electricity_Infrastructure.xlsx
IND | INDXX | [10 empty] | India_Electricity_Infrastructure.xlsx
IND | INDXX | [10 empty] | India_Electricity_Infrastructure.xlsx
IND | INDXX | [10 empty] | India_Electricity_Infrastructure.xlsx
IND | INDXX | [10 empty] | India_Electricity_Infrastructure.xlsx
IND | INDXX | [10 empty] | India_Electricity_Infrastructure.xlsx
IND | INDXX | [10 empty] | India_Electricity_Infrastructure.xlsx
IND | INDXX | [10 empty] | India_Electricity_Infrastructure.xlsx
IND | INDXX | [10 empty] | India_Electricity_Infrastructure.xlsx
IND | INDXX | [10 empty] | India_Electricity_Infrastructure.xlsx
IND | INDXX | [10 empty] | India_Electricity_Infrastructure.xlsx
IND | INDXX | [10 empty] | India_Electricity_Infrastructure.xlsx
IND | INDXX | [10 empty] | India_Electricity_Infrastructure.xlsx
IND | INDXX | [10 empty] | India_Electricity_Infrastructure.xlsx
IND | INDXX | [10 empty] | India_Electricity_Infrastructure.xlsx
IND | INDXX | [10 empty] | India_Electricity_Infrastructure.xlsx
IND | INDXX | [10 empty] | India_Electricity_Infrastructure.xlsx
IND | INDXX | [10 empty] | India_Electricity_Infrastructure.xlsx
IND | INDXX | [10 empty] | India_Electricity_Infrastructure.xlsx
IND | INDXX | [10 empty] | India_Electricity_Infrastructure.xlsx
IND | INDXX | [10 empty] | India_Electricity_Infrastructure.xlsx
IND | INDXX | [10 empty] | India_Electricity_Infrastructure.xlsx
IND | INDXX | [10 empty] | India_Electricity_Infrastructure.xlsx
IND | INDXX | [10 empty] | India_Electricity_Infrastructure.xlsx
IND | INDXX | [10 empty] | India_Electricity_Infrastructure.xlsx
IND | INDXX | [10 empty] | India_Electricity_Infrastructure.xlsx
IND | INDXX | [10 empty] | India_Electricity_Infrastructure.xlsx
IND | INDXX | [10 empty] | India_Electricity_Infrastructure.xlsx
IND | INDXX | [10 empty] | India_Electricity_Infrastructure.xlsx
IND | INDXX | [10 empty] | India_Electricity_Infrastructure.xlsx
IND | INDXX | [10 empty] | India_Electricity_Infrastructure.xlsx
IND | INDXX | [10 empty] | India_Electricity_Infrastructure.xlsx
IND | INDXX | [10 empty] | India_Electricity_Infrastructure.xlsx
IND | INDXX | [10 empty] | India_Electricity_Infrastructure.xlsx
IND | INDXX | [10 empty] | India_Electricity_Infrastructure.xlsx
IND | INDXX | [10 empty] | India_Electricity_Infrastructure.xlsx
IND | INDXX | [10 empty] | India_Electricity_Infrastructure.xlsx
IND | INDXX | [10 empty] | India_Electricity_Infrastructure.xlsx
IND | INDXX | [10 empty] | India_Electricity_Infrastructure.xlsx
IND | INDXX | [10 empty] | India_Electricity_Infrastructure.xlsx
IND | INDXX | [10 empty] | India_Electricity_Infrastructure.xlsx
IND | INDXX | [10 empty] | India_Electricity_Infrastructure.xlsx
IND | INDXX | [10 empty] | India_Electricity_Infrastructure.xlsx
IND | INDXX | [10 empty] | India_Electricity_Infrastructure.xlsx
IND | INDXX | [10 empty] | India_Electricity_Infrastructure.xlsx
IND | INDXX | [10 empty] | India_Electricity_Infrastructure.xlsx
IND | INDXX | [10 empty] | India_Electricity_Infrastructure.xlsx
IND | INDXX | [10 empty] | India_Electricity_Infrastructure.xlsx
IND | INDXX | [10 empty] | India_Electricity_Infrastructure.xlsx
IND | INDXX | [10 empty] | India_Electricity_Infrastructure.xlsx
IND | INDXX | [10 empty] | India_Electricity_Infrastructure.xlsx
IND | INDXX | [10 empty] | India_Electricity_Infrastructure.xlsx
IND | INDXX | [10 empty] | India_Electricity_Infrastructure.xlsx
IND | INDXX | [10 empty] | India_Electricity_Infrastructure.xlsx
IND | INDXX | [10 empty] | India_Electricity_Infrastructure.xlsx
IND | INDXX | [10 empty] | India_Electricity_Infrastructure.xlsx
IND | INDXX | [10 empty] | India_Electricity_Infrastructure.xlsx
IND | INDXX | [10 empty] | India_Electricity_Infrastructure.xlsx
IND | INDXX | [10 empty] | India_Electricity_Infrastructure.xlsx
IND | INDXX | [10 empty] | India_Electricity_Infrastructure.xlsx
IND | INDXX | [10 empty] | India_Electricity_Infrastructure.xlsx
IND | INDXX | [10 empty] | India_Electricity_Infrastructure.xlsx
IND | INDXX | [10 empty] | India_Electricity_Infrastructure.xlsx
IND | INDXX | [10 empty] | India_Electricity_Infrastructure.xlsx
IND | INDXX | [10 empty] | India_Electricity_Infrastructure.xlsx
IND | INDXX | [10 empty] | India_Electricity_Infrastructure.xlsx
IND | INDXX | [10 empty] | India_Electricity_Infrastructure.xlsx
IND | INDXX | [10 empty] | India_Electricity_Infrastructure.xlsx
IND | INDXX | [10 empty] | India_Electricity_Infrastructure.xlsx
IND | INDXX | [10 empty] | India_Electricity_Infrastructure.xlsx
IND | INDXX | [10 empty] | India_Electricity_Infrastructure.xlsx
IND | INDXX | [10 empty] | India_Electricity_Infrastructure.xlsx
IND | INDXX | [10 empty] | India_Electricity_Infrastructure.xlsx
IND | INDXX | [10 empty] | India_Electricity_Infrastructure.xlsx
IND | INDXX | [10 empty] | India_Electricity_Infrastructure.xlsx
IND | INDXX | [10 empty] | India_Electricity_Infrastructure.xlsx
IND | INDXX | [10 empty] | India_Electricity_Infrastructure.xlsx
IND | INDXX | [10 empty] | India_Electricity_Infrastructure.xlsx
IND | INDXX | [10 empty] | India_Electricity_Infrastructure.xlsx
IND | INDXX | [10 empty] | India_Electricity_Infrastructure.xlsx
IND | INDXX | [10 empty] | India_Electricity_Infrastructure.xlsx
IND | INDXX | [10 empty] | India_Electricity_Infrastructure.xlsx
IND | INDXX | [10 empty] | India_Electricity_Infrastructure.xlsx
IND | INDXX | [10 empty] | India_Electricity_Infrastructure.xlsx
IND | INDXX | [10 empty] | India_Electricity_Infrastructure.xlsx
IND | INDXX | [10 empty] | India_Electricity_Infrastructure.xlsx
IND | INDXX | [10 empty] | India_Electricity_Infrastructure.xlsx
IND | INDXX | [10 empty] | India_Electricity_Infrastructure.xlsx
IND | INDXX | [10 empty] | India_Electricity_Infrastructure.xlsx
IND | INDXX | [10 empty] | India_Electricity_Infrastructure.xlsx
IND | INDXX | [10 empty] | India_Electricity_Infrastructure.xlsx
IND | INDXX | [10 empty] | India_Electricity_Infrastructure.xlsx
IND | INDXX | [10 empty] | India_Electricity_Infrastructure.xlsx
IND | INDXX | [10 empty] | India_Electricity_Infrastructure.xlsx
IND | INDXX | [10 empty] | India_Electricity_Infrastructure.xlsx
IND | INDXX | [10 empty] | India_Electricity_Infrastructure.xlsx
IND | INDXX | [10 empty] | India_Electricity_Infrastructure.xlsx
IND | INDXX | [10 empty] | India_Electricity_Infrastructure.xlsx
IND | INDXX | [10 empty] | India_Electricity_Infrastructure.xlsx
IND | INDXX | [10 empty] | India_Electricity_Infrastructure.xlsx
IND | INDXX | [10 empty] | India_Electricity_Infrastructure.xlsx
IND | INDXX | [10 empty] | India_Electricity_Infrastructure.xlsx
IND | INDXX | [10 empty] | India_Electricity_Infrastructure.xlsx
IND | INDXX | [10 empty] | India_Electricity_Infrastructure.xlsx
IND | INDXX | [10 empty] | India_Electricity_Infrastructure.xlsx
IND | INDXX | [10 empty] | India_Electricity_Infrastructure.xlsx
IND | INDXX | [10 empty] | India_Electricity_Infrastructure.xlsx
IND | INDXX | [10 empty] | India_Electricity_Infrastructure.xlsx
IND | INDXX | [10 empty] | India_Electricity_Infrastructure.xlsx
IND | INDXX | [10 empty] | India_Electricity_Infrastructure.xlsx
IND | INDXX | [10 empty] | India_Electricity_Infrastructure.xlsx
IND | INDXX | [10 empty] | India_Electricity_Infrastructure.xlsx
IND | INDXX | [10 empty] | India_Electricity_Infrastructure.xlsx
IND | INDXX | [10 empty] | India_Electricity_Infrastructure.xlsx
IND | INDXX | [10 empty] | India_Electricity_Infrastructure.xlsx
IND | INDXX | [10 empty] | India_Electricity_Infrastructure.xlsx
IND | INDXX | [10 empty] | India_Electricity_Infrastructure.xlsx
IND | INDXX | [10 empty] | India_Electricity_Infrastructure.xlsx
IND | INDXX | [10 empty] | India_Electricity_Infrastructure.xlsx
IND | INDXX | [10 empty] | India_Electricity_Infrastructure.xlsx
IND | INDXX | [10 empty] | India_Electricity_Infrastructure.xlsx
IND | INDXX | [10 empty] | India_Electricity_Infrastructure.xlsx
IND | INDXX | [10 empty] | India_Electricity_Infrastructure.xlsx
IND | INDXX | [10 empty] | India_Electricity_Infrastructure.xlsx
IND | INDXX | [10 empty] | India_Electricity_Infrastructure.xlsx
IND | INDXX | [10 empty] | India_Electricity_Infrastructure.xlsx
IND | INDXX | [10 empty] | India_Electricity_Infrastructure.xlsx
IND | INDXX | [10 empty] | India_Electricity_Infrastructure.xlsx
IND | INDXX | [10 empty] | India_Electricity_Infrastructure.xlsx
IND | INDXX | [10 empty] | India_Electricity_Infrastructure.xlsx
IND | INDXX | [10 empty] | India_Electricity_Infrastructure.xlsx
IND | INDXX | [10 empty] | India_Electricity_Infrastructure.xlsx
IND | INDXX | [10 empty] | India_Electricity_Infrastructure.xlsx
IND | INDXX | [10 empty] | India_Electricity_Infrastructure.xlsx
IND | INDXX | [10 empty] | India_Electricity_Infrastructure.xlsx
IND | INDXX | [10 empty] | India_Electricity_Infrastructure.xlsx
IND | INDXX | [10 empty] | India_Electricity_Infrastructure.xlsx
IND | INDXX | [10 empty] | India_Electricity_Infrastructure.xlsx
IND | INDXX | [10 empty] | India_Electricity_Infrastructure.xlsx
IND | INDXX | [10 empty] | India_Electricity_Infrastructure.xlsx
IND | INDXX | [10 empty] | India_Electricity_Infrastructure.xlsx
IND | INDXX | [10 empty] | India_Electricity_Infrastructure.xlsx
IND | INDXX | [10 empty] | India_Electricity_Infrastructure.xlsx
IND | INDXX | [10 empty] | India_Electricity_Infrastructure.xlsx
IND | INDXX | [10 empty] | India_Electricity_Infrastructure.xlsx
IND | INDXX | [10 empty] | India_Electricity_Infrastructure.xlsx
IND | INDXX | [10 empty] | India_Electricity_Infrastructure.xlsx
IND | INDXX | [10 empty] | India_Electricity_Infrastructure.xlsx
IND | INDXX | [10 empty] | India_Electricity_Infrastructure.xlsx
IND | INDXX | [10 empty] | India_Electricity_Infrastructure.xlsx
IND | INDXX | [10 empty] | India_Electricity_Infrastructure.xlsx
IND | INDXX | [10 empty] | India_Electricity_Infrastructure.xlsx
IND | INDXX | [10 empty] | India_Electricity_Infrastructure.xlsx
IND | INDXX | [10 empty] | India_Electricity_Infrastructure.xlsx
IND | INDXX | [10 empty] | India_Electricity_Infrastructure.xlsx
IND | INDXX | [10 empty] | India_Electricity_Infrastructure.xlsx
IND | INDXX | [10 empty] | India_Electricity_Infrastructure.xlsx
IND | INDXX | [10 empty] | India_Electricity_Infrastructure.xlsx
IND | INDXX | [10 empty] | India_Electricity_Infrastructure.xlsx
IND | INDXX | [10 empty] | India_Electricity_Infrastructure.xlsx
IND | INDXX | [10 empty] | India_Electricity_Infrastructure.xlsx
IND | INDXX | [10 empty] | India_Electricity_Infrastructure.xlsx
IND | INDXX | [10 empty] | India_Electricity_Infrastructure.xlsx
IND | INDXX | [10 empty] | India_Electricity_Infrastructure.xlsx
IND | INDXX | [10 empty] | India_Electricity_Infrastructure.xlsx
IND | INDXX | [10 empty] | India_Electricity_Infrastructure.xlsx
IND | INDXX | [10 empty] | India_Electricity_Infrastructure.xlsx
IND | INDXX | [10 empty] | India_Electricity_Infrastructure.xlsx
IND | INDXX | [10 empty] | India_Electricity_Infrastructure.xlsx
IND | INDXX | [10 empty] | India_Electricity_Infrastructure.xlsx
IND | INDXX | [10 empty] | India_Electricity_Infrastructure.xlsx
IND | INDXX | [10 empty] | India_Electricity_Infrastructure.xlsx
IND | INDXX | [10 empty] | India_Electricity_Infrastructure.xlsx
IND | INDXX | [10 empty] | India_Electricity_Infrastructure.xlsx
IND | INDXX | [10 empty] | India_Electricity_Infrastructure.xlsx
IND | INDXX | [10 empty] | India_Electricity_Infrastructure.xlsx
IND | INDXX | [10 empty] | India_Electricity_Infrastructure.xlsx
IND | INDXX | [10 empty] | India_Electricity_Infrastructure.xlsx
IND | INDXX | [10 empty] | India_Electricity_Infrastructure.xlsx
IND | INDXX | [10 empty] | India_Electricity_Infrastructure.xlsx
IND | INDXX | [10 empty] | India_Electricity_Infrastructure.xlsx
IND | INDXX | [10 empty] | India_Electricity_Infrastructure.xlsx
IND | INDXX | [10 empty] | India_Electricity_Infrastructure.xlsx
IND | INDXX | [10 empty] | India_Electricity_Infrastructure.xlsx
IND | INDXX | [10 empty] | India_Electricity_Infrastructure.xlsx
IND | INDXX | [10 empty] | India_Electricity_Infrastructure.xlsx
IND | INDXX | [10 empty] | India_Electricity_Infrastructure.xlsx
IND | INDXX | [10 empty] | India_Electricity_Infrastructure.xlsx
IND | INDXX | [10 empty] | India_Electricity_Infrastructure.xlsx
IND | INDXX | [10 empty] | India_Electricity_Infrastructure.xlsx
IND | INDXX | [10 empty] | India_Electricity_Infrastructure.xlsx
IND | INDXX | [10 empty] | India_Electricity_Infrastructure.xlsx
IND | INDXX | [10 empty] | India_Electricity_Infrastructure.xlsx
IND | INDXX | [10 empty] | India_Electricity_Infrastructure.xlsx
IND | INDXX | [10 empty] | India_Electricity_Infrastructure.xlsx
IND | INDXX | [10 empty] | India_Electricity_Infrastructure.xlsx
IND | INDXX | [10 empty] | India_Electricity_Infrastructure.xlsx
IND | INDXX | [10 empty] | India_Electricity_Infrastructure.xlsx
IND | INDXX | [10 empty] | India_Electricity_Infrastructure.xlsx
IND | INDXX | [10 empty] | India_Electricity_Infrastructure.xlsx
IND | INDXX | [10 empty] | India_Electricity_Infrastructure.xlsx
IND | INDXX | [10 empty] | India_Electricity_Infrastructure.xlsx
IND | INDXX | [10 empty] | India_Electricity_Infrastructure.xlsx
IND | INDXX | [10 empty] | India_Electricity_Infrastructure.xlsx
IND | INDXX | [10 empty] | India_Electricity_Infrastructure.xlsx
IND | INDXX | [10 empty] | India_Electricity_Infrastructure.xlsx
IND | INDXX | [10 empty] | India_Electricity_Infrastructure.xlsx
IND | INDXX | [10 empty] | India_Electricity_Infrastructure.xlsx
IND | INDXX | [10 empty] | India_Electricity_Infrastructure.xlsx
IND | INDXX | [10 empty] | India_Electricity_Infrastructure.xlsx
IND | INDXX | [10 empty] | India_Electricity_Infrastructure.xlsx
IND | INDXX | [10 empty] | India_Electricity_Infrastructure.xlsx
IND | INDXX | [10 empty] | India_Electricity_Infrastructure.xlsx
IND | INDXX | [10 empty] | India_Electricity_Infrastructure.xlsx
IND | INDXX | [10 empty] | India_Electricity_Infrastructure.xlsx
IND | INDXX | [10 empty] | India_Electricity_Infrastructure.xlsx
IND | INDXX | [10 empty] | India_Electricity_Infrastructure.xlsx
IND | INDXX | [10 empty] | India_Electricity_Infrastructure.xlsx
IND | INDXX | [10 empty] | India_Electricity_Infrastructure.xlsx
IND | INDXX | [10 empty] | India_Electricity_Infrastructure.xlsx
IND | INDXX | [10 empty] | India_Electricity_Infrastructure.xlsx
IND | INDXX | [10 empty] | India_Electricity_Infrastructure.xlsx
IND | INDXX | [10 empty] | India_Electricity_Infrastructure.xlsx
IND | INDXX | [10 empty] | India_Electricity_Infrastructure.xlsx
IND | INDXX | [10 empty] | India_Electricity_Infrastructure.xlsx
IND | INDXX | [10 empty] | India_Electricity_Infrastructure.xlsx
IND | INDXX | [10 empty] | India_Electricity_Infrastructure.xlsx
IND | INDXX | [10 empty] | India_Electricity_Infrastructure.xlsx
IND | INDXX | [10 empty] | India_Electricity_Infrastructure.xlsx
IND | INDXX | [10 empty] | India_Electricity_Infrastructure.xlsx
IND | INDXX | [10 empty] | India_Electricity_Infrastructure.xlsx
IND | INDXX | [10 empty] | India_Electricity_Infrastructure.xlsx
IND | INDXX | [10 empty] | India_Electricity_Infrastructure.xlsx
IND | INDXX | [10 empty] | India_Electricity_Infrastructure.xlsx
IND | INDXX | [10 empty] | India_Electricity_Infrastructure.xlsx
IND | INDXX | [10 empty] | India_Electricity_Infrastructure.xlsx
IND | INDXX | [10 empty] | India_Electricity_Infrastructure.xlsx
IND | INDXX | [10 empty] | India_Electricity_Infrastructure.xlsx
IND | INDXX | [10 empty] | India_Electricity_Infrastructure.xlsx
IND | INDXX | [10 empty] | India_Electricity_Infrastructure.xlsx
IND | INDXX | [10 empty] | India_Electricity_Infrastructure.xlsx
IND | INDXX | [10 empty] | India_Electricity_Infrastructure.xlsx
IND | INDXX | [10 empty] | India_Electricity_Infrastructure.xlsx
IND | INDXX | [10 empty] | India_Electricity_Infrastructure.xlsx
IND | INDXX | [10 empty] | India_Electricity_Infrastructure.xlsx
IND | INDXX | [10 empty] | India_Electricity_Infrastructure.xlsx
IND | INDXX | [10 empty] | India_Electricity_Infrastructure.xlsx
IND | INDXX | [10 empty] | India_Electricity_Infrastructure.xlsx
IND | INDXX | [10 empty] | India_Electricity_Infrastructure.xlsx
IND | INDXX | [10 empty] | India_Electricity_Infrastructure.xlsx
IND | INDXX | [10 empty] | India_Electricity_Infrastructure.xlsx
IND | INDXX | [10 empty] | India_Electricity_Infrastructure.xlsx
IND | INDXX | [10 empty] | India_Electricity_Infrastructure.xlsx
IND | INDXX | [10 empty] | India_Electricity_Infrastructure.xlsx
IND | INDXX | [10 empty] | India_Electricity_Infrastructure.xlsx
IND | INDXX | [10 empty] | India_Electricity_Infrastructure.xlsx
IND | INDXX | [10 empty] | India_Electricity_Infrastructure.xlsx
IND | INDXX | [10 empty] | India_Electricity_Infrastructure.xlsx
IND | INDXX | [10 empty] | India_Electricity_Infrastructure.xlsx
IND | INDXX | [10 empty] | India_Electricity_Infrastructure.xlsx
IND | INDXX | [10 empty] | India_Electricity_Infrastructure.xlsx
IND | INDXX | [10 empty] | India_Electricity_Infrastructure.xlsx
IND | INDXX | [10 empty] | India_Electricity_Infrastructure.xlsx
IND | INDXX | [10 empty] | India_Electricity_Infrastructure.xlsx
IND | INDXX | [10 empty] | India_Electricity_Infrastructure.xlsx
IND | INDXX | [10 empty] | India_Electricity_Infrastructure.xlsx
IND | INDXX | [10 empty] | India_Electricity_Infrastructure.xlsx
IND | INDXX | [10 empty] | India_Electricity_Infrastructure.xlsx
IND | INDXX | [10 empty] | India_Electricity_Infrastructure.xlsx
IND | INDXX | [10 empty] | India_Electricity_Infrastructure.xlsx
IND | INDXX | [10 empty] | India_Electricity_Infrastructure.xlsx
IND | INDXX | [10 empty] | India_Electricity_Infrastructure.xlsx
IND | INDXX | [10 empty] | India_Electricity_Infrastructure.xlsx
IND | INDXX | [10 empty] | India_Electricity_Infrastructure.xlsx
IND | INDXX | [10 empty] | India_Electricity_Infrastructure.xlsx
IND | INDXX | [10 empty] | India_Electricity_Infrastructure.xlsx
IND | INDXX | [10 empty] | India_Electricity_Infrastructure.xlsx
IND | INDXX | [10 empty] | India_Electricity_Infrastructure.xlsx
IND | INDXX | [10 empty] | India_Electricity_Infrastructure.xlsx
IND | INDXX | [10 empty] | India_Electricity_Infrastructure.xlsx
IND | INDXX | [10 empty] | India_Electricity_Infrastructure.xlsx
IND | INDXX | [10 empty] | India_Electricity_Infrastructure.xlsx
IND | INDXX | [10 empty] | India_Electricity_Infrastructure.xlsx
IND | INDXX | [10 empty] | India_Electricity_Infrastructure.xlsx
IND | INDXX | [10 empty] | India_Electricity_Infrastructure.xlsx
IND | INDXX | [10 empty] | India_Electricity_Infrastructure.xlsx
IND | INDXX | [10 empty] | India_Electricity_Infrastructure.xlsx
IND | INDXX | [10 empty] | India_Electricity_Infrastructure.xlsx
IND | INDXX | [10 empty] | India_Electricity_Infrastructure.xlsx
IND | INDXX | [10 empty] | India_Electricity_Infrastructure.xlsx
IND | INDXX | [10 empty] | India_Electricity_Infrastructure.xlsx
IND | INDXX | [10 empty] | India_Electricity_Infrastructure.xlsx
IND | INDXX | [10 empty] | India_Electricity_Infrastructure.xlsx
IND | INDXX | [10 empty] | India_Electricity_Infrastructure.xlsx
IND | INDXX | [10 empty] | India_Electricity_Infrastructure.xlsx
IND | INDXX | [10 empty] | India_Electricity_Infrastructure.xlsx
IND | INDXX | [10 empty] | India_Electricity_Infrastructure.xlsx
IND | INDXX | [10 empty] | India_Electricity_Infrastructure.xlsx
IND | INDXX | [10 empty] | India_Electricity_Infrastructure.xlsx
IND | INDXX | [10 empty] | India_Electricity_Infrastructure.xlsx
IND | INDXX | [10 empty] | India_Electricity_Infrastructure.xlsx
IND | INDXX | [10 empty] | India_Electricity_Infrastructure.xlsx
IND | INDXX | [10 empty] | India_Electricity_Infrastructure.xlsx
IND | INDXX | [10 empty] | India_Electricity_Infrastructure.xlsx
IND | INDXX | [10 empty] | India_Electricity_Infrastructure.xlsx
IND | INDXX | [10 empty] | India_Electricity_Infrastructure.xlsx
IND | INDXX | [10 empty] | India_Electricity_Infrastructure.xlsx
IND | INDXX | [10 empty] | India_Electricity_Infrastructure.xlsx
IND | INDXX | [10 empty] | India_Electricity_Infrastructure.xlsx
IND | INDXX | [10 empty] | India_Electricity_Infrastructure.xlsx
IND | INDXX | [10 empty] | India_Electricity_Infrastructure.xlsx
IND | INDXX | [10 empty] | India_Electricity_Infrastructure.xlsx
IND | INDXX | [10 empty] | India_Electricity_Infrastructure.xlsx
IND | INDXX | [10 empty] | India_Electricity_Infrastructure.xlsx
IND | INDXX | [10 empty] | India_Electricity_Infrastructure.xlsx
IND | INDXX | [10 empty] | India_Electricity_Infrastructure.xlsx
IND | INDXX | [10 empty] | India_Electricity_Infrastructure.xlsx
IND | INDXX | [10 empty] | India_Electricity_Infrastructure.xlsx
IND | INDXX | [10 empty] | India_Electricity_Infrastructure.xlsx
IND | INDXX | [10 empty] | India_Electricity_Infrastructure.xlsx
IND | INDXX | [10 empty] | India_Electricity_Infrastructure.xlsx
IND | INDXX | [10 empty] | India_Electricity_Infrastructure.xlsx
IND | INDXX | [10 empty] | India_Electricity_Infrastructure.xlsx
IND | INDXX | [10 empty] | India_Electricity_Infrastructure.xlsx
IND | INDXX | [10 empty] | India_Electricity_Infrastructure.xlsx
IND | INDXX | [10 empty] | India_Electricity_Infrastructure.xlsx
IND | INDXX | [10 empty] | India_Electricity_Infrastructure.xlsx
IND | INDXX | [10 empty] | India_Electricity_Infrastructure.xlsx
IND | INDXX | [10 empty] | India_Electricity_Infrastructure.xlsx
IND | INDXX | [10 empty] | India_Electricity_Infrastructure.xlsx
IND | INDXX | [10 empty] | India_Electricity_Infrastructure.xlsx
IND | INDXX | [10 empty] | India_Electricity_Infrastructure.xlsx
IND | INDXX | [10 empty] | India_Electricity_Infrastructure.xlsx
IND | INDXX | [10 empty] | India_Electricity_Infrastructure.xlsx
IND | INDXX | [10 empty] | India_Electricity_Infrastructure.xlsx
IND | INDXX | [10 empty] | India_Electricity_Infrastructure.xlsx
IND | INDXX | [10 empty] | India_Electricity_Infrastructure.xlsx
IND | INDXX | [10 empty] | India_Electricity_Infrastructure.xlsx
IND | INDXX | [10 empty] | India_Electricity_Infrastructure.xlsx
IND | INDXX | [10 empty] | India_Electricity_Infrastructure.xlsx
IND | INDXX | [10 empty] | India_Electricity_Infrastructure.xlsx
IND | INDXX | [10 empty] | India_Electricity_Infrastructure.xlsx
IND | INDXX | [10 empty] | India_Electricity_Infrastructure.xlsx
IND | INDXX | [10 empty] | India_Electricity_Infrastructure.xlsx
IND | INDXX | [10 empty] | India_Electricity_Infrastructure.xlsx
IND | INDXX | [10 empty] | India_Electricity_Infrastructure.xlsx
IND | INDXX | [10 empty] | India_Electricity_Infrastructure.xlsx
IND | INDXX | [10 empty] | India_Electricity_Infrastructure.xlsx
IND | INDXX | [10 empty] | India_Electricity_Infrastructure.xlsx
IND | INDXX | [10 empty] | India_Electricity_Infrastructure.xlsx
IND | INDXX | [10 empty] | India_Electricity_Infrastructure.xlsx
IND | INDXX | [10 empty] | India_Electricity_Infrastructure.xlsx
IND | INDXX | [10 empty] | India_Electricity_Infrastructure.xlsx
IND | INDXX | [10 empty] | India_Electricity_Infrastructure.xlsx
IND | INDXX | [10 empty] | India_Electricity_Infrastructure.xlsx
IND | INDXX | [10 empty] | India_Electricity_Infrastructure.xlsx
IND | INDXX | [10 empty] | India_Electricity_Infrastructure.xlsx
IND | INDXX | [10 empty] | India_Electricity_Infrastructure.xlsx
IND | INDXX | [10 empty] | India_Electricity_Infrastructure.xlsx
IND | INDXX | [10 empty] | India_Electricity_Infrastructure.xlsx
IND | INDXX | [10 empty] | India_Electricity_Infrastructure.xlsx
IND | INDXX | [10 empty] | India_Electricity_Infrastructure.xlsx
IND | INDXX | [10 empty] | India_Electricity_Infrastructure.xlsx
IND | INDXX | [10 empty] | India_Electricity_Infrastructure.xlsx
IND | INDXX | [10 empty] | India_Electricity_Infrastructure.xlsx
IND | INDXX | [10 empty] | India_Electricity_Infrastructure.xlsx
IND | INDXX | [10 empty] | India_Electricity_Infrastructure.xlsx
IND | INDXX | [10 empty] | India_Electricity_Infrastructure.xlsx
IND | INDXX | [10 empty] | India_Electricity_Infrastructure.xlsx
IND | INDXX | [10 empty] | India_Electricity_Infrastructure.xlsx
IND | INDXX | [10 empty] | India_Electricity_Infrastructure.xlsx
IND | INDXX | [10 empty] | India_Electricity_Infrastructure.xlsx
IND | INDXX | [10 empty] | India_Electricity_Infrastructure.xlsx
IND | INDXX | [10 empty] | India_Electricity_Infrastructure.xlsx
IND | INDXX | [10 empty] | India_Electricity_Infrastructure.xlsx
IND | INDXX | [10 empty] | India_Electricity_Infrastructure.xlsx
IND | INDXX | [10 empty] | India_Electricity_Infrastructure.xlsx
IND | INDXX | [10 empty] | India_Electricity_Infrastructure.xlsx
IND | INDXX | [10 empty] | India_Electricity_Infrastructure.xlsx
IND | INDXX | [10 empty] | India_Electricity_Infrastructure.xlsx
IND | INDXX | [10 empty] | India_Electricity_Infrastructure.xlsx
IND | INDXX | [10 empty] | India_Electricity_Infrastructure.xlsx
IND | INDXX | [10 empty] | India_Electricity_Infrastructure.xlsx
IND | INDXX | [10 empty] | India_Electricity_Infrastructure.xlsx
IND | INDXX | [10 empty] | India_Electricity_Infrastructure.xlsx
IND | INDXX | [10 empty] | India_Electricity_Infrastructure.xlsx
IND | INDXX | [10 empty] | India_Electricity_Infrastructure.xlsx
IND | INDXX | [10 empty] | India_Electricity_Infrastructure.xlsx
IND | INDXX | [10 empty] | India_Electricity_Infrastructure.xlsx
IND | INDXX | [10 empty] | India_Electricity_Infrastructure.xlsx
IND | INDXX | [10 empty] | India_Electricity_Infrastructure.xlsx
IND | INDXX | [10 empty] | India_Electricity_Infrastructure.xlsx
IND | INDXX | [10 empty] | India_Electricity_Infrastructure.xlsx
IND | INDXX | [10 empty] | India_Electricity_Infrastructure.xlsx
IND | INDXX | [10 empty] | India_Electricity_Infrastructure.xlsx
IND | INDXX | [10 empty] | India_Electricity_Infrastructure.xlsx
IND | INDXX | [10 empty] | India_Electricity_Infrastructure.xlsx
IND | INDXX | [10 empty] | India_Electricity_Infrastructure.xlsx
IND | INDXX | [10 empty] | India_Electricity_Infrastructure.xlsx
IND | INDXX | [10 empty] | India_Electricity_Infrastructure.xlsx
IND | INDXX | [10 empty] | India_Electricity_Infrastructure.xlsx
IND | INDXX | [10 empty] | India_Electricity_Infrastructure.xlsx
IND | INDXX | [10 empty] | India_Electricity_Infrastructure.xlsx
IND | INDXX | [10 empty] | India_Electricity_Infrastructure.xlsx
IND | INDXX | [10 empty] | India_Electricity_Infrastructure.xlsx
IND | INDXX | [10 empty] | India_Electricity_Infrastructure.xlsx
IND | INDXX | [10 empty] | India_Electricity_Infrastructure.xlsx
IND | INDXX | [10 empty] | India_Electricity_Infrastructure.xlsx
IND | INDXX | [10 empty] | India_Electricity_Infrastructure.xlsx
IND | INDXX | [10 empty] | India_Electricity_Infrastructure.xlsx
IND | INDXX | [10 empty] | India_Electricity_Infrastructure.xlsx
IND | INDXX | [10 empty] | India_Electricity_Infrastructure.xlsx
IND | INDXX | [10 empty] | India_Electricity_Infrastructure.xlsx
IND | INDXX | [10 empty] | India_Electricity_Infrastructure.xlsx
IND | INDXX | [10 empty] | India_Electricity_Infrastructure.xlsx
IND | INDXX | [10 empty] | India_Electricity_Infrastructure.xlsx
IND | INDXX | [10 empty] | India_Electricity_Infrastructure.xlsx
IND | INDXX | [10 empty] | India_Electricity_Infrastructure.xlsx
IND | INDXX | [10 empty] | India_Electricity_Infrastructure.xlsx
IND | INDXX | [10 empty] | India_Electricity_Infrastructure.xlsx
IND | INDXX | [10 empty] | India_Electricity_Infrastructure.xlsx
IND | INDXX | [10 empty] | India_Electricity_Infrastructure.xlsx
IND | INDXX | [10 empty] | India_Electricity_Infrastructure.xlsx
IND | INDXX | [10 empty] | India_Electricity_Infrastructure.xlsx
IND | INDXX | [10 empty] | India_Electricity_Infrastructure.xlsx
IND | INDXX | [10 empty] | India_Electricity_Infrastructure.xlsx
IND | INDXX | [10 empty] | India_Electricity_Infrastructure.xlsx
IND | INDXX | [10 empty] | India_Electricity_Infrastructure.xlsx
IND | INDXX | [10 empty] | India_Electricity_Infrastructure.xlsx
IND | INDXX | [10 empty] | India_Electricity_Infrastructure.xlsx
IND | INDXX | [10 empty] | India_Electricity_Infrastructure.xlsx
IND | INDXX | [10 empty] | India_Electricity_Infrastructure.xlsx
IND | INDXX | [10 empty] | India_Electricity_Infrastructure.xlsx
IND | INDXX | [10 empty] | India_Electricity_Infrastructure.xlsx
IND | INDXX | [10 empty] | India_Electricity_Infrastructure.xlsx
IND | INDXX | [10 empty] | India_Electricity_Infrastructure.xlsx
IND | INDXX | [10 empty] | India_Electricity_Infrastructure.xlsx
IND | INDXX | [10 empty] | India_Electricity_Infrastructure.xlsx
IND | INDXX | [10 empty] | India_Electricity_Infrastructure.xlsx
IND | INDXX | [10 empty] | India_Electricity_Infrastructure.xlsx
IND | INDXX | [10 empty] | India_Electricity_Infrastructure.xlsx
IND | INDXX | [10 empty] | India_Electricity_Infrastructure.xlsx
IND | INDXX | [10 empty] | India_Electricity_Infrastructure.xlsx
IND | INDXX | [10 empty] | India_Electricity_Infrastructure.xlsx
IND | INDXX | [10 empty] | India_Electricity_Infrastructure.xlsx
IND | INDXX | [10 empty] | India_Electricity_Infrastructure.xlsx
IND | INDXX | [10 empty] | India_Electricity_Infrastructure.xlsx
IND | INDXX | [10 empty] | India_Electricity_Infrastructure.xlsx
IND | INDXX | [10 empty] | India_Electricity_Infrastructure.xlsx
IND | INDXX | [10 empty] | India_Electricity_Infrastructure.xlsx
IND | INDXX | [10 empty] | India_Electricity_Infrastructure.xlsx
IND | INDXX | [10 empty] | India_Electricity_Infrastructure.xlsx
IND | INDXX | [10 empty] | India_Electricity_Infrastructure.xlsx
IND | INDXX | [10 empty] | India_Electricity_Infrastructure.xlsx
IND | INDXX | [10 empty] | India_Electricity_Infrastructure.xlsx
IND | INDXX | [10 empty] | India_Electricity_Infrastructure.xlsx
IND | INDXX | [10 empty] | India_Electricity_Infrastructure.xlsx
IND | INDXX | [10 empty] | India_Electricity_Infrastructure.xlsx
IND | INDXX | [10 empty] | India_Electricity_Infrastructure.xlsx
IND | INDXX | [10 empty] | India_Electricity_Infrastructure.xlsx
IND | INDXX | [10 empty] | India_Electricity_Infrastructure.xlsx
IND | INDXX | [10 empty] | India_Electricity_Infrastructure.xlsx
IND | INDXX | [10 empty] | India_Electricity_Infrastructure.xlsx
IND | INDXX | [10 empty] | India_Electricity_Infrastructure.xlsx
IND | INDXX | [10 empty] | India_Electricity_Infrastructure.xlsx
IND | INDXX | [10 empty] | India_Electricity_Infrastructure.xlsx
IND | INDXX | [10 empty] | India_Electricity_Infrastructure.xlsx
IND | INDXX | [10 empty] | India_Electricity_Infrastructure.xlsx
IND | INDXX | [10 empty] | India_Electricity_Infrastructure.xlsx
IND | INDXX | [10 empty] | India_Electricity_Infrastructure.xlsx
IND | INDXX | [10 empty] | India_Electricity_Infrastructure.xlsx
IND | INDXX | [10 empty] | India_Electricity_Infrastructure.xlsx
IND | INDXX | [10 empty] | India_Electricity_Infrastructure.xlsx
IND | INDXX | [10 empty] | India_Electricity_Infrastructure.xlsx
IND | INDXX | [10 empty] | India_Electricity_Infrastructure.xlsx
IND | INDXX | [10 empty] | India_Electricity_Infrastructure.xlsx
IND | INDXX | [10 empty] | India_Electricity_Infrastructure.xlsx
IND | INDXX | [10 empty] | India_Electricity_Infrastructure.xlsx
IND | INDXX | [10 empty] | India_Electricity_Infrastructure.xlsx
IND | INDXX | [10 empty] | India_Electricity_Infrastructure.xlsx
IND | INDXX | [10 empty] | India_Electricity_Infrastructure.xlsx
IND | INDXX | [10 empty] | India_Electricity_Infrastructure.xlsx
IND | INDXX | [10 empty] | India_Electricity_Infrastructure.xlsx
IND | INDXX | [10 empty] | India_Electricity_Infrastructure.xlsx
IND | INDXX | [10 empty] | India_Electricity_Infrastructure.xlsx
IND | INDXX | [10 empty] | India_Electricity_Infrastructure.xlsx
IND | INDXX | [10 empty] | India_Electricity_Infrastructure.xlsx
IND | INDXX | [10 empty] | India_Electricity_Infrastructure.xlsx
IND | INDXX | [10 empty] | India_Electricity_Infrastructure.xlsx
IND | INDXX | [10 empty] | India_Electricity_Infrastructure.xlsx
IND | INDXX | [10 empty] | India_Electricity_Infrastructure.xlsx
IND | INDXX | [10 empty] | India_Electricity_Infrastructure.xlsx
IND | INDXX | [10 empty] | India_Electricity_Infrastructure.xlsx
IND | INDXX | [10 empty] | India_Electricity_Infrastructure.xlsx
IND | INDXX | [10 empty] | India_Electricity_Infrastructure.xlsx
IND | INDXX | [10 empty] | India_Electricity_Infrastructure.xlsx
IND | INDXX | [10 empty] | India_Electricity_Infrastructure.xlsx
IND | INDXX | [10 empty] | India_Electricity_Infrastructure.xlsx
IND | INDXX | [10 empty] | India_Electricity_Infrastructure.xlsx
IND | INDXX | [10 empty] | India_Electricity_Infrastructure.xlsx
IND | INDXX | [10 empty] | India_Electricity_Infrastructure.xlsx
IND | INDXX | [10 empty] | India_Electricity_Infrastructure.xlsx
IND | INDXX | [10 empty] | India_Electricity_Infrastructure.xlsx
IND | INDXX | [10 empty] | India_Electricity_Infrastructure.xlsx
IND | INDXX | [10 empty] | India_Electricity_Infrastructure.xlsx
IND | INDXX | [10 empty] | India_Electricity_Infrastructure.xlsx
IND | INDXX | [10 empty] | India_Electricity_Infrastructure.xlsx
IND | INDXX | [10 empty] | India_Electricity_Infrastructure.xlsx
IND | INDXX | [10 empty] | India_Electricity_Infrastructure.xlsx
IND | INDXX | [10 empty] | India_Electricity_Infrastructure.xlsx
IND | INDXX | [10 empty] | India_Electricity_Infrastructure.xlsx
IND | INDXX | [10 empty] | India_Electricity_Infrastructure.xlsx
IND | INDXX | [10 empty] | India_Electricity_Infrastructure.xlsx
IND | INDXX | [10 empty] | India_Electricity_Infrastructure.xlsx
IND | INDXX | [10 empty] | India_Electricity_Infrastructure.xlsx
IND | INDXX | [10 empty] | India_Electricity_Infrastructure.xlsx
IND | INDXX | [10 empty] | India_Electricity_Infrastructure.xlsx
IND | INDXX | [10 empty] | India_Electricity_Infrastructure.xlsx
IND | INDXX | [10 empty] | India_Electricity_Infrastructure.xlsx
IND | INDXX | [10 empty] | India_Electricity_Infrastructure.xlsx
IND | INDXX | [10 empty] | India_Electricity_Infrastructure.xlsx
IND | INDXX | [10 empty] | India_Electricity_Infrastructure.xlsx
IND | INDXX | [10 empty] | India_Electricity_Infrastructure.xlsx
IND | INDXX | [10 empty] | India_Electricity_Infrastructure.xlsx
IND | INDXX | [10 empty] | India_Electricity_Infrastructure.xlsx
IND | INDXX | [10 empty] | India_Electricity_Infrastructure.xlsx
IND | INDXX | [10 empty] | India_Electricity_Infrastructure.xlsx
IND | INDXX | [10 empty] | India_Electricity_Infrastructure.xlsx
IND | INDXX | [10 empty] | India_Electricity_Infrastructure.xlsx
IND | INDXX | [10 empty] | India_Electricity_Infrastructure.xlsx
IND | INDXX | [10 empty] | India_Electricity_Infrastructure.xlsx
IND | INDXX | [10 empty] | India_Electricity_Infrastructure.xlsx
IND | INDXX | [10 empty] | India_Electricity_Infrastructure.xlsx
IND | INDXX | [10 empty] | India_Electricity_Infrastructure.xlsx
IND | INDXX | [10 empty] | India_Electricity_Infrastructure.xlsx
IND | INDXX | [10 empty] | India_Electricity_Infrastructure.xlsx
IND | INDXX | [10 empty] | India_Electricity_Infrastructure.xlsx
IND | INDXX | [10 empty] | India_Electricity_Infrastructure.xlsx
IND | INDXX | [10 empty] | India_Electricity_Infrastructure.xlsx
IND | INDXX | [10 empty] | India_Electricity_Infrastructure.xlsx
IND | INDXX | [10 empty] | India_Electricity_Infrastructure.xlsx
IND | INDXX | [10 empty] | India_Electricity_Infrastructure.xlsx
IND | INDXX | [10 empty] | India_Electricity_Infrastructure.xlsx
IND | INDXX | [10 empty] | India_Electricity_Infrastructure.xlsx
IND | INDXX | [10 empty] | India_Electricity_Infrastructure.xlsx
IND | INDXX | [10 empty] | India_Electricity_Infrastructure.xlsx
IND | INDXX | [10 empty] | India_Electricity_Infrastructure.xlsx
IND | INDXX | [10 empty] | India_Electricity_Infrastructure.xlsx
IND | INDXX | [10 empty] | India_Electricity_Infrastructure.xlsx
IND | INDXX | [10 empty] | India_Electricity_Infrastructure.xlsx
IND | INDXX | [10 empty] | India_Electricity_Infrastructure.xlsx
IND | INDXX | [10 empty] | India_Electricity_Infrastructure.xlsx
IND | INDXX | [10 empty] | India_Electricity_Infrastructure.xlsx
IND | INDXX | [10 empty] | India_Electricity_Infrastructure.xlsx
IND | INDXX | [10 empty] | India_Electricity_Infrastructure.xlsx
IND | INDXX | [10 empty] | India_Electricity_Infrastructure.xlsx
IND | INDXX | [10 empty] | India_Electricity_Infrastructure.xlsx
IND | INDXX | [10 empty] | India_Electricity_Infrastructure.xlsx
IND | INDXX | [10 empty] | India_Electricity_Infrastructure.xlsx
IND | INDXX | [10 empty] | India_Electricity_Infrastructure.xlsx
IND | INDXX | [10 empty] | India_Electricity_Infrastructure.xlsx
IND | INDXX | [10 empty] | India_Electricity_Infrastructure.xlsx
IND | INDXX | [10 empty] | India_Electricity_Infrastructure.xlsx
IND | INDXX | [10 empty] | India_Electricity_Infrastructure.xlsx
IND | INDXX | [10 empty] | India_Electricity_Infrastructure.xlsx
IND | INDXX | [10 empty] | India_Electricity_Infrastructure.xlsx
IND | INDXX | [10 empty] | India_Electricity_Infrastructure.xlsx
IND | INDXX | [10 empty] | India_Electricity_Infrastructure.xlsx
IND | INDXX | [10 empty] | India_Electricity_Infrastructure.xlsx
IND | INDXX | [10 empty] | India_Electricity_Infrastructure.xlsx
IND | INDXX | [10 empty] | India_Electricity_Infrastructure.xlsx
IND | INDXX | [10 empty] | India_Electricity_Infrastructure.xlsx
IND | INDXX | [10 empty] | India_Electricity_Infrastructure.xlsx
IND | INDXX | [10 empty] | India_Electricity_Infrastructure.xlsx
IND | INDXX | [10 empty] | India_Electricity_Infrastructure.xlsx
IND | INDXX | [10 empty] | India_Electricity_Infrastructure.xlsx
IND | INDXX | [10 empty] | India_Electricity_Infrastructure.xlsx
IND | INDXX | [10 empty] | India_Electricity_Infrastructure.xlsx
IND | INDXX | [10 empty] | India_Electricity_Infrastructure.xlsx
IND | INDXX | [10 empty] | India_Electricity_Infrastructure.xlsx
IND | INDXX | [10 empty] | India_Electricity_Infrastructure.xlsx
IND | INDXX | [10 empty] | India_Electricity_Infrastructure.xlsx
IND | INDXX | [10 empty] | India_Electricity_Infrastructure.xlsx
IND | INDXX | [10 empty] | India_Electricity_Infrastructure.xlsx
IND | INDXX | [10 empty] | India_Electricity_Infrastructure.xlsx
IND | INDXX | [10 empty] | India_Electricity_Infrastructure.xlsx
IND | INDXX | [10 empty] | India_Electricity_Infrastructure.xlsx
IND | INDXX | [10 empty] | India_Electricity_Infrastructure.xlsx
IND | INDXX | [10 empty] | India_Electricity_Infrastructure.xlsx
IND | INDXX | [10 empty] | India_Electricity_Infrastructure.xlsx
IND | INDXX | [10 empty] | India_Electricity_Infrastructure.xlsx
IND | INDXX | [10 empty] | India_Electricity_Infrastructure.xlsx
IND | INDXX | [10 empty] | India_Electricity_Infrastructure.xlsx
IND | INDXX | [10 empty] | India_Electricity_Infrastructure.xlsx
IND | INDXX | [10 empty] | India_Electricity_Infrastructure.xlsx
IND | INDXX | [10 empty] | India_Electricity_Infrastructure.xlsx
IND | INDXX | [10 empty] | India_Electricity_Infrastructure.xlsx
IND | INDXX | [10 empty] | India_Electricity_Infrastructure.xlsx
IND | INDXX | [10 empty] | India_Electricity_Infrastructure.xlsx
IND | INDXX | [10 empty] | India_Electricity_Infrastructure.xlsx
IND | INDXX | [10 empty] | India_Electricity_Infrastructure.xlsx
IND | INDXX | [10 empty] | India_Electricity_Infrastructure.xlsx
IND | INDXX | [10 empty] | India_Electricity_Infrastructure.xlsx
IND | INDXX | [10 empty] | India_Electricity_Infrastructure.xlsx
IND | INDXX | [10 empty] | India_Electricity_Infrastructure.xlsx
IND | INDXX | [10 empty] | India_Electricity_Infrastructure.xlsx
IND | INDXX | [10 empty] | India_Electricity_Infrastructure.xlsx
IND | INDXX | [10 empty] | India_Electricity_Infrastructure.xlsx
IND | INDXX | [10 empty] | India_Electricity_Infrastructure.xlsx
IND | INDXX | [10 empty] | India_Electricity_Infrastructure.xlsx
IND | INDXX | [10 empty] | India_Electricity_Infrastructure.xlsx
IND | INDXX | [10 empty] | India_Electricity_Infrastructure.xlsx
IND | INDXX | [10 empty] | India_Electricity_Infrastructure.xlsx
IND | INDXX | [10 empty] | India_Electricity_Infrastructure.xlsx
IND | INDXX | [10 empty] | India_Electricity_Infrastructure.xlsx
IND | INDXX | [10 empty] | India_Electricity_Infrastructure.xlsx
IND | INDXX | [10 empty] | India_Electricity_Infrastructure.xlsx
IND | INDXX | [10 empty] | India_Electricity_Infrastructure.xlsx
IND | INDXX | [10 empty] | India_Electricity_Infrastructure.xlsx
IND | INDXX | [10 empty] | India_Electricity_Infrastructure.xlsx
IND | INDXX | [10 empty] | India_Electricity_Infrastructure.xlsx
IND | INDXX | [10 empty] | India_Electricity_Infrastructure.xlsx
IND | INDXX | [10 empty] | India_Electricity_Infrastructure.xlsx
IND | INDXX | [10 empty] | India_Electricity_Infrastructure.xlsx
IND | INDXX | [10 empty] | India_Electricity_Infrastructure.xlsx
IND | INDXX | [10 empty] | India_Electricity_Infrastructure.xlsx
IND | INDXX | [10 empty] | India_Electricity_Infrastructure.xlsx
IND | INDXX | [10 empty] | India_Electricity_Infrastructure.xlsx
IND | INDXX | [10 empty] | India_Electricity_Infrastructure.xlsx
IND | INDXX | [10 empty] | India_Electricity_Infrastructure.xlsx
IND | INDXX | [10 empty] | India_Electricity_Infrastructure.xlsx
IND | INDXX | [10 empty] | India_Electricity_Infrastructure.xlsx
IND | INDXX | [10 empty] | India_Electricity_Infrastructure.xlsx
IND | INDXX | [10 empty] | India_Electricity_Infrastructure.xlsx
IND | INDXX | [10 empty] | India_Electricity_Infrastructure.xlsx
IND | INDXX | [10 empty] | India_Electricity_Infrastructure.xlsx
IND | INDXX | [10 empty] | India_Electricity_Infrastructure.xlsx
IND | INDXX | [10 empty] | India_Electricity_Infrastructure.xlsx
IND | INDXX | [10 empty] | India_Electricity_Infrastructure.xlsx
IND | INDXX | [10 empty] | India_Electricity_Infrastructure.xlsx
IND | INDXX | [10 empty] | India_Electricity_Infrastructure.xlsx
IND | INDXX | [10 empty] | India_Electricity_Infrastructure.xlsx
IND | INDXX | [10 empty] | India_Electricity_Infrastructure.xlsx
IND | INDXX | [10 empty] | India_Electricity_Infrastructure.xlsx
IND | INDXX | [10 empty] | India_Electricity_Infrastructure.xlsx
IND | INDXX | [10 empty] | India_Electricity_Infrastructure.xlsx
IND | INDXX | [10 empty] | India_Electricity_Infrastructure.xlsx
IND | INDXX | [10 empty] | India_Electricity_Infrastructure.xlsx
IND | INDXX | [10 empty] | India_Electricity_Infrastructure.xlsx
IND | INDXX | [10 empty] | India_Electricity_Infrastructure.xlsx
IND | INDXX | [10 empty] | India_Electricity_Infrastructure.xlsx
IND | INDXX | [10 empty] | India_Electricity_Infrastructure.xlsx
IND | INDXX | [10 empty] | India_Electricity_Infrastructure.xlsx
IND | INDXX | [10 empty] | India_Electricity_Infrastructure.xlsx
IND | INDXX | [10 empty] | India_Electricity_Infrastructure.xlsx
IND | INDXX | [10 empty] | India_Electricity_Infrastructure.xlsx
IND | INDXX | [10 empty] | India_Electricity_Infrastructure.xlsx
IND | INDXX | [10 empty] | India_Electricity_Infrastructure.xlsx
IND | INDXX | [10 empty] | India_Electricity_Infrastructure.xlsx
IND | INDXX | [10 empty] | India_Electricity_Infrastructure.xlsx
IND | INDXX | [10 empty] | India_Electricity_Infrastructure.xlsx
IND | INDXX | [10 empty] | India_Electricity_Infrastructure.xlsx
IND | INDXX | [10 empty] | India_Electricity_Infrastructure.xlsx
IND | INDXX | [10 empty] | India_Electricity_Infrastructure.xlsx
IND | INDXX | [10 empty] | India_Electricity_Infrastructure.xlsx
IND | INDXX | [10 empty] | India_Electricity_Infrastructure.xlsx
IND | INDXX | [10 empty] | India_Electricity_Infrastructure.xlsx
IND | INDXX | [10 empty] | India_Electricity_Infrastructure.xlsx
IND | INDXX | [10 empty] | India_Electricity_Infrastructure.xlsx
MDV | MDVXX | [10 empty] | Maldives_Energy_Infrastructure.xlsx
MDV | MDVXX | [10 empty] | Maldives_Energy_Infrastructure.xlsx
MDV | MDVXX | [10 empty] | Maldives_Energy_Infrastructure.xlsx
MDV | MDVXX | [10 empty] | Maldives_Energy_Infrastructure.xlsx
MDV | MDVXX | [10 empty] | Maldives_Energy_Infrastructure.xlsx
MDV | MDVXX | [10 empty] | Maldives_Energy_Infrastructure.xlsx
MDV | MDVXX | [10 empty] | Maldives_Energy_Infrastructure.xlsx
MDV | MDVXX | [10 empty] | Maldives_Energy_Infrastructure.xlsx
MDV | MDVXX | [10 empty] | Maldives_Energy_Infrastructure.xlsx
MDV | MDVXX | [10 empty] | Maldives_Energy_Infrastructure.xlsx
NPL | NPLXX | [10 empty] | Nepal_Electricity_Infrastructure.xlsx
NPL | NPLXX | [10 empty] | Nepal_Electricity_Infrastructure.xlsx
NPL | NPLXX | [10 empty] | Nepal_Electricity_Infrastructure.xlsx
NPL | NPLXX | [10 empty] | Nepal_Electricity_Infrastructure.xlsx
NPL | NPLXX | [10 empty] | Nepal_Electricity_Infrastructure.xlsx
NPL | NPLXX | [10 empty] | Nepal_Electricity_Infrastructure.xlsx
NPL | NPLXX | [10 empty] | Nepal_Electricity_Infrastructure.xlsx
NPL | NPLXX | [10 empty] | Nepal_Electricity_Infrastructure.xlsx
NPL | NPLXX | [10 empty] | Nepal_Electricity_Infrastructure.xlsx
NPL | NPLXX | [10 empty] | Nepal_Electricity_Infrastructure.xlsx
NPL | NPLXX | [10 empty] | Nepal_Electricity_Infrastructure.xlsx
NPL | NPLXX | [10 empty] | Nepal_Electricity_Infrastructure.xlsx
NPL | NPLXX | [10 empty] | Nepal_Electricity_Infrastructure.xlsx
NPL | NPLXX | [10 empty] | Nepal_Electricity_Infrastructure.xlsx
NPL | NPLXX | [10 empty] | Nepal_Electricity_Infrastructure.xlsx
NPL | NPLXX | [10 empty] | Nepal_Electricity_Infrastructure.xlsx
NPL | NPLXX | [10 empty] | Nepal_Electricity_Infrastructure.xlsx
NPL | NPLXX | [10 empty] | Nepal_Electricity_Infrastructure.xlsx
NPL | NPLXX | [10 empty] | Nepal_Electricity_Infrastructure.xlsx
NPL | NPLXX | [10 empty] | Nepal_Electricity_Infrastructure.xlsx
NPL | NPLXX | [10 empty] | Nepal_Electricity_Infrastructure.xlsx
NPL | NPLXX | [10 empty] | Nepal_Electricity_Infrastructure.xlsx
NPL | NPLXX | [10 empty] | Nepal_Electricity_Infrastructure.xlsx
NPL | NPLXX | [10 empty] | Nepal_Electricity_Infrastructure.xlsx
NPL | NPLXX | [10 empty] | Nepal_Electricity_Infrastructure.xlsx
NPL | NPLXX | [10 empty] | Nepal_Electricity_Infrastructure.xlsx
NPL | NPLXX | [10 empty] | Nepal_Electricity_Infrastructure.xlsx
NPL | NPLXX | [10 empty] | Nepal_Electricity_Infrastructure.xlsx
NPL | NPLXX | [10 empty] | Nepal_Electricity_Infrastructure.xlsx
NPL | NPLXX | [10 empty] | Nepal_Electricity_Infrastructure.xlsx
NPL | NPLXX | [10 empty] | Nepal_Electricity_Infrastructure.xlsx
NPL | NPLXX | [10 empty] | Nepal_Electricity_Infrastructure.xlsx
NPL | NPLXX | [10 empty] | Nepal_Electricity_Infrastructure.xlsx
NPL | NPLXX | [10 empty] | Nepal_Electricity_Infrastructure.xlsx
NPL | NPLXX | [10 empty] | Nepal_Electricity_Infrastructure.xlsx
NPL | NPLXX | [10 empty] | Nepal_Electricity_Infrastructure.xlsx
NPL | NPLXX | [10 empty] | Nepal_Electricity_Infrastructure.xlsx
NPL | NPLXX | [10 empty] | Nepal_Electricity_Infrastructure.xlsx
NPL | NPLXX | [10 empty] | Nepal_Electricity_Infrastructure.xlsx
NPL | NPLXX | [10 empty] | Nepal_Electricity_Infrastructure.xlsx
NPL | NPLXX | [10 empty] | Nepal_Electricity_Infrastructure.xlsx
NPL | NPLXX | [10 empty] | Nepal_Electricity_Infrastructure.xlsx
NPL | NPLXX | [10 empty] | Nepal_Electricity_Infrastructure.xlsx
NPL | NPLXX | [10 empty] | Nepal_Electricity_Infrastructure.xlsx
NPL | NPLXX | [10 empty] | Nepal_Electricity_Infrastructure.xlsx
NPL | NPLXX | [10 empty] | Nepal_Electricity_Infrastructure.xlsx
NPL | NPLXX | [10 empty] | Nepal_Electricity_Infrastructure.xlsx
LKA | LKAXX | [10 empty] | SriLanka_Electricity_Infrastructure.xlsx
LKA | LKAXX | [10 empty] | SriLanka_Electricity_Infrastructure.xlsx
LKA | LKAXX | [10 empty] | SriLanka_Electricity_Infrastructure.xlsx
LKA | LKAXX | [10 empty] | SriLanka_Electricity_Infrastructure.xlsx
LKA | LKAXX | [10 empty] | SriLanka_Electricity_Infrastructure.xlsx
LKA | LKAXX | [10 empty] | SriLanka_Electricity_Infrastructure.xlsx
LKA | LKAXX | [10 empty] | SriLanka_Electricity_Infrastructure.xlsx
LKA | LKAXX | [10 empty] | SriLanka_Electricity_Infrastructure.xlsx
LKA | LKAXX | [10 empty] | SriLanka_Electricity_Infrastructure.xlsx
LKA | LKAXX | [10 empty] | SriLanka_Electricity_Infrastructure.xlsx
LKA | LKAXX | [10 empty] | SriLanka_Electricity_Infrastructure.xlsx
LKA | LKAXX | [10 empty] | SriLanka_Electricity_Infrastructure.xlsx
LKA | LKAXX | [10 empty] | SriLanka_Electricity_Infrastructure.xlsx
LKA | LKAXX | [10 empty] | SriLanka_Electricity_Infrastructure.xlsx
LKA | LKAXX | [10 empty] | SriLanka_Electricity_Infrastructure.xlsx
LKA | LKAXX | [10 empty] | SriLanka_Electricity_Infrastructure.xlsx
LKA | LKAXX | [10 empty] | SriLanka_Electricity_Infrastructure.xlsx
LKA | LKAXX | [10 empty] | SriLanka_Electricity_Infrastructure.xlsx
LKA | LKAXX | [10 empty] | SriLanka_Electricity_Infrastructure.xlsx
LKA | LKAXX | [10 empty] | SriLanka_Electricity_Infrastructure.xlsx
LKA | LKAXX | [10 empty] | SriLanka_Electricity_Infrastructure.xlsx
LKA | LKAXX | [10 empty] | SriLanka_Electricity_Infrastructure.xlsx
LKA | LKAXX | [10 empty] | SriLanka_Electricity_Infrastructure.xlsx
LKA | LKAXX | [10 empty] | SriLanka_Electricity_Infrastructure.xlsx
LKA | LKAXX | [10 empty] | SriLanka_Electricity_Infrastructure.xlsx
LKA | LKAXX | [10 empty] | SriLanka_Electricity_Infrastructure.xlsx
LKA | LKAXX | [10 empty] | SriLanka_Electricity_Infrastructure.xlsx
LKA | LKAXX | [10 empty] | SriLanka_Electricity_Infrastructure.xlsx
LKA | LKAXX | [10 empty] | SriLanka_Electricity_Infrastructure.xlsx
LKA | LKAXX | [10 empty] | SriLanka_Electricity_Infrastructure.xlsx
LKA | LKAXX | [10 empty] | SriLanka_Electricity_Infrastructure.xlsx
LKA | LKAXX | [10 empty] | SriLanka_Electricity_Infrastructure.xlsx
LKA | LKAXX | [10 empty] | SriLanka_Electricity_Infrastructure.xlsx
LKA | LKAXX | [10 empty] | SriLanka_Electricity_Infrastructure.xlsx
LKA | LKAXX | [10 empty] | SriLanka_Electricity_Infrastructure.xlsx
LKA | LKAXX | [10 empty] | SriLanka_Electricity_Infrastructure.xlsx
LKA | LKAXX | [10 empty] | SriLanka_Electricity_Infrastructure.xlsx
LKA | LKAXX | [10 empty] | SriLanka_Electricity_Infrastructure.xlsx
LKA | LKAXX | [10 empty] | SriLanka_Electricity_Infrastructure.xlsx
LKA | LKAXX | [10 empty] | SriLanka_Electricity_Infrastructure.xlsx
LKA | LKAXX | [10 empty] | SriLanka_Electricity_Infrastructure.xlsx

## Planned_Generation
Country | Node | Project_Name | Zone | Fuel_Type | Capacity_MW | Expected_COD | Status | Developer | Source | Notes | Source_File
BGD | BGDXX | [7 empty] | Project / Plant |  | Bangladesh_Power_Sector.xlsx
BGD | BGDXX | [7 empty] | Rooppur Nuclear Power Plant Unit-1 |  | Bangladesh_Power_Sector.xlsx
BGD | BGDXX | [7 empty] | Rooppur Nuclear Power Plant Unit-2 |  | Bangladesh_Power_Sector.xlsx
BGD | BGDXX | [7 empty] | Patuakhali 1320 MW Coal PP (RNPL) |  | Bangladesh_Power_Sector.xlsx
BGD | BGDXX | [7 empty] | Rupsha 800 MW CCPP |  | Bangladesh_Power_Sector.xlsx
BGD | BGDXX | [7 empty] | Sonagazi 75 MW Solar Plant (EGCB) |  | Bangladesh_Power_Sector.xlsx
BGD | BGDXX | [7 empty] | Moulvibazar 10 MW Solar Power Plant |  | Bangladesh_Power_Sector.xlsx
BGD | BGDXX | [7 empty] | Additional LNG-based Gas Power (Multiple) |  | Bangladesh_Power_Sector.xlsx
BGD | BGDXX | [7 empty] | Large-scale Solar Expansion |  | Bangladesh_Power_Sector.xlsx
BGD | BGDXX | [7 empty] | Offshore Wind (Pilot) |  | Bangladesh_Power_Sector.xlsx
BGD | BGDXX | [7 empty] | Ammonia Co-firing (Coal Plants) |  | Bangladesh_Power_Sector.xlsx
BGD | BGDXX | [7 empty] | Hydrogen Co-firing (Gas Plants) |  | Bangladesh_Power_Sector.xlsx
BGD | BGDXX | [7 empty] | CCS on Gas Power Plants |  | Bangladesh_Power_Sector.xlsx
BGD | BGDXX | [7 empty] | Hydrogen-fired Power Plants |  | Bangladesh_Power_Sector.xlsx
BGD | BGDXX | [7 empty] | Total New Capacity Target (2030) - In-Between |  | Bangladesh_Power_Sector.xlsx
BGD | BGDXX | [7 empty] | Total New Capacity Target (2041) - In-Between |  | Bangladesh_Power_Sector.xlsx
BTN | BTNXX | [7 empty] | Project / Plant |  | Bhutan_Power_Infrastructure.xlsx
BTN | BTNXX | [7 empty] | Punatsangchhu-II HP (PHP-II) — Full Commissioning |  | Bhutan_Power_Infrastructure.xlsx
BTN | BTNXX | [7 empty] | Kholongchhu Hydropower Project |  | Bhutan_Power_Infrastructure.xlsx
BTN | BTNXX | [7 empty] | Bunakha Reservoir Hydropower Project |  | Bhutan_Power_Infrastructure.xlsx
BTN | BTNXX | [7 empty] | Chamkharchhu I Hydropower Project |  | Bhutan_Power_Infrastructure.xlsx
BTN | BTNXX | [7 empty] | Dorjilung Hydropower Project |  | Bhutan_Power_Infrastructure.xlsx
BTN | BTNXX | [7 empty] | Nikachhu HP — Full Output Stabilization |  | Bhutan_Power_Infrastructure.xlsx
BTN | BTNXX | [7 empty] | Gelephu Solar Power Plant |  | Bhutan_Power_Infrastructure.xlsx
BTN | BTNXX | [7 empty] | DSP Solar Expansion |  | Bhutan_Power_Infrastructure.xlsx
BTN | BTNXX | [7 empty] | Rooftop Solar Program (National) |  | Bhutan_Power_Infrastructure.xlsx
BTN | BTNXX | [7 empty] | Mini/Micro Hydel Expansion |  | Bhutan_Power_Infrastructure.xlsx
BTN | BTNXX | [7 empty] | Shakti Hydropower Project (proposed) |  | Bhutan_Power_Infrastructure.xlsx
BTN | BTNXX | [7 empty] | Amochhu Reservoir Project |  | Bhutan_Power_Infrastructure.xlsx
BTN | BTNXX | [7 empty] | TOTAL PLANNED CAPACITY (identifiable projects): |  | Bhutan_Power_Infrastructure.xlsx
BTN | BTNXX | [7 empty] | ℹ️ Source: Bhutan Power System Master Plan 2040 ¦ Source: Bhutan Power Corporation Limited – Power Data Book 2024 (BPC PDB 2024) ¦ Bhutan targets to develop remaining ~10,000 MW hydropower potential for export |  | Bhutan_Power_Infrastructure.xlsx
IND | INDXX | [7 empty] | Project/Plant |  | India_Electricity_Infrastructure.xlsx
IND | INDXX | [7 empty] | Hiranmaye TPP |  | India_Electricity_Infrastructure.xlsx
IND | INDXX | [7 empty] | Kandarei TPP |  | India_Electricity_Infrastructure.xlsx
IND | INDXX | [7 empty] | Kodarma TPP |  | India_Electricity_Infrastructure.xlsx
IND | INDXX | [7 empty] | Lanco Babandh TPP |  | India_Electricity_Infrastructure.xlsx
IND | INDXX | [7 empty] | Malibrahmani Power Station |  | India_Electricity_Infrastructure.xlsx
IND | INDXX | [7 empty] | Matrishri Usha Jayaswal TPP |  | India_Electricity_Infrastructure.xlsx
IND | INDXX | [7 empty] | New NabiNagar TPP (Majhiyan) |  | India_Electricity_Infrastructure.xlsx
IND | INDXX | [7 empty] | Patratu TPS |  | India_Electricity_Infrastructure.xlsx
IND | INDXX | [7 empty] | Raghunathpur TPS |  | India_Electricity_Infrastructure.xlsx
IND | INDXX | [7 empty] | Sagardighi TPS |  | India_Electricity_Infrastructure.xlsx
IND | INDXX | [7 empty] | Siriya TPS or Banka Power Project |  | India_Electricity_Infrastructure.xlsx
IND | INDXX | [7 empty] | Super Critical Buxar Thermal Power Plant |  | India_Electricity_Infrastructure.xlsx
IND | INDXX | [7 empty] | Talabira TPP |  | India_Electricity_Infrastructure.xlsx
IND | INDXX | [7 empty] | Talcher or Kaniha Talcher STPS |  | India_Electricity_Infrastructure.xlsx
IND | INDXX | [7 empty] | Tori TPP |  | India_Electricity_Infrastructure.xlsx
IND | INDXX | [7 empty] | Bhasmey Hydro Power Project |  | India_Electricity_Infrastructure.xlsx
IND | INDXX | [7 empty] | Panan Hydro Power Project |  | India_Electricity_Infrastructure.xlsx
IND | INDXX | [7 empty] | Rammam III Hydro Power Project |  | India_Electricity_Infrastructure.xlsx
IND | INDXX | [7 empty] | Rangit-II Hydro Power Project |  | India_Electricity_Infrastructure.xlsx
IND | INDXX | [7 empty] | Rangit-IV Hydro Power Project |  | India_Electricity_Infrastructure.xlsx
IND | INDXX | [7 empty] | Teesta- VI Hydro Power Project |  | India_Electricity_Infrastructure.xlsx
IND | INDXX | [7 empty] | Damodar Valley Corporation (DVC) Jharkhand 10.0 |  | India_Electricity_Infrastructure.xlsx
IND | INDXX | [7 empty] | GVREL Jharkhand 155.0 |  | India_Electricity_Infrastructure.xlsx
IND | INDXX | [7 empty] | GVREL Jharkhand 80.0 |  | India_Electricity_Infrastructure.xlsx
IND | INDXX | [7 empty] | GVREL West Bengal 75.0 |  | India_Electricity_Infrastructure.xlsx
IND | INDXX | [7 empty] | NHPC Limited Odisha 40.0 |  | India_Electricity_Infrastructure.xlsx
IND | INDXX | [7 empty] | SECI Jharkhand 100.0 |  | India_Electricity_Infrastructure.xlsx
IND | INDXX | [7 empty] | SJVN GREEN ENERGY LIMITED Bihar 75.0 |  | India_Electricity_Infrastructure.xlsx
IND | INDXX | [7 empty] | SPD Jharkhand 8.0 |  | India_Electricity_Infrastructure.xlsx
IND | INDXX | [7 empty] | SPD West Bengal 10.0 |  | India_Electricity_Infrastructure.xlsx
IND | INDXX | [7 empty] | SPD West Bengal 14.0 |  | India_Electricity_Infrastructure.xlsx
IND | INDXX | [7 empty] | Dibang Hydro Power Project |  | India_Electricity_Infrastructure.xlsx
IND | INDXX | [7 empty] | HEO Hydro Electric Project |  | India_Electricity_Infrastructure.xlsx
IND | INDXX | [7 empty] | Lower Kopili Hydro Power Project |  | India_Electricity_Infrastructure.xlsx
IND | INDXX | [7 empty] | Subansiri Lower Hydro Power Project |  | India_Electricity_Infrastructure.xlsx
IND | INDXX | [7 empty] | Tato-I Hydro Electric Project |  | India_Electricity_Infrastructure.xlsx
IND | INDXX | [7 empty] | SJVN GREEN ENERGY LIMITED Assam 50.0 |  | India_Electricity_Infrastructure.xlsx
IND | INDXX | [7 empty] | SJVN GREEN ENERGY LIMITED Assam 70.0 |  | India_Electricity_Infrastructure.xlsx
IND | INDXX | [7 empty] | Barsingar Lignite TPP |  | India_Electricity_Infrastructure.xlsx
IND | INDXX | [7 empty] | Bithnok TPP |  | India_Electricity_Infrastructure.xlsx
IND | INDXX | [7 empty] | Ghatampur TPP |  | India_Electricity_Infrastructure.xlsx
IND | INDXX | [7 empty] | Singrauli STPS |  | India_Electricity_Infrastructure.xlsx
IND | INDXX | [7 empty] | Yamuna Nagar or Deenbandhu Chotu Ram TPS |  | India_Electricity_Infrastructure.xlsx
IND | INDXX | [7 empty] | Chanju-III Hydro Power Project |  | India_Electricity_Infrastructure.xlsx
IND | INDXX | [7 empty] | Dhaulasidh Hydro Power Project |  | India_Electricity_Infrastructure.xlsx
IND | INDXX | [7 empty] | Kiru Hydro Power Project |  | India_Electricity_Infrastructure.xlsx
IND | INDXX | [7 empty] | Kwar Hydro Power Project |  | India_Electricity_Infrastructure.xlsx
IND | INDXX | [7 empty] | Lakhwar Hydro Power Project |  | India_Electricity_Infrastructure.xlsx
IND | INDXX | [7 empty] | Lata Tapovan Hydro Power Project |  | India_Electricity_Infrastructure.xlsx
IND | INDXX | [7 empty] | Lower Kalnai Hydro Power Project |  | India_Electricity_Infrastructure.xlsx
IND | INDXX | [7 empty] | Luhri Stage-I Hydro Power Project |  | India_Electricity_Infrastructure.xlsx
IND | INDXX | [7 empty] | Pakal Dul Hydro Power Project |  | India_Electricity_Infrastructure.xlsx
IND | INDXX | [7 empty] | Parnai Hydro Power Project |  | India_Electricity_Infrastructure.xlsx
IND | INDXX | [7 empty] | Phata Byung Hydro Power Project |  | India_Electricity_Infrastructure.xlsx
IND | INDXX | [7 empty] | Ratle Hydro Power Project |  | India_Electricity_Infrastructure.xlsx
IND | INDXX | [7 empty] | Shahpurkandi Hydro Power Project |  | India_Electricity_Infrastructure.xlsx
IND | INDXX | [7 empty] | Shongtong Karcham Hydro Power Project |  | India_Electricity_Infrastructure.xlsx
IND | INDXX | [7 empty] | Sunni Dam Hydro Power Project |  | India_Electricity_Infrastructure.xlsx
IND | INDXX | [7 empty] | Tangnu Romai- I Hydro Power Project |  | India_Electricity_Infrastructure.xlsx
IND | INDXX | [7 empty] | Tapovan Vishnugad Hydro Power Project |  | India_Electricity_Infrastructure.xlsx
IND | INDXX | [7 empty] | Tehri Pumped Storage Hydro Power Project |  | India_Electricity_Infrastructure.xlsx
IND | INDXX | [7 empty] | Tidong-I Hydro Power Project |  | India_Electricity_Infrastructure.xlsx
IND | INDXX | [7 empty] | Vishnugad Pipalkoti Hydro Power Project |  | India_Electricity_Infrastructure.xlsx
IND | INDXX | [7 empty] | Gorakhpur Haryana Anu Vidyut Pariyojana |  | India_Electricity_Infrastructure.xlsx
IND | INDXX | [7 empty] | Rajasthan Atomic Power Station |  | India_Electricity_Infrastructure.xlsx
IND | INDXX | [7 empty] | BETA Combined Cycle Power Plant Module I |  | India_Electricity_Infrastructure.xlsx
IND | INDXX | [7 empty] | ABC RENEWABLE ENERGY RJ-01 Private Limited Rajasthan 400.0 |  | India_Electricity_Infrastructure.xlsx
IND | INDXX | [7 empty] | ABC RJ LAND 01 Private Limited Rajasthan 380.0 |  | India_Electricity_Infrastructure.xlsx
IND | INDXX | [7 empty] | ABU RENEWABLES INDIA PRIVATE LIMITED Rajasthan 340.0 |  | India_Electricity_Infrastructure.xlsx
IND | INDXX | [7 empty] | ACME Sun Power Private Limited Rajasthan 320.0 |  | India_Electricity_Infrastructure.xlsx
IND | INDXX | [7 empty] | ACME Surya Power Private Limited Rajasthan 250.0 |  | India_Electricity_Infrastructure.xlsx
IND | INDXX | [7 empty] | ACME Venus Urja Private Limited Rajasthan 400.0 |  | India_Electricity_Infrastructure.xlsx
IND | INDXX | [7 empty] | AM Green Energy Private Limited, Bikaner Rajasthan 300.0 |  | India_Electricity_Infrastructure.xlsx
IND | INDXX | [7 empty] | Acme Renewtech Fifth Private Limited Rajasthan 250.0 |  | India_Electricity_Infrastructure.xlsx
IND | INDXX | [7 empty] | Adani Renewable Energy Holding Eighteen Limited (AREH18L) Rajasthan 50.0 |  | India_Electricity_Infrastructure.xlsx
IND | INDXX | [7 empty] | Adani Renewable Energy Holding Four Limited Rajasthan 250.0 |  | India_Electricity_Infrastructure.xlsx
IND | INDXX | [7 empty] | Adani Renewable Energy Holding Four Limited Rajasthan 284.0 |  | India_Electricity_Infrastructure.xlsx
IND | INDXX | [7 empty] | Adani Renewable Energy Holding Four Limited Rajasthan 500.0 |  | India_Electricity_Infrastructure.xlsx
IND | INDXX | [7 empty] | Adani Renewable Energy Holding Four Limited Rajasthan 717.0 |  | India_Electricity_Infrastructure.xlsx
IND | INDXX | [7 empty] | Adani Renewable Energy Holding Four Limited Rajasthan 765.0 |  | India_Electricity_Infrastructure.xlsx
IND | INDXX | [7 empty] | Adani Renewable Energy Holding Seventeen Private Limited Rajasthan 600.0 |  | India_Electricity_Infrastructure.xlsx
IND | INDXX | [7 empty] | Adani Renewable Energy Park Rajasthan Limited Rajasthan 1000.0 |  | India_Electricity_Infrastructure.xlsx
IND | INDXX | [7 empty] | Adani Renewable Energy Park Rajasthan Limited – AREPRL – a JV of State Govt. & Adani Renewable Energy Park Limited Rajasthan 266.0 |  | India_Electricity_Infrastructure.xlsx
IND | INDXX | [7 empty] | Adani Solar Energy AP Three Limited Rajasthan 150.0 |  | India_Electricity_Infrastructure.xlsx
IND | INDXX | [7 empty] | Amplus Tungabhadra Private Limited Uttar Pradesh 50.0 |  | India_Electricity_Infrastructure.xlsx
IND | INDXX | [7 empty] | Apraava Energy Private Limited Rajasthan 250.0 |  | India_Electricity_Infrastructure.xlsx
IND | INDXX | [7 empty] | Apraava Energy Private Limited Rajasthan 300.0 |  | India_Electricity_Infrastructure.xlsx
IND | INDXX | [7 empty] | Apraava Energy Private Limited Rajasthan 50.0 |  | India_Electricity_Infrastructure.xlsx
IND | INDXX | [7 empty] | Auxo Sunlight Private Limited Rajasthan 300.0 |  | India_Electricity_Infrastructure.xlsx
IND | INDXX | [7 empty] | Avaada RJSustainable Private Limited Rajasthan 300.0 |  | India_Electricity_Infrastructure.xlsx
IND | INDXX | [7 empty] | Avaada RJSustainable Private Limited Rajasthan 700.0 |  | India_Electricity_Infrastructure.xlsx
IND | INDXX | [7 empty] | Avaada Surya Power Private Limited Rajasthan 300.0 |  | India_Electricity_Infrastructure.xlsx
IND | INDXX | [7 empty] | Avaada Suryaenergy Private Limited Rajasthan 1100.0 |  | India_Electricity_Infrastructure.xlsx
IND | INDXX | [7 empty] | CESC Limited (Developer Company) Rajasthan 300.0 |  | India_Electricity_Infrastructure.xlsx
IND | INDXX | [7 empty] | EG Mega Urja Private Limited Rajasthan 300.0 |  | India_Electricity_Infrastructure.xlsx
IND | INDXX | [7 empty] | EG Saur Urja Private Limited Rajasthan 300.0 |  | India_Electricity_Infrastructure.xlsx
IND | INDXX | [7 empty] | Energizent Power Private Limited Rajasthan 205.0 |  | India_Electricity_Infrastructure.xlsx
IND | INDXX | [7 empty] | Enfinity Global Surya Kiran Private Limited Rajasthan 300.0 |  | India_Electricity_Infrastructure.xlsx
IND | INDXX | [7 empty] | Frugal Energy Private Limited Rajasthan 300.0 |  | India_Electricity_Infrastructure.xlsx
IND | INDXX | [7 empty] | Furies Solren Private Limited Rajasthan 300.0 |  | India_Electricity_Infrastructure.xlsx
IND | INDXX | [7 empty] | Furies Solren Rajasthan 300.0 |  | India_Electricity_Infrastructure.xlsx
IND | INDXX | [7 empty] | Hazel Hybren Private Limited Rajasthan 300.0 |  | India_Electricity_Infrastructure.xlsx
IND | INDXX | [7 empty] | Helia Energy Park Private Limited Rajasthan 300.0 |  | India_Electricity_Infrastructure.xlsx
IND | INDXX | [7 empty] | IB Vogt Solar Seven Private Limited Rajasthan 300.0 |  | India_Electricity_Infrastructure.xlsx
IND | INDXX | [7 empty] | Inox Wind Energy Limited Rajasthan 500.0 |  | India_Electricity_Infrastructure.xlsx
IND | INDXX | [7 empty] | Izhma Solar Private Limited Rajasthan 200.0 |  | India_Electricity_Infrastructure.xlsx
IND | INDXX | [7 empty] | JGRJ One Solar Private Limited Rajasthan 100.0 |  | India_Electricity_Infrastructure.xlsx
IND | INDXX | [7 empty] | JGRJ One Solar Private Limited Rajasthan 50.0 |  | India_Electricity_Infrastructure.xlsx
IND | INDXX | [7 empty] | JGRJ Two Solar Private Limited Rajasthan 400.0 |  | India_Electricity_Infrastructure.xlsx
IND | INDXX | [7 empty] | Juniper Green Beta Private Limited Rajasthan 300.0 |  | India_Electricity_Infrastructure.xlsx
IND | INDXX | [7 empty] | Juniper Green Cosmic Private Limited Rajasthan 100.0 |  | India_Electricity_Infrastructure.xlsx
IND | INDXX | [7 empty] | Juniper Green Cosmic Private Limited Rajasthan 150.0 |  | India_Electricity_Infrastructure.xlsx
IND | INDXX | [7 empty] | Juniper Green Energy Private Limited Rajasthan 130.0 |  | India_Electricity_Infrastructure.xlsx
IND | INDXX | [7 empty] | Juniper Green Energy Private Limited Rajasthan 300.0 |  | India_Electricity_Infrastructure.xlsx
IND | INDXX | [7 empty] | Juniper Green Energy Private Limited Rajasthan 50.0 |  | India_Electricity_Infrastructure.xlsx
IND | INDXX | [7 empty] | Juniper Green India Six Private Limited Rajasthan 300.0 |  | India_Electricity_Infrastructure.xlsx
IND | INDXX | [7 empty] | Juniper Green Stellar Private Limited Rajasthan 300.0 |  | India_Electricity_Infrastructure.xlsx
IND | INDXX | [7 empty] | Juniper Nirjara Energy Private Limited Rajasthan 50.0 |  | India_Electricity_Infrastructure.xlsx
IND | INDXX | [7 empty] | Khidrat Renewable Energy Private Limited Rajasthan 300.0 |  | India_Electricity_Infrastructure.xlsx
IND | INDXX | [7 empty] | M/s Hinduja Renewables Energy Private Limited (LoA has been cancelled) Uttar Pradesh 600.0 |  | India_Electricity_Infrastructure.xlsx
IND | INDXX | [7 empty] | M/s. Essel Surya Urja Company of Rajasthan Limited -ESUCRL- A JV of Rajasthan State Govt. and Essel Infraprojects Limited Rajasthan 300.0 |  | India_Electricity_Infrastructure.xlsx
IND | INDXX | [7 empty] | Martial Solren Private Limited Rajasthan 200.0 |  | India_Electricity_Infrastructure.xlsx
IND | INDXX | [7 empty] | NEEPCO Limited (SPD) Rajasthan 100.0 |  | India_Electricity_Infrastructure.xlsx
IND | INDXX | [7 empty] | NEEPCO Limited (SPD) Rajasthan 200.0 |  | India_Electricity_Infrastructure.xlsx
IND | INDXX | [7 empty] | NHPC Limited Rajasthan 192.86 |  | India_Electricity_Infrastructure.xlsx
IND | INDXX | [7 empty] | NTPC Limited Rajasthan 78.0 |  | India_Electricity_Infrastructure.xlsx
IND | INDXX | [7 empty] | NTPC Limited Uttar Pradesh 20.0 |  | India_Electricity_Infrastructure.xlsx
IND | INDXX | [7 empty] | NTPC REL Rajasthan 250.0 |  | India_Electricity_Infrastructure.xlsx
IND | INDXX | [7 empty] | NTPC REL Rajasthan 325.0 |  | India_Electricity_Infrastructure.xlsx
IND | INDXX | [7 empty] | NTPC REL Rajasthan 500.0 |  | India_Electricity_Infrastructure.xlsx
IND | INDXX | [7 empty] | NTPC Renewables Energy Limited Uttar Pradesh 600.0 |  | India_Electricity_Infrastructure.xlsx
IND | INDXX | [7 empty] | NTPC Renewables Energy Limited Uttar Pradesh 800.0 |  | India_Electricity_Infrastructure.xlsx
IND | INDXX | [7 empty] | Others Rajasthan 300.0 |  | India_Electricity_Infrastructure.xlsx
IND | INDXX | [7 empty] | Proteus Energy Private Limited Rajasthan 217.0 |  | India_Electricity_Infrastructure.xlsx
IND | INDXX | [7 empty] | Purvah Green Power Private Limited (Developer Company) Rajasthan 300.0 |  | India_Electricity_Infrastructure.xlsx
IND | INDXX | [7 empty] | Radiant Star Solar Park Private Limited Rajasthan 300.0 |  | India_Electricity_Infrastructure.xlsx
IND | INDXX | [7 empty] | ReNew Dinkar Jyoti Private Limited Rajasthan 100.0 |  | India_Electricity_Infrastructure.xlsx
IND | INDXX | [7 empty] | ReNew Dinkar Urja Private Limited Rajasthan 200.0 |  | India_Electricity_Infrastructure.xlsx
IND | INDXX | [7 empty] | ReNew Samir Shakti Private Limited Rajasthan 300.0 |  | India_Electricity_Infrastructure.xlsx
IND | INDXX | [7 empty] | ReNew Solar (Shakti Five) Private Limited Rajasthan 400.0 |  | India_Electricity_Infrastructure.xlsx
IND | INDXX | [7 empty] | ReNew Solar (Shakti Six) Private Limited (400+400) Rajasthan 400.0 |  | India_Electricity_Infrastructure.xlsx
IND | INDXX | [7 empty] | ReNew Solar (Shakti Six) Private Limited Rajasthan 1000.0 |  | India_Electricity_Infrastructure.xlsx
IND | INDXX | [7 empty] | ReNew Solar (Shakti Three) Private Limited Rajasthan 300.0 |  | India_Electricity_Infrastructure.xlsx
IND | INDXX | [7 empty] | ReNew Solar Power P. Limited Rajasthan 200.0 |  | India_Electricity_Infrastructure.xlsx
IND | INDXX | [7 empty] | ReNew Solar Power P. Limited Rajasthan 300.0 |  | India_Electricity_Infrastructure.xlsx
IND | INDXX | [7 empty] | ReNew Solar Power P. Limited Rajasthan 400.0 |  | India_Electricity_Infrastructure.xlsx
IND | INDXX | [7 empty] | ReNew Solar Power Private Limited (2 x 300) Rajasthan 300.0 |  | India_Electricity_Infrastructure.xlsx
IND | INDXX | [7 empty] | ReNew Solar Power Private Limited Rajasthan 100.0 |  | India_Electricity_Infrastructure.xlsx
IND | INDXX | [7 empty] | ReNew Solar Power Private Limited Rajasthan 150.0 |  | India_Electricity_Infrastructure.xlsx
IND | INDXX | [7 empty] | ReNew Solar Power Private Limited Rajasthan 200.0 |  | India_Electricity_Infrastructure.xlsx
IND | INDXX | [7 empty] | ReNew Solar Power Private Limited Rajasthan 250.0 |  | India_Electricity_Infrastructure.xlsx
IND | INDXX | [7 empty] | ReNew Solar Power Private Limited Rajasthan 300.0 |  | India_Electricity_Infrastructure.xlsx
IND | INDXX | [7 empty] | ReNew Solar Power Private Limited Rajasthan 400.0 |  | India_Electricity_Infrastructure.xlsx
IND | INDXX | [7 empty] | ReNew Solar Power Private Limited Rajasthan 70.0 |  | India_Electricity_Infrastructure.xlsx
IND | INDXX | [7 empty] | ReNew Surya Jyoti Private Limited Rajasthan 210.0 |  | India_Electricity_Infrastructure.xlsx
IND | INDXX | [7 empty] | ReNew Surya Pratap Private Limited Rajasthan 210.0 |  | India_Electricity_Infrastructure.xlsx
IND | INDXX | [7 empty] | Renew Sun Power Private Limited Rajasthan 300.0 |  | India_Electricity_Infrastructure.xlsx
IND | INDXX | [7 empty] | Resco Global Wind Services Private Limited Rajasthan 300.0 |  | India_Electricity_Infrastructure.xlsx
IND | INDXX | [7 empty] | Resco Global Wind Services Private Limited Rajasthan 76.0 |  | India_Electricity_Infrastructure.xlsx
IND | INDXX | [7 empty] | SJVN GREEN ENERGY LIMITED Himachal Pradesh 15.0 |  | India_Electricity_Infrastructure.xlsx
IND | INDXX | [7 empty] | SJVN GREEN ENERGY LIMITED Punjab 100.0 |  | India_Electricity_Infrastructure.xlsx
IND | INDXX | [7 empty] | SJVN GREEN ENERGY LIMITED Rajasthan 100.0 |  | India_Electricity_Infrastructure.xlsx
IND | INDXX | [7 empty] | SJVN GREEN ENERGY LIMITED Rajasthan 370.1 |  | India_Electricity_Infrastructure.xlsx
IND | INDXX | [7 empty] | SPV - Deshraj Solar Energy Private Limited Rajasthan 150.0 |  | India_Electricity_Infrastructure.xlsx
IND | INDXX | [7 empty] | SPV - HRP Green Power Private Limited Rajasthan 300.0 |  | India_Electricity_Infrastructure.xlsx
IND | INDXX | [7 empty] | SRIPL5, SRIPL8, SRIPL9 Rajasthan 200.0 |  | India_Electricity_Infrastructure.xlsx
IND | INDXX | [7 empty] | SRIPL5, SRIPL8, SRIPL9 Rajasthan 50.0 |  | India_Electricity_Infrastructure.xlsx
IND | INDXX | [7 empty] | Saimaa Solar Private Limited Rajasthan 150.0 |  | India_Electricity_Infrastructure.xlsx
IND | INDXX | [7 empty] | Shikhar Surya (One) Private Limited Rajasthan 300.0 |  | India_Electricity_Infrastructure.xlsx
IND | INDXX | [7 empty] | Sone Solar Private Limited Punjab 40.0 |  | India_Electricity_Infrastructure.xlsx
IND | INDXX | [7 empty] | Sourya Manthan Renewable Energy Private Limited Rajasthan 100.0 |  | India_Electricity_Infrastructure.xlsx
IND | INDXX | [7 empty] | Sprng Power Private Limited Rajasthan 250.0 |  | India_Electricity_Infrastructure.xlsx
IND | INDXX | [7 empty] | Sunbreeze Renewables Nine Private Limited Rajasthan 1000.0 |  | India_Electricity_Infrastructure.xlsx
IND | INDXX | [7 empty] | Sunbreeze Renewables Nine Private Limited Rajasthan 400.0 |  | India_Electricity_Infrastructure.xlsx
IND | INDXX | [7 empty] | TEQ Green Power XIII Private Limited Rajasthan 120.0 |  | India_Electricity_Infrastructure.xlsx
IND | INDXX | [7 empty] | TEQ Green Power XVI Private Limited Rajasthan 50.0 |  | India_Electricity_Infrastructure.xlsx
IND | INDXX | [7 empty] | TP SAURYA LIMITED Rajasthan 300.0 |  | India_Electricity_Infrastructure.xlsx
IND | INDXX | [7 empty] | Tejorupa Renewables India Project Private Limited Rajasthan 250.0 |  | India_Electricity_Infrastructure.xlsx
IND | INDXX | [7 empty] | Tepsol Sun Sparkle Private Limited Rajasthan 300.0 |  | India_Electricity_Infrastructure.xlsx
IND | INDXX | [7 empty] | Acme Renewtech Sixth Private Limited Gujarat, Andhra Pradesh & Rajasthan 250.0 |  | India_Electricity_Infrastructure.xlsx
IND | INDXX | [7 empty] | Adani Green Energy Twenty Five A Limited N.A. 250.0 |  | India_Electricity_Infrastructure.xlsx
IND | INDXX | [7 empty] | Adani Green Energy Twenty Five B Limited N.A. 250.0 |  | India_Electricity_Infrastructure.xlsx
IND | INDXX | [7 empty] | Adani Green Energy Twenty Five B Limited N.A. 83.0 |  | India_Electricity_Infrastructure.xlsx
IND | INDXX | [7 empty] | Adani Green Energy Twenty Five C Limited N.A. 250.0 |  | India_Electricity_Infrastructure.xlsx
IND | INDXX | [7 empty] | Adani Green Energy Twenty Five Limited N.A. 250.0 |  | India_Electricity_Infrastructure.xlsx
IND | INDXX | [7 empty] | Adani Green Energy Twenty Four A Limited N.A. 250.0 |  | India_Electricity_Infrastructure.xlsx
IND | INDXX | [7 empty] | Adani Green Energy Twenty Four B Limited N.A. 250.0 |  | India_Electricity_Infrastructure.xlsx
IND | INDXX | [7 empty] | Adani Green Energy Twenty Four Limited N.A. 250.0 |  | India_Electricity_Infrastructure.xlsx
IND | INDXX | [7 empty] | Adani Green Energy Twenty Seven A Limited N.A. 250.0 |  | India_Electricity_Infrastructure.xlsx
IND | INDXX | [7 empty] | Adani Green Energy Twenty Six A Limited N.A. 167.0 |  | India_Electricity_Infrastructure.xlsx
IND | INDXX | [7 empty] | Adani Green Energy Twenty Six A Limited N.A. 200.0 |  | India_Electricity_Infrastructure.xlsx
IND | INDXX | [7 empty] | Adani Green Energy Twenty Six A Limited N.A. 234.0 |  | India_Electricity_Infrastructure.xlsx
IND | INDXX | [7 empty] | Adani Green Energy Twenty Six A Limited N.A. 50.0 |  | India_Electricity_Infrastructure.xlsx
IND | INDXX | [7 empty] | Adani Green Energy Twenty Six B Limited N.A. 134.0 |  | India_Electricity_Infrastructure.xlsx
IND | INDXX | [7 empty] | Adani Green Energy Twenty Six B Limited N.A. 150.0 |  | India_Electricity_Infrastructure.xlsx
IND | INDXX | [7 empty] | Adani Green Energy Twenty Six B Limited N.A. 167.0 |  | India_Electricity_Infrastructure.xlsx
IND | INDXX | [7 empty] | Adani Green Energy Twenty Six B Limited N.A. 250.0 |  | India_Electricity_Infrastructure.xlsx
IND | INDXX | [7 empty] | Adani Renewable Energy Fifty Five Limited N.A. 100.0 |  | India_Electricity_Infrastructure.xlsx
IND | INDXX | [7 empty] | Adani Renewable Energy Fifty Five Limited N.A. 250.0 |  | India_Electricity_Infrastructure.xlsx
IND | INDXX | [7 empty] | Adani Renewable Energy Fifty Five Limited N.A. 67.0 |  | India_Electricity_Infrastructure.xlsx
IND | INDXX | [7 empty] | Adani Renewable Energy Fifty Five Limited N.A. 99.0 |  | India_Electricity_Infrastructure.xlsx
IND | INDXX | [7 empty] | Adani Renewable Energy Fifty Seven Limited N.A. 100.0 |  | India_Electricity_Infrastructure.xlsx
IND | INDXX | [7 empty] | Adani Renewable Energy Fifty Seven Limited N.A. 150.0 |  | India_Electricity_Infrastructure.xlsx
IND | INDXX | [7 empty] | Adani Renewable Energy Fifty Seven Limited N.A. 200.0 |  | India_Electricity_Infrastructure.xlsx
IND | INDXX | [7 empty] | Adani Renewable Energy Fifty Seven Limited N.A. 250.0 |  | India_Electricity_Infrastructure.xlsx
IND | INDXX | [7 empty] | Adani Renewable Energy Fifty Six Limited N.A. 250.0 |  | India_Electricity_Infrastructure.xlsx
IND | INDXX | [7 empty] | Azure Power Fifty One Private Limited N.A. 100.0 |  | India_Electricity_Infrastructure.xlsx
IND | INDXX | [7 empty] | Azure Power Fifty One Private Limited N.A. 50.0 |  | India_Electricity_Infrastructure.xlsx
IND | INDXX | [7 empty] | Azure Power Fifty Two Private Limited N.A. 167.0 |  | India_Electricity_Infrastructure.xlsx
IND | INDXX | [7 empty] | Azure Power Fifty Two Private Limited N.A. 333.0 |  | India_Electricity_Infrastructure.xlsx
IND | INDXX | [7 empty] | Damodar Valley Corporation (DVC) Jharkand & West Bengal 10.0 |  | India_Electricity_Infrastructure.xlsx
IND | INDXX | [7 empty] | Eden Renewable Bercy Private Limited N.A. 300.0 |  | India_Electricity_Infrastructure.xlsx
IND | INDXX | [7 empty] | Gorbea Solar Private Limited N.A. 200.0 |  | India_Electricity_Infrastructure.xlsx
IND | INDXX | [7 empty] | Green Infra Renewable Projects Limited N.A. 298.0 |  | India_Electricity_Infrastructure.xlsx
IND | INDXX | [7 empty] | Green Valley Renewable Energy GVREL - A JV of DVC & NTPC Green Energy Limited Jharkand & West Bengal 310.0 |  | India_Electricity_Infrastructure.xlsx
IND | INDXX | [7 empty] | JSW Renew Energy Eleven Limited N.A. 700.0 |  | India_Electricity_Infrastructure.xlsx
IND | INDXX | [7 empty] | Jakson Limited N.A. 50.0 |  | India_Electricity_Infrastructure.xlsx
IND | INDXX | [7 empty] | Juniper Green Energy Private Limited N.A. 300.0 |  | India_Electricity_Infrastructure.xlsx
IND | INDXX | [7 empty] | MRS Green Energy Private Limited N.A. 100.0 |  | India_Electricity_Infrastructure.xlsx
IND | INDXX | [7 empty] | NTPC Renewable Energy Limited N.A. 250.0 |  | India_Electricity_Infrastructure.xlsx
IND | INDXX | [7 empty] | NTPC Renewable Energy Limited N.A. 500.0 |  | India_Electricity_Infrastructure.xlsx
IND | INDXX | [7 empty] | Pace Digitek Private Limited N.A. 100.0 |  | India_Electricity_Infrastructure.xlsx
IND | INDXX | [7 empty] | Pavni (Raj) Solar Private Limited (erstwhile: AEW India North One Private Limited) N.A. 200.0 |  | India_Electricity_Infrastructure.xlsx
IND | INDXX | [7 empty] | Project Nine Renewable Power Private Limited Rajasthan, Karnataka & Andhra Pradesh 300.0 |  | India_Electricity_Infrastructure.xlsx
IND | INDXX | [7 empty] | Reliance NU Suntech Private Limited N.A. 930.0 |  | India_Electricity_Infrastructure.xlsx
IND | INDXX | [7 empty] | SAEL Industries Limited N.A. 250.0 |  | India_Electricity_Infrastructure.xlsx
IND | INDXX | [7 empty] | SAEL SOLAR MHP1 Private Limited N.A. 300.0 |  | India_Electricity_Infrastructure.xlsx
IND | INDXX | [7 empty] | SAEL SOLAR MHP2 Private Limited N.A. 300.0 |  | India_Electricity_Infrastructure.xlsx
IND | INDXX | [7 empty] | SJVN GREEN ENERGY LIMITED Punjab & Himachal Pradesh 18.0 |  | India_Electricity_Infrastructure.xlsx
IND | INDXX | [7 empty] | Sembcorp Green Infra Private Limited N.A. 150.0 |  | India_Electricity_Infrastructure.xlsx
IND | INDXX | [7 empty] | Sunsure Solarpark Fourteen Private Limited N.A. 300.0 |  | India_Electricity_Infrastructure.xlsx
IND | INDXX | [7 empty] | The Singareni Collieries Company Limited N.A. 76.0 |  | India_Electricity_Infrastructure.xlsx
IND | INDXX | [7 empty] | Bhavanapadu Thermal Power Plant Phase I |  | India_Electricity_Infrastructure.xlsx
IND | INDXX | [7 empty] | Ennore SEZ Expansion SCTPP |  | India_Electricity_Infrastructure.xlsx
IND | INDXX | [7 empty] | North Chennai TPS |  | India_Electricity_Infrastructure.xlsx
IND | INDXX | [7 empty] | Singareni TPP |  | India_Electricity_Infrastructure.xlsx
IND | INDXX | [7 empty] | Tuticorin (P) TPP |  | India_Electricity_Infrastructure.xlsx
IND | INDXX | [7 empty] | Udangudi Power Station |  | India_Electricity_Infrastructure.xlsx
IND | INDXX | [7 empty] | Yadadri Thermal Power Station |  | India_Electricity_Infrastructure.xlsx
IND | INDXX | [7 empty] | Chitravathi Pumped Storage Project |  | India_Electricity_Infrastructure.xlsx
IND | INDXX | [7 empty] | Gandikota Pumped Storage Project |  | India_Electricity_Infrastructure.xlsx
IND | INDXX | [7 empty] | Kundah Pumped Storage Phase-I, II & III |  | India_Electricity_Infrastructure.xlsx
IND | INDXX | [7 empty] | Lower Sileru (Extension) Hydroelectric Power Project |  | India_Electricity_Infrastructure.xlsx
IND | INDXX | [7 empty] | Mankulam Hydro Power Project |  | India_Electricity_Infrastructure.xlsx
IND | INDXX | [7 empty] | Polavaram Hydro Power Project |  | India_Electricity_Infrastructure.xlsx
IND | INDXX | [7 empty] | Saundatti Pumped Storage Project |  | India_Electricity_Infrastructure.xlsx
IND | INDXX | [7 empty] | Sharavathy Pumped Storage Project |  | India_Electricity_Infrastructure.xlsx
IND | INDXX | [7 empty] | Upper Sileru Pumped Storage Project |  | India_Electricity_Infrastructure.xlsx
IND | INDXX | [7 empty] | BHAVINI PFBR Atomic Power Station |  | India_Electricity_Infrastructure.xlsx
IND | INDXX | [7 empty] | Kudankulam Atomic Power Project |  | India_Electricity_Infrastructure.xlsx
IND | INDXX | [7 empty] | ACME Hybrid Urja Private Limited Karnataka 280.0 |  | India_Electricity_Infrastructure.xlsx
IND | INDXX | [7 empty] | ACME Omega Urja Private Limited Karnataka 300.0 |  | India_Electricity_Infrastructure.xlsx
IND | INDXX | [7 empty] | ACME Platinum Urja Private Limited Karnataka 350.0 |  | India_Electricity_Infrastructure.xlsx
IND | INDXX | [7 empty] | APSPCL - a JV of NREDCAP, APGENCO & SECI Andhra Pradesh 100.0 |  | India_Electricity_Infrastructure.xlsx
IND | INDXX | [7 empty] | APSPCL - a JV of NREDCAP, APGENCO & SECI Andhra Pradesh 750.0 |  | India_Electricity_Infrastructure.xlsx
IND | INDXX | [7 empty] | Ayana Kadapa Renewable Power Private Limited Andhra Pradesh 250.0 |  | India_Electricity_Infrastructure.xlsx
IND | INDXX | [7 empty] | Clean Renewable Energy Hybrid Eight Private Limited (SPV of Hero Solar Energy Private Limited) Karnataka 250.0 |  | India_Electricity_Infrastructure.xlsx
IND | INDXX | [7 empty] | INGEL Tamil Nadu 200.0 |  | India_Electricity_Infrastructure.xlsx
IND | INDXX | [7 empty] | IRCON RENEWABLE POWER LIMITED Karnataka 100.0 |  | India_Electricity_Infrastructure.xlsx
IND | INDXX | [7 empty] | NHPC Limited Andhra Pradesh 100.0 |  | India_Electricity_Infrastructure.xlsx
IND | INDXX | [7 empty] | NHPC Limited Kerala 50.0 |  | India_Electricity_Infrastructure.xlsx
IND | INDXX | [7 empty] | NTPC Limited Telangana 176.0 |  | India_Electricity_Infrastructure.xlsx
IND | INDXX | [7 empty] | Purvah Green Power Private Limited (Developer Company) Andhra Pradesh 300.0 |  | India_Electricity_Infrastructure.xlsx
IND | INDXX | [7 empty] | Purvah Green Power Private Limited (Developer Company) Karnataka 300.0 |  | India_Electricity_Infrastructure.xlsx
IND | INDXX | [7 empty] | Reliance Jio Infocomm Limited Karnataka 25.0 |  | India_Electricity_Infrastructure.xlsx
IND | INDXX | [7 empty] | SECI Andhra Pradesh 300.0 |  | India_Electricity_Infrastructure.xlsx
IND | INDXX | [7 empty] | Sprng Soura Kiran Private Limited Andhra Pradesh 250.0 |  | India_Electricity_Infrastructure.xlsx
IND | INDXX | [7 empty] | TEQ Green Power XVI Private Limited Karnataka 70.0 |  | India_Electricity_Infrastructure.xlsx
IND | INDXX | [7 empty] | Tata Power Renewable Energy Limited Karnataka 170.0 |  | India_Electricity_Infrastructure.xlsx
IND | INDXX | [7 empty] | Tata Power Renewable Energy Limited Karnataka 200.0 |  | India_Electricity_Infrastructure.xlsx
IND | INDXX | [7 empty] | Tata Power Renewable Energy Limited Karnataka 202.5 |  | India_Electricity_Infrastructure.xlsx
IND | INDXX | [7 empty] | Tata Power Renewable Energy Limited Karnataka 300.0 |  | India_Electricity_Infrastructure.xlsx
IND | INDXX | [7 empty] | Tata Power Renewable Energy Limited Karnataka 400.0 |  | India_Electricity_Infrastructure.xlsx
IND | INDXX | [7 empty] | Akaltara TPS |  | India_Electricity_Infrastructure.xlsx
IND | INDXX | [7 empty] | Amaravati TPS |  | India_Electricity_Infrastructure.xlsx
IND | INDXX | [7 empty] | Avantha Bhandar TPS |  | India_Electricity_Infrastructure.xlsx
IND | INDXX | [7 empty] | Bijora Ghanmukh TPP |  | India_Electricity_Infrastructure.xlsx
IND | INDXX | [7 empty] | Binjkote TPP |  | India_Electricity_Infrastructure.xlsx
IND | INDXX | [7 empty] | Deveri TPP/ Visa Thermal Power Plant |  | India_Electricity_Infrastructure.xlsx
IND | INDXX | [7 empty] | Gadarwara STPS |  | India_Electricity_Infrastructure.xlsx
IND | INDXX | [7 empty] | Gorgi Thermal Power Project |  | India_Electricity_Infrastructure.xlsx
IND | INDXX | [7 empty] | Koradi TPS |  | India_Electricity_Infrastructure.xlsx
IND | INDXX | [7 empty] | Korba West or Hasdeo TPS |  | India_Electricity_Infrastructure.xlsx
IND | INDXX | [7 empty] | Lanco Vidarbha TPP |  | India_Electricity_Infrastructure.xlsx
IND | INDXX | [7 empty] | Lara STPS |  | India_Electricity_Infrastructure.xlsx
IND | INDXX | [7 empty] | Mahan TPP |  | India_Electricity_Infrastructure.xlsx
IND | INDXX | [7 empty] | Nasik RattanIndia or Nasik (P) TPS |  | India_Electricity_Infrastructure.xlsx
IND | INDXX | [7 empty] | Pathadi TPP |  | India_Electricity_Infrastructure.xlsx
IND | INDXX | [7 empty] | Raikheda TPP |  | India_Electricity_Infrastructure.xlsx
IND | INDXX | [7 empty] | Salora TPP |  | India_Electricity_Infrastructure.xlsx
IND | INDXX | [7 empty] | Singhitarai TPP |  | India_Electricity_Infrastructure.xlsx
IND | INDXX | [7 empty] | Sipat STPS |  | India_Electricity_Infrastructure.xlsx
IND | INDXX | [7 empty] | Ukai TPS |  | India_Electricity_Infrastructure.xlsx
IND | INDXX | [7 empty] | Bhavali Pumped Storage Project |  | India_Electricity_Infrastructure.xlsx
IND | INDXX | [7 empty] | Bhivpuri Pumped Storage Project |  | India_Electricity_Infrastructure.xlsx
IND | INDXX | [7 empty] | Koyna Left Bank PSS Hydro Power Project |  | India_Electricity_Infrastructure.xlsx
IND | INDXX | [7 empty] | MP30 Gandhi Sagar Pumped Storage Project |  | India_Electricity_Infrastructure.xlsx
IND | INDXX | [7 empty] | Maheshwar Hydro Power Project |  | India_Electricity_Infrastructure.xlsx
IND | INDXX | [7 empty] | ADANI RENEWABLE ENERGY EIGHT LIMITED Gujarat 115.0 |  | India_Electricity_Infrastructure.xlsx
IND | INDXX | [7 empty] | Adani Renewable Energy Holding Four Limited Gujarat 500.0 |  | India_Electricity_Infrastructure.xlsx
IND | INDXX | [7 empty] | Adani Renewable Energy Holding Four Limited Gujarat 750.0 |  | India_Electricity_Infrastructure.xlsx
IND | INDXX | [7 empty] | Amplus Kaveri Solar Private Limited Maharashtra 100.0 |  | India_Electricity_Infrastructure.xlsx
IND | INDXX | [7 empty] | Asnen Solar Private Limited Madhya Pradesh 200.0 |  | India_Electricity_Infrastructure.xlsx
IND | INDXX | [7 empty] | Avaada GJGreen Private Limited Gujarat 300.0 |  | India_Electricity_Infrastructure.xlsx
IND | INDXX | [7 empty] | Avaada GJSolar Private Limited Gujarat 200.0 |  | India_Electricity_Infrastructure.xlsx
IND | INDXX | [7 empty] | Avaada GJSustainable Private Limited [Lakadiya-SECI] Gujarat 200.0 |  | India_Electricity_Infrastructure.xlsx
IND | INDXX | [7 empty] | Avaada InClean Private Limited Gujarat 300.0 |  | India_Electricity_Infrastructure.xlsx
IND | INDXX | [7 empty] | Avaada KNClean Private Limited Madhya Pradesh 700.0 |  | India_Electricity_Infrastructure.xlsx
IND | INDXX | [7 empty] | Avaada KNClean Private Limited Madhya Pradesh 900.0 |  | India_Electricity_Infrastructure.xlsx
IND | INDXX | [7 empty] | Avaada MHRenewable1 Private Limited Maharashtra 500.0 |  | India_Electricity_Infrastructure.xlsx
IND | INDXX | [7 empty] | Avaada MPSolar Private Limited Madhya Pradesh 500.0 |  | India_Electricity_Infrastructure.xlsx
IND | INDXX | [7 empty] | Avaada MPSustainable Private Limited Madhya Pradesh 750.0 |  | India_Electricity_Infrastructure.xlsx
IND | INDXX | [7 empty] | Avaada SunEnergy Private Limited Maharashtra 400.0 |  | India_Electricity_Infrastructure.xlsx
IND | INDXX | [7 empty] | Avaada Sustainable Urja Private Limited Maharashtra 73.0 |  | India_Electricity_Infrastructure.xlsx
IND | INDXX | [7 empty] | Clean Renewable Energy Hybrid Eleven Private Limited(SPV of Hero Solar Energy Private Limited) Gujarat 270.0 |  | India_Electricity_Infrastructure.xlsx
IND | INDXX | [7 empty] | Ctrls Datacenters Limited Maharashtra 50.0 |  | India_Electricity_Infrastructure.xlsx
IND | INDXX | [7 empty] | Femund Solar Private Limited Gujarat 150.0 |  | India_Electricity_Infrastructure.xlsx
IND | INDXX | [7 empty] | GSECL Gujarat 1200.0 |  | India_Electricity_Infrastructure.xlsx
IND | INDXX | [7 empty] | GSECL Gujarat 3325.0 |  | India_Electricity_Infrastructure.xlsx
IND | INDXX | [7 empty] | GSECL Gujarat 600.0 |  | India_Electricity_Infrastructure.xlsx
IND | INDXX | [7 empty] | GSECL Gujarat 700.0 |  | India_Electricity_Infrastructure.xlsx
IND | INDXX | [7 empty] | HR Sabarmati Private Limited Gujarat 158.0 |  | India_Electricity_Infrastructure.xlsx
IND | INDXX | [7 empty] | HR Sabarmati Private Limited Gujarat 52.0 |  | India_Electricity_Infrastructure.xlsx
IND | INDXX | [7 empty] | INGEL Gujarat 600.0 |  | India_Electricity_Infrastructure.xlsx
IND | INDXX | [7 empty] | Juniper Green Energy Private Limited Gujarat 150.0 |  | India_Electricity_Infrastructure.xlsx
IND | INDXX | [7 empty] | Juniper Green Energy Private Limited Gujarat 200.0 |  | India_Electricity_Infrastructure.xlsx
IND | INDXX | [7 empty] | Juniper Green Energy Private Limited Gujarat 600.0 |  | India_Electricity_Infrastructure.xlsx
IND | INDXX | [7 empty] | Juniper Green Energy Private Limited Maharashtra 350.0 |  | India_Electricity_Infrastructure.xlsx
IND | INDXX | [7 empty] | Juniper Green Energy Private Limited Maharashtra 50.0 |  | India_Electricity_Infrastructure.xlsx
IND | INDXX | [7 empty] | Juniper Green Gem Private Limited Maharashtra 100.0 |  | India_Electricity_Infrastructure.xlsx
IND | INDXX | [7 empty] | Juniper Green Gem Private Limited Maharashtra 200.0 |  | India_Electricity_Infrastructure.xlsx
IND | INDXX | [7 empty] | MSKVY Eleventh Solar Private Limited Maharashtra 183.0 |  | India_Electricity_Infrastructure.xlsx
IND | INDXX | [7 empty] | MSKVY Fifth Solar Private Limited Maharashtra 103.0 |  | India_Electricity_Infrastructure.xlsx
IND | INDXX | [7 empty] | MSKVY First Kusum Private Limited Maharashtra 185.0 |  | India_Electricity_Infrastructure.xlsx
IND | INDXX | [7 empty] | MSKVY Tenth Solar Private Limited Maharashtra 154.0 |  | India_Electricity_Infrastructure.xlsx
IND | INDXX | [7 empty] | MSKVY Twentieth Solar Private Limited Maharashtra 129.0 |  | India_Electricity_Infrastructure.xlsx
IND | INDXX | [7 empty] | Maharashtra State Electricity Generating Co. Limited - MAHAGENCO Maharashtra 250.0 |  | India_Electricity_Infrastructure.xlsx
IND | INDXX | [7 empty] | Malaren Solar Private Limited Gujarat 150.0 |  | India_Electricity_Infrastructure.xlsx
IND | INDXX | [7 empty] | NHPC Limited Gujarat 200.0 |  | India_Electricity_Infrastructure.xlsx
IND | INDXX | [7 empty] | NHPC Limited Gujarat 600.0 |  | India_Electricity_Infrastructure.xlsx
IND | INDXX | [7 empty] | NTPC Limited Chhattisgarh 26.0 |  | India_Electricity_Infrastructure.xlsx
IND | INDXX | [7 empty] | NTPC Limited Madhya Pradesh 20.0 |  | India_Electricity_Infrastructure.xlsx
IND | INDXX | [7 empty] | NTPC Limited Maharashtra 13.0 |  | India_Electricity_Infrastructure.xlsx
IND | INDXX | [7 empty] | NTPC REL Gujarat 1200.0 |  | India_Electricity_Infrastructure.xlsx
IND | INDXX | [7 empty] | NTPC REL Gujarat 137.0 |  | India_Electricity_Infrastructure.xlsx
IND | INDXX | [7 empty] | NTPC REL Gujarat 200.0 |  | India_Electricity_Infrastructure.xlsx
IND | INDXX | [7 empty] | NTPC REL Gujarat 225.0 |  | India_Electricity_Infrastructure.xlsx
IND | INDXX | [7 empty] | NTPC REL Gujarat 245.0 |  | India_Electricity_Infrastructure.xlsx
IND | INDXX | [7 empty] | NTPC REL Gujarat 275.0 |  | India_Electricity_Infrastructure.xlsx
IND | INDXX | [7 empty] | NTPC REL Gujarat 721.0 |  | India_Electricity_Infrastructure.xlsx
IND | INDXX | [7 empty] | Ortusun Renewables Maharashtra 20.0 |  | India_Electricity_Infrastructure.xlsx
IND | INDXX | [7 empty] | Purvah Green Power Private Limited(Developer Company) Gujarat 300.0 |  | India_Electricity_Infrastructure.xlsx
IND | INDXX | [7 empty] | RDS Solar Park Private Limited Gujarat 350.0 |  | India_Electricity_Infrastructure.xlsx
IND | INDXX | [7 empty] | ReNew Solar (Shakti Eight) Private Limited Gujarat 100.0 |  | India_Electricity_Infrastructure.xlsx
IND | INDXX | [7 empty] | ReNew Solar (Shakti Eight) Private Limited Gujarat 200.0 |  | India_Electricity_Infrastructure.xlsx
IND | INDXX | [7 empty] | ReNew Solar Power Private Limited Gujarat 100.0 |  | India_Electricity_Infrastructure.xlsx
IND | INDXX | [7 empty] | ReNew Solar Power Private Limited Gujarat 200.0 |  | India_Electricity_Infrastructure.xlsx
IND | INDXX | [7 empty] | ReNew Solar Power Private Limited Gujarat 300.0 |  | India_Electricity_Infrastructure.xlsx
IND | INDXX | [7 empty] | ReNew Solar Power Private Limited Madhya Pradesh 200.0 |  | India_Electricity_Infrastructure.xlsx
IND | INDXX | [7 empty] | ReNew Solar Power Private Limited Maharashtra 100.0 |  | India_Electricity_Infrastructure.xlsx
IND | INDXX | [7 empty] | Reliance New Energy Maharashtra 93.0 |  | India_Electricity_Infrastructure.xlsx
IND | INDXX | [7 empty] | Resco Global Wind Services Private Limited Gujarat 100.0 |  | India_Electricity_Infrastructure.xlsx
IND | INDXX | [7 empty] | Resco Global Wind Services Private Limited Gujarat 500.0 |  | India_Electricity_Infrastructure.xlsx
IND | INDXX | [7 empty] | Resco Global Wind Services Private Limited Madhya Pradesh 200.0 |  | India_Electricity_Infrastructure.xlsx
IND | INDXX | [7 empty] | Resco Global Wind Services Private Limited Madhya Pradesh 240.0 |  | India_Electricity_Infrastructure.xlsx
IND | INDXX | [7 empty] | Rewa Ultra Mega Solar Limited RUMSL- a JV of MPUVN and SECI Madhya Pradesh 170.0 |  | India_Electricity_Infrastructure.xlsx
IND | INDXX | [7 empty] | SJVN GREEN ENERGY LIMITED Gujarat 100.0 |  | India_Electricity_Infrastructure.xlsx
IND | INDXX | [7 empty] | SJVN GREEN ENERGY LIMITED Gujarat 200.0 |  | India_Electricity_Infrastructure.xlsx
IND | INDXX | [7 empty] | SJVN GREEN ENERGY LIMITED Gujarat 260.0 |  | India_Electricity_Infrastructure.xlsx
IND | INDXX | [7 empty] | SJVN GREEN ENERGY LIMITED Gujarat 70.0 |  | India_Electricity_Infrastructure.xlsx
IND | INDXX | [7 empty] | SPV Maharashtra 1.3 |  | India_Electricity_Infrastructure.xlsx
IND | INDXX | [7 empty] | Skadar Solar Private Limited Maharashtra 200.0 |  | India_Electricity_Infrastructure.xlsx
IND | INDXX | [7 empty] | Sprng Green Power Private Limited Gujarat 300.0 |  | India_Electricity_Infrastructure.xlsx
IND | INDXX | [7 empty] | Sprng Power Earth Private Limited Gujarat 250.0 |  | India_Electricity_Infrastructure.xlsx
IND | INDXX | [7 empty] | Tata Power Renewable Energy Limited Maharashtra 270.0 |  | India_Electricity_Infrastructure.xlsx
IND | INDXX | [7 empty] | Teq Green Power Private Limited Gujarat 200.0 |  | India_Electricity_Infrastructure.xlsx
IND | INDXX | [7 empty] | TOTAL PIPELINE CAPACITY |  | India_Electricity_Infrastructure.xlsx
MDV | MDVXX | [7 empty] | Project / Plant Name |  | Maldives_Energy_Infrastructure.xlsx
MDV | MDVXX | [7 empty] | POISED — Remaining Solar PV + BESS (126 outer islands) |  | Maldives_Energy_Infrastructure.xlsx
MDV | MDVXX | [7 empty] | ASPIRE — Existing PPA installations |  | Maldives_Energy_Infrastructure.xlsx
MDV | MDVXX | [7 empty] | ARISE — Solar PV + BESS (hybridization + floating Addu) |  | Maldives_Energy_Infrastructure.xlsx
MDV | MDVXX | [7 empty] | ASSURE — BESS + EMS + Solar IPPs (20 outer islands) |  | Maldives_Energy_Infrastructure.xlsx
MDV | MDVXX | [7 empty] | ASSURE — Pilot Wind Power |  | Maldives_Energy_Infrastructure.xlsx
MDV | MDVXX | [7 empty] | ASSURE — Pilot Ocean Energy |  | Maldives_Energy_Infrastructure.xlsx
MDV | MDVXX | [7 empty] | ASSURE — Pilot Solar Desalination |  | Maldives_Energy_Infrastructure.xlsx
MDV | MDVXX | [7 empty] | Rooftop PV — Greater Male' Households (net-metering) |  | Maldives_Energy_Infrastructure.xlsx
MDV | MDVXX | [7 empty] | Rooftop PV — Addu City and Other Islands (net-metering) |  | Maldives_Energy_Infrastructure.xlsx
MDV | MDVXX | [7 empty] | WTE Plant — K. Thilafushi |  | Maldives_Energy_Infrastructure.xlsx
MDV | MDVXX | [7 empty] | WTE Plant — Addu City |  | Maldives_Energy_Infrastructure.xlsx
MDV | MDVXX | [7 empty] | WTE Plant — R. Vandhoo |  | Maldives_Energy_Infrastructure.xlsx
MDV | MDVXX | [7 empty] | Rooftop PV — Gulhifalhu/Thilafushi Commercial Buildings (PPA) |  | Maldives_Energy_Infrastructure.xlsx
MDV | MDVXX | [7 empty] | Wind Turbines — Gulhifalhu / Thilafushi |  | Maldives_Energy_Infrastructure.xlsx
MDV | MDVXX | [7 empty] | Floating Solar PV + BESS — Greater Male' Region |  | Maldives_Energy_Infrastructure.xlsx
MDV | MDVXX | [7 empty] | Solar PV Hybrid Plants — Outer Inhabited Islands (additional) |  | Maldives_Energy_Infrastructure.xlsx
MDV | MDVXX | [7 empty] | Solar PV — Resort and Industrial Islands |  | Maldives_Energy_Infrastructure.xlsx
MDV | MDVXX | [7 empty] | LNG Power Plant — Gulhifalhu (feasibility study recommended) |  | Maldives_Energy_Infrastructure.xlsx
MDV | MDVXX | [7 empty] | Rooftop PV under ASSURE — Greater Male' (Magey Solar Program) |  | Maldives_Energy_Infrastructure.xlsx
MDV | MDVXX | [7 empty] | Green Hydrogen Pilot |  | Maldives_Energy_Infrastructure.xlsx
MDV | MDVXX | [7 empty] | Marine Renewable Energy Road Map + Pilots |  | Maldives_Energy_Infrastructure.xlsx
MDV | MDVXX | [7 empty] | Solar PV — Solar Street Lights + Island Councils Program (expanded) |  | Maldives_Energy_Infrastructure.xlsx
MDV | MDVXX | [7 empty] | EV Charging Infrastructure |  | Maldives_Energy_Infrastructure.xlsx
NPL | NPLXX | [7 empty] | Project/Plant |  | Nepal_Electricity_Infrastructure.xlsx
NPL | NPLXX | [7 empty] | Middle Bhotekoshi HEP |  | Nepal_Electricity_Infrastructure.xlsx
NPL | NPLXX | [7 empty] | Upper Trishuli 3B HEP |  | Nepal_Electricity_Infrastructure.xlsx
NPL | NPLXX | [7 empty] | Tanahun HEP |  | Nepal_Electricity_Infrastructure.xlsx
NPL | NPLXX | [7 empty] | Rahughat HEP |  | Nepal_Electricity_Infrastructure.xlsx
NPL | NPLXX | [7 empty] | Tamakoshi-V HEP |  | Nepal_Electricity_Infrastructure.xlsx
NPL | NPLXX | [7 empty] | Upper Modi 'A' HEP |  | Nepal_Electricity_Infrastructure.xlsx
NPL | NPLXX | [7 empty] | Upper Modi HEP |  | Nepal_Electricity_Infrastructure.xlsx
NPL | NPLXX | [7 empty] | Kulekhani III HEP |  | Nepal_Electricity_Infrastructure.xlsx
NPL | NPLXX | [7 empty] | Upper Trishuli 3A HEP |  | Nepal_Electricity_Infrastructure.xlsx
NPL | NPLXX | [7 empty] | Budi Gandaki HEP |  | Nepal_Electricity_Infrastructure.xlsx
NPL | NPLXX | [7 empty] | Chainpur HEP |  | Nepal_Electricity_Infrastructure.xlsx
NPL | NPLXX | [7 empty] | Rolwaling HEP |  | Nepal_Electricity_Infrastructure.xlsx
NPL | NPLXX | [7 empty] | Tamakoshi V HEP (Tamkoshi Khola) |  | Nepal_Electricity_Infrastructure.xlsx
NPL | NPLXX | [7 empty] | Upper Modi (UMAHEP) |  | Nepal_Electricity_Infrastructure.xlsx
NPL | NPLXX | [7 empty] | Upper Modi (UMHEP) |  | Nepal_Electricity_Infrastructure.xlsx
NPL | NPLXX | [7 empty] | Solar Plants (63 projects via competitive bidding) |  | Nepal_Electricity_Infrastructure.xlsx
NPL | NPLXX | [7 empty] | Rahughat HEP |  | Nepal_Electricity_Infrastructure.xlsx
NPL | NPLXX | [7 empty] | Upper Trishuli 3A |  | Nepal_Electricity_Infrastructure.xlsx
NPL | NPLXX | [7 empty] | Khani Khola-1 HEP |  | Nepal_Electricity_Infrastructure.xlsx
NPL | NPLXX | [7 empty] | Baleph A HEP |  | Nepal_Electricity_Infrastructure.xlsx
NPL | NPLXX | [7 empty] | Khani Khola (Dolakha) HEP |  | Nepal_Electricity_Infrastructure.xlsx
NPL | NPLXX | [7 empty] | Lower Irkhuwa HEP |  | Nepal_Electricity_Infrastructure.xlsx
NPL | NPLXX | [7 empty] | Badi Gad HEP |  | Nepal_Electricity_Infrastructure.xlsx
NPL | NPLXX | [7 empty] | Rawa Khola HEP |  | Nepal_Electricity_Infrastructure.xlsx
NPL | NPLXX | [7 empty] | Phalankhu Khola HEP |  | Nepal_Electricity_Infrastructure.xlsx
NPL | NPLXX | [7 empty] | Upper Tadi HEP |  | Nepal_Electricity_Infrastructure.xlsx
NPL | NPLXX | [7 empty] | Upper Mailung A HEP |  | Nepal_Electricity_Infrastructure.xlsx
NPL | NPLXX | [7 empty] | Tadi Khola HEP |  | Nepal_Electricity_Infrastructure.xlsx
NPL | NPLXX | [7 empty] | Middle Midim HEP |  | Nepal_Electricity_Infrastructure.xlsx
NPL | NPLXX | [7 empty] | Khorounga Khola HEP |  | Nepal_Electricity_Infrastructure.xlsx
LKA | LKAXX | [7 empty] | Project / Plant |  | SriLanka_Electricity_Infrastructure.xlsx
LKA | LKAXX | [7 empty] | Sobadhanavi NG Combined Cycle (1st CCY GT) |  | SriLanka_Electricity_Infrastructure.xlsx
LKA | LKAXX | [7 empty] | Solar PV (grid-scale, various zones) |  | SriLanka_Electricity_Infrastructure.xlsx
LKA | LKAXX | [7 empty] | Wind (various) |  | SriLanka_Electricity_Infrastructure.xlsx
LKA | LKAXX | [7 empty] | Mini Hydro (various) |  | SriLanka_Electricity_Infrastructure.xlsx
LKA | LKAXX | [7 empty] | Biomass (various) |  | SriLanka_Electricity_Infrastructure.xlsx
LKA | LKAXX | [7 empty] | BESS (Kollonawa, 1st utility-scale) |  | SriLanka_Electricity_Infrastructure.xlsx
LKA | LKAXX | [7 empty] | Sobadhanavi NG CCY Steam Turbine (1st CCY ST) |  | SriLanka_Electricity_Infrastructure.xlsx
LKA | LKAXX | [7 empty] | 2nd NG CCY GT |  | SriLanka_Electricity_Infrastructure.xlsx
LKA | LKAXX | [7 empty] | Solar PV (grid-scale) |  | SriLanka_Electricity_Infrastructure.xlsx
LKA | LKAXX | [7 empty] | Wind (various) |  | SriLanka_Electricity_Infrastructure.xlsx
LKA | LKAXX | [7 empty] | Mini Hydro (various) |  | SriLanka_Electricity_Infrastructure.xlsx
LKA | LKAXX | [7 empty] | Biomass (various) |  | SriLanka_Electricity_Infrastructure.xlsx
LKA | LKAXX | [7 empty] | BESS Kollonawa (100 MW / 100 MWh) |  | SriLanka_Electricity_Infrastructure.xlsx
LKA | LKAXX | [7 empty] | Sapugaskanda A extension (life ext.) |  | SriLanka_Electricity_Infrastructure.xlsx
LKA | LKAXX | [7 empty] | Sapugaskanda B extension |  | SriLanka_Electricity_Infrastructure.xlsx
LKA | LKAXX | [7 empty] | Barge Plant extension |  | SriLanka_Electricity_Infrastructure.xlsx
LKA | LKAXX | [7 empty] | Kelanitissa GT-07 RETIREMENT |  | SriLanka_Electricity_Infrastructure.xlsx
LKA | LKAXX | [7 empty] | 2nd NG CCY Steam Turbine |  | SriLanka_Electricity_Infrastructure.xlsx
LKA | LKAXX | [7 empty] | Solar PV (grid-scale) |  | SriLanka_Electricity_Infrastructure.xlsx
LKA | LKAXX | [7 empty] | Wind (various) |  | SriLanka_Electricity_Infrastructure.xlsx
LKA | LKAXX | [7 empty] | Mini Hydro |  | SriLanka_Electricity_Infrastructure.xlsx
LKA | LKAXX | [7 empty] | Biomass |  | SriLanka_Electricity_Infrastructure.xlsx
LKA | LKAXX | [7 empty] | NG Internal Combustion Engine (200 MW) |  | SriLanka_Electricity_Infrastructure.xlsx
LKA | LKAXX | [7 empty] | Solar PV (grid-scale) |  | SriLanka_Electricity_Infrastructure.xlsx
LKA | LKAXX | [7 empty] | Wind (various) |  | SriLanka_Electricity_Infrastructure.xlsx
LKA | LKAXX | [7 empty] | Mini Hydro |  | SriLanka_Electricity_Infrastructure.xlsx
LKA | LKAXX | [7 empty] | Biomass |  | SriLanka_Electricity_Infrastructure.xlsx
LKA | LKAXX | [7 empty] | BESS Southern Region (100 MW / 400 MWh) |  | SriLanka_Electricity_Infrastructure.xlsx
LKA | LKAXX | [7 empty] | Solar PV (grid-scale) |  | SriLanka_Electricity_Infrastructure.xlsx
LKA | LKAXX | [7 empty] | Wind (various) |  | SriLanka_Electricity_Infrastructure.xlsx
LKA | LKAXX | [7 empty] | Mini Hydro |  | SriLanka_Electricity_Infrastructure.xlsx
LKA | LKAXX | [7 empty] | Biomass |  | SriLanka_Electricity_Infrastructure.xlsx
LKA | LKAXX | [7 empty] | BESS (100 MW / 400 MWh, 3rd unit) |  | SriLanka_Electricity_Infrastructure.xlsx
LKA | LKAXX | [7 empty] | Kelanitissa New GT (gas turbine) |  | SriLanka_Electricity_Infrastructure.xlsx
LKA | LKAXX | [7 empty] | Solar PV (grid-scale) |  | SriLanka_Electricity_Infrastructure.xlsx
LKA | LKAXX | [7 empty] | Wind (various) |  | SriLanka_Electricity_Infrastructure.xlsx
LKA | LKAXX | [7 empty] | Mini Hydro |  | SriLanka_Electricity_Infrastructure.xlsx
LKA | LKAXX | [7 empty] | Biomass |  | SriLanka_Electricity_Infrastructure.xlsx
LKA | LKAXX | [7 empty] | BESS Western (50 MW / 50 MWh) |  | SriLanka_Electricity_Infrastructure.xlsx
LKA | LKAXX | [7 empty] | NG Gas Turbine (100 MW) |  | SriLanka_Electricity_Infrastructure.xlsx
LKA | LKAXX | [7 empty] | Solar PV (grid-scale) |  | SriLanka_Electricity_Infrastructure.xlsx
LKA | LKAXX | [7 empty] | Wind (various) |  | SriLanka_Electricity_Infrastructure.xlsx
LKA | LKAXX | [7 empty] | Mini Hydro |  | SriLanka_Electricity_Infrastructure.xlsx
LKA | LKAXX | [7 empty] | Biomass |  | SriLanka_Electricity_Infrastructure.xlsx
LKA | LKAXX | [7 empty] | BESS (100 MW / 400 MWh, 5th unit) |  | SriLanka_Electricity_Infrastructure.xlsx
LKA | LKAXX | [7 empty] | Sapugaskanda A RETIREMENT |  | SriLanka_Electricity_Infrastructure.xlsx
LKA | LKAXX | [7 empty] | Sapugaskanda B RETIREMENT |  | SriLanka_Electricity_Infrastructure.xlsx
LKA | LKAXX | [7 empty] | Barge Plant RETIREMENT |  | SriLanka_Electricity_Infrastructure.xlsx
LKA | LKAXX | [7 empty] | Solar PV (grid-scale) |  | SriLanka_Electricity_Infrastructure.xlsx
LKA | LKAXX | [7 empty] | Wind (various) |  | SriLanka_Electricity_Infrastructure.xlsx
LKA | LKAXX | [7 empty] | BESS (200 MW / 800 MWh) |  | SriLanka_Electricity_Infrastructure.xlsx
LKA | LKAXX | [7 empty] | KCCP1 (Kelanitissa CCY-1) RETIREMENT |  | SriLanka_Electricity_Infrastructure.xlsx
LKA | LKAXX | [7 empty] | KCCP2 (Kelanitissa CCY-2) RETIREMENT |  | SriLanka_Electricity_Infrastructure.xlsx
LKA | LKAXX | [7 empty] | Uthuru Janani RETIREMENT |  | SriLanka_Electricity_Infrastructure.xlsx
LKA | LKAXX | [7 empty] | Maha Oya Pumped Storage Power Plant (PSPP) |  | SriLanka_Electricity_Infrastructure.xlsx
LKA | LKAXX | [7 empty] | Solar PV (grid-scale) |  | SriLanka_Electricity_Infrastructure.xlsx
LKA | LKAXX | [7 empty] | Wind (various) |  | SriLanka_Electricity_Infrastructure.xlsx
LKA | LKAXX | [7 empty] | NG/H2 Gas Turbine (300 MW) |  | SriLanka_Electricity_Infrastructure.xlsx
LKA | LKAXX | [7 empty] | Solar PV (grid-scale) |  | SriLanka_Electricity_Infrastructure.xlsx
LKA | LKAXX | [7 empty] | Wind (various) |  | SriLanka_Electricity_Infrastructure.xlsx
LKA | LKAXX | [7 empty] | Westcoast CCY RETIREMENT |  | SriLanka_Electricity_Infrastructure.xlsx
LKA | LKAXX | [7 empty] | NG/H2 GT additions (2036) |  | SriLanka_Electricity_Infrastructure.xlsx
LKA | LKAXX | [7 empty] | NG/H2 GT (2037) |  | SriLanka_Electricity_Infrastructure.xlsx
LKA | LKAXX | [7 empty] | Solar PV 2036–2037 |  | SriLanka_Electricity_Infrastructure.xlsx
LKA | LKAXX | [7 empty] | NG/H2 IC Engine (200 MW, 2038) |  | SriLanka_Electricity_Infrastructure.xlsx
LKA | LKAXX | [7 empty] | Solar PV 2038 |  | SriLanka_Electricity_Infrastructure.xlsx
LKA | LKAXX | [7 empty] | Wind 2038 |  | SriLanka_Electricity_Infrastructure.xlsx
LKA | LKAXX | [7 empty] | India–Sri Lanka HVDC Interconnection (500 MW) |  | SriLanka_Electricity_Infrastructure.xlsx
LKA | LKAXX | [7 empty] | NG/H2 GT (200 MW, 2039) |  | SriLanka_Electricity_Infrastructure.xlsx
LKA | LKAXX | [7 empty] | Solar PV 2039–2043 |  | SriLanka_Electricity_Infrastructure.xlsx
LKA | LKAXX | [7 empty] | Wind 2039–2042 |  | SriLanka_Electricity_Infrastructure.xlsx
LKA | LKAXX | [7 empty] | NG/H2 GT additions 2040–2043 |  | SriLanka_Electricity_Infrastructure.xlsx
LKA | LKAXX | [7 empty] | Offshore Wind (500 MW) |  | SriLanka_Electricity_Infrastructure.xlsx
LKA | LKAXX | [7 empty] | Nuclear Power Plant (600 MW) |  | SriLanka_Electricity_Infrastructure.xlsx
LKA | LKAXX | [7 empty] | NG/H2 GT (200 MW, 2044) |  | SriLanka_Electricity_Infrastructure.xlsx
LKA | LKAXX | [7 empty] | Solar PV 2044 |  | SriLanka_Electricity_Infrastructure.xlsx
LKA | LKAXX | [7 empty] | BESS (50 MW / 200 MWh, 2044) |  | SriLanka_Electricity_Infrastructure.xlsx
LKA | LKAXX | [7 empty] | Lakvijaya Units 2 & 3 RETIREMENT |  | SriLanka_Electricity_Infrastructure.xlsx
LKA | LKAXX | [7 empty] | Siyambalanduwa Solar (100 MW) |  | SriLanka_Electricity_Infrastructure.xlsx
LKA | LKAXX | [7 empty] | Ridiyagama Solar (100 MW, floating/ground) |  | SriLanka_Electricity_Infrastructure.xlsx
LKA | LKAXX | [7 empty] | Valaichenai Solar (100 MW) |  | SriLanka_Electricity_Infrastructure.xlsx
LKA | LKAXX | [7 empty] | Sampur Phase I (50 MW) |  | SriLanka_Electricity_Infrastructure.xlsx
LKA | LKAXX | [7 empty] | Sampur Phase II (70 MW) |  | SriLanka_Electricity_Infrastructure.xlsx
LKA | LKAXX | [7 empty] | Trincomalee Solar I (100 MW) |  | SriLanka_Electricity_Infrastructure.xlsx
LKA | LKAXX | [7 empty] | Trincomalee Solar II (100 MW) |  | SriLanka_Electricity_Infrastructure.xlsx
LKA | LKAXX | [7 empty] | Kilinochchi Solar I (50 MW) |  | SriLanka_Electricity_Infrastructure.xlsx
LKA | LKAXX | [7 empty] | Kilinochchi Solar II (100 MW) |  | SriLanka_Electricity_Infrastructure.xlsx
LKA | LKAXX | [7 empty] | Mannar Extension Wind (50 MW) |  | SriLanka_Electricity_Infrastructure.xlsx
LKA | LKAXX | [7 empty] | Mannar Phase II Wind (250 MW) |  | SriLanka_Electricity_Infrastructure.xlsx
LKA | LKAXX | [7 empty] | Mullikulam Wind (100 MW) |  | SriLanka_Electricity_Infrastructure.xlsx
LKA | LKAXX | [7 empty] | Kalpitiya Wind (120 MW) |  | SriLanka_Electricity_Infrastructure.xlsx
LKA | LKAXX | [7 empty] | Pooneryn Wind (234 MW) |  | SriLanka_Electricity_Infrastructure.xlsx
LKA | LKAXX | [7 empty] | Veravil Wind (200 MW) |  | SriLanka_Electricity_Infrastructure.xlsx
LKA | LKAXX | [7 empty] | Karachchi Wind (120 MW) |  | SriLanka_Electricity_Infrastructure.xlsx

## Technology_Costs
Code | Technology | Parameter | Unit | Node_Default | Scenario | 2023 | 2025 | 2030 | 2035 | 2040 | 2045 | 2050 | Base_Source | Base_URL | Trajectory_Source | Trajectory_URL | Confidence | Notes
PWRSPV | Solar PV (Utility-Scale) | CAPEX | USD/kW | IN | Conservative | 560 | 536 | 474 | 413 | 379 | 345 | 311 | CEA NEP Annexure-A (4.64 Cr/MW) | https://cea.nic.in | NREL ATB 2024 decline rates | https://atb.nrel.gov/electricity/2024/utility-scale_pv | High | India anchor $559/kW. IRENA 2024 confirms $525/kW for India. ATB 2023 base=$1,611/kW (US market).
PWRSPV | Solar PV (Utility-Scale) | CAPEX | USD/kW | IN | Moderate | 560 | 519 | 415 | 311 | 287 | 262 | 237 | CEA NEP Annexure-A (4.64 Cr/MW) | https://cea.nic.in | NREL ATB 2024 decline rates | https://atb.nrel.gov/electricity/2024/utility-scale_pv | High | India anchor $559/kW. IRENA 2024 confirms $525/kW for India. ATB 2023 base=$1,611/kW (US market).
PWRSPV | Solar PV (Utility-Scale) | CAPEX | USD/kW | IN | Ambitious | 560 | 506 | 372 | 237 | 224 | 210 | 196 | CEA NEP Annexure-A (4.64 Cr/MW) | https://cea.nic.in | NREL ATB 2024 decline rates | https://atb.nrel.gov/electricity/2024/utility-scale_pv | High | India anchor $559/kW. IRENA 2024 confirms $525/kW for India. ATB 2023 base=$1,611/kW (US market).
PWRSPV | Solar PV (Utility-Scale) | Fixed O&M | USD/kW/yr | IN | Conservative | 8 | 8 | 7 | 6 | 6 | 5 | 5 | CEA NEP Annexure-A (4.64 Cr/MW) | https://cea.nic.in | NREL ATB 2024 decline rates | https://atb.nrel.gov/electricity/2024/utility-scale_pv | High | India anchor $559/kW. IRENA 2024 confirms $525/kW for India. ATB 2023 base=$1,611/kW (US market).
PWRSPV | Solar PV (Utility-Scale) | Fixed O&M | USD/kW/yr | IN | Moderate | 8 | 7 | 6 | 5 | 5 | 4 | 4 | CEA NEP Annexure-A (4.64 Cr/MW) | https://cea.nic.in | NREL ATB 2024 decline rates | https://atb.nrel.gov/electricity/2024/utility-scale_pv | High | India anchor $559/kW. IRENA 2024 confirms $525/kW for India. ATB 2023 base=$1,611/kW (US market).
PWRSPV | Solar PV (Utility-Scale) | Fixed O&M | USD/kW/yr | IN | Ambitious | 8 | 7 | 6 | 4 | 4 | 3 | 3 | CEA NEP Annexure-A (4.64 Cr/MW) | https://cea.nic.in | NREL ATB 2024 decline rates | https://atb.nrel.gov/electricity/2024/utility-scale_pv | High | India anchor $559/kW. IRENA 2024 confirms $525/kW for India. ATB 2023 base=$1,611/kW (US market).
PWRSPV | Solar PV (Utility-Scale) | Variable O&M | USD/MWh | IN | All | 0 | 0 | 0 | 0 | 0 | 0 | 0 | CEA NEP Annexure-A (4.64 Cr/MW) | https://cea.nic.in | NREL ATB 2024 decline rates | https://atb.nrel.gov/electricity/2024/utility-scale_pv | High | India anchor $559/kW. IRENA 2024 confirms $525/kW for India. ATB 2023 base=$1,611/kW (US market).
PWRSPV | Solar PV (Utility-Scale) | Construction Time | years | IN | All | 1.5 | 1.5 | 1.5 | 1.5 | 1.5 | 1.5 | 1.5 | CEA NEP Annexure-A (4.64 Cr/MW) | https://cea.nic.in | NREL ATB 2024 decline rates | https://atb.nrel.gov/electricity/2024/utility-scale_pv | High | India anchor $559/kW. IRENA 2024 confirms $525/kW for India. ATB 2023 base=$1,611/kW (US market).
PWRSPV | Solar PV (Utility-Scale) | Operational Life | years | IN | All | 25 | 25 | 25 | 25 | 25 | 25 | 25 | CEA NEP Annexure-A (4.64 Cr/MW) | https://cea.nic.in | NREL ATB 2024 decline rates | https://atb.nrel.gov/electricity/2024/utility-scale_pv | High | India anchor $559/kW. IRENA 2024 confirms $525/kW for India. ATB 2023 base=$1,611/kW (US market).
PWRSPR | Solar PV (Rooftop/Distributed) | CAPEX | USD/kW | IN | Conservative | 850 | 813 | 720 | 627 | 576 | 524 | 472 | CERC/MNRE benchmarks; SL LTGEP $982/kW | https://www.ceb.lk | ATB 2024 utility PV decline rates (proxy) | https://atb.nrel.gov/electricity/2024/utility-scale_pv | Medium | India ~$850/kW est. SL LTGEP $982/kW. ~1.5x utility-scale premium.
PWRSPR | Solar PV (Rooftop/Distributed) | CAPEX | USD/kW | IN | Moderate | 850 | 787 | 630 | 472 | 435 | 398 | 360 | CERC/MNRE benchmarks; SL LTGEP $982/kW | https://www.ceb.lk | ATB 2024 utility PV decline rates (proxy) | https://atb.nrel.gov/electricity/2024/utility-scale_pv | Medium | India ~$850/kW est. SL LTGEP $982/kW. ~1.5x utility-scale premium.
PWRSPR | Solar PV (Rooftop/Distributed) | CAPEX | USD/kW | IN | Ambitious | 850 | 768 | 565 | 360 | 339 | 318 | 297 | CERC/MNRE benchmarks; SL LTGEP $982/kW | https://www.ceb.lk | ATB 2024 utility PV decline rates (proxy) | https://atb.nrel.gov/electricity/2024/utility-scale_pv | Medium | India ~$850/kW est. SL LTGEP $982/kW. ~1.5x utility-scale premium.
PWRSPR | Solar PV (Rooftop/Distributed) | Fixed O&M | USD/kW/yr | IN | Conservative | 9 | 9 | 8 | 7 | 7 | 6 | 6 | CERC/MNRE benchmarks; SL LTGEP $982/kW | https://www.ceb.lk | ATB 2024 utility PV decline rates (proxy) | https://atb.nrel.gov/electricity/2024/utility-scale_pv | Medium | India ~$850/kW est. SL LTGEP $982/kW. ~1.5x utility-scale premium.
PWRSPR | Solar PV (Rooftop/Distributed) | Fixed O&M | USD/kW/yr | IN | Moderate | 9 | 9 | 7 | 6 | 5 | 5 | 5 | CERC/MNRE benchmarks; SL LTGEP $982/kW | https://www.ceb.lk | ATB 2024 utility PV decline rates (proxy) | https://atb.nrel.gov/electricity/2024/utility-scale_pv | Medium | India ~$850/kW est. SL LTGEP $982/kW. ~1.5x utility-scale premium.
PWRSPR | Solar PV (Rooftop/Distributed) | Fixed O&M | USD/kW/yr | IN | Ambitious | 9 | 8 | 7 | 5 | 5 | 4 | 4 | CERC/MNRE benchmarks; SL LTGEP $982/kW | https://www.ceb.lk | ATB 2024 utility PV decline rates (proxy) | https://atb.nrel.gov/electricity/2024/utility-scale_pv | Medium | India ~$850/kW est. SL LTGEP $982/kW. ~1.5x utility-scale premium.
PWRSPR | Solar PV (Rooftop/Distributed) | Variable O&M | USD/MWh | IN | All | 0 | 0 | 0 | 0 | 0 | 0 | 0 | CERC/MNRE benchmarks; SL LTGEP $982/kW | https://www.ceb.lk | ATB 2024 utility PV decline rates (proxy) | https://atb.nrel.gov/electricity/2024/utility-scale_pv | Medium | India ~$850/kW est. SL LTGEP $982/kW. ~1.5x utility-scale premium.
PWRSPR | Solar PV (Rooftop/Distributed) | Construction Time | years | IN | All | 1 | 1 | 1 | 1 | 1 | 1 | 1 | CERC/MNRE benchmarks; SL LTGEP $982/kW | https://www.ceb.lk | ATB 2024 utility PV decline rates (proxy) | https://atb.nrel.gov/electricity/2024/utility-scale_pv | Medium | India ~$850/kW est. SL LTGEP $982/kW. ~1.5x utility-scale premium.
PWRSPR | Solar PV (Rooftop/Distributed) | Operational Life | years | IN | All | 25 | 25 | 25 | 25 | 25 | 25 | 25 | CERC/MNRE benchmarks; SL LTGEP $982/kW | https://www.ceb.lk | ATB 2024 utility PV decline rates (proxy) | https://atb.nrel.gov/electricity/2024/utility-scale_pv | Medium | India ~$850/kW est. SL LTGEP $982/kW. ~1.5x utility-scale premium.
PWRCSP | Concentrated Solar Power | CAPEX | USD/kW | ATB | Conservative | 7912 | 7912 | 7912 | 7912 | 7912 | 7912 | 7912 | NREL ATB 2024 (no SA-specific data) | https://atb.nrel.gov/electricity/2024/concentrating_solar_power | NREL ATB 2024 | https://atb.nrel.gov/electricity/2024/concentrating_solar_power | Low | No South Asia deployment. ATB values used directly.
PWRCSP | Concentrated Solar Power | CAPEX | USD/kW | ATB | Moderate | 7912 | 6888 | 5180 | 4999 | 4818 | 4636 | 4455 | NREL ATB 2024 (no SA-specific data) | https://atb.nrel.gov/electricity/2024/concentrating_solar_power | NREL ATB 2024 | https://atb.nrel.gov/electricity/2024/concentrating_solar_power | Low | No South Asia deployment. ATB values used directly.
PWRCSP | Concentrated Solar Power | CAPEX | USD/kW | ATB | Ambitious | 7912 | 6507 | 4165 | 3912 | 3658 | 3404 | 3150 | NREL ATB 2024 (no SA-specific data) | https://atb.nrel.gov/electricity/2024/concentrating_solar_power | NREL ATB 2024 | https://atb.nrel.gov/electricity/2024/concentrating_solar_power | Low | No South Asia deployment. ATB values used directly.
PWRCSP | Concentrated Solar Power | Fixed O&M | USD/kW/yr | ATB | Conservative | 75 | 75 | 75 | 75 | 75 | 75 | 75 | NREL ATB 2024 (no SA-specific data) | https://atb.nrel.gov/electricity/2024/concentrating_solar_power | NREL ATB 2024 | https://atb.nrel.gov/electricity/2024/concentrating_solar_power | Low | No South Asia deployment. ATB values used directly.
PWRCSP | Concentrated Solar Power | Fixed O&M | USD/kW/yr | ATB | Moderate | 72 | 72 | 55 | 55 | 52 | 52 | 52 | NREL ATB 2024 (no SA-specific data) | https://atb.nrel.gov/electricity/2024/concentrating_solar_power | NREL ATB 2024 | https://atb.nrel.gov/electricity/2024/concentrating_solar_power | Low | No South Asia deployment. ATB values used directly.
PWRCSP | Concentrated Solar Power | Fixed O&M | USD/kW/yr | ATB | Ambitious | 71 | 71 | 45 | 45 | 40 | 40 | 40 | NREL ATB 2024 (no SA-specific data) | https://atb.nrel.gov/electricity/2024/concentrating_solar_power | NREL ATB 2024 | https://atb.nrel.gov/electricity/2024/concentrating_solar_power | Low | No South Asia deployment. ATB values used directly.
PWRCSP | Concentrated Solar Power | Variable O&M | USD/MWh | ATB | All | 4 | 4 | 4 | 4 | 4 | 4 | 4 | NREL ATB 2024 (no SA-specific data) | https://atb.nrel.gov/electricity/2024/concentrating_solar_power | NREL ATB 2024 | https://atb.nrel.gov/electricity/2024/concentrating_solar_power | Low | No South Asia deployment. ATB values used directly.
PWRCSP | Concentrated Solar Power | Construction Time | years | ATB | All | 3 | 3 | 3 | 3 | 3 | 3 | 3 | NREL ATB 2024 (no SA-specific data) | https://atb.nrel.gov/electricity/2024/concentrating_solar_power | NREL ATB 2024 | https://atb.nrel.gov/electricity/2024/concentrating_solar_power | Low | No South Asia deployment. ATB values used directly.
PWRCSP | Concentrated Solar Power | Operational Life | years | ATB | All | 30 | 30 | 30 | 30 | 30 | 30 | 30 | NREL ATB 2024 (no SA-specific data) | https://atb.nrel.gov/electricity/2024/concentrating_solar_power | NREL ATB 2024 | https://atb.nrel.gov/electricity/2024/concentrating_solar_power | Low | No South Asia deployment. ATB values used directly.
PWRWON | Onshore Wind | CAPEX | USD/kW | IN | Conservative | 761 | 687 | 663 | 640 | 617 | 594 | 570 | CEA NEP Annexure-A (6.32 Cr/MW) | https://cea.nic.in | NREL ATB 2024 Class 4 decline rates | https://atb.nrel.gov/electricity/2024/land-based_wind | High | India anchor $761/kW (CEA). IRENA ~$900-1100/kW. SL LTGEP $1,391/kW. ATB base=$1,786/kW.
PWRWON | Onshore Wind | CAPEX | USD/kW | IN | Moderate | 761 | 669 | 600 | 569 | 537 | 506 | 475 | CEA NEP Annexure-A (6.32 Cr/MW) | https://cea.nic.in | NREL ATB 2024 Class 4 decline rates | https://atb.nrel.gov/electricity/2024/land-based_wind | High | India anchor $761/kW (CEA). IRENA ~$900-1100/kW. SL LTGEP $1,391/kW. ATB base=$1,786/kW.
PWRWON | Onshore Wind | CAPEX | USD/kW | IN | Ambitious | 761 | 661 | 575 | 539 | 504 | 468 | 433 | CEA NEP Annexure-A (6.32 Cr/MW) | https://cea.nic.in | NREL ATB 2024 Class 4 decline rates | https://atb.nrel.gov/electricity/2024/land-based_wind | High | India anchor $761/kW (CEA). IRENA ~$900-1100/kW. SL LTGEP $1,391/kW. ATB base=$1,786/kW.
PWRWON | Onshore Wind | Fixed O&M | USD/kW/yr | IN | Conservative | 22 | 22 | 21 | 20 | 20 | 19 | 19 | CEA NEP Annexure-A (6.32 Cr/MW) | https://cea.nic.in | NREL ATB 2024 Class 4 decline rates | https://atb.nrel.gov/electricity/2024/land-based_wind | High | India anchor $761/kW (CEA). IRENA ~$900-1100/kW. SL LTGEP $1,391/kW. ATB base=$1,786/kW.
PWRWON | Onshore Wind | Fixed O&M | USD/kW/yr | IN | Moderate | 22 | 21 | 20 | 18 | 17 | 16 | 17 | CEA NEP Annexure-A (6.32 Cr/MW) | https://cea.nic.in | NREL ATB 2024 Class 4 decline rates | https://atb.nrel.gov/electricity/2024/land-based_wind | High | India anchor $761/kW (CEA). IRENA ~$900-1100/kW. SL LTGEP $1,391/kW. ATB base=$1,786/kW.
PWRWON | Onshore Wind | Fixed O&M | USD/kW/yr | IN | Ambitious | 22 | 21 | 18 | 17 | 16 | 15 | 11 | CEA NEP Annexure-A (6.32 Cr/MW) | https://cea.nic.in | NREL ATB 2024 Class 4 decline rates | https://atb.nrel.gov/electricity/2024/land-based_wind | High | India anchor $761/kW (CEA). IRENA ~$900-1100/kW. SL LTGEP $1,391/kW. ATB base=$1,786/kW.
PWRWON | Onshore Wind | Variable O&M | USD/MWh | IN | All | 0 | 0 | 0 | 0 | 0 | 0 | 0 | CEA NEP Annexure-A (6.32 Cr/MW) | https://cea.nic.in | NREL ATB 2024 Class 4 decline rates | https://atb.nrel.gov/electricity/2024/land-based_wind | High | India anchor $761/kW (CEA). IRENA ~$900-1100/kW. SL LTGEP $1,391/kW. ATB base=$1,786/kW.
PWRWON | Onshore Wind | Construction Time | years | IN | All | 2 | 2 | 2 | 2 | 2 | 2 | 2 | CEA NEP Annexure-A (6.32 Cr/MW) | https://cea.nic.in | NREL ATB 2024 Class 4 decline rates | https://atb.nrel.gov/electricity/2024/land-based_wind | High | India anchor $761/kW (CEA). IRENA ~$900-1100/kW. SL LTGEP $1,391/kW. ATB base=$1,786/kW.
PWRWON | Onshore Wind | Operational Life | years | IN | All | 25 | 25 | 25 | 25 | 25 | 25 | 25 | CEA NEP Annexure-A (6.32 Cr/MW) | https://cea.nic.in | NREL ATB 2024 Class 4 decline rates | https://atb.nrel.gov/electricity/2024/land-based_wind | High | India anchor $761/kW (CEA). IRENA ~$900-1100/kW. SL LTGEP $1,391/kW. ATB base=$1,786/kW.
PWRWOF | Offshore Wind | CAPEX | USD/kW | LK | Conservative | 3800 | 3768 | 3442 | 2014 | 1960 | 1919 | 1886 | CEB LTGEP 2025-2044 ($3,781/kW fixed-bottom) | https://www.ceb.lk | NREL ATB 2024 Offshore Class 3 decline rates | https://atb.nrel.gov/electricity/2024/offshore_wind | Low | SL LTGEP $3,781/kW. India CEA ~$2,339/kW. No commercial SA projects yet.
PWRWOF | Offshore Wind | CAPEX | USD/kW | LK | Moderate | 3800 | 3640 | 2756 | 2127 | 2047 | 1987 | 1940 | CEB LTGEP 2025-2044 ($3,781/kW fixed-bottom) | https://www.ceb.lk | NREL ATB 2024 Offshore Class 3 decline rates | https://atb.nrel.gov/electricity/2024/offshore_wind | Low | SL LTGEP $3,781/kW. India CEA ~$2,339/kW. No commercial SA projects yet.
PWRWOF | Offshore Wind | CAPEX | USD/kW | LK | Ambitious | 3800 | 3496 | 2392 | 2155 | 2051 | 1973 | 1913 | CEB LTGEP 2025-2044 ($3,781/kW fixed-bottom) | https://www.ceb.lk | NREL ATB 2024 Offshore Class 3 decline rates | https://atb.nrel.gov/electricity/2024/offshore_wind | Low | SL LTGEP $3,781/kW. India CEA ~$2,339/kW. No commercial SA projects yet.
PWRWOF | Offshore Wind | Fixed O&M | USD/kW/yr | LK | Conservative | 114 | 114 | 105 | 97 | 90 | 84 | 80 | CEB LTGEP 2025-2044 ($3,781/kW fixed-bottom) | https://www.ceb.lk | NREL ATB 2024 Offshore Class 3 decline rates | https://atb.nrel.gov/electricity/2024/offshore_wind | Low | SL LTGEP $3,781/kW. India CEA ~$2,339/kW. No commercial SA projects yet.
PWRWOF | Offshore Wind | Fixed O&M | USD/kW/yr | LK | Moderate | 114 | 109 | 100 | 92 | 86 | 80 | 75 | CEB LTGEP 2025-2044 ($3,781/kW fixed-bottom) | https://www.ceb.lk | NREL ATB 2024 Offshore Class 3 decline rates | https://atb.nrel.gov/electricity/2024/offshore_wind | Low | SL LTGEP $3,781/kW. India CEA ~$2,339/kW. No commercial SA projects yet.
PWRWOF | Offshore Wind | Fixed O&M | USD/kW/yr | LK | Ambitious | 114 | 106 | 91 | 80 | 72 | 66 | 61 | CEB LTGEP 2025-2044 ($3,781/kW fixed-bottom) | https://www.ceb.lk | NREL ATB 2024 Offshore Class 3 decline rates | https://atb.nrel.gov/electricity/2024/offshore_wind | Low | SL LTGEP $3,781/kW. India CEA ~$2,339/kW. No commercial SA projects yet.
PWRWOF | Offshore Wind | Variable O&M | USD/MWh | LK | All | 0 | 0 | 0 | 0 | 0 | 0 | 0 | CEB LTGEP 2025-2044 ($3,781/kW fixed-bottom) | https://www.ceb.lk | NREL ATB 2024 Offshore Class 3 decline rates | https://atb.nrel.gov/electricity/2024/offshore_wind | Low | SL LTGEP $3,781/kW. India CEA ~$2,339/kW. No commercial SA projects yet.
PWRWOF | Offshore Wind | Construction Time | years | LK | All | 4 | 4 | 4 | 4 | 4 | 4 | 4 | CEB LTGEP 2025-2044 ($3,781/kW fixed-bottom) | https://www.ceb.lk | NREL ATB 2024 Offshore Class 3 decline rates | https://atb.nrel.gov/electricity/2024/offshore_wind | Low | SL LTGEP $3,781/kW. India CEA ~$2,339/kW. No commercial SA projects yet.
PWRWOF | Offshore Wind | Operational Life | years | LK | All | 25 | 25 | 25 | 25 | 25 | 25 | 25 | CEB LTGEP 2025-2044 ($3,781/kW fixed-bottom) | https://www.ceb.lk | NREL ATB 2024 Offshore Class 3 decline rates | https://atb.nrel.gov/electricity/2024/offshore_wind | Low | SL LTGEP $3,781/kW. India CEA ~$2,339/kW. No commercial SA projects yet.
PWRFPV | Floating Solar PV | CAPEX | USD/kW | LK | Conservative | 1244 | 1190 | 1054 | 918 | 842 | 767 | 691 | CEB LTGEP ($1,244/kW, 1.5% FOM) | https://www.ceb.lk | ATB 2024 utility PV decline (proxy) | https://atb.nrel.gov/electricity/2024/utility-scale_pv | Medium | SL LTGEP $1,244/kW. India NHPC projects lower. BOS premium over ground-mount.
PWRFPV | Floating Solar PV | CAPEX | USD/kW | LK | Moderate | 1244 | 1152 | 922 | 691 | 637 | 582 | 527 | CEB LTGEP ($1,244/kW, 1.5% FOM) | https://www.ceb.lk | ATB 2024 utility PV decline (proxy) | https://atb.nrel.gov/electricity/2024/utility-scale_pv | Medium | SL LTGEP $1,244/kW. India NHPC projects lower. BOS premium over ground-mount.
PWRFPV | Floating Solar PV | CAPEX | USD/kW | LK | Ambitious | 1244 | 1124 | 826 | 527 | 497 | 466 | 435 | CEB LTGEP ($1,244/kW, 1.5% FOM) | https://www.ceb.lk | ATB 2024 utility PV decline (proxy) | https://atb.nrel.gov/electricity/2024/utility-scale_pv | Medium | SL LTGEP $1,244/kW. India NHPC projects lower. BOS premium over ground-mount.
PWRFPV | Floating Solar PV | Fixed O&M | USD/kW/yr | LK | Conservative | 19 | 18 | 17 | 16 | 15 | 14 | 13 | CEB LTGEP ($1,244/kW, 1.5% FOM) | https://www.ceb.lk | ATB 2024 utility PV decline (proxy) | https://atb.nrel.gov/electricity/2024/utility-scale_pv | Medium | SL LTGEP $1,244/kW. India NHPC projects lower. BOS premium over ground-mount.
PWRFPV | Floating Solar PV | Fixed O&M | USD/kW/yr | LK | Moderate | 19 | 18 | 16 | 14 | 12 | 11 | 10 | CEB LTGEP ($1,244/kW, 1.5% FOM) | https://www.ceb.lk | ATB 2024 utility PV decline (proxy) | https://atb.nrel.gov/electricity/2024/utility-scale_pv | Medium | SL LTGEP $1,244/kW. India NHPC projects lower. BOS premium over ground-mount.
PWRFPV | Floating Solar PV | Fixed O&M | USD/kW/yr | LK | Ambitious | 19 | 17 | 14 | 12 | 10 | 9 | 8 | CEB LTGEP ($1,244/kW, 1.5% FOM) | https://www.ceb.lk | ATB 2024 utility PV decline (proxy) | https://atb.nrel.gov/electricity/2024/utility-scale_pv | Medium | SL LTGEP $1,244/kW. India NHPC projects lower. BOS premium over ground-mount.
PWRFPV | Floating Solar PV | Variable O&M | USD/MWh | LK | All | 0 | 0 | 0 | 0 | 0 | 0 | 0 | CEB LTGEP ($1,244/kW, 1.5% FOM) | https://www.ceb.lk | ATB 2024 utility PV decline (proxy) | https://atb.nrel.gov/electricity/2024/utility-scale_pv | Medium | SL LTGEP $1,244/kW. India NHPC projects lower. BOS premium over ground-mount.
PWRFPV | Floating Solar PV | Construction Time | years | LK | All | 1.5 | 1.5 | 1.5 | 1.5 | 1.5 | 1.5 | 1.5 | CEB LTGEP ($1,244/kW, 1.5% FOM) | https://www.ceb.lk | ATB 2024 utility PV decline (proxy) | https://atb.nrel.gov/electricity/2024/utility-scale_pv | Medium | SL LTGEP $1,244/kW. India NHPC projects lower. BOS premium over ground-mount.
PWRFPV | Floating Solar PV | Operational Life | years | LK | All | 25 | 25 | 25 | 25 | 25 | 25 | 25 | CEB LTGEP ($1,244/kW, 1.5% FOM) | https://www.ceb.lk | ATB 2024 utility PV decline (proxy) | https://atb.nrel.gov/electricity/2024/utility-scale_pv | Medium | SL LTGEP $1,244/kW. India NHPC projects lower. BOS premium over ground-mount.
PWRTDL | Tidal / Marine Energy | CAPEX | USD/kW | Intl | Conservative | 5500 | 5500 | 5500 | 5500 | 5500 | 5500 | 5500 | Marine energy literature |  | Engineering estimates |  | Low | No SA deployment. Use only as backstop for marine potential.
PWRTDL | Tidal / Marine Energy | CAPEX | USD/kW | Intl | Moderate | 5500 | 5300 | 5000 | 4700 | 4400 | 4200 | 4000 | Marine energy literature |  | Engineering estimates |  | Low | No SA deployment. Use only as backstop for marine potential.
PWRTDL | Tidal / Marine Energy | CAPEX | USD/kW | Intl | Ambitious | 5500 | 5100 | 4500 | 3800 | 3300 | 3000 | 2700 | Marine energy literature |  | Engineering estimates |  | Low | No SA deployment. Use only as backstop for marine potential.
PWRTDL | Tidal / Marine Energy | Fixed O&M | USD/kW/yr | Intl | Conservative | 220 | 220 | 220 | 220 | 220 | 220 | 220 | Marine energy literature |  | Engineering estimates |  | Low | No SA deployment. Use only as backstop for marine potential.
PWRTDL | Tidal / Marine Energy | Fixed O&M | USD/kW/yr | Intl | Moderate | 220 | 212 | 200 | 188 | 176 | 168 | 160 | Marine energy literature |  | Engineering estimates |  | Low | No SA deployment. Use only as backstop for marine potential.
PWRTDL | Tidal / Marine Energy | Fixed O&M | USD/kW/yr | Intl | Ambitious | 220 | 200 | 170 | 140 | 120 | 100 | 90 | Marine energy literature |  | Engineering estimates |  | Low | No SA deployment. Use only as backstop for marine potential.
PWRTDL | Tidal / Marine Energy | Variable O&M | USD/MWh | Intl | All | 0 | 0 | 0 | 0 | 0 | 0 | 0 | Marine energy literature |  | Engineering estimates |  | Low | No SA deployment. Use only as backstop for marine potential.
PWRTDL | Tidal / Marine Energy | Construction Time | years | Intl | All | 3 | 3 | 3 | 3 | 3 | 3 | 3 | Marine energy literature |  | Engineering estimates |  | Low | No SA deployment. Use only as backstop for marine potential.
PWRTDL | Tidal / Marine Energy | Operational Life | years | Intl | All | 25 | 25 | 25 | 25 | 25 | 25 | 25 | Marine energy literature |  | Engineering estimates |  | Low | No SA deployment. Use only as backstop for marine potential.
PWRHDR | Hydro - Reservoir | CAPEX | USD/kW | Regional | Conservative | 2500 | 2550 | 2625 | 2700 | 2775 | 2850 | 2925 | Bhutan PSMP 2040; Nepal NEA; IRENA | https://www.jica.go.jp/english/overseas/bhutan/information/topics/2022/220518.html | 1-2%/yr real escalation (best sites developed first) |  | Medium | BT $785-1,339/kW. NP Upper Karnali $2,761/kW. Highly site-specific. C=+2%/yr, M=+1%/yr, A=flat.
PWRHDR | Hydro - Reservoir | CAPEX | USD/kW | Regional | Moderate | 2500 | 2525 | 2575 | 2625 | 2675 | 2725 | 2775 | Bhutan PSMP 2040; Nepal NEA; IRENA | https://www.jica.go.jp/english/overseas/bhutan/information/topics/2022/220518.html | 1-2%/yr real escalation (best sites developed first) |  | Medium | BT $785-1,339/kW. NP Upper Karnali $2,761/kW. Highly site-specific. C=+2%/yr, M=+1%/yr, A=flat.
PWRHDR | Hydro - Reservoir | CAPEX | USD/kW | Regional | Ambitious | 2500 | 2500 | 2500 | 2500 | 2500 | 2500 | 2500 | Bhutan PSMP 2040; Nepal NEA; IRENA | https://www.jica.go.jp/english/overseas/bhutan/information/topics/2022/220518.html | 1-2%/yr real escalation (best sites developed first) |  | Medium | BT $785-1,339/kW. NP Upper Karnali $2,761/kW. Highly site-specific. C=+2%/yr, M=+1%/yr, A=flat.
PWRHDR | Hydro - Reservoir | Fixed O&M | USD/kW/yr | Regional | All | 38 | 38 | 38 | 38 | 38 | 38 | 38 | Bhutan PSMP 2040; Nepal NEA; IRENA | https://www.jica.go.jp/english/overseas/bhutan/information/topics/2022/220518.html | 1-2%/yr real escalation (best sites developed first) |  | Medium | BT $785-1,339/kW. NP Upper Karnali $2,761/kW. Highly site-specific. C=+2%/yr, M=+1%/yr, A=flat.
PWRHDR | Hydro - Reservoir | Variable O&M | USD/MWh | Regional | All | 1 | 1 | 1 | 1 | 1 | 1 | 1 | Bhutan PSMP 2040; Nepal NEA; IRENA | https://www.jica.go.jp/english/overseas/bhutan/information/topics/2022/220518.html | 1-2%/yr real escalation (best sites developed first) |  | Medium | BT $785-1,339/kW. NP Upper Karnali $2,761/kW. Highly site-specific. C=+2%/yr, M=+1%/yr, A=flat.
PWRHDR | Hydro - Reservoir | Construction Time | years | Regional | All | 5 | 5 | 5 | 5 | 5 | 5 | 5 | Bhutan PSMP 2040; Nepal NEA; IRENA | https://www.jica.go.jp/english/overseas/bhutan/information/topics/2022/220518.html | 1-2%/yr real escalation (best sites developed first) |  | Medium | BT $785-1,339/kW. NP Upper Karnali $2,761/kW. Highly site-specific. C=+2%/yr, M=+1%/yr, A=flat.
PWRHDR | Hydro - Reservoir | Operational Life | years | Regional | All | 50 | 50 | 50 | 50 | 50 | 50 | 50 | Bhutan PSMP 2040; Nepal NEA; IRENA | https://www.jica.go.jp/english/overseas/bhutan/information/topics/2022/220518.html | 1-2%/yr real escalation (best sites developed first) |  | Medium | BT $785-1,339/kW. NP Upper Karnali $2,761/kW. Highly site-specific. C=+2%/yr, M=+1%/yr, A=flat.
PWRHRO | Hydro - Run-of-River | CAPEX | USD/kW | Regional | Conservative | 1750 | 1785 | 1873 | 1960 | 2048 | 2135 | 2223 | Bhutan PSMP; Nepal NEA; CEB LTGEP mini-hydro $1,840/kW | https://www.ceb.lk | Same escalation logic as reservoir |  | Medium | BT $785-1,339/kW. NP $1,450-1,700/kW. SL mini-hydro $1,840/kW (LTGEP, 2.5% FOM).
PWRHRO | Hydro - Run-of-River | CAPEX | USD/kW | Regional | Moderate | 1750 | 1768 | 1803 | 1838 | 1873 | 1908 | 1943 | Bhutan PSMP; Nepal NEA; CEB LTGEP mini-hydro $1,840/kW | https://www.ceb.lk | Same escalation logic as reservoir |  | Medium | BT $785-1,339/kW. NP $1,450-1,700/kW. SL mini-hydro $1,840/kW (LTGEP, 2.5% FOM).
PWRHRO | Hydro - Run-of-River | CAPEX | USD/kW | Regional | Ambitious | 1750 | 1750 | 1750 | 1750 | 1750 | 1750 | 1750 | Bhutan PSMP; Nepal NEA; CEB LTGEP mini-hydro $1,840/kW | https://www.ceb.lk | Same escalation logic as reservoir |  | Medium | BT $785-1,339/kW. NP $1,450-1,700/kW. SL mini-hydro $1,840/kW (LTGEP, 2.5% FOM).
PWRHRO | Hydro - Run-of-River | Fixed O&M | USD/kW/yr | Regional | All | 35 | 35 | 35 | 35 | 35 | 35 | 35 | Bhutan PSMP; Nepal NEA; CEB LTGEP mini-hydro $1,840/kW | https://www.ceb.lk | Same escalation logic as reservoir |  | Medium | BT $785-1,339/kW. NP $1,450-1,700/kW. SL mini-hydro $1,840/kW (LTGEP, 2.5% FOM).
PWRHRO | Hydro - Run-of-River | Variable O&M | USD/MWh | Regional | All | 1 | 1 | 1 | 1 | 1 | 1 | 1 | Bhutan PSMP; Nepal NEA; CEB LTGEP mini-hydro $1,840/kW | https://www.ceb.lk | Same escalation logic as reservoir |  | Medium | BT $785-1,339/kW. NP $1,450-1,700/kW. SL mini-hydro $1,840/kW (LTGEP, 2.5% FOM).
PWRHRO | Hydro - Run-of-River | Construction Time | years | Regional | All | 4 | 4 | 4 | 4 | 4 | 4 | 4 | Bhutan PSMP; Nepal NEA; CEB LTGEP mini-hydro $1,840/kW | https://www.ceb.lk | Same escalation logic as reservoir |  | Medium | BT $785-1,339/kW. NP $1,450-1,700/kW. SL mini-hydro $1,840/kW (LTGEP, 2.5% FOM).
PWRHRO | Hydro - Run-of-River | Operational Life | years | Regional | All | 50 | 50 | 50 | 50 | 50 | 50 | 50 | Bhutan PSMP; Nepal NEA; CEB LTGEP mini-hydro $1,840/kW | https://www.ceb.lk | Same escalation logic as reservoir |  | Medium | BT $785-1,339/kW. NP $1,450-1,700/kW. SL mini-hydro $1,840/kW (LTGEP, 2.5% FOM).
PWRHPS | Hydro - Pumped Storage | CAPEX | USD/kW | IN | All | 1000 | 1000 | 1000 | 1000 | 1000 | 1000 | 1000 | CEA NEP ($635/kW=5.27 Cr/MW); ATB PSH Class1=$3,224/kW | https://cea.nic.in | Flat real cost (site-specific) | https://atb.nrel.gov/electricity/2024/pumped_storage_hydropower | Medium | CEA $635/kW likely optimistic (nominal INR). $1,000/kW conservative SA default. ATB PSH=$3,224-4,791/kW (US).
PWRHPS | Hydro - Pumped Storage | Fixed O&M | USD/kW/yr | IN | All | 15 | 15 | 15 | 15 | 15 | 15 | 15 | CEA NEP ($635/kW=5.27 Cr/MW); ATB PSH Class1=$3,224/kW | https://cea.nic.in | Flat real cost (site-specific) | https://atb.nrel.gov/electricity/2024/pumped_storage_hydropower | Medium | CEA $635/kW likely optimistic (nominal INR). $1,000/kW conservative SA default. ATB PSH=$3,224-4,791/kW (US).
PWRHPS | Hydro - Pumped Storage | Variable O&M | USD/MWh | IN | All | 1 | 1 | 1 | 1 | 1 | 1 | 1 | CEA NEP ($635/kW=5.27 Cr/MW); ATB PSH Class1=$3,224/kW | https://cea.nic.in | Flat real cost (site-specific) | https://atb.nrel.gov/electricity/2024/pumped_storage_hydropower | Medium | CEA $635/kW likely optimistic (nominal INR). $1,000/kW conservative SA default. ATB PSH=$3,224-4,791/kW (US).
PWRHPS | Hydro - Pumped Storage | Round-trip Eff. | % | IN | All | 80 | 80 | 80 | 80 | 80 | 80 | 80 | CEA NEP ($635/kW=5.27 Cr/MW); ATB PSH Class1=$3,224/kW | https://cea.nic.in | Flat real cost (site-specific) | https://atb.nrel.gov/electricity/2024/pumped_storage_hydropower | Medium | CEA $635/kW likely optimistic (nominal INR). $1,000/kW conservative SA default. ATB PSH=$3,224-4,791/kW (US).
PWRHPS | Hydro - Pumped Storage | Construction Time | years | IN | All | 5 | 5 | 5 | 5 | 5 | 5 | 5 | CEA NEP ($635/kW=5.27 Cr/MW); ATB PSH Class1=$3,224/kW | https://cea.nic.in | Flat real cost (site-specific) | https://atb.nrel.gov/electricity/2024/pumped_storage_hydropower | Medium | CEA $635/kW likely optimistic (nominal INR). $1,000/kW conservative SA default. ATB PSH=$3,224-4,791/kW (US).
PWRHPS | Hydro - Pumped Storage | Operational Life | years | IN | All | 60 | 60 | 60 | 60 | 60 | 60 | 60 | CEA NEP ($635/kW=5.27 Cr/MW); ATB PSH Class1=$3,224/kW | https://cea.nic.in | Flat real cost (site-specific) | https://atb.nrel.gov/electricity/2024/pumped_storage_hydropower | Medium | CEA $635/kW likely optimistic (nominal INR). $1,000/kW conservative SA default. ATB PSH=$3,224-4,791/kW (US).
PWRCOASCPC | Coal - Supercritical | CAPEX | USD/kW | IN/LK | All | 2100 | 2100 | 2100 | 2100 | 2100 | 2100 | 2100 | CEB LTGEP $2,132/kW; CEA NEP $1,059/kW (India) | https://www.ceb.lk | Flat real cost |  | High | Default=$2,100/kW (SL LTGEP). India override=$1,059/kW (CEA). ATB Coal-new=$4,057/kW (US). HR=2,082 kcal/kWh (LTGEP).
PWRCOASCPC | Coal - Supercritical | Fixed O&M | USD/kW/yr | IN/LK | All | 45 | 45 | 45 | 45 | 45 | 45 | 45 | CEB LTGEP $2,132/kW; CEA NEP $1,059/kW (India) | https://www.ceb.lk | Flat real cost |  | High | Default=$2,100/kW (SL LTGEP). India override=$1,059/kW (CEA). ATB Coal-new=$4,057/kW (US). HR=2,082 kcal/kWh (LTGEP).
PWRCOASCPC | Coal - Supercritical | Variable O&M | USD/MWh | IN/LK | All | 5 | 5 | 5 | 5 | 5 | 5 | 5 | CEB LTGEP $2,132/kW; CEA NEP $1,059/kW (India) | https://www.ceb.lk | Flat real cost |  | High | Default=$2,100/kW (SL LTGEP). India override=$1,059/kW (CEA). ATB Coal-new=$4,057/kW (US). HR=2,082 kcal/kWh (LTGEP).
PWRCOASCPC | Coal - Supercritical | Heat Rate | GJ/MWh | IN/LK | All | 8.71 | 8.71 | 8.71 | 8.71 | 8.71 | 8.71 | 8.71 | CEB LTGEP $2,132/kW; CEA NEP $1,059/kW (India) | https://www.ceb.lk | Flat real cost |  | High | Default=$2,100/kW (SL LTGEP). India override=$1,059/kW (CEA). ATB Coal-new=$4,057/kW (US). HR=2,082 kcal/kWh (LTGEP).
PWRCOASCPC | Coal - Supercritical | Construction Time | years | IN/LK | All | 4 | 4 | 4 | 4 | 4 | 4 | 4 | CEB LTGEP $2,132/kW; CEA NEP $1,059/kW (India) | https://www.ceb.lk | Flat real cost |  | High | Default=$2,100/kW (SL LTGEP). India override=$1,059/kW (CEA). ATB Coal-new=$4,057/kW (US). HR=2,082 kcal/kWh (LTGEP).
PWRCOASCPC | Coal - Supercritical | Operational Life | years | IN/LK | All | 30 | 30 | 30 | 30 | 30 | 30 | 30 | CEB LTGEP $2,132/kW; CEA NEP $1,059/kW (India) | https://www.ceb.lk | Flat real cost |  | High | Default=$2,100/kW (SL LTGEP). India override=$1,059/kW (CEA). ATB Coal-new=$4,057/kW (US). HR=2,082 kcal/kWh (LTGEP).
PWRCOAUSC | Coal - Ultra-Supercritical | CAPEX | USD/kW | IN/LK | All | 2250 | 2250 | 2250 | 2250 | 2250 | 2250 | 2250 | Est. ~7% premium over SC; better heat rate |  | Flat real cost |  | Medium | Engineering estimate. India: use domestic coal fuel override. HR improvement vs SC.
PWRCOAUSC | Coal - Ultra-Supercritical | Fixed O&M | USD/kW/yr | IN/LK | All | 45 | 45 | 45 | 45 | 45 | 45 | 45 | Est. ~7% premium over SC; better heat rate |  | Flat real cost |  | Medium | Engineering estimate. India: use domestic coal fuel override. HR improvement vs SC.
PWRCOAUSC | Coal - Ultra-Supercritical | Variable O&M | USD/MWh | IN/LK | All | 5 | 5 | 5 | 5 | 5 | 5 | 5 | Est. ~7% premium over SC; better heat rate |  | Flat real cost |  | Medium | Engineering estimate. India: use domestic coal fuel override. HR improvement vs SC.
PWRCOAUSC | Coal - Ultra-Supercritical | Heat Rate | GJ/MWh | IN/LK | All | 8.2 | 8.2 | 8.2 | 8.2 | 8.2 | 8.2 | 8.2 | Est. ~7% premium over SC; better heat rate |  | Flat real cost |  | Medium | Engineering estimate. India: use domestic coal fuel override. HR improvement vs SC.
PWRCOAUSC | Coal - Ultra-Supercritical | Construction Time | years | IN/LK | All | 4 | 4 | 4 | 4 | 4 | 4 | 4 | Est. ~7% premium over SC; better heat rate |  | Flat real cost |  | Medium | Engineering estimate. India: use domestic coal fuel override. HR improvement vs SC.
PWRCOAUSC | Coal - Ultra-Supercritical | Operational Life | years | IN/LK | All | 30 | 30 | 30 | 30 | 30 | 30 | 30 | Est. ~7% premium over SC; better heat rate |  | Flat real cost |  | Medium | Engineering estimate. India: use domestic coal fuel override. HR improvement vs SC.
PWRCCG | Combined Cycle Gas Turbine | CAPEX | USD/kW | LK | All | 1300 | 1300 | 1300 | 1300 | 1300 | 1300 | 1300 | CEB LTGEP $1,273-1,507/kW; FOM=1.13 $/kW-mo | https://www.ceb.lk | Flat real cost |  | High | SL LTGEP anchor. India ~$700-750/kW. BD IEPMP ~$770/kW. ATB F-Frame CC=$1,487/kW (US). HR=1,557 kcal/kWh.
PWRCCG | Combined Cycle Gas Turbine | Fixed O&M | USD/kW/yr | LK | All | 13.6 | 13.6 | 13.6 | 13.6 | 13.6 | 13.6 | 13.6 | CEB LTGEP $1,273-1,507/kW; FOM=1.13 $/kW-mo | https://www.ceb.lk | Flat real cost |  | High | SL LTGEP anchor. India ~$700-750/kW. BD IEPMP ~$770/kW. ATB F-Frame CC=$1,487/kW (US). HR=1,557 kcal/kWh.
PWRCCG | Combined Cycle Gas Turbine | Variable O&M | USD/MWh | LK | All | 2.83 | 2.83 | 2.83 | 2.83 | 2.83 | 2.83 | 2.83 | CEB LTGEP $1,273-1,507/kW; FOM=1.13 $/kW-mo | https://www.ceb.lk | Flat real cost |  | High | SL LTGEP anchor. India ~$700-750/kW. BD IEPMP ~$770/kW. ATB F-Frame CC=$1,487/kW (US). HR=1,557 kcal/kWh.
PWRCCG | Combined Cycle Gas Turbine | Heat Rate | GJ/MWh | LK | All | 6.51 | 6.51 | 6.51 | 6.51 | 6.51 | 6.51 | 6.51 | CEB LTGEP $1,273-1,507/kW; FOM=1.13 $/kW-mo | https://www.ceb.lk | Flat real cost |  | High | SL LTGEP anchor. India ~$700-750/kW. BD IEPMP ~$770/kW. ATB F-Frame CC=$1,487/kW (US). HR=1,557 kcal/kWh.
PWRCCG | Combined Cycle Gas Turbine | Construction Time | years | LK | All | 3 | 3 | 3 | 3 | 3 | 3 | 3 | CEB LTGEP $1,273-1,507/kW; FOM=1.13 $/kW-mo | https://www.ceb.lk | Flat real cost |  | High | SL LTGEP anchor. India ~$700-750/kW. BD IEPMP ~$770/kW. ATB F-Frame CC=$1,487/kW (US). HR=1,557 kcal/kWh.
PWRCCG | Combined Cycle Gas Turbine | Operational Life | years | LK | All | 30 | 30 | 30 | 30 | 30 | 30 | 30 | CEB LTGEP $1,273-1,507/kW; FOM=1.13 $/kW-mo | https://www.ceb.lk | Flat real cost |  | High | SL LTGEP anchor. India ~$700-750/kW. BD IEPMP ~$770/kW. ATB F-Frame CC=$1,487/kW (US). HR=1,557 kcal/kWh.
PWROCG | Open Cycle Gas Turbine | CAPEX | USD/kW | LK | All | 360 | 360 | 360 | 360 | 360 | 360 | 360 | CEB LTGEP $360/kW; FOM=0.64 $/kW-mo | https://www.ceb.lk | Flat real cost |  | High | SL LTGEP anchor. ATB CT=$1,339/kW (US). HR=2,307 kcal/kWh (LTGEP).
PWROCG | Open Cycle Gas Turbine | Fixed O&M | USD/kW/yr | LK | All | 7.7 | 7.7 | 7.7 | 7.7 | 7.7 | 7.7 | 7.7 | CEB LTGEP $360/kW; FOM=0.64 $/kW-mo | https://www.ceb.lk | Flat real cost |  | High | SL LTGEP anchor. ATB CT=$1,339/kW (US). HR=2,307 kcal/kWh (LTGEP).
PWROCG | Open Cycle Gas Turbine | Variable O&M | USD/MWh | LK | All | 4.99 | 4.99 | 4.99 | 4.99 | 4.99 | 4.99 | 4.99 | CEB LTGEP $360/kW; FOM=0.64 $/kW-mo | https://www.ceb.lk | Flat real cost |  | High | SL LTGEP anchor. ATB CT=$1,339/kW (US). HR=2,307 kcal/kWh (LTGEP).
PWROCG | Open Cycle Gas Turbine | Heat Rate | GJ/MWh | LK | All | 9.65 | 9.65 | 9.65 | 9.65 | 9.65 | 9.65 | 9.65 | CEB LTGEP $360/kW; FOM=0.64 $/kW-mo | https://www.ceb.lk | Flat real cost |  | High | SL LTGEP anchor. ATB CT=$1,339/kW (US). HR=2,307 kcal/kWh (LTGEP).
PWROCG | Open Cycle Gas Turbine | Construction Time | years | LK | All | 2 | 2 | 2 | 2 | 2 | 2 | 2 | CEB LTGEP $360/kW; FOM=0.64 $/kW-mo | https://www.ceb.lk | Flat real cost |  | High | SL LTGEP anchor. ATB CT=$1,339/kW (US). HR=2,307 kcal/kWh (LTGEP).
PWROCG | Open Cycle Gas Turbine | Operational Life | years | LK | All | 20 | 20 | 20 | 20 | 20 | 20 | 20 | CEB LTGEP $360/kW; FOM=0.64 $/kW-mo | https://www.ceb.lk | Flat real cost |  | High | SL LTGEP anchor. ATB CT=$1,339/kW (US). HR=2,307 kcal/kWh (LTGEP).
PWROIL | Oil / Diesel Generation | CAPEX | USD/kW | LK/MV | All | 1000 | 1000 | 1000 | 1000 | 1000 | 1000 | 1000 | CEB LTGEP FO IC $1,000-1,124/kW; FOM=3.25 $/kW-mo | https://www.ceb.lk | Flat real cost |  | High | SL LTGEP anchor. HR=2,086 kcal/kWh. Suitable as Maldives diesel default.
PWROIL | Oil / Diesel Generation | Fixed O&M | USD/kW/yr | LK/MV | All | 39 | 39 | 39 | 39 | 39 | 39 | 39 | CEB LTGEP FO IC $1,000-1,124/kW; FOM=3.25 $/kW-mo | https://www.ceb.lk | Flat real cost |  | High | SL LTGEP anchor. HR=2,086 kcal/kWh. Suitable as Maldives diesel default.
PWROIL | Oil / Diesel Generation | Variable O&M | USD/MWh | LK/MV | All | 6.31 | 6.31 | 6.31 | 6.31 | 6.31 | 6.31 | 6.31 | CEB LTGEP FO IC $1,000-1,124/kW; FOM=3.25 $/kW-mo | https://www.ceb.lk | Flat real cost |  | High | SL LTGEP anchor. HR=2,086 kcal/kWh. Suitable as Maldives diesel default.
PWROIL | Oil / Diesel Generation | Heat Rate | GJ/MWh | LK/MV | All | 8.73 | 8.73 | 8.73 | 8.73 | 8.73 | 8.73 | 8.73 | CEB LTGEP FO IC $1,000-1,124/kW; FOM=3.25 $/kW-mo | https://www.ceb.lk | Flat real cost |  | High | SL LTGEP anchor. HR=2,086 kcal/kWh. Suitable as Maldives diesel default.
PWROIL | Oil / Diesel Generation | Construction Time | years | LK/MV | All | 1.5 | 1.5 | 1.5 | 1.5 | 1.5 | 1.5 | 1.5 | CEB LTGEP FO IC $1,000-1,124/kW; FOM=3.25 $/kW-mo | https://www.ceb.lk | Flat real cost |  | High | SL LTGEP anchor. HR=2,086 kcal/kWh. Suitable as Maldives diesel default.
PWROIL | Oil / Diesel Generation | Operational Life | years | LK/MV | All | 20 | 20 | 20 | 20 | 20 | 20 | 20 | CEB LTGEP FO IC $1,000-1,124/kW; FOM=3.25 $/kW-mo | https://www.ceb.lk | Flat real cost |  | High | SL LTGEP anchor. HR=2,086 kcal/kWh. Suitable as Maldives diesel default.
PWRBIO | Biomass / Bagasse | CAPEX | USD/kW | LK | All | 1782 | 1782 | 1782 | 1782 | 1782 | 1782 | 1782 | CEB LTGEP $1,782/kW; FOM=4% CAPEX | https://www.ceb.lk | Flat real cost |  | Medium | SL LTGEP anchor. India CEA ~$1,142/kW. ATB Biopower=$5,341/kW (US). Fuel: CERC $4/GJ.
PWRBIO | Biomass / Bagasse | Fixed O&M | USD/kW/yr | LK | All | 71.3 | 71.3 | 71.3 | 71.3 | 71.3 | 71.3 | 71.3 | CEB LTGEP $1,782/kW; FOM=4% CAPEX | https://www.ceb.lk | Flat real cost |  | Medium | SL LTGEP anchor. India CEA ~$1,142/kW. ATB Biopower=$5,341/kW (US). Fuel: CERC $4/GJ.
PWRBIO | Biomass / Bagasse | Variable O&M | USD/MWh | LK | All | 5 | 5 | 5 | 5 | 5 | 5 | 5 | CEB LTGEP $1,782/kW; FOM=4% CAPEX | https://www.ceb.lk | Flat real cost |  | Medium | SL LTGEP anchor. India CEA ~$1,142/kW. ATB Biopower=$5,341/kW (US). Fuel: CERC $4/GJ.
PWRBIO | Biomass / Bagasse | Heat Rate | GJ/MWh | LK | All | 18.83 | 18.83 | 18.83 | 18.83 | 18.83 | 18.83 | 18.83 | CEB LTGEP $1,782/kW; FOM=4% CAPEX | https://www.ceb.lk | Flat real cost |  | Medium | SL LTGEP anchor. India CEA ~$1,142/kW. ATB Biopower=$5,341/kW (US). Fuel: CERC $4/GJ.
PWRBIO | Biomass / Bagasse | Construction Time | years | LK | All | 2 | 2 | 2 | 2 | 2 | 2 | 2 | CEB LTGEP $1,782/kW; FOM=4% CAPEX | https://www.ceb.lk | Flat real cost |  | Medium | SL LTGEP anchor. India CEA ~$1,142/kW. ATB Biopower=$5,341/kW (US). Fuel: CERC $4/GJ.
PWRBIO | Biomass / Bagasse | Operational Life | years | LK | All | 25 | 25 | 25 | 25 | 25 | 25 | 25 | CEB LTGEP $1,782/kW; FOM=4% CAPEX | https://www.ceb.lk | Flat real cost |  | Medium | SL LTGEP anchor. India CEA ~$1,142/kW. ATB Biopower=$5,341/kW (US). Fuel: CERC $4/GJ.
PWRWTE | Waste-to-Energy | CAPEX | USD/kW | IN | All | 3000 | 3000 | 3000 | 3000 | 3000 | 3000 | 3000 | Indian WTE projects (Bawana, Bidadi) $2,650-3,300/kW |  | Flat real cost |  | Low | Fuel cost=zero (waste feedstock). Tipping fees excluded.
PWRWTE | Waste-to-Energy | Fixed O&M | USD/kW/yr | IN | All | 120 | 120 | 120 | 120 | 120 | 120 | 120 | Indian WTE projects (Bawana, Bidadi) $2,650-3,300/kW |  | Flat real cost |  | Low | Fuel cost=zero (waste feedstock). Tipping fees excluded.
PWRWTE | Waste-to-Energy | Variable O&M | USD/MWh | IN | All | 10 | 10 | 10 | 10 | 10 | 10 | 10 | Indian WTE projects (Bawana, Bidadi) $2,650-3,300/kW |  | Flat real cost |  | Low | Fuel cost=zero (waste feedstock). Tipping fees excluded.
PWRWTE | Waste-to-Energy | Heat Rate | GJ/MWh | IN | All | 16 | 16 | 16 | 16 | 16 | 16 | 16 | Indian WTE projects (Bawana, Bidadi) $2,650-3,300/kW |  | Flat real cost |  | Low | Fuel cost=zero (waste feedstock). Tipping fees excluded.
PWRWTE | Waste-to-Energy | Construction Time | years | IN | All | 3 | 3 | 3 | 3 | 3 | 3 | 3 | Indian WTE projects (Bawana, Bidadi) $2,650-3,300/kW |  | Flat real cost |  | Low | Fuel cost=zero (waste feedstock). Tipping fees excluded.
PWRWTE | Waste-to-Energy | Operational Life | years | IN | All | 25 | 25 | 25 | 25 | 25 | 25 | 25 | Indian WTE projects (Bawana, Bidadi) $2,650-3,300/kW |  | Flat real cost |  | Low | Fuel cost=zero (waste feedstock). Tipping fees excluded.
PWRURN | Nuclear | CAPEX | USD/kW | LK/BD | All | 5103 | 5103 | 5103 | 5103 | 5103 | 5103 | 5103 | CEB LTGEP $5,103/kW; BD Rooppur ~$5,200/kW | https://www.ceb.lk | ATB Nuclear Large decline rates | https://atb.nrel.gov/electricity/2024/nuclear | Medium | SL LTGEP anchor. India PHWR ~$2,000/kW (domestic). ATB 2030 Moderate=$7,616/kW (US).
PWRURN | Nuclear | Fixed O&M | USD/kW/yr | LK/BD | Conservative | 134 | 134 | 134 | 134 | 134 | 134 | 134 | CEB LTGEP $5,103/kW; BD Rooppur ~$5,200/kW | https://www.ceb.lk | ATB Nuclear Large decline rates | https://atb.nrel.gov/electricity/2024/nuclear | Medium | SL LTGEP anchor. India PHWR ~$2,000/kW (domestic). ATB 2030 Moderate=$7,616/kW (US).
PWRURN | Nuclear | Fixed O&M | USD/kW/yr | LK/BD | Moderate | 134 | 134 | 134 | 134 | 134 | 134 | 134 | CEB LTGEP $5,103/kW; BD Rooppur ~$5,200/kW | https://www.ceb.lk | ATB Nuclear Large decline rates | https://atb.nrel.gov/electricity/2024/nuclear | Medium | SL LTGEP anchor. India PHWR ~$2,000/kW (domestic). ATB 2030 Moderate=$7,616/kW (US).
PWRURN | Nuclear | Fixed O&M | USD/kW/yr | LK/BD | Ambitious | 126 | 126 | 126 | 126 | 126 | 126 | 126 | CEB LTGEP $5,103/kW; BD Rooppur ~$5,200/kW | https://www.ceb.lk | ATB Nuclear Large decline rates | https://atb.nrel.gov/electricity/2024/nuclear | Medium | SL LTGEP anchor. India PHWR ~$2,000/kW (domestic). ATB 2030 Moderate=$7,616/kW (US).
PWRURN | Nuclear | Variable O&M | USD/MWh | LK/BD | All | 2.63 | 2.63 | 2.63 | 2.63 | 2.63 | 2.63 | 2.63 | CEB LTGEP $5,103/kW; BD Rooppur ~$5,200/kW | https://www.ceb.lk | ATB Nuclear Large decline rates | https://atb.nrel.gov/electricity/2024/nuclear | Medium | SL LTGEP anchor. India PHWR ~$2,000/kW (domestic). ATB 2030 Moderate=$7,616/kW (US).
PWRURN | Nuclear | Heat Rate | GJ/MWh | LK/BD | All | 11.23 | 11.23 | 11.23 | 11.23 | 11.23 | 11.23 | 11.23 | CEB LTGEP $5,103/kW; BD Rooppur ~$5,200/kW | https://www.ceb.lk | ATB Nuclear Large decline rates | https://atb.nrel.gov/electricity/2024/nuclear | Medium | SL LTGEP anchor. India PHWR ~$2,000/kW (domestic). ATB 2030 Moderate=$7,616/kW (US).
PWRURN | Nuclear | Fuel Cost | USD/GJ | LK/BD | All | 0.56 | 0.56 | 0.56 | 0.56 | 0.56 | 0.56 | 0.56 | CEB LTGEP $5,103/kW; BD Rooppur ~$5,200/kW | https://www.ceb.lk | ATB Nuclear Large decline rates | https://atb.nrel.gov/electricity/2024/nuclear | Medium | SL LTGEP anchor. India PHWR ~$2,000/kW (domestic). ATB 2030 Moderate=$7,616/kW (US).
PWRURN | Nuclear | Construction Time | years | LK/BD | All | 5 | 5 | 5 | 5 | 5 | 5 | 5 | CEB LTGEP $5,103/kW; BD Rooppur ~$5,200/kW | https://www.ceb.lk | ATB Nuclear Large decline rates | https://atb.nrel.gov/electricity/2024/nuclear | Medium | SL LTGEP anchor. India PHWR ~$2,000/kW (domestic). ATB 2030 Moderate=$7,616/kW (US).
PWRURN | Nuclear | Operational Life | years | LK/BD | All | 40 | 40 | 40 | 40 | 40 | 40 | 40 | CEB LTGEP $5,103/kW; BD Rooppur ~$5,200/kW | https://www.ceb.lk | ATB Nuclear Large decline rates | https://atb.nrel.gov/electricity/2024/nuclear | Medium | SL LTGEP anchor. India PHWR ~$2,000/kW (domestic). ATB 2030 Moderate=$7,616/kW (US).
PWRGEO | Geothermal | CAPEX | USD/kW | Intl | Conservative | 4589 | 4544 | 4434 | 4327 | 4222 | 4120 | 4020 | IRENA global avg; ATB Hydro/Flash | https://atb.nrel.gov/electricity/2024/geothermal | ATB 2024 Geothermal decline rates | https://atb.nrel.gov/electricity/2024/geothermal | Low | No SA geothermal resource. IRENA global benchmark.
PWRGEO | Geothermal | CAPEX | USD/kW | Intl | Moderate | 4589 | 4455 | 4191 | 3991 | 3895 | 3800 | 3708 | IRENA global avg; ATB Hydro/Flash | https://atb.nrel.gov/electricity/2024/geothermal | ATB 2024 Geothermal decline rates | https://atb.nrel.gov/electricity/2024/geothermal | Low | No SA geothermal resource. IRENA global benchmark.
PWRGEO | Geothermal | CAPEX | USD/kW | Intl | Ambitious | 4589 | 4346 | 3838 | 3430 | 3348 | 3267 | 3188 | IRENA global avg; ATB Hydro/Flash | https://atb.nrel.gov/electricity/2024/geothermal | ATB 2024 Geothermal decline rates | https://atb.nrel.gov/electricity/2024/geothermal | Low | No SA geothermal resource. IRENA global benchmark.
PWRGEO | Geothermal | Fixed O&M | USD/kW/yr | Intl | All | 120 | 120 | 120 | 120 | 120 | 120 | 120 | IRENA global avg; ATB Hydro/Flash | https://atb.nrel.gov/electricity/2024/geothermal | ATB 2024 Geothermal decline rates | https://atb.nrel.gov/electricity/2024/geothermal | Low | No SA geothermal resource. IRENA global benchmark.
PWRGEO | Geothermal | Variable O&M | USD/MWh | Intl | All | 0 | 0 | 0 | 0 | 0 | 0 | 0 | IRENA global avg; ATB Hydro/Flash | https://atb.nrel.gov/electricity/2024/geothermal | ATB 2024 Geothermal decline rates | https://atb.nrel.gov/electricity/2024/geothermal | Low | No SA geothermal resource. IRENA global benchmark.
PWRGEO | Geothermal | Construction Time | years | Intl | All | 3 | 3 | 3 | 3 | 3 | 3 | 3 | IRENA global avg; ATB Hydro/Flash | https://atb.nrel.gov/electricity/2024/geothermal | ATB 2024 Geothermal decline rates | https://atb.nrel.gov/electricity/2024/geothermal | Low | No SA geothermal resource. IRENA global benchmark.
PWRGEO | Geothermal | Operational Life | years | Intl | All | 30 | 30 | 30 | 30 | 30 | 30 | 30 | IRENA global avg; ATB Hydro/Flash | https://atb.nrel.gov/electricity/2024/geothermal | ATB 2024 Geothermal decline rates | https://atb.nrel.gov/electricity/2024/geothermal | Low | No SA geothermal resource. IRENA global benchmark.
PWRSDS | Short-Duration Storage (Li-ion 4h) | CAPEX (power) | USD/kW | IN | Conservative | 882 | 916 | 753 | 728 | 704 | 680 | 656 | CEA NEP $882/kW (7.32 Cr/MW, 4h); SL ~$1,330/kW | https://cea.nic.in | NREL ATB 2024 4h BESS decline rates | https://atb.nrel.gov/electricity/2024/utility-scale_battery_storage | High | India CEA anchor. BNEF 2025: $108/kWh pack, $70/kWh stationary. ATB 2023=$2,080/kW (US).
PWRSDS | Short-Duration Storage (Li-ion 4h) | CAPEX (power) | USD/kW | IN | Moderate | 882 | 726 | 615 | 571 | 528 | 483 | 439 | CEA NEP $882/kW (7.32 Cr/MW, 4h); SL ~$1,330/kW | https://cea.nic.in | NREL ATB 2024 4h BESS decline rates | https://atb.nrel.gov/electricity/2024/utility-scale_battery_storage | High | India CEA anchor. BNEF 2025: $108/kWh pack, $70/kWh stationary. ATB 2023=$2,080/kW (US).
PWRSDS | Short-Duration Storage (Li-ion 4h) | CAPEX (power) | USD/kW | IN | Ambitious | 882 | 590 | 474 | 436 | 399 | 361 | 323 | CEA NEP $882/kW (7.32 Cr/MW, 4h); SL ~$1,330/kW | https://cea.nic.in | NREL ATB 2024 4h BESS decline rates | https://atb.nrel.gov/electricity/2024/utility-scale_battery_storage | High | India CEA anchor. BNEF 2025: $108/kWh pack, $70/kWh stationary. ATB 2023=$2,080/kW (US).
PWRSDS | Short-Duration Storage (Li-ion 4h) | CAPEX (energy) | USD/kWh | IN | Conservative | 221 | 227 | 187 | 181 | 175 | 169 | 163 | CEA NEP $882/kW (7.32 Cr/MW, 4h); SL ~$1,330/kW | https://cea.nic.in | NREL ATB 2024 4h BESS decline rates | https://atb.nrel.gov/electricity/2024/utility-scale_battery_storage | High | India CEA anchor. BNEF 2025: $108/kWh pack, $70/kWh stationary. ATB 2023=$2,080/kW (US).
PWRSDS | Short-Duration Storage (Li-ion 4h) | CAPEX (energy) | USD/kWh | IN | Moderate | 221 | 182 | 154 | 143 | 132 | 121 | 110 | CEA NEP $882/kW (7.32 Cr/MW, 4h); SL ~$1,330/kW | https://cea.nic.in | NREL ATB 2024 4h BESS decline rates | https://atb.nrel.gov/electricity/2024/utility-scale_battery_storage | High | India CEA anchor. BNEF 2025: $108/kWh pack, $70/kWh stationary. ATB 2023=$2,080/kW (US).
PWRSDS | Short-Duration Storage (Li-ion 4h) | CAPEX (energy) | USD/kWh | IN | Ambitious | 221 | 148 | 119 | 109 | 100 | 90 | 81 | CEA NEP $882/kW (7.32 Cr/MW, 4h); SL ~$1,330/kW | https://cea.nic.in | NREL ATB 2024 4h BESS decline rates | https://atb.nrel.gov/electricity/2024/utility-scale_battery_storage | High | India CEA anchor. BNEF 2025: $108/kWh pack, $70/kWh stationary. ATB 2023=$2,080/kW (US).
PWRSDS | Short-Duration Storage (Li-ion 4h) | Fixed O&M | USD/kW/yr | IN | Conservative | 20 | 21 | 17 | 17 | 16 | 16 | 15 | CEA NEP $882/kW (7.32 Cr/MW, 4h); SL ~$1,330/kW | https://cea.nic.in | NREL ATB 2024 4h BESS decline rates | https://atb.nrel.gov/electricity/2024/utility-scale_battery_storage | High | India CEA anchor. BNEF 2025: $108/kWh pack, $70/kWh stationary. ATB 2023=$2,080/kW (US).
PWRSDS | Short-Duration Storage (Li-ion 4h) | Fixed O&M | USD/kW/yr | IN | Moderate | 20 | 17 | 14 | 13 | 12 | 11 | 10 | CEA NEP $882/kW (7.32 Cr/MW, 4h); SL ~$1,330/kW | https://cea.nic.in | NREL ATB 2024 4h BESS decline rates | https://atb.nrel.gov/electricity/2024/utility-scale_battery_storage | High | India CEA anchor. BNEF 2025: $108/kWh pack, $70/kWh stationary. ATB 2023=$2,080/kW (US).
PWRSDS | Short-Duration Storage (Li-ion 4h) | Fixed O&M | USD/kW/yr | IN | Ambitious | 20 | 14 | 10 | 10 | 9 | 8 | 7 | CEA NEP $882/kW (7.32 Cr/MW, 4h); SL ~$1,330/kW | https://cea.nic.in | NREL ATB 2024 4h BESS decline rates | https://atb.nrel.gov/electricity/2024/utility-scale_battery_storage | High | India CEA anchor. BNEF 2025: $108/kWh pack, $70/kWh stationary. ATB 2023=$2,080/kW (US).
PWRSDS | Short-Duration Storage (Li-ion 4h) | Variable O&M | USD/MWh | IN | All | 0 | 0 | 0 | 0 | 0 | 0 | 0 | CEA NEP $882/kW (7.32 Cr/MW, 4h); SL ~$1,330/kW | https://cea.nic.in | NREL ATB 2024 4h BESS decline rates | https://atb.nrel.gov/electricity/2024/utility-scale_battery_storage | High | India CEA anchor. BNEF 2025: $108/kWh pack, $70/kWh stationary. ATB 2023=$2,080/kW (US).
PWRSDS | Short-Duration Storage (Li-ion 4h) | Round-trip Eff. | % | IN | All | 85 | 85 | 85 | 85 | 85 | 85 | 85 | CEA NEP $882/kW (7.32 Cr/MW, 4h); SL ~$1,330/kW | https://cea.nic.in | NREL ATB 2024 4h BESS decline rates | https://atb.nrel.gov/electricity/2024/utility-scale_battery_storage | High | India CEA anchor. BNEF 2025: $108/kWh pack, $70/kWh stationary. ATB 2023=$2,080/kW (US).
PWRSDS | Short-Duration Storage (Li-ion 4h) | Construction Time | years | IN | All | 1 | 1 | 1 | 1 | 1 | 1 | 1 | CEA NEP $882/kW (7.32 Cr/MW, 4h); SL ~$1,330/kW | https://cea.nic.in | NREL ATB 2024 4h BESS decline rates | https://atb.nrel.gov/electricity/2024/utility-scale_battery_storage | High | India CEA anchor. BNEF 2025: $108/kWh pack, $70/kWh stationary. ATB 2023=$2,080/kW (US).
PWRSDS | Short-Duration Storage (Li-ion 4h) | Operational Life | years | IN | All | 15 | 15 | 15 | 15 | 15 | 15 | 15 | CEA NEP $882/kW (7.32 Cr/MW, 4h); SL ~$1,330/kW | https://cea.nic.in | NREL ATB 2024 4h BESS decline rates | https://atb.nrel.gov/electricity/2024/utility-scale_battery_storage | High | India CEA anchor. BNEF 2025: $108/kWh pack, $70/kWh stationary. ATB 2023=$2,080/kW (US).
PWRLDS | Long-Duration Storage (8h+) | CAPEX (power) | USD/kW | Regional | Conservative | 1800 | 1870 | 1512 | 1462 | 1412 | 1362 | 1312 | Generic 8h+ proxy; not single chemistry |  | NREL ATB 2024 8h BESS decline rates | https://atb.nrel.gov/electricity/2024/utility-scale_battery_storage | Low | No SA-specific 8h data. ATB 2023=$3,685/kW (US). Slower decline than 4h.
PWRLDS | Long-Duration Storage (8h+) | CAPEX (power) | USD/kW | Regional | Moderate | 1800 | 1463 | 1207 | 1111 | 1015 | 919 | 825 | Generic 8h+ proxy; not single chemistry |  | NREL ATB 2024 8h BESS decline rates | https://atb.nrel.gov/electricity/2024/utility-scale_battery_storage | Low | No SA-specific 8h data. ATB 2023=$3,685/kW (US). Slower decline than 4h.
PWRLDS | Long-Duration Storage (8h+) | CAPEX (power) | USD/kW | Regional | Ambitious | 1800 | 1190 | 948 | 870 | 790 | 712 | 634 | Generic 8h+ proxy; not single chemistry |  | NREL ATB 2024 8h BESS decline rates | https://atb.nrel.gov/electricity/2024/utility-scale_battery_storage | Low | No SA-specific 8h data. ATB 2023=$3,685/kW (US). Slower decline than 4h.
PWRLDS | Long-Duration Storage (8h+) | CAPEX (energy) | USD/kWh | Regional | Conservative | 225 | 235 | 190 | 184 | 178 | 171 | 165 | Generic 8h+ proxy; not single chemistry |  | NREL ATB 2024 8h BESS decline rates | https://atb.nrel.gov/electricity/2024/utility-scale_battery_storage | Low | No SA-specific 8h data. ATB 2023=$3,685/kW (US). Slower decline than 4h.
PWRLDS | Long-Duration Storage (8h+) | CAPEX (energy) | USD/kWh | Regional | Moderate | 225 | 183 | 151 | 140 | 128 | 116 | 104 | Generic 8h+ proxy; not single chemistry |  | NREL ATB 2024 8h BESS decline rates | https://atb.nrel.gov/electricity/2024/utility-scale_battery_storage | Low | No SA-specific 8h data. ATB 2023=$3,685/kW (US). Slower decline than 4h.
PWRLDS | Long-Duration Storage (8h+) | CAPEX (energy) | USD/kWh | Regional | Ambitious | 225 | 149 | 119 | 109 | 99 | 89 | 80 | Generic 8h+ proxy; not single chemistry |  | NREL ATB 2024 8h BESS decline rates | https://atb.nrel.gov/electricity/2024/utility-scale_battery_storage | Low | No SA-specific 8h data. ATB 2023=$3,685/kW (US). Slower decline than 4h.
PWRLDS | Long-Duration Storage (8h+) | Fixed O&M | USD/kW/yr | Regional | Conservative | 45 | 47 | 38 | 37 | 35 | 34 | 33 | Generic 8h+ proxy; not single chemistry |  | NREL ATB 2024 8h BESS decline rates | https://atb.nrel.gov/electricity/2024/utility-scale_battery_storage | Low | No SA-specific 8h data. ATB 2023=$3,685/kW (US). Slower decline than 4h.
PWRLDS | Long-Duration Storage (8h+) | Fixed O&M | USD/kW/yr | Regional | Moderate | 45 | 37 | 30 | 28 | 25 | 23 | 21 | Generic 8h+ proxy; not single chemistry |  | NREL ATB 2024 8h BESS decline rates | https://atb.nrel.gov/electricity/2024/utility-scale_battery_storage | Low | No SA-specific 8h data. ATB 2023=$3,685/kW (US). Slower decline than 4h.
PWRLDS | Long-Duration Storage (8h+) | Fixed O&M | USD/kW/yr | Regional | Ambitious | 45 | 30 | 24 | 22 | 20 | 18 | 16 | Generic 8h+ proxy; not single chemistry |  | NREL ATB 2024 8h BESS decline rates | https://atb.nrel.gov/electricity/2024/utility-scale_battery_storage | Low | No SA-specific 8h data. ATB 2023=$3,685/kW (US). Slower decline than 4h.
PWRLDS | Long-Duration Storage (8h+) | Variable O&M | USD/MWh | Regional | All | 0 | 0 | 0 | 0 | 0 | 0 | 0 | Generic 8h+ proxy; not single chemistry |  | NREL ATB 2024 8h BESS decline rates | https://atb.nrel.gov/electricity/2024/utility-scale_battery_storage | Low | No SA-specific 8h data. ATB 2023=$3,685/kW (US). Slower decline than 4h.
PWRLDS | Long-Duration Storage (8h+) | Round-trip Eff. | % | Regional | All | 75 | 75 | 75 | 75 | 75 | 75 | 75 | Generic 8h+ proxy; not single chemistry |  | NREL ATB 2024 8h BESS decline rates | https://atb.nrel.gov/electricity/2024/utility-scale_battery_storage | Low | No SA-specific 8h data. ATB 2023=$3,685/kW (US). Slower decline than 4h.
PWRLDS | Long-Duration Storage (8h+) | Construction Time | years | Regional | All | 1 | 1 | 1 | 1 | 1 | 1 | 1 | Generic 8h+ proxy; not single chemistry |  | NREL ATB 2024 8h BESS decline rates | https://atb.nrel.gov/electricity/2024/utility-scale_battery_storage | Low | No SA-specific 8h data. ATB 2023=$3,685/kW (US). Slower decline than 4h.
PWRLDS | Long-Duration Storage (8h+) | Operational Life | years | Regional | All | 20 | 20 | 20 | 20 | 20 | 20 | 20 | Generic 8h+ proxy; not single chemistry |  | NREL ATB 2024 8h BESS decline rates | https://atb.nrel.gov/electricity/2024/utility-scale_battery_storage | Low | No SA-specific 8h data. ATB 2023=$3,685/kW (US). Slower decline than 4h.
PWRH2G | Green Hydrogen Fuel Cell | CAPEX | USD/kW | Intl | Conservative | 2200 | 2100 | 1800 | 1500 | 1300 | 1100 | 1000 | DOE FC targets; India NGHM |  | DOE targets + learning curves |  | Low | Upstream H2 cost not included. Placeholder for advanced firm low-carbon.
PWRH2G | Green Hydrogen Fuel Cell | CAPEX | USD/kW | Intl | Moderate | 2200 | 1800 | 1000 | 900 | 850 | 800 | 750 | DOE FC targets; India NGHM |  | DOE targets + learning curves |  | Low | Upstream H2 cost not included. Placeholder for advanced firm low-carbon.
PWRH2G | Green Hydrogen Fuel Cell | CAPEX | USD/kW | Intl | Ambitious | 2200 | 1500 | 700 | 550 | 450 | 400 | 350 | DOE FC targets; India NGHM |  | DOE targets + learning curves |  | Low | Upstream H2 cost not included. Placeholder for advanced firm low-carbon.
PWRH2G | Green Hydrogen Fuel Cell | Fixed O&M | USD/kW/yr | Intl | Conservative | 66 | 63 | 54 | 45 | 39 | 33 | 30 | DOE FC targets; India NGHM |  | DOE targets + learning curves |  | Low | Upstream H2 cost not included. Placeholder for advanced firm low-carbon.
PWRH2G | Green Hydrogen Fuel Cell | Fixed O&M | USD/kW/yr | Intl | Moderate | 66 | 54 | 30 | 27 | 26 | 24 | 23 | DOE FC targets; India NGHM |  | DOE targets + learning curves |  | Low | Upstream H2 cost not included. Placeholder for advanced firm low-carbon.
PWRH2G | Green Hydrogen Fuel Cell | Fixed O&M | USD/kW/yr | Intl | Ambitious | 66 | 45 | 21 | 17 | 14 | 12 | 11 | DOE FC targets; India NGHM |  | DOE targets + learning curves |  | Low | Upstream H2 cost not included. Placeholder for advanced firm low-carbon.
PWRH2G | Green Hydrogen Fuel Cell | Variable O&M | USD/MWh | Intl | All | 0 | 0 | 0 | 0 | 0 | 0 | 0 | DOE FC targets; India NGHM |  | DOE targets + learning curves |  | Low | Upstream H2 cost not included. Placeholder for advanced firm low-carbon.
PWRH2G | Green Hydrogen Fuel Cell | Heat Rate | GJ/MWh | Intl | All | 6.55 | 6.55 | 6.55 | 6.55 | 6.55 | 6.55 | 6.55 | DOE FC targets; India NGHM |  | DOE targets + learning curves |  | Low | Upstream H2 cost not included. Placeholder for advanced firm low-carbon.
PWRH2G | Green Hydrogen Fuel Cell | Construction Time | years | Intl | All | 1 | 1 | 1 | 1 | 1 | 1 | 1 | DOE FC targets; India NGHM |  | DOE targets + learning curves |  | Low | Upstream H2 cost not included. Placeholder for advanced firm low-carbon.
PWRH2G | Green Hydrogen Fuel Cell | Operational Life | years | Intl | All | 20 | 20 | 20 | 20 | 20 | 20 | 20 | DOE FC targets; India NGHM |  | DOE targets + learning curves |  | Low | Upstream H2 cost not included. Placeholder for advanced firm low-carbon.
PWRBCK | Backstop (Penalty Generator) | CAPEX | USD/kW | All | All | 50000 | 50000 | 50000 | 50000 | 50000 | 50000 | 50000 | Modeling construct |  |  |  | High | Penalty technology for feasibility. Adjust VOM as needed.
PWRBCK | Backstop (Penalty Generator) | Fixed O&M | USD/kW/yr | All | All | 0 | 0 | 0 | 0 | 0 | 0 | 0 | Modeling construct |  |  |  | High | Penalty technology for feasibility. Adjust VOM as needed.
PWRBCK | Backstop (Penalty Generator) | Variable O&M | USD/MWh | All | All | 1000 | 1000 | 1000 | 1000 | 1000 | 1000 | 1000 | Modeling construct |  |  |  | High | Penalty technology for feasibility. Adjust VOM as needed.
PWRBCK | Backstop (Penalty Generator) | Operational Life | years | All | All | 1 | 1 | 1 | 1 | 1 | 1 | 1 | Modeling construct |  |  |  | High | Penalty technology for feasibility. Adjust VOM as needed.

## Fuel_Costs
Fuel | Node_Override | Unit | Scenario | 2023 | 2025 | 2030 | 2035 | 2040 | 2045 | 2050 | Base_Source | Base_URL | Projection_Source | Projection_URL | Notes
Crude oil (Brent) | All | USD/bbl | Conservative | 83 | 80 | 82 | 90 | 90 | 90 | 90 | WB CMO Oct 2025 |  | IEA WEO 2025 STEPS/CPS/NZE | https://www.iea.org/reports/world-energy-outlook-2025 | C=CPS ~10% above STEPS. M=STEPS verified IISD. A=NZE verified IISD. 2023 USD.
Crude oil (Brent) | All | USD/bbl | Moderate | 83 | 74 | 80 | 80 | 82 | 79 | 76 | WB CMO Oct 2025 |  | IEA WEO 2025 STEPS/CPS/NZE | https://www.iea.org/reports/world-energy-outlook-2025 | C=CPS ~10% above STEPS. M=STEPS verified IISD. A=NZE verified IISD. 2023 USD.
Crude oil (Brent) | All | USD/bbl | Ambitious | 83 | 68 | 60 | 33 | 32 | 28 | 25 | WB CMO Oct 2025 |  | IEA WEO 2025 STEPS/CPS/NZE | https://www.iea.org/reports/world-energy-outlook-2025 | C=CPS ~10% above STEPS. M=STEPS verified IISD. A=NZE verified IISD. 2023 USD.
Imported coal (FOB Aus) | BD,LK | USD/GJ | Conservative | 6.9 | 4.3 | 4.2 | 4.2 | 4.2 | 4.2 | 4.2 | WB CMO Oct 2025 ($107/t FOB, 25 GJ/t) |  | WEO 2025 + DESNZ Low/Central/High | https://assets.publishing.service.gov.uk/media/66f3e1a8080bdf716392e855/2024-Fossil-Fuel-price-Assumptions-Publication.pdf | 2023 was anomalous (Ukraine war). C=flat real post-2027. A=NZE mine closures.
Imported coal (FOB Aus) | BD,LK | USD/GJ | Moderate | 6.9 | 4.3 | 3.8 | 3.5 | 3.2 | 3 | 2.8 | WB CMO Oct 2025 ($107/t FOB, 25 GJ/t) |  | WEO 2025 + DESNZ Low/Central/High | https://assets.publishing.service.gov.uk/media/66f3e1a8080bdf716392e855/2024-Fossil-Fuel-price-Assumptions-Publication.pdf | 2023 was anomalous (Ukraine war). C=flat real post-2027. A=NZE mine closures.
Imported coal (FOB Aus) | BD,LK | USD/GJ | Ambitious | 6.9 | 3.8 | 2.5 | 1.8 | 1.5 | 1.2 | 0.9 | WB CMO Oct 2025 ($107/t FOB, 25 GJ/t) |  | WEO 2025 + DESNZ Low/Central/High | https://assets.publishing.service.gov.uk/media/66f3e1a8080bdf716392e855/2024-Fossil-Fuel-price-Assumptions-Publication.pdf | 2023 was anomalous (Ukraine war). C=flat real post-2027. A=NZE mine closures.
India domestic coal | IN_all | USD/GJ | Conservative | 2.2 | 2.2 | 2.4 | 2.5 | 2.6 | 2.7 | 2.8 | Coal India grade pricing + transport |  | Modest real increase (C/M); decline if demand drops (A) |  | Pithead cost + rail transport. IN_E lowest, IN_S/W highest.
India domestic coal | IN_all | USD/GJ | Moderate | 2.2 | 2.2 | 2.3 | 2.3 | 2.4 | 2.4 | 2.5 | Coal India grade pricing + transport |  | Modest real increase (C/M); decline if demand drops (A) |  | Pithead cost + rail transport. IN_E lowest, IN_S/W highest.
India domestic coal | IN_all | USD/GJ | Ambitious | 2.2 | 2.2 | 2.2 | 2.1 | 2 | 1.9 | 1.8 | Coal India grade pricing + transport |  | Modest real increase (C/M); decline if demand drops (A) |  | Pithead cost + rail transport. IN_E lowest, IN_S/W highest.
Bangladesh piped gas | BD | USD/GJ | Conservative | 5.5 | 5.5 | 6.5 | 8 | 9 | 9.5 | 10 | WB BD ESSEP (~$5.79/MMBtu) | https://www.worldbank.org | C=LNG convergence; M=WB anchor; A=subsidy continuation |  | Most consequential fuel uncertainty for BD node. C models rapid LNG convergence.
Bangladesh piped gas | BD | USD/GJ | Moderate | 5.5 | 5.5 | 5.7 | 5.8 | 5.9 | 6 | 6 | WB BD ESSEP (~$5.79/MMBtu) | https://www.worldbank.org | C=LNG convergence; M=WB anchor; A=subsidy continuation |  | Most consequential fuel uncertainty for BD node. C models rapid LNG convergence.
Bangladesh piped gas | BD | USD/GJ | Ambitious | 5.5 | 5.5 | 5 | 4.5 | 4 | 3.5 | 3 | WB BD ESSEP (~$5.79/MMBtu) | https://www.worldbank.org | C=LNG convergence; M=WB anchor; A=subsidy continuation |  | Most consequential fuel uncertainty for BD node. C models rapid LNG convergence.
LNG (Asia/JKM) | IN_W,IN_S,LK | USD/GJ | Conservative | 13.6 | 11.9 | 10 | 10 | 10.5 | 10.5 | 10.5 | WB CMO Oct 2025 (JKM CIF) |  | WEO 2025 STEPS/NZE + DESNZ |  | WEO: EU LNG STEPS 2035=$6.2/MBtu; Asia +$1-2 premium. A=NZE $4/MBtu.
LNG (Asia/JKM) | IN_W,IN_S,LK | USD/GJ | Moderate | 13.6 | 11.9 | 10 | 10 | 10 | 10 | 10 | WB CMO Oct 2025 (JKM CIF) |  | WEO 2025 STEPS/NZE + DESNZ |  | WEO: EU LNG STEPS 2035=$6.2/MBtu; Asia +$1-2 premium. A=NZE $4/MBtu.
LNG (Asia/JKM) | IN_W,IN_S,LK | USD/GJ | Ambitious | 13.6 | 10 | 7 | 5 | 4.5 | 4 | 4 | WB CMO Oct 2025 (JKM CIF) |  | WEO 2025 STEPS/NZE + DESNZ |  | WEO: EU LNG STEPS 2035=$6.2/MBtu; Asia +$1-2 premium. A=NZE $4/MBtu.
Diesel / HFO | LK,MV | USD/GJ | Conservative | 18 | 14.8 | 14.5 | 14.5 | 14.5 | 14.5 | 14.5 | CEB LTGEP + WB Brent trajectory | https://www.ceb.lk | Scaled from oil price scenarios |  | MV add $4-7/GJ island delivery premium. C=flat post-2027. A=NZE oil collapse.
Diesel / HFO | LK,MV | USD/GJ | Moderate | 18 | 14.8 | 14 | 14 | 14 | 14 | 14 | CEB LTGEP + WB Brent trajectory | https://www.ceb.lk | Scaled from oil price scenarios |  | MV add $4-7/GJ island delivery premium. C=flat post-2027. A=NZE oil collapse.
Diesel / HFO | LK,MV | USD/GJ | Ambitious | 18 | 12 | 10 | 6 | 5.5 | 5 | 4.5 | CEB LTGEP + WB Brent trajectory | https://www.ceb.lk | Scaled from oil price scenarios |  | MV add $4-7/GJ island delivery premium. C=flat post-2027. A=NZE oil collapse.
Diesel (Maldives) | MV | USD/GJ | Conservative | 24.5 | 21 | 20 | 20 | 20 | 20 | 20 | ADB Maldives Energy Roadmap | https://www.environment.gov.mv/v2/wp-content/files/publications/20241107-pub-energy-roadmap-maldives-2024-2033-.pdf | Island premium + oil scenario |  | Fuel =~13.5% of GDP. $0.30-0.70/kWh generation cost. Island logistics premium.
Diesel (Maldives) | MV | USD/GJ | Moderate | 24.5 | 21 | 19.5 | 18.5 | 17.5 | 16.5 | 15.5 | ADB Maldives Energy Roadmap | https://www.environment.gov.mv/v2/wp-content/files/publications/20241107-pub-energy-roadmap-maldives-2024-2033-.pdf | Island premium + oil scenario |  | Fuel =~13.5% of GDP. $0.30-0.70/kWh generation cost. Island logistics premium.
Diesel (Maldives) | MV | USD/GJ | Ambitious | 24.5 | 18 | 14 | 10 | 9 | 8 | 7.5 | ADB Maldives Energy Roadmap | https://www.environment.gov.mv/v2/wp-content/files/publications/20241107-pub-energy-roadmap-maldives-2024-2033-.pdf | Island premium + oil scenario |  | Fuel =~13.5% of GDP. $0.30-0.70/kWh generation cost. Island logistics premium.
Uranium | IN,BD,LK | USD/GJ | All | 0.56 | 0.56 | 0.56 | 0.56 | 0.56 | 0.56 | 0.56 | WNA; NEI 2025 ($5.40/MWh US fleet) | https://world-nuclear.org/information-library/economic-aspects/economics-of-nuclear-power | Flat (not scenario-sensitive) |  | ATB: $9.1-11.3/MWh. WNA: $5.0-7.1/MWh. ~17% of total nuclear gen cost.
Biomass | IN,LK | USD/GJ | Conservative | 4 | 4 | 4.2 | 4.4 | 4.6 | 4.8 | 5 | CERC FY2024-25 benchmark (GCV 3,100 kcal/kg) |  | C=scarcity premium; M=modest increase; A=supply chain improvement |  | SL: coconut shell/wood waste $2-3.5/GJ. India CERC normative price.
Biomass | IN,LK | USD/GJ | Moderate | 4 | 4 | 4.1 | 4.2 | 4.3 | 4.4 | 4.5 | CERC FY2024-25 benchmark (GCV 3,100 kcal/kg) |  | C=scarcity premium; M=modest increase; A=supply chain improvement |  | SL: coconut shell/wood waste $2-3.5/GJ. India CERC normative price.
Biomass | IN,LK | USD/GJ | Ambitious | 4 | 4 | 3.8 | 3.6 | 3.4 | 3.2 | 3 | CERC FY2024-25 benchmark (GCV 3,100 kcal/kg) |  | C=scarcity premium; M=modest increase; A=supply chain improvement |  | SL: coconut shell/wood waste $2-3.5/GJ. India CERC normative price.
Waste / MSW | IN | USD/GJ | All | 0 | 0 | 0 | 0 | 0 | 0 | 0 | Zero direct fuel cost assumption |  |  |  | Tipping fees and supplementary fuels excluded from model.

## Country_Multipliers
Technology | India (Base) | Bangladesh |  |  |  | Sri Lanka |  |  |  | Nepal |  |  |  | Bhutan |  |  |  | Maldives
| Multiplier | Value | Source | URL | Is_Assumption | Value | Source | URL | Is_Assumption | Value | Source | URL | Is_Assumption | Value | Source | URL | Is_Assumption | Value | Source | URL | Is_Assumption
Solar PV | 1 | 1.75 | ADB Muktagacha $1,215/kW; Beximco $1,500/kW | https://www.adb.org | NO | 2.2 | CEB LTGEP $849/kW; Siyambalanduwa $1,400/kW | https://www.ceb.lk | NO | 2.25 | No large-scale data |  | YES | 2.25 | No data |  | YES | 6 | ADB POISED $5,000/kW system; ASPIRE $1,600-2,000/kW | https://www.adb.org | NO
Onshore Wind | 1 | 1.75 | Limited BD wind experience |  | YES | 1.9 | ADB Mannar $2,481/kW (incl. harbor) | https://www.adb.org/results/helping-sri-lanka-go-green | NO | 1 | Default (no data) |  | YES | 1 | Default (no data) |  | YES | 1 | Default (no data) |  | YES
Hydro RoR | 1 | 1 | Default (no data) |  | YES | 1.3 | CEB LTGEP mini-hydro $1,840/kW | https://www.ceb.lk | NO | 1.5 | NEA/industry ~$2,000/kW avg | https://www.adb.org/sites/default/files/publication/612641/hydropower-development-economic-growth-nepal.pdf | NO | 0.95 | PSMP $785-1,339/kW; Nikachhu $1,220/kW | https://sasec.asia | NO | 1 | Default (no data) |  | YES
Hydro Storage | 1 | 1 | Default (no data) |  | YES | 1.5 | No specific LK data |  | YES | 2.5 | Tanahu $3,607/kW; Upper Trishuli $2,997/kW | https://www.adb.org | NO | 1.1 | Mangdechhu $938/kW; Tala $1,176/kW |  | NO | 1 | Default (no data) |  | YES
Coal | 1 | 1.6 | Payra/Rampal cost reporting |  | NO | 2 | CEB LTGEP $2,132/kW | https://www.ceb.lk | NO | 1 | Default (no data) |  | YES | 1 | Default (no data) |  | YES | 1 | Default (no data) |  | YES
CCGT | 1 | 1.1 | IEPMP ~$770/kW |  | NO | 1.9 | CEB LTGEP $1,273-1,507/kW | https://www.ceb.lk | NO | 1 | Default (no data) |  | YES | 1 | Default (no data) |  | YES | 1 | Default (no data) |  | YES
BESS 4h | 1 | 1.2 | Limited BD data |  | YES | 1.5 | CEB LTGEP ~$1,330/kW | https://www.ceb.lk | NO | 1.3 | No specific data |  | YES | 1.4 | No specific data |  | YES | 1.5 | Island logistics premium |  | NO
Diesel | 1 | 1.1 | BPDB IPP costs |  | NO | 1.4 | CEB LTGEP $1,000-1,124/kW | https://www.ceb.lk | NO | 1.5 | Landlocked transport premium |  | NO | 1.5 | Landlocked transport premium |  | NO | 1 | Core competency (STELCO/FENAKA) | https://www.environment.gov.mv | NO
LEGEND
Yellow cells = Assumption (defaulted to 1.0 or midpoint of range, needs sourcing)
IN (India) is the anchor country (always 1.0). All other values are relative multipliers.
Range values (e.g. 1.5-2.0) are converted to midpoints. Original ranges preserved in Source column.

## Interconnectors
Code | Corridor | Type | Distance | CAPEX_USD/kW | FOM_USD/kW/yr | Loss_% | Life_yr | Confidence | Primary_Source | Primary_URL | Alt_Estimate | Alt_Source | Notes
TRNCBD_BD_IN_E | BD↔IN_E | ±400kV HVDC B2B + 765kV AC | ~50-300 km | 380 | 5.7 | 1.8 | 40 | High | ADB Bheramara B2B ~$193m/500MW + expansion | https://www.adb.org/projects/44192-013/main | 430 | Dataset A | B2B converter cost dominant
TRNCBD_BD_IN_NE | BD↔IN_NE | 132/400 kV AC | ~100-200 km | 250 | 3.8 | 1.2 | 40 | Medium | Tripura-Comilla ~$26m/100MW (public reporting) | https://www.adb.org/projects/44192-013/main | 190 | Dataset A | Short AC link
TRNCBD_BT_IN_E | BT↔IN_E | 220/400 kV AC | ~50-150 km | 150 | 2.2 | 1 | 40 | Medium | Indian 220/400 kV overhead unit costs |  | 95 | Dataset A | Multiple existing lines (Chukha, Tala)
TRNCBD_BT_IN_NE | BT↔IN_NE | 132 kV AC | ~100 km | 180 | 2.7 | 1.2 | 40 | Low | Indian 132 kV cost matrix |  | 1200 | Dataset A (60MW) | A=$1,200 assumes tiny existing 60MW link
TRNCBD_NP_IN_N | NP↔IN_N | 132/400 kV AC | ~50-200 km | 100 | 1.5 | 1 | 40 | Medium | WB Nepal-India ETTP line components | https://accountabilityconsole.com/projects/nepal-india-electricity-transmission-and-trade-project/ | 28 | Dataset A | A=$28/kW may be line-only
TRNCBD_NP_IN_E | NP↔IN_E | 400 kV AC | ~100-300 km | 130 | 1.9 | 1.5 | 40 | Medium | Muzaffarpur-Dhalkebar / Inaruwa-Purnia |  | 48 | Dataset A | WB/Nepal-India project calibration
TRNCBD_LK_IN_S | LK↔IN_S | ±500kV HVDC submarine | ~280 km | 1031 | 15.5 | 4 | 40 | Medium | USAID/USTDA feasibility ~$1,031m/1000MW (2012$) | https://en.wikipedia.org/wiki/India-Sri_Lanka_HVDC_Interconnection | 1374 | Dataset A | Proposed Madurai-Anuradhapura
TRNCBD_IN_N_IN_E | IN_N↔IN_E | 400/765 kV AC | ~500-800 km | 300 | 4.5 | 2 | 40 | Medium | POWERGRID; Indian 400/765 kV unit-cost matrix |  | 80 | Dataset A | B includes substations; A may be line-only
TRNCBD_IN_N_IN_W | IN_N↔IN_W | 400/765 kV AC/HVDC | ~800-1200 km | 420 | 6.3 | 2.8 | 40 | Medium | 765 kV AC/HVDC building blocks |  | 120 | Dataset A | Long corridor, mix of AC/HVDC
TRNCBD_IN_E_IN_NE | IN_E↔IN_NE | 400 kV AC | ~300-500 km | 220 | 3.3 | 1.8 | 40 | Medium | 400 kV AC constrained NE corridor |  | 120 | Dataset A | Siliguri chicken-neck constraint premium
TRNCBD_IN_E_IN_S | IN_E↔IN_S | 765 kV AC / HVDC | ~1000-1500 km | 550 | 8.2 | 3 | 40 | Medium | 765 kV/HVDC + Pugalur-N.Trichur VSC calibration |  | 200 | Dataset A | Very long bulk-transfer corridor
TRNCBD_IN_W_IN_S | IN_W↔IN_S | 400/765 kV AC | ~500-1000 km | 320 | 4.8 | 2 | 40 | Medium | 400/765 kV AC medium-long corridor |  | 150 | Dataset A | Well-established internal corridor
TRNCBD_MV_IN_S | MV↔IN_S | Submarine HVDC | ~700+ km | 1600 | 24 | 5.5 | 40 | Low | PFCCL 2025 concept (400 MW, 750 km) |  | 15000 | Dataset A (200MW) | Highly speculative. A assumes 200MW → extreme $/kW

## Demand_Forecasts
Country | Year | BANGLADESH — DEMAND: HISTORICAL & FORECAST | BHUTAN – DEMAND: HISTORICAL (2008–2024) & FORECAST (2030) | INDIA – DEMAND FORECASTS ¦ CEA National Electricity Plan 2022-32 (20th Electric Power Survey) | MALDIVES — DEMAND FORECASTS | NEPAL POWER SECTOR — DEMAND FORECASTS | SRI LANKA — ELECTRICITY DEMAND FORECAST | Source_File
BGD |  | A. HISTORICAL PEAK DEMAND & INSTALLED CAPACITY (Source: BPDB Annual Reports, IEEFA, ScienceDirect) | [5 empty] | Bangladesh_new_data_v2_REV.xlsx
BGD |  | Fiscal Year | [5 empty] | Bangladesh_new_data_v2_REV.xlsx
BGD |  | FY 2014-15 | [5 empty] | Bangladesh_new_data_v2_REV.xlsx
BGD |  | FY 2015-16 | [5 empty] | Bangladesh_new_data_v2_REV.xlsx
BGD |  | FY 2016-17 | [5 empty] | Bangladesh_new_data_v2_REV.xlsx
BGD |  | FY 2017-18 | [5 empty] | Bangladesh_new_data_v2_REV.xlsx
BGD |  | FY 2018-19 | [5 empty] | Bangladesh_new_data_v2_REV.xlsx
BGD |  | FY 2019-20 | [5 empty] | Bangladesh_new_data_v2_REV.xlsx
BGD |  | FY 2020-21 | [5 empty] | Bangladesh_new_data_v2_REV.xlsx
BGD |  | FY 2021-22 | [5 empty] | Bangladesh_new_data_v2_REV.xlsx
BGD |  | FY 2022-23 | [5 empty] | Bangladesh_new_data_v2_REV.xlsx
BGD |  | FY 2023-24 | [5 empty] | Bangladesh_new_data_v2_REV.xlsx
BGD |  | Notes: Peak demand figures represent maximum demand recorded in each FY. COVID-19 caused a dip in FY 2019-20. Summer peak ~16.22 GW vs winter ~10.92 GW (Dec 2023). | [5 empty] | Bangladesh_new_data_v2_REV.xlsx
BGD |  | B. DEMAND FORECASTS — IEPMP 2023 (Integrated Energy and Power Master Plan, approved Nov 2023) | [5 empty] | Bangladesh_new_data_v2_REV.xlsx
BGD |  | Year | [5 empty] | Bangladesh_new_data_v2_REV.xlsx
BGD |  | 2023 | [5 empty] | Bangladesh_new_data_v2_REV.xlsx
BGD |  | 2025 | [5 empty] | Bangladesh_new_data_v2_REV.xlsx
BGD |  | 2030 | [5 empty] | Bangladesh_new_data_v2_REV.xlsx
BGD |  | 2035 | [5 empty] | Bangladesh_new_data_v2_REV.xlsx
BGD |  | 2040 | [5 empty] | Bangladesh_new_data_v2_REV.xlsx
BGD |  | 2041 | [5 empty] | Bangladesh_new_data_v2_REV.xlsx
BGD |  | 2045 | [5 empty] | Bangladesh_new_data_v2_REV.xlsx
BGD |  | 2050 | [5 empty] | Bangladesh_new_data_v2_REV.xlsx
BGD |  | Source: IEPMP 2023 (JICA/IEEJ), approved Nov 2023 by GoB. Growth rates: 7%/yr to 2030, 5.8%/yr to 2041, 3.8%/yr to 2050. GDP scenarios: PP2041 (optimistic), IMF Extension (moderate), In-Between. | [5 empty] | Bangladesh_new_data_v2_REV.xlsx
BGD |  | C. ALTERNATIVE DEMAND PROJECTIONS (IEEFA, Daily Star Analysis) | [5 empty] | Bangladesh_new_data_v2_REV.xlsx
BGD |  | Source | [5 empty] | Bangladesh_new_data_v2_REV.xlsx
BGD |  | IEEFA (2025) | [5 empty] | Bangladesh_new_data_v2_REV.xlsx
BGD |  | Daily Star / Academic | [5 empty] | Bangladesh_new_data_v2_REV.xlsx
BGD |  | Daily Star / Academic | [5 empty] | Bangladesh_new_data_v2_REV.xlsx
BGD |  | Daily Star / Academic | [5 empty] | Bangladesh_new_data_v2_REV.xlsx
BGD |  | PSMP 2016 (superseded) | [5 empty] | Bangladesh_new_data_v2_REV.xlsx
BGD |  | PSMP 2016 (superseded) | [5 empty] | Bangladesh_new_data_v2_REV.xlsx
BGD |  | Note: IEEFA and academic analyses argue IEPMP overestimates demand due to reliance on optimistic GDP growth (>7%) and constant GDP-electricity elasticity of 1.27. IEPMP uses basic OLS regression without accounting for energy efficiency, population, or price effects. | [5 empty] | Bangladesh_new_data_v2_REV.xlsx
BGD |  | D. KEY SYSTEM INDICATORS & CONTEXT | [5 empty] | Bangladesh_new_data_v2_REV.xlsx
BGD |  | Parameter | [5 empty] | Bangladesh_new_data_v2_REV.xlsx
BGD |  | Installed capacity (incl. captive) | [5 empty] | Bangladesh_new_data_v2_REV.xlsx
BGD |  | Electrification rate | [5 empty] | Bangladesh_new_data_v2_REV.xlsx
BGD |  | Reserve margin | [5 empty] | Bangladesh_new_data_v2_REV.xlsx
BGD |  | T&D losses | [5 empty] | Bangladesh_new_data_v2_REV.xlsx
BGD |  | Electricity import from India | [5 empty] | Bangladesh_new_data_v2_REV.xlsx
BGD |  | RE share of installed capacity | [5 empty] | Bangladesh_new_data_v2_REV.xlsx
BGD |  | NDC RE target | [5 empty] | Bangladesh_new_data_v2_REV.xlsx
BGD |  | IEPMP clean energy target | [5 empty] | Bangladesh_new_data_v2_REV.xlsx
BGD |  | COP-26 RE target | [5 empty] | Bangladesh_new_data_v2_REV.xlsx
BGD |  | Summer peak demand | [5 empty] | Bangladesh_new_data_v2_REV.xlsx
BGD |  | Winter peak demand | [5 empty] | Bangladesh_new_data_v2_REV.xlsx
BGD |  | Retail electricity consumption | [5 empty] | Bangladesh_new_data_v2_REV.xlsx
BGD |  | Rooppur Nuclear Plant | [5 empty] | Bangladesh_new_data_v2_REV.xlsx
BGD |  | E. SOURCE CITATIONS | [5 empty] | Bangladesh_new_data_v2_REV.xlsx
BGD |  | 1. IEPMP 2023 — Government of Bangladesh, 'Integrated Energy and Power Master Plan 2023', JICA/IEEJ, approved Nov 2023. URL: powerdivision.portal.gov.bd | [5 empty] | Bangladesh_new_data_v2_REV.xlsx
BGD |  | 2. BPDB Annual Reports (2021-22, 2022-23, 2023-24) — Bangladesh Power Development Board. URL: bpdb.portal.gov.bd | [5 empty] | Bangladesh_new_data_v2_REV.xlsx
BGD |  | 3. IEEFA — Shafiqul Alam, 'Streamlining Bangladesh's Power Sector' (Feb 2024) & 'Fixing Bangladesh's Power Sector' (2025). URL: ieefa.org | [5 empty] | Bangladesh_new_data_v2_REV.xlsx
BGD |  | 4. MGSSI — Mitsui & Co. Global Strategic Studies Institute, Monthly Report Jan 2024. URL: mitsui.com/mgssi | [5 empty] | Bangladesh_new_data_v2_REV.xlsx
BGD |  | 5. Chambers & Partners — 'Renewable Energy 2025: Bangladesh'. URL: practiceguides.chambers.com | [5 empty] | Bangladesh_new_data_v2_REV.xlsx
BGD |  | 6. Daily Star — '2023 Integrated Energy & Power Master Plan: The Numbers Don't Add Up'. URL: thedailystar.net | [5 empty] | Bangladesh_new_data_v2_REV.xlsx
BGD |  | 7. ScienceDirect — 'Power sector transformation in Bangladesh' (S2211467X25001920, Aug 2025). | [5 empty] | Bangladesh_new_data_v2_REV.xlsx
BGD |  | 8. HCU — Hydrocarbon Unit, 'Energy Scenario of Bangladesh 2021-22'. URL: hcu.org.bd | [5 empty] | Bangladesh_new_data_v2_REV.xlsx
BGD |  | 9. PSMP 2016 — GoB/JICA, 'Power System Master Plan 2016'. URL: powerdivision.portal.gov.bd | [5 empty] | Bangladesh_new_data_v2_REV.xlsx
BTN |  |  | A. DOMESTIC DEMAND BY CATEGORY – GWh/year (Source: PSMP 2040, Table 4-1, p. 54) |  |  |  |  | Bhutan_new_data_v2.xlsx
BTN |  |  | Category |  |  |  |  | Bhutan_new_data_v2.xlsx
BTN |  |  | LV |  |  |  |  | Bhutan_new_data_v2.xlsx
BTN |  |  | LV Bulk |  |  |  |  | Bhutan_new_data_v2.xlsx
BTN |  |  | MV Industries |  |  |  |  | Bhutan_new_data_v2.xlsx
BTN |  |  | HV Industries |  |  |  |  | Bhutan_new_data_v2.xlsx
BTN |  |  | TOTAL |  |  |  |  | Bhutan_new_data_v2.xlsx
BTN |  |  | B. DOMESTIC ENERGY SALES BY VOLTAGE CLASS – MU/year (Source: BPC PDB 2024, Table 1.0, p. 2–3) |  |  |  |  | Bhutan_new_data_v2.xlsx
BTN |  |  | Category |  |  |  |  | Bhutan_new_data_v2.xlsx
BTN |  |  | LV Total (MU) |  |  |  |  | Bhutan_new_data_v2.xlsx
BTN |  |  | Medium Voltage (MU) |  |  |  |  | Bhutan_new_data_v2.xlsx
BTN |  |  | High Voltage (MU) |  |  |  |  | Bhutan_new_data_v2.xlsx
BTN |  |  | TOTAL Sales (MU) |  |  |  |  | Bhutan_new_data_v2.xlsx
BTN |  |  | C. DEMAND FORECAST (PSMP 2040) – Source: Power System Master Plan 2040, Ch.4, pp. 53–54 |  |  |  |  | Bhutan_new_data_v2.xlsx
BTN |  |  | Parameter |  |  |  |  | Bhutan_new_data_v2.xlsx
BTN |  |  | Peak Demand (MW) |  |  |  |  | Bhutan_new_data_v2.xlsx
BTN |  |  | Annual Energy (GWh) |  |  |  |  | Bhutan_new_data_v2.xlsx
BTN |  |  | Annual Load Factor (%) |  |  |  |  | Bhutan_new_data_v2.xlsx
BTN |  |  | D. NATIONAL COINCIDENT PEAK LOAD (MW) – Source: BPC PDB 2024, Table 4.1, p. 30 |  |  |  |  | Bhutan_new_data_v2.xlsx
BTN |  |  | Year |  |  |  |  | Bhutan_new_data_v2.xlsx
BTN |  |  | 2020 |  |  |  |  | Bhutan_new_data_v2.xlsx
BTN |  |  | 2021 |  |  |  |  | Bhutan_new_data_v2.xlsx
BTN |  |  | 2022 |  |  |  |  | Bhutan_new_data_v2.xlsx
BTN |  |  | 2023 |  |  |  |  | Bhutan_new_data_v2.xlsx
BTN |  |  | 2024 |  |  |  |  | Bhutan_new_data_v2.xlsx
IND |  |  |  | A. All-India Energy Requirement & Peak Demand ¦ p.63 |  |  |  | India_new_data_v2.xlsx
IND |  |  |  | Year |  |  |  | India_new_data_v2.xlsx
IND |  |  |  | 2021-22 |  |  |  | India_new_data_v2.xlsx
IND |  |  |  | 2026-27 |  |  |  | India_new_data_v2.xlsx
IND |  |  |  | 2031-32 |  |  |  | India_new_data_v2.xlsx
IND |  |  |  | Source: CEA NEP 2022-32, p.63. Based on 20th Electric Power Survey (EPS). Includes impacts of EV adoption, rooftop solar, green hydrogen production, and Saubhagya scheme. |  |  |  | India_new_data_v2.xlsx
IND |  |  |  | B. Energy Savings from Demand-Side Management ¦ p.63 |  |  |  | India_new_data_v2.xlsx
IND |  |  |  | Year |  |  |  | India_new_data_v2.xlsx
IND |  |  |  | 2026-27 |  |  |  | India_new_data_v2.xlsx
IND |  |  |  | 2031-32 |  |  |  | India_new_data_v2.xlsx
IND |  |  |  | Source: CEA NEP 2022-32, p.63. Utility + non-utility savings combined. |  |  |  | India_new_data_v2.xlsx
IND |  |  |  | C. Projected Gross Generation by Fuel/Technology ¦ p.153 (points 11 & 12) |  |  |  | India_new_data_v2.xlsx
IND |  |  |  | Fuel / Technology |  |  |  | India_new_data_v2.xlsx
IND |  |  |  | Coal & Lignite |  |  |  | India_new_data_v2.xlsx
IND |  |  |  | Gas |  |  |  | India_new_data_v2.xlsx
IND |  |  |  | Nuclear |  |  |  | India_new_data_v2.xlsx
IND |  |  |  | Large Hydro (incl. imports) |  |  |  | India_new_data_v2.xlsx
IND |  |  |  | Solar PV |  |  |  | India_new_data_v2.xlsx
IND |  |  |  | Wind |  |  |  | India_new_data_v2.xlsx
IND |  |  |  | Other RE (biomass etc.) |  |  |  | India_new_data_v2.xlsx
IND |  |  |  | TOTAL GROSS GENERATION |  |  |  | India_new_data_v2.xlsx
IND |  |  |  | Source: CEA NEP 2022-32, p.153, conclusion points 11 and 12. Values are gross generation outputs from generation planning model. |  |  |  | India_new_data_v2.xlsx
IND |  |  |  | D. Projected Installed Capacity by Technology ¦ p.152 & p.158 |  |  |  | India_new_data_v2.xlsx
IND |  |  |  | Technology |  |  |  | India_new_data_v2.xlsx
IND |  |  |  | Coal |  |  |  | India_new_data_v2.xlsx
IND |  |  |  | Gas |  |  |  | India_new_data_v2.xlsx
IND |  |  |  | Nuclear |  |  |  | India_new_data_v2.xlsx
IND |  |  |  | Large Hydro |  |  |  | India_new_data_v2.xlsx
IND |  |  |  | Solar PV |  |  |  | India_new_data_v2.xlsx
IND |  |  |  | Wind |  |  |  | India_new_data_v2.xlsx
IND |  |  |  | Small Hydro |  |  |  | India_new_data_v2.xlsx
IND |  |  |  | Biomass |  |  |  | India_new_data_v2.xlsx
IND |  |  |  | Pumped Storage (PSP) |  |  |  | India_new_data_v2.xlsx
IND |  |  |  | BESS |  |  |  | India_new_data_v2.xlsx
IND |  |  |  | TOTAL |  |  |  | India_new_data_v2.xlsx
IND |  |  |  | Source: CEA NEP 2022-32, p.152 (2026-27) and p.158 / conclusion point 6 (2031-32). All values in MW. |  |  |  | India_new_data_v2.xlsx
MDV |  |  |  |  | Source: MCCEE Energy Road Map 2024-2033 (ADB, Nov 2024) |  |  | Maldives_new_data.xlsx
MDV |  |  |  |  | A. NATIONAL ELECTRICITY CONSUMPTION |  |  | Maldives_new_data.xlsx
MDV |  |  |  |  | Metric |  |  | Maldives_new_data.xlsx
MDV |  |  |  |  | Historical consumption 2023 |  |  | Maldives_new_data.xlsx
MDV |  |  |  |  | Growth rate assumption |  |  | Maldives_new_data.xlsx
MDV |  |  |  |  | 2028 projection – Total |  |  | Maldives_new_data.xlsx
MDV |  |  |  |  | 2028 projection – Renewable share |  |  | Maldives_new_data.xlsx
MDV |  |  |  |  | National RE target |  |  | Maldives_new_data.xlsx
MDV |  |  |  |  | B. PEAK DEMAND BY SEGMENT (MW) |  |  | Maldives_new_data.xlsx
MDV |  |  |  |  | Segment |  |  | Maldives_new_data.xlsx
MDV |  |  |  |  | Greater Malé |  |  | Maldives_new_data.xlsx
MDV |  |  |  |  | Other Inhabited Islands |  |  | Maldives_new_data.xlsx
MDV |  |  |  |  | Resort Islands |  |  | Maldives_new_data.xlsx
MDV |  |  |  |  | TOTAL |  |  | Maldives_new_data.xlsx
MDV |  |  |  |  | C. DIESEL FUEL FOR ELECTRICITY GENERATION |  |  | Maldives_new_data.xlsx
MDV |  |  |  |  | Year |  |  | Maldives_new_data.xlsx
MDV |  |  |  |  | 2023 |  |  | Maldives_new_data.xlsx
MDV |  |  |  |  | 2028 |  |  | Maldives_new_data.xlsx
NPL | [5 empty] | A. CAPACITY DEMAND FORECASTS — CES / LTS STUDY (GW Installed) |  | Nepal_new_data.xlsx
NPL | [5 empty] | Scenario |  | Nepal_new_data.xlsx
NPL | [5 empty] | High Economic Growth |  | Nepal_new_data.xlsx
NPL | [5 empty] | Low Economic Growth |  | Nepal_new_data.xlsx
NPL | [5 empty] | Reference Scenario |  | Nepal_new_data.xlsx
NPL | [5 empty] | WAM Combined (Ref + Additional Measures) |  | Nepal_new_data.xlsx
NPL | [5 empty] | WEM Combined (Ref + Existing Measures) |  | Nepal_new_data.xlsx
NPL | [5 empty] | B. ENERGY DEMAND FORECASTS — CES / LTS STUDY (TWh) |  | Nepal_new_data.xlsx
NPL | [5 empty] | Scenario |  | Nepal_new_data.xlsx
NPL | [5 empty] | WECS / NEA Forecast (Reference) |  | Nepal_new_data.xlsx
NPL | [5 empty] | CES / LTS Forecast (Reference 7% GDP) |  | Nepal_new_data.xlsx
NPL | [5 empty] | C. PEAK DEMAND (MW) — NEA YEARLY OPERATIONAL REPORT FY 2079/80 (2022/23) |  | Nepal_new_data.xlsx
NPL | [5 empty] | Metric |  | Nepal_new_data.xlsx
NPL | [5 empty] | System Peak Demand (MW) |  | Nepal_new_data.xlsx
NPL | [5 empty] | National Peak Demand (MW) |  | Nepal_new_data.xlsx
NPL | [5 empty] | Energy Requirement (MWh) |  | Nepal_new_data.xlsx
NPL | [5 empty] | SOURCE CITATIONS: Sections A & B — VRock & Company (Jun 2021), pp. 14, 11, Figures 7 & 4 (CES/LTS data); Section B also cites WECS/NEA forecast comparison Figure 5. Section C — Nepal Electricity Authority, System Operation Dept., Yearly Operational Report FY 2079/80, Page 1 & 2. |  | Nepal_new_data.xlsx
LKA | [6 empty] | Table E1 — Base Demand Forecast 2025–2049 ¦ Source: LTGEP 2025-2044, p.E-4, Table E1 | SriLanka__new_data_v2.xlsx
LKA | [6 empty] | Year | SriLanka__new_data_v2.xlsx
LKA | [6 empty] | 2025 | SriLanka__new_data_v2.xlsx
LKA | [6 empty] | 2026 | SriLanka__new_data_v2.xlsx
LKA | [6 empty] | 2027 | SriLanka__new_data_v2.xlsx
LKA | [6 empty] | 2028 | SriLanka__new_data_v2.xlsx
LKA | [6 empty] | 2029 | SriLanka__new_data_v2.xlsx
LKA | [6 empty] | 2030 | SriLanka__new_data_v2.xlsx
LKA | [6 empty] | 2031 | SriLanka__new_data_v2.xlsx
LKA | [6 empty] | 2032 | SriLanka__new_data_v2.xlsx
LKA | [6 empty] | 2033 | SriLanka__new_data_v2.xlsx
LKA | [6 empty] | 2034 | SriLanka__new_data_v2.xlsx
LKA | [6 empty] | 2035 | SriLanka__new_data_v2.xlsx
LKA | [6 empty] | 2036 | SriLanka__new_data_v2.xlsx
LKA | [6 empty] | 2037 | SriLanka__new_data_v2.xlsx
LKA | [6 empty] | 2038 | SriLanka__new_data_v2.xlsx
LKA | [6 empty] | 2039 | SriLanka__new_data_v2.xlsx
LKA | [6 empty] | 2040 | SriLanka__new_data_v2.xlsx
LKA | [6 empty] | 2041 | SriLanka__new_data_v2.xlsx
LKA | [6 empty] | 2042 | SriLanka__new_data_v2.xlsx
LKA | [6 empty] | 2043 | SriLanka__new_data_v2.xlsx
LKA | [6 empty] | 2044 | SriLanka__new_data_v2.xlsx
LKA | [6 empty] | 2045 | SriLanka__new_data_v2.xlsx
LKA | [6 empty] | 2046 | SriLanka__new_data_v2.xlsx
LKA | [6 empty] | 2047 | SriLanka__new_data_v2.xlsx
LKA | [6 empty] | 2048 | SriLanka__new_data_v2.xlsx
LKA | [6 empty] | 2049 | SriLanka__new_data_v2.xlsx
LKA | [6 empty] | 5-yr avg growth (2025–2029) | SriLanka__new_data_v2.xlsx
LKA | [6 empty] | 10-yr avg growth (2025–2034) | SriLanka__new_data_v2.xlsx
LKA | [6 empty] | 20-yr avg growth (2025–2044) | SriLanka__new_data_v2.xlsx

## Capacity_Factors_TS
Country | Timeslice | Season | Daypart | Technology | CF_Value | CF_Max | CF_Min | CF_Std | Source | Source_File
BGD | S1D1 | Winter (Dec-Feb) | D1 | Coal | 0.4207 |  |  |  | D=daily 23-26; S=hourly 24 | BGD_DA_Final.xlsx
BGD | S1D1 | Winter (Dec-Feb) | D1 | Coal | 0.039691 |  |  |  |  | BGD_DA_Final.xlsx
BGD | S1D2 | Winter (Dec-Feb) | D2 | Coal | 0.4795 |  |  |  | D=daily 23-26; S=hourly 24 | BGD_DA_Final.xlsx
BGD | S1D2 | Winter (Dec-Feb) | D2 | Coal | 0.09911 |  |  |  |  | BGD_DA_Final.xlsx
BGD | S1D3 | Winter (Dec-Feb) | D3 | Coal | 0.5303 |  |  |  | D=daily 23-26; S=hourly 24 | BGD_DA_Final.xlsx
BGD | S1D3 | Winter (Dec-Feb) | D3 | Coal | 0.051581 |  |  |  |  | BGD_DA_Final.xlsx
BGD | S2D1 | Pre-monsoon (Mar-May) | D1 | Coal | 0.5663 |  |  |  | D=daily 23-26; S=hourly 24 | BGD_DA_Final.xlsx
BGD | S2D1 | Pre-monsoon (Mar-May) | D1 | Coal | 0.06407 |  |  |  |  | BGD_DA_Final.xlsx
BGD | S2D2 | Pre-monsoon (Mar-May) | D2 | Coal | 0.537 |  |  |  | D=daily 23-26; S=hourly 24 | BGD_DA_Final.xlsx
BGD | S2D2 | Pre-monsoon (Mar-May) | D2 | Coal | 0.13106 |  |  |  |  | BGD_DA_Final.xlsx
BGD | S2D3 | Pre-monsoon (Mar-May) | D3 | Coal | 0.5999 |  |  |  | D=daily 23-26; S=hourly 24 | BGD_DA_Final.xlsx
BGD | S2D3 | Pre-monsoon (Mar-May) | D3 | Coal | 0.073101 |  |  |  |  | BGD_DA_Final.xlsx
BGD | S3D1 | SW Monsoon (Jun-Sep) | D1 | Coal | 0.68 |  |  |  | D=daily 23-26; S=hourly 24 | BGD_DA_Final.xlsx
BGD | S3D1 | SW Monsoon (Jun-Sep) | D1 | Coal | 0.09481 |  |  |  |  | BGD_DA_Final.xlsx
BGD | S3D2 | SW Monsoon (Jun-Sep) | D2 | Coal | 0.6295 |  |  |  | D=daily 23-26; S=hourly 24 | BGD_DA_Final.xlsx
BGD | S3D2 | SW Monsoon (Jun-Sep) | D2 | Coal | 0.18232 |  |  |  |  | BGD_DA_Final.xlsx
BGD | S3D3 | SW Monsoon (Jun-Sep) | D3 | Coal | 0.69 |  |  |  | D=daily 23-26; S=hourly 24 | BGD_DA_Final.xlsx
BGD | S3D3 | SW Monsoon (Jun-Sep) | D3 | Coal | 0.10388 |  |  |  |  | BGD_DA_Final.xlsx
BGD | S4D1 | Post-monsoon (Oct-Nov) | D1 | Coal | 0.5487 |  |  |  | D=daily 23-26; S=hourly 24 | BGD_DA_Final.xlsx
BGD | S4D1 | Post-monsoon (Oct-Nov) | D1 | Coal | 0.037289 |  |  |  |  | BGD_DA_Final.xlsx
BGD | S4D2 | Post-monsoon (Oct-Nov) | D2 | Coal | 0.5455 |  |  |  | D=daily 23-26; S=hourly 24 | BGD_DA_Final.xlsx
BGD | S4D2 | Post-monsoon (Oct-Nov) | D2 | Coal | 0.079386 |  |  |  |  | BGD_DA_Final.xlsx
BGD | S4D3 | Post-monsoon (Oct-Nov) | D3 | Coal | 0.6105 |  |  |  | D=daily 23-26; S=hourly 24 | BGD_DA_Final.xlsx
BGD | S4D3 | Post-monsoon (Oct-Nov) | D3 | Coal | 0.0437 |  |  |  |  | BGD_DA_Final.xlsx
BGD | S1D1 | Winter (Dec-Feb) | D1 | Gas | 0.3484 |  |  |  | D=daily 23-26; S=hourly 24 | BGD_DA_Final.xlsx
BGD | S1D1 | Winter (Dec-Feb) | D1 | Gas | 0.062151 |  |  |  |  | BGD_DA_Final.xlsx
BGD | S1D2 | Winter (Dec-Feb) | D2 | Gas | 0.3592 |  |  |  | D=daily 23-26; S=hourly 24 | BGD_DA_Final.xlsx
BGD | S1D2 | Winter (Dec-Feb) | D2 | Gas | 0.12442 |  |  |  |  | BGD_DA_Final.xlsx
BGD | S1D3 | Winter (Dec-Feb) | D3 | Gas | 0.374 |  |  |  | D=daily 23-26; S=hourly 24 | BGD_DA_Final.xlsx
BGD | S1D3 | Winter (Dec-Feb) | D3 | Gas | 0.062151 |  |  |  |  | BGD_DA_Final.xlsx
BGD | S2D1 | Pre-monsoon (Mar-May) | D1 | Gas | 0.4854 |  |  |  | D=daily 23-26; S=hourly 24 | BGD_DA_Final.xlsx
BGD | S2D1 | Pre-monsoon (Mar-May) | D1 | Gas | 0.062949 |  |  |  |  | BGD_DA_Final.xlsx
BGD | S2D2 | Pre-monsoon (Mar-May) | D2 | Gas | 0.4785 |  |  |  | D=daily 23-26; S=hourly 24 | BGD_DA_Final.xlsx
BGD | S2D2 | Pre-monsoon (Mar-May) | D2 | Gas | 0.12567 |  |  |  |  | BGD_DA_Final.xlsx
BGD | S2D3 | Pre-monsoon (Mar-May) | D3 | Gas | 0.4955 |  |  |  | D=daily 23-26; S=hourly 24 | BGD_DA_Final.xlsx
BGD | S2D3 | Pre-monsoon (Mar-May) | D3 | Gas | 0.062835 |  |  |  |  | BGD_DA_Final.xlsx
BGD | S3D1 | SW Monsoon (Jun-Sep) | D1 | Gas | 0.4912 |  |  |  | D=daily 23-26; S=hourly 24 | BGD_DA_Final.xlsx
BGD | S3D1 | SW Monsoon (Jun-Sep) | D1 | Gas | 0.083134 |  |  |  |  | BGD_DA_Final.xlsx
BGD | S3D2 | SW Monsoon (Jun-Sep) | D2 | Gas | 0.4728 |  |  |  | D=daily 23-26; S=hourly 24 | BGD_DA_Final.xlsx
BGD | S3D2 | SW Monsoon (Jun-Sep) | D2 | Gas | 0.16661 |  |  |  |  | BGD_DA_Final.xlsx
BGD | S3D3 | SW Monsoon (Jun-Sep) | D3 | Gas | 0.4862 |  |  |  | D=daily 23-26; S=hourly 24 | BGD_DA_Final.xlsx
BGD | S3D3 | SW Monsoon (Jun-Sep) | D3 | Gas | 0.083248 |  |  |  |  | BGD_DA_Final.xlsx
BGD | S4D1 | Post-monsoon (Oct-Nov) | D1 | Gas | 0.4114 |  |  |  | D=daily 23-26; S=hourly 24 | BGD_DA_Final.xlsx
BGD | S4D1 | Post-monsoon (Oct-Nov) | D1 | Gas | 0.041738 |  |  |  |  | BGD_DA_Final.xlsx
BGD | S4D2 | Post-monsoon (Oct-Nov) | D2 | Gas | 0.4096 |  |  |  | D=daily 23-26; S=hourly 24 | BGD_DA_Final.xlsx
BGD | S4D2 | Post-monsoon (Oct-Nov) | D2 | Gas | 0.083362 |  |  |  |  | BGD_DA_Final.xlsx
BGD | S4D3 | Post-monsoon (Oct-Nov) | D3 | Gas | 0.4238 |  |  |  | D=daily 23-26; S=hourly 24 | BGD_DA_Final.xlsx
BGD | S4D3 | Post-monsoon (Oct-Nov) | D3 | Gas | 0.041738 |  |  |  |  | BGD_DA_Final.xlsx
BGD | S1D1 | Winter (Dec-Feb) | D1 | Hydro | 0.2049 |  |  |  | D=daily 23-26; S=hourly 24 | BGD_DA_Final.xlsx
BGD | S1D1 | Winter (Dec-Feb) | D1 | Hydro | 0.003934 |  |  |  |  | BGD_DA_Final.xlsx
BGD | S1D2 | Winter (Dec-Feb) | D2 | Hydro | 0.2088 |  |  |  | D=daily 23-26; S=hourly 24 | BGD_DA_Final.xlsx
BGD | S1D2 | Winter (Dec-Feb) | D2 | Hydro | 0.004497 |  |  |  |  | BGD_DA_Final.xlsx
BGD | S1D3 | Winter (Dec-Feb) | D3 | Hydro | 0.2124 |  |  |  | D=daily 23-26; S=hourly 24 | BGD_DA_Final.xlsx
BGD | S1D3 | Winter (Dec-Feb) | D3 | Hydro | 0.007359 |  |  |  |  | BGD_DA_Final.xlsx
BGD | S2D1 | Pre-monsoon (Mar-May) | D1 | Hydro | 0.1232 |  |  |  | D=daily 23-26; S=hourly 24 | BGD_DA_Final.xlsx
BGD | S2D1 | Pre-monsoon (Mar-May) | D1 | Hydro | 0.005258 |  |  |  |  | BGD_DA_Final.xlsx
BGD | S2D2 | Pre-monsoon (Mar-May) | D2 | Hydro | 0.1401 |  |  |  | D=daily 23-26; S=hourly 24 | BGD_DA_Final.xlsx
BGD | S2D2 | Pre-monsoon (Mar-May) | D2 | Hydro | 0.010803 |  |  |  |  | BGD_DA_Final.xlsx
BGD | S2D3 | Pre-monsoon (Mar-May) | D3 | Hydro | 0.145 |  |  |  | D=daily 23-26; S=hourly 24 | BGD_DA_Final.xlsx
BGD | S2D3 | Pre-monsoon (Mar-May) | D3 | Hydro | 0.005062 |  |  |  |  | BGD_DA_Final.xlsx
BGD | S3D1 | SW Monsoon (Jun-Sep) | D1 | Hydro | 0.7118 |  |  |  | D=daily 23-26; S=hourly 24 | BGD_DA_Final.xlsx
BGD | S3D1 | SW Monsoon (Jun-Sep) | D1 | Hydro | 0.001287 |  |  |  |  | BGD_DA_Final.xlsx
BGD | S3D2 | SW Monsoon (Jun-Sep) | D2 | Hydro | 0.7053 |  |  |  | D=daily 23-26; S=hourly 24 | BGD_DA_Final.xlsx
BGD | S3D2 | SW Monsoon (Jun-Sep) | D2 | Hydro | 0.002946 |  |  |  |  | BGD_DA_Final.xlsx
BGD | S3D3 | SW Monsoon (Jun-Sep) | D3 | Hydro | 0.72 |  |  |  | D=daily 23-26; S=hourly 24 | BGD_DA_Final.xlsx
BGD | S3D3 | SW Monsoon (Jun-Sep) | D3 | Hydro | 0.01134 |  |  |  |  | BGD_DA_Final.xlsx
BGD | S4D1 | Post-monsoon (Oct-Nov) | D1 | Hydro | 0.6734 |  |  |  | D=daily 23-26; S=hourly 24 | BGD_DA_Final.xlsx
BGD | S4D1 | Post-monsoon (Oct-Nov) | D1 | Hydro | 0.003242 |  |  |  |  | BGD_DA_Final.xlsx
BGD | S4D2 | Post-monsoon (Oct-Nov) | D2 | Hydro | 0.6638 |  |  |  | D=daily 23-26; S=hourly 24 | BGD_DA_Final.xlsx
BGD | S4D2 | Post-monsoon (Oct-Nov) | D2 | Hydro | 0.003281 |  |  |  |  | BGD_DA_Final.xlsx
BGD | S4D3 | Post-monsoon (Oct-Nov) | D3 | Hydro | 0.6753 |  |  |  | D=daily 23-26; S=hourly 24 | BGD_DA_Final.xlsx
BGD | S4D3 | Post-monsoon (Oct-Nov) | D3 | Hydro | 0.003667 |  |  |  |  | BGD_DA_Final.xlsx
BGD | S1D1 | Winter (Dec-Feb) | D1 | Import | 0.6113 |  |  |  | D=daily 23-26; S=hourly 24 | BGD_DA_Final.xlsx
BGD | S1D2 | Winter (Dec-Feb) | D2 | Import | 0.7078 |  |  |  | D=daily 23-26; S=hourly 24 | BGD_DA_Final.xlsx
BGD | S1D3 | Winter (Dec-Feb) | D3 | Import | 0.7694 |  |  |  | D=daily 23-26; S=hourly 24 | BGD_DA_Final.xlsx
BGD | S2D1 | Pre-monsoon (Mar-May) | D1 | Import | 0.7527 |  |  |  | D=daily 23-26; S=hourly 24 | BGD_DA_Final.xlsx
BGD | S2D2 | Pre-monsoon (Mar-May) | D2 | Import | 0.7437 |  |  |  | D=daily 23-26; S=hourly 24 | BGD_DA_Final.xlsx
BGD | S2D3 | Pre-monsoon (Mar-May) | D3 | Import | 0.7621 |  |  |  | D=daily 23-26; S=hourly 24 | BGD_DA_Final.xlsx
BGD | S3D1 | SW Monsoon (Jun-Sep) | D1 | Import | 0.7864 |  |  |  | D=daily 23-26; S=hourly 24 | BGD_DA_Final.xlsx
BGD | S3D2 | SW Monsoon (Jun-Sep) | D2 | Import | 0.7608 |  |  |  | D=daily 23-26; S=hourly 24 | BGD_DA_Final.xlsx
BGD | S3D3 | SW Monsoon (Jun-Sep) | D3 | Import | 0.7832 |  |  |  | D=daily 23-26; S=hourly 24 | BGD_DA_Final.xlsx
BGD | S4D1 | Post-monsoon (Oct-Nov) | D1 | Import | 0.8652 |  |  |  | D=daily 23-26; S=hourly 24 | BGD_DA_Final.xlsx
BGD | S4D2 | Post-monsoon (Oct-Nov) | D2 | Import | 0.8558 |  |  |  | D=daily 23-26; S=hourly 24 | BGD_DA_Final.xlsx
BGD | S4D3 | Post-monsoon (Oct-Nov) | D3 | Import | 0.9097 |  |  |  | D=daily 23-26; S=hourly 24 | BGD_DA_Final.xlsx
BGD | S1D1 | Winter (Dec-Feb) | D1 | Oil_HFO | 0.0271 |  |  |  | D=daily 23-26; S=hourly 24 | BGD_DA_Final.xlsx
BGD | S1D1 | Winter (Dec-Feb) | D1 | Oil_HFO | 0.042342 |  |  |  |  | BGD_DA_Final.xlsx
BGD | S1D2 | Winter (Dec-Feb) | D2 | Oil_HFO | 0.1224 |  |  |  | D=daily 23-26; S=hourly 24 | BGD_DA_Final.xlsx
BGD | S1D2 | Winter (Dec-Feb) | D2 | Oil_HFO | 0.097409 |  |  |  |  | BGD_DA_Final.xlsx
BGD | S1D3 | Winter (Dec-Feb) | D3 | Oil_HFO | 0.203 |  |  |  | D=daily 23-26; S=hourly 24 | BGD_DA_Final.xlsx
BGD | S1D3 | Winter (Dec-Feb) | D3 | Oil_HFO | 0.05894 |  |  |  |  | BGD_DA_Final.xlsx
BGD | S2D1 | Pre-monsoon (Mar-May) | D1 | Oil_HFO | 0.2079 |  |  |  | D=daily 23-26; S=hourly 24 | BGD_DA_Final.xlsx
BGD | S2D1 | Pre-monsoon (Mar-May) | D1 | Oil_HFO | 0.058812 |  |  |  |  | BGD_DA_Final.xlsx
BGD | S2D2 | Pre-monsoon (Mar-May) | D2 | Oil_HFO | 0.2127 |  |  |  | D=daily 23-26; S=hourly 24 | BGD_DA_Final.xlsx
BGD | S2D2 | Pre-monsoon (Mar-May) | D2 | Oil_HFO | 0.12025 |  |  |  |  | BGD_DA_Final.xlsx
BGD | S2D3 | Pre-monsoon (Mar-May) | D3 | Oil_HFO | 0.3873 |  |  |  | D=daily 23-26; S=hourly 24 | BGD_DA_Final.xlsx
BGD | S2D3 | Pre-monsoon (Mar-May) | D3 | Oil_HFO | 0.07276 |  |  |  |  | BGD_DA_Final.xlsx
BGD | S3D1 | SW Monsoon (Jun-Sep) | D1 | Oil_HFO | 0.2685 |  |  |  | D=daily 23-26; S=hourly 24 | BGD_DA_Final.xlsx
BGD | S3D1 | SW Monsoon (Jun-Sep) | D1 | Oil_HFO | 0.093523 |  |  |  |  | BGD_DA_Final.xlsx
BGD | S3D2 | SW Monsoon (Jun-Sep) | D2 | Oil_HFO | 0.222 |  |  |  | D=daily 23-26; S=hourly 24 | BGD_DA_Final.xlsx
BGD | S3D2 | SW Monsoon (Jun-Sep) | D2 | Oil_HFO | 0.18183 |  |  |  |  | BGD_DA_Final.xlsx
BGD | S3D3 | SW Monsoon (Jun-Sep) | D3 | Oil_HFO | 0.4368 |  |  |  | D=daily 23-26; S=hourly 24 | BGD_DA_Final.xlsx
BGD | S3D3 | SW Monsoon (Jun-Sep) | D3 | Oil_HFO | 0.11231 |  |  |  |  | BGD_DA_Final.xlsx
BGD | S4D1 | Post-monsoon (Oct-Nov) | D1 | Oil_HFO | 0.1232 |  |  |  | D=daily 23-26; S=hourly 24 | BGD_DA_Final.xlsx
BGD | S4D1 | Post-monsoon (Oct-Nov) | D1 | Oil_HFO | 0.037036 |  |  |  |  | BGD_DA_Final.xlsx
BGD | S4D2 | Post-monsoon (Oct-Nov) | D2 | Oil_HFO | 0.1432 |  |  |  | D=daily 23-26; S=hourly 24 | BGD_DA_Final.xlsx
BGD | S4D2 | Post-monsoon (Oct-Nov) | D2 | Oil_HFO | 0.077419 |  |  |  |  | BGD_DA_Final.xlsx
BGD | S4D3 | Post-monsoon (Oct-Nov) | D3 | Oil_HFO | 0.3136 |  |  |  | D=daily 23-26; S=hourly 24 | BGD_DA_Final.xlsx
BGD | S4D3 | Post-monsoon (Oct-Nov) | D3 | Oil_HFO | 0.047367 |  |  |  |  | BGD_DA_Final.xlsx
BGD | S1D1 | Winter (Dec-Feb) | D1 | Oil_HSD | 0.0086 |  |  |  | D=daily 23-26; S=hourly 24 | BGD_DA_Final.xlsx
BGD | S1D1 | Winter (Dec-Feb) | D1 | Oil_HSD | 0.043625 |  |  |  |  | BGD_DA_Final.xlsx
BGD | S1D2 | Winter (Dec-Feb) | D2 | Oil_HSD | 0.0248 |  |  |  | D=daily 23-26; S=hourly 24 | BGD_DA_Final.xlsx
BGD | S1D2 | Winter (Dec-Feb) | D2 | Oil_HSD | 0.10361 |  |  |  |  | BGD_DA_Final.xlsx
BGD | S1D3 | Winter (Dec-Feb) | D3 | Oil_HSD | 0.0258 |  |  |  | D=daily 23-26; S=hourly 24 | BGD_DA_Final.xlsx
BGD | S1D3 | Winter (Dec-Feb) | D3 | Oil_HSD | 0.051628 |  |  |  |  | BGD_DA_Final.xlsx
BGD | S2D1 | Pre-monsoon (Mar-May) | D1 | Oil_HSD | 0.0863 |  |  |  | D=daily 23-26; S=hourly 24 | BGD_DA_Final.xlsx
BGD | S2D1 | Pre-monsoon (Mar-May) | D1 | Oil_HSD | 0.066989 |  |  |  |  | BGD_DA_Final.xlsx
BGD | S2D2 | Pre-monsoon (Mar-May) | D2 | Oil_HSD | 0.0871 |  |  |  | D=daily 23-26; S=hourly 24 | BGD_DA_Final.xlsx
BGD | S2D2 | Pre-monsoon (Mar-May) | D2 | Oil_HSD | 0.13294 |  |  |  |  | BGD_DA_Final.xlsx
BGD | S2D3 | Pre-monsoon (Mar-May) | D3 | Oil_HSD | 0.1067 |  |  |  | D=daily 23-26; S=hourly 24 | BGD_DA_Final.xlsx
BGD | S2D3 | Pre-monsoon (Mar-May) | D3 | Oil_HSD | 0.068039 |  |  |  |  | BGD_DA_Final.xlsx
BGD | S3D1 | SW Monsoon (Jun-Sep) | D1 | Oil_HSD | 0.2087 |  |  |  | D=daily 23-26; S=hourly 24 | BGD_DA_Final.xlsx
BGD | S3D1 | SW Monsoon (Jun-Sep) | D1 | Oil_HSD | 0.095219 |  |  |  |  | BGD_DA_Final.xlsx
BGD | S3D2 | SW Monsoon (Jun-Sep) | D2 | Oil_HSD | 0.1805 |  |  |  | D=daily 23-26; S=hourly 24 | BGD_DA_Final.xlsx
BGD | S3D2 | SW Monsoon (Jun-Sep) | D2 | Oil_HSD | 0.17938 |  |  |  |  | BGD_DA_Final.xlsx
BGD | S3D3 | SW Monsoon (Jun-Sep) | D3 | Oil_HSD | 0.221 |  |  |  | D=daily 23-26; S=hourly 24 | BGD_DA_Final.xlsx
BGD | S3D3 | SW Monsoon (Jun-Sep) | D3 | Oil_HSD | 0.09254 |  |  |  |  | BGD_DA_Final.xlsx
BGD | S4D1 | Post-monsoon (Oct-Nov) | D1 | Oil_HSD | 0.007 |  |  |  | D=daily 23-26; S=hourly 24 | BGD_DA_Final.xlsx
BGD | S4D1 | Post-monsoon (Oct-Nov) | D1 | Oil_HSD | 0.040531 |  |  |  |  | BGD_DA_Final.xlsx
BGD | S4D2 | Post-monsoon (Oct-Nov) | D2 | Oil_HSD | 0.015 |  |  |  | D=daily 23-26; S=hourly 24 | BGD_DA_Final.xlsx
BGD | S4D2 | Post-monsoon (Oct-Nov) | D2 | Oil_HSD | 0.082667 |  |  |  |  | BGD_DA_Final.xlsx
BGD | S4D3 | Post-monsoon (Oct-Nov) | D3 | Oil_HSD | 0.0107 |  |  |  | D=daily 23-26; S=hourly 24 | BGD_DA_Final.xlsx
BGD | S4D3 | Post-monsoon (Oct-Nov) | D3 | Oil_HSD | 0.042837 |  |  |  |  | BGD_DA_Final.xlsx
BGD | S1D1 | S1 | D1 | RE_Ninja_solar | 0 | 0 | 0 | 0 | Renewable Ninja (MERRA2) | compiled_reninja_ts.csv
BGD | S1D1 | S1 | D1 | RE_Ninja_solar | 0 | 0 | 0 | 0 | Renewable Ninja (MERRA2) | compiled_reninja_ts.csv
BGD | S1D1 | S1 | D1 | RE_Ninja_solar | 0 | 0 | 0 | 0 | Renewable Ninja (MERRA2) | compiled_reninja_ts.csv
BGD | S1D1 | S1 | D1 | RE_Ninja_solar | 0 | 0 | 0 | 0 | Renewable Ninja (MERRA2) | compiled_reninja_ts.csv
BGD | S1D1 | S1 | D1 | RE_Ninja_solar | 0 | 0 | 0 | 0 | Renewable Ninja (MERRA2) | compiled_reninja_ts.csv
BGD | S1D1 | S1 | D1 | RE_Ninja_solar | 0 | 0 | 0 | 0 | Renewable Ninja (MERRA2) | compiled_reninja_ts.csv
BGD | S1D1 | S1 | D1 | RE_Ninja_solar | 0 | 0 | 0 | 0 | Renewable Ninja (MERRA2) | compiled_reninja_ts.csv
BGD | S1D1 | S1 | D1 | RE_Ninja_solar | 0 | 0 | 0 | 0 | Renewable Ninja (MERRA2) | compiled_reninja_ts.csv
BGD | S1D1 | S1 | D1 | RE_Ninja_solar | 0 | 0 | 0 | 0 | Renewable Ninja (MERRA2) | compiled_reninja_ts.csv
BGD | S1D2 | S1 | D2 | RE_Ninja_solar | 0.37683 | 0.77 | 0 | 0.25156 | Renewable Ninja (MERRA2) | compiled_reninja_ts.csv
BGD | S1D2 | S1 | D2 | RE_Ninja_solar | 0.34749 | 0.737 | 0 | 0.24147 | Renewable Ninja (MERRA2) | compiled_reninja_ts.csv
BGD | S1D2 | S1 | D2 | RE_Ninja_solar | 0.33275 | 0.737 | 0 | 0.23453 | Renewable Ninja (MERRA2) | compiled_reninja_ts.csv
BGD | S1D2 | S1 | D2 | RE_Ninja_solar | 0.37145 | 0.767 | 0 | 0.24879 | Renewable Ninja (MERRA2) | compiled_reninja_ts.csv
BGD | S1D2 | S1 | D2 | RE_Ninja_solar | 0.34487 | 0.746 | 0 | 0.24178 | Renewable Ninja (MERRA2) | compiled_reninja_ts.csv
BGD | S1D2 | S1 | D2 | RE_Ninja_solar | 0.35577 | 0.765 | 0 | 0.24439 | Renewable Ninja (MERRA2) | compiled_reninja_ts.csv
BGD | S1D2 | S1 | D2 | RE_Ninja_solar | 0.34674 | 0.765 | 0 | 0.24296 | Renewable Ninja (MERRA2) | compiled_reninja_ts.csv
BGD | S1D2 | S1 | D2 | RE_Ninja_solar | 0.34497 | 0.731 | 0 | 0.23974 | Renewable Ninja (MERRA2) | compiled_reninja_ts.csv
BGD | S1D2 | S1 | D2 | RE_Ninja_solar | 0.35069 | 0.768 | 0 | 0.24727 | Renewable Ninja (MERRA2) | compiled_reninja_ts.csv
BGD | S1D3 | S1 | D3 | RE_Ninja_solar | 0 | 0 | 0 | 0 | Renewable Ninja (MERRA2) | compiled_reninja_ts.csv
BGD | S1D3 | S1 | D3 | RE_Ninja_solar | 0 | 0 | 0 | 0 | Renewable Ninja (MERRA2) | compiled_reninja_ts.csv
BGD | S1D3 | S1 | D3 | RE_Ninja_solar | 0 | 0 | 0 | 0 | Renewable Ninja (MERRA2) | compiled_reninja_ts.csv
BGD | S1D3 | S1 | D3 | RE_Ninja_solar | 0 | 0 | 0 | 0 | Renewable Ninja (MERRA2) | compiled_reninja_ts.csv
BGD | S1D3 | S1 | D3 | RE_Ninja_solar | 0 | 0 | 0 | 0 | Renewable Ninja (MERRA2) | compiled_reninja_ts.csv
BGD | S1D3 | S1 | D3 | RE_Ninja_solar | 0 | 0 | 0 | 0 | Renewable Ninja (MERRA2) | compiled_reninja_ts.csv
BGD | S1D3 | S1 | D3 | RE_Ninja_solar | 0 | 0 | 0 | 0 | Renewable Ninja (MERRA2) | compiled_reninja_ts.csv
BGD | S1D3 | S1 | D3 | RE_Ninja_solar | 0 | 0 | 0 | 0 | Renewable Ninja (MERRA2) | compiled_reninja_ts.csv
BGD | S1D3 | S1 | D3 | RE_Ninja_solar | 0 | 0 | 0 | 0 | Renewable Ninja (MERRA2) | compiled_reninja_ts.csv
BGD | S2D1 | S2 | D1 | RE_Ninja_solar | 2e-06 | 0.001 | 0 | 4.3e-05 | Renewable Ninja (MERRA2) | compiled_reninja_ts.csv
BGD | S2D1 | S2 | D1 | RE_Ninja_solar | 2e-06 | 0.001 | 0 | 4.3e-05 | Renewable Ninja (MERRA2) | compiled_reninja_ts.csv
BGD | S2D1 | S2 | D1 | RE_Ninja_solar | 1.1e-05 | 0.003 | 0 | 0.000147 | Renewable Ninja (MERRA2) | compiled_reninja_ts.csv
BGD | S2D1 | S2 | D1 | RE_Ninja_solar | 2e-06 | 0.001 | 0 | 4.3e-05 | Renewable Ninja (MERRA2) | compiled_reninja_ts.csv
BGD | S2D1 | S2 | D1 | RE_Ninja_solar | 7e-06 | 0.002 | 0 | 0.000104 | Renewable Ninja (MERRA2) | compiled_reninja_ts.csv
BGD | S2D1 | S2 | D1 | RE_Ninja_solar | 7e-06 | 0.002 | 0 | 0.000104 | Renewable Ninja (MERRA2) | compiled_reninja_ts.csv
BGD | S2D1 | S2 | D1 | RE_Ninja_solar | 5e-06 | 0.001 | 0 | 7.4e-05 | Renewable Ninja (MERRA2) | compiled_reninja_ts.csv
BGD | S2D1 | S2 | D1 | RE_Ninja_solar | 5e-06 | 0.001 | 0 | 7.4e-05 | Renewable Ninja (MERRA2) | compiled_reninja_ts.csv
BGD | S2D1 | S2 | D1 | RE_Ninja_solar | 5e-06 | 0.002 | 0 | 9.5e-05 | Renewable Ninja (MERRA2) | compiled_reninja_ts.csv
BGD | S2D2 | S2 | D2 | RE_Ninja_solar | 0.39021 | 0.767 | 0.003 | 0.22014 | Renewable Ninja (MERRA2) | compiled_reninja_ts.csv
BGD | S2D2 | S2 | D2 | RE_Ninja_solar | 0.36316 | 0.782 | 0.007 | 0.21562 | Renewable Ninja (MERRA2) | compiled_reninja_ts.csv
BGD | S2D2 | S2 | D2 | RE_Ninja_solar | 0.37831 | 0.743 | 0.007 | 0.21603 | Renewable Ninja (MERRA2) | compiled_reninja_ts.csv
BGD | S2D2 | S2 | D2 | RE_Ninja_solar | 0.37244 | 0.779 | 0.003 | 0.21775 | Renewable Ninja (MERRA2) | compiled_reninja_ts.csv
BGD | S2D2 | S2 | D2 | RE_Ninja_solar | 0.3717 | 0.765 | 0.007 | 0.21331 | Renewable Ninja (MERRA2) | compiled_reninja_ts.csv
BGD | S2D2 | S2 | D2 | RE_Ninja_solar | 0.38678 | 0.795 | 0 | 0.21544 | Renewable Ninja (MERRA2) | compiled_reninja_ts.csv
BGD | S2D2 | S2 | D2 | RE_Ninja_solar | 0.39897 | 0.77 | 0.005 | 0.21948 | Renewable Ninja (MERRA2) | compiled_reninja_ts.csv
BGD | S2D2 | S2 | D2 | RE_Ninja_solar | 0.3676 | 0.732 | 0.005 | 0.2125 | Renewable Ninja (MERRA2) | compiled_reninja_ts.csv
BGD | S2D2 | S2 | D2 | RE_Ninja_solar | 0.38856 | 0.749 | 0.014 | 0.2171 | Renewable Ninja (MERRA2) | compiled_reninja_ts.csv
BGD | S2D3 | S2 | D3 | RE_Ninja_solar | 0 | 0 | 0 | 0 | Renewable Ninja (MERRA2) | compiled_reninja_ts.csv
BGD | S2D3 | S2 | D3 | RE_Ninja_solar | 0 | 0 | 0 | 0 | Renewable Ninja (MERRA2) | compiled_reninja_ts.csv
BGD | S2D3 | S2 | D3 | RE_Ninja_solar | 0 | 0 | 0 | 0 | Renewable Ninja (MERRA2) | compiled_reninja_ts.csv
BGD | S2D3 | S2 | D3 | RE_Ninja_solar | 0 | 0 | 0 | 0 | Renewable Ninja (MERRA2) | compiled_reninja_ts.csv
BGD | S2D3 | S2 | D3 | RE_Ninja_solar | 0 | 0 | 0 | 0 | Renewable Ninja (MERRA2) | compiled_reninja_ts.csv
BGD | S2D3 | S2 | D3 | RE_Ninja_solar | 0 | 0 | 0 | 0 | Renewable Ninja (MERRA2) | compiled_reninja_ts.csv
BGD | S2D3 | S2 | D3 | RE_Ninja_solar | 0 | 0 | 0 | 0 | Renewable Ninja (MERRA2) | compiled_reninja_ts.csv
BGD | S2D3 | S2 | D3 | RE_Ninja_solar | 0 | 0 | 0 | 0 | Renewable Ninja (MERRA2) | compiled_reninja_ts.csv
BGD | S2D3 | S2 | D3 | RE_Ninja_solar | 0 | 0 | 0 | 0 | Renewable Ninja (MERRA2) | compiled_reninja_ts.csv
BGD | S3D1 | S3 | D1 | RE_Ninja_solar | 4e-05 | 0.005 | 0 | 0.000326 | Renewable Ninja (MERRA2) | compiled_reninja_ts.csv
BGD | S3D1 | S3 | D1 | RE_Ninja_solar | 5.9e-05 | 0.005 | 0 | 0.000432 | Renewable Ninja (MERRA2) | compiled_reninja_ts.csv
BGD | S3D1 | S3 | D1 | RE_Ninja_solar | 6.4e-05 | 0.004 | 0 | 0.000422 | Renewable Ninja (MERRA2) | compiled_reninja_ts.csv
BGD | S3D1 | S3 | D1 | RE_Ninja_solar | 2.2e-05 | 0.003 | 0 | 0.000201 | Renewable Ninja (MERRA2) | compiled_reninja_ts.csv
BGD | S3D1 | S3 | D1 | RE_Ninja_solar | 2.3e-05 | 0.004 | 0 | 0.00023 | Renewable Ninja (MERRA2) | compiled_reninja_ts.csv
BGD | S3D1 | S3 | D1 | RE_Ninja_solar | 5.9e-05 | 0.006 | 0 | 0.000435 | Renewable Ninja (MERRA2) | compiled_reninja_ts.csv
BGD | S3D1 | S3 | D1 | RE_Ninja_solar | 4.8e-05 | 0.006 | 0 | 0.000414 | Renewable Ninja (MERRA2) | compiled_reninja_ts.csv
BGD | S3D1 | S3 | D1 | RE_Ninja_solar | 7.1e-05 | 0.005 | 0 | 0.000499 | Renewable Ninja (MERRA2) | compiled_reninja_ts.csv
BGD | S3D1 | S3 | D1 | RE_Ninja_solar | 7.8e-05 | 0.006 | 0 | 0.000549 | Renewable Ninja (MERRA2) | compiled_reninja_ts.csv
BGD | S3D2 | S3 | D2 | RE_Ninja_solar | 0.29508 | 0.715 | 0 | 0.18103 | Renewable Ninja (MERRA2) | compiled_reninja_ts.csv
BGD | S3D2 | S3 | D2 | RE_Ninja_solar | 0.27856 | 0.712 | 0 | 0.17898 | Renewable Ninja (MERRA2) | compiled_reninja_ts.csv
BGD | S3D2 | S3 | D2 | RE_Ninja_solar | 0.29278 | 0.716 | 0.001 | 0.17869 | Renewable Ninja (MERRA2) | compiled_reninja_ts.csv
BGD | S3D2 | S3 | D2 | RE_Ninja_solar | 0.26468 | 0.676 | 0.001 | 0.16932 | Renewable Ninja (MERRA2) | compiled_reninja_ts.csv
BGD | S3D2 | S3 | D2 | RE_Ninja_solar | 0.28708 | 0.69 | 0.001 | 0.1726 | Renewable Ninja (MERRA2) | compiled_reninja_ts.csv
BGD | S3D2 | S3 | D2 | RE_Ninja_solar | 0.29155 | 0.705 | 0 | 0.17647 | Renewable Ninja (MERRA2) | compiled_reninja_ts.csv
BGD | S3D2 | S3 | D2 | RE_Ninja_solar | 0.28745 | 0.706 | 0 | 0.17979 | Renewable Ninja (MERRA2) | compiled_reninja_ts.csv
BGD | S3D2 | S3 | D2 | RE_Ninja_solar | 0.29158 | 0.693 | 0.001 | 0.17928 | Renewable Ninja (MERRA2) | compiled_reninja_ts.csv
BGD | S3D2 | S3 | D2 | RE_Ninja_solar | 0.3128 | 0.711 | 0 | 0.18765 | Renewable Ninja (MERRA2) | compiled_reninja_ts.csv
BGD | S3D3 | S3 | D3 | RE_Ninja_solar | 1.1e-05 | 0.002 | 0 | 0.000116 | Renewable Ninja (MERRA2) | compiled_reninja_ts.csv
BGD | S3D3 | S3 | D3 | RE_Ninja_solar | 8e-06 | 0.002 | 0 | 0.000104 | Renewable Ninja (MERRA2) | compiled_reninja_ts.csv
BGD | S3D3 | S3 | D3 | RE_Ninja_solar | 1.8e-05 | 0.002 | 0 | 0.00016 | Renewable Ninja (MERRA2) | compiled_reninja_ts.csv
BGD | S3D3 | S3 | D3 | RE_Ninja_solar | 5e-06 | 0.002 | 0 | 9e-05 | Renewable Ninja (MERRA2) | compiled_reninja_ts.csv
BGD | S3D3 | S3 | D3 | RE_Ninja_solar | 4e-06 | 0.001 | 0 | 6.4e-05 | Renewable Ninja (MERRA2) | compiled_reninja_ts.csv
BGD | S3D3 | S3 | D3 | RE_Ninja_solar | 1e-05 | 0.002 | 0 | 0.000122 | Renewable Ninja (MERRA2) | compiled_reninja_ts.csv
BGD | S3D3 | S3 | D3 | RE_Ninja_solar | 7e-06 | 0.001 | 0 | 8.2e-05 | Renewable Ninja (MERRA2) | compiled_reninja_ts.csv
BGD | S3D3 | S3 | D3 | RE_Ninja_solar | 1.6e-05 | 0.003 | 0 | 0.000156 | Renewable Ninja (MERRA2) | compiled_reninja_ts.csv
BGD | S3D3 | S3 | D3 | RE_Ninja_solar | 1.6e-05 | 0.002 | 0 | 0.000156 | Renewable Ninja (MERRA2) | compiled_reninja_ts.csv
BGD | S4D1 | S4 | D1 | RE_Ninja_solar | 0 | 0 | 0 | 0 | Renewable Ninja (MERRA2) | compiled_reninja_ts.csv
BGD | S4D1 | S4 | D1 | RE_Ninja_solar | 0 | 0 | 0 | 0 | Renewable Ninja (MERRA2) | compiled_reninja_ts.csv
BGD | S4D1 | S4 | D1 | RE_Ninja_solar | 0 | 0 | 0 | 0 | Renewable Ninja (MERRA2) | compiled_reninja_ts.csv
BGD | S4D1 | S4 | D1 | RE_Ninja_solar | 0 | 0 | 0 | 0 | Renewable Ninja (MERRA2) | compiled_reninja_ts.csv
BGD | S4D1 | S4 | D1 | RE_Ninja_solar | 0 | 0 | 0 | 0 | Renewable Ninja (MERRA2) | compiled_reninja_ts.csv
BGD | S4D1 | S4 | D1 | RE_Ninja_solar | 0 | 0 | 0 | 0 | Renewable Ninja (MERRA2) | compiled_reninja_ts.csv
BGD | S4D1 | S4 | D1 | RE_Ninja_solar | 0 | 0 | 0 | 0 | Renewable Ninja (MERRA2) | compiled_reninja_ts.csv
BGD | S4D1 | S4 | D1 | RE_Ninja_solar | 0 | 0 | 0 | 0 | Renewable Ninja (MERRA2) | compiled_reninja_ts.csv
BGD | S4D1 | S4 | D1 | RE_Ninja_solar | 0 | 0 | 0 | 0 | Renewable Ninja (MERRA2) | compiled_reninja_ts.csv
BGD | S4D2 | S4 | D2 | RE_Ninja_solar | 0.35337 | 0.729 | 0 | 0.23819 | Renewable Ninja (MERRA2) | compiled_reninja_ts.csv
BGD | S4D2 | S4 | D2 | RE_Ninja_solar | 0.35391 | 0.731 | 0 | 0.23911 | Renewable Ninja (MERRA2) | compiled_reninja_ts.csv
BGD | S4D2 | S4 | D2 | RE_Ninja_solar | 0.33806 | 0.732 | 0 | 0.23883 | Renewable Ninja (MERRA2) | compiled_reninja_ts.csv
BGD | S4D2 | S4 | D2 | RE_Ninja_solar | 0.32493 | 0.728 | 0 | 0.23731 | Renewable Ninja (MERRA2) | compiled_reninja_ts.csv
BGD | S4D2 | S4 | D2 | RE_Ninja_solar | 0.35426 | 0.717 | 0 | 0.23867 | Renewable Ninja (MERRA2) | compiled_reninja_ts.csv
BGD | S4D2 | S4 | D2 | RE_Ninja_solar | 0.33156 | 0.719 | 0 | 0.23487 | Renewable Ninja (MERRA2) | compiled_reninja_ts.csv
BGD | S4D2 | S4 | D2 | RE_Ninja_solar | 0.33157 | 0.734 | 0 | 0.23546 | Renewable Ninja (MERRA2) | compiled_reninja_ts.csv
BGD | S4D2 | S4 | D2 | RE_Ninja_solar | 0.33087 | 0.748 | 0 | 0.23687 | Renewable Ninja (MERRA2) | compiled_reninja_ts.csv
BGD | S4D2 | S4 | D2 | RE_Ninja_solar | 0.36076 | 0.746 | 0 | 0.24719 | Renewable Ninja (MERRA2) | compiled_reninja_ts.csv
BGD | S4D3 | S4 | D3 | RE_Ninja_solar | 0 | 0 | 0 | 0 | Renewable Ninja (MERRA2) | compiled_reninja_ts.csv
BGD | S4D3 | S4 | D3 | RE_Ninja_solar | 0 | 0 | 0 | 0 | Renewable Ninja (MERRA2) | compiled_reninja_ts.csv
BGD | S4D3 | S4 | D3 | RE_Ninja_solar | 0 | 0 | 0 | 0 | Renewable Ninja (MERRA2) | compiled_reninja_ts.csv
BGD | S4D3 | S4 | D3 | RE_Ninja_solar | 0 | 0 | 0 | 0 | Renewable Ninja (MERRA2) | compiled_reninja_ts.csv
BGD | S4D3 | S4 | D3 | RE_Ninja_solar | 0 | 0 | 0 | 0 | Renewable Ninja (MERRA2) | compiled_reninja_ts.csv
BGD | S4D3 | S4 | D3 | RE_Ninja_solar | 0 | 0 | 0 | 0 | Renewable Ninja (MERRA2) | compiled_reninja_ts.csv
BGD | S4D3 | S4 | D3 | RE_Ninja_solar | 0 | 0 | 0 | 0 | Renewable Ninja (MERRA2) | compiled_reninja_ts.csv
BGD | S4D3 | S4 | D3 | RE_Ninja_solar | 0 | 0 | 0 | 0 | Renewable Ninja (MERRA2) | compiled_reninja_ts.csv
BGD | S4D3 | S4 | D3 | RE_Ninja_solar | 0 | 0 | 0 | 0 | Renewable Ninja (MERRA2) | compiled_reninja_ts.csv
BGD | S1D1 | S1 | D1 | RE_Ninja_wind | 0.29828 | 0.771 | 0.002 | 0.20909 | Renewable Ninja (MERRA2) | compiled_reninja_ts.csv
BGD | S1D1 | S1 | D1 | RE_Ninja_wind | 0.17306 | 0.792 | 0 | 0.16728 | Renewable Ninja (MERRA2) | compiled_reninja_ts.csv
BGD | S1D1 | S1 | D1 | RE_Ninja_wind | 0.10489 | 0.787 | 0 | 0.14987 | Renewable Ninja (MERRA2) | compiled_reninja_ts.csv
BGD | S1D1 | S1 | D1 | RE_Ninja_wind | 0.20328 | 0.773 | 0 | 0.18228 | Renewable Ninja (MERRA2) | compiled_reninja_ts.csv
BGD | S1D1 | S1 | D1 | RE_Ninja_wind | 0.14208 | 0.673 | 0 | 0.13774 | Renewable Ninja (MERRA2) | compiled_reninja_ts.csv
BGD | S1D1 | S1 | D1 | RE_Ninja_wind | 0.18844 | 0.77 | 0 | 0.18177 | Renewable Ninja (MERRA2) | compiled_reninja_ts.csv
BGD | S1D1 | S1 | D1 | RE_Ninja_wind | 0.16791 | 0.694 | 0.001 | 0.15623 | Renewable Ninja (MERRA2) | compiled_reninja_ts.csv
BGD | S1D1 | S1 | D1 | RE_Ninja_wind | 0.16 | 0.704 | 0 | 0.15352 | Renewable Ninja (MERRA2) | compiled_reninja_ts.csv
BGD | S1D1 | S1 | D1 | RE_Ninja_wind | 0.20644 | 0.737 | 0 | 0.16942 | Renewable Ninja (MERRA2) | compiled_reninja_ts.csv
BGD | S1D2 | S1 | D2 | RE_Ninja_wind | 0.11984 | 0.676 | 0 | 0.1274 | Renewable Ninja (MERRA2) | compiled_reninja_ts.csv
BGD | S1D2 | S1 | D2 | RE_Ninja_wind | 0.062721 | 0.661 | 0 | 0.086288 | Renewable Ninja (MERRA2) | compiled_reninja_ts.csv
BGD | S1D2 | S1 | D2 | RE_Ninja_wind | 0.058244 | 0.584 | 0 | 0.076295 | Renewable Ninja (MERRA2) | compiled_reninja_ts.csv
BGD | S1D2 | S1 | D2 | RE_Ninja_wind | 0.08381 | 0.871 | 0 | 0.12973 | Renewable Ninja (MERRA2) | compiled_reninja_ts.csv
BGD | S1D2 | S1 | D2 | RE_Ninja_wind | 0.053334 | 0.559 | 0 | 0.07566 | Renewable Ninja (MERRA2) | compiled_reninja_ts.csv
BGD | S1D2 | S1 | D2 | RE_Ninja_wind | 0.079035 | 0.723 | 0 | 0.105 | Renewable Ninja (MERRA2) | compiled_reninja_ts.csv
BGD | S1D2 | S1 | D2 | RE_Ninja_wind | 0.068035 | 0.528 | 0 | 0.082967 | Renewable Ninja (MERRA2) | compiled_reninja_ts.csv
BGD | S1D2 | S1 | D2 | RE_Ninja_wind | 0.054982 | 0.532 | 0 | 0.074503 | Renewable Ninja (MERRA2) | compiled_reninja_ts.csv
BGD | S1D2 | S1 | D2 | RE_Ninja_wind | 0.076755 | 0.728 | 0 | 0.10783 | Renewable Ninja (MERRA2) | compiled_reninja_ts.csv
BGD | S1D3 | S1 | D3 | RE_Ninja_wind | 0.33827 | 0.802 | 0.003 | 0.21283 | Renewable Ninja (MERRA2) | compiled_reninja_ts.csv
BGD | S1D3 | S1 | D3 | RE_Ninja_wind | 0.17783 | 0.822 | 0 | 0.18283 | Renewable Ninja (MERRA2) | compiled_reninja_ts.csv
BGD | S1D3 | S1 | D3 | RE_Ninja_wind | 0.1163 | 0.793 | 0 | 0.15976 | Renewable Ninja (MERRA2) | compiled_reninja_ts.csv
BGD | S1D3 | S1 | D3 | RE_Ninja_wind | 0.21104 | 0.921 | 0 | 0.20569 | Renewable Ninja (MERRA2) | compiled_reninja_ts.csv
BGD | S1D3 | S1 | D3 | RE_Ninja_wind | 0.14581 | 0.616 | 0 | 0.14462 | Renewable Ninja (MERRA2) | compiled_reninja_ts.csv
BGD | S1D3 | S1 | D3 | RE_Ninja_wind | 0.14874 | 0.735 | 0 | 0.15269 | Renewable Ninja (MERRA2) | compiled_reninja_ts.csv
BGD | S1D3 | S1 | D3 | RE_Ninja_wind | 0.15312 | 0.739 | 0 | 0.15381 | Renewable Ninja (MERRA2) | compiled_reninja_ts.csv
BGD | S1D3 | S1 | D3 | RE_Ninja_wind | 0.149 | 0.755 | 0 | 0.15811 | Renewable Ninja (MERRA2) | compiled_reninja_ts.csv
BGD | S1D3 | S1 | D3 | RE_Ninja_wind | 0.15842 | 0.852 | 0 | 0.17216 | Renewable Ninja (MERRA2) | compiled_reninja_ts.csv
BGD | S2D1 | S2 | D1 | RE_Ninja_wind | 0.33744 | 0.867 | 0.001 | 0.21578 | Renewable Ninja (MERRA2) | compiled_reninja_ts.csv
BGD | S2D1 | S2 | D1 | RE_Ninja_wind | 0.34397 | 0.834 | 0.002 | 0.20807 | Renewable Ninja (MERRA2) | compiled_reninja_ts.csv
BGD | S2D1 | S2 | D1 | RE_Ninja_wind | 0.33498 | 0.834 | 0.001 | 0.21459 | Renewable Ninja (MERRA2) | compiled_reninja_ts.csv
BGD | S2D1 | S2 | D1 | RE_Ninja_wind | 0.34508 | 0.905 | 0 | 0.23091 | Renewable Ninja (MERRA2) | compiled_reninja_ts.csv
BGD | S2D1 | S2 | D1 | RE_Ninja_wind | 0.26349 | 0.732 | 0.001 | 0.17332 | Renewable Ninja (MERRA2) | compiled_reninja_ts.csv
BGD | S2D1 | S2 | D1 | RE_Ninja_wind | 0.34492 | 0.972 | 0 | 0.20701 | Renewable Ninja (MERRA2) | compiled_reninja_ts.csv
BGD | S2D1 | S2 | D1 | RE_Ninja_wind | 0.20002 | 0.841 | 0 | 0.20249 | Renewable Ninja (MERRA2) | compiled_reninja_ts.csv
BGD | S2D1 | S2 | D1 | RE_Ninja_wind | 0.29724 | 0.964 | 0 | 0.22326 | Renewable Ninja (MERRA2) | compiled_reninja_ts.csv
BGD | S2D1 | S2 | D1 | RE_Ninja_wind | 0.34227 | 0.876 | 0.001 | 0.21591 | Renewable Ninja (MERRA2) | compiled_reninja_ts.csv
BGD | S2D2 | S2 | D2 | RE_Ninja_wind | 0.19667 | 0.954 | 0 | 0.21128 | Renewable Ninja (MERRA2) | compiled_reninja_ts.csv
BGD | S2D2 | S2 | D2 | RE_Ninja_wind | 0.19676 | 0.864 | 0 | 0.19079 | Renewable Ninja (MERRA2) | compiled_reninja_ts.csv
BGD | S2D2 | S2 | D2 | RE_Ninja_wind | 0.24624 | 0.969 | 0 | 0.24974 | Renewable Ninja (MERRA2) | compiled_reninja_ts.csv
BGD | S2D2 | S2 | D2 | RE_Ninja_wind | 0.22547 | 0.972 | 0 | 0.25922 | Renewable Ninja (MERRA2) | compiled_reninja_ts.csv
BGD | S2D2 | S2 | D2 | RE_Ninja_wind | 0.1321 | 0.805 | 0 | 0.16588 | Renewable Ninja (MERRA2) | compiled_reninja_ts.csv
BGD | S2D2 | S2 | D2 | RE_Ninja_wind | 0.20591 | 0.973 | 0 | 0.21381 | Renewable Ninja (MERRA2) | compiled_reninja_ts.csv
BGD | S2D2 | S2 | D2 | RE_Ninja_wind | 0.13623 | 0.973 | 0 | 0.22309 | Renewable Ninja (MERRA2) | compiled_reninja_ts.csv
BGD | S2D2 | S2 | D2 | RE_Ninja_wind | 0.1268 | 0.973 | 0 | 0.18896 | Renewable Ninja (MERRA2) | compiled_reninja_ts.csv
BGD | S2D2 | S2 | D2 | RE_Ninja_wind | 0.23066 | 0.919 | 0 | 0.23612 | Renewable Ninja (MERRA2) | compiled_reninja_ts.csv
BGD | S2D3 | S2 | D3 | RE_Ninja_wind | 0.41582 | 0.97 | 0.001 | 0.3031 | Renewable Ninja (MERRA2) | compiled_reninja_ts.csv
BGD | S2D3 | S2 | D3 | RE_Ninja_wind | 0.42424 | 0.916 | 0.001 | 0.2488 | Renewable Ninja (MERRA2) | compiled_reninja_ts.csv
BGD | S2D3 | S2 | D3 | RE_Ninja_wind | 0.47235 | 0.973 | 0.001 | 0.30231 | Renewable Ninja (MERRA2) | compiled_reninja_ts.csv
BGD | S2D3 | S2 | D3 | RE_Ninja_wind | 0.44342 | 0.971 | 0 | 0.28783 | Renewable Ninja (MERRA2) | compiled_reninja_ts.csv
BGD | S2D3 | S2 | D3 | RE_Ninja_wind | 0.31281 | 0.862 | 0 | 0.24604 | Renewable Ninja (MERRA2) | compiled_reninja_ts.csv
BGD | S2D3 | S2 | D3 | RE_Ninja_wind | 0.47234 | 0.973 | 0 | 0.29249 | Renewable Ninja (MERRA2) | compiled_reninja_ts.csv
BGD | S2D3 | S2 | D3 | RE_Ninja_wind | 0.25525 | 0.941 | 0 | 0.2588 | Renewable Ninja (MERRA2) | compiled_reninja_ts.csv
BGD | S2D3 | S2 | D3 | RE_Ninja_wind | 0.3446 | 0.969 | 0.001 | 0.28151 | Renewable Ninja (MERRA2) | compiled_reninja_ts.csv
BGD | S2D3 | S2 | D3 | RE_Ninja_wind | 0.49974 | 0.95 | 0 | 0.28059 | Renewable Ninja (MERRA2) | compiled_reninja_ts.csv
BGD | S3D1 | S3 | D1 | RE_Ninja_wind | 0.40219 | 0.958 | 0 | 0.19679 | Renewable Ninja (MERRA2) | compiled_reninja_ts.csv
BGD | S3D1 | S3 | D1 | RE_Ninja_wind | 0.35694 | 0.973 | 0 | 0.22813 | Renewable Ninja (MERRA2) | compiled_reninja_ts.csv
BGD | S3D1 | S3 | D1 | RE_Ninja_wind | 0.33052 | 0.973 | 0 | 0.20113 | Renewable Ninja (MERRA2) | compiled_reninja_ts.csv
BGD | S3D1 | S3 | D1 | RE_Ninja_wind | 0.32844 | 0.973 | 0.001 | 0.22551 | Renewable Ninja (MERRA2) | compiled_reninja_ts.csv
BGD | S3D1 | S3 | D1 | RE_Ninja_wind | 0.32894 | 0.867 | 0 | 0.19294 | Renewable Ninja (MERRA2) | compiled_reninja_ts.csv
BGD | S3D1 | S3 | D1 | RE_Ninja_wind | 0.33472 | 0.873 | 0 | 0.21332 | Renewable Ninja (MERRA2) | compiled_reninja_ts.csv
BGD | S3D1 | S3 | D1 | RE_Ninja_wind | 0.35294 | 0.939 | 0 | 0.19395 | Renewable Ninja (MERRA2) | compiled_reninja_ts.csv
BGD | S3D1 | S3 | D1 | RE_Ninja_wind | 0.34315 | 0.973 | 0 | 0.22265 | Renewable Ninja (MERRA2) | compiled_reninja_ts.csv
BGD | S3D1 | S3 | D1 | RE_Ninja_wind | 0.33738 | 0.923 | 0 | 0.20209 | Renewable Ninja (MERRA2) | compiled_reninja_ts.csv
BGD | S3D2 | S3 | D2 | RE_Ninja_wind | 0.3676 | 0.973 | 0 | 0.26249 | Renewable Ninja (MERRA2) | compiled_reninja_ts.csv
BGD | S3D2 | S3 | D2 | RE_Ninja_wind | 0.31568 | 0.972 | 0 | 0.264 | Renewable Ninja (MERRA2) | compiled_reninja_ts.csv
BGD | S3D2 | S3 | D2 | RE_Ninja_wind | 0.28243 | 0.973 | 0 | 0.26358 | Renewable Ninja (MERRA2) | compiled_reninja_ts.csv
BGD | S3D2 | S3 | D2 | RE_Ninja_wind | 0.28592 | 0.945 | 0 | 0.24341 | Renewable Ninja (MERRA2) | compiled_reninja_ts.csv
BGD | S3D2 | S3 | D2 | RE_Ninja_wind | 0.28387 | 0.973 | 0 | 0.2376 | Renewable Ninja (MERRA2) | compiled_reninja_ts.csv
BGD | S3D2 | S3 | D2 | RE_Ninja_wind | 0.31287 | 0.968 | 0 | 0.27736 | Renewable Ninja (MERRA2) | compiled_reninja_ts.csv
BGD | S3D2 | S3 | D2 | RE_Ninja_wind | 0.32772 | 0.973 | 0 | 0.24904 | Renewable Ninja (MERRA2) | compiled_reninja_ts.csv
BGD | S3D2 | S3 | D2 | RE_Ninja_wind | 0.30207 | 0.973 | 0 | 0.25187 | Renewable Ninja (MERRA2) | compiled_reninja_ts.csv
BGD | S3D2 | S3 | D2 | RE_Ninja_wind | 0.31682 | 0.973 | 0 | 0.26792 | Renewable Ninja (MERRA2) | compiled_reninja_ts.csv
BGD | S3D3 | S3 | D3 | RE_Ninja_wind | 0.45907 | 0.961 | 0 | 0.2113 | Renewable Ninja (MERRA2) | compiled_reninja_ts.csv
BGD | S3D3 | S3 | D3 | RE_Ninja_wind | 0.42503 | 0.972 | 0 | 0.24759 | Renewable Ninja (MERRA2) | compiled_reninja_ts.csv
BGD | S3D3 | S3 | D3 | RE_Ninja_wind | 0.39158 | 0.973 | 0.003 | 0.21346 | Renewable Ninja (MERRA2) | compiled_reninja_ts.csv
BGD | S3D3 | S3 | D3 | RE_Ninja_wind | 0.36303 | 0.972 | 0.001 | 0.23776 | Renewable Ninja (MERRA2) | compiled_reninja_ts.csv
BGD | S3D3 | S3 | D3 | RE_Ninja_wind | 0.37207 | 0.954 | 0.003 | 0.20897 | Renewable Ninja (MERRA2) | compiled_reninja_ts.csv
BGD | S3D3 | S3 | D3 | RE_Ninja_wind | 0.38227 | 0.96 | 0 | 0.22879 | Renewable Ninja (MERRA2) | compiled_reninja_ts.csv
BGD | S3D3 | S3 | D3 | RE_Ninja_wind | 0.40816 | 0.939 | 0 | 0.21114 | Renewable Ninja (MERRA2) | compiled_reninja_ts.csv
BGD | S3D3 | S3 | D3 | RE_Ninja_wind | 0.38644 | 0.973 | 0 | 0.23718 | Renewable Ninja (MERRA2) | compiled_reninja_ts.csv
BGD | S3D3 | S3 | D3 | RE_Ninja_wind | 0.40458 | 0.929 | 0 | 0.21976 | Renewable Ninja (MERRA2) | compiled_reninja_ts.csv
BGD | S4D1 | S4 | D1 | RE_Ninja_wind | 0.076339 | 0.365 | 0 | 0.078516 | Renewable Ninja (MERRA2) | compiled_reninja_ts.csv
BGD | S4D1 | S4 | D1 | RE_Ninja_wind | 0.058432 | 0.648 | 0 | 0.097404 | Renewable Ninja (MERRA2) | compiled_reninja_ts.csv
BGD | S4D1 | S4 | D1 | RE_Ninja_wind | 0.16882 | 0.874 | 0 | 0.18332 | Renewable Ninja (MERRA2) | compiled_reninja_ts.csv
BGD | S4D1 | S4 | D1 | RE_Ninja_wind | 0.17838 | 0.925 | 0 | 0.19132 | Renewable Ninja (MERRA2) | compiled_reninja_ts.csv
BGD | S4D1 | S4 | D1 | RE_Ninja_wind | 0.083536 | 0.551 | 0 | 0.10523 | Renewable Ninja (MERRA2) | compiled_reninja_ts.csv
BGD | S4D1 | S4 | D1 | RE_Ninja_wind | 0.13737 | 0.807 | 0 | 0.15335 | Renewable Ninja (MERRA2) | compiled_reninja_ts.csv
BGD | S4D1 | S4 | D1 | RE_Ninja_wind | 0.12145 | 0.554 | 0 | 0.11721 | Renewable Ninja (MERRA2) | compiled_reninja_ts.csv
BGD | S4D1 | S4 | D1 | RE_Ninja_wind | 0.14954 | 0.658 | 0 | 0.16248 | Renewable Ninja (MERRA2) | compiled_reninja_ts.csv
BGD | S4D1 | S4 | D1 | RE_Ninja_wind | 0.14768 | 0.887 | 0 | 0.14557 | Renewable Ninja (MERRA2) | compiled_reninja_ts.csv
BGD | S4D2 | S4 | D2 | RE_Ninja_wind | 0.027374 | 0.212 | 0 | 0.036256 | Renewable Ninja (MERRA2) | compiled_reninja_ts.csv
BGD | S4D2 | S4 | D2 | RE_Ninja_wind | 0.029665 | 0.378 | 0 | 0.054263 | Renewable Ninja (MERRA2) | compiled_reninja_ts.csv
BGD | S4D2 | S4 | D2 | RE_Ninja_wind | 0.065449 | 0.682 | 0 | 0.09612 | Renewable Ninja (MERRA2) | compiled_reninja_ts.csv
BGD | S4D2 | S4 | D2 | RE_Ninja_wind | 0.097739 | 0.973 | 0 | 0.17162 | Renewable Ninja (MERRA2) | compiled_reninja_ts.csv
BGD | S4D2 | S4 | D2 | RE_Ninja_wind | 0.053709 | 0.629 | 0 | 0.095189 | Renewable Ninja (MERRA2) | compiled_reninja_ts.csv
BGD | S4D2 | S4 | D2 | RE_Ninja_wind | 0.072583 | 0.857 | 0 | 0.14756 | Renewable Ninja (MERRA2) | compiled_reninja_ts.csv
BGD | S4D2 | S4 | D2 | RE_Ninja_wind | 0.058975 | 0.688 | 0 | 0.10548 | Renewable Ninja (MERRA2) | compiled_reninja_ts.csv
BGD | S4D2 | S4 | D2 | RE_Ninja_wind | 0.073626 | 0.814 | 0 | 0.12795 | Renewable Ninja (MERRA2) | compiled_reninja_ts.csv
BGD | S4D2 | S4 | D2 | RE_Ninja_wind | 0.072936 | 0.969 | 0 | 0.13563 | Renewable Ninja (MERRA2) | compiled_reninja_ts.csv
BGD | S4D3 | S4 | D3 | RE_Ninja_wind | 0.076511 | 0.394 | 0 | 0.07813 | Renewable Ninja (MERRA2) | compiled_reninja_ts.csv
BGD | S4D3 | S4 | D3 | RE_Ninja_wind | 0.069489 | 0.494 | 0 | 0.11033 | Renewable Ninja (MERRA2) | compiled_reninja_ts.csv
BGD | S4D3 | S4 | D3 | RE_Ninja_wind | 0.14728 | 0.805 | 0 | 0.16308 | Renewable Ninja (MERRA2) | compiled_reninja_ts.csv
BGD | S4D3 | S4 | D3 | RE_Ninja_wind | 0.14858 | 0.973 | 0 | 0.18458 | Renewable Ninja (MERRA2) | compiled_reninja_ts.csv
BGD | S4D3 | S4 | D3 | RE_Ninja_wind | 0.078833 | 0.58 | 0 | 0.11083 | Renewable Ninja (MERRA2) | compiled_reninja_ts.csv
BGD | S4D3 | S4 | D3 | RE_Ninja_wind | 0.11223 | 0.865 | 0 | 0.15232 | Renewable Ninja (MERRA2) | compiled_reninja_ts.csv
BGD | S4D3 | S4 | D3 | RE_Ninja_wind | 0.10797 | 0.663 | 0 | 0.1165 | Renewable Ninja (MERRA2) | compiled_reninja_ts.csv
BGD | S4D3 | S4 | D3 | RE_Ninja_wind | 0.10922 | 0.683 | 0 | 0.16074 | Renewable Ninja (MERRA2) | compiled_reninja_ts.csv
BGD | S4D3 | S4 | D3 | RE_Ninja_wind | 0.12685 | 0.972 | 0 | 0.15729 | Renewable Ninja (MERRA2) | compiled_reninja_ts.csv
BGD | S1D1 | Winter (Dec-Feb) | D1 | Solar | 0 |  |  |  | D=daily 23-26; S=hourly 24 | BGD_DA_Final.xlsx
BGD | S1D2 | Winter (Dec-Feb) | D2 | Solar | 0.2479 |  |  |  | D=daily 23-26; S=hourly 24 | BGD_DA_Final.xlsx
BGD | S1D3 | Winter (Dec-Feb) | D3 | Solar | 0 |  |  |  | D=daily 23-26; S=hourly 24 | BGD_DA_Final.xlsx
BGD | S2D1 | Pre-monsoon (Mar-May) | D1 | Solar | 0.0022 |  |  |  | D=daily 23-26; S=hourly 24 | BGD_DA_Final.xlsx
BGD | S2D2 | Pre-monsoon (Mar-May) | D2 | Solar | 0.3244 |  |  |  | D=daily 23-26; S=hourly 24 | BGD_DA_Final.xlsx
BGD | S2D3 | Pre-monsoon (Mar-May) | D3 | Solar | 0 |  |  |  | D=daily 23-26; S=hourly 24 | BGD_DA_Final.xlsx
BGD | S3D1 | SW Monsoon (Jun-Sep) | D1 | Solar | 0.0024 |  |  |  | D=daily 23-26; S=hourly 24 | BGD_DA_Final.xlsx
BGD | S3D2 | SW Monsoon (Jun-Sep) | D2 | Solar | 0.299 |  |  |  | D=daily 23-26; S=hourly 24 | BGD_DA_Final.xlsx
BGD | S3D3 | SW Monsoon (Jun-Sep) | D3 | Solar | 0 |  |  |  | D=daily 23-26; S=hourly 24 | BGD_DA_Final.xlsx
BGD | S4D1 | Post-monsoon (Oct-Nov) | D1 | Solar | 0.0001 |  |  |  | D=daily 23-26; S=hourly 24 | BGD_DA_Final.xlsx
BGD | S4D2 | Post-monsoon (Oct-Nov) | D2 | Solar | 0.36 |  |  |  | D=daily 23-26; S=hourly 24 | BGD_DA_Final.xlsx
BGD | S4D3 | Post-monsoon (Oct-Nov) | D3 | Solar | 0 |  |  |  | D=daily 23-26; S=hourly 24 | BGD_DA_Final.xlsx
BGD | S1D1 | Winter (Dec-Feb) | D1 | Wind | 0.2635 |  |  |  | D=daily 23-26; S=hourly 24 | BGD_DA_Final.xlsx
BGD | S1D2 | Winter (Dec-Feb) | D2 | Wind | 0.1298 |  |  |  | D=daily 23-26; S=hourly 24 | BGD_DA_Final.xlsx
BGD | S1D3 | Winter (Dec-Feb) | D3 | Wind | 0.1617 |  |  |  | D=daily 23-26; S=hourly 24 | BGD_DA_Final.xlsx
BGD | S2D1 | Pre-monsoon (Mar-May) | D1 | Wind | 0.2976 |  |  |  | D=daily 23-26; S=hourly 24 | BGD_DA_Final.xlsx
BGD | S2D2 | Pre-monsoon (Mar-May) | D2 | Wind | 0.3572 |  |  |  | D=daily 23-26; S=hourly 24 | BGD_DA_Final.xlsx
BGD | S2D3 | Pre-monsoon (Mar-May) | D3 | Wind | 0.2882 |  |  |  | D=daily 23-26; S=hourly 24 | BGD_DA_Final.xlsx
BGD | S3D1 | SW Monsoon (Jun-Sep) | D1 | Wind | 0.3325 |  |  |  | D=daily 23-26; S=hourly 24 | BGD_DA_Final.xlsx
BGD | S3D2 | SW Monsoon (Jun-Sep) | D2 | Wind | 0.3693 |  |  |  | D=daily 23-26; S=hourly 24 | BGD_DA_Final.xlsx
BGD | S3D3 | SW Monsoon (Jun-Sep) | D3 | Wind | 0.3292 |  |  |  | D=daily 23-26; S=hourly 24 | BGD_DA_Final.xlsx
BGD | S4D1 | Post-monsoon (Oct-Nov) | D1 | Wind | 0.1434 |  |  |  | D=daily 23-26; S=hourly 24 | BGD_DA_Final.xlsx
BGD | S4D2 | Post-monsoon (Oct-Nov) | D2 | Wind | 0.1154 |  |  |  | D=daily 23-26; S=hourly 24 | BGD_DA_Final.xlsx
BGD | S4D3 | Post-monsoon (Oct-Nov) | D3 | Wind | 0.1029 |  |  |  | D=daily 23-26; S=hourly 24 | BGD_DA_Final.xlsx
BTN | S1D1 | S1 | D1 | RE_Ninja_solar | 0 | 0 | 0 | 0 | Renewable Ninja (MERRA2) | compiled_reninja_ts.csv
BTN | S1D1 | S1 | D1 | RE_Ninja_solar | 0 | 0 | 0 | 0 | Renewable Ninja (MERRA2) | compiled_reninja_ts.csv
BTN | S1D1 | S1 | D1 | RE_Ninja_solar | 0 | 0 | 0 | 0 | Renewable Ninja (MERRA2) | compiled_reninja_ts.csv
BTN | S1D1 | S1 | D1 | RE_Ninja_solar | 0 | 0 | 0 | 0 | Renewable Ninja (MERRA2) | compiled_reninja_ts.csv
BTN | S1D1 | S1 | D1 | RE_Ninja_solar | 0 | 0 | 0 | 0 | Renewable Ninja (MERRA2) | compiled_reninja_ts.csv
BTN | S1D1 | S1 | D1 | RE_Ninja_solar | 0 | 0 | 0 | 0 | Renewable Ninja (MERRA2) | compiled_reninja_ts.csv
BTN | S1D1 | S1 | D1 | RE_Ninja_solar | 0 | 0 | 0 | 0 | Renewable Ninja (MERRA2) | compiled_reninja_ts.csv
BTN | S1D1 | S1 | D1 | RE_Ninja_solar | 0 | 0 | 0 | 0 | Renewable Ninja (MERRA2) | compiled_reninja_ts.csv
BTN | S1D1 | S1 | D1 | RE_Ninja_solar | 0 | 0 | 0 | 0 | Renewable Ninja (MERRA2) | compiled_reninja_ts.csv
BTN | S1D2 | S1 | D2 | RE_Ninja_solar | 0.50459 | 0.9 | 0 | 0.30923 | Renewable Ninja (MERRA2) | compiled_reninja_ts.csv
BTN | S1D2 | S1 | D2 | RE_Ninja_solar | 0.47176 | 0.9 | 0 | 0.30456 | Renewable Ninja (MERRA2) | compiled_reninja_ts.csv
BTN | S1D2 | S1 | D2 | RE_Ninja_solar | 0.46919 | 0.9 | 0 | 0.30604 | Renewable Ninja (MERRA2) | compiled_reninja_ts.csv
BTN | S1D2 | S1 | D2 | RE_Ninja_solar | 0.48275 | 0.9 | 0 | 0.30754 | Renewable Ninja (MERRA2) | compiled_reninja_ts.csv
BTN | S1D2 | S1 | D2 | RE_Ninja_solar | 0.49243 | 0.9 | 0 | 0.30563 | Renewable Ninja (MERRA2) | compiled_reninja_ts.csv
BTN | S1D2 | S1 | D2 | RE_Ninja_solar | 0.47849 | 0.9 | 0 | 0.30604 | Renewable Ninja (MERRA2) | compiled_reninja_ts.csv
BTN | S1D2 | S1 | D2 | RE_Ninja_solar | 0.47876 | 0.9 | 0 | 0.30953 | Renewable Ninja (MERRA2) | compiled_reninja_ts.csv
BTN | S1D2 | S1 | D2 | RE_Ninja_solar | 0.48194 | 0.9 | 0 | 0.3051 | Renewable Ninja (MERRA2) | compiled_reninja_ts.csv
BTN | S1D2 | S1 | D2 | RE_Ninja_solar | 0.44815 | 0.9 | 0 | 0.30337 | Renewable Ninja (MERRA2) | compiled_reninja_ts.csv
BTN | S1D3 | S1 | D3 | RE_Ninja_solar | 0 | 0 | 0 | 0 | Renewable Ninja (MERRA2) | compiled_reninja_ts.csv
BTN | S1D3 | S1 | D3 | RE_Ninja_solar | 0 | 0 | 0 | 0 | Renewable Ninja (MERRA2) | compiled_reninja_ts.csv
BTN | S1D3 | S1 | D3 | RE_Ninja_solar | 0 | 0 | 0 | 0 | Renewable Ninja (MERRA2) | compiled_reninja_ts.csv
BTN | S1D3 | S1 | D3 | RE_Ninja_solar | 0 | 0 | 0 | 0 | Renewable Ninja (MERRA2) | compiled_reninja_ts.csv
BTN | S1D3 | S1 | D3 | RE_Ninja_solar | 0 | 0 | 0 | 0 | Renewable Ninja (MERRA2) | compiled_reninja_ts.csv
BTN | S1D3 | S1 | D3 | RE_Ninja_solar | 0 | 0 | 0 | 0 | Renewable Ninja (MERRA2) | compiled_reninja_ts.csv
BTN | S1D3 | S1 | D3 | RE_Ninja_solar | 0 | 0 | 0 | 0 | Renewable Ninja (MERRA2) | compiled_reninja_ts.csv
BTN | S1D3 | S1 | D3 | RE_Ninja_solar | 0 | 0 | 0 | 0 | Renewable Ninja (MERRA2) | compiled_reninja_ts.csv
BTN | S1D3 | S1 | D3 | RE_Ninja_solar | 0 | 0 | 0 | 0 | Renewable Ninja (MERRA2) | compiled_reninja_ts.csv
BTN | S2D1 | S2 | D1 | RE_Ninja_solar | 6.3e-05 | 0.006 | 0 | 0.000456 | Renewable Ninja (MERRA2) | compiled_reninja_ts.csv
BTN | S2D1 | S2 | D1 | RE_Ninja_solar | 7.8e-05 | 0.007 | 0 | 0.000574 | Renewable Ninja (MERRA2) | compiled_reninja_ts.csv
BTN | S2D1 | S2 | D1 | RE_Ninja_solar | 0.0001 | 0.008 | 0 | 0.000673 | Renewable Ninja (MERRA2) | compiled_reninja_ts.csv
BTN | S2D1 | S2 | D1 | RE_Ninja_solar | 0.000105 | 0.009 | 0 | 0.000738 | Renewable Ninja (MERRA2) | compiled_reninja_ts.csv
BTN | S2D1 | S2 | D1 | RE_Ninja_solar | 4.2e-05 | 0.006 | 0 | 0.000381 | Renewable Ninja (MERRA2) | compiled_reninja_ts.csv
BTN | S2D1 | S2 | D1 | RE_Ninja_solar | 0.000105 | 0.006 | 0 | 0.000652 | Renewable Ninja (MERRA2) | compiled_reninja_ts.csv
BTN | S2D1 | S2 | D1 | RE_Ninja_solar | 9.2e-05 | 0.007 | 0 | 0.000679 | Renewable Ninja (MERRA2) | compiled_reninja_ts.csv
BTN | S2D1 | S2 | D1 | RE_Ninja_solar | 8.2e-05 | 0.007 | 0 | 0.000544 | Renewable Ninja (MERRA2) | compiled_reninja_ts.csv
BTN | S2D1 | S2 | D1 | RE_Ninja_solar | 7.6e-05 | 0.006 | 0 | 0.000533 | Renewable Ninja (MERRA2) | compiled_reninja_ts.csv
BTN | S2D2 | S2 | D2 | RE_Ninja_solar | 0.48358 | 0.9 | 0.004 | 0.27079 | Renewable Ninja (MERRA2) | compiled_reninja_ts.csv
BTN | S2D2 | S2 | D2 | RE_Ninja_solar | 0.44812 | 0.9 | 0.002 | 0.2639 | Renewable Ninja (MERRA2) | compiled_reninja_ts.csv
BTN | S2D2 | S2 | D2 | RE_Ninja_solar | 0.46731 | 0.9 | 0.009 | 0.2636 | Renewable Ninja (MERRA2) | compiled_reninja_ts.csv
BTN | S2D2 | S2 | D2 | RE_Ninja_solar | 0.46424 | 0.9 | 0.006 | 0.26815 | Renewable Ninja (MERRA2) | compiled_reninja_ts.csv
BTN | S2D2 | S2 | D2 | RE_Ninja_solar | 0.43362 | 0.9 | 0 | 0.25876 | Renewable Ninja (MERRA2) | compiled_reninja_ts.csv
BTN | S2D2 | S2 | D2 | RE_Ninja_solar | 0.48094 | 0.9 | 0.013 | 0.26759 | Renewable Ninja (MERRA2) | compiled_reninja_ts.csv
BTN | S2D2 | S2 | D2 | RE_Ninja_solar | 0.43387 | 0.9 | 0 | 0.2517 | Renewable Ninja (MERRA2) | compiled_reninja_ts.csv
BTN | S2D2 | S2 | D2 | RE_Ninja_solar | 0.47505 | 0.9 | 0.015 | 0.26856 | Renewable Ninja (MERRA2) | compiled_reninja_ts.csv
BTN | S2D2 | S2 | D2 | RE_Ninja_solar | 0.47391 | 0.9 | 0.012 | 0.26613 | Renewable Ninja (MERRA2) | compiled_reninja_ts.csv
BTN | S2D3 | S2 | D3 | RE_Ninja_solar | 6.2e-05 | 0.007 | 0 | 0.000447 | Renewable Ninja (MERRA2) | compiled_reninja_ts.csv
BTN | S2D3 | S2 | D3 | RE_Ninja_solar | 2e-05 | 0.003 | 0 | 0.000212 | Renewable Ninja (MERRA2) | compiled_reninja_ts.csv
BTN | S2D3 | S2 | D3 | RE_Ninja_solar | 8e-05 | 0.007 | 0 | 0.000569 | Renewable Ninja (MERRA2) | compiled_reninja_ts.csv
BTN | S2D3 | S2 | D3 | RE_Ninja_solar | 8.9e-05 | 0.007 | 0 | 0.000658 | Renewable Ninja (MERRA2) | compiled_reninja_ts.csv
BTN | S2D3 | S2 | D3 | RE_Ninja_solar | 5.4e-05 | 0.006 | 0 | 0.000494 | Renewable Ninja (MERRA2) | compiled_reninja_ts.csv
BTN | S2D3 | S2 | D3 | RE_Ninja_solar | 5.1e-05 | 0.006 | 0 | 0.000423 | Renewable Ninja (MERRA2) | compiled_reninja_ts.csv
BTN | S2D3 | S2 | D3 | RE_Ninja_solar | 6.2e-05 | 0.006 | 0 | 0.0005 | Renewable Ninja (MERRA2) | compiled_reninja_ts.csv
BTN | S2D3 | S2 | D3 | RE_Ninja_solar | 8.5e-05 | 0.007 | 0 | 0.000579 | Renewable Ninja (MERRA2) | compiled_reninja_ts.csv
BTN | S2D3 | S2 | D3 | RE_Ninja_solar | 6.7e-05 | 0.005 | 0 | 0.000464 | Renewable Ninja (MERRA2) | compiled_reninja_ts.csv
BTN | S3D1 | S3 | D1 | RE_Ninja_solar | 0.000221 | 0.009 | 0 | 0.00118 | Renewable Ninja (MERRA2) | compiled_reninja_ts.csv
BTN | S3D1 | S3 | D1 | RE_Ninja_solar | 0.00025 | 0.01 | 0 | 0.00122 | Renewable Ninja (MERRA2) | compiled_reninja_ts.csv
BTN | S3D1 | S3 | D1 | RE_Ninja_solar | 0.000167 | 0.01 | 0 | 0.000987 | Renewable Ninja (MERRA2) | compiled_reninja_ts.csv
BTN | S3D1 | S3 | D1 | RE_Ninja_solar | 0.000262 | 0.011 | 0 | 0.001274 | Renewable Ninja (MERRA2) | compiled_reninja_ts.csv
BTN | S3D1 | S3 | D1 | RE_Ninja_solar | 0.000264 | 0.01 | 0 | 0.001213 | Renewable Ninja (MERRA2) | compiled_reninja_ts.csv
BTN | S3D1 | S3 | D1 | RE_Ninja_solar | 0.000283 | 0.012 | 0 | 0.001458 | Renewable Ninja (MERRA2) | compiled_reninja_ts.csv
BTN | S3D1 | S3 | D1 | RE_Ninja_solar | 0.000276 | 0.01 | 0 | 0.001346 | Renewable Ninja (MERRA2) | compiled_reninja_ts.csv
BTN | S3D1 | S3 | D1 | RE_Ninja_solar | 0.000299 | 0.011 | 0 | 0.001401 | Renewable Ninja (MERRA2) | compiled_reninja_ts.csv
BTN | S3D1 | S3 | D1 | RE_Ninja_solar | 0.00027 | 0.011 | 0 | 0.001313 | Renewable Ninja (MERRA2) | compiled_reninja_ts.csv
BTN | S3D2 | S3 | D2 | RE_Ninja_solar | 0.3306 | 0.819 | 0.002 | 0.20898 | Renewable Ninja (MERRA2) | compiled_reninja_ts.csv
BTN | S3D2 | S3 | D2 | RE_Ninja_solar | 0.3192 | 0.791 | 0.002 | 0.20442 | Renewable Ninja (MERRA2) | compiled_reninja_ts.csv
BTN | S3D2 | S3 | D2 | RE_Ninja_solar | 0.30724 | 0.789 | 0 | 0.19057 | Renewable Ninja (MERRA2) | compiled_reninja_ts.csv
BTN | S3D2 | S3 | D2 | RE_Ninja_solar | 0.33228 | 0.803 | 0 | 0.20352 | Renewable Ninja (MERRA2) | compiled_reninja_ts.csv
BTN | S3D2 | S3 | D2 | RE_Ninja_solar | 0.36446 | 0.855 | 0.003 | 0.21449 | Renewable Ninja (MERRA2) | compiled_reninja_ts.csv
BTN | S3D2 | S3 | D2 | RE_Ninja_solar | 0.35059 | 0.798 | 0.001 | 0.21208 | Renewable Ninja (MERRA2) | compiled_reninja_ts.csv
BTN | S3D2 | S3 | D2 | RE_Ninja_solar | 0.33457 | 0.823 | 0 | 0.20765 | Renewable Ninja (MERRA2) | compiled_reninja_ts.csv
BTN | S3D2 | S3 | D2 | RE_Ninja_solar | 0.34358 | 0.826 | 0.004 | 0.20991 | Renewable Ninja (MERRA2) | compiled_reninja_ts.csv
BTN | S3D2 | S3 | D2 | RE_Ninja_solar | 0.34512 | 0.814 | 0 | 0.20906 | Renewable Ninja (MERRA2) | compiled_reninja_ts.csv
BTN | S3D3 | S3 | D3 | RE_Ninja_solar | 0.000161 | 0.011 | 0 | 0.000917 | Renewable Ninja (MERRA2) | compiled_reninja_ts.csv
BTN | S3D3 | S3 | D3 | RE_Ninja_solar | 0.000232 | 0.012 | 0 | 0.001207 | Renewable Ninja (MERRA2) | compiled_reninja_ts.csv
BTN | S3D3 | S3 | D3 | RE_Ninja_solar | 0.00016 | 0.01 | 0 | 0.000882 | Renewable Ninja (MERRA2) | compiled_reninja_ts.csv
BTN | S3D3 | S3 | D3 | RE_Ninja_solar | 0.000204 | 0.01 | 0 | 0.00104 | Renewable Ninja (MERRA2) | compiled_reninja_ts.csv
BTN | S3D3 | S3 | D3 | RE_Ninja_solar | 0.000254 | 0.011 | 0 | 0.001206 | Renewable Ninja (MERRA2) | compiled_reninja_ts.csv
BTN | S3D3 | S3 | D3 | RE_Ninja_solar | 0.000262 | 0.013 | 0 | 0.001343 | Renewable Ninja (MERRA2) | compiled_reninja_ts.csv
BTN | S3D3 | S3 | D3 | RE_Ninja_solar | 0.00025 | 0.011 | 0 | 0.001252 | Renewable Ninja (MERRA2) | compiled_reninja_ts.csv
BTN | S3D3 | S3 | D3 | RE_Ninja_solar | 0.000217 | 0.013 | 0 | 0.001218 | Renewable Ninja (MERRA2) | compiled_reninja_ts.csv
BTN | S3D3 | S3 | D3 | RE_Ninja_solar | 0.000234 | 0.01 | 0 | 0.001157 | Renewable Ninja (MERRA2) | compiled_reninja_ts.csv
BTN | S4D1 | S4 | D1 | RE_Ninja_solar | 0 | 0 | 0 | 0 | Renewable Ninja (MERRA2) | compiled_reninja_ts.csv
BTN | S4D1 | S4 | D1 | RE_Ninja_solar | 0 | 0 | 0 | 0 | Renewable Ninja (MERRA2) | compiled_reninja_ts.csv
BTN | S4D1 | S4 | D1 | RE_Ninja_solar | 0 | 0 | 0 | 0 | Renewable Ninja (MERRA2) | compiled_reninja_ts.csv
BTN | S4D1 | S4 | D1 | RE_Ninja_solar | 0 | 0 | 0 | 0 | Renewable Ninja (MERRA2) | compiled_reninja_ts.csv
BTN | S4D1 | S4 | D1 | RE_Ninja_solar | 0 | 0 | 0 | 0 | Renewable Ninja (MERRA2) | compiled_reninja_ts.csv
BTN | S4D1 | S4 | D1 | RE_Ninja_solar | 0 | 0 | 0 | 0 | Renewable Ninja (MERRA2) | compiled_reninja_ts.csv
BTN | S4D1 | S4 | D1 | RE_Ninja_solar | 0 | 0 | 0 | 0 | Renewable Ninja (MERRA2) | compiled_reninja_ts.csv
BTN | S4D1 | S4 | D1 | RE_Ninja_solar | 0 | 0 | 0 | 0 | Renewable Ninja (MERRA2) | compiled_reninja_ts.csv
BTN | S4D1 | S4 | D1 | RE_Ninja_solar | 0 | 0 | 0 | 0 | Renewable Ninja (MERRA2) | compiled_reninja_ts.csv
BTN | S4D2 | S4 | D2 | RE_Ninja_solar | 0.44034 | 0.882 | 0 | 0.28751 | Renewable Ninja (MERRA2) | compiled_reninja_ts.csv
BTN | S4D2 | S4 | D2 | RE_Ninja_solar | 0.41676 | 0.862 | 0 | 0.28458 | Renewable Ninja (MERRA2) | compiled_reninja_ts.csv
BTN | S4D2 | S4 | D2 | RE_Ninja_solar | 0.44275 | 0.893 | 0 | 0.29625 | Renewable Ninja (MERRA2) | compiled_reninja_ts.csv
BTN | S4D2 | S4 | D2 | RE_Ninja_solar | 0.43379 | 0.88 | 0 | 0.29303 | Renewable Ninja (MERRA2) | compiled_reninja_ts.csv
BTN | S4D2 | S4 | D2 | RE_Ninja_solar | 0.47398 | 0.894 | 0 | 0.29809 | Renewable Ninja (MERRA2) | compiled_reninja_ts.csv
BTN | S4D2 | S4 | D2 | RE_Ninja_solar | 0.4275 | 0.872 | 0 | 0.28744 | Renewable Ninja (MERRA2) | compiled_reninja_ts.csv
BTN | S4D2 | S4 | D2 | RE_Ninja_solar | 0.47862 | 0.886 | 0 | 0.29954 | Renewable Ninja (MERRA2) | compiled_reninja_ts.csv
BTN | S4D2 | S4 | D2 | RE_Ninja_solar | 0.42495 | 0.877 | 0 | 0.29358 | Renewable Ninja (MERRA2) | compiled_reninja_ts.csv
BTN | S4D2 | S4 | D2 | RE_Ninja_solar | 0.4513 | 0.89 | 0 | 0.29561 | Renewable Ninja (MERRA2) | compiled_reninja_ts.csv
BTN | S4D3 | S4 | D3 | RE_Ninja_solar | 0 | 0 | 0 | 0 | Renewable Ninja (MERRA2) | compiled_reninja_ts.csv
BTN | S4D3 | S4 | D3 | RE_Ninja_solar | 0 | 0 | 0 | 0 | Renewable Ninja (MERRA2) | compiled_reninja_ts.csv
BTN | S4D3 | S4 | D3 | RE_Ninja_solar | 0 | 0 | 0 | 0 | Renewable Ninja (MERRA2) | compiled_reninja_ts.csv
BTN | S4D3 | S4 | D3 | RE_Ninja_solar | 0 | 0 | 0 | 0 | Renewable Ninja (MERRA2) | compiled_reninja_ts.csv
BTN | S4D3 | S4 | D3 | RE_Ninja_solar | 0 | 0 | 0 | 0 | Renewable Ninja (MERRA2) | compiled_reninja_ts.csv
BTN | S4D3 | S4 | D3 | RE_Ninja_solar | 0 | 0 | 0 | 0 | Renewable Ninja (MERRA2) | compiled_reninja_ts.csv
BTN | S4D3 | S4 | D3 | RE_Ninja_solar | 0 | 0 | 0 | 0 | Renewable Ninja (MERRA2) | compiled_reninja_ts.csv
BTN | S4D3 | S4 | D3 | RE_Ninja_solar | 0 | 0 | 0 | 0 | Renewable Ninja (MERRA2) | compiled_reninja_ts.csv
BTN | S4D3 | S4 | D3 | RE_Ninja_solar | 0 | 0 | 0 | 0 | Renewable Ninja (MERRA2) | compiled_reninja_ts.csv
BTN | S1D1 | S1 | D1 | RE_Ninja_wind | 0.025675 | 0.505 | 0 | 0.059669 | Renewable Ninja (MERRA2) | compiled_reninja_ts.csv
BTN | S1D1 | S1 | D1 | RE_Ninja_wind | 0.017304 | 0.51 | 0 | 0.040172 | Renewable Ninja (MERRA2) | compiled_reninja_ts.csv
BTN | S1D1 | S1 | D1 | RE_Ninja_wind | 0.007601 | 0.095 | 0 | 0.012594 | Renewable Ninja (MERRA2) | compiled_reninja_ts.csv
BTN | S1D1 | S1 | D1 | RE_Ninja_wind | 0.014106 | 0.194 | 0 | 0.021574 | Renewable Ninja (MERRA2) | compiled_reninja_ts.csv
BTN | S1D1 | S1 | D1 | RE_Ninja_wind | 0.009552 | 0.106 | 0 | 0.013007 | Renewable Ninja (MERRA2) | compiled_reninja_ts.csv
BTN | S1D1 | S1 | D1 | RE_Ninja_wind | 0.017852 | 0.288 | 0 | 0.03395 | Renewable Ninja (MERRA2) | compiled_reninja_ts.csv
BTN | S1D1 | S1 | D1 | RE_Ninja_wind | 0.019767 | 0.554 | 0 | 0.062184 | Renewable Ninja (MERRA2) | compiled_reninja_ts.csv
BTN | S1D1 | S1 | D1 | RE_Ninja_wind | 0.011224 | 0.33 | 0 | 0.02475 | Renewable Ninja (MERRA2) | compiled_reninja_ts.csv
BTN | S1D1 | S1 | D1 | RE_Ninja_wind | 0.010906 | 0.138 | 0 | 0.016363 | Renewable Ninja (MERRA2) | compiled_reninja_ts.csv
BTN | S1D2 | S1 | D2 | RE_Ninja_wind | 0.12273 | 0.829 | 0 | 0.1605 | Renewable Ninja (MERRA2) | compiled_reninja_ts.csv
BTN | S1D2 | S1 | D2 | RE_Ninja_wind | 0.082749 | 0.584 | 0 | 0.10442 | Renewable Ninja (MERRA2) | compiled_reninja_ts.csv
BTN | S1D2 | S1 | D2 | RE_Ninja_wind | 0.10292 | 0.688 | 0 | 0.12626 | Renewable Ninja (MERRA2) | compiled_reninja_ts.csv
BTN | S1D2 | S1 | D2 | RE_Ninja_wind | 0.085624 | 0.839 | 0 | 0.12155 | Renewable Ninja (MERRA2) | compiled_reninja_ts.csv
BTN | S1D2 | S1 | D2 | RE_Ninja_wind | 0.074798 | 0.628 | 0 | 0.10227 | Renewable Ninja (MERRA2) | compiled_reninja_ts.csv
BTN | S1D2 | S1 | D2 | RE_Ninja_wind | 0.099889 | 0.864 | 0 | 0.13817 | Renewable Ninja (MERRA2) | compiled_reninja_ts.csv
BTN | S1D2 | S1 | D2 | RE_Ninja_wind | 0.077005 | 0.557 | 0 | 0.093453 | Renewable Ninja (MERRA2) | compiled_reninja_ts.csv
BTN | S1D2 | S1 | D2 | RE_Ninja_wind | 0.066091 | 0.481 | 0 | 0.079467 | Renewable Ninja (MERRA2) | compiled_reninja_ts.csv
BTN | S1D2 | S1 | D2 | RE_Ninja_wind | 0.096069 | 0.928 | 0 | 0.12786 | Renewable Ninja (MERRA2) | compiled_reninja_ts.csv
BTN | S1D3 | S1 | D3 | RE_Ninja_wind | 0.011845 | 0.144 | 0 | 0.017721 | Renewable Ninja (MERRA2) | compiled_reninja_ts.csv
BTN | S1D3 | S1 | D3 | RE_Ninja_wind | 0.008454 | 0.134 | 0 | 0.015332 | Renewable Ninja (MERRA2) | compiled_reninja_ts.csv
BTN | S1D3 | S1 | D3 | RE_Ninja_wind | 0.007659 | 0.102 | 0 | 0.014564 | Renewable Ninja (MERRA2) | compiled_reninja_ts.csv
BTN | S1D3 | S1 | D3 | RE_Ninja_wind | 0.010556 | 0.196 | 0 | 0.019549 | Renewable Ninja (MERRA2) | compiled_reninja_ts.csv
BTN | S1D3 | S1 | D3 | RE_Ninja_wind | 0.0059 | 0.097 | 0 | 0.009067 | Renewable Ninja (MERRA2) | compiled_reninja_ts.csv
BTN | S1D3 | S1 | D3 | RE_Ninja_wind | 0.006691 | 0.077 | 0 | 0.009238 | Renewable Ninja (MERRA2) | compiled_reninja_ts.csv
BTN | S1D3 | S1 | D3 | RE_Ninja_wind | 0.009628 | 0.305 | 0 | 0.019895 | Renewable Ninja (MERRA2) | compiled_reninja_ts.csv
BTN | S1D3 | S1 | D3 | RE_Ninja_wind | 0.007491 | 0.119 | 0 | 0.0132 | Renewable Ninja (MERRA2) | compiled_reninja_ts.csv
BTN | S1D3 | S1 | D3 | RE_Ninja_wind | 0.010835 | 0.247 | 0 | 0.025624 | Renewable Ninja (MERRA2) | compiled_reninja_ts.csv
BTN | S2D1 | S2 | D1 | RE_Ninja_wind | 0.014772 | 0.184 | 0 | 0.017411 | Renewable Ninja (MERRA2) | compiled_reninja_ts.csv
BTN | S2D1 | S2 | D1 | RE_Ninja_wind | 0.030478 | 0.655 | 0 | 0.067038 | Renewable Ninja (MERRA2) | compiled_reninja_ts.csv
BTN | S2D1 | S2 | D1 | RE_Ninja_wind | 0.018447 | 0.427 | 0 | 0.034918 | Renewable Ninja (MERRA2) | compiled_reninja_ts.csv
BTN | S2D1 | S2 | D1 | RE_Ninja_wind | 0.02981 | 0.551 | 0 | 0.06001 | Renewable Ninja (MERRA2) | compiled_reninja_ts.csv
BTN | S2D1 | S2 | D1 | RE_Ninja_wind | 0.026 | 0.696 | 0 | 0.070454 | Renewable Ninja (MERRA2) | compiled_reninja_ts.csv
BTN | S2D1 | S2 | D1 | RE_Ninja_wind | 0.018502 | 0.578 | 0 | 0.041962 | Renewable Ninja (MERRA2) | compiled_reninja_ts.csv
BTN | S2D1 | S2 | D1 | RE_Ninja_wind | 0.018611 | 0.208 | 0 | 0.032522 | Renewable Ninja (MERRA2) | compiled_reninja_ts.csv
BTN | S2D1 | S2 | D1 | RE_Ninja_wind | 0.017134 | 0.147 | 0 | 0.017597 | Renewable Ninja (MERRA2) | compiled_reninja_ts.csv
BTN | S2D1 | S2 | D1 | RE_Ninja_wind | 0.022339 | 0.268 | 0 | 0.038432 | Renewable Ninja (MERRA2) | compiled_reninja_ts.csv
BTN | S2D2 | S2 | D2 | RE_Ninja_wind | 0.1779 | 0.733 | 0 | 0.164 | Renewable Ninja (MERRA2) | compiled_reninja_ts.csv
BTN | S2D2 | S2 | D2 | RE_Ninja_wind | 0.18872 | 0.782 | 0 | 0.17775 | Renewable Ninja (MERRA2) | compiled_reninja_ts.csv
BTN | S2D2 | S2 | D2 | RE_Ninja_wind | 0.21126 | 0.877 | 0 | 0.20015 | Renewable Ninja (MERRA2) | compiled_reninja_ts.csv
BTN | S2D2 | S2 | D2 | RE_Ninja_wind | 0.16374 | 0.867 | 0 | 0.17321 | Renewable Ninja (MERRA2) | compiled_reninja_ts.csv
BTN | S2D2 | S2 | D2 | RE_Ninja_wind | 0.1308 | 0.964 | 0 | 0.138 | Renewable Ninja (MERRA2) | compiled_reninja_ts.csv
BTN | S2D2 | S2 | D2 | RE_Ninja_wind | 0.13187 | 0.799 | 0 | 0.13042 | Renewable Ninja (MERRA2) | compiled_reninja_ts.csv
BTN | S2D2 | S2 | D2 | RE_Ninja_wind | 0.14165 | 0.704 | 0 | 0.14002 | Renewable Ninja (MERRA2) | compiled_reninja_ts.csv
BTN | S2D2 | S2 | D2 | RE_Ninja_wind | 0.14671 | 0.694 | 0 | 0.12998 | Renewable Ninja (MERRA2) | compiled_reninja_ts.csv
BTN | S2D2 | S2 | D2 | RE_Ninja_wind | 0.12078 | 0.735 | 0 | 0.1257 | Renewable Ninja (MERRA2) | compiled_reninja_ts.csv
BTN | S2D3 | S2 | D3 | RE_Ninja_wind | 0.020424 | 0.249 | 0 | 0.030825 | Renewable Ninja (MERRA2) | compiled_reninja_ts.csv
BTN | S2D3 | S2 | D3 | RE_Ninja_wind | 0.041212 | 0.369 | 0 | 0.054903 | Renewable Ninja (MERRA2) | compiled_reninja_ts.csv
BTN | S2D3 | S2 | D3 | RE_Ninja_wind | 0.053292 | 0.632 | 0 | 0.080796 | Renewable Ninja (MERRA2) | compiled_reninja_ts.csv
BTN | S2D3 | S2 | D3 | RE_Ninja_wind | 0.052554 | 0.881 | 0 | 0.089222 | Renewable Ninja (MERRA2) | compiled_reninja_ts.csv
BTN | S2D3 | S2 | D3 | RE_Ninja_wind | 0.038857 | 0.68 | 0 | 0.076969 | Renewable Ninja (MERRA2) | compiled_reninja_ts.csv
BTN | S2D3 | S2 | D3 | RE_Ninja_wind | 0.032685 | 0.63 | 0 | 0.061595 | Renewable Ninja (MERRA2) | compiled_reninja_ts.csv
BTN | S2D3 | S2 | D3 | RE_Ninja_wind | 0.041893 | 0.49 | 0 | 0.064186 | Renewable Ninja (MERRA2) | compiled_reninja_ts.csv
BTN | S2D3 | S2 | D3 | RE_Ninja_wind | 0.023824 | 0.465 | 0 | 0.043826 | Renewable Ninja (MERRA2) | compiled_reninja_ts.csv
BTN | S2D3 | S2 | D3 | RE_Ninja_wind | 0.033442 | 0.268 | 0 | 0.045529 | Renewable Ninja (MERRA2) | compiled_reninja_ts.csv
BTN | S3D1 | S3 | D1 | RE_Ninja_wind | 0.053921 | 0.587 | 0 | 0.099133 | Renewable Ninja (MERRA2) | compiled_reninja_ts.csv
BTN | S3D1 | S3 | D1 | RE_Ninja_wind | 0.077496 | 0.781 | 0 | 0.12014 | Renewable Ninja (MERRA2) | compiled_reninja_ts.csv
BTN | S3D1 | S3 | D1 | RE_Ninja_wind | 0.047087 | 0.486 | 0 | 0.073002 | Renewable Ninja (MERRA2) | compiled_reninja_ts.csv
BTN | S3D1 | S3 | D1 | RE_Ninja_wind | 0.040758 | 0.536 | 0 | 0.068595 | Renewable Ninja (MERRA2) | compiled_reninja_ts.csv
BTN | S3D1 | S3 | D1 | RE_Ninja_wind | 0.034474 | 0.58 | 0 | 0.057433 | Renewable Ninja (MERRA2) | compiled_reninja_ts.csv
BTN | S3D1 | S3 | D1 | RE_Ninja_wind | 0.052514 | 0.67 | 0 | 0.1032 | Renewable Ninja (MERRA2) | compiled_reninja_ts.csv
BTN | S3D1 | S3 | D1 | RE_Ninja_wind | 0.052779 | 0.72 | 0 | 0.11311 | Renewable Ninja (MERRA2) | compiled_reninja_ts.csv
BTN | S3D1 | S3 | D1 | RE_Ninja_wind | 0.037085 | 0.457 | 0 | 0.070416 | Renewable Ninja (MERRA2) | compiled_reninja_ts.csv
BTN | S3D1 | S3 | D1 | RE_Ninja_wind | 0.058198 | 0.655 | 0 | 0.095055 | Renewable Ninja (MERRA2) | compiled_reninja_ts.csv
BTN | S3D2 | S3 | D2 | RE_Ninja_wind | 0.16013 | 0.865 | 0 | 0.15051 | Renewable Ninja (MERRA2) | compiled_reninja_ts.csv
BTN | S3D2 | S3 | D2 | RE_Ninja_wind | 0.18928 | 0.886 | 0 | 0.17924 | Renewable Ninja (MERRA2) | compiled_reninja_ts.csv
BTN | S3D2 | S3 | D2 | RE_Ninja_wind | 0.15918 | 0.709 | 0 | 0.14297 | Renewable Ninja (MERRA2) | compiled_reninja_ts.csv
BTN | S3D2 | S3 | D2 | RE_Ninja_wind | 0.13363 | 0.541 | 0 | 0.11838 | Renewable Ninja (MERRA2) | compiled_reninja_ts.csv
BTN | S3D2 | S3 | D2 | RE_Ninja_wind | 0.11668 | 0.753 | 0 | 0.11769 | Renewable Ninja (MERRA2) | compiled_reninja_ts.csv
BTN | S3D2 | S3 | D2 | RE_Ninja_wind | 0.13193 | 0.947 | 0 | 0.13398 | Renewable Ninja (MERRA2) | compiled_reninja_ts.csv
BTN | S3D2 | S3 | D2 | RE_Ninja_wind | 0.14646 | 0.929 | 0 | 0.13977 | Renewable Ninja (MERRA2) | compiled_reninja_ts.csv
BTN | S3D2 | S3 | D2 | RE_Ninja_wind | 0.13715 | 0.654 | 0 | 0.12785 | Renewable Ninja (MERRA2) | compiled_reninja_ts.csv
BTN | S3D2 | S3 | D2 | RE_Ninja_wind | 0.14884 | 0.758 | 0 | 0.13887 | Renewable Ninja (MERRA2) | compiled_reninja_ts.csv
BTN | S3D3 | S3 | D3 | RE_Ninja_wind | 0.092511 | 0.708 | 0 | 0.10573 | Renewable Ninja (MERRA2) | compiled_reninja_ts.csv
BTN | S3D3 | S3 | D3 | RE_Ninja_wind | 0.10866 | 0.82 | 0 | 0.11773 | Renewable Ninja (MERRA2) | compiled_reninja_ts.csv
BTN | S3D3 | S3 | D3 | RE_Ninja_wind | 0.092548 | 0.726 | 0 | 0.1007 | Renewable Ninja (MERRA2) | compiled_reninja_ts.csv
BTN | S3D3 | S3 | D3 | RE_Ninja_wind | 0.080142 | 0.54 | 0 | 0.084278 | Renewable Ninja (MERRA2) | compiled_reninja_ts.csv
BTN | S3D3 | S3 | D3 | RE_Ninja_wind | 0.080402 | 0.754 | 0 | 0.085686 | Renewable Ninja (MERRA2) | compiled_reninja_ts.csv
BTN | S3D3 | S3 | D3 | RE_Ninja_wind | 0.085876 | 0.706 | 0 | 0.10336 | Renewable Ninja (MERRA2) | compiled_reninja_ts.csv
BTN | S3D3 | S3 | D3 | RE_Ninja_wind | 0.092866 | 0.855 | 0 | 0.12876 | Renewable Ninja (MERRA2) | compiled_reninja_ts.csv
BTN | S3D3 | S3 | D3 | RE_Ninja_wind | 0.080158 | 0.648 | 0 | 0.083705 | Renewable Ninja (MERRA2) | compiled_reninja_ts.csv
BTN | S3D3 | S3 | D3 | RE_Ninja_wind | 0.098642 | 0.762 | 0 | 0.10953 | Renewable Ninja (MERRA2) | compiled_reninja_ts.csv
BTN | S4D1 | S4 | D1 | RE_Ninja_wind | 0.006497 | 0.168 | 0 | 0.014673 | Renewable Ninja (MERRA2) | compiled_reninja_ts.csv
BTN | S4D1 | S4 | D1 | RE_Ninja_wind | 0.009997 | 0.162 | 0 | 0.019236 | Renewable Ninja (MERRA2) | compiled_reninja_ts.csv
BTN | S4D1 | S4 | D1 | RE_Ninja_wind | 0.011612 | 0.148 | 0 | 0.01943 | Renewable Ninja (MERRA2) | compiled_reninja_ts.csv
BTN | S4D1 | S4 | D1 | RE_Ninja_wind | 0.013257 | 0.125 | 0 | 0.018793 | Renewable Ninja (MERRA2) | compiled_reninja_ts.csv
BTN | S4D1 | S4 | D1 | RE_Ninja_wind | 0.014246 | 0.258 | 0 | 0.024746 | Renewable Ninja (MERRA2) | compiled_reninja_ts.csv
BTN | S4D1 | S4 | D1 | RE_Ninja_wind | 0.012183 | 0.134 | 0 | 0.020804 | Renewable Ninja (MERRA2) | compiled_reninja_ts.csv
BTN | S4D1 | S4 | D1 | RE_Ninja_wind | 0.02244 | 0.283 | 0 | 0.034383 | Renewable Ninja (MERRA2) | compiled_reninja_ts.csv
BTN | S4D1 | S4 | D1 | RE_Ninja_wind | 0.007842 | 0.197 | 0 | 0.021236 | Renewable Ninja (MERRA2) | compiled_reninja_ts.csv
BTN | S4D1 | S4 | D1 | RE_Ninja_wind | 0.012587 | 0.241 | 0 | 0.024663 | Renewable Ninja (MERRA2) | compiled_reninja_ts.csv
BTN | S4D2 | S4 | D2 | RE_Ninja_wind | 0.055292 | 0.353 | 0 | 0.054076 | Renewable Ninja (MERRA2) | compiled_reninja_ts.csv
BTN | S4D2 | S4 | D2 | RE_Ninja_wind | 0.061251 | 0.435 | 0 | 0.069083 | Renewable Ninja (MERRA2) | compiled_reninja_ts.csv
BTN | S4D2 | S4 | D2 | RE_Ninja_wind | 0.062499 | 0.38 | 0 | 0.063985 | Renewable Ninja (MERRA2) | compiled_reninja_ts.csv
BTN | S4D2 | S4 | D2 | RE_Ninja_wind | 0.059059 | 0.355 | 0 | 0.059985 | Renewable Ninja (MERRA2) | compiled_reninja_ts.csv
BTN | S4D2 | S4 | D2 | RE_Ninja_wind | 0.06768 | 0.362 | 0 | 0.06984 | Renewable Ninja (MERRA2) | compiled_reninja_ts.csv
BTN | S4D2 | S4 | D2 | RE_Ninja_wind | 0.051773 | 0.318 | 0 | 0.053162 | Renewable Ninja (MERRA2) | compiled_reninja_ts.csv
BTN | S4D2 | S4 | D2 | RE_Ninja_wind | 0.057044 | 0.427 | 0 | 0.065594 | Renewable Ninja (MERRA2) | compiled_reninja_ts.csv
BTN | S4D2 | S4 | D2 | RE_Ninja_wind | 0.064473 | 0.483 | 0 | 0.070985 | Renewable Ninja (MERRA2) | compiled_reninja_ts.csv
BTN | S4D2 | S4 | D2 | RE_Ninja_wind | 0.063837 | 0.457 | 0 | 0.071719 | Renewable Ninja (MERRA2) | compiled_reninja_ts.csv
BTN | S4D3 | S4 | D3 | RE_Ninja_wind | 0.009943 | 0.218 | 0 | 0.024459 | Renewable Ninja (MERRA2) | compiled_reninja_ts.csv
BTN | S4D3 | S4 | D3 | RE_Ninja_wind | 0.017383 | 0.16 | 0 | 0.024959 | Renewable Ninja (MERRA2) | compiled_reninja_ts.csv
BTN | S4D3 | S4 | D3 | RE_Ninja_wind | 0.024139 | 0.41 | 0 | 0.045754 | Renewable Ninja (MERRA2) | compiled_reninja_ts.csv
BTN | S4D3 | S4 | D3 | RE_Ninja_wind | 0.022866 | 0.471 | 0 | 0.055024 | Renewable Ninja (MERRA2) | compiled_reninja_ts.csv
BTN | S4D3 | S4 | D3 | RE_Ninja_wind | 0.01488 | 0.173 | 0 | 0.027049 | Renewable Ninja (MERRA2) | compiled_reninja_ts.csv
BTN | S4D3 | S4 | D3 | RE_Ninja_wind | 0.015265 | 0.114 | 0 | 0.0238 | Renewable Ninja (MERRA2) | compiled_reninja_ts.csv
BTN | S4D3 | S4 | D3 | RE_Ninja_wind | 0.021404 | 0.259 | 0 | 0.040102 | Renewable Ninja (MERRA2) | compiled_reninja_ts.csv
BTN | S4D3 | S4 | D3 | RE_Ninja_wind | 0.015049 | 0.192 | 0 | 0.023987 | Renewable Ninja (MERRA2) | compiled_reninja_ts.csv
BTN | S4D3 | S4 | D3 | RE_Ninja_wind | 0.019418 | 0.338 | 0 | 0.043451 | Renewable Ninja (MERRA2) | compiled_reninja_ts.csv
IND | S1D1 | S1 | D1 | RE_Ninja_solar_INDEA | 9.7e-05 | 0.006 | 0 | 0.000622 | Renewable Ninja (MERRA2) | compiled_reninja_ts.csv
IND | S1D1 | S1 | D1 | RE_Ninja_solar_INDEA | 5.9e-05 | 0.006 | 0 | 0.00048 | Renewable Ninja (MERRA2) | compiled_reninja_ts.csv
IND | S1D1 | S1 | D1 | RE_Ninja_solar_INDEA | 3.7e-05 | 0.007 | 0 | 0.000422 | Renewable Ninja (MERRA2) | compiled_reninja_ts.csv
IND | S1D1 | S1 | D1 | RE_Ninja_solar_INDEA | 0.0001 | 0.011 | 0 | 0.000928 | Renewable Ninja (MERRA2) | compiled_reninja_ts.csv
IND | S1D1 | S1 | D1 | RE_Ninja_solar_INDEA | 5.7e-05 | 0.007 | 0 | 0.000478 | Renewable Ninja (MERRA2) | compiled_reninja_ts.csv
IND | S1D1 | S1 | D1 | RE_Ninja_solar_INDEA | 2.8e-05 | 0.003 | 0 | 0.000246 | Renewable Ninja (MERRA2) | compiled_reninja_ts.csv
IND | S1D1 | S1 | D1 | RE_Ninja_solar_INDEA | 5.9e-05 | 0.007 | 0 | 0.000492 | Renewable Ninja (MERRA2) | compiled_reninja_ts.csv
IND | S1D1 | S1 | D1 | RE_Ninja_solar_INDEA | 7.6e-05 | 0.009 | 0 | 0.000692 | Renewable Ninja (MERRA2) | compiled_reninja_ts.csv
IND | S1D1 | S1 | D1 | RE_Ninja_solar_INDEA | 8e-05 | 0.007 | 0 | 0.000548 | Renewable Ninja (MERRA2) | compiled_reninja_ts.csv
IND | S1D2 | S1 | D2 | RE_Ninja_solar_INDEA | 0.37956 | 0.78 | 0 | 0.25099 | Renewable Ninja (MERRA2) | compiled_reninja_ts.csv
IND | S1D2 | S1 | D2 | RE_Ninja_solar_INDEA | 0.34959 | 0.739 | 0 | 0.24008 | Renewable Ninja (MERRA2) | compiled_reninja_ts.csv
IND | S1D2 | S1 | D2 | RE_Ninja_solar_INDEA | 0.32359 | 0.739 | 0 | 0.22826 | Renewable Ninja (MERRA2) | compiled_reninja_ts.csv
IND | S1D2 | S1 | D2 | RE_Ninja_solar_INDEA | 0.36544 | 0.774 | 0 | 0.24474 | Renewable Ninja (MERRA2) | compiled_reninja_ts.csv
IND | S1D2 | S1 | D2 | RE_Ninja_solar_INDEA | 0.35308 | 0.763 | 0 | 0.2431 | Renewable Ninja (MERRA2) | compiled_reninja_ts.csv
IND | S1D2 | S1 | D2 | RE_Ninja_solar_INDEA | 0.35146 | 0.764 | 0 | 0.24065 | Renewable Ninja (MERRA2) | compiled_reninja_ts.csv
IND | S1D2 | S1 | D2 | RE_Ninja_solar_INDEA | 0.34701 | 0.767 | 0 | 0.24755 | Renewable Ninja (MERRA2) | compiled_reninja_ts.csv
IND | S1D2 | S1 | D2 | RE_Ninja_solar_INDEA | 0.34766 | 0.739 | 0 | 0.23742 | Renewable Ninja (MERRA2) | compiled_reninja_ts.csv
IND | S1D2 | S1 | D2 | RE_Ninja_solar_INDEA | 0.34703 | 0.772 | 0 | 0.24557 | Renewable Ninja (MERRA2) | compiled_reninja_ts.csv
IND | S1D3 | S1 | D3 | RE_Ninja_solar_INDEA | 0 | 0 | 0 | 0 | Renewable Ninja (MERRA2) | compiled_reninja_ts.csv
IND | S1D3 | S1 | D3 | RE_Ninja_solar_INDEA | 0 | 0 | 0 | 0 | Renewable Ninja (MERRA2) | compiled_reninja_ts.csv
IND | S1D3 | S1 | D3 | RE_Ninja_solar_INDEA | 0 | 0 | 0 | 0 | Renewable Ninja (MERRA2) | compiled_reninja_ts.csv
IND | S1D3 | S1 | D3 | RE_Ninja_solar_INDEA | 0 | 0 | 0 | 0 | Renewable Ninja (MERRA2) | compiled_reninja_ts.csv
IND | S1D3 | S1 | D3 | RE_Ninja_solar_INDEA | 0 | 0 | 0 | 0 | Renewable Ninja (MERRA2) | compiled_reninja_ts.csv
IND | S1D3 | S1 | D3 | RE_Ninja_solar_INDEA | 0 | 0 | 0 | 0 | Renewable Ninja (MERRA2) | compiled_reninja_ts.csv
IND | S1D3 | S1 | D3 | RE_Ninja_solar_INDEA | 0 | 0 | 0 | 0 | Renewable Ninja (MERRA2) | compiled_reninja_ts.csv
IND | S1D3 | S1 | D3 | RE_Ninja_solar_INDEA | 0 | 0 | 0 | 0 | Renewable Ninja (MERRA2) | compiled_reninja_ts.csv
IND | S1D3 | S1 | D3 | RE_Ninja_solar_INDEA | 0 | 0 | 0 | 0 | Renewable Ninja (MERRA2) | compiled_reninja_ts.csv
IND | S2D1 | S2 | D1 | RE_Ninja_solar_INDEA | 0.006625 | 0.081 | 0 | 0.01672 | Renewable Ninja (MERRA2) | compiled_reninja_ts.csv
IND | S2D1 | S2 | D1 | RE_Ninja_solar_INDEA | 0.005582 | 0.078 | 0 | 0.014656 | Renewable Ninja (MERRA2) | compiled_reninja_ts.csv
IND | S2D1 | S2 | D1 | RE_Ninja_solar_INDEA | 0.006654 | 0.08 | 0 | 0.017448 | Renewable Ninja (MERRA2) | compiled_reninja_ts.csv
IND | S2D1 | S2 | D1 | RE_Ninja_solar_INDEA | 0.006346 | 0.076 | 0 | 0.016227 | Renewable Ninja (MERRA2) | compiled_reninja_ts.csv
IND | S2D1 | S2 | D1 | RE_Ninja_solar_INDEA | 0.00656 | 0.074 | 0 | 0.01706 | Renewable Ninja (MERRA2) | compiled_reninja_ts.csv
IND | S2D1 | S2 | D1 | RE_Ninja_solar_INDEA | 0.006688 | 0.079 | 0 | 0.017131 | Renewable Ninja (MERRA2) | compiled_reninja_ts.csv
IND | S2D1 | S2 | D1 | RE_Ninja_solar_INDEA | 0.007525 | 0.088 | 0 | 0.019433 | Renewable Ninja (MERRA2) | compiled_reninja_ts.csv
IND | S2D1 | S2 | D1 | RE_Ninja_solar_INDEA | 0.006183 | 0.08 | 0 | 0.01637 | Renewable Ninja (MERRA2) | compiled_reninja_ts.csv
IND | S2D1 | S2 | D1 | RE_Ninja_solar_INDEA | 0.006353 | 0.078 | 0 | 0.0162 | Renewable Ninja (MERRA2) | compiled_reninja_ts.csv
IND | S2D2 | S2 | D2 | RE_Ninja_solar_INDEA | 0.3888 | 0.747 | 0 | 0.2256 | Renewable Ninja (MERRA2) | compiled_reninja_ts.csv
IND | S2D2 | S2 | D2 | RE_Ninja_solar_INDEA | 0.36675 | 0.765 | 0 | 0.22201 | Renewable Ninja (MERRA2) | compiled_reninja_ts.csv
IND | S2D2 | S2 | D2 | RE_Ninja_solar_INDEA | 0.39143 | 0.727 | 0 | 0.22282 | Renewable Ninja (MERRA2) | compiled_reninja_ts.csv
IND | S2D2 | S2 | D2 | RE_Ninja_solar_INDEA | 0.38697 | 0.76 | 0 | 0.22441 | Renewable Ninja (MERRA2) | compiled_reninja_ts.csv
IND | S2D2 | S2 | D2 | RE_Ninja_solar_INDEA | 0.38376 | 0.766 | 0 | 0.22213 | Renewable Ninja (MERRA2) | compiled_reninja_ts.csv
IND | S2D2 | S2 | D2 | RE_Ninja_solar_INDEA | 0.39537 | 0.773 | 0 | 0.22341 | Renewable Ninja (MERRA2) | compiled_reninja_ts.csv
IND | S2D2 | S2 | D2 | RE_Ninja_solar_INDEA | 0.40346 | 0.767 | 0 | 0.22817 | Renewable Ninja (MERRA2) | compiled_reninja_ts.csv
IND | S2D2 | S2 | D2 | RE_Ninja_solar_INDEA | 0.37301 | 0.73 | 0 | 0.21923 | Renewable Ninja (MERRA2) | compiled_reninja_ts.csv
IND | S2D2 | S2 | D2 | RE_Ninja_solar_INDEA | 0.39009 | 0.752 | 0 | 0.22413 | Renewable Ninja (MERRA2) | compiled_reninja_ts.csv
IND | S2D3 | S2 | D3 | RE_Ninja_solar_INDEA | 0 | 0 | 0 | 0 | Renewable Ninja (MERRA2) | compiled_reninja_ts.csv
IND | S2D3 | S2 | D3 | RE_Ninja_solar_INDEA | 0 | 0 | 0 | 0 | Renewable Ninja (MERRA2) | compiled_reninja_ts.csv
IND | S2D3 | S2 | D3 | RE_Ninja_solar_INDEA | 0 | 0 | 0 | 0 | Renewable Ninja (MERRA2) | compiled_reninja_ts.csv
IND | S2D3 | S2 | D3 | RE_Ninja_solar_INDEA | 0 | 0 | 0 | 0 | Renewable Ninja (MERRA2) | compiled_reninja_ts.csv
IND | S2D3 | S2 | D3 | RE_Ninja_solar_INDEA | 0 | 0 | 0 | 0 | Renewable Ninja (MERRA2) | compiled_reninja_ts.csv
IND | S2D3 | S2 | D3 | RE_Ninja_solar_INDEA | 0 | 0 | 0 | 0 | Renewable Ninja (MERRA2) | compiled_reninja_ts.csv
IND | S2D3 | S2 | D3 | RE_Ninja_solar_INDEA | 0 | 0 | 0 | 0 | Renewable Ninja (MERRA2) | compiled_reninja_ts.csv
IND | S2D3 | S2 | D3 | RE_Ninja_solar_INDEA | 0 | 0 | 0 | 0 | Renewable Ninja (MERRA2) | compiled_reninja_ts.csv
IND | S2D3 | S2 | D3 | RE_Ninja_solar_INDEA | 0 | 0 | 0 | 0 | Renewable Ninja (MERRA2) | compiled_reninja_ts.csv
IND | S3D1 | S3 | D1 | RE_Ninja_solar_INDEA | 0.005426 | 0.077 | 0 | 0.014244 | Renewable Ninja (MERRA2) | compiled_reninja_ts.csv
IND | S3D1 | S3 | D1 | RE_Ninja_solar_INDEA | 0.005447 | 0.086 | 0 | 0.01497 | Renewable Ninja (MERRA2) | compiled_reninja_ts.csv
IND | S3D1 | S3 | D1 | RE_Ninja_solar_INDEA | 0.00612 | 0.091 | 0 | 0.016394 | Renewable Ninja (MERRA2) | compiled_reninja_ts.csv
IND | S3D1 | S3 | D1 | RE_Ninja_solar_INDEA | 0.005098 | 0.086 | 0 | 0.014073 | Renewable Ninja (MERRA2) | compiled_reninja_ts.csv
IND | S3D1 | S3 | D1 | RE_Ninja_solar_INDEA | 0.005455 | 0.078 | 0 | 0.01451 | Renewable Ninja (MERRA2) | compiled_reninja_ts.csv
IND | S3D1 | S3 | D1 | RE_Ninja_solar_INDEA | 0.005969 | 0.086 | 0 | 0.015943 | Renewable Ninja (MERRA2) | compiled_reninja_ts.csv
IND | S3D1 | S3 | D1 | RE_Ninja_solar_INDEA | 0.005658 | 0.082 | 0 | 0.015416 | Renewable Ninja (MERRA2) | compiled_reninja_ts.csv
IND | S3D1 | S3 | D1 | RE_Ninja_solar_INDEA | 0.005739 | 0.087 | 0 | 0.015702 | Renewable Ninja (MERRA2) | compiled_reninja_ts.csv
IND | S3D1 | S3 | D1 | RE_Ninja_solar_INDEA | 0.005829 | 0.09 | 0 | 0.015907 | Renewable Ninja (MERRA2) | compiled_reninja_ts.csv
IND | S3D2 | S3 | D2 | RE_Ninja_solar_INDEA | 0.2656 | 0.715 | 0 | 0.17473 | Renewable Ninja (MERRA2) | compiled_reninja_ts.csv
IND | S3D2 | S3 | D2 | RE_Ninja_solar_INDEA | 0.25953 | 0.707 | 0 | 0.17582 | Renewable Ninja (MERRA2) | compiled_reninja_ts.csv
IND | S3D2 | S3 | D2 | RE_Ninja_solar_INDEA | 0.28238 | 0.7 | 0 | 0.1835 | Renewable Ninja (MERRA2) | compiled_reninja_ts.csv
IND | S3D2 | S3 | D2 | RE_Ninja_solar_INDEA | 0.24792 | 0.66 | 0 | 0.1618 | Renewable Ninja (MERRA2) | compiled_reninja_ts.csv
IND | S3D2 | S3 | D2 | RE_Ninja_solar_INDEA | 0.2592 | 0.681 | 0 | 0.16637 | Renewable Ninja (MERRA2) | compiled_reninja_ts.csv
IND | S3D2 | S3 | D2 | RE_Ninja_solar_INDEA | 0.27025 | 0.684 | 0 | 0.1754 | Renewable Ninja (MERRA2) | compiled_reninja_ts.csv
IND | S3D2 | S3 | D2 | RE_Ninja_solar_INDEA | 0.26463 | 0.708 | 0 | 0.17713 | Renewable Ninja (MERRA2) | compiled_reninja_ts.csv
IND | S3D2 | S3 | D2 | RE_Ninja_solar_INDEA | 0.26179 | 0.674 | 0 | 0.17469 | Renewable Ninja (MERRA2) | compiled_reninja_ts.csv
IND | S3D2 | S3 | D2 | RE_Ninja_solar_INDEA | 0.26886 | 0.673 | 0 | 0.17198 | Renewable Ninja (MERRA2) | compiled_reninja_ts.csv
IND | S3D3 | S3 | D3 | RE_Ninja_solar_INDEA | 0 | 0 | 0 | 0 | Renewable Ninja (MERRA2) | compiled_reninja_ts.csv
IND | S3D3 | S3 | D3 | RE_Ninja_solar_INDEA | 0 | 0 | 0 | 0 | Renewable Ninja (MERRA2) | compiled_reninja_ts.csv
IND | S3D3 | S3 | D3 | RE_Ninja_solar_INDEA | 0 | 0 | 0 | 0 | Renewable Ninja (MERRA2) | compiled_reninja_ts.csv
IND | S3D3 | S3 | D3 | RE_Ninja_solar_INDEA | 0 | 0 | 0 | 0 | Renewable Ninja (MERRA2) | compiled_reninja_ts.csv
IND | S3D3 | S3 | D3 | RE_Ninja_solar_INDEA | 0 | 0 | 0 | 0 | Renewable Ninja (MERRA2) | compiled_reninja_ts.csv
IND | S3D3 | S3 | D3 | RE_Ninja_solar_INDEA | 0 | 0 | 0 | 0 | Renewable Ninja (MERRA2) | compiled_reninja_ts.csv
IND | S3D3 | S3 | D3 | RE_Ninja_solar_INDEA | 0 | 0 | 0 | 0 | Renewable Ninja (MERRA2) | compiled_reninja_ts.csv
IND | S3D3 | S3 | D3 | RE_Ninja_solar_INDEA | 0 | 0 | 0 | 0 | Renewable Ninja (MERRA2) | compiled_reninja_ts.csv
IND | S3D3 | S3 | D3 | RE_Ninja_solar_INDEA | 0 | 0 | 0 | 0 | Renewable Ninja (MERRA2) | compiled_reninja_ts.csv
IND | S4D1 | S4 | D1 | RE_Ninja_solar_INDEA | 0.000489 | 0.015 | 0 | 0.002222 | Renewable Ninja (MERRA2) | compiled_reninja_ts.csv
IND | S4D1 | S4 | D1 | RE_Ninja_solar_INDEA | 0.000311 | 0.013 | 0 | 0.001436 | Renewable Ninja (MERRA2) | compiled_reninja_ts.csv
IND | S4D1 | S4 | D1 | RE_Ninja_solar_INDEA | 0.000314 | 0.014 | 0 | 0.001585 | Renewable Ninja (MERRA2) | compiled_reninja_ts.csv
IND | S4D1 | S4 | D1 | RE_Ninja_solar_INDEA | 0.000219 | 0.013 | 0 | 0.001196 | Renewable Ninja (MERRA2) | compiled_reninja_ts.csv
IND | S4D1 | S4 | D1 | RE_Ninja_solar_INDEA | 0.000522 | 0.017 | 0 | 0.002376 | Renewable Ninja (MERRA2) | compiled_reninja_ts.csv
IND | S4D1 | S4 | D1 | RE_Ninja_solar_INDEA | 0.00029 | 0.013 | 0 | 0.001509 | Renewable Ninja (MERRA2) | compiled_reninja_ts.csv
IND | S4D1 | S4 | D1 | RE_Ninja_solar_INDEA | 0.00015 | 0.009 | 0 | 0.000986 | Renewable Ninja (MERRA2) | compiled_reninja_ts.csv
IND | S4D1 | S4 | D1 | RE_Ninja_solar_INDEA | 0.000167 | 0.014 | 0 | 0.001148 | Renewable Ninja (MERRA2) | compiled_reninja_ts.csv
IND | S4D1 | S4 | D1 | RE_Ninja_solar_INDEA | 0.000219 | 0.011 | 0 | 0.001147 | Renewable Ninja (MERRA2) | compiled_reninja_ts.csv
IND | S4D2 | S4 | D2 | RE_Ninja_solar_INDEA | 0.35067 | 0.735 | 0 | 0.23646 | Renewable Ninja (MERRA2) | compiled_reninja_ts.csv
IND | S4D2 | S4 | D2 | RE_Ninja_solar_INDEA | 0.34947 | 0.736 | 0 | 0.23557 | Renewable Ninja (MERRA2) | compiled_reninja_ts.csv
IND | S4D2 | S4 | D2 | RE_Ninja_solar_INDEA | 0.33566 | 0.733 | 0 | 0.23439 | Renewable Ninja (MERRA2) | compiled_reninja_ts.csv
IND | S4D2 | S4 | D2 | RE_Ninja_solar_INDEA | 0.31954 | 0.732 | 0 | 0.23522 | Renewable Ninja (MERRA2) | compiled_reninja_ts.csv
IND | S4D2 | S4 | D2 | RE_Ninja_solar_INDEA | 0.35834 | 0.737 | 0 | 0.24213 | Renewable Ninja (MERRA2) | compiled_reninja_ts.csv
IND | S4D2 | S4 | D2 | RE_Ninja_solar_INDEA | 0.32674 | 0.72 | 0 | 0.23192 | Renewable Ninja (MERRA2) | compiled_reninja_ts.csv
IND | S4D2 | S4 | D2 | RE_Ninja_solar_INDEA | 0.315 | 0.733 | 0 | 0.22805 | Renewable Ninja (MERRA2) | compiled_reninja_ts.csv
IND | S4D2 | S4 | D2 | RE_Ninja_solar_INDEA | 0.31712 | 0.718 | 0 | 0.23123 | Renewable Ninja (MERRA2) | compiled_reninja_ts.csv
IND | S4D2 | S4 | D2 | RE_Ninja_solar_INDEA | 0.34067 | 0.736 | 0 | 0.23911 | Renewable Ninja (MERRA2) | compiled_reninja_ts.csv
IND | S4D3 | S4 | D3 | RE_Ninja_solar_INDEA | 0 | 0 | 0 | 0 | Renewable Ninja (MERRA2) | compiled_reninja_ts.csv
IND | S4D3 | S4 | D3 | RE_Ninja_solar_INDEA | 0 | 0 | 0 | 0 | Renewable Ninja (MERRA2) | compiled_reninja_ts.csv
IND | S4D3 | S4 | D3 | RE_Ninja_solar_INDEA | 0 | 0 | 0 | 0 | Renewable Ninja (MERRA2) | compiled_reninja_ts.csv
IND | S4D3 | S4 | D3 | RE_Ninja_solar_INDEA | 0 | 0 | 0 | 0 | Renewable Ninja (MERRA2) | compiled_reninja_ts.csv
IND | S4D3 | S4 | D3 | RE_Ninja_solar_INDEA | 0 | 0 | 0 | 0 | Renewable Ninja (MERRA2) | compiled_reninja_ts.csv
IND | S4D3 | S4 | D3 | RE_Ninja_solar_INDEA | 0 | 0 | 0 | 0 | Renewable Ninja (MERRA2) | compiled_reninja_ts.csv
IND | S4D3 | S4 | D3 | RE_Ninja_solar_INDEA | 0 | 0 | 0 | 0 | Renewable Ninja (MERRA2) | compiled_reninja_ts.csv
IND | S4D3 | S4 | D3 | RE_Ninja_solar_INDEA | 0 | 0 | 0 | 0 | Renewable Ninja (MERRA2) | compiled_reninja_ts.csv
IND | S4D3 | S4 | D3 | RE_Ninja_solar_INDEA | 0 | 0 | 0 | 0 | Renewable Ninja (MERRA2) | compiled_reninja_ts.csv
IND | S1D1 | S1 | D1 | RE_Ninja_solar_INDNE | 0.000968 | 0.031 | 0 | 0.004325 | Renewable Ninja (MERRA2) | compiled_reninja_ts.csv
IND | S1D1 | S1 | D1 | RE_Ninja_solar_INDNE | 0.000428 | 0.026 | 0 | 0.002259 | Renewable Ninja (MERRA2) | compiled_reninja_ts.csv
IND | S1D1 | S1 | D1 | RE_Ninja_solar_INDNE | 0.000524 | 0.028 | 0 | 0.00303 | Renewable Ninja (MERRA2) | compiled_reninja_ts.csv
IND | S1D1 | S1 | D1 | RE_Ninja_solar_INDNE | 0.000528 | 0.034 | 0 | 0.002978 | Renewable Ninja (MERRA2) | compiled_reninja_ts.csv
IND | S1D1 | S1 | D1 | RE_Ninja_solar_INDNE | 0.000391 | 0.021 | 0 | 0.002091 | Renewable Ninja (MERRA2) | compiled_reninja_ts.csv
IND | S1D1 | S1 | D1 | RE_Ninja_solar_INDNE | 0.000483 | 0.027 | 0 | 0.00275 | Renewable Ninja (MERRA2) | compiled_reninja_ts.csv
IND | S1D1 | S1 | D1 | RE_Ninja_solar_INDNE | 0.00041 | 0.039 | 0 | 0.002901 | Renewable Ninja (MERRA2) | compiled_reninja_ts.csv
IND | S1D1 | S1 | D1 | RE_Ninja_solar_INDNE | 0.000431 | 0.021 | 0 | 0.002362 | Renewable Ninja (MERRA2) | compiled_reninja_ts.csv
IND | S1D1 | S1 | D1 | RE_Ninja_solar_INDNE | 0.000513 | 0.024 | 0 | 0.002807 | Renewable Ninja (MERRA2) | compiled_reninja_ts.csv
IND | S1D2 | S1 | D2 | RE_Ninja_solar_INDNE | 0.3816 | 0.782 | 0 | 0.25923 | Renewable Ninja (MERRA2) | compiled_reninja_ts.csv
IND | S1D2 | S1 | D2 | RE_Ninja_solar_INDNE | 0.36311 | 0.744 | 0 | 0.25074 | Renewable Ninja (MERRA2) | compiled_reninja_ts.csv
IND | S1D2 | S1 | D2 | RE_Ninja_solar_INDNE | 0.34379 | 0.761 | 0 | 0.2448 | Renewable Ninja (MERRA2) | compiled_reninja_ts.csv
IND | S1D2 | S1 | D2 | RE_Ninja_solar_INDNE | 0.37593 | 0.794 | 0 | 0.25383 | Renewable Ninja (MERRA2) | compiled_reninja_ts.csv
IND | S1D2 | S1 | D2 | RE_Ninja_solar_INDNE | 0.35154 | 0.749 | 0 | 0.24689 | Renewable Ninja (MERRA2) | compiled_reninja_ts.csv
IND | S1D2 | S1 | D2 | RE_Ninja_solar_INDNE | 0.36613 | 0.772 | 0 | 0.25486 | Renewable Ninja (MERRA2) | compiled_reninja_ts.csv
IND | S1D2 | S1 | D2 | RE_Ninja_solar_INDNE | 0.34827 | 0.768 | 0 | 0.24935 | Renewable Ninja (MERRA2) | compiled_reninja_ts.csv
IND | S1D2 | S1 | D2 | RE_Ninja_solar_INDNE | 0.35589 | 0.747 | 0 | 0.24861 | Renewable Ninja (MERRA2) | compiled_reninja_ts.csv
IND | S1D2 | S1 | D2 | RE_Ninja_solar_INDNE | 0.35686 | 0.788 | 0 | 0.25269 | Renewable Ninja (MERRA2) | compiled_reninja_ts.csv
IND | S1D3 | S1 | D3 | RE_Ninja_solar_INDNE | 0 | 0 | 0 | 0 | Renewable Ninja (MERRA2) | compiled_reninja_ts.csv
IND | S1D3 | S1 | D3 | RE_Ninja_solar_INDNE | 0 | 0 | 0 | 0 | Renewable Ninja (MERRA2) | compiled_reninja_ts.csv
IND | S1D3 | S1 | D3 | RE_Ninja_solar_INDNE | 0 | 0 | 0 | 0 | Renewable Ninja (MERRA2) | compiled_reninja_ts.csv
IND | S1D3 | S1 | D3 | RE_Ninja_solar_INDNE | 0 | 0 | 0 | 0 | Renewable Ninja (MERRA2) | compiled_reninja_ts.csv
IND | S1D3 | S1 | D3 | RE_Ninja_solar_INDNE | 0 | 0 | 0 | 0 | Renewable Ninja (MERRA2) | compiled_reninja_ts.csv
IND | S1D3 | S1 | D3 | RE_Ninja_solar_INDNE | 0 | 0 | 0 | 0 | Renewable Ninja (MERRA2) | compiled_reninja_ts.csv
IND | S1D3 | S1 | D3 | RE_Ninja_solar_INDNE | 0 | 0 | 0 | 0 | Renewable Ninja (MERRA2) | compiled_reninja_ts.csv
IND | S1D3 | S1 | D3 | RE_Ninja_solar_INDNE | 0 | 0 | 0 | 0 | Renewable Ninja (MERRA2) | compiled_reninja_ts.csv
IND | S1D3 | S1 | D3 | RE_Ninja_solar_INDNE | 0 | 0 | 0 | 0 | Renewable Ninja (MERRA2) | compiled_reninja_ts.csv
IND | S2D1 | S2 | D1 | RE_Ninja_solar_INDNE | 0.013324 | 0.133 | 0 | 0.031775 | Renewable Ninja (MERRA2) | compiled_reninja_ts.csv
IND | S2D1 | S2 | D1 | RE_Ninja_solar_INDNE | 0.012051 | 0.128 | 0 | 0.029415 | Renewable Ninja (MERRA2) | compiled_reninja_ts.csv
IND | S2D1 | S2 | D1 | RE_Ninja_solar_INDNE | 0.012141 | 0.128 | 0 | 0.029587 | Renewable Ninja (MERRA2) | compiled_reninja_ts.csv
IND | S2D1 | S2 | D1 | RE_Ninja_solar_INDNE | 0.011529 | 0.131 | 0 | 0.028164 | Renewable Ninja (MERRA2) | compiled_reninja_ts.csv
IND | S2D1 | S2 | D1 | RE_Ninja_solar_INDNE | 0.011505 | 0.125 | 0 | 0.028079 | Renewable Ninja (MERRA2) | compiled_reninja_ts.csv
IND | S2D1 | S2 | D1 | RE_Ninja_solar_INDNE | 0.012806 | 0.129 | 0 | 0.030503 | Renewable Ninja (MERRA2) | compiled_reninja_ts.csv
IND | S2D1 | S2 | D1 | RE_Ninja_solar_INDNE | 0.013016 | 0.129 | 0 | 0.031233 | Renewable Ninja (MERRA2) | compiled_reninja_ts.csv
IND | S2D1 | S2 | D1 | RE_Ninja_solar_INDNE | 0.012029 | 0.131 | 0 | 0.029528 | Renewable Ninja (MERRA2) | compiled_reninja_ts.csv
IND | S2D1 | S2 | D1 | RE_Ninja_solar_INDNE | 0.011951 | 0.125 | 0 | 0.028914 | Renewable Ninja (MERRA2) | compiled_reninja_ts.csv
IND | S2D2 | S2 | D2 | RE_Ninja_solar_INDNE | 0.40493 | 0.785 | 0 | 0.23509 | Renewable Ninja (MERRA2) | compiled_reninja_ts.csv
IND | S2D2 | S2 | D2 | RE_Ninja_solar_INDNE | 0.36487 | 0.781 | 0 | 0.226 | Renewable Ninja (MERRA2) | compiled_reninja_ts.csv
IND | S2D2 | S2 | D2 | RE_Ninja_solar_INDNE | 0.38358 | 0.75 | 0 | 0.22883 | Renewable Ninja (MERRA2) | compiled_reninja_ts.csv
IND | S2D2 | S2 | D2 | RE_Ninja_solar_INDNE | 0.3733 | 0.795 | 0 | 0.22763 | Renewable Ninja (MERRA2) | compiled_reninja_ts.csv
IND | S2D2 | S2 | D2 | RE_Ninja_solar_INDNE | 0.36713 | 0.769 | 0 | 0.22363 | Renewable Ninja (MERRA2) | compiled_reninja_ts.csv
IND | S2D2 | S2 | D2 | RE_Ninja_solar_INDNE | 0.39577 | 0.804 | 0 | 0.2319 | Renewable Ninja (MERRA2) | compiled_reninja_ts.csv
IND | S2D2 | S2 | D2 | RE_Ninja_solar_INDNE | 0.38851 | 0.774 | 0 | 0.23049 | Renewable Ninja (MERRA2) | compiled_reninja_ts.csv
IND | S2D2 | S2 | D2 | RE_Ninja_solar_INDNE | 0.37921 | 0.752 | 0 | 0.22699 | Renewable Ninja (MERRA2) | compiled_reninja_ts.csv
IND | S2D2 | S2 | D2 | RE_Ninja_solar_INDNE | 0.38841 | 0.764 | 0 | 0.22686 | Renewable Ninja (MERRA2) | compiled_reninja_ts.csv
IND | S2D3 | S2 | D3 | RE_Ninja_solar_INDNE | 0 | 0 | 0 | 0 | Renewable Ninja (MERRA2) | compiled_reninja_ts.csv
IND | S2D3 | S2 | D3 | RE_Ninja_solar_INDNE | 0 | 0 | 0 | 0 | Renewable Ninja (MERRA2) | compiled_reninja_ts.csv
IND | S2D3 | S2 | D3 | RE_Ninja_solar_INDNE | 0 | 0 | 0 | 0 | Renewable Ninja (MERRA2) | compiled_reninja_ts.csv
IND | S2D3 | S2 | D3 | RE_Ninja_solar_INDNE | 0 | 0 | 0 | 0 | Renewable Ninja (MERRA2) | compiled_reninja_ts.csv
IND | S2D3 | S2 | D3 | RE_Ninja_solar_INDNE | 0 | 0 | 0 | 0 | Renewable Ninja (MERRA2) | compiled_reninja_ts.csv
IND | S2D3 | S2 | D3 | RE_Ninja_solar_INDNE | 0 | 0 | 0 | 0 | Renewable Ninja (MERRA2) | compiled_reninja_ts.csv
IND | S2D3 | S2 | D3 | RE_Ninja_solar_INDNE | 0 | 0 | 0 | 0 | Renewable Ninja (MERRA2) | compiled_reninja_ts.csv
IND | S2D3 | S2 | D3 | RE_Ninja_solar_INDNE | 0 | 0 | 0 | 0 | Renewable Ninja (MERRA2) | compiled_reninja_ts.csv
IND | S2D3 | S2 | D3 | RE_Ninja_solar_INDNE | 0 | 0 | 0 | 0 | Renewable Ninja (MERRA2) | compiled_reninja_ts.csv
IND | S3D1 | S3 | D1 | RE_Ninja_solar_INDNE | 0.009978 | 0.129 | 0 | 0.025879 | Renewable Ninja (MERRA2) | compiled_reninja_ts.csv
IND | S3D1 | S3 | D1 | RE_Ninja_solar_INDNE | 0.01062 | 0.135 | 0 | 0.027625 | Renewable Ninja (MERRA2) | compiled_reninja_ts.csv
IND | S3D1 | S3 | D1 | RE_Ninja_solar_INDNE | 0.009814 | 0.133 | 0 | 0.025353 | Renewable Ninja (MERRA2) | compiled_reninja_ts.csv
IND | S3D1 | S3 | D1 | RE_Ninja_solar_INDNE | 0.009638 | 0.132 | 0 | 0.024369 | Renewable Ninja (MERRA2) | compiled_reninja_ts.csv
IND | S3D1 | S3 | D1 | RE_Ninja_solar_INDNE | 0.011011 | 0.131 | 0 | 0.026483 | Renewable Ninja (MERRA2) | compiled_reninja_ts.csv
IND | S3D1 | S3 | D1 | RE_Ninja_solar_INDNE | 0.012081 | 0.134 | 0 | 0.029176 | Renewable Ninja (MERRA2) | compiled_reninja_ts.csv
IND | S3D1 | S3 | D1 | RE_Ninja_solar_INDNE | 0.012552 | 0.139 | 0 | 0.030255 | Renewable Ninja (MERRA2) | compiled_reninja_ts.csv
IND | S3D1 | S3 | D1 | RE_Ninja_solar_INDNE | 0.01238 | 0.139 | 0 | 0.029914 | Renewable Ninja (MERRA2) | compiled_reninja_ts.csv
IND | S3D1 | S3 | D1 | RE_Ninja_solar_INDNE | 0.012818 | 0.129 | 0 | 0.03043 | Renewable Ninja (MERRA2) | compiled_reninja_ts.csv
IND | S3D2 | S3 | D2 | RE_Ninja_solar_INDNE | 0.26191 | 0.7 | 0 | 0.18166 | Renewable Ninja (MERRA2) | compiled_reninja_ts.csv
IND | S3D2 | S3 | D2 | RE_Ninja_solar_INDNE | 0.2847 | 0.701 | 0 | 0.19455 | Renewable Ninja (MERRA2) | compiled_reninja_ts.csv
IND | S3D2 | S3 | D2 | RE_Ninja_solar_INDNE | 0.26111 | 0.698 | 0 | 0.17187 | Renewable Ninja (MERRA2) | compiled_reninja_ts.csv
IND | S3D2 | S3 | D2 | RE_Ninja_solar_INDNE | 0.27414 | 0.698 | 0 | 0.18355 | Renewable Ninja (MERRA2) | compiled_reninja_ts.csv
IND | S3D2 | S3 | D2 | RE_Ninja_solar_INDNE | 0.29294 | 0.716 | 0 | 0.18569 | Renewable Ninja (MERRA2) | compiled_reninja_ts.csv
IND | S3D2 | S3 | D2 | RE_Ninja_solar_INDNE | 0.29999 | 0.726 | 0 | 0.19354 | Renewable Ninja (MERRA2) | compiled_reninja_ts.csv
IND | S3D2 | S3 | D2 | RE_Ninja_solar_INDNE | 0.30388 | 0.709 | 0 | 0.19398 | Renewable Ninja (MERRA2) | compiled_reninja_ts.csv
IND | S3D2 | S3 | D2 | RE_Ninja_solar_INDNE | 0.30563 | 0.708 | 0 | 0.19296 | Renewable Ninja (MERRA2) | compiled_reninja_ts.csv
IND | S3D2 | S3 | D2 | RE_Ninja_solar_INDNE | 0.32206 | 0.713 | 0 | 0.19845 | Renewable Ninja (MERRA2) | compiled_reninja_ts.csv
IND | S3D3 | S3 | D3 | RE_Ninja_solar_INDNE | 0 | 0 | 0 | 0 | Renewable Ninja (MERRA2) | compiled_reninja_ts.csv
IND | S3D3 | S3 | D3 | RE_Ninja_solar_INDNE | 0 | 0 | 0 | 0 | Renewable Ninja (MERRA2) | compiled_reninja_ts.csv
IND | S3D3 | S3 | D3 | RE_Ninja_solar_INDNE | 0 | 0 | 0 | 0 | Renewable Ninja (MERRA2) | compiled_reninja_ts.csv
IND | S3D3 | S3 | D3 | RE_Ninja_solar_INDNE | 0 | 0 | 0 | 0 | Renewable Ninja (MERRA2) | compiled_reninja_ts.csv
IND | S3D3 | S3 | D3 | RE_Ninja_solar_INDNE | 0 | 0 | 0 | 0 | Renewable Ninja (MERRA2) | compiled_reninja_ts.csv
IND | S3D3 | S3 | D3 | RE_Ninja_solar_INDNE | 0 | 0 | 0 | 0 | Renewable Ninja (MERRA2) | compiled_reninja_ts.csv
IND | S3D3 | S3 | D3 | RE_Ninja_solar_INDNE | 0 | 0 | 0 | 0 | Renewable Ninja (MERRA2) | compiled_reninja_ts.csv
IND | S3D3 | S3 | D3 | RE_Ninja_solar_INDNE | 0 | 0 | 0 | 0 | Renewable Ninja (MERRA2) | compiled_reninja_ts.csv
IND | S3D3 | S3 | D3 | RE_Ninja_solar_INDNE | 0 | 0 | 0 | 0 | Renewable Ninja (MERRA2) | compiled_reninja_ts.csv
IND | S4D1 | S4 | D1 | RE_Ninja_solar_INDNE | 0.002063 | 0.045 | 0 | 0.007013 | Renewable Ninja (MERRA2) | compiled_reninja_ts.csv
IND | S4D1 | S4 | D1 | RE_Ninja_solar_INDNE | 0.001536 | 0.04 | 0 | 0.005892 | Renewable Ninja (MERRA2) | compiled_reninja_ts.csv
IND | S4D1 | S4 | D1 | RE_Ninja_solar_INDNE | 0.001694 | 0.031 | 0 | 0.005851 | Renewable Ninja (MERRA2) | compiled_reninja_ts.csv
IND | S4D1 | S4 | D1 | RE_Ninja_solar_INDNE | 0.001497 | 0.041 | 0 | 0.005021 | Renewable Ninja (MERRA2) | compiled_reninja_ts.csv
IND | S4D1 | S4 | D1 | RE_Ninja_solar_INDNE | 0.002156 | 0.047 | 0 | 0.007344 | Renewable Ninja (MERRA2) | compiled_reninja_ts.csv
IND | S4D1 | S4 | D1 | RE_Ninja_solar_INDNE | 0.001861 | 0.052 | 0 | 0.006539 | Renewable Ninja (MERRA2) | compiled_reninja_ts.csv
IND | S4D1 | S4 | D1 | RE_Ninja_solar_INDNE | 0.00176 | 0.039 | 0 | 0.005807 | Renewable Ninja (MERRA2) | compiled_reninja_ts.csv
IND | S4D1 | S4 | D1 | RE_Ninja_solar_INDNE | 0.001615 | 0.046 | 0 | 0.005723 | Renewable Ninja (MERRA2) | compiled_reninja_ts.csv
IND | S4D1 | S4 | D1 | RE_Ninja_solar_INDNE | 0.001885 | 0.043 | 0 | 0.006355 | Renewable Ninja (MERRA2) | compiled_reninja_ts.csv
IND | S4D2 | S4 | D2 | RE_Ninja_solar_INDNE | 0.35529 | 0.737 | 0 | 0.24365 | Renewable Ninja (MERRA2) | compiled_reninja_ts.csv
IND | S4D2 | S4 | D2 | RE_Ninja_solar_INDNE | 0.34188 | 0.736 | 0 | 0.2381 | Renewable Ninja (MERRA2) | compiled_reninja_ts.csv
IND | S4D2 | S4 | D2 | RE_Ninja_solar_INDNE | 0.35084 | 0.73 | 0 | 0.24754 | Renewable Ninja (MERRA2) | compiled_reninja_ts.csv
IND | S4D2 | S4 | D2 | RE_Ninja_solar_INDNE | 0.34752 | 0.741 | 0 | 0.24555 | Renewable Ninja (MERRA2) | compiled_reninja_ts.csv
IND | S4D2 | S4 | D2 | RE_Ninja_solar_INDNE | 0.37737 | 0.734 | 0 | 0.24417 | Renewable Ninja (MERRA2) | compiled_reninja_ts.csv
IND | S4D2 | S4 | D2 | RE_Ninja_solar_INDNE | 0.34086 | 0.732 | 0 | 0.24174 | Renewable Ninja (MERRA2) | compiled_reninja_ts.csv
IND | S4D2 | S4 | D2 | RE_Ninja_solar_INDNE | 0.35611 | 0.748 | 0 | 0.24394 | Renewable Ninja (MERRA2) | compiled_reninja_ts.csv
IND | S4D2 | S4 | D2 | RE_Ninja_solar_INDNE | 0.36284 | 0.748 | 0 | 0.24659 | Renewable Ninja (MERRA2) | compiled_reninja_ts.csv
IND | S4D2 | S4 | D2 | RE_Ninja_solar_INDNE | 0.37138 | 0.754 | 0 | 0.25686 | Renewable Ninja (MERRA2) | compiled_reninja_ts.csv
IND | S4D3 | S4 | D3 | RE_Ninja_solar_INDNE | 0 | 0 | 0 | 0 | Renewable Ninja (MERRA2) | compiled_reninja_ts.csv
IND | S4D3 | S4 | D3 | RE_Ninja_solar_INDNE | 0 | 0 | 0 | 0 | Renewable Ninja (MERRA2) | compiled_reninja_ts.csv
IND | S4D3 | S4 | D3 | RE_Ninja_solar_INDNE | 0 | 0 | 0 | 0 | Renewable Ninja (MERRA2) | compiled_reninja_ts.csv
IND | S4D3 | S4 | D3 | RE_Ninja_solar_INDNE | 0 | 0 | 0 | 0 | Renewable Ninja (MERRA2) | compiled_reninja_ts.csv
IND | S4D3 | S4 | D3 | RE_Ninja_solar_INDNE | 0 | 0 | 0 | 0 | Renewable Ninja (MERRA2) | compiled_reninja_ts.csv
IND | S4D3 | S4 | D3 | RE_Ninja_solar_INDNE | 0 | 0 | 0 | 0 | Renewable Ninja (MERRA2) | compiled_reninja_ts.csv
IND | S4D3 | S4 | D3 | RE_Ninja_solar_INDNE | 0 | 0 | 0 | 0 | Renewable Ninja (MERRA2) | compiled_reninja_ts.csv
IND | S4D3 | S4 | D3 | RE_Ninja_solar_INDNE | 0 | 0 | 0 | 0 | Renewable Ninja (MERRA2) | compiled_reninja_ts.csv
IND | S4D3 | S4 | D3 | RE_Ninja_solar_INDNE | 0 | 0 | 0 | 0 | Renewable Ninja (MERRA2) | compiled_reninja_ts.csv
IND | S1D1 | S1 | D1 | RE_Ninja_solar_INDNO | 0 | 0 | 0 | 0 | Renewable Ninja (MERRA2) | compiled_reninja_ts.csv
IND | S1D1 | S1 | D1 | RE_Ninja_solar_INDNO | 0 | 0 | 0 | 0 | Renewable Ninja (MERRA2) | compiled_reninja_ts.csv
IND | S1D1 | S1 | D1 | RE_Ninja_solar_INDNO | 0 | 0 | 0 | 0 | Renewable Ninja (MERRA2) | compiled_reninja_ts.csv
IND | S1D1 | S1 | D1 | RE_Ninja_solar_INDNO | 0 | 0 | 0 | 0 | Renewable Ninja (MERRA2) | compiled_reninja_ts.csv
IND | S1D1 | S1 | D1 | RE_Ninja_solar_INDNO | 0 | 0 | 0 | 0 | Renewable Ninja (MERRA2) | compiled_reninja_ts.csv
IND | S1D1 | S1 | D1 | RE_Ninja_solar_INDNO | 0 | 0 | 0 | 0 | Renewable Ninja (MERRA2) | compiled_reninja_ts.csv
IND | S1D1 | S1 | D1 | RE_Ninja_solar_INDNO | 0 | 0 | 0 | 0 | Renewable Ninja (MERRA2) | compiled_reninja_ts.csv
IND | S1D1 | S1 | D1 | RE_Ninja_solar_INDNO | 0 | 0 | 0 | 0 | Renewable Ninja (MERRA2) | compiled_reninja_ts.csv
IND | S1D1 | S1 | D1 | RE_Ninja_solar_INDNO | 0 | 0 | 0 | 0 | Renewable Ninja (MERRA2) | compiled_reninja_ts.csv
IND | S1D2 | S1 | D2 | RE_Ninja_solar_INDNO | 0.35164 | 0.777 | 0 | 0.25588 | Renewable Ninja (MERRA2) | compiled_reninja_ts.csv
IND | S1D2 | S1 | D2 | RE_Ninja_solar_INDNO | 0.34988 | 0.79 | 0 | 0.25575 | Renewable Ninja (MERRA2) | compiled_reninja_ts.csv
IND | S1D2 | S1 | D2 | RE_Ninja_solar_INDNO | 0.3459 | 0.787 | 0 | 0.2495 | Renewable Ninja (MERRA2) | compiled_reninja_ts.csv
IND | S1D2 | S1 | D2 | RE_Ninja_solar_INDNO | 0.35733 | 0.803 | 0 | 0.25453 | Renewable Ninja (MERRA2) | compiled_reninja_ts.csv
IND | S1D2 | S1 | D2 | RE_Ninja_solar_INDNO | 0.34876 | 0.771 | 0 | 0.25054 | Renewable Ninja (MERRA2) | compiled_reninja_ts.csv
IND | S1D2 | S1 | D2 | RE_Ninja_solar_INDNO | 0.3281 | 0.785 | 0 | 0.24718 | Renewable Ninja (MERRA2) | compiled_reninja_ts.csv
IND | S1D2 | S1 | D2 | RE_Ninja_solar_INDNO | 0.35859 | 0.783 | 0 | 0.26077 | Renewable Ninja (MERRA2) | compiled_reninja_ts.csv
IND | S1D2 | S1 | D2 | RE_Ninja_solar_INDNO | 0.3532 | 0.767 | 0 | 0.25438 | Renewable Ninja (MERRA2) | compiled_reninja_ts.csv
IND | S1D2 | S1 | D2 | RE_Ninja_solar_INDNO | 0.33311 | 0.799 | 0 | 0.25981 | Renewable Ninja (MERRA2) | compiled_reninja_ts.csv
IND | S1D3 | S1 | D3 | RE_Ninja_solar_INDNO | 0 | 0 | 0 | 0 | Renewable Ninja (MERRA2) | compiled_reninja_ts.csv
IND | S1D3 | S1 | D3 | RE_Ninja_solar_INDNO | 0 | 0 | 0 | 0 | Renewable Ninja (MERRA2) | compiled_reninja_ts.csv
IND | S1D3 | S1 | D3 | RE_Ninja_solar_INDNO | 0 | 0 | 0 | 0 | Renewable Ninja (MERRA2) | compiled_reninja_ts.csv
IND | S1D3 | S1 | D3 | RE_Ninja_solar_INDNO | 0 | 0 | 0 | 0 | Renewable Ninja (MERRA2) | compiled_reninja_ts.csv
IND | S1D3 | S1 | D3 | RE_Ninja_solar_INDNO | 0 | 0 | 0 | 0 | Renewable Ninja (MERRA2) | compiled_reninja_ts.csv
IND | S1D3 | S1 | D3 | RE_Ninja_solar_INDNO | 0 | 0 | 0 | 0 | Renewable Ninja (MERRA2) | compiled_reninja_ts.csv
IND | S1D3 | S1 | D3 | RE_Ninja_solar_INDNO | 0 | 0 | 0 | 0 | Renewable Ninja (MERRA2) | compiled_reninja_ts.csv
IND | S1D3 | S1 | D3 | RE_Ninja_solar_INDNO | 0 | 0 | 0 | 0 | Renewable Ninja (MERRA2) | compiled_reninja_ts.csv
IND | S1D3 | S1 | D3 | RE_Ninja_solar_INDNO | 0 | 0 | 0 | 0 | Renewable Ninja (MERRA2) | compiled_reninja_ts.csv
IND | S2D1 | S2 | D1 | RE_Ninja_solar_INDNO | 0.000589 | 0.019 | 0 | 0.002772 | Renewable Ninja (MERRA2) | compiled_reninja_ts.csv
IND | S2D1 | S2 | D1 | RE_Ninja_solar_INDNO | 0.000571 | 0.019 | 0 | 0.002695 | Renewable Ninja (MERRA2) | compiled_reninja_ts.csv
IND | S2D1 | S2 | D1 | RE_Ninja_solar_INDNO | 0.000505 | 0.019 | 0 | 0.002389 | Renewable Ninja (MERRA2) | compiled_reninja_ts.csv
IND | S2D1 | S2 | D1 | RE_Ninja_solar_INDNO | 0.000493 | 0.02 | 0 | 0.002304 | Renewable Ninja (MERRA2) | compiled_reninja_ts.csv
IND | S2D1 | S2 | D1 | RE_Ninja_solar_INDNO | 0.000437 | 0.016 | 0 | 0.002094 | Renewable Ninja (MERRA2) | compiled_reninja_ts.csv
IND | S2D1 | S2 | D1 | RE_Ninja_solar_INDNO | 0.000522 | 0.019 | 0 | 0.002505 | Renewable Ninja (MERRA2) | compiled_reninja_ts.csv
IND | S2D1 | S2 | D1 | RE_Ninja_solar_INDNO | 0.000547 | 0.017 | 0 | 0.002487 | Renewable Ninja (MERRA2) | compiled_reninja_ts.csv
IND | S2D1 | S2 | D1 | RE_Ninja_solar_INDNO | 0.000482 | 0.018 | 0 | 0.002356 | Renewable Ninja (MERRA2) | compiled_reninja_ts.csv
IND | S2D1 | S2 | D1 | RE_Ninja_solar_INDNO | 0.000399 | 0.016 | 0 | 0.001924 | Renewable Ninja (MERRA2) | compiled_reninja_ts.csv
IND | S2D2 | S2 | D2 | RE_Ninja_solar_INDNO | 0.42458 | 0.802 | 0.001 | 0.22632 | Renewable Ninja (MERRA2) | compiled_reninja_ts.csv
IND | S2D2 | S2 | D2 | RE_Ninja_solar_INDNO | 0.41862 | 0.808 | 0 | 0.23232 | Renewable Ninja (MERRA2) | compiled_reninja_ts.csv
IND | S2D2 | S2 | D2 | RE_Ninja_solar_INDNO | 0.41377 | 0.8 | 0 | 0.22526 | Renewable Ninja (MERRA2) | compiled_reninja_ts.csv
IND | S2D2 | S2 | D2 | RE_Ninja_solar_INDNO | 0.42945 | 0.817 | 0 | 0.22688 | Renewable Ninja (MERRA2) | compiled_reninja_ts.csv
IND | S2D2 | S2 | D2 | RE_Ninja_solar_INDNO | 0.42141 | 0.782 | 0 | 0.22543 | Renewable Ninja (MERRA2) | compiled_reninja_ts.csv
IND | S2D2 | S2 | D2 | RE_Ninja_solar_INDNO | 0.41991 | 0.792 | 0 | 0.23029 | Renewable Ninja (MERRA2) | compiled_reninja_ts.csv
IND | S2D2 | S2 | D2 | RE_Ninja_solar_INDNO | 0.41484 | 0.801 | 0 | 0.22979 | Renewable Ninja (MERRA2) | compiled_reninja_ts.csv
IND | S2D2 | S2 | D2 | RE_Ninja_solar_INDNO | 0.41703 | 0.782 | 0.001 | 0.22579 | Renewable Ninja (MERRA2) | compiled_reninja_ts.csv
IND | S2D2 | S2 | D2 | RE_Ninja_solar_INDNO | 0.41684 | 0.775 | 0 | 0.22506 | Renewable Ninja (MERRA2) | compiled_reninja_ts.csv
IND | S2D3 | S2 | D3 | RE_Ninja_solar_INDNO | 2e-06 | 0.001 | 0 | 4.3e-05 | Renewable Ninja (MERRA2) | compiled_reninja_ts.csv
IND | S2D3 | S2 | D3 | RE_Ninja_solar_INDNO | 4e-06 | 0.001 | 0 | 6e-05 | Renewable Ninja (MERRA2) | compiled_reninja_ts.csv
IND | S2D3 | S2 | D3 | RE_Ninja_solar_INDNO | 2e-06 | 0.001 | 0 | 4.3e-05 | Renewable Ninja (MERRA2) | compiled_reninja_ts.csv
IND | S2D3 | S2 | D3 | RE_Ninja_solar_INDNO | 4e-06 | 0.001 | 0 | 6e-05 | Renewable Ninja (MERRA2) | compiled_reninja_ts.csv
IND | S2D3 | S2 | D3 | RE_Ninja_solar_INDNO | 0 | 0 | 0 | 0 | Renewable Ninja (MERRA2) | compiled_reninja_ts.csv
IND | S2D3 | S2 | D3 | RE_Ninja_solar_INDNO | 2e-06 | 0.001 | 0 | 4.3e-05 | Renewable Ninja (MERRA2) | compiled_reninja_ts.csv
IND | S2D3 | S2 | D3 | RE_Ninja_solar_INDNO | 0 | 0 | 0 | 0 | Renewable Ninja (MERRA2) | compiled_reninja_ts.csv
IND | S2D3 | S2 | D3 | RE_Ninja_solar_INDNO | 0 | 0 | 0 | 0 | Renewable Ninja (MERRA2) | compiled_reninja_ts.csv
IND | S2D3 | S2 | D3 | RE_Ninja_solar_INDNO | 0 | 0 | 0 | 0 | Renewable Ninja (MERRA2) | compiled_reninja_ts.csv
IND | S3D1 | S3 | D1 | RE_Ninja_solar_INDNO | 0.001348 | 0.022 | 0 | 0.00458 | Renewable Ninja (MERRA2) | compiled_reninja_ts.csv
IND | S3D1 | S3 | D1 | RE_Ninja_solar_INDNO | 0.001351 | 0.024 | 0 | 0.004691 | Renewable Ninja (MERRA2) | compiled_reninja_ts.csv
IND | S3D1 | S3 | D1 | RE_Ninja_solar_INDNO | 0.001242 | 0.022 | 0 | 0.004324 | Renewable Ninja (MERRA2) | compiled_reninja_ts.csv
IND | S3D1 | S3 | D1 | RE_Ninja_solar_INDNO | 0.001273 | 0.024 | 0 | 0.004406 | Renewable Ninja (MERRA2) | compiled_reninja_ts.csv
IND | S3D1 | S3 | D1 | RE_Ninja_solar_INDNO | 0.001111 | 0.023 | 0 | 0.003973 | Renewable Ninja (MERRA2) | compiled_reninja_ts.csv
IND | S3D1 | S3 | D1 | RE_Ninja_solar_INDNO | 0.001273 | 0.023 | 0 | 0.004506 | Renewable Ninja (MERRA2) | compiled_reninja_ts.csv
IND | S3D1 | S3 | D1 | RE_Ninja_solar_INDNO | 0.00128 | 0.023 | 0 | 0.004393 | Renewable Ninja (MERRA2) | compiled_reninja_ts.csv
IND | S3D1 | S3 | D1 | RE_Ninja_solar_INDNO | 0.001236 | 0.025 | 0 | 0.004369 | Renewable Ninja (MERRA2) | compiled_reninja_ts.csv
IND | S3D1 | S3 | D1 | RE_Ninja_solar_INDNO | 0.001268 | 0.023 | 0 | 0.004426 | Renewable Ninja (MERRA2) | compiled_reninja_ts.csv
IND | S3D2 | S3 | D2 | RE_Ninja_solar_INDNO | 0.39882 | 0.727 | 0.01 | 0.20493 | Renewable Ninja (MERRA2) | compiled_reninja_ts.csv
IND | S3D2 | S3 | D2 | RE_Ninja_solar_INDNO | 0.40286 | 0.736 | 0.009 | 0.20779 | Renewable Ninja (MERRA2) | compiled_reninja_ts.csv
IND | S3D2 | S3 | D2 | RE_Ninja_solar_INDNO | 0.38074 | 0.723 | 0.007 | 0.20074 | Renewable Ninja (MERRA2) | compiled_reninja_ts.csv
IND | S3D2 | S3 | D2 | RE_Ninja_solar_INDNO | 0.37687 | 0.717 | 0 | 0.20162 | Renewable Ninja (MERRA2) | compiled_reninja_ts.csv
IND | S3D2 | S3 | D2 | RE_Ninja_solar_INDNO | 0.3514 | 0.737 | 0 | 0.20093 | Renewable Ninja (MERRA2) | compiled_reninja_ts.csv
IND | S3D2 | S3 | D2 | RE_Ninja_solar_INDNO | 0.36335 | 0.723 | 0.003 | 0.19764 | Renewable Ninja (MERRA2) | compiled_reninja_ts.csv
IND | S3D2 | S3 | D2 | RE_Ninja_solar_INDNO | 0.37677 | 0.718 | 0.006 | 0.20082 | Renewable Ninja (MERRA2) | compiled_reninja_ts.csv
IND | S3D2 | S3 | D2 | RE_Ninja_solar_INDNO | 0.35891 | 0.722 | 0 | 0.20129 | Renewable Ninja (MERRA2) | compiled_reninja_ts.csv
IND | S3D2 | S3 | D2 | RE_Ninja_solar_INDNO | 0.37107 | 0.725 | 0.006 | 0.20113 | Renewable Ninja (MERRA2) | compiled_reninja_ts.csv
IND | S3D3 | S3 | D3 | RE_Ninja_solar_INDNO | 6.8e-05 | 0.003 | 0 | 0.000328 | Renewable Ninja (MERRA2) | compiled_reninja_ts.csv
IND | S3D3 | S3 | D3 | RE_Ninja_solar_INDNO | 7.4e-05 | 0.004 | 0 | 0.000391 | Renewable Ninja (MERRA2) | compiled_reninja_ts.csv
IND | S3D3 | S3 | D3 | RE_Ninja_solar_INDNO | 6.4e-05 | 0.003 | 0 | 0.000331 | Renewable Ninja (MERRA2) | compiled_reninja_ts.csv
IND | S3D3 | S3 | D3 | RE_Ninja_solar_INDNO | 7.4e-05 | 0.003 | 0 | 0.00037 | Renewable Ninja (MERRA2) | compiled_reninja_ts.csv
IND | S3D3 | S3 | D3 | RE_Ninja_solar_INDNO | 4.4e-05 | 0.002 | 0 | 0.000258 | Renewable Ninja (MERRA2) | compiled_reninja_ts.csv
IND | S3D3 | S3 | D3 | RE_Ninja_solar_INDNO | 7.8e-05 | 0.003 | 0 | 0.000406 | Renewable Ninja (MERRA2) | compiled_reninja_ts.csv
IND | S3D3 | S3 | D3 | RE_Ninja_solar_INDNO | 6.1e-05 | 0.004 | 0 | 0.000363 | Renewable Ninja (MERRA2) | compiled_reninja_ts.csv
IND | S3D3 | S3 | D3 | RE_Ninja_solar_INDNO | 5.9e-05 | 0.003 | 0 | 0.000323 | Renewable Ninja (MERRA2) | compiled_reninja_ts.csv
IND | S3D3 | S3 | D3 | RE_Ninja_solar_INDNO | 4.5e-05 | 0.003 | 0 | 0.000271 | Renewable Ninja (MERRA2) | compiled_reninja_ts.csv
IND | S4D1 | S4 | D1 | RE_Ninja_solar_INDNO | 0 | 0 | 0 | 0 | Renewable Ninja (MERRA2) | compiled_reninja_ts.csv
IND | S4D1 | S4 | D1 | RE_Ninja_solar_INDNO | 0 | 0 | 0 | 0 | Renewable Ninja (MERRA2) | compiled_reninja_ts.csv
IND | S4D1 | S4 | D1 | RE_Ninja_solar_INDNO | 0 | 0 | 0 | 0 | Renewable Ninja (MERRA2) | compiled_reninja_ts.csv
IND | S4D1 | S4 | D1 | RE_Ninja_solar_INDNO | 0 | 0 | 0 | 0 | Renewable Ninja (MERRA2) | compiled_reninja_ts.csv
IND | S4D1 | S4 | D1 | RE_Ninja_solar_INDNO | 0 | 0 | 0 | 0 | Renewable Ninja (MERRA2) | compiled_reninja_ts.csv
IND | S4D1 | S4 | D1 | RE_Ninja_solar_INDNO | 0 | 0 | 0 | 0 | Renewable Ninja (MERRA2) | compiled_reninja_ts.csv
IND | S4D1 | S4 | D1 | RE_Ninja_solar_INDNO | 0 | 0 | 0 | 0 | Renewable Ninja (MERRA2) | compiled_reninja_ts.csv
IND | S4D1 | S4 | D1 | RE_Ninja_solar_INDNO | 0 | 0 | 0 | 0 | Renewable Ninja (MERRA2) | compiled_reninja_ts.csv
IND | S4D1 | S4 | D1 | RE_Ninja_solar_INDNO | 0 | 0 | 0 | 0 | Renewable Ninja (MERRA2) | compiled_reninja_ts.csv
IND | S4D2 | S4 | D2 | RE_Ninja_solar_INDNO | 0.36168 | 0.725 | 0 | 0.24026 | Renewable Ninja (MERRA2) | compiled_reninja_ts.csv
IND | S4D2 | S4 | D2 | RE_Ninja_solar_INDNO | 0.35304 | 0.743 | 0 | 0.23951 | Renewable Ninja (MERRA2) | compiled_reninja_ts.csv
IND | S4D2 | S4 | D2 | RE_Ninja_solar_INDNO | 0.35778 | 0.735 | 0 | 0.23915 | Renewable Ninja (MERRA2) | compiled_reninja_ts.csv
IND | S4D2 | S4 | D2 | RE_Ninja_solar_INDNO | 0.33808 | 0.727 | 0 | 0.23625 | Renewable Ninja (MERRA2) | compiled_reninja_ts.csv
IND | S4D2 | S4 | D2 | RE_Ninja_solar_INDNO | 0.35082 | 0.727 | 0 | 0.24088 | Renewable Ninja (MERRA2) | compiled_reninja_ts.csv
IND | S4D2 | S4 | D2 | RE_Ninja_solar_INDNO | 0.32363 | 0.725 | 0 | 0.231 | Renewable Ninja (MERRA2) | compiled_reninja_ts.csv
IND | S4D2 | S4 | D2 | RE_Ninja_solar_INDNO | 0.36156 | 0.727 | 0 | 0.24224 | Renewable Ninja (MERRA2) | compiled_reninja_ts.csv
IND | S4D2 | S4 | D2 | RE_Ninja_solar_INDNO | 0.35631 | 0.731 | 0 | 0.24518 | Renewable Ninja (MERRA2) | compiled_reninja_ts.csv
IND | S4D2 | S4 | D2 | RE_Ninja_solar_INDNO | 0.34952 | 0.741 | 0 | 0.24922 | Renewable Ninja (MERRA2) | compiled_reninja_ts.csv
IND | S4D3 | S4 | D3 | RE_Ninja_solar_INDNO | 0 | 0 | 0 | 0 | Renewable Ninja (MERRA2) | compiled_reninja_ts.csv
IND | S4D3 | S4 | D3 | RE_Ninja_solar_INDNO | 0 | 0 | 0 | 0 | Renewable Ninja (MERRA2) | compiled_reninja_ts.csv
IND | S4D3 | S4 | D3 | RE_Ninja_solar_INDNO | 0 | 0 | 0 | 0 | Renewable Ninja (MERRA2) | compiled_reninja_ts.csv
IND | S4D3 | S4 | D3 | RE_Ninja_solar_INDNO | 0 | 0 | 0 | 0 | Renewable Ninja (MERRA2) | compiled_reninja_ts.csv
IND | S4D3 | S4 | D3 | RE_Ninja_solar_INDNO | 0 | 0 | 0 | 0 | Renewable Ninja (MERRA2) | compiled_reninja_ts.csv
IND | S4D3 | S4 | D3 | RE_Ninja_solar_INDNO | 0 | 0 | 0 | 0 | Renewable Ninja (MERRA2) | compiled_reninja_ts.csv
IND | S4D3 | S4 | D3 | RE_Ninja_solar_INDNO | 0 | 0 | 0 | 0 | Renewable Ninja (MERRA2) | compiled_reninja_ts.csv
IND | S4D3 | S4 | D3 | RE_Ninja_solar_INDNO | 0 | 0 | 0 | 0 | Renewable Ninja (MERRA2) | compiled_reninja_ts.csv
IND | S4D3 | S4 | D3 | RE_Ninja_solar_INDNO | 0 | 0 | 0 | 0 | Renewable Ninja (MERRA2) | compiled_reninja_ts.csv
IND | S1D1 | S1 | D1 | RE_Ninja_solar_INDSO | 0 | 0 | 0 | 0 | Renewable Ninja (MERRA2) | compiled_reninja_ts.csv
IND | S1D1 | S1 | D1 | RE_Ninja_solar_INDSO | 0 | 0 | 0 | 0 | Renewable Ninja (MERRA2) | compiled_reninja_ts.csv
IND | S1D1 | S1 | D1 | RE_Ninja_solar_INDSO | 0 | 0 | 0 | 0 | Renewable Ninja (MERRA2) | compiled_reninja_ts.csv
IND | S1D1 | S1 | D1 | RE_Ninja_solar_INDSO | 0 | 0 | 0 | 0 | Renewable Ninja (MERRA2) | compiled_reninja_ts.csv
IND | S1D1 | S1 | D1 | RE_Ninja_solar_INDSO | 0 | 0 | 0 | 0 | Renewable Ninja (MERRA2) | compiled_reninja_ts.csv
IND | S1D1 | S1 | D1 | RE_Ninja_solar_INDSO | 0 | 0 | 0 | 0 | Renewable Ninja (MERRA2) | compiled_reninja_ts.csv
IND | S1D1 | S1 | D1 | RE_Ninja_solar_INDSO | 0 | 0 | 0 | 0 | Renewable Ninja (MERRA2) | compiled_reninja_ts.csv
IND | S1D1 | S1 | D1 | RE_Ninja_solar_INDSO | 0 | 0 | 0 | 0 | Renewable Ninja (MERRA2) | compiled_reninja_ts.csv
IND | S1D1 | S1 | D1 | RE_Ninja_solar_INDSO | 0 | 0 | 0 | 0 | Renewable Ninja (MERRA2) | compiled_reninja_ts.csv
IND | S1D2 | S1 | D2 | RE_Ninja_solar_INDSO | 0.44354 | 0.786 | 0 | 0.26096 | Renewable Ninja (MERRA2) | compiled_reninja_ts.csv
IND | S1D2 | S1 | D2 | RE_Ninja_solar_INDSO | 0.42901 | 0.814 | 0 | 0.26204 | Renewable Ninja (MERRA2) | compiled_reninja_ts.csv
IND | S1D2 | S1 | D2 | RE_Ninja_solar_INDSO | 0.43123 | 0.784 | 0 | 0.26041 | Renewable Ninja (MERRA2) | compiled_reninja_ts.csv
IND | S1D2 | S1 | D2 | RE_Ninja_solar_INDSO | 0.44179 | 0.803 | 0 | 0.26264 | Renewable Ninja (MERRA2) | compiled_reninja_ts.csv
IND | S1D2 | S1 | D2 | RE_Ninja_solar_INDSO | 0.41766 | 0.818 | 0 | 0.26226 | Renewable Ninja (MERRA2) | compiled_reninja_ts.csv
IND | S1D2 | S1 | D2 | RE_Ninja_solar_INDSO | 0.42553 | 0.79 | 0 | 0.26081 | Renewable Ninja (MERRA2) | compiled_reninja_ts.csv
IND | S1D2 | S1 | D2 | RE_Ninja_solar_INDSO | 0.43302 | 0.798 | 0 | 0.26172 | Renewable Ninja (MERRA2) | compiled_reninja_ts.csv
IND | S1D2 | S1 | D2 | RE_Ninja_solar_INDSO | 0.42229 | 0.813 | 0 | 0.265 | Renewable Ninja (MERRA2) | compiled_reninja_ts.csv
IND | S1D2 | S1 | D2 | RE_Ninja_solar_INDSO | 0.43209 | 0.809 | 0 | 0.26492 | Renewable Ninja (MERRA2) | compiled_reninja_ts.csv
IND | S1D3 | S1 | D3 | RE_Ninja_solar_INDSO | 0 | 0 | 0 | 0 | Renewable Ninja (MERRA2) | compiled_reninja_ts.csv
IND | S1D3 | S1 | D3 | RE_Ninja_solar_INDSO | 0 | 0 | 0 | 0 | Renewable Ninja (MERRA2) | compiled_reninja_ts.csv
IND | S1D3 | S1 | D3 | RE_Ninja_solar_INDSO | 0 | 0 | 0 | 0 | Renewable Ninja (MERRA2) | compiled_reninja_ts.csv
IND | S1D3 | S1 | D3 | RE_Ninja_solar_INDSO | 0 | 0 | 0 | 0 | Renewable Ninja (MERRA2) | compiled_reninja_ts.csv
IND | S1D3 | S1 | D3 | RE_Ninja_solar_INDSO | 0 | 0 | 0 | 0 | Renewable Ninja (MERRA2) | compiled_reninja_ts.csv
IND | S1D3 | S1 | D3 | RE_Ninja_solar_INDSO | 0 | 0 | 0 | 0 | Renewable Ninja (MERRA2) | compiled_reninja_ts.csv
IND | S1D3 | S1 | D3 | RE_Ninja_solar_INDSO | 0 | 0 | 0 | 0 | Renewable Ninja (MERRA2) | compiled_reninja_ts.csv
IND | S1D3 | S1 | D3 | RE_Ninja_solar_INDSO | 0 | 0 | 0 | 0 | Renewable Ninja (MERRA2) | compiled_reninja_ts.csv
IND | S1D3 | S1 | D3 | RE_Ninja_solar_INDSO | 0 | 0 | 0 | 0 | Renewable Ninja (MERRA2) | compiled_reninja_ts.csv
IND | S2D1 | S2 | D1 | RE_Ninja_solar_INDSO | 0 | 0 | 0 | 0 | Renewable Ninja (MERRA2) | compiled_reninja_ts.csv
IND | S2D1 | S2 | D1 | RE_Ninja_solar_INDSO | 0 | 0 | 0 | 0 | Renewable Ninja (MERRA2) | compiled_reninja_ts.csv
IND | S2D1 | S2 | D1 | RE_Ninja_solar_INDSO | 0 | 0 | 0 | 0 | Renewable Ninja (MERRA2) | compiled_reninja_ts.csv
IND | S2D1 | S2 | D1 | RE_Ninja_solar_INDSO | 0 | 0 | 0 | 0 | Renewable Ninja (MERRA2) | compiled_reninja_ts.csv
IND | S2D1 | S2 | D1 | RE_Ninja_solar_INDSO | 0 | 0 | 0 | 0 | Renewable Ninja (MERRA2) | compiled_reninja_ts.csv
IND | S2D1 | S2 | D1 | RE_Ninja_solar_INDSO | 0 | 0 | 0 | 0 | Renewable Ninja (MERRA2) | compiled_reninja_ts.csv
IND | S2D1 | S2 | D1 | RE_Ninja_solar_INDSO | 0 | 0 | 0 | 0 | Renewable Ninja (MERRA2) | compiled_reninja_ts.csv
IND | S2D1 | S2 | D1 | RE_Ninja_solar_INDSO | 0 | 0 | 0 | 0 | Renewable Ninja (MERRA2) | compiled_reninja_ts.csv
IND | S2D1 | S2 | D1 | RE_Ninja_solar_INDSO | 0 | 0 | 0 | 0 | Renewable Ninja (MERRA2) | compiled_reninja_ts.csv
IND | S2D2 | S2 | D2 | RE_Ninja_solar_INDSO | 0.39546 | 0.792 | 0 | 0.23596 | Renewable Ninja (MERRA2) | compiled_reninja_ts.csv
IND | S2D2 | S2 | D2 | RE_Ninja_solar_INDSO | 0.38471 | 0.792 | 0 | 0.23319 | Renewable Ninja (MERRA2) | compiled_reninja_ts.csv
IND | S2D2 | S2 | D2 | RE_Ninja_solar_INDSO | 0.39856 | 0.771 | 0.001 | 0.23274 | Renewable Ninja (MERRA2) | compiled_reninja_ts.csv
IND | S2D2 | S2 | D2 | RE_Ninja_solar_INDSO | 0.39094 | 0.8 | 0 | 0.23667 | Renewable Ninja (MERRA2) | compiled_reninja_ts.csv
IND | S2D2 | S2 | D2 | RE_Ninja_solar_INDSO | 0.39099 | 0.801 | 0 | 0.2338 | Renewable Ninja (MERRA2) | compiled_reninja_ts.csv
IND | S2D2 | S2 | D2 | RE_Ninja_solar_INDSO | 0.40864 | 0.787 | 0 | 0.23778 | Renewable Ninja (MERRA2) | compiled_reninja_ts.csv
IND | S2D2 | S2 | D2 | RE_Ninja_solar_INDSO | 0.40325 | 0.784 | 0 | 0.2392 | Renewable Ninja (MERRA2) | compiled_reninja_ts.csv
IND | S2D2 | S2 | D2 | RE_Ninja_solar_INDSO | 0.39624 | 0.805 | 0.002 | 0.23548 | Renewable Ninja (MERRA2) | compiled_reninja_ts.csv
IND | S2D2 | S2 | D2 | RE_Ninja_solar_INDSO | 0.39297 | 0.805 | 0 | 0.23698 | Renewable Ninja (MERRA2) | compiled_reninja_ts.csv
IND | S2D3 | S2 | D3 | RE_Ninja_solar_INDSO | 0 | 0 | 0 | 0 | Renewable Ninja (MERRA2) | compiled_reninja_ts.csv
IND | S2D3 | S2 | D3 | RE_Ninja_solar_INDSO | 0 | 0 | 0 | 0 | Renewable Ninja (MERRA2) | compiled_reninja_ts.csv
IND | S2D3 | S2 | D3 | RE_Ninja_solar_INDSO | 0 | 0 | 0 | 0 | Renewable Ninja (MERRA2) | compiled_reninja_ts.csv
IND | S2D3 | S2 | D3 | RE_Ninja_solar_INDSO | 0 | 0 | 0 | 0 | Renewable Ninja (MERRA2) | compiled_reninja_ts.csv
IND | S2D3 | S2 | D3 | RE_Ninja_solar_INDSO | 0 | 0 | 0 | 0 | Renewable Ninja (MERRA2) | compiled_reninja_ts.csv
IND | S2D3 | S2 | D3 | RE_Ninja_solar_INDSO | 0 | 0 | 0 | 0 | Renewable Ninja (MERRA2) | compiled_reninja_ts.csv
IND | S2D3 | S2 | D3 | RE_Ninja_solar_INDSO | 0 | 0 | 0 | 0 | Renewable Ninja (MERRA2) | compiled_reninja_ts.csv
IND | S2D3 | S2 | D3 | RE_Ninja_solar_INDSO | 0 | 0 | 0 | 0 | Renewable Ninja (MERRA2) | compiled_reninja_ts.csv
IND | S2D3 | S2 | D3 | RE_Ninja_solar_INDSO | 0 | 0 | 0 | 0 | Renewable Ninja (MERRA2) | compiled_reninja_ts.csv
IND | S3D1 | S3 | D1 | RE_Ninja_solar_INDSO | 0 | 0 | 0 | 0 | Renewable Ninja (MERRA2) | compiled_reninja_ts.csv
IND | S3D1 | S3 | D1 | RE_Ninja_solar_INDSO | 0 | 0 | 0 | 0 | Renewable Ninja (MERRA2) | compiled_reninja_ts.csv
IND | S3D1 | S3 | D1 | RE_Ninja_solar_INDSO | 0 | 0 | 0 | 0 | Renewable Ninja (MERRA2) | compiled_reninja_ts.csv
IND | S3D1 | S3 | D1 | RE_Ninja_solar_INDSO | 0 | 0 | 0 | 0 | Renewable Ninja (MERRA2) | compiled_reninja_ts.csv
IND | S3D1 | S3 | D1 | RE_Ninja_solar_INDSO | 0 | 0 | 0 | 0 | Renewable Ninja (MERRA2) | compiled_reninja_ts.csv
IND | S3D1 | S3 | D1 | RE_Ninja_solar_INDSO | 0 | 0 | 0 | 0 | Renewable Ninja (MERRA2) | compiled_reninja_ts.csv
IND | S3D1 | S3 | D1 | RE_Ninja_solar_INDSO | 0 | 0 | 0 | 0 | Renewable Ninja (MERRA2) | compiled_reninja_ts.csv
IND | S3D1 | S3 | D1 | RE_Ninja_solar_INDSO | 0 | 0 | 0 | 0 | Renewable Ninja (MERRA2) | compiled_reninja_ts.csv
IND | S3D1 | S3 | D1 | RE_Ninja_solar_INDSO | 0 | 0 | 0 | 0 | Renewable Ninja (MERRA2) | compiled_reninja_ts.csv
IND | S3D2 | S3 | D2 | RE_Ninja_solar_INDSO | 0.3301 | 0.766 | 0 | 0.2032 | Renewable Ninja (MERRA2) | compiled_reninja_ts.csv
IND | S3D2 | S3 | D2 | RE_Ninja_solar_INDSO | 0.34408 | 0.758 | 0 | 0.20834 | Renewable Ninja (MERRA2) | compiled_reninja_ts.csv
IND | S3D2 | S3 | D2 | RE_Ninja_solar_INDSO | 0.33369 | 0.764 | 0 | 0.20731 | Renewable Ninja (MERRA2) | compiled_reninja_ts.csv
IND | S3D2 | S3 | D2 | RE_Ninja_solar_INDSO | 0.32157 | 0.78 | 0 | 0.20116 | Renewable Ninja (MERRA2) | compiled_reninja_ts.csv
IND | S3D2 | S3 | D2 | RE_Ninja_solar_INDSO | 0.33299 | 0.768 | 0 | 0.20417 | Renewable Ninja (MERRA2) | compiled_reninja_ts.csv
IND | S3D2 | S3 | D2 | RE_Ninja_solar_INDSO | 0.307 | 0.729 | 0 | 0.19112 | Renewable Ninja (MERRA2) | compiled_reninja_ts.csv
IND | S3D2 | S3 | D2 | RE_Ninja_solar_INDSO | 0.29367 | 0.771 | 0 | 0.18843 | Renewable Ninja (MERRA2) | compiled_reninja_ts.csv
IND | S3D2 | S3 | D2 | RE_Ninja_solar_INDSO | 0.32245 | 0.736 | 0 | 0.20208 | Renewable Ninja (MERRA2) | compiled_reninja_ts.csv
IND | S3D2 | S3 | D2 | RE_Ninja_solar_INDSO | 0.32237 | 0.776 | 0 | 0.20128 | Renewable Ninja (MERRA2) | compiled_reninja_ts.csv
IND | S3D3 | S3 | D3 | RE_Ninja_solar_INDSO | 0 | 0 | 0 | 0 | Renewable Ninja (MERRA2) | compiled_reninja_ts.csv
IND | S3D3 | S3 | D3 | RE_Ninja_solar_INDSO | 0 | 0 | 0 | 0 | Renewable Ninja (MERRA2) | compiled_reninja_ts.csv
IND | S3D3 | S3 | D3 | RE_Ninja_solar_INDSO | 0 | 0 | 0 | 0 | Renewable Ninja (MERRA2) | compiled_reninja_ts.csv
IND | S3D3 | S3 | D3 | RE_Ninja_solar_INDSO | 0 | 0 | 0 | 0 | Renewable Ninja (MERRA2) | compiled_reninja_ts.csv
IND | S3D3 | S3 | D3 | RE_Ninja_solar_INDSO | 0 | 0 | 0 | 0 | Renewable Ninja (MERRA2) | compiled_reninja_ts.csv
IND | S3D3 | S3 | D3 | RE_Ninja_solar_INDSO | 0 | 0 | 0 | 0 | Renewable Ninja (MERRA2) | compiled_reninja_ts.csv
IND | S3D3 | S3 | D3 | RE_Ninja_solar_INDSO | 0 | 0 | 0 | 0 | Renewable Ninja (MERRA2) | compiled_reninja_ts.csv
IND | S3D3 | S3 | D3 | RE_Ninja_solar_INDSO | 0 | 0 | 0 | 0 | Renewable Ninja (MERRA2) | compiled_reninja_ts.csv
IND | S3D3 | S3 | D3 | RE_Ninja_solar_INDSO | 0 | 0 | 0 | 0 | Renewable Ninja (MERRA2) | compiled_reninja_ts.csv
IND | S4D1 | S4 | D1 | RE_Ninja_solar_INDSO | 0 | 0 | 0 | 0 | Renewable Ninja (MERRA2) | compiled_reninja_ts.csv
IND | S4D1 | S4 | D1 | RE_Ninja_solar_INDSO | 0 | 0 | 0 | 0 | Renewable Ninja (MERRA2) | compiled_reninja_ts.csv
IND | S4D1 | S4 | D1 | RE_Ninja_solar_INDSO | 0 | 0 | 0 | 0 | Renewable Ninja (MERRA2) | compiled_reninja_ts.csv
IND | S4D1 | S4 | D1 | RE_Ninja_solar_INDSO | 0 | 0 | 0 | 0 | Renewable Ninja (MERRA2) | compiled_reninja_ts.csv
IND | S4D1 | S4 | D1 | RE_Ninja_solar_INDSO | 0 | 0 | 0 | 0 | Renewable Ninja (MERRA2) | compiled_reninja_ts.csv
IND | S4D1 | S4 | D1 | RE_Ninja_solar_INDSO | 0 | 0 | 0 | 0 | Renewable Ninja (MERRA2) | compiled_reninja_ts.csv
IND | S4D1 | S4 | D1 | RE_Ninja_solar_INDSO | 0 | 0 | 0 | 0 | Renewable Ninja (MERRA2) | compiled_reninja_ts.csv
IND | S4D1 | S4 | D1 | RE_Ninja_solar_INDSO | 0 | 0 | 0 | 0 | Renewable Ninja (MERRA2) | compiled_reninja_ts.csv
IND | S4D1 | S4 | D1 | RE_Ninja_solar_INDSO | 0 | 0 | 0 | 0 | Renewable Ninja (MERRA2) | compiled_reninja_ts.csv
IND | S4D2 | S4 | D2 | RE_Ninja_solar_INDSO | 0.37388 | 0.77 | 0 | 0.24841 | Renewable Ninja (MERRA2) | compiled_reninja_ts.csv
IND | S4D2 | S4 | D2 | RE_Ninja_solar_INDSO | 0.36833 | 0.778 | 0 | 0.25138 | Renewable Ninja (MERRA2) | compiled_reninja_ts.csv
IND | S4D2 | S4 | D2 | RE_Ninja_solar_INDSO | 0.40586 | 0.769 | 0 | 0.24958 | Renewable Ninja (MERRA2) | compiled_reninja_ts.csv
IND | S4D2 | S4 | D2 | RE_Ninja_solar_INDSO | 0.34213 | 0.782 | 0 | 0.23782 | Renewable Ninja (MERRA2) | compiled_reninja_ts.csv
IND | S4D2 | S4 | D2 | RE_Ninja_solar_INDSO | 0.40302 | 0.777 | 0 | 0.25063 | Renewable Ninja (MERRA2) | compiled_reninja_ts.csv
IND | S4D2 | S4 | D2 | RE_Ninja_solar_INDSO | 0.35569 | 0.767 | 0 | 0.23973 | Renewable Ninja (MERRA2) | compiled_reninja_ts.csv
IND | S4D2 | S4 | D2 | RE_Ninja_solar_INDSO | 0.36307 | 0.79 | 0 | 0.24768 | Renewable Ninja (MERRA2) | compiled_reninja_ts.csv
IND | S4D2 | S4 | D2 | RE_Ninja_solar_INDSO | 0.29742 | 0.743 | 0 | 0.21755 | Renewable Ninja (MERRA2) | compiled_reninja_ts.csv
IND | S4D2 | S4 | D2 | RE_Ninja_solar_INDSO | 0.36818 | 0.797 | 0 | 0.25005 | Renewable Ninja (MERRA2) | compiled_reninja_ts.csv
IND | S4D3 | S4 | D3 | RE_Ninja_solar_INDSO | 0 | 0 | 0 | 0 | Renewable Ninja (MERRA2) | compiled_reninja_ts.csv
IND | S4D3 | S4 | D3 | RE_Ninja_solar_INDSO | 0 | 0 | 0 | 0 | Renewable Ninja (MERRA2) | compiled_reninja_ts.csv
IND | S4D3 | S4 | D3 | RE_Ninja_solar_INDSO | 0 | 0 | 0 | 0 | Renewable Ninja (MERRA2) | compiled_reninja_ts.csv
IND | S4D3 | S4 | D3 | RE_Ninja_solar_INDSO | 0 | 0 | 0 | 0 | Renewable Ninja (MERRA2) | compiled_reninja_ts.csv
IND | S4D3 | S4 | D3 | RE_Ninja_solar_INDSO | 0 | 0 | 0 | 0 | Renewable Ninja (MERRA2) | compiled_reninja_ts.csv
IND | S4D3 | S4 | D3 | RE_Ninja_solar_INDSO | 0 | 0 | 0 | 0 | Renewable Ninja (MERRA2) | compiled_reninja_ts.csv
IND | S4D3 | S4 | D3 | RE_Ninja_solar_INDSO | 0 | 0 | 0 | 0 | Renewable Ninja (MERRA2) | compiled_reninja_ts.csv
IND | S4D3 | S4 | D3 | RE_Ninja_solar_INDSO | 0 | 0 | 0 | 0 | Renewable Ninja (MERRA2) | compiled_reninja_ts.csv
IND | S4D3 | S4 | D3 | RE_Ninja_solar_INDSO | 0 | 0 | 0 | 0 | Renewable Ninja (MERRA2) | compiled_reninja_ts.csv
IND | S1D1 | S1 | D1 | RE_Ninja_solar_INDWE | 0 | 0 | 0 | 0 | Renewable Ninja (MERRA2) | compiled_reninja_ts.csv
IND | S1D1 | S1 | D1 | RE_Ninja_solar_INDWE | 0 | 0 | 0 | 0 | Renewable Ninja (MERRA2) | compiled_reninja_ts.csv
IND | S1D1 | S1 | D1 | RE_Ninja_solar_INDWE | 0 | 0 | 0 | 0 | Renewable Ninja (MERRA2) | compiled_reninja_ts.csv
IND | S1D1 | S1 | D1 | RE_Ninja_solar_INDWE | 0 | 0 | 0 | 0 | Renewable Ninja (MERRA2) | compiled_reninja_ts.csv
IND | S1D1 | S1 | D1 | RE_Ninja_solar_INDWE | 0 | 0 | 0 | 0 | Renewable Ninja (MERRA2) | compiled_reninja_ts.csv
IND | S1D1 | S1 | D1 | RE_Ninja_solar_INDWE | 0 | 0 | 0 | 0 | Renewable Ninja (MERRA2) | compiled_reninja_ts.csv
IND | S1D1 | S1 | D1 | RE_Ninja_solar_INDWE | 0 | 0 | 0 | 0 | Renewable Ninja (MERRA2) | compiled_reninja_ts.csv
IND | S1D1 | S1 | D1 | RE_Ninja_solar_INDWE | 0 | 0 | 0 | 0 | Renewable Ninja (MERRA2) | compiled_reninja_ts.csv
IND | S1D1 | S1 | D1 | RE_Ninja_solar_INDWE | 0 | 0 | 0 | 0 | Renewable Ninja (MERRA2) | compiled_reninja_ts.csv
IND | S1D2 | S1 | D2 | RE_Ninja_solar_INDWE | 0.41243 | 0.772 | 0 | 0.25608 | Renewable Ninja (MERRA2) | compiled_reninja_ts.csv
IND | S1D2 | S1 | D2 | RE_Ninja_solar_INDWE | 0.40786 | 0.772 | 0 | 0.25413 | Renewable Ninja (MERRA2) | compiled_reninja_ts.csv
IND | S1D2 | S1 | D2 | RE_Ninja_solar_INDWE | 0.40571 | 0.768 | 0 | 0.25362 | Renewable Ninja (MERRA2) | compiled_reninja_ts.csv
IND | S1D2 | S1 | D2 | RE_Ninja_solar_INDWE | 0.41548 | 0.77 | 0 | 0.25527 | Renewable Ninja (MERRA2) | compiled_reninja_ts.csv
IND | S1D2 | S1 | D2 | RE_Ninja_solar_INDWE | 0.37848 | 0.763 | 0 | 0.24909 | Renewable Ninja (MERRA2) | compiled_reninja_ts.csv
IND | S1D2 | S1 | D2 | RE_Ninja_solar_INDWE | 0.41134 | 0.794 | 0 | 0.2555 | Renewable Ninja (MERRA2) | compiled_reninja_ts.csv
IND | S1D2 | S1 | D2 | RE_Ninja_solar_INDWE | 0.39069 | 0.773 | 0 | 0.25276 | Renewable Ninja (MERRA2) | compiled_reninja_ts.csv
IND | S1D2 | S1 | D2 | RE_Ninja_solar_INDWE | 0.38088 | 0.759 | 0 | 0.24796 | Renewable Ninja (MERRA2) | compiled_reninja_ts.csv
IND | S1D2 | S1 | D2 | RE_Ninja_solar_INDWE | 0.39752 | 0.773 | 0 | 0.25407 | Renewable Ninja (MERRA2) | compiled_reninja_ts.csv
IND | S1D3 | S1 | D3 | RE_Ninja_solar_INDWE | 0 | 0 | 0 | 0 | Renewable Ninja (MERRA2) | compiled_reninja_ts.csv
IND | S1D3 | S1 | D3 | RE_Ninja_solar_INDWE | 0 | 0 | 0 | 0 | Renewable Ninja (MERRA2) | compiled_reninja_ts.csv
IND | S1D3 | S1 | D3 | RE_Ninja_solar_INDWE | 0 | 0 | 0 | 0 | Renewable Ninja (MERRA2) | compiled_reninja_ts.csv
IND | S1D3 | S1 | D3 | RE_Ninja_solar_INDWE | 0 | 0 | 0 | 0 | Renewable Ninja (MERRA2) | compiled_reninja_ts.csv
IND | S1D3 | S1 | D3 | RE_Ninja_solar_INDWE | 0 | 0 | 0 | 0 | Renewable Ninja (MERRA2) | compiled_reninja_ts.csv
IND | S1D3 | S1 | D3 | RE_Ninja_solar_INDWE | 0 | 0 | 0 | 0 | Renewable Ninja (MERRA2) | compiled_reninja_ts.csv
IND | S1D3 | S1 | D3 | RE_Ninja_solar_INDWE | 0 | 0 | 0 | 0 | Renewable Ninja (MERRA2) | compiled_reninja_ts.csv
IND | S1D3 | S1 | D3 | RE_Ninja_solar_INDWE | 0 | 0 | 0 | 0 | Renewable Ninja (MERRA2) | compiled_reninja_ts.csv
IND | S1D3 | S1 | D3 | RE_Ninja_solar_INDWE | 0 | 0 | 0 | 0 | Renewable Ninja (MERRA2) | compiled_reninja_ts.csv
IND | S2D1 | S2 | D1 | RE_Ninja_solar_INDWE | 0 | 0 | 0 | 0 | Renewable Ninja (MERRA2) | compiled_reninja_ts.csv
IND | S2D1 | S2 | D1 | RE_Ninja_solar_INDWE | 0 | 0 | 0 | 0 | Renewable Ninja (MERRA2) | compiled_reninja_ts.csv
IND | S2D1 | S2 | D1 | RE_Ninja_solar_INDWE | 0 | 0 | 0 | 0 | Renewable Ninja (MERRA2) | compiled_reninja_ts.csv
IND | S2D1 | S2 | D1 | RE_Ninja_solar_INDWE | 0 | 0 | 0 | 0 | Renewable Ninja (MERRA2) | compiled_reninja_ts.csv
IND | S2D1 | S2 | D1 | RE_Ninja_solar_INDWE | 0 | 0 | 0 | 0 | Renewable Ninja (MERRA2) | compiled_reninja_ts.csv
IND | S2D1 | S2 | D1 | RE_Ninja_solar_INDWE | 0 | 0 | 0 | 0 | Renewable Ninja (MERRA2) | compiled_reninja_ts.csv
IND | S2D1 | S2 | D1 | RE_Ninja_solar_INDWE | 0 | 0 | 0 | 0 | Renewable Ninja (MERRA2) | compiled_reninja_ts.csv
IND | S2D1 | S2 | D1 | RE_Ninja_solar_INDWE | 0 | 0 | 0 | 0 | Renewable Ninja (MERRA2) | compiled_reninja_ts.csv
IND | S2D1 | S2 | D1 | RE_Ninja_solar_INDWE | 0 | 0 | 0 | 0 | Renewable Ninja (MERRA2) | compiled_reninja_ts.csv
IND | S2D2 | S2 | D2 | RE_Ninja_solar_INDWE | 0.43149 | 0.789 | 0.01 | 0.23336 | Renewable Ninja (MERRA2) | compiled_reninja_ts.csv
IND | S2D2 | S2 | D2 | RE_Ninja_solar_INDWE | 0.42209 | 0.799 | 0 | 0.23044 | Renewable Ninja (MERRA2) | compiled_reninja_ts.csv
IND | S2D2 | S2 | D2 | RE_Ninja_solar_INDWE | 0.43211 | 0.771 | 0.005 | 0.23116 | Renewable Ninja (MERRA2) | compiled_reninja_ts.csv
IND | S2D2 | S2 | D2 | RE_Ninja_solar_INDWE | 0.44232 | 0.785 | 0.01 | 0.23342 | Renewable Ninja (MERRA2) | compiled_reninja_ts.csv
IND | S2D2 | S2 | D2 | RE_Ninja_solar_INDWE | 0.41809 | 0.784 | 0.002 | 0.22875 | Renewable Ninja (MERRA2) | compiled_reninja_ts.csv
IND | S2D2 | S2 | D2 | RE_Ninja_solar_INDWE | 0.44681 | 0.771 | 0.007 | 0.23457 | Renewable Ninja (MERRA2) | compiled_reninja_ts.csv
IND | S2D2 | S2 | D2 | RE_Ninja_solar_INDWE | 0.43942 | 0.799 | 0.006 | 0.23313 | Renewable Ninja (MERRA2) | compiled_reninja_ts.csv
IND | S2D2 | S2 | D2 | RE_Ninja_solar_INDWE | 0.41135 | 0.762 | 0.001 | 0.23186 | Renewable Ninja (MERRA2) | compiled_reninja_ts.csv
IND | S2D2 | S2 | D2 | RE_Ninja_solar_INDWE | 0.41226 | 0.758 | 0.004 | 0.22581 | Renewable Ninja (MERRA2) | compiled_reninja_ts.csv
IND | S2D3 | S2 | D3 | RE_Ninja_solar_INDWE | 1.3e-05 | 0.002 | 0 | 0.000127 | Renewable Ninja (MERRA2) | compiled_reninja_ts.csv
IND | S2D3 | S2 | D3 | RE_Ninja_solar_INDWE | 5e-06 | 0.001 | 0 | 7.4e-05 | Renewable Ninja (MERRA2) | compiled_reninja_ts.csv
IND | S2D3 | S2 | D3 | RE_Ninja_solar_INDWE | 1.4e-05 | 0.002 | 0 | 0.000147 | Renewable Ninja (MERRA2) | compiled_reninja_ts.csv
IND | S2D3 | S2 | D3 | RE_Ninja_solar_INDWE | 1.4e-05 | 0.001 | 0 | 0.00012 | Renewable Ninja (MERRA2) | compiled_reninja_ts.csv
IND | S2D3 | S2 | D3 | RE_Ninja_solar_INDWE | 4e-06 | 0.001 | 0 | 6e-05 | Renewable Ninja (MERRA2) | compiled_reninja_ts.csv
IND | S2D3 | S2 | D3 | RE_Ninja_solar_INDWE | 9e-06 | 0.001 | 0 | 9.5e-05 | Renewable Ninja (MERRA2) | compiled_reninja_ts.csv
IND | S2D3 | S2 | D3 | RE_Ninja_solar_INDWE | 1.1e-05 | 0.001 | 0 | 0.000104 | Renewable Ninja (MERRA2) | compiled_reninja_ts.csv
IND | S2D3 | S2 | D3 | RE_Ninja_solar_INDWE | 4e-06 | 0.001 | 0 | 6e-05 | Renewable Ninja (MERRA2) | compiled_reninja_ts.csv
IND | S2D3 | S2 | D3 | RE_Ninja_solar_INDWE | 9e-06 | 0.001 | 0 | 9.5e-05 | Renewable Ninja (MERRA2) | compiled_reninja_ts.csv
IND | S3D1 | S3 | D1 | RE_Ninja_solar_INDWE | 0 | 0 | 0 | 0 | Renewable Ninja (MERRA2) | compiled_reninja_ts.csv
IND | S3D1 | S3 | D1 | RE_Ninja_solar_INDWE | 0 | 0 | 0 | 0 | Renewable Ninja (MERRA2) | compiled_reninja_ts.csv
IND | S3D1 | S3 | D1 | RE_Ninja_solar_INDWE | 0 | 0 | 0 | 0 | Renewable Ninja (MERRA2) | compiled_reninja_ts.csv
IND | S3D1 | S3 | D1 | RE_Ninja_solar_INDWE | 0 | 0 | 0 | 0 | Renewable Ninja (MERRA2) | compiled_reninja_ts.csv
IND | S3D1 | S3 | D1 | RE_Ninja_solar_INDWE | 0 | 0 | 0 | 0 | Renewable Ninja (MERRA2) | compiled_reninja_ts.csv
IND | S3D1 | S3 | D1 | RE_Ninja_solar_INDWE | 0 | 0 | 0 | 0 | Renewable Ninja (MERRA2) | compiled_reninja_ts.csv
IND | S3D1 | S3 | D1 | RE_Ninja_solar_INDWE | 0 | 0 | 0 | 0 | Renewable Ninja (MERRA2) | compiled_reninja_ts.csv
IND | S3D1 | S3 | D1 | RE_Ninja_solar_INDWE | 0 | 0 | 0 | 0 | Renewable Ninja (MERRA2) | compiled_reninja_ts.csv
IND | S3D1 | S3 | D1 | RE_Ninja_solar_INDWE | 0 | 0 | 0 | 0 | Renewable Ninja (MERRA2) | compiled_reninja_ts.csv
IND | S3D2 | S3 | D2 | RE_Ninja_solar_INDWE | 0.34412 | 0.753 | 0 | 0.20947 | Renewable Ninja (MERRA2) | compiled_reninja_ts.csv
IND | S3D2 | S3 | D2 | RE_Ninja_solar_INDWE | 0.35807 | 0.767 | 0.001 | 0.21002 | Renewable Ninja (MERRA2) | compiled_reninja_ts.csv
IND | S3D2 | S3 | D2 | RE_Ninja_solar_INDWE | 0.32061 | 0.733 | 0 | 0.202 | Renewable Ninja (MERRA2) | compiled_reninja_ts.csv
IND | S3D2 | S3 | D2 | RE_Ninja_solar_INDWE | 0.33511 | 0.733 | 0.003 | 0.2025 | Renewable Ninja (MERRA2) | compiled_reninja_ts.csv
IND | S3D2 | S3 | D2 | RE_Ninja_solar_INDWE | 0.32747 | 0.755 | 0.002 | 0.20306 | Renewable Ninja (MERRA2) | compiled_reninja_ts.csv
IND | S3D2 | S3 | D2 | RE_Ninja_solar_INDWE | 0.31079 | 0.742 | 0 | 0.19644 | Renewable Ninja (MERRA2) | compiled_reninja_ts.csv
IND | S3D2 | S3 | D2 | RE_Ninja_solar_INDWE | 0.28702 | 0.737 | 0 | 0.18826 | Renewable Ninja (MERRA2) | compiled_reninja_ts.csv
IND | S3D2 | S3 | D2 | RE_Ninja_solar_INDWE | 0.32319 | 0.721 | 0 | 0.19852 | Renewable Ninja (MERRA2) | compiled_reninja_ts.csv
IND | S3D2 | S3 | D2 | RE_Ninja_solar_INDWE | 0.30501 | 0.737 | 0 | 0.19434 | Renewable Ninja (MERRA2) | compiled_reninja_ts.csv
IND | S3D3 | S3 | D3 | RE_Ninja_solar_INDWE | 8.3e-05 | 0.003 | 0 | 0.000431 | Renewable Ninja (MERRA2) | compiled_reninja_ts.csv
IND | S3D3 | S3 | D3 | RE_Ninja_solar_INDWE | 4.2e-05 | 0.003 | 0 | 0.00029 | Renewable Ninja (MERRA2) | compiled_reninja_ts.csv
IND | S3D3 | S3 | D3 | RE_Ninja_solar_INDWE | 2.7e-05 | 0.003 | 0 | 0.000232 | Renewable Ninja (MERRA2) | compiled_reninja_ts.csv
IND | S3D3 | S3 | D3 | RE_Ninja_solar_INDWE | 2.6e-05 | 0.003 | 0 | 0.000241 | Renewable Ninja (MERRA2) | compiled_reninja_ts.csv
IND | S3D3 | S3 | D3 | RE_Ninja_solar_INDWE | 1e-05 | 0.002 | 0 | 0.000122 | Renewable Ninja (MERRA2) | compiled_reninja_ts.csv
IND | S3D3 | S3 | D3 | RE_Ninja_solar_INDWE | 4.8e-05 | 0.003 | 0 | 0.000325 | Renewable Ninja (MERRA2) | compiled_reninja_ts.csv
IND | S3D3 | S3 | D3 | RE_Ninja_solar_INDWE | 2.9e-05 | 0.004 | 0 | 0.000273 | Renewable Ninja (MERRA2) | compiled_reninja_ts.csv
IND | S3D3 | S3 | D3 | RE_Ninja_solar_INDWE | 3.6e-05 | 0.003 | 0 | 0.000274 | Renewable Ninja (MERRA2) | compiled_reninja_ts.csv
IND | S3D3 | S3 | D3 | RE_Ninja_solar_INDWE | 3.1e-05 | 0.003 | 0 | 0.000252 | Renewable Ninja (MERRA2) | compiled_reninja_ts.csv
IND | S4D1 | S4 | D1 | RE_Ninja_solar_INDWE | 0 | 0 | 0 | 0 | Renewable Ninja (MERRA2) | compiled_reninja_ts.csv
IND | S4D1 | S4 | D1 | RE_Ninja_solar_INDWE | 0 | 0 | 0 | 0 | Renewable Ninja (MERRA2) | compiled_reninja_ts.csv
IND | S4D1 | S4 | D1 | RE_Ninja_solar_INDWE | 0 | 0 | 0 | 0 | Renewable Ninja (MERRA2) | compiled_reninja_ts.csv
IND | S4D1 | S4 | D1 | RE_Ninja_solar_INDWE | 0 | 0 | 0 | 0 | Renewable Ninja (MERRA2) | compiled_reninja_ts.csv
IND | S4D1 | S4 | D1 | RE_Ninja_solar_INDWE | 0 | 0 | 0 | 0 | Renewable Ninja (MERRA2) | compiled_reninja_ts.csv
IND | S4D1 | S4 | D1 | RE_Ninja_solar_INDWE | 0 | 0 | 0 | 0 | Renewable Ninja (MERRA2) | compiled_reninja_ts.csv
IND | S4D1 | S4 | D1 | RE_Ninja_solar_INDWE | 0 | 0 | 0 | 0 | Renewable Ninja (MERRA2) | compiled_reninja_ts.csv
IND | S4D1 | S4 | D1 | RE_Ninja_solar_INDWE | 0 | 0 | 0 | 0 | Renewable Ninja (MERRA2) | compiled_reninja_ts.csv
IND | S4D1 | S4 | D1 | RE_Ninja_solar_INDWE | 0 | 0 | 0 | 0 | Renewable Ninja (MERRA2) | compiled_reninja_ts.csv
IND | S4D2 | S4 | D2 | RE_Ninja_solar_INDWE | 0.3468 | 0.741 | 0 | 0.23927 | Renewable Ninja (MERRA2) | compiled_reninja_ts.csv
IND | S4D2 | S4 | D2 | RE_Ninja_solar_INDWE | 0.33605 | 0.732 | 0 | 0.23396 | Renewable Ninja (MERRA2) | compiled_reninja_ts.csv
IND | S4D2 | S4 | D2 | RE_Ninja_solar_INDWE | 0.40895 | 0.751 | 0 | 0.25211 | Renewable Ninja (MERRA2) | compiled_reninja_ts.csv
IND | S4D2 | S4 | D2 | RE_Ninja_solar_INDWE | 0.38416 | 0.756 | 0 | 0.24501 | Renewable Ninja (MERRA2) | compiled_reninja_ts.csv
IND | S4D2 | S4 | D2 | RE_Ninja_solar_INDWE | 0.36927 | 0.748 | 0 | 0.24014 | Renewable Ninja (MERRA2) | compiled_reninja_ts.csv
IND | S4D2 | S4 | D2 | RE_Ninja_solar_INDWE | 0.31935 | 0.737 | 0 | 0.23132 | Renewable Ninja (MERRA2) | compiled_reninja_ts.csv
IND | S4D2 | S4 | D2 | RE_Ninja_solar_INDWE | 0.3531 | 0.729 | 0 | 0.23914 | Renewable Ninja (MERRA2) | compiled_reninja_ts.csv
IND | S4D2 | S4 | D2 | RE_Ninja_solar_INDWE | 0.33126 | 0.751 | 0 | 0.23444 | Renewable Ninja (MERRA2) | compiled_reninja_ts.csv
IND | S4D2 | S4 | D2 | RE_Ninja_solar_INDWE | 0.37983 | 0.756 | 0 | 0.24907 | Renewable Ninja (MERRA2) | compiled_reninja_ts.csv
IND | S4D3 | S4 | D3 | RE_Ninja_solar_INDWE | 0 | 0 | 0 | 0 | Renewable Ninja (MERRA2) | compiled_reninja_ts.csv
IND | S4D3 | S4 | D3 | RE_Ninja_solar_INDWE | 0 | 0 | 0 | 0 | Renewable Ninja (MERRA2) | compiled_reninja_ts.csv
IND | S4D3 | S4 | D3 | RE_Ninja_solar_INDWE | 0 | 0 | 0 | 0 | Renewable Ninja (MERRA2) | compiled_reninja_ts.csv
IND | S4D3 | S4 | D3 | RE_Ninja_solar_INDWE | 0 | 0 | 0 | 0 | Renewable Ninja (MERRA2) | compiled_reninja_ts.csv
IND | S4D3 | S4 | D3 | RE_Ninja_solar_INDWE | 0 | 0 | 0 | 0 | Renewable Ninja (MERRA2) | compiled_reninja_ts.csv
IND | S4D3 | S4 | D3 | RE_Ninja_solar_INDWE | 0 | 0 | 0 | 0 | Renewable Ninja (MERRA2) | compiled_reninja_ts.csv
IND | S4D3 | S4 | D3 | RE_Ninja_solar_INDWE | 0 | 0 | 0 | 0 | Renewable Ninja (MERRA2) | compiled_reninja_ts.csv
IND | S4D3 | S4 | D3 | RE_Ninja_solar_INDWE | 0 | 0 | 0 | 0 | Renewable Ninja (MERRA2) | compiled_reninja_ts.csv
IND | S4D3 | S4 | D3 | RE_Ninja_solar_INDWE | 0 | 0 | 0 | 0 | Renewable Ninja (MERRA2) | compiled_reninja_ts.csv
IND | S1D1 | S1 | D1 | RE_Ninja_wind_INDEA | 0.31869 | 0.764 | 0 | 0.21398 | Renewable Ninja (MERRA2) | compiled_reninja_ts.csv
IND | S1D1 | S1 | D1 | RE_Ninja_wind_INDEA | 0.34837 | 0.79 | 0 | 0.18738 | Renewable Ninja (MERRA2) | compiled_reninja_ts.csv
IND | S1D1 | S1 | D1 | RE_Ninja_wind_INDEA | 0.1351 | 0.705 | 0 | 0.15514 | Renewable Ninja (MERRA2) | compiled_reninja_ts.csv
IND | S1D1 | S1 | D1 | RE_Ninja_wind_INDEA | 0.30843 | 0.813 | 0 | 0.18046 | Renewable Ninja (MERRA2) | compiled_reninja_ts.csv
IND | S1D1 | S1 | D1 | RE_Ninja_wind_INDEA | 0.19385 | 0.68 | 0 | 0.15935 | Renewable Ninja (MERRA2) | compiled_reninja_ts.csv
IND | S1D1 | S1 | D1 | RE_Ninja_wind_INDEA | 0.30838 | 0.703 | 0 | 0.17258 | Renewable Ninja (MERRA2) | compiled_reninja_ts.csv
IND | S1D1 | S1 | D1 | RE_Ninja_wind_INDEA | 0.22096 | 0.733 | 0 | 0.18199 | Renewable Ninja (MERRA2) | compiled_reninja_ts.csv
IND | S1D1 | S1 | D1 | RE_Ninja_wind_INDEA | 0.14975 | 0.523 | 0 | 0.12658 | Renewable Ninja (MERRA2) | compiled_reninja_ts.csv
IND | S1D1 | S1 | D1 | RE_Ninja_wind_INDEA | 0.22239 | 0.81 | 0 | 0.193 | Renewable Ninja (MERRA2) | compiled_reninja_ts.csv
IND | S1D2 | S1 | D2 | RE_Ninja_wind_INDEA | 0.15367 | 0.85 | 0 | 0.15034 | Renewable Ninja (MERRA2) | compiled_reninja_ts.csv
IND | S1D2 | S1 | D2 | RE_Ninja_wind_INDEA | 0.13874 | 0.654 | 0 | 0.1201 | Renewable Ninja (MERRA2) | compiled_reninja_ts.csv
IND | S1D2 | S1 | D2 | RE_Ninja_wind_INDEA | 0.087203 | 0.654 | 0 | 0.10149 | Renewable Ninja (MERRA2) | compiled_reninja_ts.csv
IND | S1D2 | S1 | D2 | RE_Ninja_wind_INDEA | 0.13344 | 0.835 | 0 | 0.13095 | Renewable Ninja (MERRA2) | compiled_reninja_ts.csv
IND | S1D2 | S1 | D2 | RE_Ninja_wind_INDEA | 0.11212 | 0.627 | 0 | 0.1006 | Renewable Ninja (MERRA2) | compiled_reninja_ts.csv
IND | S1D2 | S1 | D2 | RE_Ninja_wind_INDEA | 0.15178 | 0.817 | 0 | 0.14253 | Renewable Ninja (MERRA2) | compiled_reninja_ts.csv
IND | S1D2 | S1 | D2 | RE_Ninja_wind_INDEA | 0.089486 | 0.587 | 0 | 0.094938 | Renewable Ninja (MERRA2) | compiled_reninja_ts.csv
IND | S1D2 | S1 | D2 | RE_Ninja_wind_INDEA | 0.09051 | 0.45 | 0 | 0.090123 | Renewable Ninja (MERRA2) | compiled_reninja_ts.csv
IND | S1D2 | S1 | D2 | RE_Ninja_wind_INDEA | 0.11486 | 0.938 | 0 | 0.13443 | Renewable Ninja (MERRA2) | compiled_reninja_ts.csv
IND | S1D3 | S1 | D3 | RE_Ninja_wind_INDEA | 0.23751 | 0.778 | 0.001 | 0.19814 | Renewable Ninja (MERRA2) | compiled_reninja_ts.csv
IND | S1D3 | S1 | D3 | RE_Ninja_wind_INDEA | 0.24021 | 0.797 | 0 | 0.19334 | Renewable Ninja (MERRA2) | compiled_reninja_ts.csv
IND | S1D3 | S1 | D3 | RE_Ninja_wind_INDEA | 0.13068 | 0.776 | 0 | 0.17665 | Renewable Ninja (MERRA2) | compiled_reninja_ts.csv
IND | S1D3 | S1 | D3 | RE_Ninja_wind_INDEA | 0.18612 | 0.836 | 0 | 0.16888 | Renewable Ninja (MERRA2) | compiled_reninja_ts.csv
IND | S1D3 | S1 | D3 | RE_Ninja_wind_INDEA | 0.10889 | 0.706 | 0 | 0.1456 | Renewable Ninja (MERRA2) | compiled_reninja_ts.csv
IND | S1D3 | S1 | D3 | RE_Ninja_wind_INDEA | 0.2046 | 0.834 | 0 | 0.18024 | Renewable Ninja (MERRA2) | compiled_reninja_ts.csv
IND | S1D3 | S1 | D3 | RE_Ninja_wind_INDEA | 0.1196 | 0.7 | 0 | 0.14117 | Renewable Ninja (MERRA2) | compiled_reninja_ts.csv
IND | S1D3 | S1 | D3 | RE_Ninja_wind_INDEA | 0.12149 | 0.712 | 0 | 0.13626 | Renewable Ninja (MERRA2) | compiled_reninja_ts.csv
IND | S1D3 | S1 | D3 | RE_Ninja_wind_INDEA | 0.1557 | 0.921 | 0 | 0.18709 | Renewable Ninja (MERRA2) | compiled_reninja_ts.csv
IND | S2D1 | S2 | D1 | RE_Ninja_wind_INDEA | 0.36717 | 0.97 | 0.002 | 0.21155 | Renewable Ninja (MERRA2) | compiled_reninja_ts.csv
IND | S2D1 | S2 | D1 | RE_Ninja_wind_INDEA | 0.33007 | 0.845 | 0.001 | 0.18416 | Renewable Ninja (MERRA2) | compiled_reninja_ts.csv
IND | S2D1 | S2 | D1 | RE_Ninja_wind_INDEA | 0.30338 | 0.86 | 0.001 | 0.18128 | Renewable Ninja (MERRA2) | compiled_reninja_ts.csv
IND | S2D1 | S2 | D1 | RE_Ninja_wind_INDEA | 0.34789 | 0.919 | 0.001 | 0.20985 | Renewable Ninja (MERRA2) | compiled_reninja_ts.csv
IND | S2D1 | S2 | D1 | RE_Ninja_wind_INDEA | 0.32418 | 0.867 | 0 | 0.17783 | Renewable Ninja (MERRA2) | compiled_reninja_ts.csv
IND | S2D1 | S2 | D1 | RE_Ninja_wind_INDEA | 0.4033 | 0.973 | 0 | 0.20366 | Renewable Ninja (MERRA2) | compiled_reninja_ts.csv
IND | S2D1 | S2 | D1 | RE_Ninja_wind_INDEA | 0.27898 | 0.972 | 0 | 0.21156 | Renewable Ninja (MERRA2) | compiled_reninja_ts.csv
IND | S2D1 | S2 | D1 | RE_Ninja_wind_INDEA | 0.33287 | 0.959 | 0 | 0.19734 | Renewable Ninja (MERRA2) | compiled_reninja_ts.csv
IND | S2D1 | S2 | D1 | RE_Ninja_wind_INDEA | 0.41157 | 0.96 | 0 | 0.24008 | Renewable Ninja (MERRA2) | compiled_reninja_ts.csv
IND | S2D2 | S2 | D2 | RE_Ninja_wind_INDEA | 0.25166 | 0.973 | 0 | 0.25575 | Renewable Ninja (MERRA2) | compiled_reninja_ts.csv
IND | S2D2 | S2 | D2 | RE_Ninja_wind_INDEA | 0.27172 | 0.926 | 0 | 0.23758 | Renewable Ninja (MERRA2) | compiled_reninja_ts.csv
IND | S2D2 | S2 | D2 | RE_Ninja_wind_INDEA | 0.25602 | 0.972 | 0 | 0.26865 | Renewable Ninja (MERRA2) | compiled_reninja_ts.csv
IND | S2D2 | S2 | D2 | RE_Ninja_wind_INDEA | 0.31338 | 0.947 | 0 | 0.27109 | Renewable Ninja (MERRA2) | compiled_reninja_ts.csv
IND | S2D2 | S2 | D2 | RE_Ninja_wind_INDEA | 0.25369 | 0.887 | 0 | 0.2282 | Renewable Ninja (MERRA2) | compiled_reninja_ts.csv
IND | S2D2 | S2 | D2 | RE_Ninja_wind_INDEA | 0.28701 | 0.973 | 0 | 0.26325 | Renewable Ninja (MERRA2) | compiled_reninja_ts.csv
IND | S2D2 | S2 | D2 | RE_Ninja_wind_INDEA | 0.19688 | 0.973 | 0 | 0.23347 | Renewable Ninja (MERRA2) | compiled_reninja_ts.csv
IND | S2D2 | S2 | D2 | RE_Ninja_wind_INDEA | 0.23622 | 0.973 | 0 | 0.23573 | Renewable Ninja (MERRA2) | compiled_reninja_ts.csv
IND | S2D2 | S2 | D2 | RE_Ninja_wind_INDEA | 0.35318 | 0.969 | 0 | 0.28665 | Renewable Ninja (MERRA2) | compiled_reninja_ts.csv
IND | S2D3 | S2 | D3 | RE_Ninja_wind_INDEA | 0.44113 | 0.972 | 0 | 0.2887 | Renewable Ninja (MERRA2) | compiled_reninja_ts.csv
IND | S2D3 | S2 | D3 | RE_Ninja_wind_INDEA | 0.4332 | 0.912 | 0 | 0.22902 | Renewable Ninja (MERRA2) | compiled_reninja_ts.csv
IND | S2D3 | S2 | D3 | RE_Ninja_wind_INDEA | 0.51628 | 0.945 | 0.001 | 0.23427 | Renewable Ninja (MERRA2) | compiled_reninja_ts.csv
IND | S2D3 | S2 | D3 | RE_Ninja_wind_INDEA | 0.47066 | 0.935 | 0 | 0.24456 | Renewable Ninja (MERRA2) | compiled_reninja_ts.csv
IND | S2D3 | S2 | D3 | RE_Ninja_wind_INDEA | 0.45379 | 0.858 | 0.004 | 0.21811 | Renewable Ninja (MERRA2) | compiled_reninja_ts.csv
IND | S2D3 | S2 | D3 | RE_Ninja_wind_INDEA | 0.55062 | 0.973 | 0 | 0.24 | Renewable Ninja (MERRA2) | compiled_reninja_ts.csv
IND | S2D3 | S2 | D3 | RE_Ninja_wind_INDEA | 0.4095 | 0.973 | 0 | 0.23522 | Renewable Ninja (MERRA2) | compiled_reninja_ts.csv
IND | S2D3 | S2 | D3 | RE_Ninja_wind_INDEA | 0.44642 | 0.973 | 0 | 0.24839 | Renewable Ninja (MERRA2) | compiled_reninja_ts.csv
IND | S2D3 | S2 | D3 | RE_Ninja_wind_INDEA | 0.52392 | 0.968 | 0 | 0.24881 | Renewable Ninja (MERRA2) | compiled_reninja_ts.csv
IND | S3D1 | S3 | D1 | RE_Ninja_wind_INDEA | 0.39135 | 0.973 | 0 | 0.2317 | Renewable Ninja (MERRA2) | compiled_reninja_ts.csv
IND | S3D1 | S3 | D1 | RE_Ninja_wind_INDEA | 0.35668 | 0.973 | 0 | 0.23848 | Renewable Ninja (MERRA2) | compiled_reninja_ts.csv
IND | S3D1 | S3 | D1 | RE_Ninja_wind_INDEA | 0.27384 | 0.907 | 0 | 0.21791 | Renewable Ninja (MERRA2) | compiled_reninja_ts.csv
IND | S3D1 | S3 | D1 | RE_Ninja_wind_INDEA | 0.33244 | 0.972 | 0 | 0.23562 | Renewable Ninja (MERRA2) | compiled_reninja_ts.csv
IND | S3D1 | S3 | D1 | RE_Ninja_wind_INDEA | 0.32999 | 0.923 | 0 | 0.22733 | Renewable Ninja (MERRA2) | compiled_reninja_ts.csv
IND | S3D1 | S3 | D1 | RE_Ninja_wind_INDEA | 0.30017 | 0.972 | 0 | 0.23611 | Renewable Ninja (MERRA2) | compiled_reninja_ts.csv
IND | S3D1 | S3 | D1 | RE_Ninja_wind_INDEA | 0.33773 | 0.973 | 0 | 0.21954 | Renewable Ninja (MERRA2) | compiled_reninja_ts.csv
IND | S3D1 | S3 | D1 | RE_Ninja_wind_INDEA | 0.35406 | 0.91 | 0 | 0.22861 | Renewable Ninja (MERRA2) | compiled_reninja_ts.csv
IND | S3D1 | S3 | D1 | RE_Ninja_wind_INDEA | 0.34316 | 0.973 | 0 | 0.23373 | Renewable Ninja (MERRA2) | compiled_reninja_ts.csv
IND | S3D2 | S3 | D2 | RE_Ninja_wind_INDEA | 0.34191 | 0.973 | 0 | 0.2848 | Renewable Ninja (MERRA2) | compiled_reninja_ts.csv
IND | S3D2 | S3 | D2 | RE_Ninja_wind_INDEA | 0.33425 | 0.973 | 0 | 0.2869 | Renewable Ninja (MERRA2) | compiled_reninja_ts.csv
IND | S3D2 | S3 | D2 | RE_Ninja_wind_INDEA | 0.2862 | 0.967 | 0 | 0.2523 | Renewable Ninja (MERRA2) | compiled_reninja_ts.csv
IND | S3D2 | S3 | D2 | RE_Ninja_wind_INDEA | 0.29571 | 0.973 | 0 | 0.26425 | Renewable Ninja (MERRA2) | compiled_reninja_ts.csv
IND | S3D2 | S3 | D2 | RE_Ninja_wind_INDEA | 0.27398 | 0.973 | 0 | 0.24619 | Renewable Ninja (MERRA2) | compiled_reninja_ts.csv
IND | S3D2 | S3 | D2 | RE_Ninja_wind_INDEA | 0.32964 | 0.973 | 0 | 0.27979 | Renewable Ninja (MERRA2) | compiled_reninja_ts.csv
IND | S3D2 | S3 | D2 | RE_Ninja_wind_INDEA | 0.32754 | 0.97 | 0 | 0.26516 | Renewable Ninja (MERRA2) | compiled_reninja_ts.csv
IND | S3D2 | S3 | D2 | RE_Ninja_wind_INDEA | 0.33025 | 0.973 | 0 | 0.25983 | Renewable Ninja (MERRA2) | compiled_reninja_ts.csv
IND | S3D2 | S3 | D2 | RE_Ninja_wind_INDEA | 0.38782 | 0.972 | 0 | 0.29969 | Renewable Ninja (MERRA2) | compiled_reninja_ts.csv
IND | S3D3 | S3 | D3 | RE_Ninja_wind_INDEA | 0.47227 | 0.962 | 0 | 0.2136 | Renewable Ninja (MERRA2) | compiled_reninja_ts.csv
IND | S3D3 | S3 | D3 | RE_Ninja_wind_INDEA | 0.439 | 0.973 | 0 | 0.23761 | Renewable Ninja (MERRA2) | compiled_reninja_ts.csv
IND | S3D3 | S3 | D3 | RE_Ninja_wind_INDEA | 0.40603 | 0.943 | 0.005 | 0.20433 | Renewable Ninja (MERRA2) | compiled_reninja_ts.csv
IND | S3D3 | S3 | D3 | RE_Ninja_wind_INDEA | 0.41636 | 0.973 | 0.001 | 0.20839 | Renewable Ninja (MERRA2) | compiled_reninja_ts.csv
IND | S3D3 | S3 | D3 | RE_Ninja_wind_INDEA | 0.422 | 0.928 | 0 | 0.21517 | Renewable Ninja (MERRA2) | compiled_reninja_ts.csv
IND | S3D3 | S3 | D3 | RE_Ninja_wind_INDEA | 0.4337 | 0.973 | 0 | 0.22996 | Renewable Ninja (MERRA2) | compiled_reninja_ts.csv
IND | S3D3 | S3 | D3 | RE_Ninja_wind_INDEA | 0.45132 | 0.971 | 0.001 | 0.21059 | Renewable Ninja (MERRA2) | compiled_reninja_ts.csv
IND | S3D3 | S3 | D3 | RE_Ninja_wind_INDEA | 0.44469 | 0.969 | 0.005 | 0.20736 | Renewable Ninja (MERRA2) | compiled_reninja_ts.csv
IND | S3D3 | S3 | D3 | RE_Ninja_wind_INDEA | 0.4491 | 0.951 | 0.002 | 0.21658 | Renewable Ninja (MERRA2) | compiled_reninja_ts.csv
IND | S4D1 | S4 | D1 | RE_Ninja_wind_INDEA | 0.18988 | 0.64 | 0 | 0.14939 | Renewable Ninja (MERRA2) | compiled_reninja_ts.csv
IND | S4D1 | S4 | D1 | RE_Ninja_wind_INDEA | 0.089153 | 0.54 | 0 | 0.112 | Renewable Ninja (MERRA2) | compiled_reninja_ts.csv
IND | S4D1 | S4 | D1 | RE_Ninja_wind_INDEA | 0.20211 | 0.638 | 0 | 0.14654 | Renewable Ninja (MERRA2) | compiled_reninja_ts.csv
IND | S4D1 | S4 | D1 | RE_Ninja_wind_INDEA | 0.19181 | 0.972 | 0 | 0.19474 | Renewable Ninja (MERRA2) | compiled_reninja_ts.csv
IND | S4D1 | S4 | D1 | RE_Ninja_wind_INDEA | 0.16777 | 0.737 | 0 | 0.16372 | Renewable Ninja (MERRA2) | compiled_reninja_ts.csv
IND | S4D1 | S4 | D1 | RE_Ninja_wind_INDEA | 0.1836 | 0.97 | 0.001 | 0.17983 | Renewable Ninja (MERRA2) | compiled_reninja_ts.csv
IND | S4D1 | S4 | D1 | RE_Ninja_wind_INDEA | 0.18757 | 0.563 | 0 | 0.15448 | Renewable Ninja (MERRA2) | compiled_reninja_ts.csv
IND | S4D1 | S4 | D1 | RE_Ninja_wind_INDEA | 0.18615 | 0.759 | 0 | 0.16232 | Renewable Ninja (MERRA2) | compiled_reninja_ts.csv
IND | S4D1 | S4 | D1 | RE_Ninja_wind_INDEA | 0.26791 | 0.723 | 0 | 0.17496 | Renewable Ninja (MERRA2) | compiled_reninja_ts.csv
IND | S4D2 | S4 | D2 | RE_Ninja_wind_INDEA | 0.069814 | 0.573 | 0 | 0.092819 | Renewable Ninja (MERRA2) | compiled_reninja_ts.csv
IND | S4D2 | S4 | D2 | RE_Ninja_wind_INDEA | 0.042779 | 0.483 | 0 | 0.063864 | Renewable Ninja (MERRA2) | compiled_reninja_ts.csv
IND | S4D2 | S4 | D2 | RE_Ninja_wind_INDEA | 0.079018 | 0.622 | 0 | 0.1049 | Renewable Ninja (MERRA2) | compiled_reninja_ts.csv
IND | S4D2 | S4 | D2 | RE_Ninja_wind_INDEA | 0.11638 | 0.97 | 0 | 0.18228 | Renewable Ninja (MERRA2) | compiled_reninja_ts.csv
IND | S4D2 | S4 | D2 | RE_Ninja_wind_INDEA | 0.077266 | 0.934 | 0 | 0.14888 | Renewable Ninja (MERRA2) | compiled_reninja_ts.csv
IND | S4D2 | S4 | D2 | RE_Ninja_wind_INDEA | 0.10186 | 0.973 | 0 | 0.17523 | Renewable Ninja (MERRA2) | compiled_reninja_ts.csv
IND | S4D2 | S4 | D2 | RE_Ninja_wind_INDEA | 0.087344 | 0.418 | 0 | 0.083848 | Renewable Ninja (MERRA2) | compiled_reninja_ts.csv
IND | S4D2 | S4 | D2 | RE_Ninja_wind_INDEA | 0.095844 | 0.96 | 0 | 0.15244 | Renewable Ninja (MERRA2) | compiled_reninja_ts.csv
IND | S4D2 | S4 | D2 | RE_Ninja_wind_INDEA | 0.11806 | 0.97 | 0 | 0.14905 | Renewable Ninja (MERRA2) | compiled_reninja_ts.csv
IND | S4D3 | S4 | D3 | RE_Ninja_wind_INDEA | 0.093019 | 0.524 | 0 | 0.10625 | Renewable Ninja (MERRA2) | compiled_reninja_ts.csv
IND | S4D3 | S4 | D3 | RE_Ninja_wind_INDEA | 0.053402 | 0.601 | 0 | 0.10506 | Renewable Ninja (MERRA2) | compiled_reninja_ts.csv
IND | S4D3 | S4 | D3 | RE_Ninja_wind_INDEA | 0.11358 | 0.607 | 0 | 0.11569 | Renewable Ninja (MERRA2) | compiled_reninja_ts.csv
IND | S4D3 | S4 | D3 | RE_Ninja_wind_INDEA | 0.16803 | 0.972 | 0 | 0.19933 | Renewable Ninja (MERRA2) | compiled_reninja_ts.csv
IND | S4D3 | S4 | D3 | RE_Ninja_wind_INDEA | 0.12896 | 0.748 | 0 | 0.17565 | Renewable Ninja (MERRA2) | compiled_reninja_ts.csv
IND | S4D3 | S4 | D3 | RE_Ninja_wind_INDEA | 0.11763 | 0.965 | 0 | 0.19368 | Renewable Ninja (MERRA2) | compiled_reninja_ts.csv
IND | S4D3 | S4 | D3 | RE_Ninja_wind_INDEA | 0.1298 | 0.511 | 0 | 0.12244 | Renewable Ninja (MERRA2) | compiled_reninja_ts.csv
IND | S4D3 | S4 | D3 | RE_Ninja_wind_INDEA | 0.13153 | 0.753 | 0 | 0.16989 | Renewable Ninja (MERRA2) | compiled_reninja_ts.csv
IND | S4D3 | S4 | D3 | RE_Ninja_wind_INDEA | 0.21423 | 0.972 | 0 | 0.17812 | Renewable Ninja (MERRA2) | compiled_reninja_ts.csv
IND | S1D1 | S1 | D1 | RE_Ninja_wind_INDNE | 0.31609 | 0.732 | 0.009 | 0.16171 | Renewable Ninja (MERRA2) | compiled_reninja_ts.csv
IND | S1D1 | S1 | D1 | RE_Ninja_wind_INDNE | 0.32604 | 0.748 | 0.008 | 0.14854 | Renewable Ninja (MERRA2) | compiled_reninja_ts.csv
IND | S1D1 | S1 | D1 | RE_Ninja_wind_INDNE | 0.38489 | 0.849 | 0.014 | 0.17921 | Renewable Ninja (MERRA2) | compiled_reninja_ts.csv
IND | S1D1 | S1 | D1 | RE_Ninja_wind_INDNE | 0.32266 | 0.938 | 0.026 | 0.18425 | Renewable Ninja (MERRA2) | compiled_reninja_ts.csv
IND | S1D1 | S1 | D1 | RE_Ninja_wind_INDNE | 0.31331 | 0.784 | 0.009 | 0.1574 | Renewable Ninja (MERRA2) | compiled_reninja_ts.csv
IND | S1D1 | S1 | D1 | RE_Ninja_wind_INDNE | 0.32075 | 0.709 | 0 | 0.14111 | Renewable Ninja (MERRA2) | compiled_reninja_ts.csv
IND | S1D1 | S1 | D1 | RE_Ninja_wind_INDNE | 0.25772 | 0.67 | 0.008 | 0.14233 | Renewable Ninja (MERRA2) | compiled_reninja_ts.csv
IND | S1D1 | S1 | D1 | RE_Ninja_wind_INDNE | 0.25678 | 0.676 | 0.01 | 0.12967 | Renewable Ninja (MERRA2) | compiled_reninja_ts.csv
IND | S1D1 | S1 | D1 | RE_Ninja_wind_INDNE | 0.30741 | 0.663 | 0.033 | 0.15525 | Renewable Ninja (MERRA2) | compiled_reninja_ts.csv
IND | S1D2 | S1 | D2 | RE_Ninja_wind_INDNE | 0.18362 | 0.866 | 0 | 0.20234 | Renewable Ninja (MERRA2) | compiled_reninja_ts.csv
IND | S1D2 | S1 | D2 | RE_Ninja_wind_INDNE | 0.15801 | 0.838 | 0 | 0.18303 | Renewable Ninja (MERRA2) | compiled_reninja_ts.csv
IND | S1D2 | S1 | D2 | RE_Ninja_wind_INDNE | 0.17712 | 0.973 | 0 | 0.20379 | Renewable Ninja (MERRA2) | compiled_reninja_ts.csv
IND | S1D2 | S1 | D2 | RE_Ninja_wind_INDNE | 0.15133 | 0.954 | 0 | 0.20195 | Renewable Ninja (MERRA2) | compiled_reninja_ts.csv
IND | S1D2 | S1 | D2 | RE_Ninja_wind_INDNE | 0.14826 | 0.909 | 0 | 0.17938 | Renewable Ninja (MERRA2) | compiled_reninja_ts.csv
IND | S1D2 | S1 | D2 | RE_Ninja_wind_INDNE | 0.12703 | 0.874 | 0 | 0.15712 | Renewable Ninja (MERRA2) | compiled_reninja_ts.csv
IND | S1D2 | S1 | D2 | RE_Ninja_wind_INDNE | 0.12299 | 0.706 | 0 | 0.14447 | Renewable Ninja (MERRA2) | compiled_reninja_ts.csv
IND | S1D2 | S1 | D2 | RE_Ninja_wind_INDNE | 0.096482 | 0.636 | 0 | 0.11061 | Renewable Ninja (MERRA2) | compiled_reninja_ts.csv
IND | S1D2 | S1 | D2 | RE_Ninja_wind_INDNE | 0.12863 | 0.896 | 0 | 0.15947 | Renewable Ninja (MERRA2) | compiled_reninja_ts.csv
IND | S1D3 | S1 | D3 | RE_Ninja_wind_INDNE | 0.36551 | 0.816 | 0.005 | 0.18638 | Renewable Ninja (MERRA2) | compiled_reninja_ts.csv
IND | S1D3 | S1 | D3 | RE_Ninja_wind_INDNE | 0.36246 | 0.831 | 0.006 | 0.18837 | Renewable Ninja (MERRA2) | compiled_reninja_ts.csv
IND | S1D3 | S1 | D3 | RE_Ninja_wind_INDNE | 0.36103 | 0.973 | 0 | 0.21111 | Renewable Ninja (MERRA2) | compiled_reninja_ts.csv
IND | S1D3 | S1 | D3 | RE_Ninja_wind_INDNE | 0.36102 | 0.935 | 0.014 | 0.18794 | Renewable Ninja (MERRA2) | compiled_reninja_ts.csv
IND | S1D3 | S1 | D3 | RE_Ninja_wind_INDNE | 0.30535 | 0.683 | 0 | 0.18191 | Renewable Ninja (MERRA2) | compiled_reninja_ts.csv
IND | S1D3 | S1 | D3 | RE_Ninja_wind_INDNE | 0.31246 | 0.751 | 0.007 | 0.17971 | Renewable Ninja (MERRA2) | compiled_reninja_ts.csv
IND | S1D3 | S1 | D3 | RE_Ninja_wind_INDNE | 0.27917 | 0.763 | 0.003 | 0.17278 | Renewable Ninja (MERRA2) | compiled_reninja_ts.csv
IND | S1D3 | S1 | D3 | RE_Ninja_wind_INDNE | 0.23481 | 0.671 | 0.003 | 0.14887 | Renewable Ninja (MERRA2) | compiled_reninja_ts.csv
IND | S1D3 | S1 | D3 | RE_Ninja_wind_INDNE | 0.27896 | 0.752 | 0.006 | 0.17522 | Renewable Ninja (MERRA2) | compiled_reninja_ts.csv
IND | S2D1 | S2 | D1 | RE_Ninja_wind_INDNE | 0.47296 | 0.951 | 0.013 | 0.19244 | Renewable Ninja (MERRA2) | compiled_reninja_ts.csv
IND | S2D1 | S2 | D1 | RE_Ninja_wind_INDNE | 0.43397 | 0.9 | 0.018 | 0.18919 | Renewable Ninja (MERRA2) | compiled_reninja_ts.csv
IND | S2D1 | S2 | D1 | RE_Ninja_wind_INDNE | 0.52623 | 0.969 | 0.001 | 0.24568 | Renewable Ninja (MERRA2) | compiled_reninja_ts.csv
IND | S2D1 | S2 | D1 | RE_Ninja_wind_INDNE | 0.42879 | 0.966 | 0.003 | 0.22974 | Renewable Ninja (MERRA2) | compiled_reninja_ts.csv
IND | S2D1 | S2 | D1 | RE_Ninja_wind_INDNE | 0.34752 | 0.88 | 0.019 | 0.18171 | Renewable Ninja (MERRA2) | compiled_reninja_ts.csv
IND | S2D1 | S2 | D1 | RE_Ninja_wind_INDNE | 0.41546 | 0.914 | 0.019 | 0.14745 | Renewable Ninja (MERRA2) | compiled_reninja_ts.csv
IND | S2D1 | S2 | D1 | RE_Ninja_wind_INDNE | 0.37143 | 0.953 | 0.002 | 0.19766 | Renewable Ninja (MERRA2) | compiled_reninja_ts.csv
IND | S2D1 | S2 | D1 | RE_Ninja_wind_INDNE | 0.43985 | 0.852 | 0.002 | 0.17583 | Renewable Ninja (MERRA2) | compiled_reninja_ts.csv
IND | S2D1 | S2 | D1 | RE_Ninja_wind_INDNE | 0.39361 | 0.943 | 0.004 | 0.19389 | Renewable Ninja (MERRA2) | compiled_reninja_ts.csv
IND | S2D2 | S2 | D2 | RE_Ninja_wind_INDNE | 0.34824 | 0.965 | 0 | 0.27683 | Renewable Ninja (MERRA2) | compiled_reninja_ts.csv
IND | S2D2 | S2 | D2 | RE_Ninja_wind_INDNE | 0.3419 | 0.971 | 0 | 0.2818 | Renewable Ninja (MERRA2) | compiled_reninja_ts.csv
IND | S2D2 | S2 | D2 | RE_Ninja_wind_INDNE | 0.39068 | 0.973 | 0 | 0.32368 | Renewable Ninja (MERRA2) | compiled_reninja_ts.csv
IND | S2D2 | S2 | D2 | RE_Ninja_wind_INDNE | 0.31825 | 0.973 | 0 | 0.30337 | Renewable Ninja (MERRA2) | compiled_reninja_ts.csv
IND | S2D2 | S2 | D2 | RE_Ninja_wind_INDNE | 0.18173 | 0.953 | 0 | 0.21502 | Renewable Ninja (MERRA2) | compiled_reninja_ts.csv
IND | S2D2 | S2 | D2 | RE_Ninja_wind_INDNE | 0.20467 | 0.945 | 0 | 0.2242 | Renewable Ninja (MERRA2) | compiled_reninja_ts.csv
IND | S2D2 | S2 | D2 | RE_Ninja_wind_INDNE | 0.19903 | 0.967 | 0 | 0.25071 | Renewable Ninja (MERRA2) | compiled_reninja_ts.csv
IND | S2D2 | S2 | D2 | RE_Ninja_wind_INDNE | 0.29039 | 0.952 | 0 | 0.25279 | Renewable Ninja (MERRA2) | compiled_reninja_ts.csv
IND | S2D2 | S2 | D2 | RE_Ninja_wind_INDNE | 0.24654 | 0.971 | 0 | 0.2701 | Renewable Ninja (MERRA2) | compiled_reninja_ts.csv
IND | S2D3 | S2 | D3 | RE_Ninja_wind_INDNE | 0.46824 | 0.958 | 0.014 | 0.21712 | Renewable Ninja (MERRA2) | compiled_reninja_ts.csv
IND | S2D3 | S2 | D3 | RE_Ninja_wind_INDNE | 0.47164 | 0.957 | 0.001 | 0.21862 | Renewable Ninja (MERRA2) | compiled_reninja_ts.csv
IND | S2D3 | S2 | D3 | RE_Ninja_wind_INDNE | 0.51589 | 0.973 | 0.014 | 0.26792 | Renewable Ninja (MERRA2) | compiled_reninja_ts.csv
IND | S2D3 | S2 | D3 | RE_Ninja_wind_INDNE | 0.43912 | 0.973 | 0.002 | 0.25879 | Renewable Ninja (MERRA2) | compiled_reninja_ts.csv
IND | S2D3 | S2 | D3 | RE_Ninja_wind_INDNE | 0.34305 | 0.964 | 0.002 | 0.21086 | Renewable Ninja (MERRA2) | compiled_reninja_ts.csv
IND | S2D3 | S2 | D3 | RE_Ninja_wind_INDNE | 0.32052 | 0.865 | 0.002 | 0.2081 | Renewable Ninja (MERRA2) | compiled_reninja_ts.csv
IND | S2D3 | S2 | D3 | RE_Ninja_wind_INDNE | 0.35038 | 0.944 | 0.003 | 0.23726 | Renewable Ninja (MERRA2) | compiled_reninja_ts.csv
IND | S2D3 | S2 | D3 | RE_Ninja_wind_INDNE | 0.38893 | 0.817 | 0.002 | 0.18945 | Renewable Ninja (MERRA2) | compiled_reninja_ts.csv
IND | S2D3 | S2 | D3 | RE_Ninja_wind_INDNE | 0.3005 | 0.881 | 0.002 | 0.20143 | Renewable Ninja (MERRA2) | compiled_reninja_ts.csv
IND | S3D1 | S3 | D1 | RE_Ninja_wind_INDNE | 0.24157 | 0.803 | 0.001 | 0.16762 | Renewable Ninja (MERRA2) | compiled_reninja_ts.csv
IND | S3D1 | S3 | D1 | RE_Ninja_wind_INDNE | 0.2919 | 0.954 | 0 | 0.21681 | Renewable Ninja (MERRA2) | compiled_reninja_ts.csv
IND | S3D1 | S3 | D1 | RE_Ninja_wind_INDNE | 0.21633 | 0.904 | 0.001 | 0.15834 | Renewable Ninja (MERRA2) | compiled_reninja_ts.csv
IND | S3D1 | S3 | D1 | RE_Ninja_wind_INDNE | 0.21695 | 0.891 | 0 | 0.18417 | Renewable Ninja (MERRA2) | compiled_reninja_ts.csv
IND | S3D1 | S3 | D1 | RE_Ninja_wind_INDNE | 0.20414 | 0.848 | 0 | 0.16134 | Renewable Ninja (MERRA2) | compiled_reninja_ts.csv
IND | S3D1 | S3 | D1 | RE_Ninja_wind_INDNE | 0.17477 | 0.947 | 0 | 0.17373 | Renewable Ninja (MERRA2) | compiled_reninja_ts.csv
IND | S3D1 | S3 | D1 | RE_Ninja_wind_INDNE | 0.21133 | 0.928 | 0 | 0.18252 | Renewable Ninja (MERRA2) | compiled_reninja_ts.csv
IND | S3D1 | S3 | D1 | RE_Ninja_wind_INDNE | 0.24121 | 0.86 | 0 | 0.2112 | Renewable Ninja (MERRA2) | compiled_reninja_ts.csv
IND | S3D1 | S3 | D1 | RE_Ninja_wind_INDNE | 0.21983 | 0.862 | 0 | 0.16907 | Renewable Ninja (MERRA2) | compiled_reninja_ts.csv
IND | S3D2 | S3 | D2 | RE_Ninja_wind_INDNE | 0.16596 | 0.925 | 0 | 0.19584 | Renewable Ninja (MERRA2) | compiled_reninja_ts.csv
IND | S3D2 | S3 | D2 | RE_Ninja_wind_INDNE | 0.23568 | 0.973 | 0 | 0.2467 | Renewable Ninja (MERRA2) | compiled_reninja_ts.csv
IND | S3D2 | S3 | D2 | RE_Ninja_wind_INDNE | 0.14087 | 0.789 | 0 | 0.15416 | Renewable Ninja (MERRA2) | compiled_reninja_ts.csv
IND | S3D2 | S3 | D2 | RE_Ninja_wind_INDNE | 0.1628 | 0.937 | 0 | 0.19551 | Renewable Ninja (MERRA2) | compiled_reninja_ts.csv
IND | S3D2 | S3 | D2 | RE_Ninja_wind_INDNE | 0.14481 | 0.855 | 0 | 0.17344 | Renewable Ninja (MERRA2) | compiled_reninja_ts.csv
IND | S3D2 | S3 | D2 | RE_Ninja_wind_INDNE | 0.1233 | 0.923 | 0 | 0.16505 | Renewable Ninja (MERRA2) | compiled_reninja_ts.csv
IND | S3D2 | S3 | D2 | RE_Ninja_wind_INDNE | 0.17874 | 0.938 | 0 | 0.1793 | Renewable Ninja (MERRA2) | compiled_reninja_ts.csv
IND | S3D2 | S3 | D2 | RE_Ninja_wind_INDNE | 0.21321 | 0.962 | 0 | 0.24342 | Renewable Ninja (MERRA2) | compiled_reninja_ts.csv
IND | S3D2 | S3 | D2 | RE_Ninja_wind_INDNE | 0.18191 | 0.903 | 0 | 0.18568 | Renewable Ninja (MERRA2) | compiled_reninja_ts.csv
IND | S3D3 | S3 | D3 | RE_Ninja_wind_INDNE | 0.21857 | 0.828 | 0 | 0.17164 | Renewable Ninja (MERRA2) | compiled_reninja_ts.csv
IND | S3D3 | S3 | D3 | RE_Ninja_wind_INDNE | 0.29747 | 0.935 | 0.001 | 0.21499 | Renewable Ninja (MERRA2) | compiled_reninja_ts.csv
IND | S3D3 | S3 | D3 | RE_Ninja_wind_INDNE | 0.23352 | 0.965 | 0 | 0.17141 | Renewable Ninja (MERRA2) | compiled_reninja_ts.csv
IND | S3D3 | S3 | D3 | RE_Ninja_wind_INDNE | 0.22434 | 0.864 | 0 | 0.17491 | Renewable Ninja (MERRA2) | compiled_reninja_ts.csv
IND | S3D3 | S3 | D3 | RE_Ninja_wind_INDNE | 0.2083 | 0.758 | 0 | 0.16278 | Renewable Ninja (MERRA2) | compiled_reninja_ts.csv
IND | S3D3 | S3 | D3 | RE_Ninja_wind_INDNE | 0.17407 | 0.829 | 0 | 0.17138 | Renewable Ninja (MERRA2) | compiled_reninja_ts.csv
IND | S3D3 | S3 | D3 | RE_Ninja_wind_INDNE | 0.22434 | 0.936 | 0 | 0.1764 | Renewable Ninja (MERRA2) | compiled_reninja_ts.csv
IND | S3D3 | S3 | D3 | RE_Ninja_wind_INDNE | 0.25083 | 0.861 | 0 | 0.19701 | Renewable Ninja (MERRA2) | compiled_reninja_ts.csv
IND | S3D3 | S3 | D3 | RE_Ninja_wind_INDNE | 0.23772 | 0.875 | 0.001 | 0.18363 | Renewable Ninja (MERRA2) | compiled_reninja_ts.csv
IND | S4D1 | S4 | D1 | RE_Ninja_wind_INDNE | 0.19433 | 0.52 | 0.003 | 0.12159 | Renewable Ninja (MERRA2) | compiled_reninja_ts.csv
IND | S4D1 | S4 | D1 | RE_Ninja_wind_INDNE | 0.23689 | 0.628 | 0.001 | 0.14935 | Renewable Ninja (MERRA2) | compiled_reninja_ts.csv
IND | S4D1 | S4 | D1 | RE_Ninja_wind_INDNE | 0.16992 | 0.587 | 0.004 | 0.1299 | Renewable Ninja (MERRA2) | compiled_reninja_ts.csv
IND | S4D1 | S4 | D1 | RE_Ninja_wind_INDNE | 0.25102 | 0.637 | 0.002 | 0.14965 | Renewable Ninja (MERRA2) | compiled_reninja_ts.csv
IND | S4D1 | S4 | D1 | RE_Ninja_wind_INDNE | 0.25022 | 0.655 | 0.001 | 0.13417 | Renewable Ninja (MERRA2) | compiled_reninja_ts.csv
IND | S4D1 | S4 | D1 | RE_Ninja_wind_INDNE | 0.15348 | 0.531 | 0.001 | 0.11536 | Renewable Ninja (MERRA2) | compiled_reninja_ts.csv
IND | S4D1 | S4 | D1 | RE_Ninja_wind_INDNE | 0.23554 | 0.632 | 0 | 0.17114 | Renewable Ninja (MERRA2) | compiled_reninja_ts.csv
IND | S4D1 | S4 | D1 | RE_Ninja_wind_INDNE | 0.24249 | 0.638 | 0.004 | 0.15842 | Renewable Ninja (MERRA2) | compiled_reninja_ts.csv
IND | S4D1 | S4 | D1 | RE_Ninja_wind_INDNE | 0.32423 | 0.91 | 0.001 | 0.1809 | Renewable Ninja (MERRA2) | compiled_reninja_ts.csv
IND | S4D2 | S4 | D2 | RE_Ninja_wind_INDNE | 0.064776 | 0.558 | 0 | 0.094521 | Renewable Ninja (MERRA2) | compiled_reninja_ts.csv
IND | S4D2 | S4 | D2 | RE_Ninja_wind_INDNE | 0.081469 | 0.588 | 0 | 0.10199 | Renewable Ninja (MERRA2) | compiled_reninja_ts.csv
IND | S4D2 | S4 | D2 | RE_Ninja_wind_INDNE | 0.06771 | 0.755 | 0 | 0.117 | Renewable Ninja (MERRA2) | compiled_reninja_ts.csv
IND | S4D2 | S4 | D2 | RE_Ninja_wind_INDNE | 0.11466 | 0.935 | 0 | 0.1272 | Renewable Ninja (MERRA2) | compiled_reninja_ts.csv
IND | S4D2 | S4 | D2 | RE_Ninja_wind_INDNE | 0.093303 | 0.695 | 0 | 0.12556 | Renewable Ninja (MERRA2) | compiled_reninja_ts.csv
IND | S4D2 | S4 | D2 | RE_Ninja_wind_INDNE | 0.070633 | 0.701 | 0 | 0.10684 | Renewable Ninja (MERRA2) | compiled_reninja_ts.csv
IND | S4D2 | S4 | D2 | RE_Ninja_wind_INDNE | 0.13547 | 0.775 | 0 | 0.14347 | Renewable Ninja (MERRA2) | compiled_reninja_ts.csv
IND | S4D2 | S4 | D2 | RE_Ninja_wind_INDNE | 0.11257 | 0.815 | 0 | 0.14444 | Renewable Ninja (MERRA2) | compiled_reninja_ts.csv
IND | S4D2 | S4 | D2 | RE_Ninja_wind_INDNE | 0.12464 | 0.856 | 0 | 0.14765 | Renewable Ninja (MERRA2) | compiled_reninja_ts.csv
IND | S4D3 | S4 | D3 | RE_Ninja_wind_INDNE | 0.16692 | 0.608 | 0.001 | 0.13673 | Renewable Ninja (MERRA2) | compiled_reninja_ts.csv
IND | S4D3 | S4 | D3 | RE_Ninja_wind_INDNE | 0.22024 | 0.611 | 0.001 | 0.17106 | Renewable Ninja (MERRA2) | compiled_reninja_ts.csv
IND | S4D3 | S4 | D3 | RE_Ninja_wind_INDNE | 0.16492 | 0.696 | 0.001 | 0.14918 | Renewable Ninja (MERRA2) | compiled_reninja_ts.csv
IND | S4D3 | S4 | D3 | RE_Ninja_wind_INDNE | 0.25472 | 0.947 | 0.001 | 0.18638 | Renewable Ninja (MERRA2) | compiled_reninja_ts.csv
IND | S4D3 | S4 | D3 | RE_Ninja_wind_INDNE | 0.19981 | 0.587 | 0.004 | 0.14162 | Renewable Ninja (MERRA2) | compiled_reninja_ts.csv
IND | S4D3 | S4 | D3 | RE_Ninja_wind_INDNE | 0.13616 | 0.62 | 0.001 | 0.14144 | Renewable Ninja (MERRA2) | compiled_reninja_ts.csv
IND | S4D3 | S4 | D3 | RE_Ninja_wind_INDNE | 0.23128 | 0.749 | 0 | 0.18796 | Renewable Ninja (MERRA2) | compiled_reninja_ts.csv
IND | S4D3 | S4 | D3 | RE_Ninja_wind_INDNE | 0.24588 | 0.67 | 0.001 | 0.17491 | Renewable Ninja (MERRA2) | compiled_reninja_ts.csv
IND | S4D3 | S4 | D3 | RE_Ninja_wind_INDNE | 0.28089 | 0.896 | 0 | 0.20592 | Renewable Ninja (MERRA2) | compiled_reninja_ts.csv
IND | S1D1 | S1 | D1 | RE_Ninja_wind_INDNO | 0.28795 | 0.891 | 0 | 0.26486 | Renewable Ninja (MERRA2) | compiled_reninja_ts.csv
IND | S1D1 | S1 | D1 | RE_Ninja_wind_INDNO | 0.39208 | 0.884 | 0.001 | 0.27289 | Renewable Ninja (MERRA2) | compiled_reninja_ts.csv
IND | S1D1 | S1 | D1 | RE_Ninja_wind_INDNO | 0.34691 | 0.857 | 0 | 0.27376 | Renewable Ninja (MERRA2) | compiled_reninja_ts.csv
IND | S1D1 | S1 | D1 | RE_Ninja_wind_INDNO | 0.3968 | 0.883 | 0 | 0.25087 | Renewable Ninja (MERRA2) | compiled_reninja_ts.csv
IND | S1D1 | S1 | D1 | RE_Ninja_wind_INDNO | 0.38026 | 0.898 | 0 | 0.27541 | Renewable Ninja (MERRA2) | compiled_reninja_ts.csv
IND | S1D1 | S1 | D1 | RE_Ninja_wind_INDNO | 0.3508 | 0.959 | 0 | 0.2581 | Renewable Ninja (MERRA2) | compiled_reninja_ts.csv
IND | S1D1 | S1 | D1 | RE_Ninja_wind_INDNO | 0.31148 | 0.881 | 0 | 0.24744 | Renewable Ninja (MERRA2) | compiled_reninja_ts.csv
IND | S1D1 | S1 | D1 | RE_Ninja_wind_INDNO | 0.40429 | 0.855 | 0 | 0.24902 | Renewable Ninja (MERRA2) | compiled_reninja_ts.csv
IND | S1D1 | S1 | D1 | RE_Ninja_wind_INDNO | 0.30191 | 0.924 | 0 | 0.27253 | Renewable Ninja (MERRA2) | compiled_reninja_ts.csv
IND | S1D2 | S1 | D2 | RE_Ninja_wind_INDNO | 0.13983 | 0.82 | 0 | 0.17582 | Renewable Ninja (MERRA2) | compiled_reninja_ts.csv
IND | S1D2 | S1 | D2 | RE_Ninja_wind_INDNO | 0.19501 | 0.9 | 0 | 0.21432 | Renewable Ninja (MERRA2) | compiled_reninja_ts.csv
IND | S1D2 | S1 | D2 | RE_Ninja_wind_INDNO | 0.15897 | 0.88 | 0 | 0.2023 | Renewable Ninja (MERRA2) | compiled_reninja_ts.csv
IND | S1D2 | S1 | D2 | RE_Ninja_wind_INDNO | 0.2257 | 0.931 | 0 | 0.22228 | Renewable Ninja (MERRA2) | compiled_reninja_ts.csv
IND | S1D2 | S1 | D2 | RE_Ninja_wind_INDNO | 0.22754 | 0.948 | 0 | 0.22944 | Renewable Ninja (MERRA2) | compiled_reninja_ts.csv
IND | S1D2 | S1 | D2 | RE_Ninja_wind_INDNO | 0.20238 | 0.943 | 0 | 0.22186 | Renewable Ninja (MERRA2) | compiled_reninja_ts.csv
IND | S1D2 | S1 | D2 | RE_Ninja_wind_INDNO | 0.19582 | 0.946 | 0 | 0.23 | Renewable Ninja (MERRA2) | compiled_reninja_ts.csv
IND | S1D2 | S1 | D2 | RE_Ninja_wind_INDNO | 0.21014 | 0.86 | 0 | 0.21291 | Renewable Ninja (MERRA2) | compiled_reninja_ts.csv
IND | S1D2 | S1 | D2 | RE_Ninja_wind_INDNO | 0.18176 | 0.97 | 0 | 0.24796 | Renewable Ninja (MERRA2) | compiled_reninja_ts.csv
IND | S1D3 | S1 | D3 | RE_Ninja_wind_INDNO | 0.26183 | 0.905 | 0 | 0.23816 | Renewable Ninja (MERRA2) | compiled_reninja_ts.csv
IND | S1D3 | S1 | D3 | RE_Ninja_wind_INDNO | 0.3966 | 0.919 | 0 | 0.29148 | Renewable Ninja (MERRA2) | compiled_reninja_ts.csv
IND | S1D3 | S1 | D3 | RE_Ninja_wind_INDNO | 0.35017 | 0.922 | 0.001 | 0.27933 | Renewable Ninja (MERRA2) | compiled_reninja_ts.csv
IND | S1D3 | S1 | D3 | RE_Ninja_wind_INDNO | 0.43097 | 0.928 | 0 | 0.28198 | Renewable Ninja (MERRA2) | compiled_reninja_ts.csv
IND | S1D3 | S1 | D3 | RE_Ninja_wind_INDNO | 0.43347 | 0.937 | 0.001 | 0.27303 | Renewable Ninja (MERRA2) | compiled_reninja_ts.csv
IND | S1D3 | S1 | D3 | RE_Ninja_wind_INDNO | 0.38059 | 0.946 | 0.001 | 0.28058 | Renewable Ninja (MERRA2) | compiled_reninja_ts.csv
IND | S1D3 | S1 | D3 | RE_Ninja_wind_INDNO | 0.36846 | 0.944 | 0 | 0.27748 | Renewable Ninja (MERRA2) | compiled_reninja_ts.csv
IND | S1D3 | S1 | D3 | RE_Ninja_wind_INDNO | 0.40449 | 0.881 | 0 | 0.2566 | Renewable Ninja (MERRA2) | compiled_reninja_ts.csv
IND | S1D3 | S1 | D3 | RE_Ninja_wind_INDNO | 0.30052 | 0.966 | 0 | 0.28474 | Renewable Ninja (MERRA2) | compiled_reninja_ts.csv
IND | S2D1 | S2 | D1 | RE_Ninja_wind_INDNO | 0.38323 | 0.931 | 0 | 0.27599 | Renewable Ninja (MERRA2) | compiled_reninja_ts.csv
IND | S2D1 | S2 | D1 | RE_Ninja_wind_INDNO | 0.36454 | 0.954 | 0 | 0.29115 | Renewable Ninja (MERRA2) | compiled_reninja_ts.csv
IND | S2D1 | S2 | D1 | RE_Ninja_wind_INDNO | 0.38098 | 0.936 | 0.001 | 0.2776 | Renewable Ninja (MERRA2) | compiled_reninja_ts.csv
IND | S2D1 | S2 | D1 | RE_Ninja_wind_INDNO | 0.42946 | 0.949 | 0 | 0.27257 | Renewable Ninja (MERRA2) | compiled_reninja_ts.csv
IND | S2D1 | S2 | D1 | RE_Ninja_wind_INDNO | 0.36416 | 0.893 | 0 | 0.26456 | Renewable Ninja (MERRA2) | compiled_reninja_ts.csv
IND | S2D1 | S2 | D1 | RE_Ninja_wind_INDNO | 0.416 | 0.913 | 0 | 0.2515 | Renewable Ninja (MERRA2) | compiled_reninja_ts.csv
IND | S2D1 | S2 | D1 | RE_Ninja_wind_INDNO | 0.33961 | 0.973 | 0 | 0.25249 | Renewable Ninja (MERRA2) | compiled_reninja_ts.csv
IND | S2D1 | S2 | D1 | RE_Ninja_wind_INDNO | 0.40803 | 0.942 | 0 | 0.27888 | Renewable Ninja (MERRA2) | compiled_reninja_ts.csv
IND | S2D1 | S2 | D1 | RE_Ninja_wind_INDNO | 0.29435 | 0.941 | 0 | 0.25238 | Renewable Ninja (MERRA2) | compiled_reninja_ts.csv
IND | S2D2 | S2 | D2 | RE_Ninja_wind_INDNO | 0.2153 | 0.914 | 0 | 0.21539 | Renewable Ninja (MERRA2) | compiled_reninja_ts.csv
IND | S2D2 | S2 | D2 | RE_Ninja_wind_INDNO | 0.20818 | 0.972 | 0 | 0.24499 | Renewable Ninja (MERRA2) | compiled_reninja_ts.csv
IND | S2D2 | S2 | D2 | RE_Ninja_wind_INDNO | 0.22999 | 0.959 | 0 | 0.24193 | Renewable Ninja (MERRA2) | compiled_reninja_ts.csv
IND | S2D2 | S2 | D2 | RE_Ninja_wind_INDNO | 0.27231 | 0.964 | 0 | 0.2618 | Renewable Ninja (MERRA2) | compiled_reninja_ts.csv
IND | S2D2 | S2 | D2 | RE_Ninja_wind_INDNO | 0.21517 | 0.972 | 0 | 0.22238 | Renewable Ninja (MERRA2) | compiled_reninja_ts.csv
IND | S2D2 | S2 | D2 | RE_Ninja_wind_INDNO | 0.28155 | 0.972 | 0 | 0.26571 | Renewable Ninja (MERRA2) | compiled_reninja_ts.csv
IND | S2D2 | S2 | D2 | RE_Ninja_wind_INDNO | 0.23303 | 0.958 | 0 | 0.24827 | Renewable Ninja (MERRA2) | compiled_reninja_ts.csv
IND | S2D2 | S2 | D2 | RE_Ninja_wind_INDNO | 0.24024 | 0.973 | 0 | 0.26517 | Renewable Ninja (MERRA2) | compiled_reninja_ts.csv
IND | S2D2 | S2 | D2 | RE_Ninja_wind_INDNO | 0.22206 | 0.961 | 0 | 0.23766 | Renewable Ninja (MERRA2) | compiled_reninja_ts.csv
IND | S2D3 | S2 | D3 | RE_Ninja_wind_INDNO | 0.36198 | 0.95 | 0 | 0.27757 | Renewable Ninja (MERRA2) | compiled_reninja_ts.csv
IND | S2D3 | S2 | D3 | RE_Ninja_wind_INDNO | 0.3922 | 0.97 | 0 | 0.31247 | Renewable Ninja (MERRA2) | compiled_reninja_ts.csv
IND | S2D3 | S2 | D3 | RE_Ninja_wind_INDNO | 0.42175 | 0.961 | 0.001 | 0.27445 | Renewable Ninja (MERRA2) | compiled_reninja_ts.csv
IND | S2D3 | S2 | D3 | RE_Ninja_wind_INDNO | 0.50572 | 0.955 | 0 | 0.28552 | Renewable Ninja (MERRA2) | compiled_reninja_ts.csv
IND | S2D3 | S2 | D3 | RE_Ninja_wind_INDNO | 0.39244 | 0.972 | 0 | 0.27279 | Renewable Ninja (MERRA2) | compiled_reninja_ts.csv
IND | S2D3 | S2 | D3 | RE_Ninja_wind_INDNO | 0.48824 | 0.97 | 0.001 | 0.26237 | Renewable Ninja (MERRA2) | compiled_reninja_ts.csv
IND | S2D3 | S2 | D3 | RE_Ninja_wind_INDNO | 0.41975 | 0.907 | 0.003 | 0.28338 | Renewable Ninja (MERRA2) | compiled_reninja_ts.csv
IND | S2D3 | S2 | D3 | RE_Ninja_wind_INDNO | 0.44692 | 0.966 | 0.002 | 0.28167 | Renewable Ninja (MERRA2) | compiled_reninja_ts.csv
IND | S2D3 | S2 | D3 | RE_Ninja_wind_INDNO | 0.314 | 0.897 | 0 | 0.25751 | Renewable Ninja (MERRA2) | compiled_reninja_ts.csv
IND | S3D1 | S3 | D1 | RE_Ninja_wind_INDNO | 0.36798 | 0.947 | 0 | 0.28001 | Renewable Ninja (MERRA2) | compiled_reninja_ts.csv
IND | S3D1 | S3 | D1 | RE_Ninja_wind_INDNO | 0.35451 | 0.953 | 0 | 0.27851 | Renewable Ninja (MERRA2) | compiled_reninja_ts.csv
IND | S3D1 | S3 | D1 | RE_Ninja_wind_INDNO | 0.2363 | 0.874 | 0 | 0.221 | Renewable Ninja (MERRA2) | compiled_reninja_ts.csv
IND | S3D1 | S3 | D1 | RE_Ninja_wind_INDNO | 0.24992 | 0.968 | 0 | 0.24958 | Renewable Ninja (MERRA2) | compiled_reninja_ts.csv
IND | S3D1 | S3 | D1 | RE_Ninja_wind_INDNO | 0.27044 | 0.96 | 0 | 0.26931 | Renewable Ninja (MERRA2) | compiled_reninja_ts.csv
IND | S3D1 | S3 | D1 | RE_Ninja_wind_INDNO | 0.20779 | 0.932 | 0 | 0.22122 | Renewable Ninja (MERRA2) | compiled_reninja_ts.csv
IND | S3D1 | S3 | D1 | RE_Ninja_wind_INDNO | 0.22132 | 0.868 | 0 | 0.18989 | Renewable Ninja (MERRA2) | compiled_reninja_ts.csv
IND | S3D1 | S3 | D1 | RE_Ninja_wind_INDNO | 0.24731 | 0.937 | 0 | 0.20972 | Renewable Ninja (MERRA2) | compiled_reninja_ts.csv
IND | S3D1 | S3 | D1 | RE_Ninja_wind_INDNO | 0.23954 | 0.901 | 0 | 0.22897 | Renewable Ninja (MERRA2) | compiled_reninja_ts.csv
IND | S3D2 | S3 | D2 | RE_Ninja_wind_INDNO | 0.26133 | 0.973 | 0 | 0.25755 | Renewable Ninja (MERRA2) | compiled_reninja_ts.csv
IND | S3D2 | S3 | D2 | RE_Ninja_wind_INDNO | 0.22417 | 0.951 | 0 | 0.24941 | Renewable Ninja (MERRA2) | compiled_reninja_ts.csv
IND | S3D2 | S3 | D2 | RE_Ninja_wind_INDNO | 0.13214 | 0.937 | 0 | 0.18112 | Renewable Ninja (MERRA2) | compiled_reninja_ts.csv
IND | S3D2 | S3 | D2 | RE_Ninja_wind_INDNO | 0.20818 | 0.971 | 0 | 0.2312 | Renewable Ninja (MERRA2) | compiled_reninja_ts.csv
IND | S3D2 | S3 | D2 | RE_Ninja_wind_INDNO | 0.2086 | 0.972 | 0 | 0.23791 | Renewable Ninja (MERRA2) | compiled_reninja_ts.csv
IND | S3D2 | S3 | D2 | RE_Ninja_wind_INDNO | 0.19943 | 0.973 | 0 | 0.25091 | Renewable Ninja (MERRA2) | compiled_reninja_ts.csv
IND | S3D2 | S3 | D2 | RE_Ninja_wind_INDNO | 0.18136 | 0.973 | 0 | 0.2211 | Renewable Ninja (MERRA2) | compiled_reninja_ts.csv
IND | S3D2 | S3 | D2 | RE_Ninja_wind_INDNO | 0.15747 | 0.939 | 0 | 0.1924 | Renewable Ninja (MERRA2) | compiled_reninja_ts.csv
IND | S3D2 | S3 | D2 | RE_Ninja_wind_INDNO | 0.24884 | 0.973 | 0 | 0.26891 | Renewable Ninja (MERRA2) | compiled_reninja_ts.csv
IND | S3D3 | S3 | D3 | RE_Ninja_wind_INDNO | 0.36906 | 0.944 | 0 | 0.26428 | Renewable Ninja (MERRA2) | compiled_reninja_ts.csv
IND | S3D3 | S3 | D3 | RE_Ninja_wind_INDNO | 0.28636 | 0.929 | 0 | 0.26902 | Renewable Ninja (MERRA2) | compiled_reninja_ts.csv
IND | S3D3 | S3 | D3 | RE_Ninja_wind_INDNO | 0.19929 | 0.868 | 0 | 0.21744 | Renewable Ninja (MERRA2) | compiled_reninja_ts.csv
IND | S3D3 | S3 | D3 | RE_Ninja_wind_INDNO | 0.232 | 0.957 | 0 | 0.23566 | Renewable Ninja (MERRA2) | compiled_reninja_ts.csv
IND | S3D3 | S3 | D3 | RE_Ninja_wind_INDNO | 0.20477 | 0.951 | 0 | 0.2255 | Renewable Ninja (MERRA2) | compiled_reninja_ts.csv
IND | S3D3 | S3 | D3 | RE_Ninja_wind_INDNO | 0.22972 | 0.951 | 0 | 0.21927 | Renewable Ninja (MERRA2) | compiled_reninja_ts.csv
IND | S3D3 | S3 | D3 | RE_Ninja_wind_INDNO | 0.20661 | 0.916 | 0 | 0.20572 | Renewable Ninja (MERRA2) | compiled_reninja_ts.csv
IND | S3D3 | S3 | D3 | RE_Ninja_wind_INDNO | 0.22128 | 0.904 | 0 | 0.21787 | Renewable Ninja (MERRA2) | compiled_reninja_ts.csv
IND | S3D3 | S3 | D3 | RE_Ninja_wind_INDNO | 0.25487 | 0.944 | 0 | 0.23513 | Renewable Ninja (MERRA2) | compiled_reninja_ts.csv
IND | S4D1 | S4 | D1 | RE_Ninja_wind_INDNO | 0.2644 | 0.795 | 0 | 0.23016 | Renewable Ninja (MERRA2) | compiled_reninja_ts.csv
IND | S4D1 | S4 | D1 | RE_Ninja_wind_INDNO | 0.26118 | 0.798 | 0 | 0.22337 | Renewable Ninja (MERRA2) | compiled_reninja_ts.csv
IND | S4D1 | S4 | D1 | RE_Ninja_wind_INDNO | 0.31411 | 0.904 | 0 | 0.27037 | Renewable Ninja (MERRA2) | compiled_reninja_ts.csv
IND | S4D1 | S4 | D1 | RE_Ninja_wind_INDNO | 0.19342 | 0.81 | 0 | 0.24189 | Renewable Ninja (MERRA2) | compiled_reninja_ts.csv
IND | S4D1 | S4 | D1 | RE_Ninja_wind_INDNO | 0.183 | 0.887 | 0 | 0.22075 | Renewable Ninja (MERRA2) | compiled_reninja_ts.csv
IND | S4D1 | S4 | D1 | RE_Ninja_wind_INDNO | 0.23433 | 0.824 | 0 | 0.20446 | Renewable Ninja (MERRA2) | compiled_reninja_ts.csv
IND | S4D1 | S4 | D1 | RE_Ninja_wind_INDNO | 0.26167 | 0.844 | 0.001 | 0.22097 | Renewable Ninja (MERRA2) | compiled_reninja_ts.csv
IND | S4D1 | S4 | D1 | RE_Ninja_wind_INDNO | 0.24803 | 0.85 | 0 | 0.23411 | Renewable Ninja (MERRA2) | compiled_reninja_ts.csv
IND | S4D1 | S4 | D1 | RE_Ninja_wind_INDNO | 0.2 | 0.756 | 0 | 0.21138 | Renewable Ninja (MERRA2) | compiled_reninja_ts.csv
IND | S4D2 | S4 | D2 | RE_Ninja_wind_INDNO | 0.136 | 0.745 | 0 | 0.15622 | Renewable Ninja (MERRA2) | compiled_reninja_ts.csv
IND | S4D2 | S4 | D2 | RE_Ninja_wind_INDNO | 0.10663 | 0.809 | 0 | 0.14527 | Renewable Ninja (MERRA2) | compiled_reninja_ts.csv
IND | S4D2 | S4 | D2 | RE_Ninja_wind_INDNO | 0.20469 | 0.957 | 0 | 0.2274 | Renewable Ninja (MERRA2) | compiled_reninja_ts.csv
IND | S4D2 | S4 | D2 | RE_Ninja_wind_INDNO | 0.11212 | 0.746 | 0 | 0.13838 | Renewable Ninja (MERRA2) | compiled_reninja_ts.csv
IND | S4D2 | S4 | D2 | RE_Ninja_wind_INDNO | 0.12335 | 0.845 | 0 | 0.17506 | Renewable Ninja (MERRA2) | compiled_reninja_ts.csv
IND | S4D2 | S4 | D2 | RE_Ninja_wind_INDNO | 0.15455 | 0.925 | 0 | 0.18915 | Renewable Ninja (MERRA2) | compiled_reninja_ts.csv
IND | S4D2 | S4 | D2 | RE_Ninja_wind_INDNO | 0.1575 | 0.841 | 0 | 0.17215 | Renewable Ninja (MERRA2) | compiled_reninja_ts.csv
IND | S4D2 | S4 | D2 | RE_Ninja_wind_INDNO | 0.1419 | 0.891 | 0 | 0.17357 | Renewable Ninja (MERRA2) | compiled_reninja_ts.csv
IND | S4D2 | S4 | D2 | RE_Ninja_wind_INDNO | 0.15802 | 0.878 | 0 | 0.19536 | Renewable Ninja (MERRA2) | compiled_reninja_ts.csv
IND | S4D3 | S4 | D3 | RE_Ninja_wind_INDNO | 0.33169 | 0.843 | 0 | 0.28474 | Renewable Ninja (MERRA2) | compiled_reninja_ts.csv
IND | S4D3 | S4 | D3 | RE_Ninja_wind_INDNO | 0.21722 | 0.801 | 0 | 0.21534 | Renewable Ninja (MERRA2) | compiled_reninja_ts.csv
IND | S4D3 | S4 | D3 | RE_Ninja_wind_INDNO | 0.30413 | 0.966 | 0 | 0.2806 | Renewable Ninja (MERRA2) | compiled_reninja_ts.csv
IND | S4D3 | S4 | D3 | RE_Ninja_wind_INDNO | 0.19997 | 0.812 | 0 | 0.20528 | Renewable Ninja (MERRA2) | compiled_reninja_ts.csv
IND | S4D3 | S4 | D3 | RE_Ninja_wind_INDNO | 0.21746 | 0.889 | 0.001 | 0.20467 | Renewable Ninja (MERRA2) | compiled_reninja_ts.csv
IND | S4D3 | S4 | D3 | RE_Ninja_wind_INDNO | 0.31948 | 0.883 | 0 | 0.22501 | Renewable Ninja (MERRA2) | compiled_reninja_ts.csv
IND | S4D3 | S4 | D3 | RE_Ninja_wind_INDNO | 0.25159 | 0.897 | 0 | 0.22493 | Renewable Ninja (MERRA2) | compiled_reninja_ts.csv
IND | S4D3 | S4 | D3 | RE_Ninja_wind_INDNO | 0.20415 | 0.925 | 0 | 0.23557 | Renewable Ninja (MERRA2) | compiled_reninja_ts.csv
IND | S4D3 | S4 | D3 | RE_Ninja_wind_INDNO | 0.22539 | 0.906 | 0 | 0.22226 | Renewable Ninja (MERRA2) | compiled_reninja_ts.csv
IND | S1D1 | S1 | D1 | RE_Ninja_wind_INDSO | 0.35524 | 0.765 | 0 | 0.1645 | Renewable Ninja (MERRA2) | compiled_reninja_ts.csv
IND | S1D1 | S1 | D1 | RE_Ninja_wind_INDSO | 0.30697 | 0.735 | 0.02 | 0.15024 | Renewable Ninja (MERRA2) | compiled_reninja_ts.csv
IND | S1D1 | S1 | D1 | RE_Ninja_wind_INDSO | 0.27503 | 0.63 | 0.011 | 0.13576 | Renewable Ninja (MERRA2) | compiled_reninja_ts.csv
IND | S1D1 | S1 | D1 | RE_Ninja_wind_INDSO | 0.30691 | 0.933 | 0 | 0.17172 | Renewable Ninja (MERRA2) | compiled_reninja_ts.csv
IND | S1D1 | S1 | D1 | RE_Ninja_wind_INDSO | 0.27524 | 0.85 | 0.001 | 0.16187 | Renewable Ninja (MERRA2) | compiled_reninja_ts.csv
IND | S1D1 | S1 | D1 | RE_Ninja_wind_INDSO | 0.27777 | 0.779 | 0.001 | 0.15319 | Renewable Ninja (MERRA2) | compiled_reninja_ts.csv
IND | S1D1 | S1 | D1 | RE_Ninja_wind_INDSO | 0.31885 | 0.673 | 0.003 | 0.1435 | Renewable Ninja (MERRA2) | compiled_reninja_ts.csv
IND | S1D1 | S1 | D1 | RE_Ninja_wind_INDSO | 0.30611 | 0.842 | 0.003 | 0.1565 | Renewable Ninja (MERRA2) | compiled_reninja_ts.csv
IND | S1D1 | S1 | D1 | RE_Ninja_wind_INDSO | 0.28354 | 0.717 | 0 | 0.16897 | Renewable Ninja (MERRA2) | compiled_reninja_ts.csv
IND | S1D2 | S1 | D2 | RE_Ninja_wind_INDSO | 0.23249 | 0.837 | 0 | 0.20545 | Renewable Ninja (MERRA2) | compiled_reninja_ts.csv
IND | S1D2 | S1 | D2 | RE_Ninja_wind_INDSO | 0.21122 | 0.868 | 0 | 0.20954 | Renewable Ninja (MERRA2) | compiled_reninja_ts.csv
IND | S1D2 | S1 | D2 | RE_Ninja_wind_INDSO | 0.23511 | 0.918 | 0 | 0.23816 | Renewable Ninja (MERRA2) | compiled_reninja_ts.csv
IND | S1D2 | S1 | D2 | RE_Ninja_wind_INDSO | 0.28791 | 0.94 | 0 | 0.25396 | Renewable Ninja (MERRA2) | compiled_reninja_ts.csv
IND | S1D2 | S1 | D2 | RE_Ninja_wind_INDSO | 0.21734 | 0.973 | 0 | 0.20094 | Renewable Ninja (MERRA2) | compiled_reninja_ts.csv
IND | S1D2 | S1 | D2 | RE_Ninja_wind_INDSO | 0.21471 | 0.874 | 0 | 0.20838 | Renewable Ninja (MERRA2) | compiled_reninja_ts.csv
IND | S1D2 | S1 | D2 | RE_Ninja_wind_INDSO | 0.25102 | 0.9 | 0 | 0.20633 | Renewable Ninja (MERRA2) | compiled_reninja_ts.csv
IND | S1D2 | S1 | D2 | RE_Ninja_wind_INDSO | 0.28716 | 0.945 | 0 | 0.23172 | Renewable Ninja (MERRA2) | compiled_reninja_ts.csv
IND | S1D2 | S1 | D2 | RE_Ninja_wind_INDSO | 0.1871 | 0.846 | 0 | 0.20438 | Renewable Ninja (MERRA2) | compiled_reninja_ts.csv
IND | S1D3 | S1 | D3 | RE_Ninja_wind_INDSO | 0.66121 | 0.916 | 0.001 | 0.19981 | Renewable Ninja (MERRA2) | compiled_reninja_ts.csv
IND | S1D3 | S1 | D3 | RE_Ninja_wind_INDSO | 0.61175 | 0.903 | 0.029 | 0.19987 | Renewable Ninja (MERRA2) | compiled_reninja_ts.csv
IND | S1D3 | S1 | D3 | RE_Ninja_wind_INDSO | 0.58752 | 0.919 | 0.001 | 0.17917 | Renewable Ninja (MERRA2) | compiled_reninja_ts.csv
IND | S1D3 | S1 | D3 | RE_Ninja_wind_INDSO | 0.65315 | 0.965 | 0.005 | 0.17659 | Renewable Ninja (MERRA2) | compiled_reninja_ts.csv
IND | S1D3 | S1 | D3 | RE_Ninja_wind_INDSO | 0.60083 | 0.943 | 0.002 | 0.20641 | Renewable Ninja (MERRA2) | compiled_reninja_ts.csv
IND | S1D3 | S1 | D3 | RE_Ninja_wind_INDSO | 0.61636 | 0.935 | 0.005 | 0.20455 | Renewable Ninja (MERRA2) | compiled_reninja_ts.csv
IND | S1D3 | S1 | D3 | RE_Ninja_wind_INDSO | 0.60301 | 0.943 | 0.022 | 0.18716 | Renewable Ninja (MERRA2) | compiled_reninja_ts.csv
IND | S1D3 | S1 | D3 | RE_Ninja_wind_INDSO | 0.58237 | 0.925 | 0.006 | 0.16851 | Renewable Ninja (MERRA2) | compiled_reninja_ts.csv
IND | S1D3 | S1 | D3 | RE_Ninja_wind_INDSO | 0.48515 | 0.918 | 0 | 0.22088 | Renewable Ninja (MERRA2) | compiled_reninja_ts.csv
IND | S2D1 | S2 | D1 | RE_Ninja_wind_INDSO | 0.33029 | 0.874 | 0.001 | 0.19061 | Renewable Ninja (MERRA2) | compiled_reninja_ts.csv
IND | S2D1 | S2 | D1 | RE_Ninja_wind_INDSO | 0.28881 | 0.891 | 0 | 0.19139 | Renewable Ninja (MERRA2) | compiled_reninja_ts.csv
IND | S2D1 | S2 | D1 | RE_Ninja_wind_INDSO | 0.34928 | 0.908 | 0.005 | 0.19387 | Renewable Ninja (MERRA2) | compiled_reninja_ts.csv
IND | S2D1 | S2 | D1 | RE_Ninja_wind_INDSO | 0.30426 | 0.777 | 0 | 0.1813 | Renewable Ninja (MERRA2) | compiled_reninja_ts.csv
IND | S2D1 | S2 | D1 | RE_Ninja_wind_INDSO | 0.2586 | 0.801 | 0 | 0.1768 | Renewable Ninja (MERRA2) | compiled_reninja_ts.csv
IND | S2D1 | S2 | D1 | RE_Ninja_wind_INDSO | 0.32122 | 0.914 | 0 | 0.19394 | Renewable Ninja (MERRA2) | compiled_reninja_ts.csv
IND | S2D1 | S2 | D1 | RE_Ninja_wind_INDSO | 0.28928 | 0.917 | 0.006 | 0.19609 | Renewable Ninja (MERRA2) | compiled_reninja_ts.csv
IND | S2D1 | S2 | D1 | RE_Ninja_wind_INDSO | 0.26891 | 0.877 | 0 | 0.17502 | Renewable Ninja (MERRA2) | compiled_reninja_ts.csv
IND | S2D1 | S2 | D1 | RE_Ninja_wind_INDSO | 0.30881 | 0.902 | 0 | 0.19766 | Renewable Ninja (MERRA2) | compiled_reninja_ts.csv
IND | S2D2 | S2 | D2 | RE_Ninja_wind_INDSO | 0.20976 | 0.973 | 0 | 0.23173 | Renewable Ninja (MERRA2) | compiled_reninja_ts.csv
IND | S2D2 | S2 | D2 | RE_Ninja_wind_INDSO | 0.19462 | 0.922 | 0 | 0.21531 | Renewable Ninja (MERRA2) | compiled_reninja_ts.csv
IND | S2D2 | S2 | D2 | RE_Ninja_wind_INDSO | 0.15161 | 0.966 | 0 | 0.21057 | Renewable Ninja (MERRA2) | compiled_reninja_ts.csv
IND | S2D2 | S2 | D2 | RE_Ninja_wind_INDSO | 0.16484 | 0.961 | 0 | 0.21619 | Renewable Ninja (MERRA2) | compiled_reninja_ts.csv
IND | S2D2 | S2 | D2 | RE_Ninja_wind_INDSO | 0.17203 | 0.86 | 0 | 0.18614 | Renewable Ninja (MERRA2) | compiled_reninja_ts.csv
IND | S2D2 | S2 | D2 | RE_Ninja_wind_INDSO | 0.15979 | 0.867 | 0 | 0.17744 | Renewable Ninja (MERRA2) | compiled_reninja_ts.csv
IND | S2D2 | S2 | D2 | RE_Ninja_wind_INDSO | 0.19338 | 0.969 | 0 | 0.21039 | Renewable Ninja (MERRA2) | compiled_reninja_ts.csv
IND | S2D2 | S2 | D2 | RE_Ninja_wind_INDSO | 0.24353 | 0.951 | 0 | 0.23351 | Renewable Ninja (MERRA2) | compiled_reninja_ts.csv
IND | S2D2 | S2 | D2 | RE_Ninja_wind_INDSO | 0.29073 | 0.964 | 0 | 0.27853 | Renewable Ninja (MERRA2) | compiled_reninja_ts.csv
IND | S2D3 | S2 | D3 | RE_Ninja_wind_INDSO | 0.55879 | 0.928 | 0 | 0.29082 | Renewable Ninja (MERRA2) | compiled_reninja_ts.csv
IND | S2D3 | S2 | D3 | RE_Ninja_wind_INDSO | 0.45599 | 0.932 | 0 | 0.28699 | Renewable Ninja (MERRA2) | compiled_reninja_ts.csv
IND | S2D3 | S2 | D3 | RE_Ninja_wind_INDSO | 0.50559 | 0.955 | 0.003 | 0.27241 | Renewable Ninja (MERRA2) | compiled_reninja_ts.csv
IND | S2D3 | S2 | D3 | RE_Ninja_wind_INDSO | 0.41118 | 0.912 | 0 | 0.28559 | Renewable Ninja (MERRA2) | compiled_reninja_ts.csv
IND | S2D3 | S2 | D3 | RE_Ninja_wind_INDSO | 0.43038 | 0.952 | 0 | 0.29913 | Renewable Ninja (MERRA2) | compiled_reninja_ts.csv
IND | S2D3 | S2 | D3 | RE_Ninja_wind_INDSO | 0.49692 | 0.944 | 0 | 0.29385 | Renewable Ninja (MERRA2) | compiled_reninja_ts.csv
IND | S2D3 | S2 | D3 | RE_Ninja_wind_INDSO | 0.53235 | 0.938 | 0.001 | 0.29045 | Renewable Ninja (MERRA2) | compiled_reninja_ts.csv
IND | S2D3 | S2 | D3 | RE_Ninja_wind_INDSO | 0.54778 | 0.925 | 0 | 0.25683 | Renewable Ninja (MERRA2) | compiled_reninja_ts.csv
IND | S2D3 | S2 | D3 | RE_Ninja_wind_INDSO | 0.49811 | 0.925 | 0 | 0.2983 | Renewable Ninja (MERRA2) | compiled_reninja_ts.csv
IND | S3D1 | S3 | D1 | RE_Ninja_wind_INDSO | 0.53676 | 0.965 | 0.008 | 0.22752 | Renewable Ninja (MERRA2) | compiled_reninja_ts.csv
IND | S3D1 | S3 | D1 | RE_Ninja_wind_INDSO | 0.46908 | 0.973 | 0.004 | 0.24658 | Renewable Ninja (MERRA2) | compiled_reninja_ts.csv
IND | S3D1 | S3 | D1 | RE_Ninja_wind_INDSO | 0.49745 | 0.965 | 0.02 | 0.20004 | Renewable Ninja (MERRA2) | compiled_reninja_ts.csv
IND | S3D1 | S3 | D1 | RE_Ninja_wind_INDSO | 0.41697 | 0.861 | 0 | 0.20411 | Renewable Ninja (MERRA2) | compiled_reninja_ts.csv
IND | S3D1 | S3 | D1 | RE_Ninja_wind_INDSO | 0.5064 | 0.965 | 0 | 0.22798 | Renewable Ninja (MERRA2) | compiled_reninja_ts.csv
IND | S3D1 | S3 | D1 | RE_Ninja_wind_INDSO | 0.50811 | 0.973 | 0 | 0.21011 | Renewable Ninja (MERRA2) | compiled_reninja_ts.csv
IND | S3D1 | S3 | D1 | RE_Ninja_wind_INDSO | 0.44191 | 0.973 | 0.004 | 0.21212 | Renewable Ninja (MERRA2) | compiled_reninja_ts.csv
IND | S3D1 | S3 | D1 | RE_Ninja_wind_INDSO | 0.4518 | 0.942 | 0.001 | 0.2122 | Renewable Ninja (MERRA2) | compiled_reninja_ts.csv
IND | S3D1 | S3 | D1 | RE_Ninja_wind_INDSO | 0.41378 | 0.973 | 0.004 | 0.23526 | Renewable Ninja (MERRA2) | compiled_reninja_ts.csv
IND | S3D2 | S3 | D2 | RE_Ninja_wind_INDSO | 0.64095 | 0.973 | 0 | 0.32247 | Renewable Ninja (MERRA2) | compiled_reninja_ts.csv
IND | S3D2 | S3 | D2 | RE_Ninja_wind_INDSO | 0.59367 | 0.973 | 0 | 0.32444 | Renewable Ninja (MERRA2) | compiled_reninja_ts.csv
IND | S3D2 | S3 | D2 | RE_Ninja_wind_INDSO | 0.62474 | 0.973 | 0 | 0.28779 | Renewable Ninja (MERRA2) | compiled_reninja_ts.csv
IND | S3D2 | S3 | D2 | RE_Ninja_wind_INDSO | 0.5503 | 0.973 | 0 | 0.33705 | Renewable Ninja (MERRA2) | compiled_reninja_ts.csv
IND | S3D2 | S3 | D2 | RE_Ninja_wind_INDSO | 0.64855 | 0.973 | 0 | 0.3331 | Renewable Ninja (MERRA2) | compiled_reninja_ts.csv
IND | S3D2 | S3 | D2 | RE_Ninja_wind_INDSO | 0.63169 | 0.973 | 0 | 0.30628 | Renewable Ninja (MERRA2) | compiled_reninja_ts.csv
IND | S3D2 | S3 | D2 | RE_Ninja_wind_INDSO | 0.51303 | 0.973 | 0 | 0.32744 | Renewable Ninja (MERRA2) | compiled_reninja_ts.csv
IND | S3D2 | S3 | D2 | RE_Ninja_wind_INDSO | 0.54694 | 0.973 | 0 | 0.33675 | Renewable Ninja (MERRA2) | compiled_reninja_ts.csv
IND | S3D2 | S3 | D2 | RE_Ninja_wind_INDSO | 0.47827 | 0.973 | 0 | 0.33276 | Renewable Ninja (MERRA2) | compiled_reninja_ts.csv
IND | S3D3 | S3 | D3 | RE_Ninja_wind_INDSO | 0.55966 | 0.965 | 0.003 | 0.22337 | Renewable Ninja (MERRA2) | compiled_reninja_ts.csv
IND | S3D3 | S3 | D3 | RE_Ninja_wind_INDSO | 0.52303 | 0.972 | 0.003 | 0.2377 | Renewable Ninja (MERRA2) | compiled_reninja_ts.csv
IND | S3D3 | S3 | D3 | RE_Ninja_wind_INDSO | 0.49977 | 0.969 | 0.001 | 0.24578 | Renewable Ninja (MERRA2) | compiled_reninja_ts.csv
IND | S3D3 | S3 | D3 | RE_Ninja_wind_INDSO | 0.4522 | 0.958 | 0 | 0.25828 | Renewable Ninja (MERRA2) | compiled_reninja_ts.csv
IND | S3D3 | S3 | D3 | RE_Ninja_wind_INDSO | 0.54502 | 0.972 | 0 | 0.2498 | Renewable Ninja (MERRA2) | compiled_reninja_ts.csv
IND | S3D3 | S3 | D3 | RE_Ninja_wind_INDSO | 0.52046 | 0.973 | 0.001 | 0.23839 | Renewable Ninja (MERRA2) | compiled_reninja_ts.csv
IND | S3D3 | S3 | D3 | RE_Ninja_wind_INDSO | 0.42875 | 0.97 | 0 | 0.25256 | Renewable Ninja (MERRA2) | compiled_reninja_ts.csv
IND | S3D3 | S3 | D3 | RE_Ninja_wind_INDSO | 0.44334 | 0.973 | 0 | 0.25042 | Renewable Ninja (MERRA2) | compiled_reninja_ts.csv
IND | S3D3 | S3 | D3 | RE_Ninja_wind_INDSO | 0.41593 | 0.972 | 0 | 0.2575 | Renewable Ninja (MERRA2) | compiled_reninja_ts.csv
IND | S4D1 | S4 | D1 | RE_Ninja_wind_INDSO | 0.26195 | 0.704 | 0 | 0.15165 | Renewable Ninja (MERRA2) | compiled_reninja_ts.csv
IND | S4D1 | S4 | D1 | RE_Ninja_wind_INDSO | 0.27938 | 0.973 | 0 | 0.17014 | Renewable Ninja (MERRA2) | compiled_reninja_ts.csv
IND | S4D1 | S4 | D1 | RE_Ninja_wind_INDSO | 0.22214 | 0.591 | 0 | 0.13788 | Renewable Ninja (MERRA2) | compiled_reninja_ts.csv
IND | S4D1 | S4 | D1 | RE_Ninja_wind_INDSO | 0.25177 | 0.596 | 0 | 0.13208 | Renewable Ninja (MERRA2) | compiled_reninja_ts.csv
IND | S4D1 | S4 | D1 | RE_Ninja_wind_INDSO | 0.2271 | 0.641 | 0 | 0.14812 | Renewable Ninja (MERRA2) | compiled_reninja_ts.csv
IND | S4D1 | S4 | D1 | RE_Ninja_wind_INDSO | 0.23695 | 0.624 | 0 | 0.15946 | Renewable Ninja (MERRA2) | compiled_reninja_ts.csv
IND | S4D1 | S4 | D1 | RE_Ninja_wind_INDSO | 0.31252 | 0.916 | 0 | 0.2027 | Renewable Ninja (MERRA2) | compiled_reninja_ts.csv
IND | S4D1 | S4 | D1 | RE_Ninja_wind_INDSO | 0.25727 | 0.97 | 0 | 0.21107 | Renewable Ninja (MERRA2) | compiled_reninja_ts.csv
IND | S4D1 | S4 | D1 | RE_Ninja_wind_INDSO | 0.29196 | 0.806 | 0.006 | 0.14778 | Renewable Ninja (MERRA2) | compiled_reninja_ts.csv
IND | S4D2 | S4 | D2 | RE_Ninja_wind_INDSO | 0.26782 | 0.862 | 0 | 0.22326 | Renewable Ninja (MERRA2) | compiled_reninja_ts.csv
IND | S4D2 | S4 | D2 | RE_Ninja_wind_INDSO | 0.29555 | 0.973 | 0 | 0.2271 | Renewable Ninja (MERRA2) | compiled_reninja_ts.csv
IND | S4D2 | S4 | D2 | RE_Ninja_wind_INDSO | 0.18531 | 0.757 | 0 | 0.17617 | Renewable Ninja (MERRA2) | compiled_reninja_ts.csv
IND | S4D2 | S4 | D2 | RE_Ninja_wind_INDSO | 0.24742 | 0.896 | 0 | 0.20553 | Renewable Ninja (MERRA2) | compiled_reninja_ts.csv
IND | S4D2 | S4 | D2 | RE_Ninja_wind_INDSO | 0.3197 | 0.909 | 0 | 0.23214 | Renewable Ninja (MERRA2) | compiled_reninja_ts.csv
IND | S4D2 | S4 | D2 | RE_Ninja_wind_INDSO | 0.26572 | 0.933 | 0 | 0.24385 | Renewable Ninja (MERRA2) | compiled_reninja_ts.csv
IND | S4D2 | S4 | D2 | RE_Ninja_wind_INDSO | 0.31447 | 0.969 | 0 | 0.26477 | Renewable Ninja (MERRA2) | compiled_reninja_ts.csv
IND | S4D2 | S4 | D2 | RE_Ninja_wind_INDSO | 0.25271 | 0.951 | 0 | 0.23838 | Renewable Ninja (MERRA2) | compiled_reninja_ts.csv
IND | S4D2 | S4 | D2 | RE_Ninja_wind_INDSO | 0.23302 | 0.858 | 0 | 0.1906 | Renewable Ninja (MERRA2) | compiled_reninja_ts.csv
IND | S4D3 | S4 | D3 | RE_Ninja_wind_INDSO | 0.39532 | 0.813 | 0.001 | 0.19964 | Renewable Ninja (MERRA2) | compiled_reninja_ts.csv
IND | S4D3 | S4 | D3 | RE_Ninja_wind_INDSO | 0.40717 | 0.96 | 0 | 0.21522 | Renewable Ninja (MERRA2) | compiled_reninja_ts.csv
IND | S4D3 | S4 | D3 | RE_Ninja_wind_INDSO | 0.44716 | 0.851 | 0.006 | 0.22004 | Renewable Ninja (MERRA2) | compiled_reninja_ts.csv
IND | S4D3 | S4 | D3 | RE_Ninja_wind_INDSO | 0.31696 | 0.831 | 0.001 | 0.21798 | Renewable Ninja (MERRA2) | compiled_reninja_ts.csv
IND | S4D3 | S4 | D3 | RE_Ninja_wind_INDSO | 0.42723 | 0.794 | 0 | 0.22189 | Renewable Ninja (MERRA2) | compiled_reninja_ts.csv
IND | S4D3 | S4 | D3 | RE_Ninja_wind_INDSO | 0.31968 | 0.75 | 0 | 0.18425 | Renewable Ninja (MERRA2) | compiled_reninja_ts.csv
IND | S4D3 | S4 | D3 | RE_Ninja_wind_INDSO | 0.36256 | 0.973 | 0 | 0.20236 | Renewable Ninja (MERRA2) | compiled_reninja_ts.csv
IND | S4D3 | S4 | D3 | RE_Ninja_wind_INDSO | 0.28625 | 0.961 | 0 | 0.19411 | Renewable Ninja (MERRA2) | compiled_reninja_ts.csv
IND | S4D3 | S4 | D3 | RE_Ninja_wind_INDSO | 0.36677 | 0.876 | 0 | 0.16633 | Renewable Ninja (MERRA2) | compiled_reninja_ts.csv
IND | S1D1 | S1 | D1 | RE_Ninja_wind_INDWE | 0.25155 | 0.792 | 0.003 | 0.19644 | Renewable Ninja (MERRA2) | compiled_reninja_ts.csv
IND | S1D1 | S1 | D1 | RE_Ninja_wind_INDWE | 0.35163 | 0.868 | 0 | 0.24704 | Renewable Ninja (MERRA2) | compiled_reninja_ts.csv
IND | S1D1 | S1 | D1 | RE_Ninja_wind_INDWE | 0.28787 | 0.907 | 0 | 0.25136 | Renewable Ninja (MERRA2) | compiled_reninja_ts.csv
IND | S1D1 | S1 | D1 | RE_Ninja_wind_INDWE | 0.3406 | 0.778 | 0.013 | 0.20514 | Renewable Ninja (MERRA2) | compiled_reninja_ts.csv
IND | S1D1 | S1 | D1 | RE_Ninja_wind_INDWE | 0.29339 | 0.872 | 0.003 | 0.20774 | Renewable Ninja (MERRA2) | compiled_reninja_ts.csv
IND | S1D1 | S1 | D1 | RE_Ninja_wind_INDWE | 0.37109 | 0.92 | 0.01 | 0.24494 | Renewable Ninja (MERRA2) | compiled_reninja_ts.csv
IND | S1D1 | S1 | D1 | RE_Ninja_wind_INDWE | 0.34164 | 0.797 | 0 | 0.20501 | Renewable Ninja (MERRA2) | compiled_reninja_ts.csv
IND | S1D1 | S1 | D1 | RE_Ninja_wind_INDWE | 0.28889 | 0.792 | 0.01 | 0.18915 | Renewable Ninja (MERRA2) | compiled_reninja_ts.csv
IND | S1D1 | S1 | D1 | RE_Ninja_wind_INDWE | 0.29776 | 0.94 | 0 | 0.22259 | Renewable Ninja (MERRA2) | compiled_reninja_ts.csv
IND | S1D2 | S1 | D2 | RE_Ninja_wind_INDWE | 0.2177 | 0.783 | 0 | 0.19394 | Renewable Ninja (MERRA2) | compiled_reninja_ts.csv
IND | S1D2 | S1 | D2 | RE_Ninja_wind_INDWE | 0.18484 | 0.866 | 0 | 0.20201 | Renewable Ninja (MERRA2) | compiled_reninja_ts.csv
IND | S1D2 | S1 | D2 | RE_Ninja_wind_INDWE | 0.16591 | 0.829 | 0 | 0.19313 | Renewable Ninja (MERRA2) | compiled_reninja_ts.csv
IND | S1D2 | S1 | D2 | RE_Ninja_wind_INDWE | 0.17687 | 0.794 | 0 | 0.1917 | Renewable Ninja (MERRA2) | compiled_reninja_ts.csv
IND | S1D2 | S1 | D2 | RE_Ninja_wind_INDWE | 0.15182 | 0.973 | 0 | 0.19348 | Renewable Ninja (MERRA2) | compiled_reninja_ts.csv
IND | S1D2 | S1 | D2 | RE_Ninja_wind_INDWE | 0.22634 | 0.93 | 0 | 0.21553 | Renewable Ninja (MERRA2) | compiled_reninja_ts.csv
IND | S1D2 | S1 | D2 | RE_Ninja_wind_INDWE | 0.1807 | 0.865 | 0 | 0.19056 | Renewable Ninja (MERRA2) | compiled_reninja_ts.csv
IND | S1D2 | S1 | D2 | RE_Ninja_wind_INDWE | 0.13818 | 0.81 | 0 | 0.16371 | Renewable Ninja (MERRA2) | compiled_reninja_ts.csv
IND | S1D2 | S1 | D2 | RE_Ninja_wind_INDWE | 0.1307 | 0.952 | 0 | 0.16224 | Renewable Ninja (MERRA2) | compiled_reninja_ts.csv
IND | S1D3 | S1 | D3 | RE_Ninja_wind_INDWE | 0.3599 | 0.82 | 0.009 | 0.19467 | Renewable Ninja (MERRA2) | compiled_reninja_ts.csv
IND | S1D3 | S1 | D3 | RE_Ninja_wind_INDWE | 0.33452 | 0.839 | 0 | 0.20575 | Renewable Ninja (MERRA2) | compiled_reninja_ts.csv
IND | S1D3 | S1 | D3 | RE_Ninja_wind_INDWE | 0.3338 | 0.903 | 0 | 0.22306 | Renewable Ninja (MERRA2) | compiled_reninja_ts.csv
IND | S1D3 | S1 | D3 | RE_Ninja_wind_INDWE | 0.33864 | 0.807 | 0.02 | 0.17616 | Renewable Ninja (MERRA2) | compiled_reninja_ts.csv
IND | S1D3 | S1 | D3 | RE_Ninja_wind_INDWE | 0.29325 | 0.805 | 0.001 | 0.1549 | Renewable Ninja (MERRA2) | compiled_reninja_ts.csv
IND | S1D3 | S1 | D3 | RE_Ninja_wind_INDWE | 0.40879 | 0.948 | 0.01 | 0.22159 | Renewable Ninja (MERRA2) | compiled_reninja_ts.csv
IND | S1D3 | S1 | D3 | RE_Ninja_wind_INDWE | 0.35548 | 0.748 | 0 | 0.18936 | Renewable Ninja (MERRA2) | compiled_reninja_ts.csv
IND | S1D3 | S1 | D3 | RE_Ninja_wind_INDWE | 0.30527 | 0.742 | 0.01 | 0.15611 | Renewable Ninja (MERRA2) | compiled_reninja_ts.csv
IND | S1D3 | S1 | D3 | RE_Ninja_wind_INDWE | 0.29971 | 0.742 | 0 | 0.18523 | Renewable Ninja (MERRA2) | compiled_reninja_ts.csv
IND | S2D1 | S2 | D1 | RE_Ninja_wind_INDWE | 0.1042 | 0.752 | 0 | 0.13095 | Renewable Ninja (MERRA2) | compiled_reninja_ts.csv
IND | S2D1 | S2 | D1 | RE_Ninja_wind_INDWE | 0.12453 | 0.826 | 0 | 0.14253 | Renewable Ninja (MERRA2) | compiled_reninja_ts.csv
IND | S2D1 | S2 | D1 | RE_Ninja_wind_INDWE | 0.12182 | 0.685 | 0 | 0.1243 | Renewable Ninja (MERRA2) | compiled_reninja_ts.csv
IND | S2D1 | S2 | D1 | RE_Ninja_wind_INDWE | 0.093197 | 0.642 | 0 | 0.099315 | Renewable Ninja (MERRA2) | compiled_reninja_ts.csv
IND | S2D1 | S2 | D1 | RE_Ninja_wind_INDWE | 0.090514 | 0.666 | 0 | 0.11499 | Renewable Ninja (MERRA2) | compiled_reninja_ts.csv
IND | S2D1 | S2 | D1 | RE_Ninja_wind_INDWE | 0.12286 | 0.533 | 0 | 0.11159 | Renewable Ninja (MERRA2) | compiled_reninja_ts.csv
IND | S2D1 | S2 | D1 | RE_Ninja_wind_INDWE | 0.13205 | 0.737 | 0 | 0.13765 | Renewable Ninja (MERRA2) | compiled_reninja_ts.csv
IND | S2D1 | S2 | D1 | RE_Ninja_wind_INDWE | 0.12958 | 0.886 | 0 | 0.17737 | Renewable Ninja (MERRA2) | compiled_reninja_ts.csv
IND | S2D1 | S2 | D1 | RE_Ninja_wind_INDWE | 0.18248 | 0.816 | 0 | 0.19564 | Renewable Ninja (MERRA2) | compiled_reninja_ts.csv
IND | S2D2 | S2 | D2 | RE_Ninja_wind_INDWE | 0.20738 | 0.879 | 0 | 0.20974 | Renewable Ninja (MERRA2) | compiled_reninja_ts.csv
IND | S2D2 | S2 | D2 | RE_Ninja_wind_INDWE | 0.18784 | 0.793 | 0 | 0.18973 | Renewable Ninja (MERRA2) | compiled_reninja_ts.csv
IND | S2D2 | S2 | D2 | RE_Ninja_wind_INDWE | 0.23214 | 0.807 | 0 | 0.21227 | Renewable Ninja (MERRA2) | compiled_reninja_ts.csv
IND | S2D2 | S2 | D2 | RE_Ninja_wind_INDWE | 0.21804 | 0.877 | 0 | 0.21173 | Renewable Ninja (MERRA2) | compiled_reninja_ts.csv
IND | S2D2 | S2 | D2 | RE_Ninja_wind_INDWE | 0.19316 | 0.83 | 0 | 0.18817 | Renewable Ninja (MERRA2) | compiled_reninja_ts.csv
IND | S2D2 | S2 | D2 | RE_Ninja_wind_INDWE | 0.23261 | 0.907 | 0 | 0.20481 | Renewable Ninja (MERRA2) | compiled_reninja_ts.csv
IND | S2D2 | S2 | D2 | RE_Ninja_wind_INDWE | 0.22854 | 0.854 | 0 | 0.20924 | Renewable Ninja (MERRA2) | compiled_reninja_ts.csv
IND | S2D2 | S2 | D2 | RE_Ninja_wind_INDWE | 0.20187 | 0.973 | 0 | 0.21543 | Renewable Ninja (MERRA2) | compiled_reninja_ts.csv
IND | S2D2 | S2 | D2 | RE_Ninja_wind_INDWE | 0.25536 | 0.825 | 0 | 0.21959 | Renewable Ninja (MERRA2) | compiled_reninja_ts.csv
IND | S2D3 | S2 | D3 | RE_Ninja_wind_INDWE | 0.25632 | 0.903 | 0 | 0.18912 | Renewable Ninja (MERRA2) | compiled_reninja_ts.csv
IND | S2D3 | S2 | D3 | RE_Ninja_wind_INDWE | 0.2671 | 0.823 | 0 | 0.17366 | Renewable Ninja (MERRA2) | compiled_reninja_ts.csv
IND | S2D3 | S2 | D3 | RE_Ninja_wind_INDWE | 0.26502 | 0.777 | 0 | 0.16702 | Renewable Ninja (MERRA2) | compiled_reninja_ts.csv
IND | S2D3 | S2 | D3 | RE_Ninja_wind_INDWE | 0.22513 | 0.75 | 0.001 | 0.15819 | Renewable Ninja (MERRA2) | compiled_reninja_ts.csv
IND | S2D3 | S2 | D3 | RE_Ninja_wind_INDWE | 0.22237 | 0.737 | 0.003 | 0.16149 | Renewable Ninja (MERRA2) | compiled_reninja_ts.csv
IND | S2D3 | S2 | D3 | RE_Ninja_wind_INDWE | 0.25668 | 0.893 | 0.001 | 0.17382 | Renewable Ninja (MERRA2) | compiled_reninja_ts.csv
IND | S2D3 | S2 | D3 | RE_Ninja_wind_INDWE | 0.28486 | 0.857 | 0 | 0.17385 | Renewable Ninja (MERRA2) | compiled_reninja_ts.csv
IND | S2D3 | S2 | D3 | RE_Ninja_wind_INDWE | 0.25671 | 0.954 | 0 | 0.20683 | Renewable Ninja (MERRA2) | compiled_reninja_ts.csv
IND | S2D3 | S2 | D3 | RE_Ninja_wind_INDWE | 0.32546 | 0.876 | 0.001 | 0.20029 | Renewable Ninja (MERRA2) | compiled_reninja_ts.csv
IND | S3D1 | S3 | D1 | RE_Ninja_wind_INDWE | 0.4792 | 0.966 | 0.001 | 0.31444 | Renewable Ninja (MERRA2) | compiled_reninja_ts.csv
IND | S3D1 | S3 | D1 | RE_Ninja_wind_INDWE | 0.46791 | 0.973 | 0 | 0.30709 | Renewable Ninja (MERRA2) | compiled_reninja_ts.csv
IND | S3D1 | S3 | D1 | RE_Ninja_wind_INDWE | 0.50795 | 0.952 | 0 | 0.26005 | Renewable Ninja (MERRA2) | compiled_reninja_ts.csv
IND | S3D1 | S3 | D1 | RE_Ninja_wind_INDWE | 0.44557 | 0.965 | 0 | 0.30524 | Renewable Ninja (MERRA2) | compiled_reninja_ts.csv
IND | S3D1 | S3 | D1 | RE_Ninja_wind_INDWE | 0.54495 | 0.973 | 0 | 0.3003 | Renewable Ninja (MERRA2) | compiled_reninja_ts.csv
IND | S3D1 | S3 | D1 | RE_Ninja_wind_INDWE | 0.48652 | 0.972 | 0.004 | 0.31538 | Renewable Ninja (MERRA2) | compiled_reninja_ts.csv
IND | S3D1 | S3 | D1 | RE_Ninja_wind_INDWE | 0.39653 | 0.972 | 0 | 0.30869 | Renewable Ninja (MERRA2) | compiled_reninja_ts.csv
IND | S3D1 | S3 | D1 | RE_Ninja_wind_INDWE | 0.42738 | 0.956 | 0 | 0.31725 | Renewable Ninja (MERRA2) | compiled_reninja_ts.csv
IND | S3D1 | S3 | D1 | RE_Ninja_wind_INDWE | 0.46657 | 0.973 | 0.009 | 0.33008 | Renewable Ninja (MERRA2) | compiled_reninja_ts.csv
IND | S3D2 | S3 | D2 | RE_Ninja_wind_INDWE | 0.52177 | 0.973 | 0 | 0.32859 | Renewable Ninja (MERRA2) | compiled_reninja_ts.csv
IND | S3D2 | S3 | D2 | RE_Ninja_wind_INDWE | 0.46496 | 0.973 | 0 | 0.30549 | Renewable Ninja (MERRA2) | compiled_reninja_ts.csv
IND | S3D2 | S3 | D2 | RE_Ninja_wind_INDWE | 0.5415 | 0.968 | 0 | 0.27137 | Renewable Ninja (MERRA2) | compiled_reninja_ts.csv
IND | S3D2 | S3 | D2 | RE_Ninja_wind_INDWE | 0.48211 | 0.973 | 0 | 0.32333 | Renewable Ninja (MERRA2) | compiled_reninja_ts.csv
IND | S3D2 | S3 | D2 | RE_Ninja_wind_INDWE | 0.58247 | 0.972 | 0 | 0.31133 | Renewable Ninja (MERRA2) | compiled_reninja_ts.csv
IND | S3D2 | S3 | D2 | RE_Ninja_wind_INDWE | 0.51299 | 0.973 | 0 | 0.32583 | Renewable Ninja (MERRA2) | compiled_reninja_ts.csv
IND | S3D2 | S3 | D2 | RE_Ninja_wind_INDWE | 0.41917 | 0.973 | 0 | 0.32406 | Renewable Ninja (MERRA2) | compiled_reninja_ts.csv
IND | S3D2 | S3 | D2 | RE_Ninja_wind_INDWE | 0.45523 | 0.973 | 0 | 0.32202 | Renewable Ninja (MERRA2) | compiled_reninja_ts.csv
IND | S3D2 | S3 | D2 | RE_Ninja_wind_INDWE | 0.49089 | 0.973 | 0 | 0.32795 | Renewable Ninja (MERRA2) | compiled_reninja_ts.csv
IND | S3D3 | S3 | D3 | RE_Ninja_wind_INDWE | 0.50555 | 0.971 | 0.001 | 0.29909 | Renewable Ninja (MERRA2) | compiled_reninja_ts.csv
IND | S3D3 | S3 | D3 | RE_Ninja_wind_INDWE | 0.45792 | 0.973 | 0.003 | 0.28464 | Renewable Ninja (MERRA2) | compiled_reninja_ts.csv
IND | S3D3 | S3 | D3 | RE_Ninja_wind_INDWE | 0.472 | 0.948 | 0.009 | 0.24287 | Renewable Ninja (MERRA2) | compiled_reninja_ts.csv
IND | S3D3 | S3 | D3 | RE_Ninja_wind_INDWE | 0.44887 | 0.97 | 0.001 | 0.2822 | Renewable Ninja (MERRA2) | compiled_reninja_ts.csv
IND | S3D3 | S3 | D3 | RE_Ninja_wind_INDWE | 0.52886 | 0.973 | 0.001 | 0.26685 | Renewable Ninja (MERRA2) | compiled_reninja_ts.csv
IND | S3D3 | S3 | D3 | RE_Ninja_wind_INDWE | 0.46419 | 0.973 | 0.011 | 0.29863 | Renewable Ninja (MERRA2) | compiled_reninja_ts.csv
IND | S3D3 | S3 | D3 | RE_Ninja_wind_INDWE | 0.39383 | 0.972 | 0.004 | 0.28617 | Renewable Ninja (MERRA2) | compiled_reninja_ts.csv
IND | S3D3 | S3 | D3 | RE_Ninja_wind_INDWE | 0.40101 | 0.956 | 0.001 | 0.3007 | Renewable Ninja (MERRA2) | compiled_reninja_ts.csv
IND | S3D3 | S3 | D3 | RE_Ninja_wind_INDWE | 0.45317 | 0.973 | 0.011 | 0.29779 | Renewable Ninja (MERRA2) | compiled_reninja_ts.csv
IND | S4D1 | S4 | D1 | RE_Ninja_wind_INDWE | 0.31273 | 0.808 | 0.009 | 0.18398 | Renewable Ninja (MERRA2) | compiled_reninja_ts.csv
IND | S4D1 | S4 | D1 | RE_Ninja_wind_INDWE | 0.34964 | 0.878 | 0.001 | 0.25263 | Renewable Ninja (MERRA2) | compiled_reninja_ts.csv
IND | S4D1 | S4 | D1 | RE_Ninja_wind_INDWE | 0.36533 | 0.804 | 0.024 | 0.21277 | Renewable Ninja (MERRA2) | compiled_reninja_ts.csv
IND | S4D1 | S4 | D1 | RE_Ninja_wind_INDWE | 0.2862 | 0.822 | 0 | 0.21221 | Renewable Ninja (MERRA2) | compiled_reninja_ts.csv
IND | S4D1 | S4 | D1 | RE_Ninja_wind_INDWE | 0.23929 | 0.823 | 0 | 0.2057 | Renewable Ninja (MERRA2) | compiled_reninja_ts.csv
IND | S4D1 | S4 | D1 | RE_Ninja_wind_INDWE | 0.2763 | 0.964 | 0.001 | 0.21904 | Renewable Ninja (MERRA2) | compiled_reninja_ts.csv
IND | S4D1 | S4 | D1 | RE_Ninja_wind_INDWE | 0.26463 | 0.958 | 0 | 0.23136 | Renewable Ninja (MERRA2) | compiled_reninja_ts.csv
IND | S4D1 | S4 | D1 | RE_Ninja_wind_INDWE | 0.28474 | 0.85 | 0 | 0.20711 | Renewable Ninja (MERRA2) | compiled_reninja_ts.csv
IND | S4D1 | S4 | D1 | RE_Ninja_wind_INDWE | 0.41323 | 0.812 | 0 | 0.23274 | Renewable Ninja (MERRA2) | compiled_reninja_ts.csv
IND | S4D2 | S4 | D2 | RE_Ninja_wind_INDWE | 0.13982 | 0.737 | 0 | 0.16601 | Renewable Ninja (MERRA2) | compiled_reninja_ts.csv
IND | S4D2 | S4 | D2 | RE_Ninja_wind_INDWE | 0.14437 | 0.85 | 0 | 0.17479 | Renewable Ninja (MERRA2) | compiled_reninja_ts.csv
IND | S4D2 | S4 | D2 | RE_Ninja_wind_INDWE | 0.18091 | 0.821 | 0 | 0.21052 | Renewable Ninja (MERRA2) | compiled_reninja_ts.csv
IND | S4D2 | S4 | D2 | RE_Ninja_wind_INDWE | 0.13333 | 0.851 | 0 | 0.16836 | Renewable Ninja (MERRA2) | compiled_reninja_ts.csv
IND | S4D2 | S4 | D2 | RE_Ninja_wind_INDWE | 0.12293 | 0.819 | 0 | 0.17068 | Renewable Ninja (MERRA2) | compiled_reninja_ts.csv
IND | S4D2 | S4 | D2 | RE_Ninja_wind_INDWE | 0.15031 | 0.905 | 0 | 0.1753 | Renewable Ninja (MERRA2) | compiled_reninja_ts.csv
IND | S4D2 | S4 | D2 | RE_Ninja_wind_INDWE | 0.13314 | 0.909 | 0 | 0.17564 | Renewable Ninja (MERRA2) | compiled_reninja_ts.csv
IND | S4D2 | S4 | D2 | RE_Ninja_wind_INDWE | 0.1151 | 0.694 | 0 | 0.12817 | Renewable Ninja (MERRA2) | compiled_reninja_ts.csv
IND | S4D2 | S4 | D2 | RE_Ninja_wind_INDWE | 0.19442 | 0.803 | 0 | 0.18592 | Renewable Ninja (MERRA2) | compiled_reninja_ts.csv
IND | S4D3 | S4 | D3 | RE_Ninja_wind_INDWE | 0.16018 | 0.771 | 0 | 0.1357 | Renewable Ninja (MERRA2) | compiled_reninja_ts.csv
IND | S4D3 | S4 | D3 | RE_Ninja_wind_INDWE | 0.23431 | 0.867 | 0 | 0.19553 | Renewable Ninja (MERRA2) | compiled_reninja_ts.csv
IND | S4D3 | S4 | D3 | RE_Ninja_wind_INDWE | 0.21563 | 0.63 | 0.014 | 0.12787 | Renewable Ninja (MERRA2) | compiled_reninja_ts.csv
IND | S4D3 | S4 | D3 | RE_Ninja_wind_INDWE | 0.22179 | 0.803 | 0 | 0.16118 | Renewable Ninja (MERRA2) | compiled_reninja_ts.csv
IND | S4D3 | S4 | D3 | RE_Ninja_wind_INDWE | 0.17938 | 0.654 | 0 | 0.12991 | Renewable Ninja (MERRA2) | compiled_reninja_ts.csv
IND | S4D3 | S4 | D3 | RE_Ninja_wind_INDWE | 0.19498 | 0.949 | 0 | 0.16529 | Renewable Ninja (MERRA2) | compiled_reninja_ts.csv
IND | S4D3 | S4 | D3 | RE_Ninja_wind_INDWE | 0.25198 | 0.972 | 0 | 0.1894 | Renewable Ninja (MERRA2) | compiled_reninja_ts.csv
IND | S4D3 | S4 | D3 | RE_Ninja_wind_INDWE | 0.21999 | 0.841 | 0 | 0.1745 | Renewable Ninja (MERRA2) | compiled_reninja_ts.csv
IND | S4D3 | S4 | D3 | RE_Ninja_wind_INDWE | 0.27277 | 0.724 | 0.002 | 0.16285 | Renewable Ninja (MERRA2) | compiled_reninja_ts.csv
LKA | S1D1 | Winter (Dec-Feb) | D1 | Biomass | 0.3235 |  |  |  | PUCSL 15-min dispatch 2023 | LKA_DA_Final.xlsx
LKA | S1D2 | Winter (Dec-Feb) | D2 | Biomass | 0.315 |  |  |  | PUCSL 15-min dispatch 2023 | LKA_DA_Final.xlsx
LKA | S1D3 | Winter (Dec-Feb) | D3 | Biomass | 0.3131 |  |  |  | PUCSL 15-min dispatch 2023 | LKA_DA_Final.xlsx
LKA | S2D1 | Pre-monsoon (Mar-May) | D1 | Biomass | 0.188 |  |  |  | PUCSL 15-min dispatch 2023 | LKA_DA_Final.xlsx
LKA | S2D2 | Pre-monsoon (Mar-May) | D2 | Biomass | 0.1833 |  |  |  | PUCSL 15-min dispatch 2023 | LKA_DA_Final.xlsx
LKA | S2D3 | Pre-monsoon (Mar-May) | D3 | Biomass | 0.1877 |  |  |  | PUCSL 15-min dispatch 2023 | LKA_DA_Final.xlsx
LKA | S3D1 | SW Monsoon (Jun-Sep) | D1 | Biomass | 0.3503 |  |  |  | PUCSL 15-min dispatch 2023 | LKA_DA_Final.xlsx
LKA | S3D2 | SW Monsoon (Jun-Sep) | D2 | Biomass | 0.3457 |  |  |  | PUCSL 15-min dispatch 2023 | LKA_DA_Final.xlsx
LKA | S3D3 | SW Monsoon (Jun-Sep) | D3 | Biomass | 0.3542 |  |  |  | PUCSL 15-min dispatch 2023 | LKA_DA_Final.xlsx
LKA | S4D1 | Post-monsoon (Oct-Nov) | D1 | Biomass | 0.2778 |  |  |  | PUCSL 15-min dispatch 2023 | LKA_DA_Final.xlsx
LKA | S4D2 | Post-monsoon (Oct-Nov) | D2 | Biomass | 0.2854 |  |  |  | PUCSL 15-min dispatch 2023 | LKA_DA_Final.xlsx
LKA | S4D3 | Post-monsoon (Oct-Nov) | D3 | Biomass | 0.3029 |  |  |  | PUCSL 15-min dispatch 2023 | LKA_DA_Final.xlsx
LKA | S1D1 | Winter (Dec-Feb) | D1 | Coal | 0.5718 |  |  |  | PUCSL 15-min dispatch 2023 | LKA_DA_Final.xlsx
LKA | S1D1 | Winter (Dec-Feb) | D1 | Coal | 0.061644 |  |  |  |  | LKA_DA_Final.xlsx
LKA | S1D2 | Winter (Dec-Feb) | D2 | Coal | 0.606 |  |  |  | PUCSL 15-min dispatch 2023 | LKA_DA_Final.xlsx
LKA | S1D2 | Winter (Dec-Feb) | D2 | Coal | 0.12329 |  |  |  |  | LKA_DA_Final.xlsx
LKA | S1D3 | Winter (Dec-Feb) | D3 | Coal | 0.6074 |  |  |  | PUCSL 15-min dispatch 2023 | LKA_DA_Final.xlsx
LKA | S1D3 | Winter (Dec-Feb) | D3 | Coal | 0.061644 |  |  |  |  | LKA_DA_Final.xlsx
LKA | S2D1 | Pre-monsoon (Mar-May) | D1 | Coal | 0.7451 |  |  |  | PUCSL 15-min dispatch 2023 | LKA_DA_Final.xlsx
LKA | S2D1 | Pre-monsoon (Mar-May) | D1 | Coal | 0.063014 |  |  |  |  | LKA_DA_Final.xlsx
LKA | S2D2 | Pre-monsoon (Mar-May) | D2 | Coal | 0.7529 |  |  |  | PUCSL 15-min dispatch 2023 | LKA_DA_Final.xlsx
LKA | S2D2 | Pre-monsoon (Mar-May) | D2 | Coal | 0.12603 |  |  |  |  | LKA_DA_Final.xlsx
LKA | S2D3 | Pre-monsoon (Mar-May) | D3 | Coal | 0.7646 |  |  |  | PUCSL 15-min dispatch 2023 | LKA_DA_Final.xlsx
LKA | S2D3 | Pre-monsoon (Mar-May) | D3 | Coal | 0.063014 |  |  |  |  | LKA_DA_Final.xlsx
LKA | S3D1 | SW Monsoon (Jun-Sep) | D1 | Coal | 0.5281 |  |  |  | PUCSL 15-min dispatch 2023 | LKA_DA_Final.xlsx
LKA | S3D1 | SW Monsoon (Jun-Sep) | D1 | Coal | 0.083562 |  |  |  |  | LKA_DA_Final.xlsx
LKA | S3D2 | SW Monsoon (Jun-Sep) | D2 | Coal | 0.5393 |  |  |  | PUCSL 15-min dispatch 2023 | LKA_DA_Final.xlsx
LKA | S3D2 | SW Monsoon (Jun-Sep) | D2 | Coal | 0.16712 |  |  |  |  | LKA_DA_Final.xlsx
LKA | S3D3 | SW Monsoon (Jun-Sep) | D3 | Coal | 0.5511 |  |  |  | PUCSL 15-min dispatch 2023 | LKA_DA_Final.xlsx
LKA | S3D3 | SW Monsoon (Jun-Sep) | D3 | Coal | 0.083562 |  |  |  |  | LKA_DA_Final.xlsx
LKA | S4D1 | Post-monsoon (Oct-Nov) | D1 | Coal | 0.3871 |  |  |  | PUCSL 15-min dispatch 2023 | LKA_DA_Final.xlsx
LKA | S4D1 | Post-monsoon (Oct-Nov) | D1 | Coal | 0.041781 |  |  |  |  | LKA_DA_Final.xlsx
LKA | S4D2 | Post-monsoon (Oct-Nov) | D2 | Coal | 0.4607 |  |  |  | PUCSL 15-min dispatch 2023 | LKA_DA_Final.xlsx
LKA | S4D2 | Post-monsoon (Oct-Nov) | D2 | Coal | 0.083562 |  |  |  |  | LKA_DA_Final.xlsx
LKA | S4D3 | Post-monsoon (Oct-Nov) | D3 | Coal | 0.4692 |  |  |  | PUCSL 15-min dispatch 2023 | LKA_DA_Final.xlsx
LKA | S4D3 | Post-monsoon (Oct-Nov) | D3 | Coal | 0.041781 |  |  |  |  | LKA_DA_Final.xlsx
LKA | S1D1 | Winter (Dec-Feb) | D1 | Major_Hydro | 0.3357 |  |  |  | PUCSL 15-min dispatch 2023 | LKA_DA_Final.xlsx
LKA | S1D1 | Winter (Dec-Feb) | D1 | Major_Hydro | 737.98 |  |  |  |  | LKA_DA_Final.xlsx
LKA | S1D2 | Winter (Dec-Feb) | D2 | Major_Hydro | 0.4808 |  |  |  | PUCSL 15-min dispatch 2023 | LKA_DA_Final.xlsx
LKA | S1D2 | Winter (Dec-Feb) | D2 | Major_Hydro | 1879.88 |  |  |  |  | LKA_DA_Final.xlsx
LKA | S1D3 | Winter (Dec-Feb) | D3 | Major_Hydro | 0.507 |  |  |  | PUCSL 15-min dispatch 2023 | LKA_DA_Final.xlsx
LKA | S1D3 | Winter (Dec-Feb) | D3 | Major_Hydro | 953.03 |  |  |  |  | LKA_DA_Final.xlsx
LKA | S2D1 | Pre-monsoon (Mar-May) | D1 | Major_Hydro | 0.1692 |  |  |  | PUCSL 15-min dispatch 2023 | LKA_DA_Final.xlsx
LKA | S2D1 | Pre-monsoon (Mar-May) | D1 | Major_Hydro | 801.2 |  |  |  |  | LKA_DA_Final.xlsx
LKA | S2D2 | Pre-monsoon (Mar-May) | D2 | Major_Hydro | 0.2895 |  |  |  | PUCSL 15-min dispatch 2023 | LKA_DA_Final.xlsx
LKA | S2D2 | Pre-monsoon (Mar-May) | D2 | Major_Hydro | 1969.92 |  |  |  |  | LKA_DA_Final.xlsx
LKA | S2D3 | Pre-monsoon (Mar-May) | D3 | Major_Hydro | 0.3754 |  |  |  | PUCSL 15-min dispatch 2023 | LKA_DA_Final.xlsx
LKA | S2D3 | Pre-monsoon (Mar-May) | D3 | Major_Hydro | 1069.38 |  |  |  |  | LKA_DA_Final.xlsx
LKA | S3D1 | SW Monsoon (Jun-Sep) | D1 | Major_Hydro | 0.1814 |  |  |  | PUCSL 15-min dispatch 2023 | LKA_DA_Final.xlsx
LKA | S3D1 | SW Monsoon (Jun-Sep) | D1 | Major_Hydro | 1124.88 |  |  |  |  | LKA_DA_Final.xlsx
LKA | S3D2 | SW Monsoon (Jun-Sep) | D2 | Major_Hydro | 0.2702 |  |  |  | PUCSL 15-min dispatch 2023 | LKA_DA_Final.xlsx
LKA | S3D2 | SW Monsoon (Jun-Sep) | D2 | Major_Hydro | 2759.08 |  |  |  |  | LKA_DA_Final.xlsx
LKA | S3D3 | SW Monsoon (Jun-Sep) | D3 | Major_Hydro | 0.3278 |  |  |  | PUCSL 15-min dispatch 2023 | LKA_DA_Final.xlsx
LKA | S3D3 | SW Monsoon (Jun-Sep) | D3 | Major_Hydro | 1497.24 |  |  |  |  | LKA_DA_Final.xlsx
LKA | S4D1 | Post-monsoon (Oct-Nov) | D1 | Major_Hydro | 0.4793 |  |  |  | PUCSL 15-min dispatch 2023 | LKA_DA_Final.xlsx
LKA | S4D1 | Post-monsoon (Oct-Nov) | D1 | Major_Hydro | 499.83 |  |  |  |  | LKA_DA_Final.xlsx
LKA | S4D2 | Post-monsoon (Oct-Nov) | D2 | Major_Hydro | 0.6477 |  |  |  | PUCSL 15-min dispatch 2023 | LKA_DA_Final.xlsx
LKA | S4D2 | Post-monsoon (Oct-Nov) | D2 | Major_Hydro | 1298.41 |  |  |  |  | LKA_DA_Final.xlsx
LKA | S4D3 | Post-monsoon (Oct-Nov) | D3 | Major_Hydro | 0.6914 |  |  |  | PUCSL 15-min dispatch 2023 | LKA_DA_Final.xlsx
LKA | S4D3 | Post-monsoon (Oct-Nov) | D3 | Major_Hydro | 682.82 |  |  |  |  | LKA_DA_Final.xlsx
LKA | S1D1 | Winter (Dec-Feb) | D1 | Mini_Hydro | 0.1832 |  |  |  | PUCSL 15-min dispatch 2023 | LKA_DA_Final.xlsx
LKA | S1D2 | Winter (Dec-Feb) | D2 | Mini_Hydro | 0.1912 |  |  |  | PUCSL 15-min dispatch 2023 | LKA_DA_Final.xlsx
LKA | S1D3 | Winter (Dec-Feb) | D3 | Mini_Hydro | 0.1763 |  |  |  | PUCSL 15-min dispatch 2023 | LKA_DA_Final.xlsx
LKA | S2D1 | Pre-monsoon (Mar-May) | D1 | Mini_Hydro | 0.0949 |  |  |  | PUCSL 15-min dispatch 2023 | LKA_DA_Final.xlsx
LKA | S2D2 | Pre-monsoon (Mar-May) | D2 | Mini_Hydro | 0.1031 |  |  |  | PUCSL 15-min dispatch 2023 | LKA_DA_Final.xlsx
LKA | S2D3 | Pre-monsoon (Mar-May) | D3 | Mini_Hydro | 0.1001 |  |  |  | PUCSL 15-min dispatch 2023 | LKA_DA_Final.xlsx
LKA | S3D1 | SW Monsoon (Jun-Sep) | D1 | Mini_Hydro | 0.1202 |  |  |  | PUCSL 15-min dispatch 2023 | LKA_DA_Final.xlsx
LKA | S3D2 | SW Monsoon (Jun-Sep) | D2 | Mini_Hydro | 0.1045 |  |  |  | PUCSL 15-min dispatch 2023 | LKA_DA_Final.xlsx
LKA | S3D3 | SW Monsoon (Jun-Sep) | D3 | Mini_Hydro | 0.1133 |  |  |  | PUCSL 15-min dispatch 2023 | LKA_DA_Final.xlsx
LKA | S4D1 | Post-monsoon (Oct-Nov) | D1 | Mini_Hydro | 0.2884 |  |  |  | PUCSL 15-min dispatch 2023 | LKA_DA_Final.xlsx
LKA | S4D2 | Post-monsoon (Oct-Nov) | D2 | Mini_Hydro | 0.2414 |  |  |  | PUCSL 15-min dispatch 2023 | LKA_DA_Final.xlsx
LKA | S4D3 | Post-monsoon (Oct-Nov) | D3 | Mini_Hydro | 0.2683 |  |  |  | PUCSL 15-min dispatch 2023 | LKA_DA_Final.xlsx
LKA | S1D1 | Winter (Dec-Feb) | D1 | Oil_CEB | 0.158 |  |  |  | PUCSL 15-min dispatch 2023 | LKA_DA_Final.xlsx
LKA | S1D1 | Winter (Dec-Feb) | D1 | Oil_CEB | 0.048317 |  |  |  |  | LKA_DA_Final.xlsx
LKA | S1D2 | Winter (Dec-Feb) | D2 | Oil_CEB | 0.2078 |  |  |  | PUCSL 15-min dispatch 2023 | LKA_DA_Final.xlsx
LKA | S1D2 | Winter (Dec-Feb) | D2 | Oil_CEB | 0.12308 |  |  |  |  | LKA_DA_Final.xlsx
LKA | S1D3 | Winter (Dec-Feb) | D3 | Oil_CEB | 0.2084 |  |  |  | PUCSL 15-min dispatch 2023 | LKA_DA_Final.xlsx
LKA | S1D3 | Winter (Dec-Feb) | D3 | Oil_CEB | 0.062397 |  |  |  |  | LKA_DA_Final.xlsx
LKA | S2D1 | Pre-monsoon (Mar-May) | D1 | Oil_CEB | 0.2922 |  |  |  | PUCSL 15-min dispatch 2023 | LKA_DA_Final.xlsx
LKA | S2D1 | Pre-monsoon (Mar-May) | D1 | Oil_CEB | 0.052457 |  |  |  |  | LKA_DA_Final.xlsx
LKA | S2D2 | Pre-monsoon (Mar-May) | D2 | Oil_CEB | 0.3787 |  |  |  | PUCSL 15-min dispatch 2023 | LKA_DA_Final.xlsx
LKA | S2D2 | Pre-monsoon (Mar-May) | D2 | Oil_CEB | 0.12898 |  |  |  |  | LKA_DA_Final.xlsx
LKA | S2D3 | Pre-monsoon (Mar-May) | D3 | Oil_CEB | 0.4074 |  |  |  | PUCSL 15-min dispatch 2023 | LKA_DA_Final.xlsx
LKA | S2D3 | Pre-monsoon (Mar-May) | D3 | Oil_CEB | 0.070015 |  |  |  |  | LKA_DA_Final.xlsx
LKA | S3D1 | SW Monsoon (Jun-Sep) | D1 | Oil_CEB | 0.3878 |  |  |  | PUCSL 15-min dispatch 2023 | LKA_DA_Final.xlsx
LKA | S3D1 | SW Monsoon (Jun-Sep) | D1 | Oil_CEB | 0.073649 |  |  |  |  | LKA_DA_Final.xlsx
LKA | S3D2 | SW Monsoon (Jun-Sep) | D2 | Oil_CEB | 0.5347 |  |  |  | PUCSL 15-min dispatch 2023 | LKA_DA_Final.xlsx
LKA | S3D2 | SW Monsoon (Jun-Sep) | D2 | Oil_CEB | 0.18064 |  |  |  |  | LKA_DA_Final.xlsx
LKA | S3D3 | SW Monsoon (Jun-Sep) | D3 | Oil_CEB | 0.5641 |  |  |  | PUCSL 15-min dispatch 2023 | LKA_DA_Final.xlsx
LKA | S3D3 | SW Monsoon (Jun-Sep) | D3 | Oil_CEB | 0.098028 |  |  |  |  | LKA_DA_Final.xlsx
LKA | S4D1 | Post-monsoon (Oct-Nov) | D1 | Oil_CEB | 0.0338 |  |  |  | PUCSL 15-min dispatch 2023 | LKA_DA_Final.xlsx
LKA | S4D1 | Post-monsoon (Oct-Nov) | D1 | Oil_CEB | 0.032725 |  |  |  |  | LKA_DA_Final.xlsx
LKA | S4D2 | Post-monsoon (Oct-Nov) | D2 | Oil_CEB | 0.0781 |  |  |  | PUCSL 15-min dispatch 2023 | LKA_DA_Final.xlsx
LKA | S4D2 | Post-monsoon (Oct-Nov) | D2 | Oil_CEB | 0.08501 |  |  |  |  | LKA_DA_Final.xlsx
LKA | S4D3 | Post-monsoon (Oct-Nov) | D3 | Oil_CEB | 0.0832 |  |  |  | PUCSL 15-min dispatch 2023 | LKA_DA_Final.xlsx
LKA | S4D3 | Post-monsoon (Oct-Nov) | D3 | Oil_CEB | 0.044706 |  |  |  |  | LKA_DA_Final.xlsx
LKA | S1D1 | Winter (Dec-Feb) | D1 | Oil_IPP | 0.1073 |  |  |  | PUCSL 15-min dispatch 2023 | LKA_DA_Final.xlsx
LKA | S1D1 | Winter (Dec-Feb) | D1 | Oil_IPP | 1265.6 |  |  |  |  | LKA_DA_Final.xlsx
LKA | S1D2 | Winter (Dec-Feb) | D2 | Oil_IPP | 0.2099 |  |  |  | PUCSL 15-min dispatch 2023 | LKA_DA_Final.xlsx
LKA | S1D2 | Winter (Dec-Feb) | D2 | Oil_IPP | 1612.7 |  |  |  |  | LKA_DA_Final.xlsx
LKA | S1D3 | Winter (Dec-Feb) | D3 | Oil_IPP | 0.2404 |  |  |  | PUCSL 15-min dispatch 2023 | LKA_DA_Final.xlsx
LKA | S1D3 | Winter (Dec-Feb) | D3 | Oil_IPP | 1635.4 |  |  |  |  | LKA_DA_Final.xlsx
LKA | S2D1 | Pre-monsoon (Mar-May) | D1 | Oil_IPP | 0.3255 |  |  |  | PUCSL 15-min dispatch 2023 | LKA_DA_Final.xlsx
LKA | S2D1 | Pre-monsoon (Mar-May) | D1 | Oil_IPP | 1338.4 |  |  |  |  | LKA_DA_Final.xlsx
LKA | S2D2 | Pre-monsoon (Mar-May) | D2 | Oil_IPP | 0.4583 |  |  |  | PUCSL 15-min dispatch 2023 | LKA_DA_Final.xlsx
LKA | S2D2 | Pre-monsoon (Mar-May) | D2 | Oil_IPP | 1646.9 |  |  |  |  | LKA_DA_Final.xlsx
LKA | S2D3 | Pre-monsoon (Mar-May) | D3 | Oil_IPP | 0.4561 |  |  |  | PUCSL 15-min dispatch 2023 | LKA_DA_Final.xlsx
LKA | S2D3 | Pre-monsoon (Mar-May) | D3 | Oil_IPP | 1786 |  |  |  |  | LKA_DA_Final.xlsx
LKA | S3D1 | SW Monsoon (Jun-Sep) | D1 | Oil_IPP | 0.3475 |  |  |  | PUCSL 15-min dispatch 2023 | LKA_DA_Final.xlsx
LKA | S3D1 | SW Monsoon (Jun-Sep) | D1 | Oil_IPP | 1330.3 |  |  |  |  | LKA_DA_Final.xlsx
LKA | S3D2 | SW Monsoon (Jun-Sep) | D2 | Oil_IPP | 0.5108 |  |  |  | PUCSL 15-min dispatch 2023 | LKA_DA_Final.xlsx
LKA | S3D2 | SW Monsoon (Jun-Sep) | D2 | Oil_IPP | 1633.2 |  |  |  |  | LKA_DA_Final.xlsx
LKA | S3D3 | SW Monsoon (Jun-Sep) | D3 | Oil_IPP | 0.5537 |  |  |  | PUCSL 15-min dispatch 2023 | LKA_DA_Final.xlsx
LKA | S3D3 | SW Monsoon (Jun-Sep) | D3 | Oil_IPP | 1771.1 |  |  |  |  | LKA_DA_Final.xlsx
LKA | S4D1 | Post-monsoon (Oct-Nov) | D1 | Oil_IPP | 0.0024 |  |  |  | PUCSL 15-min dispatch 2023 | LKA_DA_Final.xlsx
LKA | S4D1 | Post-monsoon (Oct-Nov) | D1 | Oil_IPP | 1194.3 |  |  |  |  | LKA_DA_Final.xlsx
LKA | S4D2 | Post-monsoon (Oct-Nov) | D2 | Oil_IPP | 0.0608 |  |  |  | PUCSL 15-min dispatch 2023 | LKA_DA_Final.xlsx
LKA | S4D2 | Post-monsoon (Oct-Nov) | D2 | Oil_IPP | 1552.4 |  |  |  |  | LKA_DA_Final.xlsx
LKA | S4D3 | Post-monsoon (Oct-Nov) | D3 | Oil_IPP | 0.0928 |  |  |  | PUCSL 15-min dispatch 2023 | LKA_DA_Final.xlsx
LKA | S4D3 | Post-monsoon (Oct-Nov) | D3 | Oil_IPP | 1631.1 |  |  |  |  | LKA_DA_Final.xlsx
LKA | S1D1 | S1 | D1 | RE_Ninja_solar | 0 | 0 | 0 | 0 | Renewable Ninja (MERRA2) | compiled_reninja_ts.csv
LKA | S1D1 | S1 | D1 | RE_Ninja_solar | 0 | 0 | 0 | 0 | Renewable Ninja (MERRA2) | compiled_reninja_ts.csv
LKA | S1D1 | S1 | D1 | RE_Ninja_solar | 0 | 0 | 0 | 0 | Renewable Ninja (MERRA2) | compiled_reninja_ts.csv
LKA | S1D1 | S1 | D1 | RE_Ninja_solar | 0 | 0 | 0 | 0 | Renewable Ninja (MERRA2) | compiled_reninja_ts.csv
LKA | S1D1 | S1 | D1 | RE_Ninja_solar | 0 | 0 | 0 | 0 | Renewable Ninja (MERRA2) | compiled_reninja_ts.csv
LKA | S1D1 | S1 | D1 | RE_Ninja_solar | 0 | 0 | 0 | 0 | Renewable Ninja (MERRA2) | compiled_reninja_ts.csv
LKA | S1D1 | S1 | D1 | RE_Ninja_solar | 0 | 0 | 0 | 0 | Renewable Ninja (MERRA2) | compiled_reninja_ts.csv
LKA | S1D1 | S1 | D1 | RE_Ninja_solar | 0 | 0 | 0 | 0 | Renewable Ninja (MERRA2) | compiled_reninja_ts.csv
LKA | S1D1 | S1 | D1 | RE_Ninja_solar | 0 | 0 | 0 | 0 | Renewable Ninja (MERRA2) | compiled_reninja_ts.csv
LKA | S1D2 | S1 | D2 | RE_Ninja_solar | 0.41697 | 0.781 | 0 | 0.25208 | Renewable Ninja (MERRA2) | compiled_reninja_ts.csv
LKA | S1D2 | S1 | D2 | RE_Ninja_solar | 0.34822 | 0.79 | 0 | 0.23738 | Renewable Ninja (MERRA2) | compiled_reninja_ts.csv
LKA | S1D2 | S1 | D2 | RE_Ninja_solar | 0.36052 | 0.784 | 0 | 0.24225 | Renewable Ninja (MERRA2) | compiled_reninja_ts.csv
LKA | S1D2 | S1 | D2 | RE_Ninja_solar | 0.38895 | 0.78 | 0 | 0.24389 | Renewable Ninja (MERRA2) | compiled_reninja_ts.csv
LKA | S1D2 | S1 | D2 | RE_Ninja_solar | 0.36723 | 0.787 | 0 | 0.23786 | Renewable Ninja (MERRA2) | compiled_reninja_ts.csv
LKA | S1D2 | S1 | D2 | RE_Ninja_solar | 0.37936 | 0.779 | 0 | 0.24207 | Renewable Ninja (MERRA2) | compiled_reninja_ts.csv
LKA | S1D2 | S1 | D2 | RE_Ninja_solar | 0.38462 | 0.786 | 0 | 0.24609 | Renewable Ninja (MERRA2) | compiled_reninja_ts.csv
LKA | S1D2 | S1 | D2 | RE_Ninja_solar | 0.35117 | 0.777 | 0 | 0.2405 | Renewable Ninja (MERRA2) | compiled_reninja_ts.csv
LKA | S1D2 | S1 | D2 | RE_Ninja_solar | 0.38503 | 0.766 | 0 | 0.2412 | Renewable Ninja (MERRA2) | compiled_reninja_ts.csv
LKA | S1D3 | S1 | D3 | RE_Ninja_solar | 0 | 0 | 0 | 0 | Renewable Ninja (MERRA2) | compiled_reninja_ts.csv
LKA | S1D3 | S1 | D3 | RE_Ninja_solar | 0 | 0 | 0 | 0 | Renewable Ninja (MERRA2) | compiled_reninja_ts.csv
LKA | S1D3 | S1 | D3 | RE_Ninja_solar | 0 | 0 | 0 | 0 | Renewable Ninja (MERRA2) | compiled_reninja_ts.csv
LKA | S1D3 | S1 | D3 | RE_Ninja_solar | 0 | 0 | 0 | 0 | Renewable Ninja (MERRA2) | compiled_reninja_ts.csv
LKA | S1D3 | S1 | D3 | RE_Ninja_solar | 0 | 0 | 0 | 0 | Renewable Ninja (MERRA2) | compiled_reninja_ts.csv
LKA | S1D3 | S1 | D3 | RE_Ninja_solar | 0 | 0 | 0 | 0 | Renewable Ninja (MERRA2) | compiled_reninja_ts.csv
LKA | S1D3 | S1 | D3 | RE_Ninja_solar | 0 | 0 | 0 | 0 | Renewable Ninja (MERRA2) | compiled_reninja_ts.csv
LKA | S1D3 | S1 | D3 | RE_Ninja_solar | 0 | 0 | 0 | 0 | Renewable Ninja (MERRA2) | compiled_reninja_ts.csv
LKA | S1D3 | S1 | D3 | RE_Ninja_solar | 0 | 0 | 0 | 0 | Renewable Ninja (MERRA2) | compiled_reninja_ts.csv
LKA | S2D1 | S2 | D1 | RE_Ninja_solar | 0 | 0 | 0 | 0 | Renewable Ninja (MERRA2) | compiled_reninja_ts.csv
LKA | S2D1 | S2 | D1 | RE_Ninja_solar | 0 | 0 | 0 | 0 | Renewable Ninja (MERRA2) | compiled_reninja_ts.csv
LKA | S2D1 | S2 | D1 | RE_Ninja_solar | 0 | 0 | 0 | 0 | Renewable Ninja (MERRA2) | compiled_reninja_ts.csv
LKA | S2D1 | S2 | D1 | RE_Ninja_solar | 0 | 0 | 0 | 0 | Renewable Ninja (MERRA2) | compiled_reninja_ts.csv
LKA | S2D1 | S2 | D1 | RE_Ninja_solar | 0 | 0 | 0 | 0 | Renewable Ninja (MERRA2) | compiled_reninja_ts.csv
LKA | S2D1 | S2 | D1 | RE_Ninja_solar | 0 | 0 | 0 | 0 | Renewable Ninja (MERRA2) | compiled_reninja_ts.csv
LKA | S2D1 | S2 | D1 | RE_Ninja_solar | 0 | 0 | 0 | 0 | Renewable Ninja (MERRA2) | compiled_reninja_ts.csv
LKA | S2D1 | S2 | D1 | RE_Ninja_solar | 0 | 0 | 0 | 0 | Renewable Ninja (MERRA2) | compiled_reninja_ts.csv
LKA | S2D1 | S2 | D1 | RE_Ninja_solar | 0 | 0 | 0 | 0 | Renewable Ninja (MERRA2) | compiled_reninja_ts.csv
LKA | S2D2 | S2 | D2 | RE_Ninja_solar | 0.32538 | 0.78 | 0 | 0.21788 | Renewable Ninja (MERRA2) | compiled_reninja_ts.csv
LKA | S2D2 | S2 | D2 | RE_Ninja_solar | 0.31903 | 0.78 | 0 | 0.21333 | Renewable Ninja (MERRA2) | compiled_reninja_ts.csv
LKA | S2D2 | S2 | D2 | RE_Ninja_solar | 0.33045 | 0.771 | 0 | 0.21446 | Renewable Ninja (MERRA2) | compiled_reninja_ts.csv
LKA | S2D2 | S2 | D2 | RE_Ninja_solar | 0.33232 | 0.774 | 0 | 0.21235 | Renewable Ninja (MERRA2) | compiled_reninja_ts.csv
LKA | S2D2 | S2 | D2 | RE_Ninja_solar | 0.31436 | 0.756 | 0 | 0.20738 | Renewable Ninja (MERRA2) | compiled_reninja_ts.csv
LKA | S2D2 | S2 | D2 | RE_Ninja_solar | 0.36421 | 0.775 | 0 | 0.2291 | Renewable Ninja (MERRA2) | compiled_reninja_ts.csv
LKA | S2D2 | S2 | D2 | RE_Ninja_solar | 0.34317 | 0.772 | 0 | 0.22839 | Renewable Ninja (MERRA2) | compiled_reninja_ts.csv
LKA | S2D2 | S2 | D2 | RE_Ninja_solar | 0.32591 | 0.783 | 0 | 0.217 | Renewable Ninja (MERRA2) | compiled_reninja_ts.csv
LKA | S2D2 | S2 | D2 | RE_Ninja_solar | 0.32183 | 0.767 | 0 | 0.20625 | Renewable Ninja (MERRA2) | compiled_reninja_ts.csv
LKA | S2D3 | S2 | D3 | RE_Ninja_solar | 0 | 0 | 0 | 0 | Renewable Ninja (MERRA2) | compiled_reninja_ts.csv
LKA | S2D3 | S2 | D3 | RE_Ninja_solar | 0 | 0 | 0 | 0 | Renewable Ninja (MERRA2) | compiled_reninja_ts.csv
LKA | S2D3 | S2 | D3 | RE_Ninja_solar | 0 | 0 | 0 | 0 | Renewable Ninja (MERRA2) | compiled_reninja_ts.csv
LKA | S2D3 | S2 | D3 | RE_Ninja_solar | 0 | 0 | 0 | 0 | Renewable Ninja (MERRA2) | compiled_reninja_ts.csv
LKA | S2D3 | S2 | D3 | RE_Ninja_solar | 0 | 0 | 0 | 0 | Renewable Ninja (MERRA2) | compiled_reninja_ts.csv
LKA | S2D3 | S2 | D3 | RE_Ninja_solar | 0 | 0 | 0 | 0 | Renewable Ninja (MERRA2) | compiled_reninja_ts.csv
LKA | S2D3 | S2 | D3 | RE_Ninja_solar | 0 | 0 | 0 | 0 | Renewable Ninja (MERRA2) | compiled_reninja_ts.csv
LKA | S2D3 | S2 | D3 | RE_Ninja_solar | 0 | 0 | 0 | 0 | Renewable Ninja (MERRA2) | compiled_reninja_ts.csv
LKA | S2D3 | S2 | D3 | RE_Ninja_solar | 0 | 0 | 0 | 0 | Renewable Ninja (MERRA2) | compiled_reninja_ts.csv
LKA | S3D1 | S3 | D1 | RE_Ninja_solar | 0 | 0 | 0 | 0 | Renewable Ninja (MERRA2) | compiled_reninja_ts.csv
LKA | S3D1 | S3 | D1 | RE_Ninja_solar | 0 | 0 | 0 | 0 | Renewable Ninja (MERRA2) | compiled_reninja_ts.csv
LKA | S3D1 | S3 | D1 | RE_Ninja_solar | 0 | 0 | 0 | 0 | Renewable Ninja (MERRA2) | compiled_reninja_ts.csv
LKA | S3D1 | S3 | D1 | RE_Ninja_solar | 0 | 0 | 0 | 0 | Renewable Ninja (MERRA2) | compiled_reninja_ts.csv
LKA | S3D1 | S3 | D1 | RE_Ninja_solar | 0 | 0 | 0 | 0 | Renewable Ninja (MERRA2) | compiled_reninja_ts.csv
LKA | S3D1 | S3 | D1 | RE_Ninja_solar | 0 | 0 | 0 | 0 | Renewable Ninja (MERRA2) | compiled_reninja_ts.csv
LKA | S3D1 | S3 | D1 | RE_Ninja_solar | 0 | 0 | 0 | 0 | Renewable Ninja (MERRA2) | compiled_reninja_ts.csv
LKA | S3D1 | S3 | D1 | RE_Ninja_solar | 0 | 0 | 0 | 0 | Renewable Ninja (MERRA2) | compiled_reninja_ts.csv
LKA | S3D1 | S3 | D1 | RE_Ninja_solar | 0 | 0 | 0 | 0 | Renewable Ninja (MERRA2) | compiled_reninja_ts.csv
LKA | S3D2 | S3 | D2 | RE_Ninja_solar | 0.29199 | 0.754 | 0 | 0.18328 | Renewable Ninja (MERRA2) | compiled_reninja_ts.csv
LKA | S3D2 | S3 | D2 | RE_Ninja_solar | 0.28096 | 0.688 | 0 | 0.17908 | Renewable Ninja (MERRA2) | compiled_reninja_ts.csv
LKA | S3D2 | S3 | D2 | RE_Ninja_solar | 0.32644 | 0.767 | 0 | 0.20142 | Renewable Ninja (MERRA2) | compiled_reninja_ts.csv
LKA | S3D2 | S3 | D2 | RE_Ninja_solar | 0.30075 | 0.76 | 0 | 0.18763 | Renewable Ninja (MERRA2) | compiled_reninja_ts.csv
LKA | S3D2 | S3 | D2 | RE_Ninja_solar | 0.31604 | 0.768 | 0 | 0.19873 | Renewable Ninja (MERRA2) | compiled_reninja_ts.csv
LKA | S3D2 | S3 | D2 | RE_Ninja_solar | 0.29087 | 0.711 | 0 | 0.18031 | Renewable Ninja (MERRA2) | compiled_reninja_ts.csv
LKA | S3D2 | S3 | D2 | RE_Ninja_solar | 0.30265 | 0.723 | 0 | 0.19194 | Renewable Ninja (MERRA2) | compiled_reninja_ts.csv
LKA | S3D2 | S3 | D2 | RE_Ninja_solar | 0.30385 | 0.667 | 0 | 0.18921 | Renewable Ninja (MERRA2) | compiled_reninja_ts.csv
LKA | S3D2 | S3 | D2 | RE_Ninja_solar | 0.31892 | 0.727 | 0 | 0.20204 | Renewable Ninja (MERRA2) | compiled_reninja_ts.csv
LKA | S3D3 | S3 | D3 | RE_Ninja_solar | 0 | 0 | 0 | 0 | Renewable Ninja (MERRA2) | compiled_reninja_ts.csv
LKA | S3D3 | S3 | D3 | RE_Ninja_solar | 0 | 0 | 0 | 0 | Renewable Ninja (MERRA2) | compiled_reninja_ts.csv
LKA | S3D3 | S3 | D3 | RE_Ninja_solar | 0 | 0 | 0 | 0 | Renewable Ninja (MERRA2) | compiled_reninja_ts.csv
LKA | S3D3 | S3 | D3 | RE_Ninja_solar | 0 | 0 | 0 | 0 | Renewable Ninja (MERRA2) | compiled_reninja_ts.csv
LKA | S3D3 | S3 | D3 | RE_Ninja_solar | 0 | 0 | 0 | 0 | Renewable Ninja (MERRA2) | compiled_reninja_ts.csv
LKA | S3D3 | S3 | D3 | RE_Ninja_solar | 0 | 0 | 0 | 0 | Renewable Ninja (MERRA2) | compiled_reninja_ts.csv
LKA | S3D3 | S3 | D3 | RE_Ninja_solar | 0 | 0 | 0 | 0 | Renewable Ninja (MERRA2) | compiled_reninja_ts.csv
LKA | S3D3 | S3 | D3 | RE_Ninja_solar | 0 | 0 | 0 | 0 | Renewable Ninja (MERRA2) | compiled_reninja_ts.csv
LKA | S3D3 | S3 | D3 | RE_Ninja_solar | 0 | 0 | 0 | 0 | Renewable Ninja (MERRA2) | compiled_reninja_ts.csv
LKA | S4D1 | S4 | D1 | RE_Ninja_solar | 0 | 0 | 0 | 0 | Renewable Ninja (MERRA2) | compiled_reninja_ts.csv
LKA | S4D1 | S4 | D1 | RE_Ninja_solar | 0 | 0 | 0 | 0 | Renewable Ninja (MERRA2) | compiled_reninja_ts.csv
LKA | S4D1 | S4 | D1 | RE_Ninja_solar | 0 | 0 | 0 | 0 | Renewable Ninja (MERRA2) | compiled_reninja_ts.csv
LKA | S4D1 | S4 | D1 | RE_Ninja_solar | 0 | 0 | 0 | 0 | Renewable Ninja (MERRA2) | compiled_reninja_ts.csv
LKA | S4D1 | S4 | D1 | RE_Ninja_solar | 0 | 0 | 0 | 0 | Renewable Ninja (MERRA2) | compiled_reninja_ts.csv
LKA | S4D1 | S4 | D1 | RE_Ninja_solar | 0 | 0 | 0 | 0 | Renewable Ninja (MERRA2) | compiled_reninja_ts.csv
LKA | S4D1 | S4 | D1 | RE_Ninja_solar | 0 | 0 | 0 | 0 | Renewable Ninja (MERRA2) | compiled_reninja_ts.csv
LKA | S4D1 | S4 | D1 | RE_Ninja_solar | 0 | 0 | 0 | 0 | Renewable Ninja (MERRA2) | compiled_reninja_ts.csv
LKA | S4D1 | S4 | D1 | RE_Ninja_solar | 0 | 0 | 0 | 0 | Renewable Ninja (MERRA2) | compiled_reninja_ts.csv
LKA | S4D2 | S4 | D2 | RE_Ninja_solar | 0.26694 | 0.709 | 0 | 0.19367 | Renewable Ninja (MERRA2) | compiled_reninja_ts.csv
LKA | S4D2 | S4 | D2 | RE_Ninja_solar | 0.26925 | 0.702 | 0 | 0.1934 | Renewable Ninja (MERRA2) | compiled_reninja_ts.csv
LKA | S4D2 | S4 | D2 | RE_Ninja_solar | 0.32259 | 0.769 | 0 | 0.22273 | Renewable Ninja (MERRA2) | compiled_reninja_ts.csv
LKA | S4D2 | S4 | D2 | RE_Ninja_solar | 0.29014 | 0.735 | 0 | 0.20776 | Renewable Ninja (MERRA2) | compiled_reninja_ts.csv
LKA | S4D2 | S4 | D2 | RE_Ninja_solar | 0.27564 | 0.725 | 0 | 0.20029 | Renewable Ninja (MERRA2) | compiled_reninja_ts.csv
LKA | S4D2 | S4 | D2 | RE_Ninja_solar | 0.28339 | 0.737 | 0 | 0.20322 | Renewable Ninja (MERRA2) | compiled_reninja_ts.csv
LKA | S4D2 | S4 | D2 | RE_Ninja_solar | 0.32136 | 0.764 | 0 | 0.21374 | Renewable Ninja (MERRA2) | compiled_reninja_ts.csv
LKA | S4D2 | S4 | D2 | RE_Ninja_solar | 0.29402 | 0.751 | 0 | 0.19939 | Renewable Ninja (MERRA2) | compiled_reninja_ts.csv
LKA | S4D2 | S4 | D2 | RE_Ninja_solar | 0.32434 | 0.745 | 0 | 0.21365 | Renewable Ninja (MERRA2) | compiled_reninja_ts.csv
LKA | S4D3 | S4 | D3 | RE_Ninja_solar | 0 | 0 | 0 | 0 | Renewable Ninja (MERRA2) | compiled_reninja_ts.csv
LKA | S4D3 | S4 | D3 | RE_Ninja_solar | 0 | 0 | 0 | 0 | Renewable Ninja (MERRA2) | compiled_reninja_ts.csv
LKA | S4D3 | S4 | D3 | RE_Ninja_solar | 0 | 0 | 0 | 0 | Renewable Ninja (MERRA2) | compiled_reninja_ts.csv
LKA | S4D3 | S4 | D3 | RE_Ninja_solar | 0 | 0 | 0 | 0 | Renewable Ninja (MERRA2) | compiled_reninja_ts.csv
LKA | S4D3 | S4 | D3 | RE_Ninja_solar | 0 | 0 | 0 | 0 | Renewable Ninja (MERRA2) | compiled_reninja_ts.csv
LKA | S4D3 | S4 | D3 | RE_Ninja_solar | 0 | 0 | 0 | 0 | Renewable Ninja (MERRA2) | compiled_reninja_ts.csv
LKA | S4D3 | S4 | D3 | RE_Ninja_solar | 0 | 0 | 0 | 0 | Renewable Ninja (MERRA2) | compiled_reninja_ts.csv
LKA | S4D3 | S4 | D3 | RE_Ninja_solar | 0 | 0 | 0 | 0 | Renewable Ninja (MERRA2) | compiled_reninja_ts.csv
LKA | S4D3 | S4 | D3 | RE_Ninja_solar | 0 | 0 | 0 | 0 | Renewable Ninja (MERRA2) | compiled_reninja_ts.csv
LKA | S1D1 | S1 | D1 | RE_Ninja_wind | 0.37437 | 0.857 | 0.005 | 0.255 | Renewable Ninja (MERRA2) | compiled_reninja_ts.csv
LKA | S1D1 | S1 | D1 | RE_Ninja_wind | 0.36706 | 0.829 | 0 | 0.23843 | Renewable Ninja (MERRA2) | compiled_reninja_ts.csv
LKA | S1D1 | S1 | D1 | RE_Ninja_wind | 0.34885 | 0.835 | 0 | 0.25137 | Renewable Ninja (MERRA2) | compiled_reninja_ts.csv
LKA | S1D1 | S1 | D1 | RE_Ninja_wind | 0.37558 | 0.878 | 0 | 0.26251 | Renewable Ninja (MERRA2) | compiled_reninja_ts.csv
LKA | S1D1 | S1 | D1 | RE_Ninja_wind | 0.34377 | 0.824 | 0 | 0.25789 | Renewable Ninja (MERRA2) | compiled_reninja_ts.csv
LKA | S1D1 | S1 | D1 | RE_Ninja_wind | 0.38298 | 0.891 | 0 | 0.27226 | Renewable Ninja (MERRA2) | compiled_reninja_ts.csv
LKA | S1D1 | S1 | D1 | RE_Ninja_wind | 0.33168 | 0.826 | 0 | 0.25527 | Renewable Ninja (MERRA2) | compiled_reninja_ts.csv
LKA | S1D1 | S1 | D1 | RE_Ninja_wind | 0.37248 | 0.973 | 0 | 0.26798 | Renewable Ninja (MERRA2) | compiled_reninja_ts.csv
LKA | S1D1 | S1 | D1 | RE_Ninja_wind | 0.34475 | 0.868 | 0 | 0.25659 | Renewable Ninja (MERRA2) | compiled_reninja_ts.csv
LKA | S1D2 | S1 | D2 | RE_Ninja_wind | 0.28836 | 0.903 | 0 | 0.24444 | Renewable Ninja (MERRA2) | compiled_reninja_ts.csv
LKA | S1D2 | S1 | D2 | RE_Ninja_wind | 0.25596 | 0.88 | 0 | 0.22292 | Renewable Ninja (MERRA2) | compiled_reninja_ts.csv
LKA | S1D2 | S1 | D2 | RE_Ninja_wind | 0.25396 | 0.825 | 0 | 0.22284 | Renewable Ninja (MERRA2) | compiled_reninja_ts.csv
LKA | S1D2 | S1 | D2 | RE_Ninja_wind | 0.28459 | 0.925 | 0 | 0.23758 | Renewable Ninja (MERRA2) | compiled_reninja_ts.csv
LKA | S1D2 | S1 | D2 | RE_Ninja_wind | 0.2395 | 0.941 | 0 | 0.21319 | Renewable Ninja (MERRA2) | compiled_reninja_ts.csv
LKA | S1D2 | S1 | D2 | RE_Ninja_wind | 0.30728 | 0.902 | 0 | 0.24172 | Renewable Ninja (MERRA2) | compiled_reninja_ts.csv
LKA | S1D2 | S1 | D2 | RE_Ninja_wind | 0.22938 | 0.861 | 0 | 0.22136 | Renewable Ninja (MERRA2) | compiled_reninja_ts.csv
LKA | S1D2 | S1 | D2 | RE_Ninja_wind | 0.28644 | 0.973 | 0 | 0.26214 | Renewable Ninja (MERRA2) | compiled_reninja_ts.csv
LKA | S1D2 | S1 | D2 | RE_Ninja_wind | 0.24622 | 0.905 | 0 | 0.22117 | Renewable Ninja (MERRA2) | compiled_reninja_ts.csv
LKA | S1D3 | S1 | D3 | RE_Ninja_wind | 0.4057 | 0.894 | 0 | 0.28733 | Renewable Ninja (MERRA2) | compiled_reninja_ts.csv
LKA | S1D3 | S1 | D3 | RE_Ninja_wind | 0.3917 | 0.873 | 0 | 0.27448 | Renewable Ninja (MERRA2) | compiled_reninja_ts.csv
LKA | S1D3 | S1 | D3 | RE_Ninja_wind | 0.35627 | 0.873 | 0 | 0.27397 | Renewable Ninja (MERRA2) | compiled_reninja_ts.csv
LKA | S1D3 | S1 | D3 | RE_Ninja_wind | 0.3762 | 0.921 | 0 | 0.28959 | Renewable Ninja (MERRA2) | compiled_reninja_ts.csv
LKA | S1D3 | S1 | D3 | RE_Ninja_wind | 0.33371 | 0.88 | 0 | 0.26333 | Renewable Ninja (MERRA2) | compiled_reninja_ts.csv
LKA | S1D3 | S1 | D3 | RE_Ninja_wind | 0.4084 | 0.932 | 0 | 0.29676 | Renewable Ninja (MERRA2) | compiled_reninja_ts.csv
LKA | S1D3 | S1 | D3 | RE_Ninja_wind | 0.31764 | 0.875 | 0 | 0.25872 | Renewable Ninja (MERRA2) | compiled_reninja_ts.csv
LKA | S1D3 | S1 | D3 | RE_Ninja_wind | 0.38023 | 0.969 | 0 | 0.2861 | Renewable Ninja (MERRA2) | compiled_reninja_ts.csv
LKA | S1D3 | S1 | D3 | RE_Ninja_wind | 0.36367 | 0.879 | 0 | 0.2611 | Renewable Ninja (MERRA2) | compiled_reninja_ts.csv
LKA | S2D1 | S2 | D1 | RE_Ninja_wind | 0.25174 | 0.848 | 0 | 0.23775 | Renewable Ninja (MERRA2) | compiled_reninja_ts.csv
LKA | S2D1 | S2 | D1 | RE_Ninja_wind | 0.21105 | 0.829 | 0 | 0.23567 | Renewable Ninja (MERRA2) | compiled_reninja_ts.csv
LKA | S2D1 | S2 | D1 | RE_Ninja_wind | 0.23535 | 0.973 | 0 | 0.29126 | Renewable Ninja (MERRA2) | compiled_reninja_ts.csv
LKA | S2D1 | S2 | D1 | RE_Ninja_wind | 0.27235 | 0.942 | 0 | 0.27424 | Renewable Ninja (MERRA2) | compiled_reninja_ts.csv
LKA | S2D1 | S2 | D1 | RE_Ninja_wind | 0.17971 | 0.923 | 0 | 0.23757 | Renewable Ninja (MERRA2) | compiled_reninja_ts.csv
LKA | S2D1 | S2 | D1 | RE_Ninja_wind | 0.21193 | 0.896 | 0 | 0.23207 | Renewable Ninja (MERRA2) | compiled_reninja_ts.csv
LKA | S2D1 | S2 | D1 | RE_Ninja_wind | 0.18922 | 0.955 | 0 | 0.27644 | Renewable Ninja (MERRA2) | compiled_reninja_ts.csv
LKA | S2D1 | S2 | D1 | RE_Ninja_wind | 0.26455 | 0.973 | 0 | 0.27248 | Renewable Ninja (MERRA2) | compiled_reninja_ts.csv
LKA | S2D1 | S2 | D1 | RE_Ninja_wind | 0.39276 | 0.958 | 0 | 0.31234 | Renewable Ninja (MERRA2) | compiled_reninja_ts.csv
LKA | S2D2 | S2 | D2 | RE_Ninja_wind | 0.20918 | 0.876 | 0 | 0.23512 | Renewable Ninja (MERRA2) | compiled_reninja_ts.csv
LKA | S2D2 | S2 | D2 | RE_Ninja_wind | 0.17192 | 0.9 | 0 | 0.24375 | Renewable Ninja (MERRA2) | compiled_reninja_ts.csv
LKA | S2D2 | S2 | D2 | RE_Ninja_wind | 0.19567 | 0.973 | 0 | 0.28991 | Renewable Ninja (MERRA2) | compiled_reninja_ts.csv
LKA | S2D2 | S2 | D2 | RE_Ninja_wind | 0.24068 | 0.947 | 0 | 0.27521 | Renewable Ninja (MERRA2) | compiled_reninja_ts.csv
LKA | S2D2 | S2 | D2 | RE_Ninja_wind | 0.17423 | 0.962 | 0 | 0.24886 | Renewable Ninja (MERRA2) | compiled_reninja_ts.csv
LKA | S2D2 | S2 | D2 | RE_Ninja_wind | 0.20384 | 0.936 | 0 | 0.23964 | Renewable Ninja (MERRA2) | compiled_reninja_ts.csv
LKA | S2D2 | S2 | D2 | RE_Ninja_wind | 0.17431 | 0.966 | 0 | 0.26485 | Renewable Ninja (MERRA2) | compiled_reninja_ts.csv
LKA | S2D2 | S2 | D2 | RE_Ninja_wind | 0.19776 | 0.973 | 0 | 0.26673 | Renewable Ninja (MERRA2) | compiled_reninja_ts.csv
LKA | S2D2 | S2 | D2 | RE_Ninja_wind | 0.36195 | 0.968 | 0 | 0.32119 | Renewable Ninja (MERRA2) | compiled_reninja_ts.csv
LKA | S2D3 | S2 | D3 | RE_Ninja_wind | 0.22968 | 0.848 | 0 | 0.22445 | Renewable Ninja (MERRA2) | compiled_reninja_ts.csv
LKA | S2D3 | S2 | D3 | RE_Ninja_wind | 0.20092 | 0.885 | 0 | 0.23332 | Renewable Ninja (MERRA2) | compiled_reninja_ts.csv
LKA | S2D3 | S2 | D3 | RE_Ninja_wind | 0.2471 | 0.973 | 0 | 0.28492 | Renewable Ninja (MERRA2) | compiled_reninja_ts.csv
LKA | S2D3 | S2 | D3 | RE_Ninja_wind | 0.28003 | 0.946 | 0 | 0.26252 | Renewable Ninja (MERRA2) | compiled_reninja_ts.csv
LKA | S2D3 | S2 | D3 | RE_Ninja_wind | 0.2084 | 0.937 | 0 | 0.24185 | Renewable Ninja (MERRA2) | compiled_reninja_ts.csv
LKA | S2D3 | S2 | D3 | RE_Ninja_wind | 0.23398 | 0.947 | 0 | 0.24392 | Renewable Ninja (MERRA2) | compiled_reninja_ts.csv
LKA | S2D3 | S2 | D3 | RE_Ninja_wind | 0.19952 | 0.968 | 0 | 0.2641 | Renewable Ninja (MERRA2) | compiled_reninja_ts.csv
LKA | S2D3 | S2 | D3 | RE_Ninja_wind | 0.24026 | 0.973 | 0 | 0.27257 | Renewable Ninja (MERRA2) | compiled_reninja_ts.csv
LKA | S2D3 | S2 | D3 | RE_Ninja_wind | 0.36785 | 0.953 | 0 | 0.30897 | Renewable Ninja (MERRA2) | compiled_reninja_ts.csv
LKA | S3D1 | S3 | D1 | RE_Ninja_wind | 0.6624 | 0.963 | 0.048 | 0.17113 | Renewable Ninja (MERRA2) | compiled_reninja_ts.csv
LKA | S3D1 | S3 | D1 | RE_Ninja_wind | 0.59447 | 0.938 | 0.001 | 0.20596 | Renewable Ninja (MERRA2) | compiled_reninja_ts.csv
LKA | S3D1 | S3 | D1 | RE_Ninja_wind | 0.7148 | 0.951 | 0.215 | 0.12775 | Renewable Ninja (MERRA2) | compiled_reninja_ts.csv
LKA | S3D1 | S3 | D1 | RE_Ninja_wind | 0.64976 | 0.945 | 0.03 | 0.17819 | Renewable Ninja (MERRA2) | compiled_reninja_ts.csv
LKA | S3D1 | S3 | D1 | RE_Ninja_wind | 0.6052 | 0.95 | 0.033 | 0.22162 | Renewable Ninja (MERRA2) | compiled_reninja_ts.csv
LKA | S3D1 | S3 | D1 | RE_Ninja_wind | 0.60986 | 0.97 | 0.001 | 0.21237 | Renewable Ninja (MERRA2) | compiled_reninja_ts.csv
LKA | S3D1 | S3 | D1 | RE_Ninja_wind | 0.59103 | 0.97 | 0.022 | 0.21018 | Renewable Ninja (MERRA2) | compiled_reninja_ts.csv
LKA | S3D1 | S3 | D1 | RE_Ninja_wind | 0.67467 | 0.973 | 0.136 | 0.17173 | Renewable Ninja (MERRA2) | compiled_reninja_ts.csv
LKA | S3D1 | S3 | D1 | RE_Ninja_wind | 0.64545 | 0.971 | 0.015 | 0.20178 | Renewable Ninja (MERRA2) | compiled_reninja_ts.csv
LKA | S3D2 | S3 | D2 | RE_Ninja_wind | 0.62836 | 0.94 | 0.005 | 0.19019 | Renewable Ninja (MERRA2) | compiled_reninja_ts.csv
LKA | S3D2 | S3 | D2 | RE_Ninja_wind | 0.54123 | 0.951 | 0.004 | 0.22188 | Renewable Ninja (MERRA2) | compiled_reninja_ts.csv
LKA | S3D2 | S3 | D2 | RE_Ninja_wind | 0.65685 | 0.943 | 0.049 | 0.15735 | Renewable Ninja (MERRA2) | compiled_reninja_ts.csv
LKA | S3D2 | S3 | D2 | RE_Ninja_wind | 0.60536 | 0.97 | 0 | 0.19409 | Renewable Ninja (MERRA2) | compiled_reninja_ts.csv
LKA | S3D2 | S3 | D2 | RE_Ninja_wind | 0.5878 | 0.966 | 0.019 | 0.24845 | Renewable Ninja (MERRA2) | compiled_reninja_ts.csv
LKA | S3D2 | S3 | D2 | RE_Ninja_wind | 0.57606 | 0.972 | 0 | 0.23271 | Renewable Ninja (MERRA2) | compiled_reninja_ts.csv
LKA | S3D2 | S3 | D2 | RE_Ninja_wind | 0.54011 | 0.971 | 0.018 | 0.22123 | Renewable Ninja (MERRA2) | compiled_reninja_ts.csv
LKA | S3D2 | S3 | D2 | RE_Ninja_wind | 0.59339 | 0.972 | 0.05 | 0.21091 | Renewable Ninja (MERRA2) | compiled_reninja_ts.csv
LKA | S3D2 | S3 | D2 | RE_Ninja_wind | 0.59054 | 0.973 | 0 | 0.23175 | Renewable Ninja (MERRA2) | compiled_reninja_ts.csv
LKA | S3D3 | S3 | D3 | RE_Ninja_wind | 0.64671 | 0.965 | 0.095 | 0.17079 | Renewable Ninja (MERRA2) | compiled_reninja_ts.csv
LKA | S3D3 | S3 | D3 | RE_Ninja_wind | 0.55652 | 0.947 | 0.01 | 0.20426 | Renewable Ninja (MERRA2) | compiled_reninja_ts.csv
LKA | S3D3 | S3 | D3 | RE_Ninja_wind | 0.64699 | 0.945 | 0.089 | 0.15087 | Renewable Ninja (MERRA2) | compiled_reninja_ts.csv
LKA | S3D3 | S3 | D3 | RE_Ninja_wind | 0.58972 | 0.966 | 0.023 | 0.19058 | Renewable Ninja (MERRA2) | compiled_reninja_ts.csv
LKA | S3D3 | S3 | D3 | RE_Ninja_wind | 0.56373 | 0.943 | 0.005 | 0.22164 | Renewable Ninja (MERRA2) | compiled_reninja_ts.csv
LKA | S3D3 | S3 | D3 | RE_Ninja_wind | 0.56934 | 0.961 | 0.001 | 0.20801 | Renewable Ninja (MERRA2) | compiled_reninja_ts.csv
LKA | S3D3 | S3 | D3 | RE_Ninja_wind | 0.5387 | 0.973 | 0.025 | 0.21955 | Renewable Ninja (MERRA2) | compiled_reninja_ts.csv
LKA | S3D3 | S3 | D3 | RE_Ninja_wind | 0.62267 | 0.973 | 0.043 | 0.20759 | Renewable Ninja (MERRA2) | compiled_reninja_ts.csv
LKA | S3D3 | S3 | D3 | RE_Ninja_wind | 0.59855 | 0.973 | 0.009 | 0.21535 | Renewable Ninja (MERRA2) | compiled_reninja_ts.csv
LKA | S4D1 | S4 | D1 | RE_Ninja_wind | 0.2712 | 0.891 | 0 | 0.2612 | Renewable Ninja (MERRA2) | compiled_reninja_ts.csv
LKA | S4D1 | S4 | D1 | RE_Ninja_wind | 0.24855 | 0.939 | 0 | 0.20413 | Renewable Ninja (MERRA2) | compiled_reninja_ts.csv
LKA | S4D1 | S4 | D1 | RE_Ninja_wind | 0.35491 | 0.849 | 0.011 | 0.24816 | Renewable Ninja (MERRA2) | compiled_reninja_ts.csv
LKA | S4D1 | S4 | D1 | RE_Ninja_wind | 0.35187 | 0.968 | 0 | 0.27687 | Renewable Ninja (MERRA2) | compiled_reninja_ts.csv
LKA | S4D1 | S4 | D1 | RE_Ninja_wind | 0.17504 | 0.617 | 0 | 0.16386 | Renewable Ninja (MERRA2) | compiled_reninja_ts.csv
LKA | S4D1 | S4 | D1 | RE_Ninja_wind | 0.152 | 0.867 | 0 | 0.16481 | Renewable Ninja (MERRA2) | compiled_reninja_ts.csv
LKA | S4D1 | S4 | D1 | RE_Ninja_wind | 0.34399 | 0.935 | 0 | 0.29479 | Renewable Ninja (MERRA2) | compiled_reninja_ts.csv
LKA | S4D1 | S4 | D1 | RE_Ninja_wind | 0.4131 | 0.973 | 0 | 0.28254 | Renewable Ninja (MERRA2) | compiled_reninja_ts.csv
LKA | S4D1 | S4 | D1 | RE_Ninja_wind | 0.36508 | 0.946 | 0 | 0.27582 | Renewable Ninja (MERRA2) | compiled_reninja_ts.csv
LKA | S4D2 | S4 | D2 | RE_Ninja_wind | 0.23515 | 0.878 | 0 | 0.24083 | Renewable Ninja (MERRA2) | compiled_reninja_ts.csv
LKA | S4D2 | S4 | D2 | RE_Ninja_wind | 0.21308 | 0.819 | 0 | 0.19225 | Renewable Ninja (MERRA2) | compiled_reninja_ts.csv
LKA | S4D2 | S4 | D2 | RE_Ninja_wind | 0.30662 | 0.771 | 0 | 0.22877 | Renewable Ninja (MERRA2) | compiled_reninja_ts.csv
LKA | S4D2 | S4 | D2 | RE_Ninja_wind | 0.34158 | 0.966 | 0 | 0.27516 | Renewable Ninja (MERRA2) | compiled_reninja_ts.csv
LKA | S4D2 | S4 | D2 | RE_Ninja_wind | 0.18961 | 0.82 | 0 | 0.17898 | Renewable Ninja (MERRA2) | compiled_reninja_ts.csv
LKA | S4D2 | S4 | D2 | RE_Ninja_wind | 0.12976 | 0.922 | 0 | 0.16103 | Renewable Ninja (MERRA2) | compiled_reninja_ts.csv
LKA | S4D2 | S4 | D2 | RE_Ninja_wind | 0.32919 | 0.965 | 0 | 0.2989 | Renewable Ninja (MERRA2) | compiled_reninja_ts.csv
LKA | S4D2 | S4 | D2 | RE_Ninja_wind | 0.38909 | 0.916 | 0 | 0.28379 | Renewable Ninja (MERRA2) | compiled_reninja_ts.csv
LKA | S4D2 | S4 | D2 | RE_Ninja_wind | 0.33224 | 0.947 | 0 | 0.25293 | Renewable Ninja (MERRA2) | compiled_reninja_ts.csv
LKA | S4D3 | S4 | D3 | RE_Ninja_wind | 0.26317 | 0.919 | 0 | 0.24948 | Renewable Ninja (MERRA2) | compiled_reninja_ts.csv
LKA | S4D3 | S4 | D3 | RE_Ninja_wind | 0.24718 | 0.91 | 0 | 0.2129 | Renewable Ninja (MERRA2) | compiled_reninja_ts.csv
LKA | S4D3 | S4 | D3 | RE_Ninja_wind | 0.30804 | 0.87 | 0 | 0.22159 | Renewable Ninja (MERRA2) | compiled_reninja_ts.csv
LKA | S4D3 | S4 | D3 | RE_Ninja_wind | 0.31326 | 0.97 | 0 | 0.25202 | Renewable Ninja (MERRA2) | compiled_reninja_ts.csv
LKA | S4D3 | S4 | D3 | RE_Ninja_wind | 0.19986 | 0.788 | 0 | 0.18503 | Renewable Ninja (MERRA2) | compiled_reninja_ts.csv
LKA | S4D3 | S4 | D3 | RE_Ninja_wind | 0.16785 | 0.622 | 0 | 0.15408 | Renewable Ninja (MERRA2) | compiled_reninja_ts.csv
LKA | S4D3 | S4 | D3 | RE_Ninja_wind | 0.34614 | 0.914 | 0 | 0.28046 | Renewable Ninja (MERRA2) | compiled_reninja_ts.csv
LKA | S4D3 | S4 | D3 | RE_Ninja_wind | 0.39551 | 0.973 | 0 | 0.26279 | Renewable Ninja (MERRA2) | compiled_reninja_ts.csv
LKA | S4D3 | S4 | D3 | RE_Ninja_wind | 0.35089 | 0.939 | 0.001 | 0.26605 | Renewable Ninja (MERRA2) | compiled_reninja_ts.csv
LKA | S1D1 | Winter (Dec-Feb) | D1 | Solar | 0.0008 |  |  |  | PUCSL 15-min dispatch 2023 | LKA_DA_Final.xlsx
LKA | S1D2 | Winter (Dec-Feb) | D2 | Solar | 0.1058 |  |  |  | PUCSL 15-min dispatch 2023 | LKA_DA_Final.xlsx
LKA | S1D3 | Winter (Dec-Feb) | D3 | Solar | 0 |  |  |  | PUCSL 15-min dispatch 2023 | LKA_DA_Final.xlsx
LKA | S2D1 | Pre-monsoon (Mar-May) | D1 | Solar | 0 |  |  |  | PUCSL 15-min dispatch 2023 | LKA_DA_Final.xlsx
LKA | S2D2 | Pre-monsoon (Mar-May) | D2 | Solar | 0.0806 |  |  |  | PUCSL 15-min dispatch 2023 | LKA_DA_Final.xlsx
LKA | S2D3 | Pre-monsoon (Mar-May) | D3 | Solar | 0 |  |  |  | PUCSL 15-min dispatch 2023 | LKA_DA_Final.xlsx
LKA | S3D1 | SW Monsoon (Jun-Sep) | D1 | Solar | -0.0003 |  |  |  | PUCSL 15-min dispatch 2023 | LKA_DA_Final.xlsx
LKA | S3D2 | SW Monsoon (Jun-Sep) | D2 | Solar | 0.0822 |  |  |  | PUCSL 15-min dispatch 2023 | LKA_DA_Final.xlsx
LKA | S3D3 | SW Monsoon (Jun-Sep) | D3 | Solar | -0.0005 |  |  |  | PUCSL 15-min dispatch 2023 | LKA_DA_Final.xlsx
LKA | S4D1 | Post-monsoon (Oct-Nov) | D1 | Solar | 0 |  |  |  | PUCSL 15-min dispatch 2023 | LKA_DA_Final.xlsx
LKA | S4D2 | Post-monsoon (Oct-Nov) | D2 | Solar | 0.0895 |  |  |  | PUCSL 15-min dispatch 2023 | LKA_DA_Final.xlsx
LKA | S4D3 | Post-monsoon (Oct-Nov) | D3 | Solar | 0 |  |  |  | PUCSL 15-min dispatch 2023 | LKA_DA_Final.xlsx
LKA | S1D1 | Winter (Dec-Feb) | D1 | Wind | 0.3363 |  |  |  | PUCSL 15-min dispatch 2023 | LKA_DA_Final.xlsx
LKA | S1D2 | Winter (Dec-Feb) | D2 | Wind | 0.4378 |  |  |  | PUCSL 15-min dispatch 2023 | LKA_DA_Final.xlsx
LKA | S1D3 | Winter (Dec-Feb) | D3 | Wind | 0.4329 |  |  |  | PUCSL 15-min dispatch 2023 | LKA_DA_Final.xlsx
LKA | S2D1 | Pre-monsoon (Mar-May) | D1 | Wind | 0.3456 |  |  |  | PUCSL 15-min dispatch 2023 | LKA_DA_Final.xlsx
LKA | S2D2 | Pre-monsoon (Mar-May) | D2 | Wind | 0.332 |  |  |  | PUCSL 15-min dispatch 2023 | LKA_DA_Final.xlsx
LKA | S2D3 | Pre-monsoon (Mar-May) | D3 | Wind | 0.3913 |  |  |  | PUCSL 15-min dispatch 2023 | LKA_DA_Final.xlsx
LKA | S3D1 | SW Monsoon (Jun-Sep) | D1 | Wind | 0.9552 |  |  |  | PUCSL 15-min dispatch 2023 | LKA_DA_Final.xlsx
LKA | S3D2 | SW Monsoon (Jun-Sep) | D2 | Wind | 0.8542 |  |  |  | PUCSL 15-min dispatch 2023 | LKA_DA_Final.xlsx
LKA | S3D3 | SW Monsoon (Jun-Sep) | D3 | Wind | 1.0196 |  |  |  | PUCSL 15-min dispatch 2023 | LKA_DA_Final.xlsx
LKA | S4D1 | Post-monsoon (Oct-Nov) | D1 | Wind | 0.2306 |  |  |  | PUCSL 15-min dispatch 2023 | LKA_DA_Final.xlsx
LKA | S4D2 | Post-monsoon (Oct-Nov) | D2 | Wind | 0.2637 |  |  |  | PUCSL 15-min dispatch 2023 | LKA_DA_Final.xlsx
LKA | S4D3 | Post-monsoon (Oct-Nov) | D3 | Wind | 0.259 |  |  |  | PUCSL 15-min dispatch 2023 | LKA_DA_Final.xlsx
MDV | S1D1 | S1 | D1 | RE_Ninja_solar | 0 | 0 | 0 | 0 | Renewable Ninja (MERRA2) | compiled_reninja_ts.csv
MDV | S1D1 | S1 | D1 | RE_Ninja_solar | 0 | 0 | 0 | 0 | Renewable Ninja (MERRA2) | compiled_reninja_ts.csv
MDV | S1D1 | S1 | D1 | RE_Ninja_solar | 0 | 0 | 0 | 0 | Renewable Ninja (MERRA2) | compiled_reninja_ts.csv
MDV | S1D1 | S1 | D1 | RE_Ninja_solar | 0 | 0 | 0 | 0 | Renewable Ninja (MERRA2) | compiled_reninja_ts.csv
MDV | S1D1 | S1 | D1 | RE_Ninja_solar | 0 | 0 | 0 | 0 | Renewable Ninja (MERRA2) | compiled_reninja_ts.csv
MDV | S1D1 | S1 | D1 | RE_Ninja_solar | 0 | 0 | 0 | 0 | Renewable Ninja (MERRA2) | compiled_reninja_ts.csv
MDV | S1D1 | S1 | D1 | RE_Ninja_solar | 0 | 0 | 0 | 0 | Renewable Ninja (MERRA2) | compiled_reninja_ts.csv
MDV | S1D1 | S1 | D1 | RE_Ninja_solar | 0 | 0 | 0 | 0 | Renewable Ninja (MERRA2) | compiled_reninja_ts.csv
MDV | S1D1 | S1 | D1 | RE_Ninja_solar | 0 | 0 | 0 | 0 | Renewable Ninja (MERRA2) | compiled_reninja_ts.csv
MDV | S1D2 | S1 | D2 | RE_Ninja_solar | 0.36959 | 0.782 | 0 | 0.23275 | Renewable Ninja (MERRA2) | compiled_reninja_ts.csv
MDV | S1D2 | S1 | D2 | RE_Ninja_solar | 0.36518 | 0.793 | 0 | 0.23284 | Renewable Ninja (MERRA2) | compiled_reninja_ts.csv
MDV | S1D2 | S1 | D2 | RE_Ninja_solar | 0.33887 | 0.753 | 0 | 0.22225 | Renewable Ninja (MERRA2) | compiled_reninja_ts.csv
MDV | S1D2 | S1 | D2 | RE_Ninja_solar | 0.39417 | 0.772 | 0 | 0.23795 | Renewable Ninja (MERRA2) | compiled_reninja_ts.csv
MDV | S1D2 | S1 | D2 | RE_Ninja_solar | 0.3478 | 0.773 | 0 | 0.22457 | Renewable Ninja (MERRA2) | compiled_reninja_ts.csv
MDV | S1D2 | S1 | D2 | RE_Ninja_solar | 0.3499 | 0.755 | 0 | 0.22164 | Renewable Ninja (MERRA2) | compiled_reninja_ts.csv
MDV | S1D2 | S1 | D2 | RE_Ninja_solar | 0.33632 | 0.758 | 0 | 0.21839 | Renewable Ninja (MERRA2) | compiled_reninja_ts.csv
MDV | S1D2 | S1 | D2 | RE_Ninja_solar | 0.33136 | 0.764 | 0 | 0.21866 | Renewable Ninja (MERRA2) | compiled_reninja_ts.csv
MDV | S1D2 | S1 | D2 | RE_Ninja_solar | 0.34662 | 0.77 | 0 | 0.22649 | Renewable Ninja (MERRA2) | compiled_reninja_ts.csv
MDV | S1D3 | S1 | D3 | RE_Ninja_solar | 0 | 0 | 0 | 0 | Renewable Ninja (MERRA2) | compiled_reninja_ts.csv
MDV | S1D3 | S1 | D3 | RE_Ninja_solar | 0 | 0 | 0 | 0 | Renewable Ninja (MERRA2) | compiled_reninja_ts.csv
MDV | S1D3 | S1 | D3 | RE_Ninja_solar | 0 | 0 | 0 | 0 | Renewable Ninja (MERRA2) | compiled_reninja_ts.csv
MDV | S1D3 | S1 | D3 | RE_Ninja_solar | 0 | 0 | 0 | 0 | Renewable Ninja (MERRA2) | compiled_reninja_ts.csv
MDV | S1D3 | S1 | D3 | RE_Ninja_solar | 0 | 0 | 0 | 0 | Renewable Ninja (MERRA2) | compiled_reninja_ts.csv
MDV | S1D3 | S1 | D3 | RE_Ninja_solar | 0 | 0 | 0 | 0 | Renewable Ninja (MERRA2) | compiled_reninja_ts.csv
MDV | S1D3 | S1 | D3 | RE_Ninja_solar | 0 | 0 | 0 | 0 | Renewable Ninja (MERRA2) | compiled_reninja_ts.csv
MDV | S1D3 | S1 | D3 | RE_Ninja_solar | 0 | 0 | 0 | 0 | Renewable Ninja (MERRA2) | compiled_reninja_ts.csv
MDV | S1D3 | S1 | D3 | RE_Ninja_solar | 0 | 0 | 0 | 0 | Renewable Ninja (MERRA2) | compiled_reninja_ts.csv
MDV | S2D1 | S2 | D1 | RE_Ninja_solar | 0 | 0 | 0 | 0 | Renewable Ninja (MERRA2) | compiled_reninja_ts.csv
MDV | S2D1 | S2 | D1 | RE_Ninja_solar | 0 | 0 | 0 | 0 | Renewable Ninja (MERRA2) | compiled_reninja_ts.csv
MDV | S2D1 | S2 | D1 | RE_Ninja_solar | 0 | 0 | 0 | 0 | Renewable Ninja (MERRA2) | compiled_reninja_ts.csv
MDV | S2D1 | S2 | D1 | RE_Ninja_solar | 0 | 0 | 0 | 0 | Renewable Ninja (MERRA2) | compiled_reninja_ts.csv
MDV | S2D1 | S2 | D1 | RE_Ninja_solar | 0 | 0 | 0 | 0 | Renewable Ninja (MERRA2) | compiled_reninja_ts.csv
MDV | S2D1 | S2 | D1 | RE_Ninja_solar | 0 | 0 | 0 | 0 | Renewable Ninja (MERRA2) | compiled_reninja_ts.csv
MDV | S2D1 | S2 | D1 | RE_Ninja_solar | 0 | 0 | 0 | 0 | Renewable Ninja (MERRA2) | compiled_reninja_ts.csv
MDV | S2D1 | S2 | D1 | RE_Ninja_solar | 0 | 0 | 0 | 0 | Renewable Ninja (MERRA2) | compiled_reninja_ts.csv
MDV | S2D1 | S2 | D1 | RE_Ninja_solar | 0 | 0 | 0 | 0 | Renewable Ninja (MERRA2) | compiled_reninja_ts.csv
MDV | S2D2 | S2 | D2 | RE_Ninja_solar | 0.30898 | 0.759 | 0 | 0.20846 | Renewable Ninja (MERRA2) | compiled_reninja_ts.csv
MDV | S2D2 | S2 | D2 | RE_Ninja_solar | 0.3497 | 0.787 | 0 | 0.22841 | Renewable Ninja (MERRA2) | compiled_reninja_ts.csv
MDV | S2D2 | S2 | D2 | RE_Ninja_solar | 0.3206 | 0.779 | 0.001 | 0.21157 | Renewable Ninja (MERRA2) | compiled_reninja_ts.csv
MDV | S2D2 | S2 | D2 | RE_Ninja_solar | 0.34613 | 0.782 | 0 | 0.22064 | Renewable Ninja (MERRA2) | compiled_reninja_ts.csv
MDV | S2D2 | S2 | D2 | RE_Ninja_solar | 0.28568 | 0.721 | 0.001 | 0.19159 | Renewable Ninja (MERRA2) | compiled_reninja_ts.csv
MDV | S2D2 | S2 | D2 | RE_Ninja_solar | 0.35518 | 0.773 | 0.002 | 0.22465 | Renewable Ninja (MERRA2) | compiled_reninja_ts.csv
MDV | S2D2 | S2 | D2 | RE_Ninja_solar | 0.35292 | 0.778 | 0 | 0.22729 | Renewable Ninja (MERRA2) | compiled_reninja_ts.csv
MDV | S2D2 | S2 | D2 | RE_Ninja_solar | 0.34846 | 0.772 | 0.001 | 0.2252 | Renewable Ninja (MERRA2) | compiled_reninja_ts.csv
MDV | S2D2 | S2 | D2 | RE_Ninja_solar | 0.36701 | 0.771 | 0.003 | 0.22758 | Renewable Ninja (MERRA2) | compiled_reninja_ts.csv
MDV | S2D3 | S2 | D3 | RE_Ninja_solar | 0 | 0 | 0 | 0 | Renewable Ninja (MERRA2) | compiled_reninja_ts.csv
MDV | S2D3 | S2 | D3 | RE_Ninja_solar | 0 | 0 | 0 | 0 | Renewable Ninja (MERRA2) | compiled_reninja_ts.csv
MDV | S2D3 | S2 | D3 | RE_Ninja_solar | 0 | 0 | 0 | 0 | Renewable Ninja (MERRA2) | compiled_reninja_ts.csv
MDV | S2D3 | S2 | D3 | RE_Ninja_solar | 0 | 0 | 0 | 0 | Renewable Ninja (MERRA2) | compiled_reninja_ts.csv
MDV | S2D3 | S2 | D3 | RE_Ninja_solar | 0 | 0 | 0 | 0 | Renewable Ninja (MERRA2) | compiled_reninja_ts.csv
MDV | S2D3 | S2 | D3 | RE_Ninja_solar | 0 | 0 | 0 | 0 | Renewable Ninja (MERRA2) | compiled_reninja_ts.csv
MDV | S2D3 | S2 | D3 | RE_Ninja_solar | 0 | 0 | 0 | 0 | Renewable Ninja (MERRA2) | compiled_reninja_ts.csv
MDV | S2D3 | S2 | D3 | RE_Ninja_solar | 0 | 0 | 0 | 0 | Renewable Ninja (MERRA2) | compiled_reninja_ts.csv
MDV | S2D3 | S2 | D3 | RE_Ninja_solar | 0 | 0 | 0 | 0 | Renewable Ninja (MERRA2) | compiled_reninja_ts.csv
MDV | S3D1 | S3 | D1 | RE_Ninja_solar | 0 | 0 | 0 | 0 | Renewable Ninja (MERRA2) | compiled_reninja_ts.csv
MDV | S3D1 | S3 | D1 | RE_Ninja_solar | 0 | 0 | 0 | 0 | Renewable Ninja (MERRA2) | compiled_reninja_ts.csv
MDV | S3D1 | S3 | D1 | RE_Ninja_solar | 0 | 0 | 0 | 0 | Renewable Ninja (MERRA2) | compiled_reninja_ts.csv
MDV | S3D1 | S3 | D1 | RE_Ninja_solar | 0 | 0 | 0 | 0 | Renewable Ninja (MERRA2) | compiled_reninja_ts.csv
MDV | S3D1 | S3 | D1 | RE_Ninja_solar | 0 | 0 | 0 | 0 | Renewable Ninja (MERRA2) | compiled_reninja_ts.csv
MDV | S3D1 | S3 | D1 | RE_Ninja_solar | 0 | 0 | 0 | 0 | Renewable Ninja (MERRA2) | compiled_reninja_ts.csv
MDV | S3D1 | S3 | D1 | RE_Ninja_solar | 0 | 0 | 0 | 0 | Renewable Ninja (MERRA2) | compiled_reninja_ts.csv
MDV | S3D1 | S3 | D1 | RE_Ninja_solar | 0 | 0 | 0 | 0 | Renewable Ninja (MERRA2) | compiled_reninja_ts.csv
MDV | S3D1 | S3 | D1 | RE_Ninja_solar | 0 | 0 | 0 | 0 | Renewable Ninja (MERRA2) | compiled_reninja_ts.csv
MDV | S3D2 | S3 | D2 | RE_Ninja_solar | 0.29115 | 0.719 | 0 | 0.19126 | Renewable Ninja (MERRA2) | compiled_reninja_ts.csv
MDV | S3D2 | S3 | D2 | RE_Ninja_solar | 0.28643 | 0.724 | 0 | 0.18626 | Renewable Ninja (MERRA2) | compiled_reninja_ts.csv
MDV | S3D2 | S3 | D2 | RE_Ninja_solar | 0.28186 | 0.767 | 0 | 0.18945 | Renewable Ninja (MERRA2) | compiled_reninja_ts.csv
MDV | S3D2 | S3 | D2 | RE_Ninja_solar | 0.30754 | 0.739 | 0.001 | 0.19522 | Renewable Ninja (MERRA2) | compiled_reninja_ts.csv
MDV | S3D2 | S3 | D2 | RE_Ninja_solar | 0.29313 | 0.736 | 0.002 | 0.19051 | Renewable Ninja (MERRA2) | compiled_reninja_ts.csv
MDV | S3D2 | S3 | D2 | RE_Ninja_solar | 0.28074 | 0.69 | 0.001 | 0.18381 | Renewable Ninja (MERRA2) | compiled_reninja_ts.csv
MDV | S3D2 | S3 | D2 | RE_Ninja_solar | 0.29332 | 0.728 | 0 | 0.19239 | Renewable Ninja (MERRA2) | compiled_reninja_ts.csv
MDV | S3D2 | S3 | D2 | RE_Ninja_solar | 0.29199 | 0.741 | 0 | 0.19087 | Renewable Ninja (MERRA2) | compiled_reninja_ts.csv
MDV | S3D2 | S3 | D2 | RE_Ninja_solar | 0.29703 | 0.764 | 0 | 0.1962 | Renewable Ninja (MERRA2) | compiled_reninja_ts.csv
MDV | S3D3 | S3 | D3 | RE_Ninja_solar | 0 | 0 | 0 | 0 | Renewable Ninja (MERRA2) | compiled_reninja_ts.csv
MDV | S3D3 | S3 | D3 | RE_Ninja_solar | 0 | 0 | 0 | 0 | Renewable Ninja (MERRA2) | compiled_reninja_ts.csv
MDV | S3D3 | S3 | D3 | RE_Ninja_solar | 0 | 0 | 0 | 0 | Renewable Ninja (MERRA2) | compiled_reninja_ts.csv
MDV | S3D3 | S3 | D3 | RE_Ninja_solar | 0 | 0 | 0 | 0 | Renewable Ninja (MERRA2) | compiled_reninja_ts.csv
MDV | S3D3 | S3 | D3 | RE_Ninja_solar | 0 | 0 | 0 | 0 | Renewable Ninja (MERRA2) | compiled_reninja_ts.csv
MDV | S3D3 | S3 | D3 | RE_Ninja_solar | 0 | 0 | 0 | 0 | Renewable Ninja (MERRA2) | compiled_reninja_ts.csv
MDV | S3D3 | S3 | D3 | RE_Ninja_solar | 0 | 0 | 0 | 0 | Renewable Ninja (MERRA2) | compiled_reninja_ts.csv
MDV | S3D3 | S3 | D3 | RE_Ninja_solar | 0 | 0 | 0 | 0 | Renewable Ninja (MERRA2) | compiled_reninja_ts.csv
MDV | S3D3 | S3 | D3 | RE_Ninja_solar | 0 | 0 | 0 | 0 | Renewable Ninja (MERRA2) | compiled_reninja_ts.csv
MDV | S4D1 | S4 | D1 | RE_Ninja_solar | 0 | 0 | 0 | 0 | Renewable Ninja (MERRA2) | compiled_reninja_ts.csv
MDV | S4D1 | S4 | D1 | RE_Ninja_solar | 0 | 0 | 0 | 0 | Renewable Ninja (MERRA2) | compiled_reninja_ts.csv
MDV | S4D1 | S4 | D1 | RE_Ninja_solar | 0 | 0 | 0 | 0 | Renewable Ninja (MERRA2) | compiled_reninja_ts.csv
MDV | S4D1 | S4 | D1 | RE_Ninja_solar | 0 | 0 | 0 | 0 | Renewable Ninja (MERRA2) | compiled_reninja_ts.csv
MDV | S4D1 | S4 | D1 | RE_Ninja_solar | 0 | 0 | 0 | 0 | Renewable Ninja (MERRA2) | compiled_reninja_ts.csv
MDV | S4D1 | S4 | D1 | RE_Ninja_solar | 0 | 0 | 0 | 0 | Renewable Ninja (MERRA2) | compiled_reninja_ts.csv
MDV | S4D1 | S4 | D1 | RE_Ninja_solar | 0 | 0 | 0 | 0 | Renewable Ninja (MERRA2) | compiled_reninja_ts.csv
MDV | S4D1 | S4 | D1 | RE_Ninja_solar | 0 | 0 | 0 | 0 | Renewable Ninja (MERRA2) | compiled_reninja_ts.csv
MDV | S4D1 | S4 | D1 | RE_Ninja_solar | 0 | 0 | 0 | 0 | Renewable Ninja (MERRA2) | compiled_reninja_ts.csv
MDV | S4D2 | S4 | D2 | RE_Ninja_solar | 0.30381 | 0.748 | 0.001 | 0.20122 | Renewable Ninja (MERRA2) | compiled_reninja_ts.csv
MDV | S4D2 | S4 | D2 | RE_Ninja_solar | 0.29496 | 0.738 | 0 | 0.19674 | Renewable Ninja (MERRA2) | compiled_reninja_ts.csv
MDV | S4D2 | S4 | D2 | RE_Ninja_solar | 0.33577 | 0.77 | 0 | 0.22088 | Renewable Ninja (MERRA2) | compiled_reninja_ts.csv
MDV | S4D2 | S4 | D2 | RE_Ninja_solar | 0.30351 | 0.724 | 0 | 0.20219 | Renewable Ninja (MERRA2) | compiled_reninja_ts.csv
MDV | S4D2 | S4 | D2 | RE_Ninja_solar | 0.30659 | 0.749 | 0 | 0.20571 | Renewable Ninja (MERRA2) | compiled_reninja_ts.csv
MDV | S4D2 | S4 | D2 | RE_Ninja_solar | 0.29058 | 0.745 | 0 | 0.19434 | Renewable Ninja (MERRA2) | compiled_reninja_ts.csv
MDV | S4D2 | S4 | D2 | RE_Ninja_solar | 0.28358 | 0.739 | 0 | 0.19191 | Renewable Ninja (MERRA2) | compiled_reninja_ts.csv
MDV | S4D2 | S4 | D2 | RE_Ninja_solar | 0.34341 | 0.75 | 0.001 | 0.21813 | Renewable Ninja (MERRA2) | compiled_reninja_ts.csv
MDV | S4D2 | S4 | D2 | RE_Ninja_solar | 0.32635 | 0.744 | 0 | 0.21241 | Renewable Ninja (MERRA2) | compiled_reninja_ts.csv
MDV | S4D3 | S4 | D3 | RE_Ninja_solar | 0 | 0 | 0 | 0 | Renewable Ninja (MERRA2) | compiled_reninja_ts.csv
MDV | S4D3 | S4 | D3 | RE_Ninja_solar | 0 | 0 | 0 | 0 | Renewable Ninja (MERRA2) | compiled_reninja_ts.csv
MDV | S4D3 | S4 | D3 | RE_Ninja_solar | 0 | 0 | 0 | 0 | Renewable Ninja (MERRA2) | compiled_reninja_ts.csv
MDV | S4D3 | S4 | D3 | RE_Ninja_solar | 0 | 0 | 0 | 0 | Renewable Ninja (MERRA2) | compiled_reninja_ts.csv
MDV | S4D3 | S4 | D3 | RE_Ninja_solar | 0 | 0 | 0 | 0 | Renewable Ninja (MERRA2) | compiled_reninja_ts.csv
MDV | S4D3 | S4 | D3 | RE_Ninja_solar | 0 | 0 | 0 | 0 | Renewable Ninja (MERRA2) | compiled_reninja_ts.csv
MDV | S4D3 | S4 | D3 | RE_Ninja_solar | 0 | 0 | 0 | 0 | Renewable Ninja (MERRA2) | compiled_reninja_ts.csv
MDV | S4D3 | S4 | D3 | RE_Ninja_solar | 0 | 0 | 0 | 0 | Renewable Ninja (MERRA2) | compiled_reninja_ts.csv
MDV | S4D3 | S4 | D3 | RE_Ninja_solar | 0 | 0 | 0 | 0 | Renewable Ninja (MERRA2) | compiled_reninja_ts.csv
MDV | S1D1 | S1 | D1 | RE_Ninja_wind | 0.22223 | 0.812 | 0 | 0.20631 | Renewable Ninja (MERRA2) | compiled_reninja_ts.csv
MDV | S1D1 | S1 | D1 | RE_Ninja_wind | 0.22606 | 0.854 | 0 | 0.17559 | Renewable Ninja (MERRA2) | compiled_reninja_ts.csv
MDV | S1D1 | S1 | D1 | RE_Ninja_wind | 0.25903 | 0.906 | 0 | 0.23128 | Renewable Ninja (MERRA2) | compiled_reninja_ts.csv
MDV | S1D1 | S1 | D1 | RE_Ninja_wind | 0.23368 | 0.848 | 0 | 0.2408 | Renewable Ninja (MERRA2) | compiled_reninja_ts.csv
MDV | S1D1 | S1 | D1 | RE_Ninja_wind | 0.18122 | 0.965 | 0 | 0.21012 | Renewable Ninja (MERRA2) | compiled_reninja_ts.csv
MDV | S1D1 | S1 | D1 | RE_Ninja_wind | 0.20478 | 0.847 | 0 | 0.20808 | Renewable Ninja (MERRA2) | compiled_reninja_ts.csv
MDV | S1D1 | S1 | D1 | RE_Ninja_wind | 0.30693 | 0.955 | 0 | 0.21849 | Renewable Ninja (MERRA2) | compiled_reninja_ts.csv
MDV | S1D1 | S1 | D1 | RE_Ninja_wind | 0.18222 | 0.9 | 0 | 0.20021 | Renewable Ninja (MERRA2) | compiled_reninja_ts.csv
MDV | S1D1 | S1 | D1 | RE_Ninja_wind | 0.16085 | 0.965 | 0 | 0.17325 | Renewable Ninja (MERRA2) | compiled_reninja_ts.csv
MDV | S1D2 | S1 | D2 | RE_Ninja_wind | 0.23657 | 0.773 | 0 | 0.20936 | Renewable Ninja (MERRA2) | compiled_reninja_ts.csv
MDV | S1D2 | S1 | D2 | RE_Ninja_wind | 0.23973 | 0.842 | 0 | 0.18942 | Renewable Ninja (MERRA2) | compiled_reninja_ts.csv
MDV | S1D2 | S1 | D2 | RE_Ninja_wind | 0.26295 | 0.952 | 0 | 0.21856 | Renewable Ninja (MERRA2) | compiled_reninja_ts.csv
MDV | S1D2 | S1 | D2 | RE_Ninja_wind | 0.24027 | 0.894 | 0 | 0.23526 | Renewable Ninja (MERRA2) | compiled_reninja_ts.csv
MDV | S1D2 | S1 | D2 | RE_Ninja_wind | 0.20129 | 0.955 | 0 | 0.20911 | Renewable Ninja (MERRA2) | compiled_reninja_ts.csv
MDV | S1D2 | S1 | D2 | RE_Ninja_wind | 0.22445 | 0.867 | 0 | 0.21951 | Renewable Ninja (MERRA2) | compiled_reninja_ts.csv
MDV | S1D2 | S1 | D2 | RE_Ninja_wind | 0.32841 | 0.908 | 0 | 0.21701 | Renewable Ninja (MERRA2) | compiled_reninja_ts.csv
MDV | S1D2 | S1 | D2 | RE_Ninja_wind | 0.1925 | 0.911 | 0 | 0.21002 | Renewable Ninja (MERRA2) | compiled_reninja_ts.csv
MDV | S1D2 | S1 | D2 | RE_Ninja_wind | 0.17595 | 0.961 | 0 | 0.17592 | Renewable Ninja (MERRA2) | compiled_reninja_ts.csv
MDV | S1D3 | S1 | D3 | RE_Ninja_wind | 0.25412 | 0.758 | 0 | 0.2027 | Renewable Ninja (MERRA2) | compiled_reninja_ts.csv
MDV | S1D3 | S1 | D3 | RE_Ninja_wind | 0.23285 | 0.822 | 0 | 0.18743 | Renewable Ninja (MERRA2) | compiled_reninja_ts.csv
MDV | S1D3 | S1 | D3 | RE_Ninja_wind | 0.28259 | 0.937 | 0 | 0.21829 | Renewable Ninja (MERRA2) | compiled_reninja_ts.csv
MDV | S1D3 | S1 | D3 | RE_Ninja_wind | 0.24324 | 0.862 | 0 | 0.23538 | Renewable Ninja (MERRA2) | compiled_reninja_ts.csv
MDV | S1D3 | S1 | D3 | RE_Ninja_wind | 0.20811 | 0.939 | 0 | 0.20053 | Renewable Ninja (MERRA2) | compiled_reninja_ts.csv
MDV | S1D3 | S1 | D3 | RE_Ninja_wind | 0.2318 | 0.938 | 0 | 0.22915 | Renewable Ninja (MERRA2) | compiled_reninja_ts.csv
MDV | S1D3 | S1 | D3 | RE_Ninja_wind | 0.33736 | 0.965 | 0 | 0.22409 | Renewable Ninja (MERRA2) | compiled_reninja_ts.csv
MDV | S1D3 | S1 | D3 | RE_Ninja_wind | 0.19086 | 0.897 | 0 | 0.20107 | Renewable Ninja (MERRA2) | compiled_reninja_ts.csv
MDV | S1D3 | S1 | D3 | RE_Ninja_wind | 0.18196 | 0.932 | 0 | 0.17203 | Renewable Ninja (MERRA2) | compiled_reninja_ts.csv
MDV | S2D1 | S2 | D1 | RE_Ninja_wind | 0.25535 | 0.969 | 0 | 0.23376 | Renewable Ninja (MERRA2) | compiled_reninja_ts.csv
MDV | S2D1 | S2 | D1 | RE_Ninja_wind | 0.20652 | 0.936 | 0 | 0.24863 | Renewable Ninja (MERRA2) | compiled_reninja_ts.csv
MDV | S2D1 | S2 | D1 | RE_Ninja_wind | 0.21302 | 0.966 | 0 | 0.26157 | Renewable Ninja (MERRA2) | compiled_reninja_ts.csv
MDV | S2D1 | S2 | D1 | RE_Ninja_wind | 0.2581 | 0.957 | 0 | 0.24883 | Renewable Ninja (MERRA2) | compiled_reninja_ts.csv
MDV | S2D1 | S2 | D1 | RE_Ninja_wind | 0.22779 | 0.972 | 0 | 0.23921 | Renewable Ninja (MERRA2) | compiled_reninja_ts.csv
MDV | S2D1 | S2 | D1 | RE_Ninja_wind | 0.178 | 0.854 | 0 | 0.22369 | Renewable Ninja (MERRA2) | compiled_reninja_ts.csv
MDV | S2D1 | S2 | D1 | RE_Ninja_wind | 0.25377 | 0.973 | 0 | 0.29818 | Renewable Ninja (MERRA2) | compiled_reninja_ts.csv
MDV | S2D1 | S2 | D1 | RE_Ninja_wind | 0.23888 | 0.958 | 0 | 0.28473 | Renewable Ninja (MERRA2) | compiled_reninja_ts.csv
MDV | S2D1 | S2 | D1 | RE_Ninja_wind | 0.28802 | 0.952 | 0 | 0.29059 | Renewable Ninja (MERRA2) | compiled_reninja_ts.csv
MDV | S2D2 | S2 | D2 | RE_Ninja_wind | 0.25939 | 0.954 | 0 | 0.23016 | Renewable Ninja (MERRA2) | compiled_reninja_ts.csv
MDV | S2D2 | S2 | D2 | RE_Ninja_wind | 0.20164 | 0.933 | 0 | 0.24707 | Renewable Ninja (MERRA2) | compiled_reninja_ts.csv
MDV | S2D2 | S2 | D2 | RE_Ninja_wind | 0.21715 | 0.95 | 0 | 0.25536 | Renewable Ninja (MERRA2) | compiled_reninja_ts.csv
MDV | S2D2 | S2 | D2 | RE_Ninja_wind | 0.26274 | 0.972 | 0 | 0.25329 | Renewable Ninja (MERRA2) | compiled_reninja_ts.csv
MDV | S2D2 | S2 | D2 | RE_Ninja_wind | 0.22322 | 0.968 | 0 | 0.2282 | Renewable Ninja (MERRA2) | compiled_reninja_ts.csv
MDV | S2D2 | S2 | D2 | RE_Ninja_wind | 0.18185 | 0.834 | 0 | 0.22031 | Renewable Ninja (MERRA2) | compiled_reninja_ts.csv
MDV | S2D2 | S2 | D2 | RE_Ninja_wind | 0.23566 | 0.973 | 0 | 0.27441 | Renewable Ninja (MERRA2) | compiled_reninja_ts.csv
MDV | S2D2 | S2 | D2 | RE_Ninja_wind | 0.24854 | 0.973 | 0 | 0.29938 | Renewable Ninja (MERRA2) | compiled_reninja_ts.csv
MDV | S2D2 | S2 | D2 | RE_Ninja_wind | 0.28863 | 0.969 | 0 | 0.28152 | Renewable Ninja (MERRA2) | compiled_reninja_ts.csv
MDV | S2D3 | S2 | D3 | RE_Ninja_wind | 0.26872 | 0.911 | 0 | 0.24627 | Renewable Ninja (MERRA2) | compiled_reninja_ts.csv
MDV | S2D3 | S2 | D3 | RE_Ninja_wind | 0.20111 | 0.925 | 0 | 0.24091 | Renewable Ninja (MERRA2) | compiled_reninja_ts.csv
MDV | S2D3 | S2 | D3 | RE_Ninja_wind | 0.20426 | 0.973 | 0 | 0.26144 | Renewable Ninja (MERRA2) | compiled_reninja_ts.csv
MDV | S2D3 | S2 | D3 | RE_Ninja_wind | 0.24439 | 0.973 | 0 | 0.24866 | Renewable Ninja (MERRA2) | compiled_reninja_ts.csv
MDV | S2D3 | S2 | D3 | RE_Ninja_wind | 0.22185 | 0.907 | 0 | 0.22401 | Renewable Ninja (MERRA2) | compiled_reninja_ts.csv
MDV | S2D3 | S2 | D3 | RE_Ninja_wind | 0.18757 | 0.797 | 0 | 0.21736 | Renewable Ninja (MERRA2) | compiled_reninja_ts.csv
MDV | S2D3 | S2 | D3 | RE_Ninja_wind | 0.25398 | 0.973 | 0 | 0.28978 | Renewable Ninja (MERRA2) | compiled_reninja_ts.csv
MDV | S2D3 | S2 | D3 | RE_Ninja_wind | 0.24859 | 0.97 | 0 | 0.28777 | Renewable Ninja (MERRA2) | compiled_reninja_ts.csv
MDV | S2D3 | S2 | D3 | RE_Ninja_wind | 0.28125 | 0.945 | 0 | 0.29141 | Renewable Ninja (MERRA2) | compiled_reninja_ts.csv
MDV | S3D1 | S3 | D1 | RE_Ninja_wind | 0.23986 | 0.97 | 0 | 0.21124 | Renewable Ninja (MERRA2) | compiled_reninja_ts.csv
MDV | S3D1 | S3 | D1 | RE_Ninja_wind | 0.20356 | 0.86 | 0 | 0.20587 | Renewable Ninja (MERRA2) | compiled_reninja_ts.csv
MDV | S3D1 | S3 | D1 | RE_Ninja_wind | 0.27115 | 0.848 | 0 | 0.20506 | Renewable Ninja (MERRA2) | compiled_reninja_ts.csv
MDV | S3D1 | S3 | D1 | RE_Ninja_wind | 0.23493 | 0.946 | 0 | 0.2209 | Renewable Ninja (MERRA2) | compiled_reninja_ts.csv
MDV | S3D1 | S3 | D1 | RE_Ninja_wind | 0.23632 | 0.933 | 0 | 0.23107 | Renewable Ninja (MERRA2) | compiled_reninja_ts.csv
MDV | S3D1 | S3 | D1 | RE_Ninja_wind | 0.20191 | 0.89 | 0 | 0.23403 | Renewable Ninja (MERRA2) | compiled_reninja_ts.csv
MDV | S3D1 | S3 | D1 | RE_Ninja_wind | 0.21228 | 0.973 | 0 | 0.22622 | Renewable Ninja (MERRA2) | compiled_reninja_ts.csv
MDV | S3D1 | S3 | D1 | RE_Ninja_wind | 0.24405 | 0.854 | 0 | 0.2321 | Renewable Ninja (MERRA2) | compiled_reninja_ts.csv
MDV | S3D1 | S3 | D1 | RE_Ninja_wind | 0.27821 | 0.93 | 0 | 0.26745 | Renewable Ninja (MERRA2) | compiled_reninja_ts.csv
MDV | S3D2 | S3 | D2 | RE_Ninja_wind | 0.23069 | 0.973 | 0 | 0.20889 | Renewable Ninja (MERRA2) | compiled_reninja_ts.csv
MDV | S3D2 | S3 | D2 | RE_Ninja_wind | 0.18855 | 0.843 | 0 | 0.19601 | Renewable Ninja (MERRA2) | compiled_reninja_ts.csv
MDV | S3D2 | S3 | D2 | RE_Ninja_wind | 0.26175 | 0.922 | 0 | 0.20404 | Renewable Ninja (MERRA2) | compiled_reninja_ts.csv
MDV | S3D2 | S3 | D2 | RE_Ninja_wind | 0.22847 | 0.967 | 0 | 0.22274 | Renewable Ninja (MERRA2) | compiled_reninja_ts.csv
MDV | S3D2 | S3 | D2 | RE_Ninja_wind | 0.25231 | 0.953 | 0 | 0.22617 | Renewable Ninja (MERRA2) | compiled_reninja_ts.csv
MDV | S3D2 | S3 | D2 | RE_Ninja_wind | 0.18899 | 0.901 | 0 | 0.22075 | Renewable Ninja (MERRA2) | compiled_reninja_ts.csv
MDV | S3D2 | S3 | D2 | RE_Ninja_wind | 0.19705 | 0.969 | 0 | 0.2137 | Renewable Ninja (MERRA2) | compiled_reninja_ts.csv
MDV | S3D2 | S3 | D2 | RE_Ninja_wind | 0.25148 | 0.864 | 0 | 0.23711 | Renewable Ninja (MERRA2) | compiled_reninja_ts.csv
MDV | S3D2 | S3 | D2 | RE_Ninja_wind | 0.2763 | 0.944 | 0 | 0.26472 | Renewable Ninja (MERRA2) | compiled_reninja_ts.csv
MDV | S3D3 | S3 | D3 | RE_Ninja_wind | 0.22998 | 0.969 | 0 | 0.21506 | Renewable Ninja (MERRA2) | compiled_reninja_ts.csv
MDV | S3D3 | S3 | D3 | RE_Ninja_wind | 0.18319 | 0.75 | 0 | 0.18663 | Renewable Ninja (MERRA2) | compiled_reninja_ts.csv
MDV | S3D3 | S3 | D3 | RE_Ninja_wind | 0.26946 | 0.914 | 0 | 0.21081 | Renewable Ninja (MERRA2) | compiled_reninja_ts.csv
MDV | S3D3 | S3 | D3 | RE_Ninja_wind | 0.2355 | 0.914 | 0 | 0.21566 | Renewable Ninja (MERRA2) | compiled_reninja_ts.csv
MDV | S3D3 | S3 | D3 | RE_Ninja_wind | 0.2357 | 0.934 | 0 | 0.22254 | Renewable Ninja (MERRA2) | compiled_reninja_ts.csv
MDV | S3D3 | S3 | D3 | RE_Ninja_wind | 0.19399 | 0.877 | 0 | 0.21633 | Renewable Ninja (MERRA2) | compiled_reninja_ts.csv
MDV | S3D3 | S3 | D3 | RE_Ninja_wind | 0.19581 | 0.972 | 0 | 0.22343 | Renewable Ninja (MERRA2) | compiled_reninja_ts.csv
MDV | S3D3 | S3 | D3 | RE_Ninja_wind | 0.24473 | 0.855 | 0 | 0.22861 | Renewable Ninja (MERRA2) | compiled_reninja_ts.csv
MDV | S3D3 | S3 | D3 | RE_Ninja_wind | 0.27387 | 0.955 | 0 | 0.25865 | Renewable Ninja (MERRA2) | compiled_reninja_ts.csv
MDV | S4D1 | S4 | D1 | RE_Ninja_wind | 0.26603 | 0.823 | 0 | 0.22318 | Renewable Ninja (MERRA2) | compiled_reninja_ts.csv
MDV | S4D1 | S4 | D1 | RE_Ninja_wind | 0.20989 | 0.86 | 0 | 0.21424 | Renewable Ninja (MERRA2) | compiled_reninja_ts.csv
MDV | S4D1 | S4 | D1 | RE_Ninja_wind | 0.32453 | 0.964 | 0 | 0.29581 | Renewable Ninja (MERRA2) | compiled_reninja_ts.csv
MDV | S4D1 | S4 | D1 | RE_Ninja_wind | 0.35142 | 0.906 | 0 | 0.2879 | Renewable Ninja (MERRA2) | compiled_reninja_ts.csv
MDV | S4D1 | S4 | D1 | RE_Ninja_wind | 0.31216 | 0.958 | 0 | 0.31591 | Renewable Ninja (MERRA2) | compiled_reninja_ts.csv
MDV | S4D1 | S4 | D1 | RE_Ninja_wind | 0.11851 | 0.587 | 0 | 0.14141 | Renewable Ninja (MERRA2) | compiled_reninja_ts.csv
MDV | S4D1 | S4 | D1 | RE_Ninja_wind | 0.27242 | 0.933 | 0 | 0.2648 | Renewable Ninja (MERRA2) | compiled_reninja_ts.csv
MDV | S4D1 | S4 | D1 | RE_Ninja_wind | 0.52912 | 0.973 | 0.008 | 0.25923 | Renewable Ninja (MERRA2) | compiled_reninja_ts.csv
MDV | S4D1 | S4 | D1 | RE_Ninja_wind | 0.4 | 0.897 | 0 | 0.22472 | Renewable Ninja (MERRA2) | compiled_reninja_ts.csv
MDV | S4D2 | S4 | D2 | RE_Ninja_wind | 0.26855 | 0.812 | 0 | 0.23757 | Renewable Ninja (MERRA2) | compiled_reninja_ts.csv
MDV | S4D2 | S4 | D2 | RE_Ninja_wind | 0.19915 | 0.849 | 0 | 0.20754 | Renewable Ninja (MERRA2) | compiled_reninja_ts.csv
MDV | S4D2 | S4 | D2 | RE_Ninja_wind | 0.33823 | 0.973 | 0 | 0.2908 | Renewable Ninja (MERRA2) | compiled_reninja_ts.csv
MDV | S4D2 | S4 | D2 | RE_Ninja_wind | 0.35065 | 0.973 | 0 | 0.28731 | Renewable Ninja (MERRA2) | compiled_reninja_ts.csv
MDV | S4D2 | S4 | D2 | RE_Ninja_wind | 0.30971 | 0.958 | 0 | 0.31474 | Renewable Ninja (MERRA2) | compiled_reninja_ts.csv
MDV | S4D2 | S4 | D2 | RE_Ninja_wind | 0.12143 | 0.732 | 0 | 0.1512 | Renewable Ninja (MERRA2) | compiled_reninja_ts.csv
MDV | S4D2 | S4 | D2 | RE_Ninja_wind | 0.26715 | 0.928 | 0 | 0.24973 | Renewable Ninja (MERRA2) | compiled_reninja_ts.csv
MDV | S4D2 | S4 | D2 | RE_Ninja_wind | 0.56029 | 0.973 | 0.018 | 0.25059 | Renewable Ninja (MERRA2) | compiled_reninja_ts.csv
MDV | S4D2 | S4 | D2 | RE_Ninja_wind | 0.41641 | 0.942 | 0 | 0.22957 | Renewable Ninja (MERRA2) | compiled_reninja_ts.csv
MDV | S4D3 | S4 | D3 | RE_Ninja_wind | 0.25529 | 0.8 | 0 | 0.21681 | Renewable Ninja (MERRA2) | compiled_reninja_ts.csv
MDV | S4D3 | S4 | D3 | RE_Ninja_wind | 0.18716 | 0.767 | 0 | 0.19512 | Renewable Ninja (MERRA2) | compiled_reninja_ts.csv
MDV | S4D3 | S4 | D3 | RE_Ninja_wind | 0.34025 | 0.973 | 0 | 0.30858 | Renewable Ninja (MERRA2) | compiled_reninja_ts.csv
MDV | S4D3 | S4 | D3 | RE_Ninja_wind | 0.34833 | 0.953 | 0 | 0.28678 | Renewable Ninja (MERRA2) | compiled_reninja_ts.csv
MDV | S4D3 | S4 | D3 | RE_Ninja_wind | 0.2714 | 0.957 | 0 | 0.29709 | Renewable Ninja (MERRA2) | compiled_reninja_ts.csv
MDV | S4D3 | S4 | D3 | RE_Ninja_wind | 0.12434 | 0.735 | 0 | 0.15387 | Renewable Ninja (MERRA2) | compiled_reninja_ts.csv
MDV | S4D3 | S4 | D3 | RE_Ninja_wind | 0.27342 | 0.928 | 0 | 0.25945 | Renewable Ninja (MERRA2) | compiled_reninja_ts.csv
MDV | S4D3 | S4 | D3 | RE_Ninja_wind | 0.53158 | 0.973 | 0.063 | 0.24205 | Renewable Ninja (MERRA2) | compiled_reninja_ts.csv
MDV | S4D3 | S4 | D3 | RE_Ninja_wind | 0.36964 | 0.919 | 0 | 0.23399 | Renewable Ninja (MERRA2) | compiled_reninja_ts.csv
NPL | S1D1 | S1 | D1 | RE_Ninja_solar | 0 | 0 | 0 | 0 | Renewable Ninja (MERRA2) | compiled_reninja_ts.csv
NPL | S1D1 | S1 | D1 | RE_Ninja_solar | 0 | 0 | 0 | 0 | Renewable Ninja (MERRA2) | compiled_reninja_ts.csv
NPL | S1D1 | S1 | D1 | RE_Ninja_solar | 4.2e-05 | 0.023 | 0 | 0.000984 | Renewable Ninja (MERRA2) | compiled_reninja_ts.csv
NPL | S1D1 | S1 | D1 | RE_Ninja_solar | 0 | 0 | 0 | 0 | Renewable Ninja (MERRA2) | compiled_reninja_ts.csv
NPL | S1D1 | S1 | D1 | RE_Ninja_solar | 0 | 0 | 0 | 0 | Renewable Ninja (MERRA2) | compiled_reninja_ts.csv
NPL | S1D1 | S1 | D1 | RE_Ninja_solar | 0 | 0 | 0 | 0 | Renewable Ninja (MERRA2) | compiled_reninja_ts.csv
NPL | S1D1 | S1 | D1 | RE_Ninja_solar | 5e-06 | 0.003 | 0 | 0.000128 | Renewable Ninja (MERRA2) | compiled_reninja_ts.csv
NPL | S1D1 | S1 | D1 | RE_Ninja_solar | 0 | 0 | 0 | 0 | Renewable Ninja (MERRA2) | compiled_reninja_ts.csv
NPL | S1D1 | S1 | D1 | RE_Ninja_solar | 0 | 0 | 0 | 0 | Renewable Ninja (MERRA2) | compiled_reninja_ts.csv
NPL | S1D2 | S1 | D2 | RE_Ninja_solar | 0.4331 | 0.864 | 0 | 0.29067 | Renewable Ninja (MERRA2) | compiled_reninja_ts.csv
NPL | S1D2 | S1 | D2 | RE_Ninja_solar | 0.42991 | 0.834 | 0 | 0.28565 | Renewable Ninja (MERRA2) | compiled_reninja_ts.csv
NPL | S1D2 | S1 | D2 | RE_Ninja_solar | 0.426 | 0.846 | 0 | 0.2807 | Renewable Ninja (MERRA2) | compiled_reninja_ts.csv
NPL | S1D2 | S1 | D2 | RE_Ninja_solar | 0.44564 | 0.847 | 0 | 0.28295 | Renewable Ninja (MERRA2) | compiled_reninja_ts.csv
NPL | S1D2 | S1 | D2 | RE_Ninja_solar | 0.43154 | 0.847 | 0 | 0.28339 | Renewable Ninja (MERRA2) | compiled_reninja_ts.csv
NPL | S1D2 | S1 | D2 | RE_Ninja_solar | 0.39516 | 0.861 | 0 | 0.2752 | Renewable Ninja (MERRA2) | compiled_reninja_ts.csv
NPL | S1D2 | S1 | D2 | RE_Ninja_solar | 0.41967 | 0.85 | 0 | 0.28723 | Renewable Ninja (MERRA2) | compiled_reninja_ts.csv
NPL | S1D2 | S1 | D2 | RE_Ninja_solar | 0.41876 | 0.835 | 0 | 0.27863 | Renewable Ninja (MERRA2) | compiled_reninja_ts.csv
NPL | S1D2 | S1 | D2 | RE_Ninja_solar | 0.39821 | 0.858 | 0 | 0.28085 | Renewable Ninja (MERRA2) | compiled_reninja_ts.csv
NPL | S1D3 | S1 | D3 | RE_Ninja_solar | 0 | 0 | 0 | 0 | Renewable Ninja (MERRA2) | compiled_reninja_ts.csv
NPL | S1D3 | S1 | D3 | RE_Ninja_solar | 0 | 0 | 0 | 0 | Renewable Ninja (MERRA2) | compiled_reninja_ts.csv
NPL | S1D3 | S1 | D3 | RE_Ninja_solar | 0 | 0 | 0 | 0 | Renewable Ninja (MERRA2) | compiled_reninja_ts.csv
NPL | S1D3 | S1 | D3 | RE_Ninja_solar | 0 | 0 | 0 | 0 | Renewable Ninja (MERRA2) | compiled_reninja_ts.csv
NPL | S1D3 | S1 | D3 | RE_Ninja_solar | 0 | 0 | 0 | 0 | Renewable Ninja (MERRA2) | compiled_reninja_ts.csv
NPL | S1D3 | S1 | D3 | RE_Ninja_solar | 0 | 0 | 0 | 0 | Renewable Ninja (MERRA2) | compiled_reninja_ts.csv
NPL | S1D3 | S1 | D3 | RE_Ninja_solar | 0 | 0 | 0 | 0 | Renewable Ninja (MERRA2) | compiled_reninja_ts.csv
NPL | S1D3 | S1 | D3 | RE_Ninja_solar | 0 | 0 | 0 | 0 | Renewable Ninja (MERRA2) | compiled_reninja_ts.csv
NPL | S1D3 | S1 | D3 | RE_Ninja_solar | 0 | 0 | 0 | 0 | Renewable Ninja (MERRA2) | compiled_reninja_ts.csv
NPL | S2D1 | S2 | D1 | RE_Ninja_solar | 0.005772 | 0.078 | 0 | 0.016445 | Renewable Ninja (MERRA2) | compiled_reninja_ts.csv
NPL | S2D1 | S2 | D1 | RE_Ninja_solar | 0.005321 | 0.073 | 0 | 0.015733 | Renewable Ninja (MERRA2) | compiled_reninja_ts.csv
NPL | S2D1 | S2 | D1 | RE_Ninja_solar | 0.00538 | 0.076 | 0 | 0.015399 | Renewable Ninja (MERRA2) | compiled_reninja_ts.csv
NPL | S2D1 | S2 | D1 | RE_Ninja_solar | 0.005614 | 0.075 | 0 | 0.016044 | Renewable Ninja (MERRA2) | compiled_reninja_ts.csv
NPL | S2D1 | S2 | D1 | RE_Ninja_solar | 0.005223 | 0.073 | 0 | 0.015384 | Renewable Ninja (MERRA2) | compiled_reninja_ts.csv
NPL | S2D1 | S2 | D1 | RE_Ninja_solar | 0.005783 | 0.074 | 0 | 0.01665 | Renewable Ninja (MERRA2) | compiled_reninja_ts.csv
NPL | S2D1 | S2 | D1 | RE_Ninja_solar | 0.005382 | 0.075 | 0 | 0.015749 | Renewable Ninja (MERRA2) | compiled_reninja_ts.csv
NPL | S2D1 | S2 | D1 | RE_Ninja_solar | 0.005033 | 0.074 | 0 | 0.014725 | Renewable Ninja (MERRA2) | compiled_reninja_ts.csv
NPL | S2D1 | S2 | D1 | RE_Ninja_solar | 0.005197 | 0.074 | 0 | 0.014885 | Renewable Ninja (MERRA2) | compiled_reninja_ts.csv
NPL | S2D2 | S2 | D2 | RE_Ninja_solar | 0.46686 | 0.862 | 0 | 0.2521 | Renewable Ninja (MERRA2) | compiled_reninja_ts.csv
NPL | S2D2 | S2 | D2 | RE_Ninja_solar | 0.43498 | 0.867 | 0 | 0.25334 | Renewable Ninja (MERRA2) | compiled_reninja_ts.csv
NPL | S2D2 | S2 | D2 | RE_Ninja_solar | 0.44334 | 0.836 | 0 | 0.248 | Renewable Ninja (MERRA2) | compiled_reninja_ts.csv
NPL | S2D2 | S2 | D2 | RE_Ninja_solar | 0.45134 | 0.863 | 0 | 0.24991 | Renewable Ninja (MERRA2) | compiled_reninja_ts.csv
NPL | S2D2 | S2 | D2 | RE_Ninja_solar | 0.4338 | 0.842 | 0 | 0.24584 | Renewable Ninja (MERRA2) | compiled_reninja_ts.csv
NPL | S2D2 | S2 | D2 | RE_Ninja_solar | 0.46166 | 0.876 | 0 | 0.25194 | Renewable Ninja (MERRA2) | compiled_reninja_ts.csv
NPL | S2D2 | S2 | D2 | RE_Ninja_solar | 0.42124 | 0.852 | 0 | 0.24471 | Renewable Ninja (MERRA2) | compiled_reninja_ts.csv
NPL | S2D2 | S2 | D2 | RE_Ninja_solar | 0.43831 | 0.858 | 0 | 0.24659 | Renewable Ninja (MERRA2) | compiled_reninja_ts.csv
NPL | S2D2 | S2 | D2 | RE_Ninja_solar | 0.45452 | 0.844 | 0 | 0.24792 | Renewable Ninja (MERRA2) | compiled_reninja_ts.csv
NPL | S2D3 | S2 | D3 | RE_Ninja_solar | 0 | 0 | 0 | 0 | Renewable Ninja (MERRA2) | compiled_reninja_ts.csv
NPL | S2D3 | S2 | D3 | RE_Ninja_solar | 0 | 0 | 0 | 0 | Renewable Ninja (MERRA2) | compiled_reninja_ts.csv
NPL | S2D3 | S2 | D3 | RE_Ninja_solar | 0 | 0 | 0 | 0 | Renewable Ninja (MERRA2) | compiled_reninja_ts.csv
NPL | S2D3 | S2 | D3 | RE_Ninja_solar | 0 | 0 | 0 | 0 | Renewable Ninja (MERRA2) | compiled_reninja_ts.csv
NPL | S2D3 | S2 | D3 | RE_Ninja_solar | 0 | 0 | 0 | 0 | Renewable Ninja (MERRA2) | compiled_reninja_ts.csv
NPL | S2D3 | S2 | D3 | RE_Ninja_solar | 0 | 0 | 0 | 0 | Renewable Ninja (MERRA2) | compiled_reninja_ts.csv
NPL | S2D3 | S2 | D3 | RE_Ninja_solar | 0 | 0 | 0 | 0 | Renewable Ninja (MERRA2) | compiled_reninja_ts.csv
NPL | S2D3 | S2 | D3 | RE_Ninja_solar | 0 | 0 | 0 | 0 | Renewable Ninja (MERRA2) | compiled_reninja_ts.csv
NPL | S2D3 | S2 | D3 | RE_Ninja_solar | 0 | 0 | 0 | 0 | Renewable Ninja (MERRA2) | compiled_reninja_ts.csv
NPL | S3D1 | S3 | D1 | RE_Ninja_solar | 0.00621 | 0.075 | 0 | 0.017357 | Renewable Ninja (MERRA2) | compiled_reninja_ts.csv
NPL | S3D1 | S3 | D1 | RE_Ninja_solar | 0.006731 | 0.082 | 0 | 0.018186 | Renewable Ninja (MERRA2) | compiled_reninja_ts.csv
NPL | S3D1 | S3 | D1 | RE_Ninja_solar | 0.005613 | 0.078 | 0 | 0.015659 | Renewable Ninja (MERRA2) | compiled_reninja_ts.csv
NPL | S3D1 | S3 | D1 | RE_Ninja_solar | 0.0061 | 0.076 | 0 | 0.017227 | Renewable Ninja (MERRA2) | compiled_reninja_ts.csv
NPL | S3D1 | S3 | D1 | RE_Ninja_solar | 0.005896 | 0.078 | 0 | 0.016092 | Renewable Ninja (MERRA2) | compiled_reninja_ts.csv
NPL | S3D1 | S3 | D1 | RE_Ninja_solar | 0.00597 | 0.078 | 0 | 0.016911 | Renewable Ninja (MERRA2) | compiled_reninja_ts.csv
NPL | S3D1 | S3 | D1 | RE_Ninja_solar | 0.005448 | 0.079 | 0 | 0.015468 | Renewable Ninja (MERRA2) | compiled_reninja_ts.csv
NPL | S3D1 | S3 | D1 | RE_Ninja_solar | 0.005187 | 0.081 | 0 | 0.01496 | Renewable Ninja (MERRA2) | compiled_reninja_ts.csv
NPL | S3D1 | S3 | D1 | RE_Ninja_solar | 0.006444 | 0.076 | 0 | 0.01754 | Renewable Ninja (MERRA2) | compiled_reninja_ts.csv
NPL | S3D2 | S3 | D2 | RE_Ninja_solar | 0.36366 | 0.8 | 0 | 0.21194 | Renewable Ninja (MERRA2) | compiled_reninja_ts.csv
NPL | S3D2 | S3 | D2 | RE_Ninja_solar | 0.37212 | 0.8 | 0 | 0.21646 | Renewable Ninja (MERRA2) | compiled_reninja_ts.csv
NPL | S3D2 | S3 | D2 | RE_Ninja_solar | 0.32441 | 0.798 | 0 | 0.19546 | Renewable Ninja (MERRA2) | compiled_reninja_ts.csv
NPL | S3D2 | S3 | D2 | RE_Ninja_solar | 0.33962 | 0.74 | 0 | 0.20604 | Renewable Ninja (MERRA2) | compiled_reninja_ts.csv
NPL | S3D2 | S3 | D2 | RE_Ninja_solar | 0.3571 | 0.81 | 0 | 0.21154 | Renewable Ninja (MERRA2) | compiled_reninja_ts.csv
NPL | S3D2 | S3 | D2 | RE_Ninja_solar | 0.33522 | 0.741 | 0 | 0.20593 | Renewable Ninja (MERRA2) | compiled_reninja_ts.csv
NPL | S3D2 | S3 | D2 | RE_Ninja_solar | 0.33307 | 0.799 | 0 | 0.20532 | Renewable Ninja (MERRA2) | compiled_reninja_ts.csv
NPL | S3D2 | S3 | D2 | RE_Ninja_solar | 0.31653 | 0.76 | 0 | 0.19315 | Renewable Ninja (MERRA2) | compiled_reninja_ts.csv
NPL | S3D2 | S3 | D2 | RE_Ninja_solar | 0.36213 | 0.777 | 0 | 0.21177 | Renewable Ninja (MERRA2) | compiled_reninja_ts.csv
NPL | S3D3 | S3 | D3 | RE_Ninja_solar | 0 | 0 | 0 | 0 | Renewable Ninja (MERRA2) | compiled_reninja_ts.csv
NPL | S3D3 | S3 | D3 | RE_Ninja_solar | 0 | 0 | 0 | 0 | Renewable Ninja (MERRA2) | compiled_reninja_ts.csv
NPL | S3D3 | S3 | D3 | RE_Ninja_solar | 0 | 0 | 0 | 0 | Renewable Ninja (MERRA2) | compiled_reninja_ts.csv
NPL | S3D3 | S3 | D3 | RE_Ninja_solar | 0 | 0 | 0 | 0 | Renewable Ninja (MERRA2) | compiled_reninja_ts.csv
NPL | S3D3 | S3 | D3 | RE_Ninja_solar | 0 | 0 | 0 | 0 | Renewable Ninja (MERRA2) | compiled_reninja_ts.csv
NPL | S3D3 | S3 | D3 | RE_Ninja_solar | 0 | 0 | 0 | 0 | Renewable Ninja (MERRA2) | compiled_reninja_ts.csv
NPL | S3D3 | S3 | D3 | RE_Ninja_solar | 0 | 0 | 0 | 0 | Renewable Ninja (MERRA2) | compiled_reninja_ts.csv
NPL | S3D3 | S3 | D3 | RE_Ninja_solar | 0 | 0 | 0 | 0 | Renewable Ninja (MERRA2) | compiled_reninja_ts.csv
NPL | S3D3 | S3 | D3 | RE_Ninja_solar | 0 | 0 | 0 | 0 | Renewable Ninja (MERRA2) | compiled_reninja_ts.csv
NPL | S4D1 | S4 | D1 | RE_Ninja_solar | 3.8e-05 | 0.005 | 0 | 0.000353 | Renewable Ninja (MERRA2) | compiled_reninja_ts.csv
NPL | S4D1 | S4 | D1 | RE_Ninja_solar | 9e-05 | 0.006 | 0 | 0.000615 | Renewable Ninja (MERRA2) | compiled_reninja_ts.csv
NPL | S4D1 | S4 | D1 | RE_Ninja_solar | 0 | 0 | 0 | 0 | Renewable Ninja (MERRA2) | compiled_reninja_ts.csv
NPL | S4D1 | S4 | D1 | RE_Ninja_solar | 5e-06 | 0.002 | 0 | 0.000105 | Renewable Ninja (MERRA2) | compiled_reninja_ts.csv
NPL | S4D1 | S4 | D1 | RE_Ninja_solar | 2.7e-05 | 0.005 | 0 | 0.000313 | Renewable Ninja (MERRA2) | compiled_reninja_ts.csv
NPL | S4D1 | S4 | D1 | RE_Ninja_solar | 4.4e-05 | 0.007 | 0 | 0.000442 | Renewable Ninja (MERRA2) | compiled_reninja_ts.csv
NPL | S4D1 | S4 | D1 | RE_Ninja_solar | 6.6e-05 | 0.004 | 0 | 0.000439 | Renewable Ninja (MERRA2) | compiled_reninja_ts.csv
NPL | S4D1 | S4 | D1 | RE_Ninja_solar | 0 | 0 | 0 | 0 | Renewable Ninja (MERRA2) | compiled_reninja_ts.csv
NPL | S4D1 | S4 | D1 | RE_Ninja_solar | 3.8e-05 | 0.005 | 0 | 0.000424 | Renewable Ninja (MERRA2) | compiled_reninja_ts.csv
NPL | S4D2 | S4 | D2 | RE_Ninja_solar | 0.43868 | 0.834 | 0 | 0.27627 | Renewable Ninja (MERRA2) | compiled_reninja_ts.csv
NPL | S4D2 | S4 | D2 | RE_Ninja_solar | 0.41367 | 0.823 | 0 | 0.27059 | Renewable Ninja (MERRA2) | compiled_reninja_ts.csv
NPL | S4D2 | S4 | D2 | RE_Ninja_solar | 0.43765 | 0.828 | 0 | 0.27611 | Renewable Ninja (MERRA2) | compiled_reninja_ts.csv
NPL | S4D2 | S4 | D2 | RE_Ninja_solar | 0.42792 | 0.798 | 0 | 0.26965 | Renewable Ninja (MERRA2) | compiled_reninja_ts.csv
NPL | S4D2 | S4 | D2 | RE_Ninja_solar | 0.43598 | 0.825 | 0 | 0.27219 | Renewable Ninja (MERRA2) | compiled_reninja_ts.csv
NPL | S4D2 | S4 | D2 | RE_Ninja_solar | 0.403 | 0.817 | 0 | 0.26765 | Renewable Ninja (MERRA2) | compiled_reninja_ts.csv
NPL | S4D2 | S4 | D2 | RE_Ninja_solar | 0.45195 | 0.822 | 0 | 0.27594 | Renewable Ninja (MERRA2) | compiled_reninja_ts.csv
NPL | S4D2 | S4 | D2 | RE_Ninja_solar | 0.38996 | 0.81 | 0 | 0.26616 | Renewable Ninja (MERRA2) | compiled_reninja_ts.csv
NPL | S4D2 | S4 | D2 | RE_Ninja_solar | 0.42917 | 0.834 | 0 | 0.27407 | Renewable Ninja (MERRA2) | compiled_reninja_ts.csv
NPL | S4D3 | S4 | D3 | RE_Ninja_solar | 0 | 0 | 0 | 0 | Renewable Ninja (MERRA2) | compiled_reninja_ts.csv
NPL | S4D3 | S4 | D3 | RE_Ninja_solar | 0 | 0 | 0 | 0 | Renewable Ninja (MERRA2) | compiled_reninja_ts.csv
NPL | S4D3 | S4 | D3 | RE_Ninja_solar | 0 | 0 | 0 | 0 | Renewable Ninja (MERRA2) | compiled_reninja_ts.csv
NPL | S4D3 | S4 | D3 | RE_Ninja_solar | 0 | 0 | 0 | 0 | Renewable Ninja (MERRA2) | compiled_reninja_ts.csv
NPL | S4D3 | S4 | D3 | RE_Ninja_solar | 0 | 0 | 0 | 0 | Renewable Ninja (MERRA2) | compiled_reninja_ts.csv
NPL | S4D3 | S4 | D3 | RE_Ninja_solar | 0 | 0 | 0 | 0 | Renewable Ninja (MERRA2) | compiled_reninja_ts.csv
NPL | S4D3 | S4 | D3 | RE_Ninja_solar | 0 | 0 | 0 | 0 | Renewable Ninja (MERRA2) | compiled_reninja_ts.csv
NPL | S4D3 | S4 | D3 | RE_Ninja_solar | 0 | 0 | 0 | 0 | Renewable Ninja (MERRA2) | compiled_reninja_ts.csv
NPL | S4D3 | S4 | D3 | RE_Ninja_solar | 0 | 0 | 0 | 0 | Renewable Ninja (MERRA2) | compiled_reninja_ts.csv
NPL | S1D1 | S1 | D1 | RE_Ninja_wind | 0.012991 | 0.113 | 0 | 0.015097 | Renewable Ninja (MERRA2) | compiled_reninja_ts.csv
NPL | S1D1 | S1 | D1 | RE_Ninja_wind | 0.013902 | 0.222 | 0 | 0.025351 | Renewable Ninja (MERRA2) | compiled_reninja_ts.csv
NPL | S1D1 | S1 | D1 | RE_Ninja_wind | 0.011423 | 0.125 | 0 | 0.016839 | Renewable Ninja (MERRA2) | compiled_reninja_ts.csv
NPL | S1D1 | S1 | D1 | RE_Ninja_wind | 0.007596 | 0.12 | 0 | 0.011795 | Renewable Ninja (MERRA2) | compiled_reninja_ts.csv
NPL | S1D1 | S1 | D1 | RE_Ninja_wind | 0.006696 | 0.088 | 0 | 0.009297 | Renewable Ninja (MERRA2) | compiled_reninja_ts.csv
NPL | S1D1 | S1 | D1 | RE_Ninja_wind | 0.017828 | 0.442 | 0 | 0.038971 | Renewable Ninja (MERRA2) | compiled_reninja_ts.csv
NPL | S1D1 | S1 | D1 | RE_Ninja_wind | 0.011808 | 0.12 | 0 | 0.018944 | Renewable Ninja (MERRA2) | compiled_reninja_ts.csv
NPL | S1D1 | S1 | D1 | RE_Ninja_wind | 0.00493 | 0.058 | 0 | 0.006808 | Renewable Ninja (MERRA2) | compiled_reninja_ts.csv
NPL | S1D1 | S1 | D1 | RE_Ninja_wind | 0.013248 | 0.676 | 0 | 0.050802 | Renewable Ninja (MERRA2) | compiled_reninja_ts.csv
NPL | S1D2 | S1 | D2 | RE_Ninja_wind | 0.048613 | 0.645 | 0 | 0.073346 | Renewable Ninja (MERRA2) | compiled_reninja_ts.csv
NPL | S1D2 | S1 | D2 | RE_Ninja_wind | 0.03093 | 0.277 | 0 | 0.042999 | Renewable Ninja (MERRA2) | compiled_reninja_ts.csv
NPL | S1D2 | S1 | D2 | RE_Ninja_wind | 0.034917 | 0.4 | 0 | 0.055003 | Renewable Ninja (MERRA2) | compiled_reninja_ts.csv
NPL | S1D2 | S1 | D2 | RE_Ninja_wind | 0.024967 | 0.294 | 0 | 0.037284 | Renewable Ninja (MERRA2) | compiled_reninja_ts.csv
NPL | S1D2 | S1 | D2 | RE_Ninja_wind | 0.032884 | 0.456 | 0 | 0.053755 | Renewable Ninja (MERRA2) | compiled_reninja_ts.csv
NPL | S1D2 | S1 | D2 | RE_Ninja_wind | 0.049504 | 0.841 | 0 | 0.10021 | Renewable Ninja (MERRA2) | compiled_reninja_ts.csv
NPL | S1D2 | S1 | D2 | RE_Ninja_wind | 0.027475 | 0.293 | 0 | 0.038533 | Renewable Ninja (MERRA2) | compiled_reninja_ts.csv
NPL | S1D2 | S1 | D2 | RE_Ninja_wind | 0.040112 | 0.479 | 0 | 0.054946 | Renewable Ninja (MERRA2) | compiled_reninja_ts.csv
NPL | S1D2 | S1 | D2 | RE_Ninja_wind | 0.032852 | 0.666 | 0 | 0.060105 | Renewable Ninja (MERRA2) | compiled_reninja_ts.csv
NPL | S1D3 | S1 | D3 | RE_Ninja_wind | 0.016 | 0.212 | 0 | 0.023497 | Renewable Ninja (MERRA2) | compiled_reninja_ts.csv
NPL | S1D3 | S1 | D3 | RE_Ninja_wind | 0.014087 | 0.248 | 0 | 0.025475 | Renewable Ninja (MERRA2) | compiled_reninja_ts.csv
NPL | S1D3 | S1 | D3 | RE_Ninja_wind | 0.008863 | 0.15 | 0 | 0.012587 | Renewable Ninja (MERRA2) | compiled_reninja_ts.csv
NPL | S1D3 | S1 | D3 | RE_Ninja_wind | 0.00713 | 0.084 | 0 | 0.007407 | Renewable Ninja (MERRA2) | compiled_reninja_ts.csv
NPL | S1D3 | S1 | D3 | RE_Ninja_wind | 0.007496 | 0.117 | 0 | 0.011008 | Renewable Ninja (MERRA2) | compiled_reninja_ts.csv
NPL | S1D3 | S1 | D3 | RE_Ninja_wind | 0.01515 | 0.471 | 0 | 0.038738 | Renewable Ninja (MERRA2) | compiled_reninja_ts.csv
NPL | S1D3 | S1 | D3 | RE_Ninja_wind | 0.011866 | 0.188 | 0 | 0.019891 | Renewable Ninja (MERRA2) | compiled_reninja_ts.csv
NPL | S1D3 | S1 | D3 | RE_Ninja_wind | 0.005339 | 0.096 | 0 | 0.009104 | Renewable Ninja (MERRA2) | compiled_reninja_ts.csv
NPL | S1D3 | S1 | D3 | RE_Ninja_wind | 0.009194 | 0.152 | 0 | 0.014888 | Renewable Ninja (MERRA2) | compiled_reninja_ts.csv
NPL | S2D1 | S2 | D1 | RE_Ninja_wind | 0.020728 | 0.109 | 0 | 0.019242 | Renewable Ninja (MERRA2) | compiled_reninja_ts.csv
NPL | S2D1 | S2 | D1 | RE_Ninja_wind | 0.02287 | 0.265 | 0 | 0.028931 | Renewable Ninja (MERRA2) | compiled_reninja_ts.csv
NPL | S2D1 | S2 | D1 | RE_Ninja_wind | 0.022717 | 0.16 | 0 | 0.023966 | Renewable Ninja (MERRA2) | compiled_reninja_ts.csv
NPL | S2D1 | S2 | D1 | RE_Ninja_wind | 0.02581 | 0.147 | 0 | 0.024993 | Renewable Ninja (MERRA2) | compiled_reninja_ts.csv
NPL | S2D1 | S2 | D1 | RE_Ninja_wind | 0.030529 | 0.184 | 0 | 0.025722 | Renewable Ninja (MERRA2) | compiled_reninja_ts.csv
NPL | S2D1 | S2 | D1 | RE_Ninja_wind | 0.023344 | 0.143 | 0 | 0.026133 | Renewable Ninja (MERRA2) | compiled_reninja_ts.csv
NPL | S2D1 | S2 | D1 | RE_Ninja_wind | 0.017301 | 0.16 | 0 | 0.019738 | Renewable Ninja (MERRA2) | compiled_reninja_ts.csv
NPL | S2D1 | S2 | D1 | RE_Ninja_wind | 0.027152 | 0.559 | 0 | 0.040903 | Renewable Ninja (MERRA2) | compiled_reninja_ts.csv
NPL | S2D1 | S2 | D1 | RE_Ninja_wind | 0.018748 | 0.107 | 0 | 0.017199 | Renewable Ninja (MERRA2) | compiled_reninja_ts.csv
NPL | S2D2 | S2 | D2 | RE_Ninja_wind | 0.084186 | 0.782 | 0 | 0.13625 | Renewable Ninja (MERRA2) | compiled_reninja_ts.csv
NPL | S2D2 | S2 | D2 | RE_Ninja_wind | 0.054713 | 0.548 | 0 | 0.071801 | Renewable Ninja (MERRA2) | compiled_reninja_ts.csv
NPL | S2D2 | S2 | D2 | RE_Ninja_wind | 0.12464 | 0.904 | 0 | 0.18487 | Renewable Ninja (MERRA2) | compiled_reninja_ts.csv
NPL | S2D2 | S2 | D2 | RE_Ninja_wind | 0.062088 | 0.598 | 0 | 0.085517 | Renewable Ninja (MERRA2) | compiled_reninja_ts.csv
NPL | S2D2 | S2 | D2 | RE_Ninja_wind | 0.049447 | 0.494 | 0 | 0.077451 | Renewable Ninja (MERRA2) | compiled_reninja_ts.csv
NPL | S2D2 | S2 | D2 | RE_Ninja_wind | 0.066321 | 0.706 | 0 | 0.10391 | Renewable Ninja (MERRA2) | compiled_reninja_ts.csv
NPL | S2D2 | S2 | D2 | RE_Ninja_wind | 0.064621 | 0.701 | 0 | 0.097212 | Renewable Ninja (MERRA2) | compiled_reninja_ts.csv
NPL | S2D2 | S2 | D2 | RE_Ninja_wind | 0.082186 | 0.792 | 0 | 0.12491 | Renewable Ninja (MERRA2) | compiled_reninja_ts.csv
NPL | S2D2 | S2 | D2 | RE_Ninja_wind | 0.049541 | 0.724 | 0 | 0.094509 | Renewable Ninja (MERRA2) | compiled_reninja_ts.csv
NPL | S2D3 | S2 | D3 | RE_Ninja_wind | 0.027993 | 0.384 | 0 | 0.04813 | Renewable Ninja (MERRA2) | compiled_reninja_ts.csv
NPL | S2D3 | S2 | D3 | RE_Ninja_wind | 0.020882 | 0.251 | 0 | 0.033054 | Renewable Ninja (MERRA2) | compiled_reninja_ts.csv
NPL | S2D3 | S2 | D3 | RE_Ninja_wind | 0.039484 | 0.536 | 0 | 0.067882 | Renewable Ninja (MERRA2) | compiled_reninja_ts.csv
NPL | S2D3 | S2 | D3 | RE_Ninja_wind | 0.02087 | 0.234 | 0 | 0.028717 | Renewable Ninja (MERRA2) | compiled_reninja_ts.csv
NPL | S2D3 | S2 | D3 | RE_Ninja_wind | 0.023739 | 0.216 | 0 | 0.034173 | Renewable Ninja (MERRA2) | compiled_reninja_ts.csv
NPL | S2D3 | S2 | D3 | RE_Ninja_wind | 0.022306 | 0.196 | 0 | 0.028724 | Renewable Ninja (MERRA2) | compiled_reninja_ts.csv
NPL | S2D3 | S2 | D3 | RE_Ninja_wind | 0.022781 | 0.258 | 0 | 0.034421 | Renewable Ninja (MERRA2) | compiled_reninja_ts.csv
NPL | S2D3 | S2 | D3 | RE_Ninja_wind | 0.024638 | 0.359 | 0 | 0.038731 | Renewable Ninja (MERRA2) | compiled_reninja_ts.csv
NPL | S2D3 | S2 | D3 | RE_Ninja_wind | 0.014654 | 0.352 | 0 | 0.027358 | Renewable Ninja (MERRA2) | compiled_reninja_ts.csv
NPL | S3D1 | S3 | D1 | RE_Ninja_wind | 0.009018 | 0.384 | 0 | 0.024433 | Renewable Ninja (MERRA2) | compiled_reninja_ts.csv
NPL | S3D1 | S3 | D1 | RE_Ninja_wind | 0.012436 | 0.261 | 0 | 0.022468 | Renewable Ninja (MERRA2) | compiled_reninja_ts.csv
NPL | S3D1 | S3 | D1 | RE_Ninja_wind | 0.007552 | 0.101 | 0 | 0.01165 | Renewable Ninja (MERRA2) | compiled_reninja_ts.csv
NPL | S3D1 | S3 | D1 | RE_Ninja_wind | 0.014716 | 0.26 | 0 | 0.029139 | Renewable Ninja (MERRA2) | compiled_reninja_ts.csv
NPL | S3D1 | S3 | D1 | RE_Ninja_wind | 0.01262 | 0.179 | 0 | 0.022206 | Renewable Ninja (MERRA2) | compiled_reninja_ts.csv
NPL | S3D1 | S3 | D1 | RE_Ninja_wind | 0.014352 | 0.458 | 0 | 0.031823 | Renewable Ninja (MERRA2) | compiled_reninja_ts.csv
NPL | S3D1 | S3 | D1 | RE_Ninja_wind | 0.021843 | 0.314 | 0 | 0.043413 | Renewable Ninja (MERRA2) | compiled_reninja_ts.csv
NPL | S3D1 | S3 | D1 | RE_Ninja_wind | 0.015022 | 0.236 | 0 | 0.028367 | Renewable Ninja (MERRA2) | compiled_reninja_ts.csv
NPL | S3D1 | S3 | D1 | RE_Ninja_wind | 0.011063 | 0.121 | 0 | 0.01723 | Renewable Ninja (MERRA2) | compiled_reninja_ts.csv
NPL | S3D2 | S3 | D2 | RE_Ninja_wind | 0.033779 | 0.534 | 0 | 0.056575 | Renewable Ninja (MERRA2) | compiled_reninja_ts.csv
NPL | S3D2 | S3 | D2 | RE_Ninja_wind | 0.048068 | 0.845 | 0 | 0.089756 | Renewable Ninja (MERRA2) | compiled_reninja_ts.csv
NPL | S3D2 | S3 | D2 | RE_Ninja_wind | 0.044113 | 0.781 | 0 | 0.089477 | Renewable Ninja (MERRA2) | compiled_reninja_ts.csv
NPL | S3D2 | S3 | D2 | RE_Ninja_wind | 0.056985 | 0.614 | 0 | 0.086769 | Renewable Ninja (MERRA2) | compiled_reninja_ts.csv
NPL | S3D2 | S3 | D2 | RE_Ninja_wind | 0.045307 | 0.774 | 0 | 0.086226 | Renewable Ninja (MERRA2) | compiled_reninja_ts.csv
NPL | S3D2 | S3 | D2 | RE_Ninja_wind | 0.053492 | 0.793 | 0 | 0.09756 | Renewable Ninja (MERRA2) | compiled_reninja_ts.csv
NPL | S3D2 | S3 | D2 | RE_Ninja_wind | 0.04198 | 0.576 | 0 | 0.07783 | Renewable Ninja (MERRA2) | compiled_reninja_ts.csv
NPL | S3D2 | S3 | D2 | RE_Ninja_wind | 0.053824 | 0.52 | 0 | 0.081198 | Renewable Ninja (MERRA2) | compiled_reninja_ts.csv
NPL | S3D2 | S3 | D2 | RE_Ninja_wind | 0.034845 | 0.446 | 0 | 0.064026 | Renewable Ninja (MERRA2) | compiled_reninja_ts.csv
NPL | S3D3 | S3 | D3 | RE_Ninja_wind | 0.023708 | 0.465 | 0 | 0.054838 | Renewable Ninja (MERRA2) | compiled_reninja_ts.csv
NPL | S3D3 | S3 | D3 | RE_Ninja_wind | 0.028709 | 0.433 | 0 | 0.04439 | Renewable Ninja (MERRA2) | compiled_reninja_ts.csv
NPL | S3D3 | S3 | D3 | RE_Ninja_wind | 0.01916 | 0.338 | 0 | 0.029508 | Renewable Ninja (MERRA2) | compiled_reninja_ts.csv
NPL | S3D3 | S3 | D3 | RE_Ninja_wind | 0.033455 | 0.306 | 0 | 0.044949 | Renewable Ninja (MERRA2) | compiled_reninja_ts.csv
NPL | S3D3 | S3 | D3 | RE_Ninja_wind | 0.027944 | 0.248 | 0 | 0.034845 | Renewable Ninja (MERRA2) | compiled_reninja_ts.csv
NPL | S3D3 | S3 | D3 | RE_Ninja_wind | 0.035783 | 0.759 | 0 | 0.081774 | Renewable Ninja (MERRA2) | compiled_reninja_ts.csv
NPL | S3D3 | S3 | D3 | RE_Ninja_wind | 0.03125 | 0.41 | 0 | 0.053058 | Renewable Ninja (MERRA2) | compiled_reninja_ts.csv
NPL | S3D3 | S3 | D3 | RE_Ninja_wind | 0.0286 | 0.321 | 0 | 0.042281 | Renewable Ninja (MERRA2) | compiled_reninja_ts.csv
NPL | S3D3 | S3 | D3 | RE_Ninja_wind | 0.02121 | 0.17 | 0 | 0.02815 | Renewable Ninja (MERRA2) | compiled_reninja_ts.csv
NPL | S4D1 | S4 | D1 | RE_Ninja_wind | 0.005486 | 0.226 | 0 | 0.0175 | Renewable Ninja (MERRA2) | compiled_reninja_ts.csv
NPL | S4D1 | S4 | D1 | RE_Ninja_wind | 0.007915 | 0.067 | 0 | 0.008976 | Renewable Ninja (MERRA2) | compiled_reninja_ts.csv
NPL | S4D1 | S4 | D1 | RE_Ninja_wind | 0.004648 | 0.036 | 0 | 0.005212 | Renewable Ninja (MERRA2) | compiled_reninja_ts.csv
NPL | S4D1 | S4 | D1 | RE_Ninja_wind | 0.005443 | 0.037 | 0 | 0.00576 | Renewable Ninja (MERRA2) | compiled_reninja_ts.csv
NPL | S4D1 | S4 | D1 | RE_Ninja_wind | 0.009495 | 0.067 | 0 | 0.012376 | Renewable Ninja (MERRA2) | compiled_reninja_ts.csv
NPL | S4D1 | S4 | D1 | RE_Ninja_wind | 0.002284 | 0.02 | 0 | 0.003325 | Renewable Ninja (MERRA2) | compiled_reninja_ts.csv
NPL | S4D1 | S4 | D1 | RE_Ninja_wind | 0.005268 | 0.043 | 0 | 0.006889 | Renewable Ninja (MERRA2) | compiled_reninja_ts.csv
NPL | S4D1 | S4 | D1 | RE_Ninja_wind | 0.005926 | 0.26 | 0 | 0.020947 | Renewable Ninja (MERRA2) | compiled_reninja_ts.csv
NPL | S4D1 | S4 | D1 | RE_Ninja_wind | 0.004975 | 0.069 | 0 | 0.010123 | Renewable Ninja (MERRA2) | compiled_reninja_ts.csv
NPL | S4D2 | S4 | D2 | RE_Ninja_wind | 0.017469 | 0.64 | 0 | 0.04554 | Renewable Ninja (MERRA2) | compiled_reninja_ts.csv
NPL | S4D2 | S4 | D2 | RE_Ninja_wind | 0.009896 | 0.075 | 0 | 0.012853 | Renewable Ninja (MERRA2) | compiled_reninja_ts.csv
NPL | S4D2 | S4 | D2 | RE_Ninja_wind | 0.011281 | 0.094 | 0 | 0.014096 | Renewable Ninja (MERRA2) | compiled_reninja_ts.csv
NPL | S4D2 | S4 | D2 | RE_Ninja_wind | 0.01012 | 0.112 | 0 | 0.01515 | Renewable Ninja (MERRA2) | compiled_reninja_ts.csv
NPL | S4D2 | S4 | D2 | RE_Ninja_wind | 0.016504 | 0.236 | 0 | 0.027897 | Renewable Ninja (MERRA2) | compiled_reninja_ts.csv
NPL | S4D2 | S4 | D2 | RE_Ninja_wind | 0.01018 | 0.1 | 0 | 0.014735 | Renewable Ninja (MERRA2) | compiled_reninja_ts.csv
NPL | S4D2 | S4 | D2 | RE_Ninja_wind | 0.01265 | 0.175 | 0 | 0.022671 | Renewable Ninja (MERRA2) | compiled_reninja_ts.csv
NPL | S4D2 | S4 | D2 | RE_Ninja_wind | 0.018747 | 0.292 | 0 | 0.027458 | Renewable Ninja (MERRA2) | compiled_reninja_ts.csv
NPL | S4D2 | S4 | D2 | RE_Ninja_wind | 0.010786 | 0.099 | 0 | 0.016137 | Renewable Ninja (MERRA2) | compiled_reninja_ts.csv
NPL | S4D3 | S4 | D3 | RE_Ninja_wind | 0.013546 | 0.611 | 0 | 0.060407 | Renewable Ninja (MERRA2) | compiled_reninja_ts.csv
NPL | S4D3 | S4 | D3 | RE_Ninja_wind | 0.005801 | 0.042 | 0 | 0.006713 | Renewable Ninja (MERRA2) | compiled_reninja_ts.csv
NPL | S4D3 | S4 | D3 | RE_Ninja_wind | 0.004828 | 0.079 | 0 | 0.007727 | Renewable Ninja (MERRA2) | compiled_reninja_ts.csv
NPL | S4D3 | S4 | D3 | RE_Ninja_wind | 0.006672 | 0.059 | 0 | 0.007697 | Renewable Ninja (MERRA2) | compiled_reninja_ts.csv
NPL | S4D3 | S4 | D3 | RE_Ninja_wind | 0.00768 | 0.073 | 0 | 0.010761 | Renewable Ninja (MERRA2) | compiled_reninja_ts.csv
NPL | S4D3 | S4 | D3 | RE_Ninja_wind | 0.003913 | 0.032 | 0 | 0.005065 | Renewable Ninja (MERRA2) | compiled_reninja_ts.csv
NPL | S4D3 | S4 | D3 | RE_Ninja_wind | 0.004265 | 0.038 | 0 | 0.00532 | Renewable Ninja (MERRA2) | compiled_reninja_ts.csv
NPL | S4D3 | S4 | D3 | RE_Ninja_wind | 0.009404 | 0.126 | 0 | 0.018234 | Renewable Ninja (MERRA2) | compiled_reninja_ts.csv
NPL | S4D3 | S4 | D3 | RE_Ninja_wind | 0.004691 | 0.042 | 0 | 0.006499 | Renewable Ninja (MERRA2) | compiled_reninja_ts.csv

## Demand_Profiles
Country | Region | Timeslice | Season | Daypart | Demand_Fraction | YearSplit | Avg_Value | Season_GWh | Source | Confidence | Source_File
BGD |  | S1D1 | Winter (Dec-Feb) | D1 | 0.039691 | 0.062151 |  |  | PGCB UCI hourly 2024 [S]; cross-validated vs 2023/2025 daily reports | HIGH | BGD_Demand_Analysis.xlsx
BGD |  | S1D2 | Winter (Dec-Feb) | D2 | 0.09911 | 0.12442 |  |  | PGCB UCI hourly 2024 [S]; cross-validated vs 2023/2025 daily reports | HIGH | BGD_Demand_Analysis.xlsx
BGD |  | S1D3 | Winter (Dec-Feb) | D3 | 0.051581 | 0.062151 |  |  | PGCB UCI hourly 2024 [S]; cross-validated vs 2023/2025 daily reports | HIGH | BGD_Demand_Analysis.xlsx
BGD |  | S2D1 | Pre-monsoon (Mar-May) | D1 | 0.06407 | 0.062949 |  |  | PGCB UCI hourly 2024 [S]; cross-validated vs 2023/2025 daily reports | HIGH | BGD_Demand_Analysis.xlsx
BGD |  | S2D2 | Pre-monsoon (Mar-May) | D2 | 0.13106 | 0.12567 |  |  | PGCB UCI hourly 2024 [S]; cross-validated vs 2023/2025 daily reports | HIGH | BGD_Demand_Analysis.xlsx
BGD |  | S2D3 | Pre-monsoon (Mar-May) | D3 | 0.073101 | 0.062835 |  |  | PGCB UCI hourly 2024 [S]; cross-validated vs 2023/2025 daily reports | HIGH | BGD_Demand_Analysis.xlsx
BGD |  | S3D1 | SW Monsoon (Jun-Sep) | D1 | 0.09481 | 0.083134 |  |  | PGCB UCI hourly 2024 [S]; cross-validated vs 2023/2025 daily reports | HIGH | BGD_Demand_Analysis.xlsx
BGD |  | S3D2 | SW Monsoon (Jun-Sep) | D2 | 0.18232 | 0.16661 |  |  | PGCB UCI hourly 2024 [S]; cross-validated vs 2023/2025 daily reports | HIGH | BGD_Demand_Analysis.xlsx
BGD |  | S3D3 | SW Monsoon (Jun-Sep) | D3 | 0.10388 | 0.083248 |  |  | PGCB UCI hourly 2024 [S]; cross-validated vs 2023/2025 daily reports | HIGH | BGD_Demand_Analysis.xlsx
BGD |  | S4D1 | Post-monsoon (Oct-Nov) | D1 | 0.037289 | 0.041738 |  |  | PGCB UCI hourly 2024 [S]; cross-validated vs 2023/2025 daily reports | HIGH | BGD_Demand_Analysis.xlsx
BGD |  | S4D2 | Post-monsoon (Oct-Nov) | D2 | 0.079386 | 0.083362 |  |  | PGCB UCI hourly 2024 [S]; cross-validated vs 2023/2025 daily reports | HIGH | BGD_Demand_Analysis.xlsx
BGD |  | S4D3 | Post-monsoon (Oct-Nov) | D3 | 0.0437 | 0.041738 |  |  | PGCB UCI hourly 2024 [S]; cross-validated vs 2023/2025 daily reports | HIGH | BGD_Demand_Analysis.xlsx
BTN |  | S1D1 | Winter (Dec-Feb) | D1 | 0.034974 | 0.061644 | 372 | 1325.9 | BPC Table 5.20 Dec-24 [VERIFIED]; BPSO 2023 actual consumption | HIGH | BTN_DA_Final.xlsx
BTN |  | S1D1 | Winter (Dec-Feb) | D1 | 0.2065 | 0.1952 | 0.1952 | Deep lean season. Q1 IC=2334 MW (pre-Nikachhu in fleet count) | BPSO Q1-Q4 2024 ex-bus + quarterly IC |  | BTN_DA_Final.xlsx
BTN |  | S1D2 | Winter (Dec-Feb) | D2 | 0.12287 | 0.12329 | 653.5 |  | BPC Table 5.20 Dec-24 [VERIFIED]; BPSO 2023 actual consumption | HIGH | BTN_DA_Final.xlsx
BTN |  | S1D2 | Winter (Dec-Feb) | D2 |  | 0.2096 | 0.2096 |  | BPSO Q1-Q4 2024 ex-bus + quarterly IC |  | BTN_DA_Final.xlsx
BTN |  | S1D3 | Winter (Dec-Feb) | D3 | 0.072996 | 0.061644 | 776.5 |  | BPC Table 5.20 Dec-24 [VERIFIED]; BPSO 2023 actual consumption | HIGH | BTN_DA_Final.xlsx
BTN |  | S1D3 | Winter (Dec-Feb) | D3 |  | 0.2117 | 0.2117 |  | BPSO Q1-Q4 2024 ex-bus + quarterly IC |  | BTN_DA_Final.xlsx
BTN |  | S2D1 | Pre-monsoon (Mar-May) | D1 | 0.043086 | 0.063014 | 448.3 | 1296.3 | Interpolated 60/40 summer/winter [ESTIMATED]; BPSO 2023 actual consumption | MEDIUM | BTN_DA_Final.xlsx
BTN |  | S2D1 | Pre-monsoon (Mar-May) | D1 | 0.1958 | 0.1851 | 0.1851 |  | BPSO Q1-Q4 2024 ex-bus + quarterly IC |  | BTN_DA_Final.xlsx
BTN |  | S2D2 | Pre-monsoon (Mar-May) | D2 | 0.11688 | 0.12603 | 608.1 |  | Interpolated 60/40 summer/winter [ESTIMATED]; BPSO 2023 actual consumption | MEDIUM | BTN_DA_Final.xlsx
BTN |  | S2D2 | Pre-monsoon (Mar-May) | D2 |  | 0.1988 | 0.1988 |  | BPSO Q1-Q4 2024 ex-bus + quarterly IC |  | BTN_DA_Final.xlsx
BTN |  | S2D3 | Pre-monsoon (Mar-May) | D3 | 0.065711 | 0.063014 | 683.8 |  | Interpolated 60/40 summer/winter [ESTIMATED]; BPSO 2023 actual consumption | MEDIUM | BTN_DA_Final.xlsx
BTN |  | S2D3 | Pre-monsoon (Mar-May) | D3 |  | 0.2007 | 0.2007 |  | BPSO Q1-Q4 2024 ex-bus + quarterly IC |  | BTN_DA_Final.xlsx
BTN |  | S3D1 | SW Monsoon (Jun-Sep) | D1 | 0.074967 | 0.083562 | 588.3 | 1982.6 | BPC Table 5.20 Jun-24 [VERIFIED]; BPSO 2023 actual consumption | HIGH | BTN_DA_Final.xlsx
BTN |  | S3D1 | SW Monsoon (Jun-Sep) | D1 | 0.8676 | 0.8201 | 0.8201 | Plants run above nameplate in peak monsoon (BPSO PF: THP 106%, MHP 230%) | BPSO Q1-Q4 2024 ex-bus + quarterly IC |  | BTN_DA_Final.xlsx
BTN |  | S3D2 | SW Monsoon (Jun-Sep) | D2 | 0.17545 | 0.16712 | 688.4 |  | BPC Table 5.20 Jun-24 [VERIFIED]; BPSO 2023 actual consumption | HIGH | BTN_DA_Final.xlsx
BTN |  | S3D2 | SW Monsoon (Jun-Sep) | D2 |  | 0.8805 | 0.8805 |  | BPSO Q1-Q4 2024 ex-bus + quarterly IC |  | BTN_DA_Final.xlsx
BTN |  | S3D3 | SW Monsoon (Jun-Sep) | D3 | 0.094739 | 0.083562 | 743.4 |  | BPC Table 5.20 Jun-24 [VERIFIED]; BPSO 2023 actual consumption | HIGH | BTN_DA_Final.xlsx
BTN |  | S3D3 | SW Monsoon (Jun-Sep) | D3 |  | 0.8891 | 0.8891 |  | BPSO Q1-Q4 2024 ex-bus + quarterly IC |  | BTN_DA_Final.xlsx
BTN |  | S4D1 | Post-monsoon (Oct-Nov) | D1 | 0.03526 | 0.041781 | 553.4 | 1139.2 | Interpolated 60/40 summer/winter [ESTIMATED]; BPSO 2023 actual consumption | MEDIUM | BTN_DA_Final.xlsx
BTN |  | S4D1 | Post-monsoon (Oct-Nov) | D1 | 0.6333 | 0.5986 | 0.5986 |  | BPSO Q1-Q4 2024 ex-bus + quarterly IC |  | BTN_DA_Final.xlsx
BTN |  | S4D2 | Post-monsoon (Oct-Nov) | D2 | 0.10366 | 0.083562 | 813.5 |  | Interpolated 60/40 summer/winter [ESTIMATED]; BPSO 2023 actual consumption | MEDIUM | BTN_DA_Final.xlsx
BTN |  | S4D2 | Post-monsoon (Oct-Nov) | D2 |  | 0.6427 | 0.6427 |  | BPSO Q1-Q4 2024 ex-bus + quarterly IC |  | BTN_DA_Final.xlsx
BTN |  | S4D3 | Post-monsoon (Oct-Nov) | D3 | 0.059406 | 0.041781 | 932.3 |  | Interpolated 60/40 summer/winter [ESTIMATED]; BPSO 2023 actual consumption | MEDIUM | BTN_DA_Final.xlsx
BTN |  | S4D3 | Post-monsoon (Oct-Nov) | D3 |  | 0.649 | 0.649 |  | BPSO Q1-Q4 2024 ex-bus + quarterly IC |  | BTN_DA_Final.xlsx
IND | India_East | S1D1 | S1 | D1 | 0.04448 |  |  |  | year_demand_2023/2024.xlsx hourly MW, OSeMOSYS seasons |  | IND_DA_Final.xlsx
IND | India_North | S1D1 | S1 | D1 | 0.03999 |  |  |  | year_demand_2023/2024.xlsx hourly MW, OSeMOSYS seasons |  | IND_DA_Final.xlsx
IND | India_Northeast | S1D1 | S1 | D1 | 0.04086 |  |  |  | year_demand_2023/2024.xlsx hourly MW, OSeMOSYS seasons |  | IND_DA_Final.xlsx
IND | India_South | S1D1 | S1 | D1 | 0.05288 |  |  |  | year_demand_2023/2024.xlsx hourly MW, OSeMOSYS seasons |  | IND_DA_Final.xlsx
IND | India_West | S1D1 | S1 | D1 | 0.05402 |  |  |  | year_demand_2023/2024.xlsx hourly MW, OSeMOSYS seasons |  | IND_DA_Final.xlsx
IND | India_East | S1D2 | S1 | D2 | 0.10493 |  |  |  | year_demand_2023/2024.xlsx hourly MW, OSeMOSYS seasons |  | IND_DA_Final.xlsx
IND | India_North | S1D2 | S1 | D2 | 0.11685 |  |  |  | year_demand_2023/2024.xlsx hourly MW, OSeMOSYS seasons |  | IND_DA_Final.xlsx
IND | India_Northeast | S1D2 | S1 | D2 | 0.1095 |  |  |  | year_demand_2023/2024.xlsx hourly MW, OSeMOSYS seasons |  | IND_DA_Final.xlsx
IND | India_South | S1D2 | S1 | D2 | 0.13709 |  |  |  | year_demand_2023/2024.xlsx hourly MW, OSeMOSYS seasons |  | IND_DA_Final.xlsx
IND | India_West | S1D2 | S1 | D2 | 0.13672 |  |  |  | year_demand_2023/2024.xlsx hourly MW, OSeMOSYS seasons |  | IND_DA_Final.xlsx
IND | India_East | S1D3 | S1 | D3 | 0.05355 |  |  |  | year_demand_2023/2024.xlsx hourly MW, OSeMOSYS seasons |  | IND_DA_Final.xlsx
IND | India_North | S1D3 | S1 | D3 | 0.05356 |  |  |  | year_demand_2023/2024.xlsx hourly MW, OSeMOSYS seasons |  | IND_DA_Final.xlsx
IND | India_Northeast | S1D3 | S1 | D3 | 0.06025 |  |  |  | year_demand_2023/2024.xlsx hourly MW, OSeMOSYS seasons |  | IND_DA_Final.xlsx
IND | India_South | S1D3 | S1 | D3 | 0.05586 |  |  |  | year_demand_2023/2024.xlsx hourly MW, OSeMOSYS seasons |  | IND_DA_Final.xlsx
IND | India_West | S1D3 | S1 | D3 | 0.05999 |  |  |  | year_demand_2023/2024.xlsx hourly MW, OSeMOSYS seasons |  | IND_DA_Final.xlsx
IND | India_East | S2D1 | S2 | D1 | 0.0608 |  |  |  | year_demand_2023/2024.xlsx hourly MW, OSeMOSYS seasons |  | IND_DA_Final.xlsx
IND | India_North | S2D1 | S2 | D1 | 0.0519 |  |  |  | year_demand_2023/2024.xlsx hourly MW, OSeMOSYS seasons |  | IND_DA_Final.xlsx
IND | India_Northeast | S2D1 | S2 | D1 | 0.04992 |  |  |  | year_demand_2023/2024.xlsx hourly MW, OSeMOSYS seasons |  | IND_DA_Final.xlsx
IND | India_South | S2D1 | S2 | D1 | 0.06484 |  |  |  | year_demand_2023/2024.xlsx hourly MW, OSeMOSYS seasons |  | IND_DA_Final.xlsx
IND | India_West | S2D1 | S2 | D1 | 0.06323 |  |  |  | year_demand_2023/2024.xlsx hourly MW, OSeMOSYS seasons |  | IND_DA_Final.xlsx
IND | India_East | S2D2 | S2 | D2 | 0.12377 |  |  |  | year_demand_2023/2024.xlsx hourly MW, OSeMOSYS seasons |  | IND_DA_Final.xlsx
IND | India_North | S2D2 | S2 | D2 | 0.12239 |  |  |  | year_demand_2023/2024.xlsx hourly MW, OSeMOSYS seasons |  | IND_DA_Final.xlsx
IND | India_Northeast | S2D2 | S2 | D2 | 0.1163 |  |  |  | year_demand_2023/2024.xlsx hourly MW, OSeMOSYS seasons |  | IND_DA_Final.xlsx
IND | India_South | S2D2 | S2 | D2 | 0.15064 |  |  |  | year_demand_2023/2024.xlsx hourly MW, OSeMOSYS seasons |  | IND_DA_Final.xlsx
IND | India_West | S2D2 | S2 | D2 | 0.13801 |  |  |  | year_demand_2023/2024.xlsx hourly MW, OSeMOSYS seasons |  | IND_DA_Final.xlsx
IND | India_East | S2D3 | S2 | D3 | 0.06643 |  |  |  | year_demand_2023/2024.xlsx hourly MW, OSeMOSYS seasons |  | IND_DA_Final.xlsx
IND | India_North | S2D3 | S2 | D3 | 0.05888 |  |  |  | year_demand_2023/2024.xlsx hourly MW, OSeMOSYS seasons |  | IND_DA_Final.xlsx
IND | India_Northeast | S2D3 | S2 | D3 | 0.06658 |  |  |  | year_demand_2023/2024.xlsx hourly MW, OSeMOSYS seasons |  | IND_DA_Final.xlsx
IND | India_South | S2D3 | S2 | D3 | 0.06608 |  |  |  | year_demand_2023/2024.xlsx hourly MW, OSeMOSYS seasons |  | IND_DA_Final.xlsx
IND | India_West | S2D3 | S2 | D3 | 0.06569 |  |  |  | year_demand_2023/2024.xlsx hourly MW, OSeMOSYS seasons |  | IND_DA_Final.xlsx
IND | India_East | S3D1 | S3 | D1 | 0.09683 |  |  |  | year_demand_2023/2024.xlsx hourly MW, OSeMOSYS seasons |  | IND_DA_Final.xlsx
IND | India_North | S3D1 | S3 | D1 | 0.09746 |  |  |  | year_demand_2023/2024.xlsx hourly MW, OSeMOSYS seasons |  | IND_DA_Final.xlsx
IND | India_Northeast | S3D1 | S3 | D1 | 0.09416 |  |  |  | year_demand_2023/2024.xlsx hourly MW, OSeMOSYS seasons |  | IND_DA_Final.xlsx
IND | India_South | S3D1 | S3 | D1 | 0.07159 |  |  |  | year_demand_2023/2024.xlsx hourly MW, OSeMOSYS seasons |  | IND_DA_Final.xlsx
IND | India_West | S3D1 | S3 | D1 | 0.07555 |  |  |  | year_demand_2023/2024.xlsx hourly MW, OSeMOSYS seasons |  | IND_DA_Final.xlsx
IND | India_East | S3D2 | S3 | D2 | 0.18517 |  |  |  | year_demand_2023/2024.xlsx hourly MW, OSeMOSYS seasons |  | IND_DA_Final.xlsx
IND | India_North | S3D2 | S3 | D2 | 0.20004 |  |  |  | year_demand_2023/2024.xlsx hourly MW, OSeMOSYS seasons |  | IND_DA_Final.xlsx
IND | India_Northeast | S3D2 | S3 | D2 | 0.18696 |  |  |  | year_demand_2023/2024.xlsx hourly MW, OSeMOSYS seasons |  | IND_DA_Final.xlsx
IND | India_South | S3D2 | S3 | D2 | 0.16989 |  |  |  | year_demand_2023/2024.xlsx hourly MW, OSeMOSYS seasons |  | IND_DA_Final.xlsx
IND | India_West | S3D2 | S3 | D2 | 0.16107 |  |  |  | year_demand_2023/2024.xlsx hourly MW, OSeMOSYS seasons |  | IND_DA_Final.xlsx
IND | India_East | S3D3 | S3 | D3 | 0.10176 |  |  |  | year_demand_2023/2024.xlsx hourly MW, OSeMOSYS seasons |  | IND_DA_Final.xlsx
IND | India_North | S3D3 | S3 | D3 | 0.10334 |  |  |  | year_demand_2023/2024.xlsx hourly MW, OSeMOSYS seasons |  | IND_DA_Final.xlsx
IND | India_Northeast | S3D3 | S3 | D3 | 0.11595 |  |  |  | year_demand_2023/2024.xlsx hourly MW, OSeMOSYS seasons |  | IND_DA_Final.xlsx
IND | India_South | S3D3 | S3 | D3 | 0.07843 |  |  |  | year_demand_2023/2024.xlsx hourly MW, OSeMOSYS seasons |  | IND_DA_Final.xlsx
IND | India_West | S3D3 | S3 | D3 | 0.08052 |  |  |  | year_demand_2023/2024.xlsx hourly MW, OSeMOSYS seasons |  | IND_DA_Final.xlsx
IND | India_East | S4D1 | S4 | D1 | 0.0389 |  |  |  | year_demand_2023/2024.xlsx hourly MW, OSeMOSYS seasons |  | IND_DA_Final.xlsx
IND | India_North | S4D1 | S4 | D1 | 0.03431 |  |  |  | year_demand_2023/2024.xlsx hourly MW, OSeMOSYS seasons |  | IND_DA_Final.xlsx
IND | India_Northeast | S4D1 | S4 | D1 | 0.03292 |  |  |  | year_demand_2023/2024.xlsx hourly MW, OSeMOSYS seasons |  | IND_DA_Final.xlsx
IND | India_South | S4D1 | S4 | D1 | 0.03319 |  |  |  | year_demand_2023/2024.xlsx hourly MW, OSeMOSYS seasons |  | IND_DA_Final.xlsx
IND | India_West | S4D1 | S4 | D1 | 0.03732 |  |  |  | year_demand_2023/2024.xlsx hourly MW, OSeMOSYS seasons |  | IND_DA_Final.xlsx
IND | India_East | S4D2 | S4 | D2 | 0.07987 |  |  |  | year_demand_2023/2024.xlsx hourly MW, OSeMOSYS seasons |  | IND_DA_Final.xlsx
IND | India_North | S4D2 | S4 | D2 | 0.08165 |  |  |  | year_demand_2023/2024.xlsx hourly MW, OSeMOSYS seasons |  | IND_DA_Final.xlsx
IND | India_Northeast | S4D2 | S4 | D2 | 0.08078 |  |  |  | year_demand_2023/2024.xlsx hourly MW, OSeMOSYS seasons |  | IND_DA_Final.xlsx
IND | India_South | S4D2 | S4 | D2 | 0.08214 |  |  |  | year_demand_2023/2024.xlsx hourly MW, OSeMOSYS seasons |  | IND_DA_Final.xlsx
IND | India_West | S4D2 | S4 | D2 | 0.08706 |  |  |  | year_demand_2023/2024.xlsx hourly MW, OSeMOSYS seasons |  | IND_DA_Final.xlsx
IND | India_East | S4D3 | S4 | D3 | 0.04351 |  |  |  | year_demand_2023/2024.xlsx hourly MW, OSeMOSYS seasons |  | IND_DA_Final.xlsx
IND | India_North | S4D3 | S4 | D3 | 0.03962 |  |  |  | year_demand_2023/2024.xlsx hourly MW, OSeMOSYS seasons |  | IND_DA_Final.xlsx
IND | India_Northeast | S4D3 | S4 | D3 | 0.04581 |  |  |  | year_demand_2023/2024.xlsx hourly MW, OSeMOSYS seasons |  | IND_DA_Final.xlsx
IND | India_South | S4D3 | S4 | D3 | 0.03738 |  |  |  | year_demand_2023/2024.xlsx hourly MW, OSeMOSYS seasons |  | IND_DA_Final.xlsx
IND | India_West | S4D3 | S4 | D3 | 0.04082 |  |  |  | year_demand_2023/2024.xlsx hourly MW, OSeMOSYS seasons |  | IND_DA_Final.xlsx
LKA |  | S1D1 | Winter (Dec-Feb) | D1 | 0.048317 | 0.061644 | 1265.6 | 737.98 | PUCSL 15-min dispatch 2023; process_pucsl_spyder_v2.py | HIGH | LKA_Demand_Analysis.xlsx
LKA |  | S1D2 | Winter (Dec-Feb) | D2 | 0.12308 | 0.12329 | 1612.7 | 1879.88 | PUCSL 15-min dispatch 2023; process_pucsl_spyder_v2.py | HIGH | LKA_Demand_Analysis.xlsx
LKA |  | S1D3 | Winter (Dec-Feb) | D3 | 0.062397 | 0.061644 | 1635.4 | 953.03 | PUCSL 15-min dispatch 2023; process_pucsl_spyder_v2.py | HIGH | LKA_Demand_Analysis.xlsx
LKA |  | S2D1 | Pre-monsoon (Mar-May) | D1 | 0.052457 | 0.063014 | 1338.4 | 801.2 | PUCSL 15-min dispatch 2023; process_pucsl_spyder_v2.py | HIGH | LKA_Demand_Analysis.xlsx
LKA |  | S2D2 | Pre-monsoon (Mar-May) | D2 | 0.12898 | 0.12603 | 1646.9 | 1969.92 | PUCSL 15-min dispatch 2023; process_pucsl_spyder_v2.py | HIGH | LKA_Demand_Analysis.xlsx
LKA |  | S2D3 | Pre-monsoon (Mar-May) | D3 | 0.070015 | 0.063014 | 1786 | 1069.38 | PUCSL 15-min dispatch 2023; process_pucsl_spyder_v2.py | HIGH | LKA_Demand_Analysis.xlsx
LKA |  | S3D1 | SW Monsoon (Jun-Sep) | D1 | 0.073649 | 0.083562 | 1330.3 | 1124.88 | PUCSL 15-min dispatch 2023; process_pucsl_spyder_v2.py | HIGH | LKA_Demand_Analysis.xlsx
LKA |  | S3D2 | SW Monsoon (Jun-Sep) | D2 | 0.18064 | 0.16712 | 1633.2 | 2759.08 | PUCSL 15-min dispatch 2023; process_pucsl_spyder_v2.py | HIGH | LKA_Demand_Analysis.xlsx
LKA |  | S3D3 | SW Monsoon (Jun-Sep) | D3 | 0.098028 | 0.083562 | 1771.1 | 1497.24 | PUCSL 15-min dispatch 2023; process_pucsl_spyder_v2.py | HIGH | LKA_Demand_Analysis.xlsx
LKA |  | S4D1 | Post-monsoon (Oct-Nov) | D1 | 0.032725 | 0.041781 | 1194.3 | 499.83 | PUCSL 15-min dispatch 2023; process_pucsl_spyder_v2.py | HIGH | LKA_Demand_Analysis.xlsx
LKA |  | S4D2 | Post-monsoon (Oct-Nov) | D2 | 0.08501 | 0.083562 | 1552.4 | 1298.41 | PUCSL 15-min dispatch 2023; process_pucsl_spyder_v2.py | HIGH | LKA_Demand_Analysis.xlsx
LKA |  | S4D3 | Post-monsoon (Oct-Nov) | D3 | 0.044706 | 0.041781 | 1631.1 | 682.82 | PUCSL 15-min dispatch 2023; process_pucsl_spyder_v2.py | HIGH | LKA_Demand_Analysis.xlsx
NPL |  | S1D1 | Winter (Dec-Feb) | D1 | 0.045918 | 0.061644 |  | 2596 | NREL Table 1 FY 2073 [DATA]; NEA Yearly Summary FY 2079/80 [DATA] | HIGH | NP_DA_Final.xlsx
NPL |  | S1D1 | Winter (Dec-Feb) | D1 | 0.2 | 0.25 | NEA FY2079/80 gen + NREL hourly shape [DATA+EST] | Kulekhani dispatch pattern [ESTIMATED] | MEDIUM |  | NP_DA_Final.xlsx
NPL |  | S1D2 | Winter (Dec-Feb) | D2 | 0.1214 | 0.12329 |  |  | NREL Table 1 FY 2073 [DATA]; NEA Yearly Summary FY 2079/80 [DATA] | HIGH | NP_DA_Final.xlsx
NPL |  | S1D2 | Winter (Dec-Feb) | D2 | 0.35 | 0.26 | NEA FY2079/80 gen + NREL hourly shape [DATA+EST] | Kulekhani dispatch pattern [ESTIMATED] | MEDIUM |  | NP_DA_Final.xlsx
NPL |  | S1D3 | Winter (Dec-Feb) | D3 | 0.057488 | 0.061644 |  |  | NREL Table 1 FY 2073 [DATA]; NEA Yearly Summary FY 2079/80 [DATA] | HIGH | NP_DA_Final.xlsx
NPL |  | S1D3 | Winter (Dec-Feb) | D3 | 0.55 | 0.26 | NEA FY2079/80 gen + NREL hourly shape [DATA+EST] | Kulekhani dispatch pattern [ESTIMATED] | MEDIUM |  | NP_DA_Final.xlsx
NPL |  | S2D1 | Pre-monsoon (Mar-May) | D1 | 0.059068 | 0.063014 |  | 3036 | NREL Table 1 FY 2073 [DATA]; NEA Yearly Summary FY 2079/80 [DATA] | HIGH | NP_DA_Final.xlsx
NPL |  | S2D1 | Pre-monsoon (Mar-May) | D1 | 0.25 | 0.33 | NEA FY2079/80 gen + NREL hourly shape [DATA+EST] | Kulekhani dispatch pattern [ESTIMATED] | MEDIUM |  | NP_DA_Final.xlsx
NPL |  | S2D2 | Pre-monsoon (Mar-May) | D2 | 0.1335 | 0.12603 |  |  | NREL Table 1 FY 2073 [DATA]; NEA Yearly Summary FY 2079/80 [DATA] | HIGH | NP_DA_Final.xlsx
NPL |  | S2D2 | Pre-monsoon (Mar-May) | D2 | 0.4 | 0.35 | NEA FY2079/80 gen + NREL hourly shape [DATA+EST] | Kulekhani dispatch pattern [ESTIMATED] | MEDIUM |  | NP_DA_Final.xlsx
NPL |  | S2D3 | Pre-monsoon (Mar-May) | D3 | 0.070326 | 0.063014 |  |  | NREL Table 1 FY 2073 [DATA]; NEA Yearly Summary FY 2079/80 [DATA] | HIGH | NP_DA_Final.xlsx
NPL |  | S2D3 | Pre-monsoon (Mar-May) | D3 | 0.6 | 0.35 | NEA FY2079/80 gen + NREL hourly shape [DATA+EST] | Kulekhani dispatch pattern [ESTIMATED] | MEDIUM |  | NP_DA_Final.xlsx
NPL |  | S3D1 | SW Monsoon (Jun-Sep) | D1 | 0.09379 | 0.083562 |  | 4360 | NREL Table 1 FY 2073 [DATA]; NEA Yearly Summary FY 2079/80 [DATA] | HIGH | NP_DA_Final.xlsx
NPL |  | S3D1 | SW Monsoon (Jun-Sep) | D1 | 0.55 | 0.85 | NEA FY2079/80 gen + NREL hourly shape [DATA+EST] | Kulekhani dispatch pattern [ESTIMATED] | MEDIUM-HIGH |  | NP_DA_Final.xlsx
NPL |  | S3D2 | SW Monsoon (Jun-Sep) | D2 | 0.18753 | 0.16712 |  |  | NREL Table 1 FY 2073 [DATA]; NEA Yearly Summary FY 2079/80 [DATA] | HIGH | NP_DA_Final.xlsx
NPL |  | S3D2 | SW Monsoon (Jun-Sep) | D2 | 0.7 | 0.88 | NEA FY2079/80 gen + NREL hourly shape [DATA+EST] | Kulekhani dispatch pattern [ESTIMATED] | MEDIUM-HIGH |  | NP_DA_Final.xlsx
NPL |  | S3D3 | SW Monsoon (Jun-Sep) | D3 | 0.096213 | 0.083562 |  |  | NREL Table 1 FY 2073 [DATA]; NEA Yearly Summary FY 2079/80 [DATA] | HIGH | NP_DA_Final.xlsx
NPL |  | S3D3 | SW Monsoon (Jun-Sep) | D3 | 0.85 | 0.88 | NEA FY2079/80 gen + NREL hourly shape [DATA+EST] | Kulekhani dispatch pattern [ESTIMATED] | MEDIUM-HIGH |  | NP_DA_Final.xlsx
NPL |  | S4D1 | Post-monsoon (Oct-Nov) | D1 | 0.032377 | 0.041781 |  | 1556 | NREL Table 1 FY 2073 [DATA]; NEA Yearly Summary FY 2079/80 [DATA] | HIGH | NP_DA_Final.xlsx
NPL |  | S4D1 | Post-monsoon (Oct-Nov) | D1 | 0.4 | 0.58 | NEA FY2079/80 gen + NREL hourly shape [DATA+EST] | Kulekhani dispatch pattern [ESTIMATED] | MEDIUM |  | NP_DA_Final.xlsx
NPL |  | S4D2 | Post-monsoon (Oct-Nov) | D2 | 0.068598 | 0.083562 |  |  | NREL Table 1 FY 2073 [DATA]; NEA Yearly Summary FY 2079/80 [DATA] | HIGH | NP_DA_Final.xlsx
NPL |  | S4D2 | Post-monsoon (Oct-Nov) | D2 | 0.55 | 0.6 | NEA FY2079/80 gen + NREL hourly shape [DATA+EST] | Kulekhani dispatch pattern [ESTIMATED] | MEDIUM |  | NP_DA_Final.xlsx
NPL |  | S4D3 | Post-monsoon (Oct-Nov) | D3 | 0.033789 | 0.041781 |  |  | NREL Table 1 FY 2073 [DATA]; NEA Yearly Summary FY 2079/80 [DATA] | HIGH | NP_DA_Final.xlsx
NPL |  | S4D3 | Post-monsoon (Oct-Nov) | D3 | 0.7 | 0.6 | NEA FY2079/80 gen + NREL hourly shape [DATA+EST] | Kulekhani dispatch pattern [ESTIMATED] | MEDIUM |  | NP_DA_Final.xlsx

## Renewable_Ninja
resource | region | model_year | timeslice | season | daypart | season_name | daypart_name | cf_mean | cf_std | cf_max | cf_min | n_hours | param_lat | param_lon | utc_offset | yearsplit
solar | BGDXX | 2014 | S1D1 | S1 | D1 | Winter (Dec-Feb) | Night (00-06) | 0 | 0 | 0 | 0 | 348 | 23.7231 | 90.4086 | 6 | 0.061644
solar | BGDXX | 2014 | S1D2 | S1 | D2 | Winter (Dec-Feb) | Day (06-18) | 0.37683 | 0.25156 | 0.77 | 0 | 708 | 23.7231 | 90.4086 | 6 | 0.12329
solar | BGDXX | 2014 | S1D3 | S1 | D3 | Winter (Dec-Feb) | Evening (18-24) | 0 | 0 | 0 | 0 | 354 | 23.7231 | 90.4086 | 6 | 0.061644
solar | BGDXX | 2014 | S2D1 | S2 | D1 | Pre-monsoon (Mar-May) | Night (00-06) | 2e-06 | 4.3e-05 | 0.001 | 0 | 552 | 23.7231 | 90.4086 | 6 | 0.063014
solar | BGDXX | 2014 | S2D2 | S2 | D2 | Pre-monsoon (Mar-May) | Day (06-18) | 0.39021 | 0.22014 | 0.767 | 0.003 | 1104 | 23.7231 | 90.4086 | 6 | 0.12603
solar | BGDXX | 2014 | S2D3 | S2 | D3 | Pre-monsoon (Mar-May) | Evening (18-24) | 0 | 0 | 0 | 0 | 552 | 23.7231 | 90.4086 | 6 | 0.063014
solar | BGDXX | 2014 | S3D1 | S3 | D1 | SW Monsoon (Jun-Sep) | Night (00-06) | 4e-05 | 0.000326 | 0.005 | 0 | 732 | 23.7231 | 90.4086 | 6 | 0.083562
solar | BGDXX | 2014 | S3D2 | S3 | D2 | SW Monsoon (Jun-Sep) | Day (06-18) | 0.29508 | 0.18103 | 0.715 | 0 | 1464 | 23.7231 | 90.4086 | 6 | 0.16712
solar | BGDXX | 2014 | S3D3 | S3 | D3 | SW Monsoon (Jun-Sep) | Evening (18-24) | 1.1e-05 | 0.000116 | 0.002 | 0 | 732 | 23.7231 | 90.4086 | 6 | 0.083562
solar | BGDXX | 2014 | S4D1 | S4 | D1 | Post-monsoon (Oct-Nov) | Night (00-06) | 0 | 0 | 0 | 0 | 366 | 23.7231 | 90.4086 | 6 | 0.041781
solar | BGDXX | 2014 | S4D2 | S4 | D2 | Post-monsoon (Oct-Nov) | Day (06-18) | 0.35337 | 0.23819 | 0.729 | 0 | 732 | 23.7231 | 90.4086 | 6 | 0.083562
solar | BGDXX | 2014 | S4D3 | S4 | D3 | Post-monsoon (Oct-Nov) | Evening (18-24) | 0 | 0 | 0 | 0 | 366 | 23.7231 | 90.4086 | 6 | 0.041781
solar | BGDXX | 2015 | S1D1 | S1 | D1 | Winter (Dec-Feb) | Night (00-06) | 0 | 0 | 0 | 0 | 540 | 23.7231 | 90.4086 | 6 | 0.061644
solar | BGDXX | 2015 | S1D2 | S1 | D2 | Winter (Dec-Feb) | Day (06-18) | 0.34749 | 0.24147 | 0.737 | 0 | 1080 | 23.7231 | 90.4086 | 6 | 0.12329
solar | BGDXX | 2015 | S1D3 | S1 | D3 | Winter (Dec-Feb) | Evening (18-24) | 0 | 0 | 0 | 0 | 540 | 23.7231 | 90.4086 | 6 | 0.061644
solar | BGDXX | 2015 | S2D1 | S2 | D1 | Pre-monsoon (Mar-May) | Night (00-06) | 2e-06 | 4.3e-05 | 0.001 | 0 | 552 | 23.7231 | 90.4086 | 6 | 0.063014
solar | BGDXX | 2015 | S2D2 | S2 | D2 | Pre-monsoon (Mar-May) | Day (06-18) | 0.36316 | 0.21562 | 0.782 | 0.007 | 1104 | 23.7231 | 90.4086 | 6 | 0.12603
solar | BGDXX | 2015 | S2D3 | S2 | D3 | Pre-monsoon (Mar-May) | Evening (18-24) | 0 | 0 | 0 | 0 | 552 | 23.7231 | 90.4086 | 6 | 0.063014
solar | BGDXX | 2015 | S3D1 | S3 | D1 | SW Monsoon (Jun-Sep) | Night (00-06) | 5.9e-05 | 0.000432 | 0.005 | 0 | 732 | 23.7231 | 90.4086 | 6 | 0.083562
solar | BGDXX | 2015 | S3D2 | S3 | D2 | SW Monsoon (Jun-Sep) | Day (06-18) | 0.27856 | 0.17898 | 0.712 | 0 | 1464 | 23.7231 | 90.4086 | 6 | 0.16712
solar | BGDXX | 2015 | S3D3 | S3 | D3 | SW Monsoon (Jun-Sep) | Evening (18-24) | 8e-06 | 0.000104 | 0.002 | 0 | 732 | 23.7231 | 90.4086 | 6 | 0.083562
solar | BGDXX | 2015 | S4D1 | S4 | D1 | Post-monsoon (Oct-Nov) | Night (00-06) | 0 | 0 | 0 | 0 | 366 | 23.7231 | 90.4086 | 6 | 0.041781
solar | BGDXX | 2015 | S4D2 | S4 | D2 | Post-monsoon (Oct-Nov) | Day (06-18) | 0.35391 | 0.23911 | 0.731 | 0 | 732 | 23.7231 | 90.4086 | 6 | 0.083562
solar | BGDXX | 2015 | S4D3 | S4 | D3 | Post-monsoon (Oct-Nov) | Evening (18-24) | 0 | 0 | 0 | 0 | 366 | 23.7231 | 90.4086 | 6 | 0.041781
solar | BGDXX | 2016 | S1D1 | S1 | D1 | Winter (Dec-Feb) | Night (00-06) | 0 | 0 | 0 | 0 | 546 | 23.7231 | 90.4086 | 6 | 0.061644
solar | BGDXX | 2016 | S1D2 | S1 | D2 | Winter (Dec-Feb) | Day (06-18) | 0.33275 | 0.23453 | 0.737 | 0 | 1092 | 23.7231 | 90.4086 | 6 | 0.12329
solar | BGDXX | 2016 | S1D3 | S1 | D3 | Winter (Dec-Feb) | Evening (18-24) | 0 | 0 | 0 | 0 | 546 | 23.7231 | 90.4086 | 6 | 0.061644
solar | BGDXX | 2016 | S2D1 | S2 | D1 | Pre-monsoon (Mar-May) | Night (00-06) | 1.1e-05 | 0.000147 | 0.003 | 0 | 552 | 23.7231 | 90.4086 | 6 | 0.063014
solar | BGDXX | 2016 | S2D2 | S2 | D2 | Pre-monsoon (Mar-May) | Day (06-18) | 0.37831 | 0.21603 | 0.743 | 0.007 | 1104 | 23.7231 | 90.4086 | 6 | 0.12603
solar | BGDXX | 2016 | S2D3 | S2 | D3 | Pre-monsoon (Mar-May) | Evening (18-24) | 0 | 0 | 0 | 0 | 552 | 23.7231 | 90.4086 | 6 | 0.063014
solar | BGDXX | 2016 | S3D1 | S3 | D1 | SW Monsoon (Jun-Sep) | Night (00-06) | 6.4e-05 | 0.000422 | 0.004 | 0 | 732 | 23.7231 | 90.4086 | 6 | 0.083562
solar | BGDXX | 2016 | S3D2 | S3 | D2 | SW Monsoon (Jun-Sep) | Day (06-18) | 0.29278 | 0.17869 | 0.716 | 0.001 | 1464 | 23.7231 | 90.4086 | 6 | 0.16712
solar | BGDXX | 2016 | S3D3 | S3 | D3 | SW Monsoon (Jun-Sep) | Evening (18-24) | 1.8e-05 | 0.00016 | 0.002 | 0 | 732 | 23.7231 | 90.4086 | 6 | 0.083562
solar | BGDXX | 2016 | S4D1 | S4 | D1 | Post-monsoon (Oct-Nov) | Night (00-06) | 0 | 0 | 0 | 0 | 366 | 23.7231 | 90.4086 | 6 | 0.041781
solar | BGDXX | 2016 | S4D2 | S4 | D2 | Post-monsoon (Oct-Nov) | Day (06-18) | 0.33806 | 0.23883 | 0.732 | 0 | 732 | 23.7231 | 90.4086 | 6 | 0.083562
solar | BGDXX | 2016 | S4D3 | S4 | D3 | Post-monsoon (Oct-Nov) | Evening (18-24) | 0 | 0 | 0 | 0 | 366 | 23.7231 | 90.4086 | 6 | 0.041781
solar | BGDXX | 2017 | S1D1 | S1 | D1 | Winter (Dec-Feb) | Night (00-06) | 0 | 0 | 0 | 0 | 540 | 23.7231 | 90.4086 | 6 | 0.061644
solar | BGDXX | 2017 | S1D2 | S1 | D2 | Winter (Dec-Feb) | Day (06-18) | 0.37145 | 0.24879 | 0.767 | 0 | 1080 | 23.7231 | 90.4086 | 6 | 0.12329
solar | BGDXX | 2017 | S1D3 | S1 | D3 | Winter (Dec-Feb) | Evening (18-24) | 0 | 0 | 0 | 0 | 540 | 23.7231 | 90.4086 | 6 | 0.061644
solar | BGDXX | 2017 | S2D1 | S2 | D1 | Pre-monsoon (Mar-May) | Night (00-06) | 2e-06 | 4.3e-05 | 0.001 | 0 | 552 | 23.7231 | 90.4086 | 6 | 0.063014
solar | BGDXX | 2017 | S2D2 | S2 | D2 | Pre-monsoon (Mar-May) | Day (06-18) | 0.37244 | 0.21775 | 0.779 | 0.003 | 1104 | 23.7231 | 90.4086 | 6 | 0.12603
solar | BGDXX | 2017 | S2D3 | S2 | D3 | Pre-monsoon (Mar-May) | Evening (18-24) | 0 | 0 | 0 | 0 | 552 | 23.7231 | 90.4086 | 6 | 0.063014
solar | BGDXX | 2017 | S3D1 | S3 | D1 | SW Monsoon (Jun-Sep) | Night (00-06) | 2.2e-05 | 0.000201 | 0.003 | 0 | 732 | 23.7231 | 90.4086 | 6 | 0.083562
solar | BGDXX | 2017 | S3D2 | S3 | D2 | SW Monsoon (Jun-Sep) | Day (06-18) | 0.26468 | 0.16932 | 0.676 | 0.001 | 1464 | 23.7231 | 90.4086 | 6 | 0.16712
solar | BGDXX | 2017 | S3D3 | S3 | D3 | SW Monsoon (Jun-Sep) | Evening (18-24) | 5e-06 | 9e-05 | 0.002 | 0 | 732 | 23.7231 | 90.4086 | 6 | 0.083562
solar | BGDXX | 2017 | S4D1 | S4 | D1 | Post-monsoon (Oct-Nov) | Night (00-06) | 0 | 0 | 0 | 0 | 366 | 23.7231 | 90.4086 | 6 | 0.041781
solar | BGDXX | 2017 | S4D2 | S4 | D2 | Post-monsoon (Oct-Nov) | Day (06-18) | 0.32493 | 0.23731 | 0.728 | 0 | 732 | 23.7231 | 90.4086 | 6 | 0.083562
solar | BGDXX | 2017 | S4D3 | S4 | D3 | Post-monsoon (Oct-Nov) | Evening (18-24) | 0 | 0 | 0 | 0 | 366 | 23.7231 | 90.4086 | 6 | 0.041781
solar | BGDXX | 2018 | S1D1 | S1 | D1 | Winter (Dec-Feb) | Night (00-06) | 0 | 0 | 0 | 0 | 540 | 23.7231 | 90.4086 | 6 | 0.061644
solar | BGDXX | 2018 | S1D2 | S1 | D2 | Winter (Dec-Feb) | Day (06-18) | 0.34487 | 0.24178 | 0.746 | 0 | 1080 | 23.7231 | 90.4086 | 6 | 0.12329
solar | BGDXX | 2018 | S1D3 | S1 | D3 | Winter (Dec-Feb) | Evening (18-24) | 0 | 0 | 0 | 0 | 540 | 23.7231 | 90.4086 | 6 | 0.061644
solar | BGDXX | 2018 | S2D1 | S2 | D1 | Pre-monsoon (Mar-May) | Night (00-06) | 7e-06 | 0.000104 | 0.002 | 0 | 552 | 23.7231 | 90.4086 | 6 | 0.063014
solar | BGDXX | 2018 | S2D2 | S2 | D2 | Pre-monsoon (Mar-May) | Day (06-18) | 0.3717 | 0.21331 | 0.765 | 0.007 | 1104 | 23.7231 | 90.4086 | 6 | 0.12603
solar | BGDXX | 2018 | S2D3 | S2 | D3 | Pre-monsoon (Mar-May) | Evening (18-24) | 0 | 0 | 0 | 0 | 552 | 23.7231 | 90.4086 | 6 | 0.063014
solar | BGDXX | 2018 | S3D1 | S3 | D1 | SW Monsoon (Jun-Sep) | Night (00-06) | 2.3e-05 | 0.00023 | 0.004 | 0 | 732 | 23.7231 | 90.4086 | 6 | 0.083562
solar | BGDXX | 2018 | S3D2 | S3 | D2 | SW Monsoon (Jun-Sep) | Day (06-18) | 0.28708 | 0.1726 | 0.69 | 0.001 | 1464 | 23.7231 | 90.4086 | 6 | 0.16712
solar | BGDXX | 2018 | S3D3 | S3 | D3 | SW Monsoon (Jun-Sep) | Evening (18-24) | 4e-06 | 6.4e-05 | 0.001 | 0 | 732 | 23.7231 | 90.4086 | 6 | 0.083562
solar | BGDXX | 2018 | S4D1 | S4 | D1 | Post-monsoon (Oct-Nov) | Night (00-06) | 0 | 0 | 0 | 0 | 366 | 23.7231 | 90.4086 | 6 | 0.041781
solar | BGDXX | 2018 | S4D2 | S4 | D2 | Post-monsoon (Oct-Nov) | Day (06-18) | 0.35426 | 0.23867 | 0.717 | 0 | 732 | 23.7231 | 90.4086 | 6 | 0.083562
solar | BGDXX | 2018 | S4D3 | S4 | D3 | Post-monsoon (Oct-Nov) | Evening (18-24) | 0 | 0 | 0 | 0 | 366 | 23.7231 | 90.4086 | 6 | 0.041781
solar | BGDXX | 2019 | S1D1 | S1 | D1 | Winter (Dec-Feb) | Night (00-06) | 0 | 0 | 0 | 0 | 540 | 23.7231 | 90.4086 | 6 | 0.061644
solar | BGDXX | 2019 | S1D2 | S1 | D2 | Winter (Dec-Feb) | Day (06-18) | 0.35577 | 0.24439 | 0.765 | 0 | 1080 | 23.7231 | 90.4086 | 6 | 0.12329
solar | BGDXX | 2019 | S1D3 | S1 | D3 | Winter (Dec-Feb) | Evening (18-24) | 0 | 0 | 0 | 0 | 540 | 23.7231 | 90.4086 | 6 | 0.061644
solar | BGDXX | 2019 | S2D1 | S2 | D1 | Pre-monsoon (Mar-May) | Night (00-06) | 7e-06 | 0.000104 | 0.002 | 0 | 552 | 23.7231 | 90.4086 | 6 | 0.063014
solar | BGDXX | 2019 | S2D2 | S2 | D2 | Pre-monsoon (Mar-May) | Day (06-18) | 0.38678 | 0.21544 | 0.795 | 0 | 1104 | 23.7231 | 90.4086 | 6 | 0.12603
solar | BGDXX | 2019 | S2D3 | S2 | D3 | Pre-monsoon (Mar-May) | Evening (18-24) | 0 | 0 | 0 | 0 | 552 | 23.7231 | 90.4086 | 6 | 0.063014
solar | BGDXX | 2019 | S3D1 | S3 | D1 | SW Monsoon (Jun-Sep) | Night (00-06) | 5.9e-05 | 0.000435 | 0.006 | 0 | 732 | 23.7231 | 90.4086 | 6 | 0.083562
solar | BGDXX | 2019 | S3D2 | S3 | D2 | SW Monsoon (Jun-Sep) | Day (06-18) | 0.29155 | 0.17647 | 0.705 | 0 | 1464 | 23.7231 | 90.4086 | 6 | 0.16712
solar | BGDXX | 2019 | S3D3 | S3 | D3 | SW Monsoon (Jun-Sep) | Evening (18-24) | 1e-05 | 0.000122 | 0.002 | 0 | 732 | 23.7231 | 90.4086 | 6 | 0.083562
solar | BGDXX | 2019 | S4D1 | S4 | D1 | Post-monsoon (Oct-Nov) | Night (00-06) | 0 | 0 | 0 | 0 | 366 | 23.7231 | 90.4086 | 6 | 0.041781
solar | BGDXX | 2019 | S4D2 | S4 | D2 | Post-monsoon (Oct-Nov) | Day (06-18) | 0.33156 | 0.23487 | 0.719 | 0 | 732 | 23.7231 | 90.4086 | 6 | 0.083562
solar | BGDXX | 2019 | S4D3 | S4 | D3 | Post-monsoon (Oct-Nov) | Evening (18-24) | 0 | 0 | 0 | 0 | 366 | 23.7231 | 90.4086 | 6 | 0.041781
solar | BGDXX | 2020 | S1D1 | S1 | D1 | Winter (Dec-Feb) | Night (00-06) | 0 | 0 | 0 | 0 | 546 | 23.7231 | 90.4086 | 6 | 0.061644
solar | BGDXX | 2020 | S1D2 | S1 | D2 | Winter (Dec-Feb) | Day (06-18) | 0.34674 | 0.24296 | 0.765 | 0 | 1092 | 23.7231 | 90.4086 | 6 | 0.12329
solar | BGDXX | 2020 | S1D3 | S1 | D3 | Winter (Dec-Feb) | Evening (18-24) | 0 | 0 | 0 | 0 | 546 | 23.7231 | 90.4086 | 6 | 0.061644
solar | BGDXX | 2020 | S2D1 | S2 | D1 | Pre-monsoon (Mar-May) | Night (00-06) | 5e-06 | 7.4e-05 | 0.001 | 0 | 552 | 23.7231 | 90.4086 | 6 | 0.063014
solar | BGDXX | 2020 | S2D2 | S2 | D2 | Pre-monsoon (Mar-May) | Day (06-18) | 0.39897 | 0.21948 | 0.77 | 0.005 | 1104 | 23.7231 | 90.4086 | 6 | 0.12603
solar | BGDXX | 2020 | S2D3 | S2 | D3 | Pre-monsoon (Mar-May) | Evening (18-24) | 0 | 0 | 0 | 0 | 552 | 23.7231 | 90.4086 | 6 | 0.063014
solar | BGDXX | 2020 | S3D1 | S3 | D1 | SW Monsoon (Jun-Sep) | Night (00-06) | 4.8e-05 | 0.000414 | 0.006 | 0 | 732 | 23.7231 | 90.4086 | 6 | 0.083562
solar | BGDXX | 2020 | S3D2 | S3 | D2 | SW Monsoon (Jun-Sep) | Day (06-18) | 0.28745 | 0.17979 | 0.706 | 0 | 1464 | 23.7231 | 90.4086 | 6 | 0.16712
solar | BGDXX | 2020 | S3D3 | S3 | D3 | SW Monsoon (Jun-Sep) | Evening (18-24) | 7e-06 | 8.2e-05 | 0.001 | 0 | 732 | 23.7231 | 90.4086 | 6 | 0.083562
solar | BGDXX | 2020 | S4D1 | S4 | D1 | Post-monsoon (Oct-Nov) | Night (00-06) | 0 | 0 | 0 | 0 | 366 | 23.7231 | 90.4086 | 6 | 0.041781
solar | BGDXX | 2020 | S4D2 | S4 | D2 | Post-monsoon (Oct-Nov) | Day (06-18) | 0.33157 | 0.23546 | 0.734 | 0 | 732 | 23.7231 | 90.4086 | 6 | 0.083562
solar | BGDXX | 2020 | S4D3 | S4 | D3 | Post-monsoon (Oct-Nov) | Evening (18-24) | 0 | 0 | 0 | 0 | 366 | 23.7231 | 90.4086 | 6 | 0.041781
solar | BGDXX | 2021 | S1D1 | S1 | D1 | Winter (Dec-Feb) | Night (00-06) | 0 | 0 | 0 | 0 | 540 | 23.7231 | 90.4086 | 6 | 0.061644
solar | BGDXX | 2021 | S1D2 | S1 | D2 | Winter (Dec-Feb) | Day (06-18) | 0.34497 | 0.23974 | 0.731 | 0 | 1080 | 23.7231 | 90.4086 | 6 | 0.12329
solar | BGDXX | 2021 | S1D3 | S1 | D3 | Winter (Dec-Feb) | Evening (18-24) | 0 | 0 | 0 | 0 | 540 | 23.7231 | 90.4086 | 6 | 0.061644
solar | BGDXX | 2021 | S2D1 | S2 | D1 | Pre-monsoon (Mar-May) | Night (00-06) | 5e-06 | 7.4e-05 | 0.001 | 0 | 552 | 23.7231 | 90.4086 | 6 | 0.063014
solar | BGDXX | 2021 | S2D2 | S2 | D2 | Pre-monsoon (Mar-May) | Day (06-18) | 0.3676 | 0.2125 | 0.732 | 0.005 | 1104 | 23.7231 | 90.4086 | 6 | 0.12603
solar | BGDXX | 2021 | S2D3 | S2 | D3 | Pre-monsoon (Mar-May) | Evening (18-24) | 0 | 0 | 0 | 0 | 552 | 23.7231 | 90.4086 | 6 | 0.063014
solar | BGDXX | 2021 | S3D1 | S3 | D1 | SW Monsoon (Jun-Sep) | Night (00-06) | 7.1e-05 | 0.000499 | 0.005 | 0 | 732 | 23.7231 | 90.4086 | 6 | 0.083562
solar | BGDXX | 2021 | S3D2 | S3 | D2 | SW Monsoon (Jun-Sep) | Day (06-18) | 0.29158 | 0.17928 | 0.693 | 0.001 | 1464 | 23.7231 | 90.4086 | 6 | 0.16712
solar | BGDXX | 2021 | S3D3 | S3 | D3 | SW Monsoon (Jun-Sep) | Evening (18-24) | 1.6e-05 | 0.000156 | 0.003 | 0 | 732 | 23.7231 | 90.4086 | 6 | 0.083562
solar | BGDXX | 2021 | S4D1 | S4 | D1 | Post-monsoon (Oct-Nov) | Night (00-06) | 0 | 0 | 0 | 0 | 366 | 23.7231 | 90.4086 | 6 | 0.041781
solar | BGDXX | 2021 | S4D2 | S4 | D2 | Post-monsoon (Oct-Nov) | Day (06-18) | 0.33087 | 0.23687 | 0.748 | 0 | 732 | 23.7231 | 90.4086 | 6 | 0.083562
solar | BGDXX | 2021 | S4D3 | S4 | D3 | Post-monsoon (Oct-Nov) | Evening (18-24) | 0 | 0 | 0 | 0 | 366 | 23.7231 | 90.4086 | 6 | 0.041781
solar | BGDXX | 2022 | S1D1 | S1 | D1 | Winter (Dec-Feb) | Night (00-06) | 0 | 0 | 0 | 0 | 540 | 23.7231 | 90.4086 | 6 | 0.061644
solar | BGDXX | 2022 | S1D2 | S1 | D2 | Winter (Dec-Feb) | Day (06-18) | 0.35069 | 0.24727 | 0.768 | 0 | 1080 | 23.7231 | 90.4086 | 6 | 0.12329
solar | BGDXX | 2022 | S1D3 | S1 | D3 | Winter (Dec-Feb) | Evening (18-24) | 0 | 0 | 0 | 0 | 540 | 23.7231 | 90.4086 | 6 | 0.061644
solar | BGDXX | 2022 | S2D1 | S2 | D1 | Pre-monsoon (Mar-May) | Night (00-06) | 5e-06 | 9.5e-05 | 0.002 | 0 | 552 | 23.7231 | 90.4086 | 6 | 0.063014
solar | BGDXX | 2022 | S2D2 | S2 | D2 | Pre-monsoon (Mar-May) | Day (06-18) | 0.38856 | 0.2171 | 0.749 | 0.014 | 1104 | 23.7231 | 90.4086 | 6 | 0.12603
solar | BGDXX | 2022 | S2D3 | S2 | D3 | Pre-monsoon (Mar-May) | Evening (18-24) | 0 | 0 | 0 | 0 | 552 | 23.7231 | 90.4086 | 6 | 0.063014
solar | BGDXX | 2022 | S3D1 | S3 | D1 | SW Monsoon (Jun-Sep) | Night (00-06) | 7.8e-05 | 0.000549 | 0.006 | 0 | 732 | 23.7231 | 90.4086 | 6 | 0.083562
solar | BGDXX | 2022 | S3D2 | S3 | D2 | SW Monsoon (Jun-Sep) | Day (06-18) | 0.3128 | 0.18765 | 0.711 | 0 | 1464 | 23.7231 | 90.4086 | 6 | 0.16712
solar | BGDXX | 2022 | S3D3 | S3 | D3 | SW Monsoon (Jun-Sep) | Evening (18-24) | 1.6e-05 | 0.000156 | 0.002 | 0 | 732 | 23.7231 | 90.4086 | 6 | 0.083562
solar | BGDXX | 2022 | S4D1 | S4 | D1 | Post-monsoon (Oct-Nov) | Night (00-06) | 0 | 0 | 0 | 0 | 366 | 23.7231 | 90.4086 | 6 | 0.041781
solar | BGDXX | 2022 | S4D2 | S4 | D2 | Post-monsoon (Oct-Nov) | Day (06-18) | 0.36076 | 0.24719 | 0.746 | 0 | 732 | 23.7231 | 90.4086 | 6 | 0.083562
solar | BGDXX | 2022 | S4D3 | S4 | D3 | Post-monsoon (Oct-Nov) | Evening (18-24) | 0 | 0 | 0 | 0 | 366 | 23.7231 | 90.4086 | 6 | 0.041781
solar | BTNXX | 2014 | S1D1 | S1 | D1 | Winter (Dec-Feb) | Night (00-06) | 0 | 0 | 0 | 0 | 348 | 27.473 | 89.639 | 6 | 0.061644
solar | BTNXX | 2014 | S1D2 | S1 | D2 | Winter (Dec-Feb) | Day (06-18) | 0.50459 | 0.30923 | 0.9 | 0 | 708 | 27.473 | 89.639 | 6 | 0.12329
solar | BTNXX | 2014 | S1D3 | S1 | D3 | Winter (Dec-Feb) | Evening (18-24) | 0 | 0 | 0 | 0 | 354 | 27.473 | 89.639 | 6 | 0.061644
solar | BTNXX | 2014 | S2D1 | S2 | D1 | Pre-monsoon (Mar-May) | Night (00-06) | 6.3e-05 | 0.000456 | 0.006 | 0 | 552 | 27.473 | 89.639 | 6 | 0.063014
solar | BTNXX | 2014 | S2D2 | S2 | D2 | Pre-monsoon (Mar-May) | Day (06-18) | 0.48358 | 0.27079 | 0.9 | 0.004 | 1104 | 27.473 | 89.639 | 6 | 0.12603
solar | BTNXX | 2014 | S2D3 | S2 | D3 | Pre-monsoon (Mar-May) | Evening (18-24) | 6.2e-05 | 0.000447 | 0.007 | 0 | 552 | 27.473 | 89.639 | 6 | 0.063014
solar | BTNXX | 2014 | S3D1 | S3 | D1 | SW Monsoon (Jun-Sep) | Night (00-06) | 0.000221 | 0.00118 | 0.009 | 0 | 732 | 27.473 | 89.639 | 6 | 0.083562
solar | BTNXX | 2014 | S3D2 | S3 | D2 | SW Monsoon (Jun-Sep) | Day (06-18) | 0.3306 | 0.20898 | 0.819 | 0.002 | 1464 | 27.473 | 89.639 | 6 | 0.16712
solar | BTNXX | 2014 | S3D3 | S3 | D3 | SW Monsoon (Jun-Sep) | Evening (18-24) | 0.000161 | 0.000917 | 0.011 | 0 | 732 | 27.473 | 89.639 | 6 | 0.083562
solar | BTNXX | 2014 | S4D1 | S4 | D1 | Post-monsoon (Oct-Nov) | Night (00-06) | 0 | 0 | 0 | 0 | 366 | 27.473 | 89.639 | 6 | 0.041781
solar | BTNXX | 2014 | S4D2 | S4 | D2 | Post-monsoon (Oct-Nov) | Day (06-18) | 0.44034 | 0.28751 | 0.882 | 0 | 732 | 27.473 | 89.639 | 6 | 0.083562
solar | BTNXX | 2014 | S4D3 | S4 | D3 | Post-monsoon (Oct-Nov) | Evening (18-24) | 0 | 0 | 0 | 0 | 366 | 27.473 | 89.639 | 6 | 0.041781
solar | BTNXX | 2015 | S1D1 | S1 | D1 | Winter (Dec-Feb) | Night (00-06) | 0 | 0 | 0 | 0 | 540 | 27.473 | 89.639 | 6 | 0.061644
solar | BTNXX | 2015 | S1D2 | S1 | D2 | Winter (Dec-Feb) | Day (06-18) | 0.47176 | 0.30456 | 0.9 | 0 | 1080 | 27.473 | 89.639 | 6 | 0.12329
solar | BTNXX | 2015 | S1D3 | S1 | D3 | Winter (Dec-Feb) | Evening (18-24) | 0 | 0 | 0 | 0 | 540 | 27.473 | 89.639 | 6 | 0.061644
solar | BTNXX | 2015 | S2D1 | S2 | D1 | Pre-monsoon (Mar-May) | Night (00-06) | 7.8e-05 | 0.000574 | 0.007 | 0 | 552 | 27.473 | 89.639 | 6 | 0.063014
solar | BTNXX | 2015 | S2D2 | S2 | D2 | Pre-monsoon (Mar-May) | Day (06-18) | 0.44812 | 0.2639 | 0.9 | 0.002 | 1104 | 27.473 | 89.639 | 6 | 0.12603
solar | BTNXX | 2015 | S2D3 | S2 | D3 | Pre-monsoon (Mar-May) | Evening (18-24) | 2e-05 | 0.000212 | 0.003 | 0 | 552 | 27.473 | 89.639 | 6 | 0.063014
solar | BTNXX | 2015 | S3D1 | S3 | D1 | SW Monsoon (Jun-Sep) | Night (00-06) | 0.00025 | 0.00122 | 0.01 | 0 | 732 | 27.473 | 89.639 | 6 | 0.083562
solar | BTNXX | 2015 | S3D2 | S3 | D2 | SW Monsoon (Jun-Sep) | Day (06-18) | 0.3192 | 0.20442 | 0.791 | 0.002 | 1464 | 27.473 | 89.639 | 6 | 0.16712
solar | BTNXX | 2015 | S3D3 | S3 | D3 | SW Monsoon (Jun-Sep) | Evening (18-24) | 0.000232 | 0.001207 | 0.012 | 0 | 732 | 27.473 | 89.639 | 6 | 0.083562
solar | BTNXX | 2015 | S4D1 | S4 | D1 | Post-monsoon (Oct-Nov) | Night (00-06) | 0 | 0 | 0 | 0 | 366 | 27.473 | 89.639 | 6 | 0.041781
solar | BTNXX | 2015 | S4D2 | S4 | D2 | Post-monsoon (Oct-Nov) | Day (06-18) | 0.41676 | 0.28458 | 0.862 | 0 | 732 | 27.473 | 89.639 | 6 | 0.083562
solar | BTNXX | 2015 | S4D3 | S4 | D3 | Post-monsoon (Oct-Nov) | Evening (18-24) | 0 | 0 | 0 | 0 | 366 | 27.473 | 89.639 | 6 | 0.041781
solar | BTNXX | 2016 | S1D1 | S1 | D1 | Winter (Dec-Feb) | Night (00-06) | 0 | 0 | 0 | 0 | 546 | 27.473 | 89.639 | 6 | 0.061644
solar | BTNXX | 2016 | S1D2 | S1 | D2 | Winter (Dec-Feb) | Day (06-18) | 0.46919 | 0.30604 | 0.9 | 0 | 1092 | 27.473 | 89.639 | 6 | 0.12329
solar | BTNXX | 2016 | S1D3 | S1 | D3 | Winter (Dec-Feb) | Evening (18-24) | 0 | 0 | 0 | 0 | 546 | 27.473 | 89.639 | 6 | 0.061644
solar | BTNXX | 2016 | S2D1 | S2 | D1 | Pre-monsoon (Mar-May) | Night (00-06) | 0.0001 | 0.000673 | 0.008 | 0 | 552 | 27.473 | 89.639 | 6 | 0.063014
solar | BTNXX | 2016 | S2D2 | S2 | D2 | Pre-monsoon (Mar-May) | Day (06-18) | 0.46731 | 0.2636 | 0.9 | 0.009 | 1104 | 27.473 | 89.639 | 6 | 0.12603
solar | BTNXX | 2016 | S2D3 | S2 | D3 | Pre-monsoon (Mar-May) | Evening (18-24) | 8e-05 | 0.000569 | 0.007 | 0 | 552 | 27.473 | 89.639 | 6 | 0.063014
solar | BTNXX | 2016 | S3D1 | S3 | D1 | SW Monsoon (Jun-Sep) | Night (00-06) | 0.000167 | 0.000987 | 0.01 | 0 | 732 | 27.473 | 89.639 | 6 | 0.083562
solar | BTNXX | 2016 | S3D2 | S3 | D2 | SW Monsoon (Jun-Sep) | Day (06-18) | 0.30724 | 0.19057 | 0.789 | 0 | 1464 | 27.473 | 89.639 | 6 | 0.16712
solar | BTNXX | 2016 | S3D3 | S3 | D3 | SW Monsoon (Jun-Sep) | Evening (18-24) | 0.00016 | 0.000882 | 0.01 | 0 | 732 | 27.473 | 89.639 | 6 | 0.083562
solar | BTNXX | 2016 | S4D1 | S4 | D1 | Post-monsoon (Oct-Nov) | Night (00-06) | 0 | 0 | 0 | 0 | 366 | 27.473 | 89.639 | 6 | 0.041781
solar | BTNXX | 2016 | S4D2 | S4 | D2 | Post-monsoon (Oct-Nov) | Day (06-18) | 0.44275 | 0.29625 | 0.893 | 0 | 732 | 27.473 | 89.639 | 6 | 0.083562
solar | BTNXX | 2016 | S4D3 | S4 | D3 | Post-monsoon (Oct-Nov) | Evening (18-24) | 0 | 0 | 0 | 0 | 366 | 27.473 | 89.639 | 6 | 0.041781
solar | BTNXX | 2017 | S1D1 | S1 | D1 | Winter (Dec-Feb) | Night (00-06) | 0 | 0 | 0 | 0 | 540 | 27.473 | 89.639 | 6 | 0.061644
solar | BTNXX | 2017 | S1D2 | S1 | D2 | Winter (Dec-Feb) | Day (06-18) | 0.48275 | 0.30754 | 0.9 | 0 | 1080 | 27.473 | 89.639 | 6 | 0.12329
solar | BTNXX | 2017 | S1D3 | S1 | D3 | Winter (Dec-Feb) | Evening (18-24) | 0 | 0 | 0 | 0 | 540 | 27.473 | 89.639 | 6 | 0.061644
solar | BTNXX | 2017 | S2D1 | S2 | D1 | Pre-monsoon (Mar-May) | Night (00-06) | 0.000105 | 0.000738 | 0.009 | 0 | 552 | 27.473 | 89.639 | 6 | 0.063014
solar | BTNXX | 2017 | S2D2 | S2 | D2 | Pre-monsoon (Mar-May) | Day (06-18) | 0.46424 | 0.26815 | 0.9 | 0.006 | 1104 | 27.473 | 89.639 | 6 | 0.12603
solar | BTNXX | 2017 | S2D3 | S2 | D3 | Pre-monsoon (Mar-May) | Evening (18-24) | 8.9e-05 | 0.000658 | 0.007 | 0 | 552 | 27.473 | 89.639 | 6 | 0.063014
solar | BTNXX | 2017 | S3D1 | S3 | D1 | SW Monsoon (Jun-Sep) | Night (00-06) | 0.000262 | 0.001274 | 0.011 | 0 | 732 | 27.473 | 89.639 | 6 | 0.083562
solar | BTNXX | 2017 | S3D2 | S3 | D2 | SW Monsoon (Jun-Sep) | Day (06-18) | 0.33228 | 0.20352 | 0.803 | 0 | 1464 | 27.473 | 89.639 | 6 | 0.16712
solar | BTNXX | 2017 | S3D3 | S3 | D3 | SW Monsoon (Jun-Sep) | Evening (18-24) | 0.000204 | 0.00104 | 0.01 | 0 | 732 | 27.473 | 89.639 | 6 | 0.083562
solar | BTNXX | 2017 | S4D1 | S4 | D1 | Post-monsoon (Oct-Nov) | Night (00-06) | 0 | 0 | 0 | 0 | 366 | 27.473 | 89.639 | 6 | 0.041781
solar | BTNXX | 2017 | S4D2 | S4 | D2 | Post-monsoon (Oct-Nov) | Day (06-18) | 0.43379 | 0.29303 | 0.88 | 0 | 732 | 27.473 | 89.639 | 6 | 0.083562
solar | BTNXX | 2017 | S4D3 | S4 | D3 | Post-monsoon (Oct-Nov) | Evening (18-24) | 0 | 0 | 0 | 0 | 366 | 27.473 | 89.639 | 6 | 0.041781
solar | BTNXX | 2018 | S1D1 | S1 | D1 | Winter (Dec-Feb) | Night (00-06) | 0 | 0 | 0 | 0 | 540 | 27.473 | 89.639 | 6 | 0.061644
solar | BTNXX | 2018 | S1D2 | S1 | D2 | Winter (Dec-Feb) | Day (06-18) | 0.49243 | 0.30563 | 0.9 | 0 | 1080 | 27.473 | 89.639 | 6 | 0.12329
solar | BTNXX | 2018 | S1D3 | S1 | D3 | Winter (Dec-Feb) | Evening (18-24) | 0 | 0 | 0 | 0 | 540 | 27.473 | 89.639 | 6 | 0.061644
solar | BTNXX | 2018 | S2D1 | S2 | D1 | Pre-monsoon (Mar-May) | Night (00-06) | 4.2e-05 | 0.000381 | 0.006 | 0 | 552 | 27.473 | 89.639 | 6 | 0.063014
solar | BTNXX | 2018 | S2D2 | S2 | D2 | Pre-monsoon (Mar-May) | Day (06-18) | 0.43362 | 0.25876 | 0.9 | 0 | 1104 | 27.473 | 89.639 | 6 | 0.12603
solar | BTNXX | 2018 | S2D3 | S2 | D3 | Pre-monsoon (Mar-May) | Evening (18-24) | 5.4e-05 | 0.000494 | 0.006 | 0 | 552 | 27.473 | 89.639 | 6 | 0.063014
solar | BTNXX | 2018 | S3D1 | S3 | D1 | SW Monsoon (Jun-Sep) | Night (00-06) | 0.000264 | 0.001213 | 0.01 | 0 | 732 | 27.473 | 89.639 | 6 | 0.083562
solar | BTNXX | 2018 | S3D2 | S3 | D2 | SW Monsoon (Jun-Sep) | Day (06-18) | 0.36446 | 0.21449 | 0.855 | 0.003 | 1464 | 27.473 | 89.639 | 6 | 0.16712
solar | BTNXX | 2018 | S3D3 | S3 | D3 | SW Monsoon (Jun-Sep) | Evening (18-24) | 0.000254 | 0.001206 | 0.011 | 0 | 732 | 27.473 | 89.639 | 6 | 0.083562
solar | BTNXX | 2018 | S4D1 | S4 | D1 | Post-monsoon (Oct-Nov) | Night (00-06) | 0 | 0 | 0 | 0 | 366 | 27.473 | 89.639 | 6 | 0.041781
solar | BTNXX | 2018 | S4D2 | S4 | D2 | Post-monsoon (Oct-Nov) | Day (06-18) | 0.47398 | 0.29809 | 0.894 | 0 | 732 | 27.473 | 89.639 | 6 | 0.083562
solar | BTNXX | 2018 | S4D3 | S4 | D3 | Post-monsoon (Oct-Nov) | Evening (18-24) | 0 | 0 | 0 | 0 | 366 | 27.473 | 89.639 | 6 | 0.041781
solar | BTNXX | 2019 | S1D1 | S1 | D1 | Winter (Dec-Feb) | Night (00-06) | 0 | 0 | 0 | 0 | 540 | 27.473 | 89.639 | 6 | 0.061644
solar | BTNXX | 2019 | S1D2 | S1 | D2 | Winter (Dec-Feb) | Day (06-18) | 0.47849 | 0.30604 | 0.9 | 0 | 1080 | 27.473 | 89.639 | 6 | 0.12329
solar | BTNXX | 2019 | S1D3 | S1 | D3 | Winter (Dec-Feb) | Evening (18-24) | 0 | 0 | 0 | 0 | 540 | 27.473 | 89.639 | 6 | 0.061644
solar | BTNXX | 2019 | S2D1 | S2 | D1 | Pre-monsoon (Mar-May) | Night (00-06) | 0.000105 | 0.000652 | 0.006 | 0 | 552 | 27.473 | 89.639 | 6 | 0.063014
solar | BTNXX | 2019 | S2D2 | S2 | D2 | Pre-monsoon (Mar-May) | Day (06-18) | 0.48094 | 0.26759 | 0.9 | 0.013 | 1104 | 27.473 | 89.639 | 6 | 0.12603
solar | BTNXX | 2019 | S2D3 | S2 | D3 | Pre-monsoon (Mar-May) | Evening (18-24) | 5.1e-05 | 0.000423 | 0.006 | 0 | 552 | 27.473 | 89.639 | 6 | 0.063014
solar | BTNXX | 2019 | S3D1 | S3 | D1 | SW Monsoon (Jun-Sep) | Night (00-06) | 0.000283 | 0.001458 | 0.012 | 0 | 732 | 27.473 | 89.639 | 6 | 0.083562
solar | BTNXX | 2019 | S3D2 | S3 | D2 | SW Monsoon (Jun-Sep) | Day (06-18) | 0.35059 | 0.21208 | 0.798 | 0.001 | 1464 | 27.473 | 89.639 | 6 | 0.16712
solar | BTNXX | 2019 | S3D3 | S3 | D3 | SW Monsoon (Jun-Sep) | Evening (18-24) | 0.000262 | 0.001343 | 0.013 | 0 | 732 | 27.473 | 89.639 | 6 | 0.083562
solar | BTNXX | 2019 | S4D1 | S4 | D1 | Post-monsoon (Oct-Nov) | Night (00-06) | 0 | 0 | 0 | 0 | 366 | 27.473 | 89.639 | 6 | 0.041781
solar | BTNXX | 2019 | S4D2 | S4 | D2 | Post-monsoon (Oct-Nov) | Day (06-18) | 0.4275 | 0.28744 | 0.872 | 0 | 732 | 27.473 | 89.639 | 6 | 0.083562
solar | BTNXX | 2019 | S4D3 | S4 | D3 | Post-monsoon (Oct-Nov) | Evening (18-24) | 0 | 0 | 0 | 0 | 366 | 27.473 | 89.639 | 6 | 0.041781
solar | BTNXX | 2020 | S1D1 | S1 | D1 | Winter (Dec-Feb) | Night (00-06) | 0 | 0 | 0 | 0 | 546 | 27.473 | 89.639 | 6 | 0.061644
solar | BTNXX | 2020 | S1D2 | S1 | D2 | Winter (Dec-Feb) | Day (06-18) | 0.47876 | 0.30953 | 0.9 | 0 | 1092 | 27.473 | 89.639 | 6 | 0.12329
solar | BTNXX | 2020 | S1D3 | S1 | D3 | Winter (Dec-Feb) | Evening (18-24) | 0 | 0 | 0 | 0 | 546 | 27.473 | 89.639 | 6 | 0.061644
solar | BTNXX | 2020 | S2D1 | S2 | D1 | Pre-monsoon (Mar-May) | Night (00-06) | 9.2e-05 | 0.000679 | 0.007 | 0 | 552 | 27.473 | 89.639 | 6 | 0.063014
solar | BTNXX | 2020 | S2D2 | S2 | D2 | Pre-monsoon (Mar-May) | Day (06-18) | 0.43387 | 0.2517 | 0.9 | 0 | 1104 | 27.473 | 89.639 | 6 | 0.12603
solar | BTNXX | 2020 | S2D3 | S2 | D3 | Pre-monsoon (Mar-May) | Evening (18-24) | 6.2e-05 | 0.0005 | 0.006 | 0 | 552 | 27.473 | 89.639 | 6 | 0.063014
solar | BTNXX | 2020 | S3D1 | S3 | D1 | SW Monsoon (Jun-Sep) | Night (00-06) | 0.000276 | 0.001346 | 0.01 | 0 | 732 | 27.473 | 89.639 | 6 | 0.083562
solar | BTNXX | 2020 | S3D2 | S3 | D2 | SW Monsoon (Jun-Sep) | Day (06-18) | 0.33457 | 0.20765 | 0.823 | 0 | 1464 | 27.473 | 89.639 | 6 | 0.16712
solar | BTNXX | 2020 | S3D3 | S3 | D3 | SW Monsoon (Jun-Sep) | Evening (18-24) | 0.00025 | 0.001252 | 0.011 | 0 | 732 | 27.473 | 89.639 | 6 | 0.083562
solar | BTNXX | 2020 | S4D1 | S4 | D1 | Post-monsoon (Oct-Nov) | Night (00-06) | 0 | 0 | 0 | 0 | 366 | 27.473 | 89.639 | 6 | 0.041781
solar | BTNXX | 2020 | S4D2 | S4 | D2 | Post-monsoon (Oct-Nov) | Day (06-18) | 0.47862 | 0.29954 | 0.886 | 0 | 732 | 27.473 | 89.639 | 6 | 0.083562
solar | BTNXX | 2020 | S4D3 | S4 | D3 | Post-monsoon (Oct-Nov) | Evening (18-24) | 0 | 0 | 0 | 0 | 366 | 27.473 | 89.639 | 6 | 0.041781
solar | BTNXX | 2021 | S1D1 | S1 | D1 | Winter (Dec-Feb) | Night (00-06) | 0 | 0 | 0 | 0 | 540 | 27.473 | 89.639 | 6 | 0.061644
solar | BTNXX | 2021 | S1D2 | S1 | D2 | Winter (Dec-Feb) | Day (06-18) | 0.48194 | 0.3051 | 0.9 | 0 | 1080 | 27.473 | 89.639 | 6 | 0.12329
solar | BTNXX | 2021 | S1D3 | S1 | D3 | Winter (Dec-Feb) | Evening (18-24) | 0 | 0 | 0 | 0 | 540 | 27.473 | 89.639 | 6 | 0.061644
solar | BTNXX | 2021 | S2D1 | S2 | D1 | Pre-monsoon (Mar-May) | Night (00-06) | 8.2e-05 | 0.000544 | 0.007 | 0 | 552 | 27.473 | 89.639 | 6 | 0.063014
solar | BTNXX | 2021 | S2D2 | S2 | D2 | Pre-monsoon (Mar-May) | Day (06-18) | 0.47505 | 0.26856 | 0.9 | 0.015 | 1104 | 27.473 | 89.639 | 6 | 0.12603
solar | BTNXX | 2021 | S2D3 | S2 | D3 | Pre-monsoon (Mar-May) | Evening (18-24) | 8.5e-05 | 0.000579 | 0.007 | 0 | 552 | 27.473 | 89.639 | 6 | 0.063014
solar | BTNXX | 2021 | S3D1 | S3 | D1 | SW Monsoon (Jun-Sep) | Night (00-06) | 0.000299 | 0.001401 | 0.011 | 0 | 732 | 27.473 | 89.639 | 6 | 0.083562
solar | BTNXX | 2021 | S3D2 | S3 | D2 | SW Monsoon (Jun-Sep) | Day (06-18) | 0.34358 | 0.20991 | 0.826 | 0.004 | 1464 | 27.473 | 89.639 | 6 | 0.16712
solar | BTNXX | 2021 | S3D3 | S3 | D3 | SW Monsoon (Jun-Sep) | Evening (18-24) | 0.000217 | 0.001218 | 0.013 | 0 | 732 | 27.473 | 89.639 | 6 | 0.083562
solar | BTNXX | 2021 | S4D1 | S4 | D1 | Post-monsoon (Oct-Nov) | Night (00-06) | 0 | 0 | 0 | 0 | 366 | 27.473 | 89.639 | 6 | 0.041781
solar | BTNXX | 2021 | S4D2 | S4 | D2 | Post-monsoon (Oct-Nov) | Day (06-18) | 0.42495 | 0.29358 | 0.877 | 0 | 732 | 27.473 | 89.639 | 6 | 0.083562
solar | BTNXX | 2021 | S4D3 | S4 | D3 | Post-monsoon (Oct-Nov) | Evening (18-24) | 0 | 0 | 0 | 0 | 366 | 27.473 | 89.639 | 6 | 0.041781
solar | BTNXX | 2022 | S1D1 | S1 | D1 | Winter (Dec-Feb) | Night (00-06) | 0 | 0 | 0 | 0 | 540 | 27.473 | 89.639 | 6 | 0.061644
solar | BTNXX | 2022 | S1D2 | S1 | D2 | Winter (Dec-Feb) | Day (06-18) | 0.44815 | 0.30337 | 0.9 | 0 | 1080 | 27.473 | 89.639 | 6 | 0.12329
solar | BTNXX | 2022 | S1D3 | S1 | D3 | Winter (Dec-Feb) | Evening (18-24) | 0 | 0 | 0 | 0 | 540 | 27.473 | 89.639 | 6 | 0.061644
solar | BTNXX | 2022 | S2D1 | S2 | D1 | Pre-monsoon (Mar-May) | Night (00-06) | 7.6e-05 | 0.000533 | 0.006 | 0 | 552 | 27.473 | 89.639 | 6 | 0.063014
solar | BTNXX | 2022 | S2D2 | S2 | D2 | Pre-monsoon (Mar-May) | Day (06-18) | 0.47391 | 0.26613 | 0.9 | 0.012 | 1104 | 27.473 | 89.639 | 6 | 0.12603
solar | BTNXX | 2022 | S2D3 | S2 | D3 | Pre-monsoon (Mar-May) | Evening (18-24) | 6.7e-05 | 0.000464 | 0.005 | 0 | 552 | 27.473 | 89.639 | 6 | 0.063014
solar | BTNXX | 2022 | S3D1 | S3 | D1 | SW Monsoon (Jun-Sep) | Night (00-06) | 0.00027 | 0.001313 | 0.011 | 0 | 732 | 27.473 | 89.639 | 6 | 0.083562
solar | BTNXX | 2022 | S3D2 | S3 | D2 | SW Monsoon (Jun-Sep) | Day (06-18) | 0.34512 | 0.20906 | 0.814 | 0 | 1464 | 27.473 | 89.639 | 6 | 0.16712
solar | BTNXX | 2022 | S3D3 | S3 | D3 | SW Monsoon (Jun-Sep) | Evening (18-24) | 0.000234 | 0.001157 | 0.01 | 0 | 732 | 27.473 | 89.639 | 6 | 0.083562
solar | BTNXX | 2022 | S4D1 | S4 | D1 | Post-monsoon (Oct-Nov) | Night (00-06) | 0 | 0 | 0 | 0 | 366 | 27.473 | 89.639 | 6 | 0.041781
solar | BTNXX | 2022 | S4D2 | S4 | D2 | Post-monsoon (Oct-Nov) | Day (06-18) | 0.4513 | 0.29561 | 0.89 | 0 | 732 | 27.473 | 89.639 | 6 | 0.083562
solar | BTNXX | 2022 | S4D3 | S4 | D3 | Post-monsoon (Oct-Nov) | Evening (18-24) | 0 | 0 | 0 | 0 | 366 | 27.473 | 89.639 | 6 | 0.041781
solar | INDEA | 2014 | S1D1 | S1 | D1 | Winter (Dec-Feb) | Night (00-06) | 9.7e-05 | 0.000622 | 0.006 | 0 | 349 | 22.495 | 88.3247 | 5.5 | 0.061644
solar | INDEA | 2014 | S1D2 | S1 | D2 | Winter (Dec-Feb) | Day (06-18) | 0.37956 | 0.25099 | 0.78 | 0 | 708 | 22.495 | 88.3247 | 5.5 | 0.12329
solar | INDEA | 2014 | S1D3 | S1 | D3 | Winter (Dec-Feb) | Evening (18-24) | 0 | 0 | 0 | 0 | 354 | 22.495 | 88.3247 | 5.5 | 0.061644
solar | INDEA | 2014 | S2D1 | S2 | D1 | Pre-monsoon (Mar-May) | Night (00-06) | 0.006625 | 0.01672 | 0.081 | 0 | 552 | 22.495 | 88.3247 | 5.5 | 0.063014
solar | INDEA | 2014 | S2D2 | S2 | D2 | Pre-monsoon (Mar-May) | Day (06-18) | 0.3888 | 0.2256 | 0.747 | 0 | 1104 | 22.495 | 88.3247 | 5.5 | 0.12603
solar | INDEA | 2014 | S2D3 | S2 | D3 | Pre-monsoon (Mar-May) | Evening (18-24) | 0 | 0 | 0 | 0 | 552 | 22.495 | 88.3247 | 5.5 | 0.063014
solar | INDEA | 2014 | S3D1 | S3 | D1 | SW Monsoon (Jun-Sep) | Night (00-06) | 0.005426 | 0.014244 | 0.077 | 0 | 732 | 22.495 | 88.3247 | 5.5 | 0.083562
solar | INDEA | 2014 | S3D2 | S3 | D2 | SW Monsoon (Jun-Sep) | Day (06-18) | 0.2656 | 0.17473 | 0.715 | 0 | 1464 | 22.495 | 88.3247 | 5.5 | 0.16712
solar | INDEA | 2014 | S3D3 | S3 | D3 | SW Monsoon (Jun-Sep) | Evening (18-24) | 0 | 0 | 0 | 0 | 732 | 22.495 | 88.3247 | 5.5 | 0.083562
solar | INDEA | 2014 | S4D1 | S4 | D1 | Post-monsoon (Oct-Nov) | Night (00-06) | 0.000489 | 0.002222 | 0.015 | 0 | 366 | 22.495 | 88.3247 | 5.5 | 0.041781
solar | INDEA | 2014 | S4D2 | S4 | D2 | Post-monsoon (Oct-Nov) | Day (06-18) | 0.35067 | 0.23646 | 0.735 | 0 | 732 | 22.495 | 88.3247 | 5.5 | 0.083562
solar | INDEA | 2014 | S4D3 | S4 | D3 | Post-monsoon (Oct-Nov) | Evening (18-24) | 0 | 0 | 0 | 0 | 366 | 22.495 | 88.3247 | 5.5 | 0.041781
solar | INDEA | 2015 | S1D1 | S1 | D1 | Winter (Dec-Feb) | Night (00-06) | 5.9e-05 | 0.00048 | 0.006 | 0 | 540 | 22.495 | 88.3247 | 5.5 | 0.061644
solar | INDEA | 2015 | S1D2 | S1 | D2 | Winter (Dec-Feb) | Day (06-18) | 0.34959 | 0.24008 | 0.739 | 0 | 1080 | 22.495 | 88.3247 | 5.5 | 0.12329
solar | INDEA | 2015 | S1D3 | S1 | D3 | Winter (Dec-Feb) | Evening (18-24) | 0 | 0 | 0 | 0 | 540 | 22.495 | 88.3247 | 5.5 | 0.061644
solar | INDEA | 2015 | S2D1 | S2 | D1 | Pre-monsoon (Mar-May) | Night (00-06) | 0.005582 | 0.014656 | 0.078 | 0 | 552 | 22.495 | 88.3247 | 5.5 | 0.063014
solar | INDEA | 2015 | S2D2 | S2 | D2 | Pre-monsoon (Mar-May) | Day (06-18) | 0.36675 | 0.22201 | 0.765 | 0 | 1104 | 22.495 | 88.3247 | 5.5 | 0.12603
solar | INDEA | 2015 | S2D3 | S2 | D3 | Pre-monsoon (Mar-May) | Evening (18-24) | 0 | 0 | 0 | 0 | 552 | 22.495 | 88.3247 | 5.5 | 0.063014
solar | INDEA | 2015 | S3D1 | S3 | D1 | SW Monsoon (Jun-Sep) | Night (00-06) | 0.005447 | 0.01497 | 0.086 | 0 | 732 | 22.495 | 88.3247 | 5.5 | 0.083562
solar | INDEA | 2015 | S3D2 | S3 | D2 | SW Monsoon (Jun-Sep) | Day (06-18) | 0.25953 | 0.17582 | 0.707 | 0 | 1464 | 22.495 | 88.3247 | 5.5 | 0.16712
solar | INDEA | 2015 | S3D3 | S3 | D3 | SW Monsoon (Jun-Sep) | Evening (18-24) | 0 | 0 | 0 | 0 | 732 | 22.495 | 88.3247 | 5.5 | 0.083562
solar | INDEA | 2015 | S4D1 | S4 | D1 | Post-monsoon (Oct-Nov) | Night (00-06) | 0.000311 | 0.001436 | 0.013 | 0 | 366 | 22.495 | 88.3247 | 5.5 | 0.041781
solar | INDEA | 2015 | S4D2 | S4 | D2 | Post-monsoon (Oct-Nov) | Day (06-18) | 0.34947 | 0.23557 | 0.736 | 0 | 732 | 22.495 | 88.3247 | 5.5 | 0.083562
solar | INDEA | 2015 | S4D3 | S4 | D3 | Post-monsoon (Oct-Nov) | Evening (18-24) | 0 | 0 | 0 | 0 | 366 | 22.495 | 88.3247 | 5.5 | 0.041781
solar | INDEA | 2016 | S1D1 | S1 | D1 | Winter (Dec-Feb) | Night (00-06) | 3.7e-05 | 0.000422 | 0.007 | 0 | 546 | 22.495 | 88.3247 | 5.5 | 0.061644
solar | INDEA | 2016 | S1D2 | S1 | D2 | Winter (Dec-Feb) | Day (06-18) | 0.32359 | 0.22826 | 0.739 | 0 | 1092 | 22.495 | 88.3247 | 5.5 | 0.12329
solar | INDEA | 2016 | S1D3 | S1 | D3 | Winter (Dec-Feb) | Evening (18-24) | 0 | 0 | 0 | 0 | 546 | 22.495 | 88.3247 | 5.5 | 0.061644
solar | INDEA | 2016 | S2D1 | S2 | D1 | Pre-monsoon (Mar-May) | Night (00-06) | 0.006654 | 0.017448 | 0.08 | 0 | 552 | 22.495 | 88.3247 | 5.5 | 0.063014
solar | INDEA | 2016 | S2D2 | S2 | D2 | Pre-monsoon (Mar-May) | Day (06-18) | 0.39143 | 0.22282 | 0.727 | 0 | 1104 | 22.495 | 88.3247 | 5.5 | 0.12603
solar | INDEA | 2016 | S2D3 | S2 | D3 | Pre-monsoon (Mar-May) | Evening (18-24) | 0 | 0 | 0 | 0 | 552 | 22.495 | 88.3247 | 5.5 | 0.063014
solar | INDEA | 2016 | S3D1 | S3 | D1 | SW Monsoon (Jun-Sep) | Night (00-06) | 0.00612 | 0.016394 | 0.091 | 0 | 732 | 22.495 | 88.3247 | 5.5 | 0.083562
solar | INDEA | 2016 | S3D2 | S3 | D2 | SW Monsoon (Jun-Sep) | Day (06-18) | 0.28238 | 0.1835 | 0.7 | 0 | 1464 | 22.495 | 88.3247 | 5.5 | 0.16712
solar | INDEA | 2016 | S3D3 | S3 | D3 | SW Monsoon (Jun-Sep) | Evening (18-24) | 0 | 0 | 0 | 0 | 732 | 22.495 | 88.3247 | 5.5 | 0.083562
solar | INDEA | 2016 | S4D1 | S4 | D1 | Post-monsoon (Oct-Nov) | Night (00-06) | 0.000314 | 0.001585 | 0.014 | 0 | 366 | 22.495 | 88.3247 | 5.5 | 0.041781
solar | INDEA | 2016 | S4D2 | S4 | D2 | Post-monsoon (Oct-Nov) | Day (06-18) | 0.33566 | 0.23439 | 0.733 | 0 | 732 | 22.495 | 88.3247 | 5.5 | 0.083562
solar | INDEA | 2016 | S4D3 | S4 | D3 | Post-monsoon (Oct-Nov) | Evening (18-24) | 0 | 0 | 0 | 0 | 366 | 22.495 | 88.3247 | 5.5 | 0.041781
solar | INDEA | 2017 | S1D1 | S1 | D1 | Winter (Dec-Feb) | Night (00-06) | 0.0001 | 0.000928 | 0.011 | 0 | 540 | 22.495 | 88.3247 | 5.5 | 0.061644
solar | INDEA | 2017 | S1D2 | S1 | D2 | Winter (Dec-Feb) | Day (06-18) | 0.36544 | 0.24474 | 0.774 | 0 | 1080 | 22.495 | 88.3247 | 5.5 | 0.12329
solar | INDEA | 2017 | S1D3 | S1 | D3 | Winter (Dec-Feb) | Evening (18-24) | 0 | 0 | 0 | 0 | 540 | 22.495 | 88.3247 | 5.5 | 0.061644
solar | INDEA | 2017 | S2D1 | S2 | D1 | Pre-monsoon (Mar-May) | Night (00-06) | 0.006346 | 0.016227 | 0.076 | 0 | 552 | 22.495 | 88.3247 | 5.5 | 0.063014
solar | INDEA | 2017 | S2D2 | S2 | D2 | Pre-monsoon (Mar-May) | Day (06-18) | 0.38697 | 0.22441 | 0.76 | 0 | 1104 | 22.495 | 88.3247 | 5.5 | 0.12603
solar | INDEA | 2017 | S2D3 | S2 | D3 | Pre-monsoon (Mar-May) | Evening (18-24) | 0 | 0 | 0 | 0 | 552 | 22.495 | 88.3247 | 5.5 | 0.063014
solar | INDEA | 2017 | S3D1 | S3 | D1 | SW Monsoon (Jun-Sep) | Night (00-06) | 0.005098 | 0.014073 | 0.086 | 0 | 732 | 22.495 | 88.3247 | 5.5 | 0.083562
solar | INDEA | 2017 | S3D2 | S3 | D2 | SW Monsoon (Jun-Sep) | Day (06-18) | 0.24792 | 0.1618 | 0.66 | 0 | 1464 | 22.495 | 88.3247 | 5.5 | 0.16712
solar | INDEA | 2017 | S3D3 | S3 | D3 | SW Monsoon (Jun-Sep) | Evening (18-24) | 0 | 0 | 0 | 0 | 732 | 22.495 | 88.3247 | 5.5 | 0.083562
solar | INDEA | 2017 | S4D1 | S4 | D1 | Post-monsoon (Oct-Nov) | Night (00-06) | 0.000219 | 0.001196 | 0.013 | 0 | 366 | 22.495 | 88.3247 | 5.5 | 0.041781
solar | INDEA | 2017 | S4D2 | S4 | D2 | Post-monsoon (Oct-Nov) | Day (06-18) | 0.31954 | 0.23522 | 0.732 | 0 | 732 | 22.495 | 88.3247 | 5.5 | 0.083562
solar | INDEA | 2017 | S4D3 | S4 | D3 | Post-monsoon (Oct-Nov) | Evening (18-24) | 0 | 0 | 0 | 0 | 366 | 22.495 | 88.3247 | 5.5 | 0.041781
solar | INDEA | 2018 | S1D1 | S1 | D1 | Winter (Dec-Feb) | Night (00-06) | 5.7e-05 | 0.000478 | 0.007 | 0 | 540 | 22.495 | 88.3247 | 5.5 | 0.061644
solar | INDEA | 2018 | S1D2 | S1 | D2 | Winter (Dec-Feb) | Day (06-18) | 0.35308 | 0.2431 | 0.763 | 0 | 1080 | 22.495 | 88.3247 | 5.5 | 0.12329
solar | INDEA | 2018 | S1D3 | S1 | D3 | Winter (Dec-Feb) | Evening (18-24) | 0 | 0 | 0 | 0 | 540 | 22.495 | 88.3247 | 5.5 | 0.061644
solar | INDEA | 2018 | S2D1 | S2 | D1 | Pre-monsoon (Mar-May) | Night (00-06) | 0.00656 | 0.01706 | 0.074 | 0 | 552 | 22.495 | 88.3247 | 5.5 | 0.063014
solar | INDEA | 2018 | S2D2 | S2 | D2 | Pre-monsoon (Mar-May) | Day (06-18) | 0.38376 | 0.22213 | 0.766 | 0 | 1104 | 22.495 | 88.3247 | 5.5 | 0.12603
solar | INDEA | 2018 | S2D3 | S2 | D3 | Pre-monsoon (Mar-May) | Evening (18-24) | 0 | 0 | 0 | 0 | 552 | 22.495 | 88.3247 | 5.5 | 0.063014
solar | INDEA | 2018 | S3D1 | S3 | D1 | SW Monsoon (Jun-Sep) | Night (00-06) | 0.005455 | 0.01451 | 0.078 | 0 | 732 | 22.495 | 88.3247 | 5.5 | 0.083562
solar | INDEA | 2018 | S3D2 | S3 | D2 | SW Monsoon (Jun-Sep) | Day (06-18) | 0.2592 | 0.16637 | 0.681 | 0 | 1464 | 22.495 | 88.3247 | 5.5 | 0.16712
solar | INDEA | 2018 | S3D3 | S3 | D3 | SW Monsoon (Jun-Sep) | Evening (18-24) | 0 | 0 | 0 | 0 | 732 | 22.495 | 88.3247 | 5.5 | 0.083562
solar | INDEA | 2018 | S4D1 | S4 | D1 | Post-monsoon (Oct-Nov) | Night (00-06) | 0.000522 | 0.002376 | 0.017 | 0 | 366 | 22.495 | 88.3247 | 5.5 | 0.041781
solar | INDEA | 2018 | S4D2 | S4 | D2 | Post-monsoon (Oct-Nov) | Day (06-18) | 0.35834 | 0.24213 | 0.737 | 0 | 732 | 22.495 | 88.3247 | 5.5 | 0.083562
solar | INDEA | 2018 | S4D3 | S4 | D3 | Post-monsoon (Oct-Nov) | Evening (18-24) | 0 | 0 | 0 | 0 | 366 | 22.495 | 88.3247 | 5.5 | 0.041781
solar | INDEA | 2019 | S1D1 | S1 | D1 | Winter (Dec-Feb) | Night (00-06) | 2.8e-05 | 0.000246 | 0.003 | 0 | 540 | 22.495 | 88.3247 | 5.5 | 0.061644
solar | INDEA | 2019 | S1D2 | S1 | D2 | Winter (Dec-Feb) | Day (06-18) | 0.35146 | 0.24065 | 0.764 | 0 | 1080 | 22.495 | 88.3247 | 5.5 | 0.12329
solar | INDEA | 2019 | S1D3 | S1 | D3 | Winter (Dec-Feb) | Evening (18-24) | 0 | 0 | 0 | 0 | 540 | 22.495 | 88.3247 | 5.5 | 0.061644
solar | INDEA | 2019 | S2D1 | S2 | D1 | Pre-monsoon (Mar-May) | Night (00-06) | 0.006688 | 0.017131 | 0.079 | 0 | 552 | 22.495 | 88.3247 | 5.5 | 0.063014
solar | INDEA | 2019 | S2D2 | S2 | D2 | Pre-monsoon (Mar-May) | Day (06-18) | 0.39537 | 0.22341 | 0.773 | 0 | 1104 | 22.495 | 88.3247 | 5.5 | 0.12603
solar | INDEA | 2019 | S2D3 | S2 | D3 | Pre-monsoon (Mar-May) | Evening (18-24) | 0 | 0 | 0 | 0 | 552 | 22.495 | 88.3247 | 5.5 | 0.063014
solar | INDEA | 2019 | S3D1 | S3 | D1 | SW Monsoon (Jun-Sep) | Night (00-06) | 0.005969 | 0.015943 | 0.086 | 0 | 732 | 22.495 | 88.3247 | 5.5 | 0.083562
solar | INDEA | 2019 | S3D2 | S3 | D2 | SW Monsoon (Jun-Sep) | Day (06-18) | 0.27025 | 0.1754 | 0.684 | 0 | 1464 | 22.495 | 88.3247 | 5.5 | 0.16712
solar | INDEA | 2019 | S3D3 | S3 | D3 | SW Monsoon (Jun-Sep) | Evening (18-24) | 0 | 0 | 0 | 0 | 732 | 22.495 | 88.3247 | 5.5 | 0.083562
solar | INDEA | 2019 | S4D1 | S4 | D1 | Post-monsoon (Oct-Nov) | Night (00-06) | 0.00029 | 0.001509 | 0.013 | 0 | 366 | 22.495 | 88.3247 | 5.5 | 0.041781
solar | INDEA | 2019 | S4D2 | S4 | D2 | Post-monsoon (Oct-Nov) | Day (06-18) | 0.32674 | 0.23192 | 0.72 | 0 | 732 | 22.495 | 88.3247 | 5.5 | 0.083562
solar | INDEA | 2019 | S4D3 | S4 | D3 | Post-monsoon (Oct-Nov) | Evening (18-24) | 0 | 0 | 0 | 0 | 366 | 22.495 | 88.3247 | 5.5 | 0.041781
solar | INDEA | 2020 | S1D1 | S1 | D1 | Winter (Dec-Feb) | Night (00-06) | 5.9e-05 | 0.000492 | 0.007 | 0 | 546 | 22.495 | 88.3247 | 5.5 | 0.061644
solar | INDEA | 2020 | S1D2 | S1 | D2 | Winter (Dec-Feb) | Day (06-18) | 0.34701 | 0.24755 | 0.767 | 0 | 1092 | 22.495 | 88.3247 | 5.5 | 0.12329
solar | INDEA | 2020 | S1D3 | S1 | D3 | Winter (Dec-Feb) | Evening (18-24) | 0 | 0 | 0 | 0 | 546 | 22.495 | 88.3247 | 5.5 | 0.061644
solar | INDEA | 2020 | S2D1 | S2 | D1 | Pre-monsoon (Mar-May) | Night (00-06) | 0.007525 | 0.019433 | 0.088 | 0 | 552 | 22.495 | 88.3247 | 5.5 | 0.063014
solar | INDEA | 2020 | S2D2 | S2 | D2 | Pre-monsoon (Mar-May) | Day (06-18) | 0.40346 | 0.22817 | 0.767 | 0 | 1104 | 22.495 | 88.3247 | 5.5 | 0.12603
solar | INDEA | 2020 | S2D3 | S2 | D3 | Pre-monsoon (Mar-May) | Evening (18-24) | 0 | 0 | 0 | 0 | 552 | 22.495 | 88.3247 | 5.5 | 0.063014
solar | INDEA | 2020 | S3D1 | S3 | D1 | SW Monsoon (Jun-Sep) | Night (00-06) | 0.005658 | 0.015416 | 0.082 | 0 | 732 | 22.495 | 88.3247 | 5.5 | 0.083562
solar | INDEA | 2020 | S3D2 | S3 | D2 | SW Monsoon (Jun-Sep) | Day (06-18) | 0.26463 | 0.17713 | 0.708 | 0 | 1464 | 22.495 | 88.3247 | 5.5 | 0.16712
solar | INDEA | 2020 | S3D3 | S3 | D3 | SW Monsoon (Jun-Sep) | Evening (18-24) | 0 | 0 | 0 | 0 | 732 | 22.495 | 88.3247 | 5.5 | 0.083562
solar | INDEA | 2020 | S4D1 | S4 | D1 | Post-monsoon (Oct-Nov) | Night (00-06) | 0.00015 | 0.000986 | 0.009 | 0 | 366 | 22.495 | 88.3247 | 5.5 | 0.041781
solar | INDEA | 2020 | S4D2 | S4 | D2 | Post-monsoon (Oct-Nov) | Day (06-18) | 0.315 | 0.22805 | 0.733 | 0 | 732 | 22.495 | 88.3247 | 5.5 | 0.083562
solar | INDEA | 2020 | S4D3 | S4 | D3 | Post-monsoon (Oct-Nov) | Evening (18-24) | 0 | 0 | 0 | 0 | 366 | 22.495 | 88.3247 | 5.5 | 0.041781
solar | INDEA | 2021 | S1D1 | S1 | D1 | Winter (Dec-Feb) | Night (00-06) | 7.6e-05 | 0.000692 | 0.009 | 0 | 540 | 22.495 | 88.3247 | 5.5 | 0.061644
solar | INDEA | 2021 | S1D2 | S1 | D2 | Winter (Dec-Feb) | Day (06-18) | 0.34766 | 0.23742 | 0.739 | 0 | 1080 | 22.495 | 88.3247 | 5.5 | 0.12329
solar | INDEA | 2021 | S1D3 | S1 | D3 | Winter (Dec-Feb) | Evening (18-24) | 0 | 0 | 0 | 0 | 540 | 22.495 | 88.3247 | 5.5 | 0.061644
solar | INDEA | 2021 | S2D1 | S2 | D1 | Pre-monsoon (Mar-May) | Night (00-06) | 0.006183 | 0.01637 | 0.08 | 0 | 552 | 22.495 | 88.3247 | 5.5 | 0.063014
solar | INDEA | 2021 | S2D2 | S2 | D2 | Pre-monsoon (Mar-May) | Day (06-18) | 0.37301 | 0.21923 | 0.73 | 0 | 1104 | 22.495 | 88.3247 | 5.5 | 0.12603
solar | INDEA | 2021 | S2D3 | S2 | D3 | Pre-monsoon (Mar-May) | Evening (18-24) | 0 | 0 | 0 | 0 | 552 | 22.495 | 88.3247 | 5.5 | 0.063014
solar | INDEA | 2021 | S3D1 | S3 | D1 | SW Monsoon (Jun-Sep) | Night (00-06) | 0.005739 | 0.015702 | 0.087 | 0 | 732 | 22.495 | 88.3247 | 5.5 | 0.083562
solar | INDEA | 2021 | S3D2 | S3 | D2 | SW Monsoon (Jun-Sep) | Day (06-18) | 0.26179 | 0.17469 | 0.674 | 0 | 1464 | 22.495 | 88.3247 | 5.5 | 0.16712
solar | INDEA | 2021 | S3D3 | S3 | D3 | SW Monsoon (Jun-Sep) | Evening (18-24) | 0 | 0 | 0 | 0 | 732 | 22.495 | 88.3247 | 5.5 | 0.083562
solar | INDEA | 2021 | S4D1 | S4 | D1 | Post-monsoon (Oct-Nov) | Night (00-06) | 0.000167 | 0.001148 | 0.014 | 0 | 366 | 22.495 | 88.3247 | 5.5 | 0.041781
solar | INDEA | 2021 | S4D2 | S4 | D2 | Post-monsoon (Oct-Nov) | Day (06-18) | 0.31712 | 0.23123 | 0.718 | 0 | 732 | 22.495 | 88.3247 | 5.5 | 0.083562
solar | INDEA | 2021 | S4D3 | S4 | D3 | Post-monsoon (Oct-Nov) | Evening (18-24) | 0 | 0 | 0 | 0 | 366 | 22.495 | 88.3247 | 5.5 | 0.041781
solar | INDEA | 2022 | S1D1 | S1 | D1 | Winter (Dec-Feb) | Night (00-06) | 8e-05 | 0.000548 | 0.007 | 0 | 540 | 22.495 | 88.3247 | 5.5 | 0.061644
solar | INDEA | 2022 | S1D2 | S1 | D2 | Winter (Dec-Feb) | Day (06-18) | 0.34703 | 0.24557 | 0.772 | 0 | 1080 | 22.495 | 88.3247 | 5.5 | 0.12329
solar | INDEA | 2022 | S1D3 | S1 | D3 | Winter (Dec-Feb) | Evening (18-24) | 0 | 0 | 0 | 0 | 540 | 22.495 | 88.3247 | 5.5 | 0.061644
solar | INDEA | 2022 | S2D1 | S2 | D1 | Pre-monsoon (Mar-May) | Night (00-06) | 0.006353 | 0.0162 | 0.078 | 0 | 552 | 22.495 | 88.3247 | 5.5 | 0.063014
solar | INDEA | 2022 | S2D2 | S2 | D2 | Pre-monsoon (Mar-May) | Day (06-18) | 0.39009 | 0.22413 | 0.752 | 0 | 1104 | 22.495 | 88.3247 | 5.5 | 0.12603
solar | INDEA | 2022 | S2D3 | S2 | D3 | Pre-monsoon (Mar-May) | Evening (18-24) | 0 | 0 | 0 | 0 | 552 | 22.495 | 88.3247 | 5.5 | 0.063014
solar | INDEA | 2022 | S3D1 | S3 | D1 | SW Monsoon (Jun-Sep) | Night (00-06) | 0.005829 | 0.015907 | 0.09 | 0 | 732 | 22.495 | 88.3247 | 5.5 | 0.083562
solar | INDEA | 2022 | S3D2 | S3 | D2 | SW Monsoon (Jun-Sep) | Day (06-18) | 0.26886 | 0.17198 | 0.673 | 0 | 1464 | 22.495 | 88.3247 | 5.5 | 0.16712
solar | INDEA | 2022 | S3D3 | S3 | D3 | SW Monsoon (Jun-Sep) | Evening (18-24) | 0 | 0 | 0 | 0 | 732 | 22.495 | 88.3247 | 5.5 | 0.083562
solar | INDEA | 2022 | S4D1 | S4 | D1 | Post-monsoon (Oct-Nov) | Night (00-06) | 0.000219 | 0.001147 | 0.011 | 0 | 366 | 22.495 | 88.3247 | 5.5 | 0.041781
solar | INDEA | 2022 | S4D2 | S4 | D2 | Post-monsoon (Oct-Nov) | Day (06-18) | 0.34067 | 0.23911 | 0.736 | 0 | 732 | 22.495 | 88.3247 | 5.5 | 0.083562
solar | INDEA | 2022 | S4D3 | S4 | D3 | Post-monsoon (Oct-Nov) | Evening (18-24) | 0 | 0 | 0 | 0 | 366 | 22.495 | 88.3247 | 5.5 | 0.041781
solar | INDNE | 2014 | S1D1 | S1 | D1 | Winter (Dec-Feb) | Night (00-06) | 0.000968 | 0.004325 | 0.031 | 0 | 349 | 26.16 | 91.77 | 5.5 | 0.061644
solar | INDNE | 2014 | S1D2 | S1 | D2 | Winter (Dec-Feb) | Day (06-18) | 0.3816 | 0.25923 | 0.782 | 0 | 708 | 26.16 | 91.77 | 5.5 | 0.12329
solar | INDNE | 2014 | S1D3 | S1 | D3 | Winter (Dec-Feb) | Evening (18-24) | 0 | 0 | 0 | 0 | 354 | 26.16 | 91.77 | 5.5 | 0.061644
solar | INDNE | 2014 | S2D1 | S2 | D1 | Pre-monsoon (Mar-May) | Night (00-06) | 0.013324 | 0.031775 | 0.133 | 0 | 552 | 26.16 | 91.77 | 5.5 | 0.063014
solar | INDNE | 2014 | S2D2 | S2 | D2 | Pre-monsoon (Mar-May) | Day (06-18) | 0.40493 | 0.23509 | 0.785 | 0 | 1104 | 26.16 | 91.77 | 5.5 | 0.12603
solar | INDNE | 2014 | S2D3 | S2 | D3 | Pre-monsoon (Mar-May) | Evening (18-24) | 0 | 0 | 0 | 0 | 552 | 26.16 | 91.77 | 5.5 | 0.063014
solar | INDNE | 2014 | S3D1 | S3 | D1 | SW Monsoon (Jun-Sep) | Night (00-06) | 0.009978 | 0.025879 | 0.129 | 0 | 732 | 26.16 | 91.77 | 5.5 | 0.083562
solar | INDNE | 2014 | S3D2 | S3 | D2 | SW Monsoon (Jun-Sep) | Day (06-18) | 0.26191 | 0.18166 | 0.7 | 0 | 1464 | 26.16 | 91.77 | 5.5 | 0.16712
solar | INDNE | 2014 | S3D3 | S3 | D3 | SW Monsoon (Jun-Sep) | Evening (18-24) | 0 | 0 | 0 | 0 | 732 | 26.16 | 91.77 | 5.5 | 0.083562
solar | INDNE | 2014 | S4D1 | S4 | D1 | Post-monsoon (Oct-Nov) | Night (00-06) | 0.002063 | 0.007013 | 0.045 | 0 | 366 | 26.16 | 91.77 | 5.5 | 0.041781
solar | INDNE | 2014 | S4D2 | S4 | D2 | Post-monsoon (Oct-Nov) | Day (06-18) | 0.35529 | 0.24365 | 0.737 | 0 | 732 | 26.16 | 91.77 | 5.5 | 0.083562
solar | INDNE | 2014 | S4D3 | S4 | D3 | Post-monsoon (Oct-Nov) | Evening (18-24) | 0 | 0 | 0 | 0 | 366 | 26.16 | 91.77 | 5.5 | 0.041781
solar | INDNE | 2015 | S1D1 | S1 | D1 | Winter (Dec-Feb) | Night (00-06) | 0.000428 | 0.002259 | 0.026 | 0 | 540 | 26.16 | 91.77 | 5.5 | 0.061644
solar | INDNE | 2015 | S1D2 | S1 | D2 | Winter (Dec-Feb) | Day (06-18) | 0.36311 | 0.25074 | 0.744 | 0 | 1080 | 26.16 | 91.77 | 5.5 | 0.12329
solar | INDNE | 2015 | S1D3 | S1 | D3 | Winter (Dec-Feb) | Evening (18-24) | 0 | 0 | 0 | 0 | 540 | 26.16 | 91.77 | 5.5 | 0.061644
solar | INDNE | 2015 | S2D1 | S2 | D1 | Pre-monsoon (Mar-May) | Night (00-06) | 0.012051 | 0.029415 | 0.128 | 0 | 552 | 26.16 | 91.77 | 5.5 | 0.063014
solar | INDNE | 2015 | S2D2 | S2 | D2 | Pre-monsoon (Mar-May) | Day (06-18) | 0.36487 | 0.226 | 0.781 | 0 | 1104 | 26.16 | 91.77 | 5.5 | 0.12603
solar | INDNE | 2015 | S2D3 | S2 | D3 | Pre-monsoon (Mar-May) | Evening (18-24) | 0 | 0 | 0 | 0 | 552 | 26.16 | 91.77 | 5.5 | 0.063014
solar | INDNE | 2015 | S3D1 | S3 | D1 | SW Monsoon (Jun-Sep) | Night (00-06) | 0.01062 | 0.027625 | 0.135 | 0 | 732 | 26.16 | 91.77 | 5.5 | 0.083562
solar | INDNE | 2015 | S3D2 | S3 | D2 | SW Monsoon (Jun-Sep) | Day (06-18) | 0.2847 | 0.19455 | 0.701 | 0 | 1464 | 26.16 | 91.77 | 5.5 | 0.16712
solar | INDNE | 2015 | S3D3 | S3 | D3 | SW Monsoon (Jun-Sep) | Evening (18-24) | 0 | 0 | 0 | 0 | 732 | 26.16 | 91.77 | 5.5 | 0.083562
solar | INDNE | 2015 | S4D1 | S4 | D1 | Post-monsoon (Oct-Nov) | Night (00-06) | 0.001536 | 0.005892 | 0.04 | 0 | 366 | 26.16 | 91.77 | 5.5 | 0.041781
solar | INDNE | 2015 | S4D2 | S4 | D2 | Post-monsoon (Oct-Nov) | Day (06-18) | 0.34188 | 0.2381 | 0.736 | 0 | 732 | 26.16 | 91.77 | 5.5 | 0.083562
solar | INDNE | 2015 | S4D3 | S4 | D3 | Post-monsoon (Oct-Nov) | Evening (18-24) | 0 | 0 | 0 | 0 | 366 | 26.16 | 91.77 | 5.5 | 0.041781
solar | INDNE | 2016 | S1D1 | S1 | D1 | Winter (Dec-Feb) | Night (00-06) | 0.000524 | 0.00303 | 0.028 | 0 | 546 | 26.16 | 91.77 | 5.5 | 0.061644
solar | INDNE | 2016 | S1D2 | S1 | D2 | Winter (Dec-Feb) | Day (06-18) | 0.34379 | 0.2448 | 0.761 | 0 | 1092 | 26.16 | 91.77 | 5.5 | 0.12329
solar | INDNE | 2016 | S1D3 | S1 | D3 | Winter (Dec-Feb) | Evening (18-24) | 0 | 0 | 0 | 0 | 546 | 26.16 | 91.77 | 5.5 | 0.061644
solar | INDNE | 2016 | S2D1 | S2 | D1 | Pre-monsoon (Mar-May) | Night (00-06) | 0.012141 | 0.029587 | 0.128 | 0 | 552 | 26.16 | 91.77 | 5.5 | 0.063014
solar | INDNE | 2016 | S2D2 | S2 | D2 | Pre-monsoon (Mar-May) | Day (06-18) | 0.38358 | 0.22883 | 0.75 | 0 | 1104 | 26.16 | 91.77 | 5.5 | 0.12603
solar | INDNE | 2016 | S2D3 | S2 | D3 | Pre-monsoon (Mar-May) | Evening (18-24) | 0 | 0 | 0 | 0 | 552 | 26.16 | 91.77 | 5.5 | 0.063014
solar | INDNE | 2016 | S3D1 | S3 | D1 | SW Monsoon (Jun-Sep) | Night (00-06) | 0.009814 | 0.025353 | 0.133 | 0 | 732 | 26.16 | 91.77 | 5.5 | 0.083562
solar | INDNE | 2016 | S3D2 | S3 | D2 | SW Monsoon (Jun-Sep) | Day (06-18) | 0.26111 | 0.17187 | 0.698 | 0 | 1464 | 26.16 | 91.77 | 5.5 | 0.16712
solar | INDNE | 2016 | S3D3 | S3 | D3 | SW Monsoon (Jun-Sep) | Evening (18-24) | 0 | 0 | 0 | 0 | 732 | 26.16 | 91.77 | 5.5 | 0.083562
solar | INDNE | 2016 | S4D1 | S4 | D1 | Post-monsoon (Oct-Nov) | Night (00-06) | 0.001694 | 0.005851 | 0.031 | 0 | 366 | 26.16 | 91.77 | 5.5 | 0.041781
solar | INDNE | 2016 | S4D2 | S4 | D2 | Post-monsoon (Oct-Nov) | Day (06-18) | 0.35084 | 0.24754 | 0.73 | 0 | 732 | 26.16 | 91.77 | 5.5 | 0.083562
solar | INDNE | 2016 | S4D3 | S4 | D3 | Post-monsoon (Oct-Nov) | Evening (18-24) | 0 | 0 | 0 | 0 | 366 | 26.16 | 91.77 | 5.5 | 0.041781
solar | INDNE | 2017 | S1D1 | S1 | D1 | Winter (Dec-Feb) | Night (00-06) | 0.000528 | 0.002978 | 0.034 | 0 | 540 | 26.16 | 91.77 | 5.5 | 0.061644
solar | INDNE | 2017 | S1D2 | S1 | D2 | Winter (Dec-Feb) | Day (06-18) | 0.37593 | 0.25383 | 0.794 | 0 | 1080 | 26.16 | 91.77 | 5.5 | 0.12329
solar | INDNE | 2017 | S1D3 | S1 | D3 | Winter (Dec-Feb) | Evening (18-24) | 0 | 0 | 0 | 0 | 540 | 26.16 | 91.77 | 5.5 | 0.061644
solar | INDNE | 2017 | S2D1 | S2 | D1 | Pre-monsoon (Mar-May) | Night (00-06) | 0.011529 | 0.028164 | 0.131 | 0 | 552 | 26.16 | 91.77 | 5.5 | 0.063014
solar | INDNE | 2017 | S2D2 | S2 | D2 | Pre-monsoon (Mar-May) | Day (06-18) | 0.3733 | 0.22763 | 0.795 | 0 | 1104 | 26.16 | 91.77 | 5.5 | 0.12603
solar | INDNE | 2017 | S2D3 | S2 | D3 | Pre-monsoon (Mar-May) | Evening (18-24) | 0 | 0 | 0 | 0 | 552 | 26.16 | 91.77 | 5.5 | 0.063014
solar | INDNE | 2017 | S3D1 | S3 | D1 | SW Monsoon (Jun-Sep) | Night (00-06) | 0.009638 | 0.024369 | 0.132 | 0 | 732 | 26.16 | 91.77 | 5.5 | 0.083562
solar | INDNE | 2017 | S3D2 | S3 | D2 | SW Monsoon (Jun-Sep) | Day (06-18) | 0.27414 | 0.18355 | 0.698 | 0 | 1464 | 26.16 | 91.77 | 5.5 | 0.16712
solar | INDNE | 2017 | S3D3 | S3 | D3 | SW Monsoon (Jun-Sep) | Evening (18-24) | 0 | 0 | 0 | 0 | 732 | 26.16 | 91.77 | 5.5 | 0.083562
solar | INDNE | 2017 | S4D1 | S4 | D1 | Post-monsoon (Oct-Nov) | Night (00-06) | 0.001497 | 0.005021 | 0.041 | 0 | 366 | 26.16 | 91.77 | 5.5 | 0.041781
solar | INDNE | 2017 | S4D2 | S4 | D2 | Post-monsoon (Oct-Nov) | Day (06-18) | 0.34752 | 0.24555 | 0.741 | 0 | 732 | 26.16 | 91.77 | 5.5 | 0.083562
solar | INDNE | 2017 | S4D3 | S4 | D3 | Post-monsoon (Oct-Nov) | Evening (18-24) | 0 | 0 | 0 | 0 | 366 | 26.16 | 91.77 | 5.5 | 0.041781
solar | INDNE | 2018 | S1D1 | S1 | D1 | Winter (Dec-Feb) | Night (00-06) | 0.000391 | 0.002091 | 0.021 | 0 | 540 | 26.16 | 91.77 | 5.5 | 0.061644
solar | INDNE | 2018 | S1D2 | S1 | D2 | Winter (Dec-Feb) | Day (06-18) | 0.35154 | 0.24689 | 0.749 | 0 | 1080 | 26.16 | 91.77 | 5.5 | 0.12329
solar | INDNE | 2018 | S1D3 | S1 | D3 | Winter (Dec-Feb) | Evening (18-24) | 0 | 0 | 0 | 0 | 540 | 26.16 | 91.77 | 5.5 | 0.061644
solar | INDNE | 2018 | S2D1 | S2 | D1 | Pre-monsoon (Mar-May) | Night (00-06) | 0.011505 | 0.028079 | 0.125 | 0 | 552 | 26.16 | 91.77 | 5.5 | 0.063014
solar | INDNE | 2018 | S2D2 | S2 | D2 | Pre-monsoon (Mar-May) | Day (06-18) | 0.36713 | 0.22363 | 0.769 | 0 | 1104 | 26.16 | 91.77 | 5.5 | 0.12603
solar | INDNE | 2018 | S2D3 | S2 | D3 | Pre-monsoon (Mar-May) | Evening (18-24) | 0 | 0 | 0 | 0 | 552 | 26.16 | 91.77 | 5.5 | 0.063014
solar | INDNE | 2018 | S3D1 | S3 | D1 | SW Monsoon (Jun-Sep) | Night (00-06) | 0.011011 | 0.026483 | 0.131 | 0 | 732 | 26.16 | 91.77 | 5.5 | 0.083562
solar | INDNE | 2018 | S3D2 | S3 | D2 | SW Monsoon (Jun-Sep) | Day (06-18) | 0.29294 | 0.18569 | 0.716 | 0 | 1464 | 26.16 | 91.77 | 5.5 | 0.16712
solar | INDNE | 2018 | S3D3 | S3 | D3 | SW Monsoon (Jun-Sep) | Evening (18-24) | 0 | 0 | 0 | 0 | 732 | 26.16 | 91.77 | 5.5 | 0.083562
solar | INDNE | 2018 | S4D1 | S4 | D1 | Post-monsoon (Oct-Nov) | Night (00-06) | 0.002156 | 0.007344 | 0.047 | 0 | 366 | 26.16 | 91.77 | 5.5 | 0.041781
solar | INDNE | 2018 | S4D2 | S4 | D2 | Post-monsoon (Oct-Nov) | Day (06-18) | 0.37737 | 0.24417 | 0.734 | 0 | 732 | 26.16 | 91.77 | 5.5 | 0.083562
solar | INDNE | 2018 | S4D3 | S4 | D3 | Post-monsoon (Oct-Nov) | Evening (18-24) | 0 | 0 | 0 | 0 | 366 | 26.16 | 91.77 | 5.5 | 0.041781
solar | INDNE | 2019 | S1D1 | S1 | D1 | Winter (Dec-Feb) | Night (00-06) | 0.000483 | 0.00275 | 0.027 | 0 | 540 | 26.16 | 91.77 | 5.5 | 0.061644
solar | INDNE | 2019 | S1D2 | S1 | D2 | Winter (Dec-Feb) | Day (06-18) | 0.36613 | 0.25486 | 0.772 | 0 | 1080 | 26.16 | 91.77 | 5.5 | 0.12329
solar | INDNE | 2019 | S1D3 | S1 | D3 | Winter (Dec-Feb) | Evening (18-24) | 0 | 0 | 0 | 0 | 540 | 26.16 | 91.77 | 5.5 | 0.061644
solar | INDNE | 2019 | S2D1 | S2 | D1 | Pre-monsoon (Mar-May) | Night (00-06) | 0.012806 | 0.030503 | 0.129 | 0 | 552 | 26.16 | 91.77 | 5.5 | 0.063014
solar | INDNE | 2019 | S2D2 | S2 | D2 | Pre-monsoon (Mar-May) | Day (06-18) | 0.39577 | 0.2319 | 0.804 | 0 | 1104 | 26.16 | 91.77 | 5.5 | 0.12603
solar | INDNE | 2019 | S2D3 | S2 | D3 | Pre-monsoon (Mar-May) | Evening (18-24) | 0 | 0 | 0 | 0 | 552 | 26.16 | 91.77 | 5.5 | 0.063014
solar | INDNE | 2019 | S3D1 | S3 | D1 | SW Monsoon (Jun-Sep) | Night (00-06) | 0.012081 | 0.029176 | 0.134 | 0 | 732 | 26.16 | 91.77 | 5.5 | 0.083562
solar | INDNE | 2019 | S3D2 | S3 | D2 | SW Monsoon (Jun-Sep) | Day (06-18) | 0.29999 | 0.19354 | 0.726 | 0 | 1464 | 26.16 | 91.77 | 5.5 | 0.16712
solar | INDNE | 2019 | S3D3 | S3 | D3 | SW Monsoon (Jun-Sep) | Evening (18-24) | 0 | 0 | 0 | 0 | 732 | 26.16 | 91.77 | 5.5 | 0.083562
solar | INDNE | 2019 | S4D1 | S4 | D1 | Post-monsoon (Oct-Nov) | Night (00-06) | 0.001861 | 0.006539 | 0.052 | 0 | 366 | 26.16 | 91.77 | 5.5 | 0.041781
solar | INDNE | 2019 | S4D2 | S4 | D2 | Post-monsoon (Oct-Nov) | Day (06-18) | 0.34086 | 0.24174 | 0.732 | 0 | 732 | 26.16 | 91.77 | 5.5 | 0.083562
solar | INDNE | 2019 | S4D3 | S4 | D3 | Post-monsoon (Oct-Nov) | Evening (18-24) | 0 | 0 | 0 | 0 | 366 | 26.16 | 91.77 | 5.5 | 0.041781
solar | INDNE | 2020 | S1D1 | S1 | D1 | Winter (Dec-Feb) | Night (00-06) | 0.00041 | 0.002901 | 0.039 | 0 | 546 | 26.16 | 91.77 | 5.5 | 0.061644
solar | INDNE | 2020 | S1D2 | S1 | D2 | Winter (Dec-Feb) | Day (06-18) | 0.34827 | 0.24935 | 0.768 | 0 | 1092 | 26.16 | 91.77 | 5.5 | 0.12329
solar | INDNE | 2020 | S1D3 | S1 | D3 | Winter (Dec-Feb) | Evening (18-24) | 0 | 0 | 0 | 0 | 546 | 26.16 | 91.77 | 5.5 | 0.061644
solar | INDNE | 2020 | S2D1 | S2 | D1 | Pre-monsoon (Mar-May) | Night (00-06) | 0.013016 | 0.031233 | 0.129 | 0 | 552 | 26.16 | 91.77 | 5.5 | 0.063014
solar | INDNE | 2020 | S2D2 | S2 | D2 | Pre-monsoon (Mar-May) | Day (06-18) | 0.38851 | 0.23049 | 0.774 | 0 | 1104 | 26.16 | 91.77 | 5.5 | 0.12603
solar | INDNE | 2020 | S2D3 | S2 | D3 | Pre-monsoon (Mar-May) | Evening (18-24) | 0 | 0 | 0 | 0 | 552 | 26.16 | 91.77 | 5.5 | 0.063014
solar | INDNE | 2020 | S3D1 | S3 | D1 | SW Monsoon (Jun-Sep) | Night (00-06) | 0.012552 | 0.030255 | 0.139 | 0 | 732 | 26.16 | 91.77 | 5.5 | 0.083562
solar | INDNE | 2020 | S3D2 | S3 | D2 | SW Monsoon (Jun-Sep) | Day (06-18) | 0.30388 | 0.19398 | 0.709 | 0 | 1464 | 26.16 | 91.77 | 5.5 | 0.16712
solar | INDNE | 2020 | S3D3 | S3 | D3 | SW Monsoon (Jun-Sep) | Evening (18-24) | 0 | 0 | 0 | 0 | 732 | 26.16 | 91.77 | 5.5 | 0.083562
solar | INDNE | 2020 | S4D1 | S4 | D1 | Post-monsoon (Oct-Nov) | Night (00-06) | 0.00176 | 0.005807 | 0.039 | 0 | 366 | 26.16 | 91.77 | 5.5 | 0.041781
solar | INDNE | 2020 | S4D2 | S4 | D2 | Post-monsoon (Oct-Nov) | Day (06-18) | 0.35611 | 0.24394 | 0.748 | 0 | 732 | 26.16 | 91.77 | 5.5 | 0.083562
solar | INDNE | 2020 | S4D3 | S4 | D3 | Post-monsoon (Oct-Nov) | Evening (18-24) | 0 | 0 | 0 | 0 | 366 | 26.16 | 91.77 | 5.5 | 0.041781
solar | INDNE | 2021 | S1D1 | S1 | D1 | Winter (Dec-Feb) | Night (00-06) | 0.000431 | 0.002362 | 0.021 | 0 | 540 | 26.16 | 91.77 | 5.5 | 0.061644
solar | INDNE | 2021 | S1D2 | S1 | D2 | Winter (Dec-Feb) | Day (06-18) | 0.35589 | 0.24861 | 0.747 | 0 | 1080 | 26.16 | 91.77 | 5.5 | 0.12329
solar | INDNE | 2021 | S1D3 | S1 | D3 | Winter (Dec-Feb) | Evening (18-24) | 0 | 0 | 0 | 0 | 540 | 26.16 | 91.77 | 5.5 | 0.061644
solar | INDNE | 2021 | S2D1 | S2 | D1 | Pre-monsoon (Mar-May) | Night (00-06) | 0.012029 | 0.029528 | 0.131 | 0 | 552 | 26.16 | 91.77 | 5.5 | 0.063014
solar | INDNE | 2021 | S2D2 | S2 | D2 | Pre-monsoon (Mar-May) | Day (06-18) | 0.37921 | 0.22699 | 0.752 | 0 | 1104 | 26.16 | 91.77 | 5.5 | 0.12603
solar | INDNE | 2021 | S2D3 | S2 | D3 | Pre-monsoon (Mar-May) | Evening (18-24) | 0 | 0 | 0 | 0 | 552 | 26.16 | 91.77 | 5.5 | 0.063014
solar | INDNE | 2021 | S3D1 | S3 | D1 | SW Monsoon (Jun-Sep) | Night (00-06) | 0.01238 | 0.029914 | 0.139 | 0 | 732 | 26.16 | 91.77 | 5.5 | 0.083562
solar | INDNE | 2021 | S3D2 | S3 | D2 | SW Monsoon (Jun-Sep) | Day (06-18) | 0.30563 | 0.19296 | 0.708 | 0 | 1464 | 26.16 | 91.77 | 5.5 | 0.16712
solar | INDNE | 2021 | S3D3 | S3 | D3 | SW Monsoon (Jun-Sep) | Evening (18-24) | 0 | 0 | 0 | 0 | 732 | 26.16 | 91.77 | 5.5 | 0.083562
solar | INDNE | 2021 | S4D1 | S4 | D1 | Post-monsoon (Oct-Nov) | Night (00-06) | 0.001615 | 0.005723 | 0.046 | 0 | 366 | 26.16 | 91.77 | 5.5 | 0.041781
solar | INDNE | 2021 | S4D2 | S4 | D2 | Post-monsoon (Oct-Nov) | Day (06-18) | 0.36284 | 0.24659 | 0.748 | 0 | 732 | 26.16 | 91.77 | 5.5 | 0.083562
solar | INDNE | 2021 | S4D3 | S4 | D3 | Post-monsoon (Oct-Nov) | Evening (18-24) | 0 | 0 | 0 | 0 | 366 | 26.16 | 91.77 | 5.5 | 0.041781
solar | INDNE | 2022 | S1D1 | S1 | D1 | Winter (Dec-Feb) | Night (00-06) | 0.000513 | 0.002807 | 0.024 | 0 | 540 | 26.16 | 91.77 | 5.5 | 0.061644
solar | INDNE | 2022 | S1D2 | S1 | D2 | Winter (Dec-Feb) | Day (06-18) | 0.35686 | 0.25269 | 0.788 | 0 | 1080 | 26.16 | 91.77 | 5.5 | 0.12329
solar | INDNE | 2022 | S1D3 | S1 | D3 | Winter (Dec-Feb) | Evening (18-24) | 0 | 0 | 0 | 0 | 540 | 26.16 | 91.77 | 5.5 | 0.061644
solar | INDNE | 2022 | S2D1 | S2 | D1 | Pre-monsoon (Mar-May) | Night (00-06) | 0.011951 | 0.028914 | 0.125 | 0 | 552 | 26.16 | 91.77 | 5.5 | 0.063014
solar | INDNE | 2022 | S2D2 | S2 | D2 | Pre-monsoon (Mar-May) | Day (06-18) | 0.38841 | 0.22686 | 0.764 | 0 | 1104 | 26.16 | 91.77 | 5.5 | 0.12603
solar | INDNE | 2022 | S2D3 | S2 | D3 | Pre-monsoon (Mar-May) | Evening (18-24) | 0 | 0 | 0 | 0 | 552 | 26.16 | 91.77 | 5.5 | 0.063014
solar | INDNE | 2022 | S3D1 | S3 | D1 | SW Monsoon (Jun-Sep) | Night (00-06) | 0.012818 | 0.03043 | 0.129 | 0 | 732 | 26.16 | 91.77 | 5.5 | 0.083562
solar | INDNE | 2022 | S3D2 | S3 | D2 | SW Monsoon (Jun-Sep) | Day (06-18) | 0.32206 | 0.19845 | 0.713 | 0 | 1464 | 26.16 | 91.77 | 5.5 | 0.16712
solar | INDNE | 2022 | S3D3 | S3 | D3 | SW Monsoon (Jun-Sep) | Evening (18-24) | 0 | 0 | 0 | 0 | 732 | 26.16 | 91.77 | 5.5 | 0.083562
solar | INDNE | 2022 | S4D1 | S4 | D1 | Post-monsoon (Oct-Nov) | Night (00-06) | 0.001885 | 0.006355 | 0.043 | 0 | 366 | 26.16 | 91.77 | 5.5 | 0.041781
solar | INDNE | 2022 | S4D2 | S4 | D2 | Post-monsoon (Oct-Nov) | Day (06-18) | 0.37138 | 0.25686 | 0.754 | 0 | 732 | 26.16 | 91.77 | 5.5 | 0.083562
solar | INDNE | 2022 | S4D3 | S4 | D3 | Post-monsoon (Oct-Nov) | Evening (18-24) | 0 | 0 | 0 | 0 | 366 | 26.16 | 91.77 | 5.5 | 0.041781
solar | INDNO | 2014 | S1D1 | S1 | D1 | Winter (Dec-Feb) | Night (00-06) | 0 | 0 | 0 | 0 | 349 | 28.67 | 77.23 | 5.5 | 0.061644
solar | INDNO | 2014 | S1D2 | S1 | D2 | Winter (Dec-Feb) | Day (06-18) | 0.35164 | 0.25588 | 0.777 | 0 | 708 | 28.67 | 77.23 | 5.5 | 0.12329
solar | INDNO | 2014 | S1D3 | S1 | D3 | Winter (Dec-Feb) | Evening (18-24) | 0 | 0 | 0 | 0 | 354 | 28.67 | 77.23 | 5.5 | 0.061644
solar | INDNO | 2014 | S2D1 | S2 | D1 | Pre-monsoon (Mar-May) | Night (00-06) | 0.000589 | 0.002772 | 0.019 | 0 | 552 | 28.67 | 77.23 | 5.5 | 0.063014
solar | INDNO | 2014 | S2D2 | S2 | D2 | Pre-monsoon (Mar-May) | Day (06-18) | 0.42458 | 0.22632 | 0.802 | 0.001 | 1104 | 28.67 | 77.23 | 5.5 | 0.12603
solar | INDNO | 2014 | S2D3 | S2 | D3 | Pre-monsoon (Mar-May) | Evening (18-24) | 2e-06 | 4.3e-05 | 0.001 | 0 | 552 | 28.67 | 77.23 | 5.5 | 0.063014
solar | INDNO | 2014 | S3D1 | S3 | D1 | SW Monsoon (Jun-Sep) | Night (00-06) | 0.001348 | 0.00458 | 0.022 | 0 | 732 | 28.67 | 77.23 | 5.5 | 0.083562
solar | INDNO | 2014 | S3D2 | S3 | D2 | SW Monsoon (Jun-Sep) | Day (06-18) | 0.39882 | 0.20493 | 0.727 | 0.01 | 1464 | 28.67 | 77.23 | 5.5 | 0.16712
solar | INDNO | 2014 | S3D3 | S3 | D3 | SW Monsoon (Jun-Sep) | Evening (18-24) | 6.8e-05 | 0.000328 | 0.003 | 0 | 732 | 28.67 | 77.23 | 5.5 | 0.083562
solar | INDNO | 2014 | S4D1 | S4 | D1 | Post-monsoon (Oct-Nov) | Night (00-06) | 0 | 0 | 0 | 0 | 366 | 28.67 | 77.23 | 5.5 | 0.041781
solar | INDNO | 2014 | S4D2 | S4 | D2 | Post-monsoon (Oct-Nov) | Day (06-18) | 0.36168 | 0.24026 | 0.725 | 0 | 732 | 28.67 | 77.23 | 5.5 | 0.083562
solar | INDNO | 2014 | S4D3 | S4 | D3 | Post-monsoon (Oct-Nov) | Evening (18-24) | 0 | 0 | 0 | 0 | 366 | 28.67 | 77.23 | 5.5 | 0.041781
solar | INDNO | 2015 | S1D1 | S1 | D1 | Winter (Dec-Feb) | Night (00-06) | 0 | 0 | 0 | 0 | 540 | 28.67 | 77.23 | 5.5 | 0.061644
solar | INDNO | 2015 | S1D2 | S1 | D2 | Winter (Dec-Feb) | Day (06-18) | 0.34988 | 0.25575 | 0.79 | 0 | 1080 | 28.67 | 77.23 | 5.5 | 0.12329
solar | INDNO | 2015 | S1D3 | S1 | D3 | Winter (Dec-Feb) | Evening (18-24) | 0 | 0 | 0 | 0 | 540 | 28.67 | 77.23 | 5.5 | 0.061644
solar | INDNO | 2015 | S2D1 | S2 | D1 | Pre-monsoon (Mar-May) | Night (00-06) | 0.000571 | 0.002695 | 0.019 | 0 | 552 | 28.67 | 77.23 | 5.5 | 0.063014
solar | INDNO | 2015 | S2D2 | S2 | D2 | Pre-monsoon (Mar-May) | Day (06-18) | 0.41862 | 0.23232 | 0.808 | 0 | 1104 | 28.67 | 77.23 | 5.5 | 0.12603
solar | INDNO | 2015 | S2D3 | S2 | D3 | Pre-monsoon (Mar-May) | Evening (18-24) | 4e-06 | 6e-05 | 0.001 | 0 | 552 | 28.67 | 77.23 | 5.5 | 0.063014
solar | INDNO | 2015 | S3D1 | S3 | D1 | SW Monsoon (Jun-Sep) | Night (00-06) | 0.001351 | 0.004691 | 0.024 | 0 | 732 | 28.67 | 77.23 | 5.5 | 0.083562
solar | INDNO | 2015 | S3D2 | S3 | D2 | SW Monsoon (Jun-Sep) | Day (06-18) | 0.40286 | 0.20779 | 0.736 | 0.009 | 1464 | 28.67 | 77.23 | 5.5 | 0.16712
solar | INDNO | 2015 | S3D3 | S3 | D3 | SW Monsoon (Jun-Sep) | Evening (18-24) | 7.4e-05 | 0.000391 | 0.004 | 0 | 732 | 28.67 | 77.23 | 5.5 | 0.083562
solar | INDNO | 2015 | S4D1 | S4 | D1 | Post-monsoon (Oct-Nov) | Night (00-06) | 0 | 0 | 0 | 0 | 366 | 28.67 | 77.23 | 5.5 | 0.041781
solar | INDNO | 2015 | S4D2 | S4 | D2 | Post-monsoon (Oct-Nov) | Day (06-18) | 0.35304 | 0.23951 | 0.743 | 0 | 732 | 28.67 | 77.23 | 5.5 | 0.083562
solar | INDNO | 2015 | S4D3 | S4 | D3 | Post-monsoon (Oct-Nov) | Evening (18-24) | 0 | 0 | 0 | 0 | 366 | 28.67 | 77.23 | 5.5 | 0.041781
solar | INDNO | 2016 | S1D1 | S1 | D1 | Winter (Dec-Feb) | Night (00-06) | 0 | 0 | 0 | 0 | 546 | 28.67 | 77.23 | 5.5 | 0.061644
solar | INDNO | 2016 | S1D2 | S1 | D2 | Winter (Dec-Feb) | Day (06-18) | 0.3459 | 0.2495 | 0.787 | 0 | 1092 | 28.67 | 77.23 | 5.5 | 0.12329
solar | INDNO | 2016 | S1D3 | S1 | D3 | Winter (Dec-Feb) | Evening (18-24) | 0 | 0 | 0 | 0 | 546 | 28.67 | 77.23 | 5.5 | 0.061644
solar | INDNO | 2016 | S2D1 | S2 | D1 | Pre-monsoon (Mar-May) | Night (00-06) | 0.000505 | 0.002389 | 0.019 | 0 | 552 | 28.67 | 77.23 | 5.5 | 0.063014
solar | INDNO | 2016 | S2D2 | S2 | D2 | Pre-monsoon (Mar-May) | Day (06-18) | 0.41377 | 0.22526 | 0.8 | 0 | 1104 | 28.67 | 77.23 | 5.5 | 0.12603
solar | INDNO | 2016 | S2D3 | S2 | D3 | Pre-monsoon (Mar-May) | Evening (18-24) | 2e-06 | 4.3e-05 | 0.001 | 0 | 552 | 28.67 | 77.23 | 5.5 | 0.063014
solar | INDNO | 2016 | S3D1 | S3 | D1 | SW Monsoon (Jun-Sep) | Night (00-06) | 0.001242 | 0.004324 | 0.022 | 0 | 732 | 28.67 | 77.23 | 5.5 | 0.083562
solar | INDNO | 2016 | S3D2 | S3 | D2 | SW Monsoon (Jun-Sep) | Day (06-18) | 0.38074 | 0.20074 | 0.723 | 0.007 | 1464 | 28.67 | 77.23 | 5.5 | 0.16712
solar | INDNO | 2016 | S3D3 | S3 | D3 | SW Monsoon (Jun-Sep) | Evening (18-24) | 6.4e-05 | 0.000331 | 0.003 | 0 | 732 | 28.67 | 77.23 | 5.5 | 0.083562
solar | INDNO | 2016 | S4D1 | S4 | D1 | Post-monsoon (Oct-Nov) | Night (00-06) | 0 | 0 | 0 | 0 | 366 | 28.67 | 77.23 | 5.5 | 0.041781
solar | INDNO | 2016 | S4D2 | S4 | D2 | Post-monsoon (Oct-Nov) | Day (06-18) | 0.35778 | 0.23915 | 0.735 | 0 | 732 | 28.67 | 77.23 | 5.5 | 0.083562
solar | INDNO | 2016 | S4D3 | S4 | D3 | Post-monsoon (Oct-Nov) | Evening (18-24) | 0 | 0 | 0 | 0 | 366 | 28.67 | 77.23 | 5.5 | 0.041781
solar | INDNO | 2017 | S1D1 | S1 | D1 | Winter (Dec-Feb) | Night (00-06) | 0 | 0 | 0 | 0 | 540 | 28.67 | 77.23 | 5.5 | 0.061644
solar | INDNO | 2017 | S1D2 | S1 | D2 | Winter (Dec-Feb) | Day (06-18) | 0.35733 | 0.25453 | 0.803 | 0 | 1080 | 28.67 | 77.23 | 5.5 | 0.12329
solar | INDNO | 2017 | S1D3 | S1 | D3 | Winter (Dec-Feb) | Evening (18-24) | 0 | 0 | 0 | 0 | 540 | 28.67 | 77.23 | 5.5 | 0.061644
solar | INDNO | 2017 | S2D1 | S2 | D1 | Pre-monsoon (Mar-May) | Night (00-06) | 0.000493 | 0.002304 | 0.02 | 0 | 552 | 28.67 | 77.23 | 5.5 | 0.063014
solar | INDNO | 2017 | S2D2 | S2 | D2 | Pre-monsoon (Mar-May) | Day (06-18) | 0.42945 | 0.22688 | 0.817 | 0 | 1104 | 28.67 | 77.23 | 5.5 | 0.12603
solar | INDNO | 2017 | S2D3 | S2 | D3 | Pre-monsoon (Mar-May) | Evening (18-24) | 4e-06 | 6e-05 | 0.001 | 0 | 552 | 28.67 | 77.23 | 5.5 | 0.063014
solar | INDNO | 2017 | S3D1 | S3 | D1 | SW Monsoon (Jun-Sep) | Night (00-06) | 0.001273 | 0.004406 | 0.024 | 0 | 732 | 28.67 | 77.23 | 5.5 | 0.083562
solar | INDNO | 2017 | S3D2 | S3 | D2 | SW Monsoon (Jun-Sep) | Day (06-18) | 0.37687 | 0.20162 | 0.717 | 0 | 1464 | 28.67 | 77.23 | 5.5 | 0.16712
solar | INDNO | 2017 | S3D3 | S3 | D3 | SW Monsoon (Jun-Sep) | Evening (18-24) | 7.4e-05 | 0.00037 | 0.003 | 0 | 732 | 28.67 | 77.23 | 5.5 | 0.083562
solar | INDNO | 2017 | S4D1 | S4 | D1 | Post-monsoon (Oct-Nov) | Night (00-06) | 0 | 0 | 0 | 0 | 366 | 28.67 | 77.23 | 5.5 | 0.041781
solar | INDNO | 2017 | S4D2 | S4 | D2 | Post-monsoon (Oct-Nov) | Day (06-18) | 0.33808 | 0.23625 | 0.727 | 0 | 732 | 28.67 | 77.23 | 5.5 | 0.083562
solar | INDNO | 2017 | S4D3 | S4 | D3 | Post-monsoon (Oct-Nov) | Evening (18-24) | 0 | 0 | 0 | 0 | 366 | 28.67 | 77.23 | 5.5 | 0.041781
solar | INDNO | 2018 | S1D1 | S1 | D1 | Winter (Dec-Feb) | Night (00-06) | 0 | 0 | 0 | 0 | 540 | 28.67 | 77.23 | 5.5 | 0.061644
solar | INDNO | 2018 | S1D2 | S1 | D2 | Winter (Dec-Feb) | Day (06-18) | 0.34876 | 0.25054 | 0.771 | 0 | 1080 | 28.67 | 77.23 | 5.5 | 0.12329
solar | INDNO | 2018 | S1D3 | S1 | D3 | Winter (Dec-Feb) | Evening (18-24) | 0 | 0 | 0 | 0 | 540 | 28.67 | 77.23 | 5.5 | 0.061644
solar | INDNO | 2018 | S2D1 | S2 | D1 | Pre-monsoon (Mar-May) | Night (00-06) | 0.000437 | 0.002094 | 0.016 | 0 | 552 | 28.67 | 77.23 | 5.5 | 0.063014
solar | INDNO | 2018 | S2D2 | S2 | D2 | Pre-monsoon (Mar-May) | Day (06-18) | 0.42141 | 0.22543 | 0.782 | 0 | 1104 | 28.67 | 77.23 | 5.5 | 0.12603
solar | INDNO | 2018 | S2D3 | S2 | D3 | Pre-monsoon (Mar-May) | Evening (18-24) | 0 | 0 | 0 | 0 | 552 | 28.67 | 77.23 | 5.5 | 0.063014
solar | INDNO | 2018 | S3D1 | S3 | D1 | SW Monsoon (Jun-Sep) | Night (00-06) | 0.001111 | 0.003973 | 0.023 | 0 | 732 | 28.67 | 77.23 | 5.5 | 0.083562
solar | INDNO | 2018 | S3D2 | S3 | D2 | SW Monsoon (Jun-Sep) | Day (06-18) | 0.3514 | 0.20093 | 0.737 | 0 | 1464 | 28.67 | 77.23 | 5.5 | 0.16712
solar | INDNO | 2018 | S3D3 | S3 | D3 | SW Monsoon (Jun-Sep) | Evening (18-24) | 4.4e-05 | 0.000258 | 0.002 | 0 | 732 | 28.67 | 77.23 | 5.5 | 0.083562
solar | INDNO | 2018 | S4D1 | S4 | D1 | Post-monsoon (Oct-Nov) | Night (00-06) | 0 | 0 | 0 | 0 | 366 | 28.67 | 77.23 | 5.5 | 0.041781
solar | INDNO | 2018 | S4D2 | S4 | D2 | Post-monsoon (Oct-Nov) | Day (06-18) | 0.35082 | 0.24088 | 0.727 | 0 | 732 | 28.67 | 77.23 | 5.5 | 0.083562
solar | INDNO | 2018 | S4D3 | S4 | D3 | Post-monsoon (Oct-Nov) | Evening (18-24) | 0 | 0 | 0 | 0 | 366 | 28.67 | 77.23 | 5.5 | 0.041781
solar | INDNO | 2019 | S1D1 | S1 | D1 | Winter (Dec-Feb) | Night (00-06) | 0 | 0 | 0 | 0 | 540 | 28.67 | 77.23 | 5.5 | 0.061644
solar | INDNO | 2019 | S1D2 | S1 | D2 | Winter (Dec-Feb) | Day (06-18) | 0.3281 | 0.24718 | 0.785 | 0 | 1080 | 28.67 | 77.23 | 5.5 | 0.12329
solar | INDNO | 2019 | S1D3 | S1 | D3 | Winter (Dec-Feb) | Evening (18-24) | 0 | 0 | 0 | 0 | 540 | 28.67 | 77.23 | 5.5 | 0.061644
solar | INDNO | 2019 | S2D1 | S2 | D1 | Pre-monsoon (Mar-May) | Night (00-06) | 0.000522 | 0.002505 | 0.019 | 0 | 552 | 28.67 | 77.23 | 5.5 | 0.063014
solar | INDNO | 2019 | S2D2 | S2 | D2 | Pre-monsoon (Mar-May) | Day (06-18) | 0.41991 | 0.23029 | 0.792 | 0 | 1104 | 28.67 | 77.23 | 5.5 | 0.12603
solar | INDNO | 2019 | S2D3 | S2 | D3 | Pre-monsoon (Mar-May) | Evening (18-24) | 2e-06 | 4.3e-05 | 0.001 | 0 | 552 | 28.67 | 77.23 | 5.5 | 0.063014
solar | INDNO | 2019 | S3D1 | S3 | D1 | SW Monsoon (Jun-Sep) | Night (00-06) | 0.001273 | 0.004506 | 0.023 | 0 | 732 | 28.67 | 77.23 | 5.5 | 0.083562
solar | INDNO | 2019 | S3D2 | S3 | D2 | SW Monsoon (Jun-Sep) | Day (06-18) | 0.36335 | 0.19764 | 0.723 | 0.003 | 1464 | 28.67 | 77.23 | 5.5 | 0.16712
solar | INDNO | 2019 | S3D3 | S3 | D3 | SW Monsoon (Jun-Sep) | Evening (18-24) | 7.8e-05 | 0.000406 | 0.003 | 0 | 732 | 28.67 | 77.23 | 5.5 | 0.083562
solar | INDNO | 2019 | S4D1 | S4 | D1 | Post-monsoon (Oct-Nov) | Night (00-06) | 0 | 0 | 0 | 0 | 366 | 28.67 | 77.23 | 5.5 | 0.041781
solar | INDNO | 2019 | S4D2 | S4 | D2 | Post-monsoon (Oct-Nov) | Day (06-18) | 0.32363 | 0.231 | 0.725 | 0 | 732 | 28.67 | 77.23 | 5.5 | 0.083562
solar | INDNO | 2019 | S4D3 | S4 | D3 | Post-monsoon (Oct-Nov) | Evening (18-24) | 0 | 0 | 0 | 0 | 366 | 28.67 | 77.23 | 5.5 | 0.041781
solar | INDNO | 2020 | S1D1 | S1 | D1 | Winter (Dec-Feb) | Night (00-06) | 0 | 0 | 0 | 0 | 546 | 28.67 | 77.23 | 5.5 | 0.061644
solar | INDNO | 2020 | S1D2 | S1 | D2 | Winter (Dec-Feb) | Day (06-18) | 0.35859 | 0.26077 | 0.783 | 0 | 1092 | 28.67 | 77.23 | 5.5 | 0.12329
solar | INDNO | 2020 | S1D3 | S1 | D3 | Winter (Dec-Feb) | Evening (18-24) | 0 | 0 | 0 | 0 | 546 | 28.67 | 77.23 | 5.5 | 0.061644
solar | INDNO | 2020 | S2D1 | S2 | D1 | Pre-monsoon (Mar-May) | Night (00-06) | 0.000547 | 0.002487 | 0.017 | 0 | 552 | 28.67 | 77.23 | 5.5 | 0.063014
solar | INDNO | 2020 | S2D2 | S2 | D2 | Pre-monsoon (Mar-May) | Day (06-18) | 0.41484 | 0.22979 | 0.801 | 0 | 1104 | 28.67 | 77.23 | 5.5 | 0.12603
solar | INDNO | 2020 | S2D3 | S2 | D3 | Pre-monsoon (Mar-May) | Evening (18-24) | 0 | 0 | 0 | 0 | 552 | 28.67 | 77.23 | 5.5 | 0.063014
solar | INDNO | 2020 | S3D1 | S3 | D1 | SW Monsoon (Jun-Sep) | Night (00-06) | 0.00128 | 0.004393 | 0.023 | 0 | 732 | 28.67 | 77.23 | 5.5 | 0.083562
solar | INDNO | 2020 | S3D2 | S3 | D2 | SW Monsoon (Jun-Sep) | Day (06-18) | 0.37677 | 0.20082 | 0.718 | 0.006 | 1464 | 28.67 | 77.23 | 5.5 | 0.16712
solar | INDNO | 2020 | S3D3 | S3 | D3 | SW Monsoon (Jun-Sep) | Evening (18-24) | 6.1e-05 | 0.000363 | 0.004 | 0 | 732 | 28.67 | 77.23 | 5.5 | 0.083562
solar | INDNO | 2020 | S4D1 | S4 | D1 | Post-monsoon (Oct-Nov) | Night (00-06) | 0 | 0 | 0 | 0 | 366 | 28.67 | 77.23 | 5.5 | 0.041781
solar | INDNO | 2020 | S4D2 | S4 | D2 | Post-monsoon (Oct-Nov) | Day (06-18) | 0.36156 | 0.24224 | 0.727 | 0 | 732 | 28.67 | 77.23 | 5.5 | 0.083562
solar | INDNO | 2020 | S4D3 | S4 | D3 | Post-monsoon (Oct-Nov) | Evening (18-24) | 0 | 0 | 0 | 0 | 366 | 28.67 | 77.23 | 5.5 | 0.041781
solar | INDNO | 2021 | S1D1 | S1 | D1 | Winter (Dec-Feb) | Night (00-06) | 0 | 0 | 0 | 0 | 540 | 28.67 | 77.23 | 5.5 | 0.061644
solar | INDNO | 2021 | S1D2 | S1 | D2 | Winter (Dec-Feb) | Day (06-18) | 0.3532 | 0.25438 | 0.767 | 0 | 1080 | 28.67 | 77.23 | 5.5 | 0.12329
solar | INDNO | 2021 | S1D3 | S1 | D3 | Winter (Dec-Feb) | Evening (18-24) | 0 | 0 | 0 | 0 | 540 | 28.67 | 77.23 | 5.5 | 0.061644
solar | INDNO | 2021 | S2D1 | S2 | D1 | Pre-monsoon (Mar-May) | Night (00-06) | 0.000482 | 0.002356 | 0.018 | 0 | 552 | 28.67 | 77.23 | 5.5 | 0.063014
solar | INDNO | 2021 | S2D2 | S2 | D2 | Pre-monsoon (Mar-May) | Day (06-18) | 0.41703 | 0.22579 | 0.782 | 0.001 | 1104 | 28.67 | 77.23 | 5.5 | 0.12603
solar | INDNO | 2021 | S2D3 | S2 | D3 | Pre-monsoon (Mar-May) | Evening (18-24) | 0 | 0 | 0 | 0 | 552 | 28.67 | 77.23 | 5.5 | 0.063014
solar | INDNO | 2021 | S3D1 | S3 | D1 | SW Monsoon (Jun-Sep) | Night (00-06) | 0.001236 | 0.004369 | 0.025 | 0 | 732 | 28.67 | 77.23 | 5.5 | 0.083562
solar | INDNO | 2021 | S3D2 | S3 | D2 | SW Monsoon (Jun-Sep) | Day (06-18) | 0.35891 | 0.20129 | 0.722 | 0 | 1464 | 28.67 | 77.23 | 5.5 | 0.16712
solar | INDNO | 2021 | S3D3 | S3 | D3 | SW Monsoon (Jun-Sep) | Evening (18-24) | 5.9e-05 | 0.000323 | 0.003 | 0 | 732 | 28.67 | 77.23 | 5.5 | 0.083562
solar | INDNO | 2021 | S4D1 | S4 | D1 | Post-monsoon (Oct-Nov) | Night (00-06) | 0 | 0 | 0 | 0 | 366 | 28.67 | 77.23 | 5.5 | 0.041781
solar | INDNO | 2021 | S4D2 | S4 | D2 | Post-monsoon (Oct-Nov) | Day (06-18) | 0.35631 | 0.24518 | 0.731 | 0 | 732 | 28.67 | 77.23 | 5.5 | 0.083562
solar | INDNO | 2021 | S4D3 | S4 | D3 | Post-monsoon (Oct-Nov) | Evening (18-24) | 0 | 0 | 0 | 0 | 366 | 28.67 | 77.23 | 5.5 | 0.041781
solar | INDNO | 2022 | S1D1 | S1 | D1 | Winter (Dec-Feb) | Night (00-06) | 0 | 0 | 0 | 0 | 540 | 28.67 | 77.23 | 5.5 | 0.061644
solar | INDNO | 2022 | S1D2 | S1 | D2 | Winter (Dec-Feb) | Day (06-18) | 0.33311 | 0.25981 | 0.799 | 0 | 1080 | 28.67 | 77.23 | 5.5 | 0.12329
solar | INDNO | 2022 | S1D3 | S1 | D3 | Winter (Dec-Feb) | Evening (18-24) | 0 | 0 | 0 | 0 | 540 | 28.67 | 77.23 | 5.5 | 0.061644
solar | INDNO | 2022 | S2D1 | S2 | D1 | Pre-monsoon (Mar-May) | Night (00-06) | 0.000399 | 0.001924 | 0.016 | 0 | 552 | 28.67 | 77.23 | 5.5 | 0.063014
solar | INDNO | 2022 | S2D2 | S2 | D2 | Pre-monsoon (Mar-May) | Day (06-18) | 0.41684 | 0.22506 | 0.775 | 0 | 1104 | 28.67 | 77.23 | 5.5 | 0.12603
solar | INDNO | 2022 | S2D3 | S2 | D3 | Pre-monsoon (Mar-May) | Evening (18-24) | 0 | 0 | 0 | 0 | 552 | 28.67 | 77.23 | 5.5 | 0.063014
solar | INDNO | 2022 | S3D1 | S3 | D1 | SW Monsoon (Jun-Sep) | Night (00-06) | 0.001268 | 0.004426 | 0.023 | 0 | 732 | 28.67 | 77.23 | 5.5 | 0.083562
solar | INDNO | 2022 | S3D2 | S3 | D2 | SW Monsoon (Jun-Sep) | Day (06-18) | 0.37107 | 0.20113 | 0.725 | 0.006 | 1464 | 28.67 | 77.23 | 5.5 | 0.16712
solar | INDNO | 2022 | S3D3 | S3 | D3 | SW Monsoon (Jun-Sep) | Evening (18-24) | 4.5e-05 | 0.000271 | 0.003 | 0 | 732 | 28.67 | 77.23 | 5.5 | 0.083562
solar | INDNO | 2022 | S4D1 | S4 | D1 | Post-monsoon (Oct-Nov) | Night (00-06) | 0 | 0 | 0 | 0 | 366 | 28.67 | 77.23 | 5.5 | 0.041781
solar | INDNO | 2022 | S4D2 | S4 | D2 | Post-monsoon (Oct-Nov) | Day (06-18) | 0.34952 | 0.24922 | 0.741 | 0 | 732 | 28.67 | 77.23 | 5.5 | 0.083562
solar | INDNO | 2022 | S4D3 | S4 | D3 | Post-monsoon (Oct-Nov) | Evening (18-24) | 0 | 0 | 0 | 0 | 366 | 28.67 | 77.23 | 5.5 | 0.041781
solar | INDSO | 2014 | S1D1 | S1 | D1 | Winter (Dec-Feb) | Night (00-06) | 0 | 0 | 0 | 0 | 349 | 12.9724 | 77.5806 | 5.5 | 0.061644
solar | INDSO | 2014 | S1D2 | S1 | D2 | Winter (Dec-Feb) | Day (06-18) | 0.44354 | 0.26096 | 0.786 | 0 | 708 | 12.9724 | 77.5806 | 5.5 | 0.12329
solar | INDSO | 2014 | S1D3 | S1 | D3 | Winter (Dec-Feb) | Evening (18-24) | 0 | 0 | 0 | 0 | 354 | 12.9724 | 77.5806 | 5.5 | 0.061644
solar | INDSO | 2014 | S2D1 | S2 | D1 | Pre-monsoon (Mar-May) | Night (00-06) | 0 | 0 | 0 | 0 | 552 | 12.9724 | 77.5806 | 5.5 | 0.063014
solar | INDSO | 2014 | S2D2 | S2 | D2 | Pre-monsoon (Mar-May) | Day (06-18) | 0.39546 | 0.23596 | 0.792 | 0 | 1104 | 12.9724 | 77.5806 | 5.5 | 0.12603
solar | INDSO | 2014 | S2D3 | S2 | D3 | Pre-monsoon (Mar-May) | Evening (18-24) | 0 | 0 | 0 | 0 | 552 | 12.9724 | 77.5806 | 5.5 | 0.063014
solar | INDSO | 2014 | S3D1 | S3 | D1 | SW Monsoon (Jun-Sep) | Night (00-06) | 0 | 0 | 0 | 0 | 732 | 12.9724 | 77.5806 | 5.5 | 0.083562
solar | INDSO | 2014 | S3D2 | S3 | D2 | SW Monsoon (Jun-Sep) | Day (06-18) | 0.3301 | 0.2032 | 0.766 | 0 | 1464 | 12.9724 | 77.5806 | 5.5 | 0.16712
solar | INDSO | 2014 | S3D3 | S3 | D3 | SW Monsoon (Jun-Sep) | Evening (18-24) | 0 | 0 | 0 | 0 | 732 | 12.9724 | 77.5806 | 5.5 | 0.083562
solar | INDSO | 2014 | S4D1 | S4 | D1 | Post-monsoon (Oct-Nov) | Night (00-06) | 0 | 0 | 0 | 0 | 366 | 12.9724 | 77.5806 | 5.5 | 0.041781
solar | INDSO | 2014 | S4D2 | S4 | D2 | Post-monsoon (Oct-Nov) | Day (06-18) | 0.37388 | 0.24841 | 0.77 | 0 | 732 | 12.9724 | 77.5806 | 5.5 | 0.083562
solar | INDSO | 2014 | S4D3 | S4 | D3 | Post-monsoon (Oct-Nov) | Evening (18-24) | 0 | 0 | 0 | 0 | 366 | 12.9724 | 77.5806 | 5.5 | 0.041781
solar | INDSO | 2015 | S1D1 | S1 | D1 | Winter (Dec-Feb) | Night (00-06) | 0 | 0 | 0 | 0 | 540 | 12.9724 | 77.5806 | 5.5 | 0.061644
solar | INDSO | 2015 | S1D2 | S1 | D2 | Winter (Dec-Feb) | Day (06-18) | 0.42901 | 0.26204 | 0.814 | 0 | 1080 | 12.9724 | 77.5806 | 5.5 | 0.12329
solar | INDSO | 2015 | S1D3 | S1 | D3 | Winter (Dec-Feb) | Evening (18-24) | 0 | 0 | 0 | 0 | 540 | 12.9724 | 77.5806 | 5.5 | 0.061644
solar | INDSO | 2015 | S2D1 | S2 | D1 | Pre-monsoon (Mar-May) | Night (00-06) | 0 | 0 | 0 | 0 | 552 | 12.9724 | 77.5806 | 5.5 | 0.063014
solar | INDSO | 2015 | S2D2 | S2 | D2 | Pre-monsoon (Mar-May) | Day (06-18) | 0.38471 | 0.23319 | 0.792 | 0 | 1104 | 12.9724 | 77.5806 | 5.5 | 0.12603
solar | INDSO | 2015 | S2D3 | S2 | D3 | Pre-monsoon (Mar-May) | Evening (18-24) | 0 | 0 | 0 | 0 | 552 | 12.9724 | 77.5806 | 5.5 | 0.063014
solar | INDSO | 2015 | S3D1 | S3 | D1 | SW Monsoon (Jun-Sep) | Night (00-06) | 0 | 0 | 0 | 0 | 732 | 12.9724 | 77.5806 | 5.5 | 0.083562
solar | INDSO | 2015 | S3D2 | S3 | D2 | SW Monsoon (Jun-Sep) | Day (06-18) | 0.34408 | 0.20834 | 0.758 | 0 | 1464 | 12.9724 | 77.5806 | 5.5 | 0.16712
solar | INDSO | 2015 | S3D3 | S3 | D3 | SW Monsoon (Jun-Sep) | Evening (18-24) | 0 | 0 | 0 | 0 | 732 | 12.9724 | 77.5806 | 5.5 | 0.083562
solar | INDSO | 2015 | S4D1 | S4 | D1 | Post-monsoon (Oct-Nov) | Night (00-06) | 0 | 0 | 0 | 0 | 366 | 12.9724 | 77.5806 | 5.5 | 0.041781
solar | INDSO | 2015 | S4D2 | S4 | D2 | Post-monsoon (Oct-Nov) | Day (06-18) | 0.36833 | 0.25138 | 0.778 | 0 | 732 | 12.9724 | 77.5806 | 5.5 | 0.083562
solar | INDSO | 2015 | S4D3 | S4 | D3 | Post-monsoon (Oct-Nov) | Evening (18-24) | 0 | 0 | 0 | 0 | 366 | 12.9724 | 77.5806 | 5.5 | 0.041781
solar | INDSO | 2016 | S1D1 | S1 | D1 | Winter (Dec-Feb) | Night (00-06) | 0 | 0 | 0 | 0 | 546 | 12.9724 | 77.5806 | 5.5 | 0.061644
solar | INDSO | 2016 | S1D2 | S1 | D2 | Winter (Dec-Feb) | Day (06-18) | 0.43123 | 0.26041 | 0.784 | 0 | 1092 | 12.9724 | 77.5806 | 5.5 | 0.12329
solar | INDSO | 2016 | S1D3 | S1 | D3 | Winter (Dec-Feb) | Evening (18-24) | 0 | 0 | 0 | 0 | 546 | 12.9724 | 77.5806 | 5.5 | 0.061644
solar | INDSO | 2016 | S2D1 | S2 | D1 | Pre-monsoon (Mar-May) | Night (00-06) | 0 | 0 | 0 | 0 | 552 | 12.9724 | 77.5806 | 5.5 | 0.063014
solar | INDSO | 2016 | S2D2 | S2 | D2 | Pre-monsoon (Mar-May) | Day (06-18) | 0.39856 | 0.23274 | 0.771 | 0.001 | 1104 | 12.9724 | 77.5806 | 5.5 | 0.12603
solar | INDSO | 2016 | S2D3 | S2 | D3 | Pre-monsoon (Mar-May) | Evening (18-24) | 0 | 0 | 0 | 0 | 552 | 12.9724 | 77.5806 | 5.5 | 0.063014
solar | INDSO | 2016 | S3D1 | S3 | D1 | SW Monsoon (Jun-Sep) | Night (00-06) | 0 | 0 | 0 | 0 | 732 | 12.9724 | 77.5806 | 5.5 | 0.083562
solar | INDSO | 2016 | S3D2 | S3 | D2 | SW Monsoon (Jun-Sep) | Day (06-18) | 0.33369 | 0.20731 | 0.764 | 0 | 1464 | 12.9724 | 77.5806 | 5.5 | 0.16712
solar | INDSO | 2016 | S3D3 | S3 | D3 | SW Monsoon (Jun-Sep) | Evening (18-24) | 0 | 0 | 0 | 0 | 732 | 12.9724 | 77.5806 | 5.5 | 0.083562
solar | INDSO | 2016 | S4D1 | S4 | D1 | Post-monsoon (Oct-Nov) | Night (00-06) | 0 | 0 | 0 | 0 | 366 | 12.9724 | 77.5806 | 5.5 | 0.041781
solar | INDSO | 2016 | S4D2 | S4 | D2 | Post-monsoon (Oct-Nov) | Day (06-18) | 0.40586 | 0.24958 | 0.769 | 0 | 732 | 12.9724 | 77.5806 | 5.5 | 0.083562
solar | INDSO | 2016 | S4D3 | S4 | D3 | Post-monsoon (Oct-Nov) | Evening (18-24) | 0 | 0 | 0 | 0 | 366 | 12.9724 | 77.5806 | 5.5 | 0.041781
solar | INDSO | 2017 | S1D1 | S1 | D1 | Winter (Dec-Feb) | Night (00-06) | 0 | 0 | 0 | 0 | 540 | 12.9724 | 77.5806 | 5.5 | 0.061644
solar | INDSO | 2017 | S1D2 | S1 | D2 | Winter (Dec-Feb) | Day (06-18) | 0.44179 | 0.26264 | 0.803 | 0 | 1080 | 12.9724 | 77.5806 | 5.5 | 0.12329
solar | INDSO | 2017 | S1D3 | S1 | D3 | Winter (Dec-Feb) | Evening (18-24) | 0 | 0 | 0 | 0 | 540 | 12.9724 | 77.5806 | 5.5 | 0.061644
solar | INDSO | 2017 | S2D1 | S2 | D1 | Pre-monsoon (Mar-May) | Night (00-06) | 0 | 0 | 0 | 0 | 552 | 12.9724 | 77.5806 | 5.5 | 0.063014
solar | INDSO | 2017 | S2D2 | S2 | D2 | Pre-monsoon (Mar-May) | Day (06-18) | 0.39094 | 0.23667 | 0.8 | 0 | 1104 | 12.9724 | 77.5806 | 5.5 | 0.12603
solar | INDSO | 2017 | S2D3 | S2 | D3 | Pre-monsoon (Mar-May) | Evening (18-24) | 0 | 0 | 0 | 0 | 552 | 12.9724 | 77.5806 | 5.5 | 0.063014
solar | INDSO | 2017 | S3D1 | S3 | D1 | SW Monsoon (Jun-Sep) | Night (00-06) | 0 | 0 | 0 | 0 | 732 | 12.9724 | 77.5806 | 5.5 | 0.083562
solar | INDSO | 2017 | S3D2 | S3 | D2 | SW Monsoon (Jun-Sep) | Day (06-18) | 0.32157 | 0.20116 | 0.78 | 0 | 1464 | 12.9724 | 77.5806 | 5.5 | 0.16712
solar | INDSO | 2017 | S3D3 | S3 | D3 | SW Monsoon (Jun-Sep) | Evening (18-24) | 0 | 0 | 0 | 0 | 732 | 12.9724 | 77.5806 | 5.5 | 0.083562
solar | INDSO | 2017 | S4D1 | S4 | D1 | Post-monsoon (Oct-Nov) | Night (00-06) | 0 | 0 | 0 | 0 | 366 | 12.9724 | 77.5806 | 5.5 | 0.041781
solar | INDSO | 2017 | S4D2 | S4 | D2 | Post-monsoon (Oct-Nov) | Day (06-18) | 0.34213 | 0.23782 | 0.782 | 0 | 732 | 12.9724 | 77.5806 | 5.5 | 0.083562
solar | INDSO | 2017 | S4D3 | S4 | D3 | Post-monsoon (Oct-Nov) | Evening (18-24) | 0 | 0 | 0 | 0 | 366 | 12.9724 | 77.5806 | 5.5 | 0.041781
solar | INDSO | 2018 | S1D1 | S1 | D1 | Winter (Dec-Feb) | Night (00-06) | 0 | 0 | 0 | 0 | 540 | 12.9724 | 77.5806 | 5.5 | 0.061644
solar | INDSO | 2018 | S1D2 | S1 | D2 | Winter (Dec-Feb) | Day (06-18) | 0.41766 | 0.26226 | 0.818 | 0 | 1080 | 12.9724 | 77.5806 | 5.5 | 0.12329
solar | INDSO | 2018 | S1D3 | S1 | D3 | Winter (Dec-Feb) | Evening (18-24) | 0 | 0 | 0 | 0 | 540 | 12.9724 | 77.5806 | 5.5 | 0.061644
solar | INDSO | 2018 | S2D1 | S2 | D1 | Pre-monsoon (Mar-May) | Night (00-06) | 0 | 0 | 0 | 0 | 552 | 12.9724 | 77.5806 | 5.5 | 0.063014
solar | INDSO | 2018 | S2D2 | S2 | D2 | Pre-monsoon (Mar-May) | Day (06-18) | 0.39099 | 0.2338 | 0.801 | 0 | 1104 | 12.9724 | 77.5806 | 5.5 | 0.12603
solar | INDSO | 2018 | S2D3 | S2 | D3 | Pre-monsoon (Mar-May) | Evening (18-24) | 0 | 0 | 0 | 0 | 552 | 12.9724 | 77.5806 | 5.5 | 0.063014
solar | INDSO | 2018 | S3D1 | S3 | D1 | SW Monsoon (Jun-Sep) | Night (00-06) | 0 | 0 | 0 | 0 | 732 | 12.9724 | 77.5806 | 5.5 | 0.083562
solar | INDSO | 2018 | S3D2 | S3 | D2 | SW Monsoon (Jun-Sep) | Day (06-18) | 0.33299 | 0.20417 | 0.768 | 0 | 1464 | 12.9724 | 77.5806 | 5.5 | 0.16712
solar | INDSO | 2018 | S3D3 | S3 | D3 | SW Monsoon (Jun-Sep) | Evening (18-24) | 0 | 0 | 0 | 0 | 732 | 12.9724 | 77.5806 | 5.5 | 0.083562
solar | INDSO | 2018 | S4D1 | S4 | D1 | Post-monsoon (Oct-Nov) | Night (00-06) | 0 | 0 | 0 | 0 | 366 | 12.9724 | 77.5806 | 5.5 | 0.041781
solar | INDSO | 2018 | S4D2 | S4 | D2 | Post-monsoon (Oct-Nov) | Day (06-18) | 0.40302 | 0.25063 | 0.777 | 0 | 732 | 12.9724 | 77.5806 | 5.5 | 0.083562
solar | INDSO | 2018 | S4D3 | S4 | D3 | Post-monsoon (Oct-Nov) | Evening (18-24) | 0 | 0 | 0 | 0 | 366 | 12.9724 | 77.5806 | 5.5 | 0.041781
solar | INDSO | 2019 | S1D1 | S1 | D1 | Winter (Dec-Feb) | Night (00-06) | 0 | 0 | 0 | 0 | 540 | 12.9724 | 77.5806 | 5.5 | 0.061644
solar | INDSO | 2019 | S1D2 | S1 | D2 | Winter (Dec-Feb) | Day (06-18) | 0.42553 | 0.26081 | 0.79 | 0 | 1080 | 12.9724 | 77.5806 | 5.5 | 0.12329
solar | INDSO | 2019 | S1D3 | S1 | D3 | Winter (Dec-Feb) | Evening (18-24) | 0 | 0 | 0 | 0 | 540 | 12.9724 | 77.5806 | 5.5 | 0.061644
solar | INDSO | 2019 | S2D1 | S2 | D1 | Pre-monsoon (Mar-May) | Night (00-06) | 0 | 0 | 0 | 0 | 552 | 12.9724 | 77.5806 | 5.5 | 0.063014
solar | INDSO | 2019 | S2D2 | S2 | D2 | Pre-monsoon (Mar-May) | Day (06-18) | 0.40864 | 0.23778 | 0.787 | 0 | 1104 | 12.9724 | 77.5806 | 5.5 | 0.12603
solar | INDSO | 2019 | S2D3 | S2 | D3 | Pre-monsoon (Mar-May) | Evening (18-24) | 0 | 0 | 0 | 0 | 552 | 12.9724 | 77.5806 | 5.5 | 0.063014
solar | INDSO | 2019 | S3D1 | S3 | D1 | SW Monsoon (Jun-Sep) | Night (00-06) | 0 | 0 | 0 | 0 | 732 | 12.9724 | 77.5806 | 5.5 | 0.083562
solar | INDSO | 2019 | S3D2 | S3 | D2 | SW Monsoon (Jun-Sep) | Day (06-18) | 0.307 | 0.19112 | 0.729 | 0 | 1464 | 12.9724 | 77.5806 | 5.5 | 0.16712
solar | INDSO | 2019 | S3D3 | S3 | D3 | SW Monsoon (Jun-Sep) | Evening (18-24) | 0 | 0 | 0 | 0 | 732 | 12.9724 | 77.5806 | 5.5 | 0.083562
solar | INDSO | 2019 | S4D1 | S4 | D1 | Post-monsoon (Oct-Nov) | Night (00-06) | 0 | 0 | 0 | 0 | 366 | 12.9724 | 77.5806 | 5.5 | 0.041781
solar | INDSO | 2019 | S4D2 | S4 | D2 | Post-monsoon (Oct-Nov) | Day (06-18) | 0.35569 | 0.23973 | 0.767 | 0 | 732 | 12.9724 | 77.5806 | 5.5 | 0.083562
solar | INDSO | 2019 | S4D3 | S4 | D3 | Post-monsoon (Oct-Nov) | Evening (18-24) | 0 | 0 | 0 | 0 | 366 | 12.9724 | 77.5806 | 5.5 | 0.041781
solar | INDSO | 2020 | S1D1 | S1 | D1 | Winter (Dec-Feb) | Night (00-06) | 0 | 0 | 0 | 0 | 546 | 12.9724 | 77.5806 | 5.5 | 0.061644
solar | INDSO | 2020 | S1D2 | S1 | D2 | Winter (Dec-Feb) | Day (06-18) | 0.43302 | 0.26172 | 0.798 | 0 | 1092 | 12.9724 | 77.5806 | 5.5 | 0.12329
solar | INDSO | 2020 | S1D3 | S1 | D3 | Winter (Dec-Feb) | Evening (18-24) | 0 | 0 | 0 | 0 | 546 | 12.9724 | 77.5806 | 5.5 | 0.061644
solar | INDSO | 2020 | S2D1 | S2 | D1 | Pre-monsoon (Mar-May) | Night (00-06) | 0 | 0 | 0 | 0 | 552 | 12.9724 | 77.5806 | 5.5 | 0.063014
solar | INDSO | 2020 | S2D2 | S2 | D2 | Pre-monsoon (Mar-May) | Day (06-18) | 0.40325 | 0.2392 | 0.784 | 0 | 1104 | 12.9724 | 77.5806 | 5.5 | 0.12603
solar | INDSO | 2020 | S2D3 | S2 | D3 | Pre-monsoon (Mar-May) | Evening (18-24) | 0 | 0 | 0 | 0 | 552 | 12.9724 | 77.5806 | 5.5 | 0.063014
solar | INDSO | 2020 | S3D1 | S3 | D1 | SW Monsoon (Jun-Sep) | Night (00-06) | 0 | 0 | 0 | 0 | 732 | 12.9724 | 77.5806 | 5.5 | 0.083562
solar | INDSO | 2020 | S3D2 | S3 | D2 | SW Monsoon (Jun-Sep) | Day (06-18) | 0.29367 | 0.18843 | 0.771 | 0 | 1464 | 12.9724 | 77.5806 | 5.5 | 0.16712
solar | INDSO | 2020 | S3D3 | S3 | D3 | SW Monsoon (Jun-Sep) | Evening (18-24) | 0 | 0 | 0 | 0 | 732 | 12.9724 | 77.5806 | 5.5 | 0.083562
solar | INDSO | 2020 | S4D1 | S4 | D1 | Post-monsoon (Oct-Nov) | Night (00-06) | 0 | 0 | 0 | 0 | 366 | 12.9724 | 77.5806 | 5.5 | 0.041781
solar | INDSO | 2020 | S4D2 | S4 | D2 | Post-monsoon (Oct-Nov) | Day (06-18) | 0.36307 | 0.24768 | 0.79 | 0 | 732 | 12.9724 | 77.5806 | 5.5 | 0.083562
solar | INDSO | 2020 | S4D3 | S4 | D3 | Post-monsoon (Oct-Nov) | Evening (18-24) | 0 | 0 | 0 | 0 | 366 | 12.9724 | 77.5806 | 5.5 | 0.041781
solar | INDSO | 2021 | S1D1 | S1 | D1 | Winter (Dec-Feb) | Night (00-06) | 0 | 0 | 0 | 0 | 540 | 12.9724 | 77.5806 | 5.5 | 0.061644
solar | INDSO | 2021 | S1D2 | S1 | D2 | Winter (Dec-Feb) | Day (06-18) | 0.42229 | 0.265 | 0.813 | 0 | 1080 | 12.9724 | 77.5806 | 5.5 | 0.12329
solar | INDSO | 2021 | S1D3 | S1 | D3 | Winter (Dec-Feb) | Evening (18-24) | 0 | 0 | 0 | 0 | 540 | 12.9724 | 77.5806 | 5.5 | 0.061644
solar | INDSO | 2021 | S2D1 | S2 | D1 | Pre-monsoon (Mar-May) | Night (00-06) | 0 | 0 | 0 | 0 | 552 | 12.9724 | 77.5806 | 5.5 | 0.063014
solar | INDSO | 2021 | S2D2 | S2 | D2 | Pre-monsoon (Mar-May) | Day (06-18) | 0.39624 | 0.23548 | 0.805 | 0.002 | 1104 | 12.9724 | 77.5806 | 5.5 | 0.12603
solar | INDSO | 2021 | S2D3 | S2 | D3 | Pre-monsoon (Mar-May) | Evening (18-24) | 0 | 0 | 0 | 0 | 552 | 12.9724 | 77.5806 | 5.5 | 0.063014
solar | INDSO | 2021 | S3D1 | S3 | D1 | SW Monsoon (Jun-Sep) | Night (00-06) | 0 | 0 | 0 | 0 | 732 | 12.9724 | 77.5806 | 5.5 | 0.083562
solar | INDSO | 2021 | S3D2 | S3 | D2 | SW Monsoon (Jun-Sep) | Day (06-18) | 0.32245 | 0.20208 | 0.736 | 0 | 1464 | 12.9724 | 77.5806 | 5.5 | 0.16712
solar | INDSO | 2021 | S3D3 | S3 | D3 | SW Monsoon (Jun-Sep) | Evening (18-24) | 0 | 0 | 0 | 0 | 732 | 12.9724 | 77.5806 | 5.5 | 0.083562
solar | INDSO | 2021 | S4D1 | S4 | D1 | Post-monsoon (Oct-Nov) | Night (00-06) | 0 | 0 | 0 | 0 | 366 | 12.9724 | 77.5806 | 5.5 | 0.041781
solar | INDSO | 2021 | S4D2 | S4 | D2 | Post-monsoon (Oct-Nov) | Day (06-18) | 0.29742 | 0.21755 | 0.743 | 0 | 732 | 12.9724 | 77.5806 | 5.5 | 0.083562
solar | INDSO | 2021 | S4D3 | S4 | D3 | Post-monsoon (Oct-Nov) | Evening (18-24) | 0 | 0 | 0 | 0 | 366 | 12.9724 | 77.5806 | 5.5 | 0.041781
solar | INDSO | 2022 | S1D1 | S1 | D1 | Winter (Dec-Feb) | Night (00-06) | 0 | 0 | 0 | 0 | 540 | 12.9724 | 77.5806 | 5.5 | 0.061644
solar | INDSO | 2022 | S1D2 | S1 | D2 | Winter (Dec-Feb) | Day (06-18) | 0.43209 | 0.26492 | 0.809 | 0 | 1080 | 12.9724 | 77.5806 | 5.5 | 0.12329
solar | INDSO | 2022 | S1D3 | S1 | D3 | Winter (Dec-Feb) | Evening (18-24) | 0 | 0 | 0 | 0 | 540 | 12.9724 | 77.5806 | 5.5 | 0.061644
solar | INDSO | 2022 | S2D1 | S2 | D1 | Pre-monsoon (Mar-May) | Night (00-06) | 0 | 0 | 0 | 0 | 552 | 12.9724 | 77.5806 | 5.5 | 0.063014
solar | INDSO | 2022 | S2D2 | S2 | D2 | Pre-monsoon (Mar-May) | Day (06-18) | 0.39297 | 0.23698 | 0.805 | 0 | 1104 | 12.9724 | 77.5806 | 5.5 | 0.12603
solar | INDSO | 2022 | S2D3 | S2 | D3 | Pre-monsoon (Mar-May) | Evening (18-24) | 0 | 0 | 0 | 0 | 552 | 12.9724 | 77.5806 | 5.5 | 0.063014
solar | INDSO | 2022 | S3D1 | S3 | D1 | SW Monsoon (Jun-Sep) | Night (00-06) | 0 | 0 | 0 | 0 | 732 | 12.9724 | 77.5806 | 5.5 | 0.083562
solar | INDSO | 2022 | S3D2 | S3 | D2 | SW Monsoon (Jun-Sep) | Day (06-18) | 0.32237 | 0.20128 | 0.776 | 0 | 1464 | 12.9724 | 77.5806 | 5.5 | 0.16712
solar | INDSO | 2022 | S3D3 | S3 | D3 | SW Monsoon (Jun-Sep) | Evening (18-24) | 0 | 0 | 0 | 0 | 732 | 12.9724 | 77.5806 | 5.5 | 0.083562
solar | INDSO | 2022 | S4D1 | S4 | D1 | Post-monsoon (Oct-Nov) | Night (00-06) | 0 | 0 | 0 | 0 | 366 | 12.9724 | 77.5806 | 5.5 | 0.041781
solar | INDSO | 2022 | S4D2 | S4 | D2 | Post-monsoon (Oct-Nov) | Day (06-18) | 0.36818 | 0.25005 | 0.797 | 0 | 732 | 12.9724 | 77.5806 | 5.5 | 0.083562
solar | INDSO | 2022 | S4D3 | S4 | D3 | Post-monsoon (Oct-Nov) | Evening (18-24) | 0 | 0 | 0 | 0 | 366 | 12.9724 | 77.5806 | 5.5 | 0.041781
solar | INDWE | 2014 | S1D1 | S1 | D1 | Winter (Dec-Feb) | Night (00-06) | 0 | 0 | 0 | 0 | 349 | 19.017 | 72.857 | 5.5 | 0.061644
solar | INDWE | 2014 | S1D2 | S1 | D2 | Winter (Dec-Feb) | Day (06-18) | 0.41243 | 0.25608 | 0.772 | 0 | 708 | 19.017 | 72.857 | 5.5 | 0.12329
solar | INDWE | 2014 | S1D3 | S1 | D3 | Winter (Dec-Feb) | Evening (18-24) | 0 | 0 | 0 | 0 | 354 | 19.017 | 72.857 | 5.5 | 0.061644
solar | INDWE | 2014 | S2D1 | S2 | D1 | Pre-monsoon (Mar-May) | Night (00-06) | 0 | 0 | 0 | 0 | 552 | 19.017 | 72.857 | 5.5 | 0.063014
solar | INDWE | 2014 | S2D2 | S2 | D2 | Pre-monsoon (Mar-May) | Day (06-18) | 0.43149 | 0.23336 | 0.789 | 0.01 | 1104 | 19.017 | 72.857 | 5.5 | 0.12603
solar | INDWE | 2014 | S2D3 | S2 | D3 | Pre-monsoon (Mar-May) | Evening (18-24) | 1.3e-05 | 0.000127 | 0.002 | 0 | 552 | 19.017 | 72.857 | 5.5 | 0.063014
solar | INDWE | 2014 | S3D1 | S3 | D1 | SW Monsoon (Jun-Sep) | Night (00-06) | 0 | 0 | 0 | 0 | 732 | 19.017 | 72.857 | 5.5 | 0.083562
solar | INDWE | 2014 | S3D2 | S3 | D2 | SW Monsoon (Jun-Sep) | Day (06-18) | 0.34412 | 0.20947 | 0.753 | 0 | 1464 | 19.017 | 72.857 | 5.5 | 0.16712
solar | INDWE | 2014 | S3D3 | S3 | D3 | SW Monsoon (Jun-Sep) | Evening (18-24) | 8.3e-05 | 0.000431 | 0.003 | 0 | 732 | 19.017 | 72.857 | 5.5 | 0.083562
solar | INDWE | 2014 | S4D1 | S4 | D1 | Post-monsoon (Oct-Nov) | Night (00-06) | 0 | 0 | 0 | 0 | 366 | 19.017 | 72.857 | 5.5 | 0.041781
solar | INDWE | 2014 | S4D2 | S4 | D2 | Post-monsoon (Oct-Nov) | Day (06-18) | 0.3468 | 0.23927 | 0.741 | 0 | 732 | 19.017 | 72.857 | 5.5 | 0.083562
solar | INDWE | 2014 | S4D3 | S4 | D3 | Post-monsoon (Oct-Nov) | Evening (18-24) | 0 | 0 | 0 | 0 | 366 | 19.017 | 72.857 | 5.5 | 0.041781
solar | INDWE | 2015 | S1D1 | S1 | D1 | Winter (Dec-Feb) | Night (00-06) | 0 | 0 | 0 | 0 | 540 | 19.017 | 72.857 | 5.5 | 0.061644
solar | INDWE | 2015 | S1D2 | S1 | D2 | Winter (Dec-Feb) | Day (06-18) | 0.40786 | 0.25413 | 0.772 | 0 | 1080 | 19.017 | 72.857 | 5.5 | 0.12329
solar | INDWE | 2015 | S1D3 | S1 | D3 | Winter (Dec-Feb) | Evening (18-24) | 0 | 0 | 0 | 0 | 540 | 19.017 | 72.857 | 5.5 | 0.061644
solar | INDWE | 2015 | S2D1 | S2 | D1 | Pre-monsoon (Mar-May) | Night (00-06) | 0 | 0 | 0 | 0 | 552 | 19.017 | 72.857 | 5.5 | 0.063014
solar | INDWE | 2015 | S2D2 | S2 | D2 | Pre-monsoon (Mar-May) | Day (06-18) | 0.42209 | 0.23044 | 0.799 | 0 | 1104 | 19.017 | 72.857 | 5.5 | 0.12603
solar | INDWE | 2015 | S2D3 | S2 | D3 | Pre-monsoon (Mar-May) | Evening (18-24) | 5e-06 | 7.4e-05 | 0.001 | 0 | 552 | 19.017 | 72.857 | 5.5 | 0.063014
solar | INDWE | 2015 | S3D1 | S3 | D1 | SW Monsoon (Jun-Sep) | Night (00-06) | 0 | 0 | 0 | 0 | 732 | 19.017 | 72.857 | 5.5 | 0.083562
solar | INDWE | 2015 | S3D2 | S3 | D2 | SW Monsoon (Jun-Sep) | Day (06-18) | 0.35807 | 0.21002 | 0.767 | 0.001 | 1464 | 19.017 | 72.857 | 5.5 | 0.16712
solar | INDWE | 2015 | S3D3 | S3 | D3 | SW Monsoon (Jun-Sep) | Evening (18-24) | 4.2e-05 | 0.00029 | 0.003 | 0 | 732 | 19.017 | 72.857 | 5.5 | 0.083562
solar | INDWE | 2015 | S4D1 | S4 | D1 | Post-monsoon (Oct-Nov) | Night (00-06) | 0 | 0 | 0 | 0 | 366 | 19.017 | 72.857 | 5.5 | 0.041781
solar | INDWE | 2015 | S4D2 | S4 | D2 | Post-monsoon (Oct-Nov) | Day (06-18) | 0.33605 | 0.23396 | 0.732 | 0 | 732 | 19.017 | 72.857 | 5.5 | 0.083562
solar | INDWE | 2015 | S4D3 | S4 | D3 | Post-monsoon (Oct-Nov) | Evening (18-24) | 0 | 0 | 0 | 0 | 366 | 19.017 | 72.857 | 5.5 | 0.041781
solar | INDWE | 2016 | S1D1 | S1 | D1 | Winter (Dec-Feb) | Night (00-06) | 0 | 0 | 0 | 0 | 546 | 19.017 | 72.857 | 5.5 | 0.061644
solar | INDWE | 2016 | S1D2 | S1 | D2 | Winter (Dec-Feb) | Day (06-18) | 0.40571 | 0.25362 | 0.768 | 0 | 1092 | 19.017 | 72.857 | 5.5 | 0.12329
solar | INDWE | 2016 | S1D3 | S1 | D3 | Winter (Dec-Feb) | Evening (18-24) | 0 | 0 | 0 | 0 | 546 | 19.017 | 72.857 | 5.5 | 0.061644
solar | INDWE | 2016 | S2D1 | S2 | D1 | Pre-monsoon (Mar-May) | Night (00-06) | 0 | 0 | 0 | 0 | 552 | 19.017 | 72.857 | 5.5 | 0.063014
solar | INDWE | 2016 | S2D2 | S2 | D2 | Pre-monsoon (Mar-May) | Day (06-18) | 0.43211 | 0.23116 | 0.771 | 0.005 | 1104 | 19.017 | 72.857 | 5.5 | 0.12603
solar | INDWE | 2016 | S2D3 | S2 | D3 | Pre-monsoon (Mar-May) | Evening (18-24) | 1.4e-05 | 0.000147 | 0.002 | 0 | 552 | 19.017 | 72.857 | 5.5 | 0.063014
solar | INDWE | 2016 | S3D1 | S3 | D1 | SW Monsoon (Jun-Sep) | Night (00-06) | 0 | 0 | 0 | 0 | 732 | 19.017 | 72.857 | 5.5 | 0.083562
solar | INDWE | 2016 | S3D2 | S3 | D2 | SW Monsoon (Jun-Sep) | Day (06-18) | 0.32061 | 0.202 | 0.733 | 0 | 1464 | 19.017 | 72.857 | 5.5 | 0.16712
solar | INDWE | 2016 | S3D3 | S3 | D3 | SW Monsoon (Jun-Sep) | Evening (18-24) | 2.7e-05 | 0.000232 | 0.003 | 0 | 732 | 19.017 | 72.857 | 5.5 | 0.083562
solar | INDWE | 2016 | S4D1 | S4 | D1 | Post-monsoon (Oct-Nov) | Night (00-06) | 0 | 0 | 0 | 0 | 366 | 19.017 | 72.857 | 5.5 | 0.041781
solar | INDWE | 2016 | S4D2 | S4 | D2 | Post-monsoon (Oct-Nov) | Day (06-18) | 0.40895 | 0.25211 | 0.751 | 0 | 732 | 19.017 | 72.857 | 5.5 | 0.083562
solar | INDWE | 2016 | S4D3 | S4 | D3 | Post-monsoon (Oct-Nov) | Evening (18-24) | 0 | 0 | 0 | 0 | 366 | 19.017 | 72.857 | 5.5 | 0.041781
solar | INDWE | 2017 | S1D1 | S1 | D1 | Winter (Dec-Feb) | Night (00-06) | 0 | 0 | 0 | 0 | 540 | 19.017 | 72.857 | 5.5 | 0.061644
solar | INDWE | 2017 | S1D2 | S1 | D2 | Winter (Dec-Feb) | Day (06-18) | 0.41548 | 0.25527 | 0.77 | 0 | 1080 | 19.017 | 72.857 | 5.5 | 0.12329
solar | INDWE | 2017 | S1D3 | S1 | D3 | Winter (Dec-Feb) | Evening (18-24) | 0 | 0 | 0 | 0 | 540 | 19.017 | 72.857 | 5.5 | 0.061644
solar | INDWE | 2017 | S2D1 | S2 | D1 | Pre-monsoon (Mar-May) | Night (00-06) | 0 | 0 | 0 | 0 | 552 | 19.017 | 72.857 | 5.5 | 0.063014
solar | INDWE | 2017 | S2D2 | S2 | D2 | Pre-monsoon (Mar-May) | Day (06-18) | 0.44232 | 0.23342 | 0.785 | 0.01 | 1104 | 19.017 | 72.857 | 5.5 | 0.12603
solar | INDWE | 2017 | S2D3 | S2 | D3 | Pre-monsoon (Mar-May) | Evening (18-24) | 1.4e-05 | 0.00012 | 0.001 | 0 | 552 | 19.017 | 72.857 | 5.5 | 0.063014
solar | INDWE | 2017 | S3D1 | S3 | D1 | SW Monsoon (Jun-Sep) | Night (00-06) | 0 | 0 | 0 | 0 | 732 | 19.017 | 72.857 | 5.5 | 0.083562
solar | INDWE | 2017 | S3D2 | S3 | D2 | SW Monsoon (Jun-Sep) | Day (06-18) | 0.33511 | 0.2025 | 0.733 | 0.003 | 1464 | 19.017 | 72.857 | 5.5 | 0.16712
solar | INDWE | 2017 | S3D3 | S3 | D3 | SW Monsoon (Jun-Sep) | Evening (18-24) | 2.6e-05 | 0.000241 | 0.003 | 0 | 732 | 19.017 | 72.857 | 5.5 | 0.083562
solar | INDWE | 2017 | S4D1 | S4 | D1 | Post-monsoon (Oct-Nov) | Night (00-06) | 0 | 0 | 0 | 0 | 366 | 19.017 | 72.857 | 5.5 | 0.041781
solar | INDWE | 2017 | S4D2 | S4 | D2 | Post-monsoon (Oct-Nov) | Day (06-18) | 0.38416 | 0.24501 | 0.756 | 0 | 732 | 19.017 | 72.857 | 5.5 | 0.083562
solar | INDWE | 2017 | S4D3 | S4 | D3 | Post-monsoon (Oct-Nov) | Evening (18-24) | 0 | 0 | 0 | 0 | 366 | 19.017 | 72.857 | 5.5 | 0.041781
solar | INDWE | 2018 | S1D1 | S1 | D1 | Winter (Dec-Feb) | Night (00-06) | 0 | 0 | 0 | 0 | 540 | 19.017 | 72.857 | 5.5 | 0.061644
solar | INDWE | 2018 | S1D2 | S1 | D2 | Winter (Dec-Feb) | Day (06-18) | 0.37848 | 0.24909 | 0.763 | 0 | 1080 | 19.017 | 72.857 | 5.5 | 0.12329
solar | INDWE | 2018 | S1D3 | S1 | D3 | Winter (Dec-Feb) | Evening (18-24) | 0 | 0 | 0 | 0 | 540 | 19.017 | 72.857 | 5.5 | 0.061644
solar | INDWE | 2018 | S2D1 | S2 | D1 | Pre-monsoon (Mar-May) | Night (00-06) | 0 | 0 | 0 | 0 | 552 | 19.017 | 72.857 | 5.5 | 0.063014
solar | INDWE | 2018 | S2D2 | S2 | D2 | Pre-monsoon (Mar-May) | Day (06-18) | 0.41809 | 0.22875 | 0.784 | 0.002 | 1104 | 19.017 | 72.857 | 5.5 | 0.12603
solar | INDWE | 2018 | S2D3 | S2 | D3 | Pre-monsoon (Mar-May) | Evening (18-24) | 4e-06 | 6e-05 | 0.001 | 0 | 552 | 19.017 | 72.857 | 5.5 | 0.063014
solar | INDWE | 2018 | S3D1 | S3 | D1 | SW Monsoon (Jun-Sep) | Night (00-06) | 0 | 0 | 0 | 0 | 732 | 19.017 | 72.857 | 5.5 | 0.083562
solar | INDWE | 2018 | S3D2 | S3 | D2 | SW Monsoon (Jun-Sep) | Day (06-18) | 0.32747 | 0.20306 | 0.755 | 0.002 | 1464 | 19.017 | 72.857 | 5.5 | 0.16712
solar | INDWE | 2018 | S3D3 | S3 | D3 | SW Monsoon (Jun-Sep) | Evening (18-24) | 1e-05 | 0.000122 | 0.002 | 0 | 732 | 19.017 | 72.857 | 5.5 | 0.083562
solar | INDWE | 2018 | S4D1 | S4 | D1 | Post-monsoon (Oct-Nov) | Night (00-06) | 0 | 0 | 0 | 0 | 366 | 19.017 | 72.857 | 5.5 | 0.041781
solar | INDWE | 2018 | S4D2 | S4 | D2 | Post-monsoon (Oct-Nov) | Day (06-18) | 0.36927 | 0.24014 | 0.748 | 0 | 732 | 19.017 | 72.857 | 5.5 | 0.083562
solar | INDWE | 2018 | S4D3 | S4 | D3 | Post-monsoon (Oct-Nov) | Evening (18-24) | 0 | 0 | 0 | 0 | 366 | 19.017 | 72.857 | 5.5 | 0.041781
solar | INDWE | 2019 | S1D1 | S1 | D1 | Winter (Dec-Feb) | Night (00-06) | 0 | 0 | 0 | 0 | 540 | 19.017 | 72.857 | 5.5 | 0.061644
solar | INDWE | 2019 | S1D2 | S1 | D2 | Winter (Dec-Feb) | Day (06-18) | 0.41134 | 0.2555 | 0.794 | 0 | 1080 | 19.017 | 72.857 | 5.5 | 0.12329
solar | INDWE | 2019 | S1D3 | S1 | D3 | Winter (Dec-Feb) | Evening (18-24) | 0 | 0 | 0 | 0 | 540 | 19.017 | 72.857 | 5.5 | 0.061644
solar | INDWE | 2019 | S2D1 | S2 | D1 | Pre-monsoon (Mar-May) | Night (00-06) | 0 | 0 | 0 | 0 | 552 | 19.017 | 72.857 | 5.5 | 0.063014
solar | INDWE | 2019 | S2D2 | S2 | D2 | Pre-monsoon (Mar-May) | Day (06-18) | 0.44681 | 0.23457 | 0.771 | 0.007 | 1104 | 19.017 | 72.857 | 5.5 | 0.12603
solar | INDWE | 2019 | S2D3 | S2 | D3 | Pre-monsoon (Mar-May) | Evening (18-24) | 9e-06 | 9.5e-05 | 0.001 | 0 | 552 | 19.017 | 72.857 | 5.5 | 0.063014
solar | INDWE | 2019 | S3D1 | S3 | D1 | SW Monsoon (Jun-Sep) | Night (00-06) | 0 | 0 | 0 | 0 | 732 | 19.017 | 72.857 | 5.5 | 0.083562
solar | INDWE | 2019 | S3D2 | S3 | D2 | SW Monsoon (Jun-Sep) | Day (06-18) | 0.31079 | 0.19644 | 0.742 | 0 | 1464 | 19.017 | 72.857 | 5.5 | 0.16712
solar | INDWE | 2019 | S3D3 | S3 | D3 | SW Monsoon (Jun-Sep) | Evening (18-24) | 4.8e-05 | 0.000325 | 0.003 | 0 | 732 | 19.017 | 72.857 | 5.5 | 0.083562
solar | INDWE | 2019 | S4D1 | S4 | D1 | Post-monsoon (Oct-Nov) | Night (00-06) | 0 | 0 | 0 | 0 | 366 | 19.017 | 72.857 | 5.5 | 0.041781
solar | INDWE | 2019 | S4D2 | S4 | D2 | Post-monsoon (Oct-Nov) | Day (06-18) | 0.31935 | 0.23132 | 0.737 | 0 | 732 | 19.017 | 72.857 | 5.5 | 0.083562
solar | INDWE | 2019 | S4D3 | S4 | D3 | Post-monsoon (Oct-Nov) | Evening (18-24) | 0 | 0 | 0 | 0 | 366 | 19.017 | 72.857 | 5.5 | 0.041781
solar | INDWE | 2020 | S1D1 | S1 | D1 | Winter (Dec-Feb) | Night (00-06) | 0 | 0 | 0 | 0 | 546 | 19.017 | 72.857 | 5.5 | 0.061644
solar | INDWE | 2020 | S1D2 | S1 | D2 | Winter (Dec-Feb) | Day (06-18) | 0.39069 | 0.25276 | 0.773 | 0 | 1092 | 19.017 | 72.857 | 5.5 | 0.12329
solar | INDWE | 2020 | S1D3 | S1 | D3 | Winter (Dec-Feb) | Evening (18-24) | 0 | 0 | 0 | 0 | 546 | 19.017 | 72.857 | 5.5 | 0.061644
solar | INDWE | 2020 | S2D1 | S2 | D1 | Pre-monsoon (Mar-May) | Night (00-06) | 0 | 0 | 0 | 0 | 552 | 19.017 | 72.857 | 5.5 | 0.063014
solar | INDWE | 2020 | S2D2 | S2 | D2 | Pre-monsoon (Mar-May) | Day (06-18) | 0.43942 | 0.23313 | 0.799 | 0.006 | 1104 | 19.017 | 72.857 | 5.5 | 0.12603
solar | INDWE | 2020 | S2D3 | S2 | D3 | Pre-monsoon (Mar-May) | Evening (18-24) | 1.1e-05 | 0.000104 | 0.001 | 0 | 552 | 19.017 | 72.857 | 5.5 | 0.063014
solar | INDWE | 2020 | S3D1 | S3 | D1 | SW Monsoon (Jun-Sep) | Night (00-06) | 0 | 0 | 0 | 0 | 732 | 19.017 | 72.857 | 5.5 | 0.083562
solar | INDWE | 2020 | S3D2 | S3 | D2 | SW Monsoon (Jun-Sep) | Day (06-18) | 0.28702 | 0.18826 | 0.737 | 0 | 1464 | 19.017 | 72.857 | 5.5 | 0.16712
solar | INDWE | 2020 | S3D3 | S3 | D3 | SW Monsoon (Jun-Sep) | Evening (18-24) | 2.9e-05 | 0.000273 | 0.004 | 0 | 732 | 19.017 | 72.857 | 5.5 | 0.083562
solar | INDWE | 2020 | S4D1 | S4 | D1 | Post-monsoon (Oct-Nov) | Night (00-06) | 0 | 0 | 0 | 0 | 366 | 19.017 | 72.857 | 5.5 | 0.041781
solar | INDWE | 2020 | S4D2 | S4 | D2 | Post-monsoon (Oct-Nov) | Day (06-18) | 0.3531 | 0.23914 | 0.729 | 0 | 732 | 19.017 | 72.857 | 5.5 | 0.083562
solar | INDWE | 2020 | S4D3 | S4 | D3 | Post-monsoon (Oct-Nov) | Evening (18-24) | 0 | 0 | 0 | 0 | 366 | 19.017 | 72.857 | 5.5 | 0.041781
solar | INDWE | 2021 | S1D1 | S1 | D1 | Winter (Dec-Feb) | Night (00-06) | 0 | 0 | 0 | 0 | 540 | 19.017 | 72.857 | 5.5 | 0.061644
solar | INDWE | 2021 | S1D2 | S1 | D2 | Winter (Dec-Feb) | Day (06-18) | 0.38088 | 0.24796 | 0.759 | 0 | 1080 | 19.017 | 72.857 | 5.5 | 0.12329
solar | INDWE | 2021 | S1D3 | S1 | D3 | Winter (Dec-Feb) | Evening (18-24) | 0 | 0 | 0 | 0 | 540 | 19.017 | 72.857 | 5.5 | 0.061644
solar | INDWE | 2021 | S2D1 | S2 | D1 | Pre-monsoon (Mar-May) | Night (00-06) | 0 | 0 | 0 | 0 | 552 | 19.017 | 72.857 | 5.5 | 0.063014
solar | INDWE | 2021 | S2D2 | S2 | D2 | Pre-monsoon (Mar-May) | Day (06-18) | 0.41135 | 0.23186 | 0.762 | 0.001 | 1104 | 19.017 | 72.857 | 5.5 | 0.12603
solar | INDWE | 2021 | S2D3 | S2 | D3 | Pre-monsoon (Mar-May) | Evening (18-24) | 4e-06 | 6e-05 | 0.001 | 0 | 552 | 19.017 | 72.857 | 5.5 | 0.063014
solar | INDWE | 2021 | S3D1 | S3 | D1 | SW Monsoon (Jun-Sep) | Night (00-06) | 0 | 0 | 0 | 0 | 732 | 19.017 | 72.857 | 5.5 | 0.083562
solar | INDWE | 2021 | S3D2 | S3 | D2 | SW Monsoon (Jun-Sep) | Day (06-18) | 0.32319 | 0.19852 | 0.721 | 0 | 1464 | 19.017 | 72.857 | 5.5 | 0.16712
solar | INDWE | 2021 | S3D3 | S3 | D3 | SW Monsoon (Jun-Sep) | Evening (18-24) | 3.6e-05 | 0.000274 | 0.003 | 0 | 732 | 19.017 | 72.857 | 5.5 | 0.083562
solar | INDWE | 2021 | S4D1 | S4 | D1 | Post-monsoon (Oct-Nov) | Night (00-06) | 0 | 0 | 0 | 0 | 366 | 19.017 | 72.857 | 5.5 | 0.041781
solar | INDWE | 2021 | S4D2 | S4 | D2 | Post-monsoon (Oct-Nov) | Day (06-18) | 0.33126 | 0.23444 | 0.751 | 0 | 732 | 19.017 | 72.857 | 5.5 | 0.083562
solar | INDWE | 2021 | S4D3 | S4 | D3 | Post-monsoon (Oct-Nov) | Evening (18-24) | 0 | 0 | 0 | 0 | 366 | 19.017 | 72.857 | 5.5 | 0.041781
solar | INDWE | 2022 | S1D1 | S1 | D1 | Winter (Dec-Feb) | Night (00-06) | 0 | 0 | 0 | 0 | 540 | 19.017 | 72.857 | 5.5 | 0.061644
solar | INDWE | 2022 | S1D2 | S1 | D2 | Winter (Dec-Feb) | Day (06-18) | 0.39752 | 0.25407 | 0.773 | 0 | 1080 | 19.017 | 72.857 | 5.5 | 0.12329
solar | INDWE | 2022 | S1D3 | S1 | D3 | Winter (Dec-Feb) | Evening (18-24) | 0 | 0 | 0 | 0 | 540 | 19.017 | 72.857 | 5.5 | 0.061644
solar | INDWE | 2022 | S2D1 | S2 | D1 | Pre-monsoon (Mar-May) | Night (00-06) | 0 | 0 | 0 | 0 | 552 | 19.017 | 72.857 | 5.5 | 0.063014
solar | INDWE | 2022 | S2D2 | S2 | D2 | Pre-monsoon (Mar-May) | Day (06-18) | 0.41226 | 0.22581 | 0.758 | 0.004 | 1104 | 19.017 | 72.857 | 5.5 | 0.12603
solar | INDWE | 2022 | S2D3 | S2 | D3 | Pre-monsoon (Mar-May) | Evening (18-24) | 9e-06 | 9.5e-05 | 0.001 | 0 | 552 | 19.017 | 72.857 | 5.5 | 0.063014
solar | INDWE | 2022 | S3D1 | S3 | D1 | SW Monsoon (Jun-Sep) | Night (00-06) | 0 | 0 | 0 | 0 | 732 | 19.017 | 72.857 | 5.5 | 0.083562
solar | INDWE | 2022 | S3D2 | S3 | D2 | SW Monsoon (Jun-Sep) | Day (06-18) | 0.30501 | 0.19434 | 0.737 | 0 | 1464 | 19.017 | 72.857 | 5.5 | 0.16712
solar | INDWE | 2022 | S3D3 | S3 | D3 | SW Monsoon (Jun-Sep) | Evening (18-24) | 3.1e-05 | 0.000252 | 0.003 | 0 | 732 | 19.017 | 72.857 | 5.5 | 0.083562
solar | INDWE | 2022 | S4D1 | S4 | D1 | Post-monsoon (Oct-Nov) | Night (00-06) | 0 | 0 | 0 | 0 | 366 | 19.017 | 72.857 | 5.5 | 0.041781
solar | INDWE | 2022 | S4D2 | S4 | D2 | Post-monsoon (Oct-Nov) | Day (06-18) | 0.37983 | 0.24907 | 0.756 | 0 | 732 | 19.017 | 72.857 | 5.5 | 0.083562
solar | INDWE | 2022 | S4D3 | S4 | D3 | Post-monsoon (Oct-Nov) | Evening (18-24) | 0 | 0 | 0 | 0 | 366 | 19.017 | 72.857 | 5.5 | 0.041781
solar | LKAXX | 2014 | S1D1 | S1 | D1 | Winter (Dec-Feb) | Night (00-06) | 0 | 0 | 0 | 0 | 349 | 6.932 | 79.8578 | 5.5 | 0.061644
solar | LKAXX | 2014 | S1D2 | S1 | D2 | Winter (Dec-Feb) | Day (06-18) | 0.41697 | 0.25208 | 0.781 | 0 | 708 | 6.932 | 79.8578 | 5.5 | 0.12329
solar | LKAXX | 2014 | S1D3 | S1 | D3 | Winter (Dec-Feb) | Evening (18-24) | 0 | 0 | 0 | 0 | 354 | 6.932 | 79.8578 | 5.5 | 0.061644
solar | LKAXX | 2014 | S2D1 | S2 | D1 | Pre-monsoon (Mar-May) | Night (00-06) | 0 | 0 | 0 | 0 | 552 | 6.932 | 79.8578 | 5.5 | 0.063014
solar | LKAXX | 2014 | S2D2 | S2 | D2 | Pre-monsoon (Mar-May) | Day (06-18) | 0.32538 | 0.21788 | 0.78 | 0 | 1104 | 6.932 | 79.8578 | 5.5 | 0.12603
solar | LKAXX | 2014 | S2D3 | S2 | D3 | Pre-monsoon (Mar-May) | Evening (18-24) | 0 | 0 | 0 | 0 | 552 | 6.932 | 79.8578 | 5.5 | 0.063014
solar | LKAXX | 2014 | S3D1 | S3 | D1 | SW Monsoon (Jun-Sep) | Night (00-06) | 0 | 0 | 0 | 0 | 732 | 6.932 | 79.8578 | 5.5 | 0.083562
solar | LKAXX | 2014 | S3D2 | S3 | D2 | SW Monsoon (Jun-Sep) | Day (06-18) | 0.29199 | 0.18328 | 0.754 | 0 | 1464 | 6.932 | 79.8578 | 5.5 | 0.16712
solar | LKAXX | 2014 | S3D3 | S3 | D3 | SW Monsoon (Jun-Sep) | Evening (18-24) | 0 | 0 | 0 | 0 | 732 | 6.932 | 79.8578 | 5.5 | 0.083562
solar | LKAXX | 2014 | S4D1 | S4 | D1 | Post-monsoon (Oct-Nov) | Night (00-06) | 0 | 0 | 0 | 0 | 366 | 6.932 | 79.8578 | 5.5 | 0.041781
solar | LKAXX | 2014 | S4D2 | S4 | D2 | Post-monsoon (Oct-Nov) | Day (06-18) | 0.26694 | 0.19367 | 0.709 | 0 | 732 | 6.932 | 79.8578 | 5.5 | 0.083562
solar | LKAXX | 2014 | S4D3 | S4 | D3 | Post-monsoon (Oct-Nov) | Evening (18-24) | 0 | 0 | 0 | 0 | 366 | 6.932 | 79.8578 | 5.5 | 0.041781
solar | LKAXX | 2015 | S1D1 | S1 | D1 | Winter (Dec-Feb) | Night (00-06) | 0 | 0 | 0 | 0 | 540 | 6.932 | 79.8578 | 5.5 | 0.061644
solar | LKAXX | 2015 | S1D2 | S1 | D2 | Winter (Dec-Feb) | Day (06-18) | 0.34822 | 0.23738 | 0.79 | 0 | 1080 | 6.932 | 79.8578 | 5.5 | 0.12329
solar | LKAXX | 2015 | S1D3 | S1 | D3 | Winter (Dec-Feb) | Evening (18-24) | 0 | 0 | 0 | 0 | 540 | 6.932 | 79.8578 | 5.5 | 0.061644
solar | LKAXX | 2015 | S2D1 | S2 | D1 | Pre-monsoon (Mar-May) | Night (00-06) | 0 | 0 | 0 | 0 | 552 | 6.932 | 79.8578 | 5.5 | 0.063014
solar | LKAXX | 2015 | S2D2 | S2 | D2 | Pre-monsoon (Mar-May) | Day (06-18) | 0.31903 | 0.21333 | 0.78 | 0 | 1104 | 6.932 | 79.8578 | 5.5 | 0.12603
solar | LKAXX | 2015 | S2D3 | S2 | D3 | Pre-monsoon (Mar-May) | Evening (18-24) | 0 | 0 | 0 | 0 | 552 | 6.932 | 79.8578 | 5.5 | 0.063014
solar | LKAXX | 2015 | S3D1 | S3 | D1 | SW Monsoon (Jun-Sep) | Night (00-06) | 0 | 0 | 0 | 0 | 732 | 6.932 | 79.8578 | 5.5 | 0.083562
solar | LKAXX | 2015 | S3D2 | S3 | D2 | SW Monsoon (Jun-Sep) | Day (06-18) | 0.28096 | 0.17908 | 0.688 | 0 | 1464 | 6.932 | 79.8578 | 5.5 | 0.16712
solar | LKAXX | 2015 | S3D3 | S3 | D3 | SW Monsoon (Jun-Sep) | Evening (18-24) | 0 | 0 | 0 | 0 | 732 | 6.932 | 79.8578 | 5.5 | 0.083562
solar | LKAXX | 2015 | S4D1 | S4 | D1 | Post-monsoon (Oct-Nov) | Night (00-06) | 0 | 0 | 0 | 0 | 366 | 6.932 | 79.8578 | 5.5 | 0.041781
solar | LKAXX | 2015 | S4D2 | S4 | D2 | Post-monsoon (Oct-Nov) | Day (06-18) | 0.26925 | 0.1934 | 0.702 | 0 | 732 | 6.932 | 79.8578 | 5.5 | 0.083562
solar | LKAXX | 2015 | S4D3 | S4 | D3 | Post-monsoon (Oct-Nov) | Evening (18-24) | 0 | 0 | 0 | 0 | 366 | 6.932 | 79.8578 | 5.5 | 0.041781
solar | LKAXX | 2016 | S1D1 | S1 | D1 | Winter (Dec-Feb) | Night (00-06) | 0 | 0 | 0 | 0 | 546 | 6.932 | 79.8578 | 5.5 | 0.061644
solar | LKAXX | 2016 | S1D2 | S1 | D2 | Winter (Dec-Feb) | Day (06-18) | 0.36052 | 0.24225 | 0.784 | 0 | 1092 | 6.932 | 79.8578 | 5.5 | 0.12329
solar | LKAXX | 2016 | S1D3 | S1 | D3 | Winter (Dec-Feb) | Evening (18-24) | 0 | 0 | 0 | 0 | 546 | 6.932 | 79.8578 | 5.5 | 0.061644
solar | LKAXX | 2016 | S2D1 | S2 | D1 | Pre-monsoon (Mar-May) | Night (00-06) | 0 | 0 | 0 | 0 | 552 | 6.932 | 79.8578 | 5.5 | 0.063014
solar | LKAXX | 2016 | S2D2 | S2 | D2 | Pre-monsoon (Mar-May) | Day (06-18) | 0.33045 | 0.21446 | 0.771 | 0 | 1104 | 6.932 | 79.8578 | 5.5 | 0.12603
solar | LKAXX | 2016 | S2D3 | S2 | D3 | Pre-monsoon (Mar-May) | Evening (18-24) | 0 | 0 | 0 | 0 | 552 | 6.932 | 79.8578 | 5.5 | 0.063014
solar | LKAXX | 2016 | S3D1 | S3 | D1 | SW Monsoon (Jun-Sep) | Night (00-06) | 0 | 0 | 0 | 0 | 732 | 6.932 | 79.8578 | 5.5 | 0.083562
solar | LKAXX | 2016 | S3D2 | S3 | D2 | SW Monsoon (Jun-Sep) | Day (06-18) | 0.32644 | 0.20142 | 0.767 | 0 | 1464 | 6.932 | 79.8578 | 5.5 | 0.16712
solar | LKAXX | 2016 | S3D3 | S3 | D3 | SW Monsoon (Jun-Sep) | Evening (18-24) | 0 | 0 | 0 | 0 | 732 | 6.932 | 79.8578 | 5.5 | 0.083562
solar | LKAXX | 2016 | S4D1 | S4 | D1 | Post-monsoon (Oct-Nov) | Night (00-06) | 0 | 0 | 0 | 0 | 366 | 6.932 | 79.8578 | 5.5 | 0.041781
solar | LKAXX | 2016 | S4D2 | S4 | D2 | Post-monsoon (Oct-Nov) | Day (06-18) | 0.32259 | 0.22273 | 0.769 | 0 | 732 | 6.932 | 79.8578 | 5.5 | 0.083562
solar | LKAXX | 2016 | S4D3 | S4 | D3 | Post-monsoon (Oct-Nov) | Evening (18-24) | 0 | 0 | 0 | 0 | 366 | 6.932 | 79.8578 | 5.5 | 0.041781
solar | LKAXX | 2017 | S1D1 | S1 | D1 | Winter (Dec-Feb) | Night (00-06) | 0 | 0 | 0 | 0 | 540 | 6.932 | 79.8578 | 5.5 | 0.061644
solar | LKAXX | 2017 | S1D2 | S1 | D2 | Winter (Dec-Feb) | Day (06-18) | 0.38895 | 0.24389 | 0.78 | 0 | 1080 | 6.932 | 79.8578 | 5.5 | 0.12329
solar | LKAXX | 2017 | S1D3 | S1 | D3 | Winter (Dec-Feb) | Evening (18-24) | 0 | 0 | 0 | 0 | 540 | 6.932 | 79.8578 | 5.5 | 0.061644
solar | LKAXX | 2017 | S2D1 | S2 | D1 | Pre-monsoon (Mar-May) | Night (00-06) | 0 | 0 | 0 | 0 | 552 | 6.932 | 79.8578 | 5.5 | 0.063014
solar | LKAXX | 2017 | S2D2 | S2 | D2 | Pre-monsoon (Mar-May) | Day (06-18) | 0.33232 | 0.21235 | 0.774 | 0 | 1104 | 6.932 | 79.8578 | 5.5 | 0.12603
solar | LKAXX | 2017 | S2D3 | S2 | D3 | Pre-monsoon (Mar-May) | Evening (18-24) | 0 | 0 | 0 | 0 | 552 | 6.932 | 79.8578 | 5.5 | 0.063014
solar | LKAXX | 2017 | S3D1 | S3 | D1 | SW Monsoon (Jun-Sep) | Night (00-06) | 0 | 0 | 0 | 0 | 732 | 6.932 | 79.8578 | 5.5 | 0.083562
solar | LKAXX | 2017 | S3D2 | S3 | D2 | SW Monsoon (Jun-Sep) | Day (06-18) | 0.30075 | 0.18763 | 0.76 | 0 | 1464 | 6.932 | 79.8578 | 5.5 | 0.16712
solar | LKAXX | 2017 | S3D3 | S3 | D3 | SW Monsoon (Jun-Sep) | Evening (18-24) | 0 | 0 | 0 | 0 | 732 | 6.932 | 79.8578 | 5.5 | 0.083562
solar | LKAXX | 2017 | S4D1 | S4 | D1 | Post-monsoon (Oct-Nov) | Night (00-06) | 0 | 0 | 0 | 0 | 366 | 6.932 | 79.8578 | 5.5 | 0.041781
solar | LKAXX | 2017 | S4D2 | S4 | D2 | Post-monsoon (Oct-Nov) | Day (06-18) | 0.29014 | 0.20776 | 0.735 | 0 | 732 | 6.932 | 79.8578 | 5.5 | 0.083562
solar | LKAXX | 2017 | S4D3 | S4 | D3 | Post-monsoon (Oct-Nov) | Evening (18-24) | 0 | 0 | 0 | 0 | 366 | 6.932 | 79.8578 | 5.5 | 0.041781
solar | LKAXX | 2018 | S1D1 | S1 | D1 | Winter (Dec-Feb) | Night (00-06) | 0 | 0 | 0 | 0 | 540 | 6.932 | 79.8578 | 5.5 | 0.061644
solar | LKAXX | 2018 | S1D2 | S1 | D2 | Winter (Dec-Feb) | Day (06-18) | 0.36723 | 0.23786 | 0.787 | 0 | 1080 | 6.932 | 79.8578 | 5.5 | 0.12329
solar | LKAXX | 2018 | S1D3 | S1 | D3 | Winter (Dec-Feb) | Evening (18-24) | 0 | 0 | 0 | 0 | 540 | 6.932 | 79.8578 | 5.5 | 0.061644
solar | LKAXX | 2018 | S2D1 | S2 | D1 | Pre-monsoon (Mar-May) | Night (00-06) | 0 | 0 | 0 | 0 | 552 | 6.932 | 79.8578 | 5.5 | 0.063014
solar | LKAXX | 2018 | S2D2 | S2 | D2 | Pre-monsoon (Mar-May) | Day (06-18) | 0.31436 | 0.20738 | 0.756 | 0 | 1104 | 6.932 | 79.8578 | 5.5 | 0.12603
solar | LKAXX | 2018 | S2D3 | S2 | D3 | Pre-monsoon (Mar-May) | Evening (18-24) | 0 | 0 | 0 | 0 | 552 | 6.932 | 79.8578 | 5.5 | 0.063014
solar | LKAXX | 2018 | S3D1 | S3 | D1 | SW Monsoon (Jun-Sep) | Night (00-06) | 0 | 0 | 0 | 0 | 732 | 6.932 | 79.8578 | 5.5 | 0.083562
solar | LKAXX | 2018 | S3D2 | S3 | D2 | SW Monsoon (Jun-Sep) | Day (06-18) | 0.31604 | 0.19873 | 0.768 | 0 | 1464 | 6.932 | 79.8578 | 5.5 | 0.16712
solar | LKAXX | 2018 | S3D3 | S3 | D3 | SW Monsoon (Jun-Sep) | Evening (18-24) | 0 | 0 | 0 | 0 | 732 | 6.932 | 79.8578 | 5.5 | 0.083562
solar | LKAXX | 2018 | S4D1 | S4 | D1 | Post-monsoon (Oct-Nov) | Night (00-06) | 0 | 0 | 0 | 0 | 366 | 6.932 | 79.8578 | 5.5 | 0.041781
solar | LKAXX | 2018 | S4D2 | S4 | D2 | Post-monsoon (Oct-Nov) | Day (06-18) | 0.27564 | 0.20029 | 0.725 | 0 | 732 | 6.932 | 79.8578 | 5.5 | 0.083562
solar | LKAXX | 2018 | S4D3 | S4 | D3 | Post-monsoon (Oct-Nov) | Evening (18-24) | 0 | 0 | 0 | 0 | 366 | 6.932 | 79.8578 | 5.5 | 0.041781
solar | LKAXX | 2019 | S1D1 | S1 | D1 | Winter (Dec-Feb) | Night (00-06) | 0 | 0 | 0 | 0 | 540 | 6.932 | 79.8578 | 5.5 | 0.061644
solar | LKAXX | 2019 | S1D2 | S1 | D2 | Winter (Dec-Feb) | Day (06-18) | 0.37936 | 0.24207 | 0.779 | 0 | 1080 | 6.932 | 79.8578 | 5.5 | 0.12329
solar | LKAXX | 2019 | S1D3 | S1 | D3 | Winter (Dec-Feb) | Evening (18-24) | 0 | 0 | 0 | 0 | 540 | 6.932 | 79.8578 | 5.5 | 0.061644
solar | LKAXX | 2019 | S2D1 | S2 | D1 | Pre-monsoon (Mar-May) | Night (00-06) | 0 | 0 | 0 | 0 | 552 | 6.932 | 79.8578 | 5.5 | 0.063014
solar | LKAXX | 2019 | S2D2 | S2 | D2 | Pre-monsoon (Mar-May) | Day (06-18) | 0.36421 | 0.2291 | 0.775 | 0 | 1104 | 6.932 | 79.8578 | 5.5 | 0.12603
solar | LKAXX | 2019 | S2D3 | S2 | D3 | Pre-monsoon (Mar-May) | Evening (18-24) | 0 | 0 | 0 | 0 | 552 | 6.932 | 79.8578 | 5.5 | 0.063014
solar | LKAXX | 2019 | S3D1 | S3 | D1 | SW Monsoon (Jun-Sep) | Night (00-06) | 0 | 0 | 0 | 0 | 732 | 6.932 | 79.8578 | 5.5 | 0.083562
solar | LKAXX | 2019 | S3D2 | S3 | D2 | SW Monsoon (Jun-Sep) | Day (06-18) | 0.29087 | 0.18031 | 0.711 | 0 | 1464 | 6.932 | 79.8578 | 5.5 | 0.16712
solar | LKAXX | 2019 | S3D3 | S3 | D3 | SW Monsoon (Jun-Sep) | Evening (18-24) | 0 | 0 | 0 | 0 | 732 | 6.932 | 79.8578 | 5.5 | 0.083562
solar | LKAXX | 2019 | S4D1 | S4 | D1 | Post-monsoon (Oct-Nov) | Night (00-06) | 0 | 0 | 0 | 0 | 366 | 6.932 | 79.8578 | 5.5 | 0.041781
solar | LKAXX | 2019 | S4D2 | S4 | D2 | Post-monsoon (Oct-Nov) | Day (06-18) | 0.28339 | 0.20322 | 0.737 | 0 | 732 | 6.932 | 79.8578 | 5.5 | 0.083562
solar | LKAXX | 2019 | S4D3 | S4 | D3 | Post-monsoon (Oct-Nov) | Evening (18-24) | 0 | 0 | 0 | 0 | 366 | 6.932 | 79.8578 | 5.5 | 0.041781
solar | LKAXX | 2020 | S1D1 | S1 | D1 | Winter (Dec-Feb) | Night (00-06) | 0 | 0 | 0 | 0 | 546 | 6.932 | 79.8578 | 5.5 | 0.061644
solar | LKAXX | 2020 | S1D2 | S1 | D2 | Winter (Dec-Feb) | Day (06-18) | 0.38462 | 0.24609 | 0.786 | 0 | 1092 | 6.932 | 79.8578 | 5.5 | 0.12329
solar | LKAXX | 2020 | S1D3 | S1 | D3 | Winter (Dec-Feb) | Evening (18-24) | 0 | 0 | 0 | 0 | 546 | 6.932 | 79.8578 | 5.5 | 0.061644
solar | LKAXX | 2020 | S2D1 | S2 | D1 | Pre-monsoon (Mar-May) | Night (00-06) | 0 | 0 | 0 | 0 | 552 | 6.932 | 79.8578 | 5.5 | 0.063014
solar | LKAXX | 2020 | S2D2 | S2 | D2 | Pre-monsoon (Mar-May) | Day (06-18) | 0.34317 | 0.22839 | 0.772 | 0 | 1104 | 6.932 | 79.8578 | 5.5 | 0.12603
solar | LKAXX | 2020 | S2D3 | S2 | D3 | Pre-monsoon (Mar-May) | Evening (18-24) | 0 | 0 | 0 | 0 | 552 | 6.932 | 79.8578 | 5.5 | 0.063014
solar | LKAXX | 2020 | S3D1 | S3 | D1 | SW Monsoon (Jun-Sep) | Night (00-06) | 0 | 0 | 0 | 0 | 732 | 6.932 | 79.8578 | 5.5 | 0.083562
solar | LKAXX | 2020 | S3D2 | S3 | D2 | SW Monsoon (Jun-Sep) | Day (06-18) | 0.30265 | 0.19194 | 0.723 | 0 | 1464 | 6.932 | 79.8578 | 5.5 | 0.16712
solar | LKAXX | 2020 | S3D3 | S3 | D3 | SW Monsoon (Jun-Sep) | Evening (18-24) | 0 | 0 | 0 | 0 | 732 | 6.932 | 79.8578 | 5.5 | 0.083562
solar | LKAXX | 2020 | S4D1 | S4 | D1 | Post-monsoon (Oct-Nov) | Night (00-06) | 0 | 0 | 0 | 0 | 366 | 6.932 | 79.8578 | 5.5 | 0.041781
solar | LKAXX | 2020 | S4D2 | S4 | D2 | Post-monsoon (Oct-Nov) | Day (06-18) | 0.32136 | 0.21374 | 0.764 | 0 | 732 | 6.932 | 79.8578 | 5.5 | 0.083562
solar | LKAXX | 2020 | S4D3 | S4 | D3 | Post-monsoon (Oct-Nov) | Evening (18-24) | 0 | 0 | 0 | 0 | 366 | 6.932 | 79.8578 | 5.5 | 0.041781
solar | LKAXX | 2021 | S1D1 | S1 | D1 | Winter (Dec-Feb) | Night (00-06) | 0 | 0 | 0 | 0 | 540 | 6.932 | 79.8578 | 5.5 | 0.061644
solar | LKAXX | 2021 | S1D2 | S1 | D2 | Winter (Dec-Feb) | Day (06-18) | 0.35117 | 0.2405 | 0.777 | 0 | 1080 | 6.932 | 79.8578 | 5.5 | 0.12329
solar | LKAXX | 2021 | S1D3 | S1 | D3 | Winter (Dec-Feb) | Evening (18-24) | 0 | 0 | 0 | 0 | 540 | 6.932 | 79.8578 | 5.5 | 0.061644
solar | LKAXX | 2021 | S2D1 | S2 | D1 | Pre-monsoon (Mar-May) | Night (00-06) | 0 | 0 | 0 | 0 | 552 | 6.932 | 79.8578 | 5.5 | 0.063014
solar | LKAXX | 2021 | S2D2 | S2 | D2 | Pre-monsoon (Mar-May) | Day (06-18) | 0.32591 | 0.217 | 0.783 | 0 | 1104 | 6.932 | 79.8578 | 5.5 | 0.12603
solar | LKAXX | 2021 | S2D3 | S2 | D3 | Pre-monsoon (Mar-May) | Evening (18-24) | 0 | 0 | 0 | 0 | 552 | 6.932 | 79.8578 | 5.5 | 0.063014
solar | LKAXX | 2021 | S3D1 | S3 | D1 | SW Monsoon (Jun-Sep) | Night (00-06) | 0 | 0 | 0 | 0 | 732 | 6.932 | 79.8578 | 5.5 | 0.083562
solar | LKAXX | 2021 | S3D2 | S3 | D2 | SW Monsoon (Jun-Sep) | Day (06-18) | 0.30385 | 0.18921 | 0.667 | 0 | 1464 | 6.932 | 79.8578 | 5.5 | 0.16712
solar | LKAXX | 2021 | S3D3 | S3 | D3 | SW Monsoon (Jun-Sep) | Evening (18-24) | 0 | 0 | 0 | 0 | 732 | 6.932 | 79.8578 | 5.5 | 0.083562
solar | LKAXX | 2021 | S4D1 | S4 | D1 | Post-monsoon (Oct-Nov) | Night (00-06) | 0 | 0 | 0 | 0 | 366 | 6.932 | 79.8578 | 5.5 | 0.041781
solar | LKAXX | 2021 | S4D2 | S4 | D2 | Post-monsoon (Oct-Nov) | Day (06-18) | 0.29402 | 0.19939 | 0.751 | 0 | 732 | 6.932 | 79.8578 | 5.5 | 0.083562
solar | LKAXX | 2021 | S4D3 | S4 | D3 | Post-monsoon (Oct-Nov) | Evening (18-24) | 0 | 0 | 0 | 0 | 366 | 6.932 | 79.8578 | 5.5 | 0.041781
solar | LKAXX | 2022 | S1D1 | S1 | D1 | Winter (Dec-Feb) | Night (00-06) | 0 | 0 | 0 | 0 | 540 | 6.932 | 79.8578 | 5.5 | 0.061644
solar | LKAXX | 2022 | S1D2 | S1 | D2 | Winter (Dec-Feb) | Day (06-18) | 0.38503 | 0.2412 | 0.766 | 0 | 1080 | 6.932 | 79.8578 | 5.5 | 0.12329
solar | LKAXX | 2022 | S1D3 | S1 | D3 | Winter (Dec-Feb) | Evening (18-24) | 0 | 0 | 0 | 0 | 540 | 6.932 | 79.8578 | 5.5 | 0.061644
solar | LKAXX | 2022 | S2D1 | S2 | D1 | Pre-monsoon (Mar-May) | Night (00-06) | 0 | 0 | 0 | 0 | 552 | 6.932 | 79.8578 | 5.5 | 0.063014
solar | LKAXX | 2022 | S2D2 | S2 | D2 | Pre-monsoon (Mar-May) | Day (06-18) | 0.32183 | 0.20625 | 0.767 | 0 | 1104 | 6.932 | 79.8578 | 5.5 | 0.12603
solar | LKAXX | 2022 | S2D3 | S2 | D3 | Pre-monsoon (Mar-May) | Evening (18-24) | 0 | 0 | 0 | 0 | 552 | 6.932 | 79.8578 | 5.5 | 0.063014
solar | LKAXX | 2022 | S3D1 | S3 | D1 | SW Monsoon (Jun-Sep) | Night (00-06) | 0 | 0 | 0 | 0 | 732 | 6.932 | 79.8578 | 5.5 | 0.083562
solar | LKAXX | 2022 | S3D2 | S3 | D2 | SW Monsoon (Jun-Sep) | Day (06-18) | 0.31892 | 0.20204 | 0.727 | 0 | 1464 | 6.932 | 79.8578 | 5.5 | 0.16712
solar | LKAXX | 2022 | S3D3 | S3 | D3 | SW Monsoon (Jun-Sep) | Evening (18-24) | 0 | 0 | 0 | 0 | 732 | 6.932 | 79.8578 | 5.5 | 0.083562
solar | LKAXX | 2022 | S4D1 | S4 | D1 | Post-monsoon (Oct-Nov) | Night (00-06) | 0 | 0 | 0 | 0 | 366 | 6.932 | 79.8578 | 5.5 | 0.041781
solar | LKAXX | 2022 | S4D2 | S4 | D2 | Post-monsoon (Oct-Nov) | Day (06-18) | 0.32434 | 0.21365 | 0.745 | 0 | 732 | 6.932 | 79.8578 | 5.5 | 0.083562
solar | LKAXX | 2022 | S4D3 | S4 | D3 | Post-monsoon (Oct-Nov) | Evening (18-24) | 0 | 0 | 0 | 0 | 366 | 6.932 | 79.8578 | 5.5 | 0.041781
solar | MDVXX | 2014 | S1D1 | S1 | D1 | Winter (Dec-Feb) | Night (00-06) | 0 | 0 | 0 | 0 | 349 | 1.925 | 73.3997 | 5 | 0.061644
solar | MDVXX | 2014 | S1D2 | S1 | D2 | Winter (Dec-Feb) | Day (06-18) | 0.36959 | 0.23275 | 0.782 | 0 | 708 | 1.925 | 73.3997 | 5 | 0.12329
solar | MDVXX | 2014 | S1D3 | S1 | D3 | Winter (Dec-Feb) | Evening (18-24) | 0 | 0 | 0 | 0 | 354 | 1.925 | 73.3997 | 5 | 0.061644
solar | MDVXX | 2014 | S2D1 | S2 | D1 | Pre-monsoon (Mar-May) | Night (00-06) | 0 | 0 | 0 | 0 | 552 | 1.925 | 73.3997 | 5 | 0.063014
solar | MDVXX | 2014 | S2D2 | S2 | D2 | Pre-monsoon (Mar-May) | Day (06-18) | 0.30898 | 0.20846 | 0.759 | 0 | 1104 | 1.925 | 73.3997 | 5 | 0.12603
solar | MDVXX | 2014 | S2D3 | S2 | D3 | Pre-monsoon (Mar-May) | Evening (18-24) | 0 | 0 | 0 | 0 | 552 | 1.925 | 73.3997 | 5 | 0.063014
solar | MDVXX | 2014 | S3D1 | S3 | D1 | SW Monsoon (Jun-Sep) | Night (00-06) | 0 | 0 | 0 | 0 | 732 | 1.925 | 73.3997 | 5 | 0.083562
solar | MDVXX | 2014 | S3D2 | S3 | D2 | SW Monsoon (Jun-Sep) | Day (06-18) | 0.29115 | 0.19126 | 0.719 | 0 | 1464 | 1.925 | 73.3997 | 5 | 0.16712
solar | MDVXX | 2014 | S3D3 | S3 | D3 | SW Monsoon (Jun-Sep) | Evening (18-24) | 0 | 0 | 0 | 0 | 732 | 1.925 | 73.3997 | 5 | 0.083562
solar | MDVXX | 2014 | S4D1 | S4 | D1 | Post-monsoon (Oct-Nov) | Night (00-06) | 0 | 0 | 0 | 0 | 366 | 1.925 | 73.3997 | 5 | 0.041781
solar | MDVXX | 2014 | S4D2 | S4 | D2 | Post-monsoon (Oct-Nov) | Day (06-18) | 0.30381 | 0.20122 | 0.748 | 0.001 | 732 | 1.925 | 73.3997 | 5 | 0.083562
solar | MDVXX | 2014 | S4D3 | S4 | D3 | Post-monsoon (Oct-Nov) | Evening (18-24) | 0 | 0 | 0 | 0 | 366 | 1.925 | 73.3997 | 5 | 0.041781
solar | MDVXX | 2015 | S1D1 | S1 | D1 | Winter (Dec-Feb) | Night (00-06) | 0 | 0 | 0 | 0 | 540 | 1.925 | 73.3997 | 5 | 0.061644
solar | MDVXX | 2015 | S1D2 | S1 | D2 | Winter (Dec-Feb) | Day (06-18) | 0.36518 | 0.23284 | 0.793 | 0 | 1080 | 1.925 | 73.3997 | 5 | 0.12329
solar | MDVXX | 2015 | S1D3 | S1 | D3 | Winter (Dec-Feb) | Evening (18-24) | 0 | 0 | 0 | 0 | 540 | 1.925 | 73.3997 | 5 | 0.061644
solar | MDVXX | 2015 | S2D1 | S2 | D1 | Pre-monsoon (Mar-May) | Night (00-06) | 0 | 0 | 0 | 0 | 552 | 1.925 | 73.3997 | 5 | 0.063014
solar | MDVXX | 2015 | S2D2 | S2 | D2 | Pre-monsoon (Mar-May) | Day (06-18) | 0.3497 | 0.22841 | 0.787 | 0 | 1104 | 1.925 | 73.3997 | 5 | 0.12603
solar | MDVXX | 2015 | S2D3 | S2 | D3 | Pre-monsoon (Mar-May) | Evening (18-24) | 0 | 0 | 0 | 0 | 552 | 1.925 | 73.3997 | 5 | 0.063014
solar | MDVXX | 2015 | S3D1 | S3 | D1 | SW Monsoon (Jun-Sep) | Night (00-06) | 0 | 0 | 0 | 0 | 732 | 1.925 | 73.3997 | 5 | 0.083562
solar | MDVXX | 2015 | S3D2 | S3 | D2 | SW Monsoon (Jun-Sep) | Day (06-18) | 0.28643 | 0.18626 | 0.724 | 0 | 1464 | 1.925 | 73.3997 | 5 | 0.16712
solar | MDVXX | 2015 | S3D3 | S3 | D3 | SW Monsoon (Jun-Sep) | Evening (18-24) | 0 | 0 | 0 | 0 | 732 | 1.925 | 73.3997 | 5 | 0.083562
solar | MDVXX | 2015 | S4D1 | S4 | D1 | Post-monsoon (Oct-Nov) | Night (00-06) | 0 | 0 | 0 | 0 | 366 | 1.925 | 73.3997 | 5 | 0.041781
solar | MDVXX | 2015 | S4D2 | S4 | D2 | Post-monsoon (Oct-Nov) | Day (06-18) | 0.29496 | 0.19674 | 0.738 | 0 | 732 | 1.925 | 73.3997 | 5 | 0.083562
solar | MDVXX | 2015 | S4D3 | S4 | D3 | Post-monsoon (Oct-Nov) | Evening (18-24) | 0 | 0 | 0 | 0 | 366 | 1.925 | 73.3997 | 5 | 0.041781
solar | MDVXX | 2016 | S1D1 | S1 | D1 | Winter (Dec-Feb) | Night (00-06) | 0 | 0 | 0 | 0 | 546 | 1.925 | 73.3997 | 5 | 0.061644
solar | MDVXX | 2016 | S1D2 | S1 | D2 | Winter (Dec-Feb) | Day (06-18) | 0.33887 | 0.22225 | 0.753 | 0 | 1092 | 1.925 | 73.3997 | 5 | 0.12329
solar | MDVXX | 2016 | S1D3 | S1 | D3 | Winter (Dec-Feb) | Evening (18-24) | 0 | 0 | 0 | 0 | 546 | 1.925 | 73.3997 | 5 | 0.061644
solar | MDVXX | 2016 | S2D1 | S2 | D1 | Pre-monsoon (Mar-May) | Night (00-06) | 0 | 0 | 0 | 0 | 552 | 1.925 | 73.3997 | 5 | 0.063014
solar | MDVXX | 2016 | S2D2 | S2 | D2 | Pre-monsoon (Mar-May) | Day (06-18) | 0.3206 | 0.21157 | 0.779 | 0.001 | 1104 | 1.925 | 73.3997 | 5 | 0.12603
solar | MDVXX | 2016 | S2D3 | S2 | D3 | Pre-monsoon (Mar-May) | Evening (18-24) | 0 | 0 | 0 | 0 | 552 | 1.925 | 73.3997 | 5 | 0.063014
solar | MDVXX | 2016 | S3D1 | S3 | D1 | SW Monsoon (Jun-Sep) | Night (00-06) | 0 | 0 | 0 | 0 | 732 | 1.925 | 73.3997 | 5 | 0.083562
solar | MDVXX | 2016 | S3D2 | S3 | D2 | SW Monsoon (Jun-Sep) | Day (06-18) | 0.28186 | 0.18945 | 0.767 | 0 | 1464 | 1.925 | 73.3997 | 5 | 0.16712
solar | MDVXX | 2016 | S3D3 | S3 | D3 | SW Monsoon (Jun-Sep) | Evening (18-24) | 0 | 0 | 0 | 0 | 732 | 1.925 | 73.3997 | 5 | 0.083562
solar | MDVXX | 2016 | S4D1 | S4 | D1 | Post-monsoon (Oct-Nov) | Night (00-06) | 0 | 0 | 0 | 0 | 366 | 1.925 | 73.3997 | 5 | 0.041781
solar | MDVXX | 2016 | S4D2 | S4 | D2 | Post-monsoon (Oct-Nov) | Day (06-18) | 0.33577 | 0.22088 | 0.77 | 0 | 732 | 1.925 | 73.3997 | 5 | 0.083562
solar | MDVXX | 2016 | S4D3 | S4 | D3 | Post-monsoon (Oct-Nov) | Evening (18-24) | 0 | 0 | 0 | 0 | 366 | 1.925 | 73.3997 | 5 | 0.041781
solar | MDVXX | 2017 | S1D1 | S1 | D1 | Winter (Dec-Feb) | Night (00-06) | 0 | 0 | 0 | 0 | 540 | 1.925 | 73.3997 | 5 | 0.061644
solar | MDVXX | 2017 | S1D2 | S1 | D2 | Winter (Dec-Feb) | Day (06-18) | 0.39417 | 0.23795 | 0.772 | 0 | 1080 | 1.925 | 73.3997 | 5 | 0.12329
solar | MDVXX | 2017 | S1D3 | S1 | D3 | Winter (Dec-Feb) | Evening (18-24) | 0 | 0 | 0 | 0 | 540 | 1.925 | 73.3997 | 5 | 0.061644
solar | MDVXX | 2017 | S2D1 | S2 | D1 | Pre-monsoon (Mar-May) | Night (00-06) | 0 | 0 | 0 | 0 | 552 | 1.925 | 73.3997 | 5 | 0.063014
solar | MDVXX | 2017 | S2D2 | S2 | D2 | Pre-monsoon (Mar-May) | Day (06-18) | 0.34613 | 0.22064 | 0.782 | 0 | 1104 | 1.925 | 73.3997 | 5 | 0.12603
solar | MDVXX | 2017 | S2D3 | S2 | D3 | Pre-monsoon (Mar-May) | Evening (18-24) | 0 | 0 | 0 | 0 | 552 | 1.925 | 73.3997 | 5 | 0.063014
solar | MDVXX | 2017 | S3D1 | S3 | D1 | SW Monsoon (Jun-Sep) | Night (00-06) | 0 | 0 | 0 | 0 | 732 | 1.925 | 73.3997 | 5 | 0.083562
solar | MDVXX | 2017 | S3D2 | S3 | D2 | SW Monsoon (Jun-Sep) | Day (06-18) | 0.30754 | 0.19522 | 0.739 | 0.001 | 1464 | 1.925 | 73.3997 | 5 | 0.16712
solar | MDVXX | 2017 | S3D3 | S3 | D3 | SW Monsoon (Jun-Sep) | Evening (18-24) | 0 | 0 | 0 | 0 | 732 | 1.925 | 73.3997 | 5 | 0.083562
solar | MDVXX | 2017 | S4D1 | S4 | D1 | Post-monsoon (Oct-Nov) | Night (00-06) | 0 | 0 | 0 | 0 | 366 | 1.925 | 73.3997 | 5 | 0.041781
solar | MDVXX | 2017 | S4D2 | S4 | D2 | Post-monsoon (Oct-Nov) | Day (06-18) | 0.30351 | 0.20219 | 0.724 | 0 | 732 | 1.925 | 73.3997 | 5 | 0.083562
solar | MDVXX | 2017 | S4D3 | S4 | D3 | Post-monsoon (Oct-Nov) | Evening (18-24) | 0 | 0 | 0 | 0 | 366 | 1.925 | 73.3997 | 5 | 0.041781
solar | MDVXX | 2018 | S1D1 | S1 | D1 | Winter (Dec-Feb) | Night (00-06) | 0 | 0 | 0 | 0 | 540 | 1.925 | 73.3997 | 5 | 0.061644
solar | MDVXX | 2018 | S1D2 | S1 | D2 | Winter (Dec-Feb) | Day (06-18) | 0.3478 | 0.22457 | 0.773 | 0 | 1080 | 1.925 | 73.3997 | 5 | 0.12329
solar | MDVXX | 2018 | S1D3 | S1 | D3 | Winter (Dec-Feb) | Evening (18-24) | 0 | 0 | 0 | 0 | 540 | 1.925 | 73.3997 | 5 | 0.061644
solar | MDVXX | 2018 | S2D1 | S2 | D1 | Pre-monsoon (Mar-May) | Night (00-06) | 0 | 0 | 0 | 0 | 552 | 1.925 | 73.3997 | 5 | 0.063014
solar | MDVXX | 2018 | S2D2 | S2 | D2 | Pre-monsoon (Mar-May) | Day (06-18) | 0.28568 | 0.19159 | 0.721 | 0.001 | 1104 | 1.925 | 73.3997 | 5 | 0.12603
solar | MDVXX | 2018 | S2D3 | S2 | D3 | Pre-monsoon (Mar-May) | Evening (18-24) | 0 | 0 | 0 | 0 | 552 | 1.925 | 73.3997 | 5 | 0.063014
solar | MDVXX | 2018 | S3D1 | S3 | D1 | SW Monsoon (Jun-Sep) | Night (00-06) | 0 | 0 | 0 | 0 | 732 | 1.925 | 73.3997 | 5 | 0.083562
solar | MDVXX | 2018 | S3D2 | S3 | D2 | SW Monsoon (Jun-Sep) | Day (06-18) | 0.29313 | 0.19051 | 0.736 | 0.002 | 1464 | 1.925 | 73.3997 | 5 | 0.16712
solar | MDVXX | 2018 | S3D3 | S3 | D3 | SW Monsoon (Jun-Sep) | Evening (18-24) | 0 | 0 | 0 | 0 | 732 | 1.925 | 73.3997 | 5 | 0.083562
solar | MDVXX | 2018 | S4D1 | S4 | D1 | Post-monsoon (Oct-Nov) | Night (00-06) | 0 | 0 | 0 | 0 | 366 | 1.925 | 73.3997 | 5 | 0.041781
solar | MDVXX | 2018 | S4D2 | S4 | D2 | Post-monsoon (Oct-Nov) | Day (06-18) | 0.30659 | 0.20571 | 0.749 | 0 | 732 | 1.925 | 73.3997 | 5 | 0.083562
solar | MDVXX | 2018 | S4D3 | S4 | D3 | Post-monsoon (Oct-Nov) | Evening (18-24) | 0 | 0 | 0 | 0 | 366 | 1.925 | 73.3997 | 5 | 0.041781
solar | MDVXX | 2019 | S1D1 | S1 | D1 | Winter (Dec-Feb) | Night (00-06) | 0 | 0 | 0 | 0 | 540 | 1.925 | 73.3997 | 5 | 0.061644
solar | MDVXX | 2019 | S1D2 | S1 | D2 | Winter (Dec-Feb) | Day (06-18) | 0.3499 | 0.22164 | 0.755 | 0 | 1080 | 1.925 | 73.3997 | 5 | 0.12329
solar | MDVXX | 2019 | S1D3 | S1 | D3 | Winter (Dec-Feb) | Evening (18-24) | 0 | 0 | 0 | 0 | 540 | 1.925 | 73.3997 | 5 | 0.061644
solar | MDVXX | 2019 | S2D1 | S2 | D1 | Pre-monsoon (Mar-May) | Night (00-06) | 0 | 0 | 0 | 0 | 552 | 1.925 | 73.3997 | 5 | 0.063014
solar | MDVXX | 2019 | S2D2 | S2 | D2 | Pre-monsoon (Mar-May) | Day (06-18) | 0.35518 | 0.22465 | 0.773 | 0.002 | 1104 | 1.925 | 73.3997 | 5 | 0.12603
solar | MDVXX | 2019 | S2D3 | S2 | D3 | Pre-monsoon (Mar-May) | Evening (18-24) | 0 | 0 | 0 | 0 | 552 | 1.925 | 73.3997 | 5 | 0.063014
solar | MDVXX | 2019 | S3D1 | S3 | D1 | SW Monsoon (Jun-Sep) | Night (00-06) | 0 | 0 | 0 | 0 | 732 | 1.925 | 73.3997 | 5 | 0.083562
solar | MDVXX | 2019 | S3D2 | S3 | D2 | SW Monsoon (Jun-Sep) | Day (06-18) | 0.28074 | 0.18381 | 0.69 | 0.001 | 1464 | 1.925 | 73.3997 | 5 | 0.16712
solar | MDVXX | 2019 | S3D3 | S3 | D3 | SW Monsoon (Jun-Sep) | Evening (18-24) | 0 | 0 | 0 | 0 | 732 | 1.925 | 73.3997 | 5 | 0.083562
solar | MDVXX | 2019 | S4D1 | S4 | D1 | Post-monsoon (Oct-Nov) | Night (00-06) | 0 | 0 | 0 | 0 | 366 | 1.925 | 73.3997 | 5 | 0.041781
solar | MDVXX | 2019 | S4D2 | S4 | D2 | Post-monsoon (Oct-Nov) | Day (06-18) | 0.29058 | 0.19434 | 0.745 | 0 | 732 | 1.925 | 73.3997 | 5 | 0.083562
solar | MDVXX | 2019 | S4D3 | S4 | D3 | Post-monsoon (Oct-Nov) | Evening (18-24) | 0 | 0 | 0 | 0 | 366 | 1.925 | 73.3997 | 5 | 0.041781
solar | MDVXX | 2020 | S1D1 | S1 | D1 | Winter (Dec-Feb) | Night (00-06) | 0 | 0 | 0 | 0 | 546 | 1.925 | 73.3997 | 5 | 0.061644
solar | MDVXX | 2020 | S1D2 | S1 | D2 | Winter (Dec-Feb) | Day (06-18) | 0.33632 | 0.21839 | 0.758 | 0 | 1092 | 1.925 | 73.3997 | 5 | 0.12329
solar | MDVXX | 2020 | S1D3 | S1 | D3 | Winter (Dec-Feb) | Evening (18-24) | 0 | 0 | 0 | 0 | 546 | 1.925 | 73.3997 | 5 | 0.061644
solar | MDVXX | 2020 | S2D1 | S2 | D1 | Pre-monsoon (Mar-May) | Night (00-06) | 0 | 0 | 0 | 0 | 552 | 1.925 | 73.3997 | 5 | 0.063014
solar | MDVXX | 2020 | S2D2 | S2 | D2 | Pre-monsoon (Mar-May) | Day (06-18) | 0.35292 | 0.22729 | 0.778 | 0 | 1104 | 1.925 | 73.3997 | 5 | 0.12603
solar | MDVXX | 2020 | S2D3 | S2 | D3 | Pre-monsoon (Mar-May) | Evening (18-24) | 0 | 0 | 0 | 0 | 552 | 1.925 | 73.3997 | 5 | 0.063014
solar | MDVXX | 2020 | S3D1 | S3 | D1 | SW Monsoon (Jun-Sep) | Night (00-06) | 0 | 0 | 0 | 0 | 732 | 1.925 | 73.3997 | 5 | 0.083562
solar | MDVXX | 2020 | S3D2 | S3 | D2 | SW Monsoon (Jun-Sep) | Day (06-18) | 0.29332 | 0.19239 | 0.728 | 0 | 1464 | 1.925 | 73.3997 | 5 | 0.16712
solar | MDVXX | 2020 | S3D3 | S3 | D3 | SW Monsoon (Jun-Sep) | Evening (18-24) | 0 | 0 | 0 | 0 | 732 | 1.925 | 73.3997 | 5 | 0.083562
solar | MDVXX | 2020 | S4D1 | S4 | D1 | Post-monsoon (Oct-Nov) | Night (00-06) | 0 | 0 | 0 | 0 | 366 | 1.925 | 73.3997 | 5 | 0.041781
solar | MDVXX | 2020 | S4D2 | S4 | D2 | Post-monsoon (Oct-Nov) | Day (06-18) | 0.28358 | 0.19191 | 0.739 | 0 | 732 | 1.925 | 73.3997 | 5 | 0.083562
solar | MDVXX | 2020 | S4D3 | S4 | D3 | Post-monsoon (Oct-Nov) | Evening (18-24) | 0 | 0 | 0 | 0 | 366 | 1.925 | 73.3997 | 5 | 0.041781
solar | MDVXX | 2021 | S1D1 | S1 | D1 | Winter (Dec-Feb) | Night (00-06) | 0 | 0 | 0 | 0 | 540 | 1.925 | 73.3997 | 5 | 0.061644
solar | MDVXX | 2021 | S1D2 | S1 | D2 | Winter (Dec-Feb) | Day (06-18) | 0.33136 | 0.21866 | 0.764 | 0 | 1080 | 1.925 | 73.3997 | 5 | 0.12329
solar | MDVXX | 2021 | S1D3 | S1 | D3 | Winter (Dec-Feb) | Evening (18-24) | 0 | 0 | 0 | 0 | 540 | 1.925 | 73.3997 | 5 | 0.061644
solar | MDVXX | 2021 | S2D1 | S2 | D1 | Pre-monsoon (Mar-May) | Night (00-06) | 0 | 0 | 0 | 0 | 552 | 1.925 | 73.3997 | 5 | 0.063014
solar | MDVXX | 2021 | S2D2 | S2 | D2 | Pre-monsoon (Mar-May) | Day (06-18) | 0.34846 | 0.2252 | 0.772 | 0.001 | 1104 | 1.925 | 73.3997 | 5 | 0.12603
solar | MDVXX | 2021 | S2D3 | S2 | D3 | Pre-monsoon (Mar-May) | Evening (18-24) | 0 | 0 | 0 | 0 | 552 | 1.925 | 73.3997 | 5 | 0.063014
solar | MDVXX | 2021 | S3D1 | S3 | D1 | SW Monsoon (Jun-Sep) | Night (00-06) | 0 | 0 | 0 | 0 | 732 | 1.925 | 73.3997 | 5 | 0.083562
solar | MDVXX | 2021 | S3D2 | S3 | D2 | SW Monsoon (Jun-Sep) | Day (06-18) | 0.29199 | 0.19087 | 0.741 | 0 | 1464 | 1.925 | 73.3997 | 5 | 0.16712
solar | MDVXX | 2021 | S3D3 | S3 | D3 | SW Monsoon (Jun-Sep) | Evening (18-24) | 0 | 0 | 0 | 0 | 732 | 1.925 | 73.3997 | 5 | 0.083562
solar | MDVXX | 2021 | S4D1 | S4 | D1 | Post-monsoon (Oct-Nov) | Night (00-06) | 0 | 0 | 0 | 0 | 366 | 1.925 | 73.3997 | 5 | 0.041781
solar | MDVXX | 2021 | S4D2 | S4 | D2 | Post-monsoon (Oct-Nov) | Day (06-18) | 0.34341 | 0.21813 | 0.75 | 0.001 | 732 | 1.925 | 73.3997 | 5 | 0.083562
solar | MDVXX | 2021 | S4D3 | S4 | D3 | Post-monsoon (Oct-Nov) | Evening (18-24) | 0 | 0 | 0 | 0 | 366 | 1.925 | 73.3997 | 5 | 0.041781
solar | MDVXX | 2022 | S1D1 | S1 | D1 | Winter (Dec-Feb) | Night (00-06) | 0 | 0 | 0 | 0 | 540 | 1.925 | 73.3997 | 5 | 0.061644
solar | MDVXX | 2022 | S1D2 | S1 | D2 | Winter (Dec-Feb) | Day (06-18) | 0.34662 | 0.22649 | 0.77 | 0 | 1080 | 1.925 | 73.3997 | 5 | 0.12329
solar | MDVXX | 2022 | S1D3 | S1 | D3 | Winter (Dec-Feb) | Evening (18-24) | 0 | 0 | 0 | 0 | 540 | 1.925 | 73.3997 | 5 | 0.061644
solar | MDVXX | 2022 | S2D1 | S2 | D1 | Pre-monsoon (Mar-May) | Night (00-06) | 0 | 0 | 0 | 0 | 552 | 1.925 | 73.3997 | 5 | 0.063014
solar | MDVXX | 2022 | S2D2 | S2 | D2 | Pre-monsoon (Mar-May) | Day (06-18) | 0.36701 | 0.22758 | 0.771 | 0.003 | 1104 | 1.925 | 73.3997 | 5 | 0.12603
solar | MDVXX | 2022 | S2D3 | S2 | D3 | Pre-monsoon (Mar-May) | Evening (18-24) | 0 | 0 | 0 | 0 | 552 | 1.925 | 73.3997 | 5 | 0.063014
solar | MDVXX | 2022 | S3D1 | S3 | D1 | SW Monsoon (Jun-Sep) | Night (00-06) | 0 | 0 | 0 | 0 | 732 | 1.925 | 73.3997 | 5 | 0.083562
solar | MDVXX | 2022 | S3D2 | S3 | D2 | SW Monsoon (Jun-Sep) | Day (06-18) | 0.29703 | 0.1962 | 0.764 | 0 | 1464 | 1.925 | 73.3997 | 5 | 0.16712
solar | MDVXX | 2022 | S3D3 | S3 | D3 | SW Monsoon (Jun-Sep) | Evening (18-24) | 0 | 0 | 0 | 0 | 732 | 1.925 | 73.3997 | 5 | 0.083562
solar | MDVXX | 2022 | S4D1 | S4 | D1 | Post-monsoon (Oct-Nov) | Night (00-06) | 0 | 0 | 0 | 0 | 366 | 1.925 | 73.3997 | 5 | 0.041781
solar | MDVXX | 2022 | S4D2 | S4 | D2 | Post-monsoon (Oct-Nov) | Day (06-18) | 0.32635 | 0.21241 | 0.744 | 0 | 732 | 1.925 | 73.3997 | 5 | 0.083562
solar | MDVXX | 2022 | S4D3 | S4 | D3 | Post-monsoon (Oct-Nov) | Evening (18-24) | 0 | 0 | 0 | 0 | 366 | 1.925 | 73.3997 | 5 | 0.041781
solar | NPLXX | 2014 | S1D1 | S1 | D1 | Winter (Dec-Feb) | Night (00-06) | 0 | 0 | 0 | 0 | 349 | 27.7167 | 85.3166 | 5.75 | 0.061644
solar | NPLXX | 2014 | S1D2 | S1 | D2 | Winter (Dec-Feb) | Day (06-18) | 0.4331 | 0.29067 | 0.864 | 0 | 708 | 27.7167 | 85.3166 | 5.75 | 0.12329
solar | NPLXX | 2014 | S1D3 | S1 | D3 | Winter (Dec-Feb) | Evening (18-24) | 0 | 0 | 0 | 0 | 354 | 27.7167 | 85.3166 | 5.75 | 0.061644
solar | NPLXX | 2014 | S2D1 | S2 | D1 | Pre-monsoon (Mar-May) | Night (00-06) | 0.005772 | 0.016445 | 0.078 | 0 | 552 | 27.7167 | 85.3166 | 5.75 | 0.063014
solar | NPLXX | 2014 | S2D2 | S2 | D2 | Pre-monsoon (Mar-May) | Day (06-18) | 0.46686 | 0.2521 | 0.862 | 0 | 1104 | 27.7167 | 85.3166 | 5.75 | 0.12603
solar | NPLXX | 2014 | S2D3 | S2 | D3 | Pre-monsoon (Mar-May) | Evening (18-24) | 0 | 0 | 0 | 0 | 552 | 27.7167 | 85.3166 | 5.75 | 0.063014
solar | NPLXX | 2014 | S3D1 | S3 | D1 | SW Monsoon (Jun-Sep) | Night (00-06) | 0.00621 | 0.017357 | 0.075 | 0 | 732 | 27.7167 | 85.3166 | 5.75 | 0.083562
solar | NPLXX | 2014 | S3D2 | S3 | D2 | SW Monsoon (Jun-Sep) | Day (06-18) | 0.36366 | 0.21194 | 0.8 | 0 | 1464 | 27.7167 | 85.3166 | 5.75 | 0.16712
solar | NPLXX | 2014 | S3D3 | S3 | D3 | SW Monsoon (Jun-Sep) | Evening (18-24) | 0 | 0 | 0 | 0 | 732 | 27.7167 | 85.3166 | 5.75 | 0.083562
solar | NPLXX | 2014 | S4D1 | S4 | D1 | Post-monsoon (Oct-Nov) | Night (00-06) | 3.8e-05 | 0.000353 | 0.005 | 0 | 366 | 27.7167 | 85.3166 | 5.75 | 0.041781
solar | NPLXX | 2014 | S4D2 | S4 | D2 | Post-monsoon (Oct-Nov) | Day (06-18) | 0.43868 | 0.27627 | 0.834 | 0 | 732 | 27.7167 | 85.3166 | 5.75 | 0.083562
solar | NPLXX | 2014 | S4D3 | S4 | D3 | Post-monsoon (Oct-Nov) | Evening (18-24) | 0 | 0 | 0 | 0 | 366 | 27.7167 | 85.3166 | 5.75 | 0.041781
solar | NPLXX | 2015 | S1D1 | S1 | D1 | Winter (Dec-Feb) | Night (00-06) | 0 | 0 | 0 | 0 | 540 | 27.7167 | 85.3166 | 5.75 | 0.061644
solar | NPLXX | 2015 | S1D2 | S1 | D2 | Winter (Dec-Feb) | Day (06-18) | 0.42991 | 0.28565 | 0.834 | 0 | 1080 | 27.7167 | 85.3166 | 5.75 | 0.12329
solar | NPLXX | 2015 | S1D3 | S1 | D3 | Winter (Dec-Feb) | Evening (18-24) | 0 | 0 | 0 | 0 | 540 | 27.7167 | 85.3166 | 5.75 | 0.061644
solar | NPLXX | 2015 | S2D1 | S2 | D1 | Pre-monsoon (Mar-May) | Night (00-06) | 0.005321 | 0.015733 | 0.073 | 0 | 552 | 27.7167 | 85.3166 | 5.75 | 0.063014
solar | NPLXX | 2015 | S2D2 | S2 | D2 | Pre-monsoon (Mar-May) | Day (06-18) | 0.43498 | 0.25334 | 0.867 | 0 | 1104 | 27.7167 | 85.3166 | 5.75 | 0.12603
solar | NPLXX | 2015 | S2D3 | S2 | D3 | Pre-monsoon (Mar-May) | Evening (18-24) | 0 | 0 | 0 | 0 | 552 | 27.7167 | 85.3166 | 5.75 | 0.063014
solar | NPLXX | 2015 | S3D1 | S3 | D1 | SW Monsoon (Jun-Sep) | Night (00-06) | 0.006731 | 0.018186 | 0.082 | 0 | 732 | 27.7167 | 85.3166 | 5.75 | 0.083562
solar | NPLXX | 2015 | S3D2 | S3 | D2 | SW Monsoon (Jun-Sep) | Day (06-18) | 0.37212 | 0.21646 | 0.8 | 0 | 1464 | 27.7167 | 85.3166 | 5.75 | 0.16712
solar | NPLXX | 2015 | S3D3 | S3 | D3 | SW Monsoon (Jun-Sep) | Evening (18-24) | 0 | 0 | 0 | 0 | 732 | 27.7167 | 85.3166 | 5.75 | 0.083562
solar | NPLXX | 2015 | S4D1 | S4 | D1 | Post-monsoon (Oct-Nov) | Night (00-06) | 9e-05 | 0.000615 | 0.006 | 0 | 366 | 27.7167 | 85.3166 | 5.75 | 0.041781
solar | NPLXX | 2015 | S4D2 | S4 | D2 | Post-monsoon (Oct-Nov) | Day (06-18) | 0.41367 | 0.27059 | 0.823 | 0 | 732 | 27.7167 | 85.3166 | 5.75 | 0.083562
solar | NPLXX | 2015 | S4D3 | S4 | D3 | Post-monsoon (Oct-Nov) | Evening (18-24) | 0 | 0 | 0 | 0 | 366 | 27.7167 | 85.3166 | 5.75 | 0.041781
solar | NPLXX | 2016 | S1D1 | S1 | D1 | Winter (Dec-Feb) | Night (00-06) | 4.2e-05 | 0.000984 | 0.023 | 0 | 546 | 27.7167 | 85.3166 | 5.75 | 0.061644
solar | NPLXX | 2016 | S1D2 | S1 | D2 | Winter (Dec-Feb) | Day (06-18) | 0.426 | 0.2807 | 0.846 | 0 | 1092 | 27.7167 | 85.3166 | 5.75 | 0.12329
solar | NPLXX | 2016 | S1D3 | S1 | D3 | Winter (Dec-Feb) | Evening (18-24) | 0 | 0 | 0 | 0 | 546 | 27.7167 | 85.3166 | 5.75 | 0.061644
solar | NPLXX | 2016 | S2D1 | S2 | D1 | Pre-monsoon (Mar-May) | Night (00-06) | 0.00538 | 0.015399 | 0.076 | 0 | 552 | 27.7167 | 85.3166 | 5.75 | 0.063014
solar | NPLXX | 2016 | S2D2 | S2 | D2 | Pre-monsoon (Mar-May) | Day (06-18) | 0.44334 | 0.248 | 0.836 | 0 | 1104 | 27.7167 | 85.3166 | 5.75 | 0.12603
solar | NPLXX | 2016 | S2D3 | S2 | D3 | Pre-monsoon (Mar-May) | Evening (18-24) | 0 | 0 | 0 | 0 | 552 | 27.7167 | 85.3166 | 5.75 | 0.063014
solar | NPLXX | 2016 | S3D1 | S3 | D1 | SW Monsoon (Jun-Sep) | Night (00-06) | 0.005613 | 0.015659 | 0.078 | 0 | 732 | 27.7167 | 85.3166 | 5.75 | 0.083562
solar | NPLXX | 2016 | S3D2 | S3 | D2 | SW Monsoon (Jun-Sep) | Day (06-18) | 0.32441 | 0.19546 | 0.798 | 0 | 1464 | 27.7167 | 85.3166 | 5.75 | 0.16712
solar | NPLXX | 2016 | S3D3 | S3 | D3 | SW Monsoon (Jun-Sep) | Evening (18-24) | 0 | 0 | 0 | 0 | 732 | 27.7167 | 85.3166 | 5.75 | 0.083562
solar | NPLXX | 2016 | S4D1 | S4 | D1 | Post-monsoon (Oct-Nov) | Night (00-06) | 0 | 0 | 0 | 0 | 366 | 27.7167 | 85.3166 | 5.75 | 0.041781
solar | NPLXX | 2016 | S4D2 | S4 | D2 | Post-monsoon (Oct-Nov) | Day (06-18) | 0.43765 | 0.27611 | 0.828 | 0 | 732 | 27.7167 | 85.3166 | 5.75 | 0.083562
solar | NPLXX | 2016 | S4D3 | S4 | D3 | Post-monsoon (Oct-Nov) | Evening (18-24) | 0 | 0 | 0 | 0 | 366 | 27.7167 | 85.3166 | 5.75 | 0.041781
solar | NPLXX | 2017 | S1D1 | S1 | D1 | Winter (Dec-Feb) | Night (00-06) | 0 | 0 | 0 | 0 | 540 | 27.7167 | 85.3166 | 5.75 | 0.061644
solar | NPLXX | 2017 | S1D2 | S1 | D2 | Winter (Dec-Feb) | Day (06-18) | 0.44564 | 0.28295 | 0.847 | 0 | 1080 | 27.7167 | 85.3166 | 5.75 | 0.12329
solar | NPLXX | 2017 | S1D3 | S1 | D3 | Winter (Dec-Feb) | Evening (18-24) | 0 | 0 | 0 | 0 | 540 | 27.7167 | 85.3166 | 5.75 | 0.061644
solar | NPLXX | 2017 | S2D1 | S2 | D1 | Pre-monsoon (Mar-May) | Night (00-06) | 0.005614 | 0.016044 | 0.075 | 0 | 552 | 27.7167 | 85.3166 | 5.75 | 0.063014
solar | NPLXX | 2017 | S2D2 | S2 | D2 | Pre-monsoon (Mar-May) | Day (06-18) | 0.45134 | 0.24991 | 0.863 | 0 | 1104 | 27.7167 | 85.3166 | 5.75 | 0.12603
solar | NPLXX | 2017 | S2D3 | S2 | D3 | Pre-monsoon (Mar-May) | Evening (18-24) | 0 | 0 | 0 | 0 | 552 | 27.7167 | 85.3166 | 5.75 | 0.063014
solar | NPLXX | 2017 | S3D1 | S3 | D1 | SW Monsoon (Jun-Sep) | Night (00-06) | 0.0061 | 0.017227 | 0.076 | 0 | 732 | 27.7167 | 85.3166 | 5.75 | 0.083562
solar | NPLXX | 2017 | S3D2 | S3 | D2 | SW Monsoon (Jun-Sep) | Day (06-18) | 0.33962 | 0.20604 | 0.74 | 0 | 1464 | 27.7167 | 85.3166 | 5.75 | 0.16712
solar | NPLXX | 2017 | S3D3 | S3 | D3 | SW Monsoon (Jun-Sep) | Evening (18-24) | 0 | 0 | 0 | 0 | 732 | 27.7167 | 85.3166 | 5.75 | 0.083562
solar | NPLXX | 2017 | S4D1 | S4 | D1 | Post-monsoon (Oct-Nov) | Night (00-06) | 5e-06 | 0.000105 | 0.002 | 0 | 366 | 27.7167 | 85.3166 | 5.75 | 0.041781
solar | NPLXX | 2017 | S4D2 | S4 | D2 | Post-monsoon (Oct-Nov) | Day (06-18) | 0.42792 | 0.26965 | 0.798 | 0 | 732 | 27.7167 | 85.3166 | 5.75 | 0.083562
solar | NPLXX | 2017 | S4D3 | S4 | D3 | Post-monsoon (Oct-Nov) | Evening (18-24) | 0 | 0 | 0 | 0 | 366 | 27.7167 | 85.3166 | 5.75 | 0.041781
solar | NPLXX | 2018 | S1D1 | S1 | D1 | Winter (Dec-Feb) | Night (00-06) | 0 | 0 | 0 | 0 | 540 | 27.7167 | 85.3166 | 5.75 | 0.061644
solar | NPLXX | 2018 | S1D2 | S1 | D2 | Winter (Dec-Feb) | Day (06-18) | 0.43154 | 0.28339 | 0.847 | 0 | 1080 | 27.7167 | 85.3166 | 5.75 | 0.12329
solar | NPLXX | 2018 | S1D3 | S1 | D3 | Winter (Dec-Feb) | Evening (18-24) | 0 | 0 | 0 | 0 | 540 | 27.7167 | 85.3166 | 5.75 | 0.061644
solar | NPLXX | 2018 | S2D1 | S2 | D1 | Pre-monsoon (Mar-May) | Night (00-06) | 0.005223 | 0.015384 | 0.073 | 0 | 552 | 27.7167 | 85.3166 | 5.75 | 0.063014
solar | NPLXX | 2018 | S2D2 | S2 | D2 | Pre-monsoon (Mar-May) | Day (06-18) | 0.4338 | 0.24584 | 0.842 | 0 | 1104 | 27.7167 | 85.3166 | 5.75 | 0.12603
solar | NPLXX | 2018 | S2D3 | S2 | D3 | Pre-monsoon (Mar-May) | Evening (18-24) | 0 | 0 | 0 | 0 | 552 | 27.7167 | 85.3166 | 5.75 | 0.063014
solar | NPLXX | 2018 | S3D1 | S3 | D1 | SW Monsoon (Jun-Sep) | Night (00-06) | 0.005896 | 0.016092 | 0.078 | 0 | 732 | 27.7167 | 85.3166 | 5.75 | 0.083562
solar | NPLXX | 2018 | S3D2 | S3 | D2 | SW Monsoon (Jun-Sep) | Day (06-18) | 0.3571 | 0.21154 | 0.81 | 0 | 1464 | 27.7167 | 85.3166 | 5.75 | 0.16712
solar | NPLXX | 2018 | S3D3 | S3 | D3 | SW Monsoon (Jun-Sep) | Evening (18-24) | 0 | 0 | 0 | 0 | 732 | 27.7167 | 85.3166 | 5.75 | 0.083562
solar | NPLXX | 2018 | S4D1 | S4 | D1 | Post-monsoon (Oct-Nov) | Night (00-06) | 2.7e-05 | 0.000313 | 0.005 | 0 | 366 | 27.7167 | 85.3166 | 5.75 | 0.041781
solar | NPLXX | 2018 | S4D2 | S4 | D2 | Post-monsoon (Oct-Nov) | Day (06-18) | 0.43598 | 0.27219 | 0.825 | 0 | 732 | 27.7167 | 85.3166 | 5.75 | 0.083562
solar | NPLXX | 2018 | S4D3 | S4 | D3 | Post-monsoon (Oct-Nov) | Evening (18-24) | 0 | 0 | 0 | 0 | 366 | 27.7167 | 85.3166 | 5.75 | 0.041781
solar | NPLXX | 2019 | S1D1 | S1 | D1 | Winter (Dec-Feb) | Night (00-06) | 0 | 0 | 0 | 0 | 540 | 27.7167 | 85.3166 | 5.75 | 0.061644
solar | NPLXX | 2019 | S1D2 | S1 | D2 | Winter (Dec-Feb) | Day (06-18) | 0.39516 | 0.2752 | 0.861 | 0 | 1080 | 27.7167 | 85.3166 | 5.75 | 0.12329
solar | NPLXX | 2019 | S1D3 | S1 | D3 | Winter (Dec-Feb) | Evening (18-24) | 0 | 0 | 0 | 0 | 540 | 27.7167 | 85.3166 | 5.75 | 0.061644
solar | NPLXX | 2019 | S2D1 | S2 | D1 | Pre-monsoon (Mar-May) | Night (00-06) | 0.005783 | 0.01665 | 0.074 | 0 | 552 | 27.7167 | 85.3166 | 5.75 | 0.063014
solar | NPLXX | 2019 | S2D2 | S2 | D2 | Pre-monsoon (Mar-May) | Day (06-18) | 0.46166 | 0.25194 | 0.876 | 0 | 1104 | 27.7167 | 85.3166 | 5.75 | 0.12603
solar | NPLXX | 2019 | S2D3 | S2 | D3 | Pre-monsoon (Mar-May) | Evening (18-24) | 0 | 0 | 0 | 0 | 552 | 27.7167 | 85.3166 | 5.75 | 0.063014
solar | NPLXX | 2019 | S3D1 | S3 | D1 | SW Monsoon (Jun-Sep) | Night (00-06) | 0.00597 | 0.016911 | 0.078 | 0 | 732 | 27.7167 | 85.3166 | 5.75 | 0.083562
solar | NPLXX | 2019 | S3D2 | S3 | D2 | SW Monsoon (Jun-Sep) | Day (06-18) | 0.33522 | 0.20593 | 0.741 | 0 | 1464 | 27.7167 | 85.3166 | 5.75 | 0.16712
solar | NPLXX | 2019 | S3D3 | S3 | D3 | SW Monsoon (Jun-Sep) | Evening (18-24) | 0 | 0 | 0 | 0 | 732 | 27.7167 | 85.3166 | 5.75 | 0.083562
solar | NPLXX | 2019 | S4D1 | S4 | D1 | Post-monsoon (Oct-Nov) | Night (00-06) | 4.4e-05 | 0.000442 | 0.007 | 0 | 366 | 27.7167 | 85.3166 | 5.75 | 0.041781
solar | NPLXX | 2019 | S4D2 | S4 | D2 | Post-monsoon (Oct-Nov) | Day (06-18) | 0.403 | 0.26765 | 0.817 | 0 | 732 | 27.7167 | 85.3166 | 5.75 | 0.083562
solar | NPLXX | 2019 | S4D3 | S4 | D3 | Post-monsoon (Oct-Nov) | Evening (18-24) | 0 | 0 | 0 | 0 | 366 | 27.7167 | 85.3166 | 5.75 | 0.041781
solar | NPLXX | 2020 | S1D1 | S1 | D1 | Winter (Dec-Feb) | Night (00-06) | 5e-06 | 0.000128 | 0.003 | 0 | 546 | 27.7167 | 85.3166 | 5.75 | 0.061644
solar | NPLXX | 2020 | S1D2 | S1 | D2 | Winter (Dec-Feb) | Day (06-18) | 0.41967 | 0.28723 | 0.85 | 0 | 1092 | 27.7167 | 85.3166 | 5.75 | 0.12329
solar | NPLXX | 2020 | S1D3 | S1 | D3 | Winter (Dec-Feb) | Evening (18-24) | 0 | 0 | 0 | 0 | 546 | 27.7167 | 85.3166 | 5.75 | 0.061644
solar | NPLXX | 2020 | S2D1 | S2 | D1 | Pre-monsoon (Mar-May) | Night (00-06) | 0.005382 | 0.015749 | 0.075 | 0 | 552 | 27.7167 | 85.3166 | 5.75 | 0.063014
solar | NPLXX | 2020 | S2D2 | S2 | D2 | Pre-monsoon (Mar-May) | Day (06-18) | 0.42124 | 0.24471 | 0.852 | 0 | 1104 | 27.7167 | 85.3166 | 5.75 | 0.12603
solar | NPLXX | 2020 | S2D3 | S2 | D3 | Pre-monsoon (Mar-May) | Evening (18-24) | 0 | 0 | 0 | 0 | 552 | 27.7167 | 85.3166 | 5.75 | 0.063014
solar | NPLXX | 2020 | S3D1 | S3 | D1 | SW Monsoon (Jun-Sep) | Night (00-06) | 0.005448 | 0.015468 | 0.079 | 0 | 732 | 27.7167 | 85.3166 | 5.75 | 0.083562
solar | NPLXX | 2020 | S3D2 | S3 | D2 | SW Monsoon (Jun-Sep) | Day (06-18) | 0.33307 | 0.20532 | 0.799 | 0 | 1464 | 27.7167 | 85.3166 | 5.75 | 0.16712
solar | NPLXX | 2020 | S3D3 | S3 | D3 | SW Monsoon (Jun-Sep) | Evening (18-24) | 0 | 0 | 0 | 0 | 732 | 27.7167 | 85.3166 | 5.75 | 0.083562
solar | NPLXX | 2020 | S4D1 | S4 | D1 | Post-monsoon (Oct-Nov) | Night (00-06) | 6.6e-05 | 0.000439 | 0.004 | 0 | 366 | 27.7167 | 85.3166 | 5.75 | 0.041781
solar | NPLXX | 2020 | S4D2 | S4 | D2 | Post-monsoon (Oct-Nov) | Day (06-18) | 0.45195 | 0.27594 | 0.822 | 0 | 732 | 27.7167 | 85.3166 | 5.75 | 0.083562
solar | NPLXX | 2020 | S4D3 | S4 | D3 | Post-monsoon (Oct-Nov) | Evening (18-24) | 0 | 0 | 0 | 0 | 366 | 27.7167 | 85.3166 | 5.75 | 0.041781
solar | NPLXX | 2021 | S1D1 | S1 | D1 | Winter (Dec-Feb) | Night (00-06) | 0 | 0 | 0 | 0 | 540 | 27.7167 | 85.3166 | 5.75 | 0.061644
solar | NPLXX | 2021 | S1D2 | S1 | D2 | Winter (Dec-Feb) | Day (06-18) | 0.41876 | 0.27863 | 0.835 | 0 | 1080 | 27.7167 | 85.3166 | 5.75 | 0.12329
solar | NPLXX | 2021 | S1D3 | S1 | D3 | Winter (Dec-Feb) | Evening (18-24) | 0 | 0 | 0 | 0 | 540 | 27.7167 | 85.3166 | 5.75 | 0.061644
solar | NPLXX | 2021 | S2D1 | S2 | D1 | Pre-monsoon (Mar-May) | Night (00-06) | 0.005033 | 0.014725 | 0.074 | 0 | 552 | 27.7167 | 85.3166 | 5.75 | 0.063014
solar | NPLXX | 2021 | S2D2 | S2 | D2 | Pre-monsoon (Mar-May) | Day (06-18) | 0.43831 | 0.24659 | 0.858 | 0 | 1104 | 27.7167 | 85.3166 | 5.75 | 0.12603
solar | NPLXX | 2021 | S2D3 | S2 | D3 | Pre-monsoon (Mar-May) | Evening (18-24) | 0 | 0 | 0 | 0 | 552 | 27.7167 | 85.3166 | 5.75 | 0.063014
solar | NPLXX | 2021 | S3D1 | S3 | D1 | SW Monsoon (Jun-Sep) | Night (00-06) | 0.005187 | 0.01496 | 0.081 | 0 | 732 | 27.7167 | 85.3166 | 5.75 | 0.083562
solar | NPLXX | 2021 | S3D2 | S3 | D2 | SW Monsoon (Jun-Sep) | Day (06-18) | 0.31653 | 0.19315 | 0.76 | 0 | 1464 | 27.7167 | 85.3166 | 5.75 | 0.16712
solar | NPLXX | 2021 | S3D3 | S3 | D3 | SW Monsoon (Jun-Sep) | Evening (18-24) | 0 | 0 | 0 | 0 | 732 | 27.7167 | 85.3166 | 5.75 | 0.083562
solar | NPLXX | 2021 | S4D1 | S4 | D1 | Post-monsoon (Oct-Nov) | Night (00-06) | 0 | 0 | 0 | 0 | 366 | 27.7167 | 85.3166 | 5.75 | 0.041781
solar | NPLXX | 2021 | S4D2 | S4 | D2 | Post-monsoon (Oct-Nov) | Day (06-18) | 0.38996 | 0.26616 | 0.81 | 0 | 732 | 27.7167 | 85.3166 | 5.75 | 0.083562
solar | NPLXX | 2021 | S4D3 | S4 | D3 | Post-monsoon (Oct-Nov) | Evening (18-24) | 0 | 0 | 0 | 0 | 366 | 27.7167 | 85.3166 | 5.75 | 0.041781
solar | NPLXX | 2022 | S1D1 | S1 | D1 | Winter (Dec-Feb) | Night (00-06) | 0 | 0 | 0 | 0 | 540 | 27.7167 | 85.3166 | 5.75 | 0.061644
solar | NPLXX | 2022 | S1D2 | S1 | D2 | Winter (Dec-Feb) | Day (06-18) | 0.39821 | 0.28085 | 0.858 | 0 | 1080 | 27.7167 | 85.3166 | 5.75 | 0.12329
solar | NPLXX | 2022 | S1D3 | S1 | D3 | Winter (Dec-Feb) | Evening (18-24) | 0 | 0 | 0 | 0 | 540 | 27.7167 | 85.3166 | 5.75 | 0.061644
solar | NPLXX | 2022 | S2D1 | S2 | D1 | Pre-monsoon (Mar-May) | Night (00-06) | 0.005197 | 0.014885 | 0.074 | 0 | 552 | 27.7167 | 85.3166 | 5.75 | 0.063014
solar | NPLXX | 2022 | S2D2 | S2 | D2 | Pre-monsoon (Mar-May) | Day (06-18) | 0.45452 | 0.24792 | 0.844 | 0 | 1104 | 27.7167 | 85.3166 | 5.75 | 0.12603
solar | NPLXX | 2022 | S2D3 | S2 | D3 | Pre-monsoon (Mar-May) | Evening (18-24) | 0 | 0 | 0 | 0 | 552 | 27.7167 | 85.3166 | 5.75 | 0.063014
solar | NPLXX | 2022 | S3D1 | S3 | D1 | SW Monsoon (Jun-Sep) | Night (00-06) | 0.006444 | 0.01754 | 0.076 | 0 | 732 | 27.7167 | 85.3166 | 5.75 | 0.083562
solar | NPLXX | 2022 | S3D2 | S3 | D2 | SW Monsoon (Jun-Sep) | Day (06-18) | 0.36213 | 0.21177 | 0.777 | 0 | 1464 | 27.7167 | 85.3166 | 5.75 | 0.16712
solar | NPLXX | 2022 | S3D3 | S3 | D3 | SW Monsoon (Jun-Sep) | Evening (18-24) | 0 | 0 | 0 | 0 | 732 | 27.7167 | 85.3166 | 5.75 | 0.083562
solar | NPLXX | 2022 | S4D1 | S4 | D1 | Post-monsoon (Oct-Nov) | Night (00-06) | 3.8e-05 | 0.000424 | 0.005 | 0 | 366 | 27.7167 | 85.3166 | 5.75 | 0.041781
solar | NPLXX | 2022 | S4D2 | S4 | D2 | Post-monsoon (Oct-Nov) | Day (06-18) | 0.42917 | 0.27407 | 0.834 | 0 | 732 | 27.7167 | 85.3166 | 5.75 | 0.083562
solar | NPLXX | 2022 | S4D3 | S4 | D3 | Post-monsoon (Oct-Nov) | Evening (18-24) | 0 | 0 | 0 | 0 | 366 | 27.7167 | 85.3166 | 5.75 | 0.041781
wind | BGDXX | 2014 | S1D1 | S1 | D1 | Winter (Dec-Feb) | Night (00-06) | 0.29828 | 0.20909 | 0.771 | 0.002 | 348 | 23.7231 | 90.4086 | 6 | 0.061644
wind | BGDXX | 2014 | S1D2 | S1 | D2 | Winter (Dec-Feb) | Day (06-18) | 0.11984 | 0.1274 | 0.676 | 0 | 708 | 23.7231 | 90.4086 | 6 | 0.12329
wind | BGDXX | 2014 | S1D3 | S1 | D3 | Winter (Dec-Feb) | Evening (18-24) | 0.33827 | 0.21283 | 0.802 | 0.003 | 354 | 23.7231 | 90.4086 | 6 | 0.061644
wind | BGDXX | 2014 | S2D1 | S2 | D1 | Pre-monsoon (Mar-May) | Night (00-06) | 0.33744 | 0.21578 | 0.867 | 0.001 | 552 | 23.7231 | 90.4086 | 6 | 0.063014
wind | BGDXX | 2014 | S2D2 | S2 | D2 | Pre-monsoon (Mar-May) | Day (06-18) | 0.19667 | 0.21128 | 0.954 | 0 | 1104 | 23.7231 | 90.4086 | 6 | 0.12603
wind | BGDXX | 2014 | S2D3 | S2 | D3 | Pre-monsoon (Mar-May) | Evening (18-24) | 0.41582 | 0.3031 | 0.97 | 0.001 | 552 | 23.7231 | 90.4086 | 6 | 0.063014
wind | BGDXX | 2014 | S3D1 | S3 | D1 | SW Monsoon (Jun-Sep) | Night (00-06) | 0.40219 | 0.19679 | 0.958 | 0 | 732 | 23.7231 | 90.4086 | 6 | 0.083562
wind | BGDXX | 2014 | S3D2 | S3 | D2 | SW Monsoon (Jun-Sep) | Day (06-18) | 0.3676 | 0.26249 | 0.973 | 0 | 1464 | 23.7231 | 90.4086 | 6 | 0.16712
wind | BGDXX | 2014 | S3D3 | S3 | D3 | SW Monsoon (Jun-Sep) | Evening (18-24) | 0.45907 | 0.2113 | 0.961 | 0 | 732 | 23.7231 | 90.4086 | 6 | 0.083562
wind | BGDXX | 2014 | S4D1 | S4 | D1 | Post-monsoon (Oct-Nov) | Night (00-06) | 0.076339 | 0.078516 | 0.365 | 0 | 366 | 23.7231 | 90.4086 | 6 | 0.041781
wind | BGDXX | 2014 | S4D2 | S4 | D2 | Post-monsoon (Oct-Nov) | Day (06-18) | 0.027374 | 0.036256 | 0.212 | 0 | 732 | 23.7231 | 90.4086 | 6 | 0.083562
wind | BGDXX | 2014 | S4D3 | S4 | D3 | Post-monsoon (Oct-Nov) | Evening (18-24) | 0.076511 | 0.07813 | 0.394 | 0 | 366 | 23.7231 | 90.4086 | 6 | 0.041781
wind | BGDXX | 2015 | S1D1 | S1 | D1 | Winter (Dec-Feb) | Night (00-06) | 0.17306 | 0.16728 | 0.792 | 0 | 540 | 23.7231 | 90.4086 | 6 | 0.061644
wind | BGDXX | 2015 | S1D2 | S1 | D2 | Winter (Dec-Feb) | Day (06-18) | 0.062721 | 0.086288 | 0.661 | 0 | 1080 | 23.7231 | 90.4086 | 6 | 0.12329
wind | BGDXX | 2015 | S1D3 | S1 | D3 | Winter (Dec-Feb) | Evening (18-24) | 0.17783 | 0.18283 | 0.822 | 0 | 540 | 23.7231 | 90.4086 | 6 | 0.061644
wind | BGDXX | 2015 | S2D1 | S2 | D1 | Pre-monsoon (Mar-May) | Night (00-06) | 0.34397 | 0.20807 | 0.834 | 0.002 | 552 | 23.7231 | 90.4086 | 6 | 0.063014
wind | BGDXX | 2015 | S2D2 | S2 | D2 | Pre-monsoon (Mar-May) | Day (06-18) | 0.19676 | 0.19079 | 0.864 | 0 | 1104 | 23.7231 | 90.4086 | 6 | 0.12603
wind | BGDXX | 2015 | S2D3 | S2 | D3 | Pre-monsoon (Mar-May) | Evening (18-24) | 0.42424 | 0.2488 | 0.916 | 0.001 | 552 | 23.7231 | 90.4086 | 6 | 0.063014
wind | BGDXX | 2015 | S3D1 | S3 | D1 | SW Monsoon (Jun-Sep) | Night (00-06) | 0.35694 | 0.22813 | 0.973 | 0 | 732 | 23.7231 | 90.4086 | 6 | 0.083562
wind | BGDXX | 2015 | S3D2 | S3 | D2 | SW Monsoon (Jun-Sep) | Day (06-18) | 0.31568 | 0.264 | 0.972 | 0 | 1464 | 23.7231 | 90.4086 | 6 | 0.16712
wind | BGDXX | 2015 | S3D3 | S3 | D3 | SW Monsoon (Jun-Sep) | Evening (18-24) | 0.42503 | 0.24759 | 0.972 | 0 | 732 | 23.7231 | 90.4086 | 6 | 0.083562
wind | BGDXX | 2015 | S4D1 | S4 | D1 | Post-monsoon (Oct-Nov) | Night (00-06) | 0.058432 | 0.097404 | 0.648 | 0 | 366 | 23.7231 | 90.4086 | 6 | 0.041781
wind | BGDXX | 2015 | S4D2 | S4 | D2 | Post-monsoon (Oct-Nov) | Day (06-18) | 0.029665 | 0.054263 | 0.378 | 0 | 732 | 23.7231 | 90.4086 | 6 | 0.083562
wind | BGDXX | 2015 | S4D3 | S4 | D3 | Post-monsoon (Oct-Nov) | Evening (18-24) | 0.069489 | 0.11033 | 0.494 | 0 | 366 | 23.7231 | 90.4086 | 6 | 0.041781
wind | BGDXX | 2016 | S1D1 | S1 | D1 | Winter (Dec-Feb) | Night (00-06) | 0.10489 | 0.14987 | 0.787 | 0 | 546 | 23.7231 | 90.4086 | 6 | 0.061644
wind | BGDXX | 2016 | S1D2 | S1 | D2 | Winter (Dec-Feb) | Day (06-18) | 0.058244 | 0.076295 | 0.584 | 0 | 1092 | 23.7231 | 90.4086 | 6 | 0.12329
wind | BGDXX | 2016 | S1D3 | S1 | D3 | Winter (Dec-Feb) | Evening (18-24) | 0.1163 | 0.15976 | 0.793 | 0 | 546 | 23.7231 | 90.4086 | 6 | 0.061644
wind | BGDXX | 2016 | S2D1 | S2 | D1 | Pre-monsoon (Mar-May) | Night (00-06) | 0.33498 | 0.21459 | 0.834 | 0.001 | 552 | 23.7231 | 90.4086 | 6 | 0.063014
wind | BGDXX | 2016 | S2D2 | S2 | D2 | Pre-monsoon (Mar-May) | Day (06-18) | 0.24624 | 0.24974 | 0.969 | 0 | 1104 | 23.7231 | 90.4086 | 6 | 0.12603
wind | BGDXX | 2016 | S2D3 | S2 | D3 | Pre-monsoon (Mar-May) | Evening (18-24) | 0.47235 | 0.30231 | 0.973 | 0.001 | 552 | 23.7231 | 90.4086 | 6 | 0.063014
wind | BGDXX | 2016 | S3D1 | S3 | D1 | SW Monsoon (Jun-Sep) | Night (00-06) | 0.33052 | 0.20113 | 0.973 | 0 | 732 | 23.7231 | 90.4086 | 6 | 0.083562
wind | BGDXX | 2016 | S3D2 | S3 | D2 | SW Monsoon (Jun-Sep) | Day (06-18) | 0.28243 | 0.26358 | 0.973 | 0 | 1464 | 23.7231 | 90.4086 | 6 | 0.16712
wind | BGDXX | 2016 | S3D3 | S3 | D3 | SW Monsoon (Jun-Sep) | Evening (18-24) | 0.39158 | 0.21346 | 0.973 | 0.003 | 732 | 23.7231 | 90.4086 | 6 | 0.083562
wind | BGDXX | 2016 | S4D1 | S4 | D1 | Post-monsoon (Oct-Nov) | Night (00-06) | 0.16882 | 0.18332 | 0.874 | 0 | 366 | 23.7231 | 90.4086 | 6 | 0.041781
wind | BGDXX | 2016 | S4D2 | S4 | D2 | Post-monsoon (Oct-Nov) | Day (06-18) | 0.065449 | 0.09612 | 0.682 | 0 | 732 | 23.7231 | 90.4086 | 6 | 0.083562
wind | BGDXX | 2016 | S4D3 | S4 | D3 | Post-monsoon (Oct-Nov) | Evening (18-24) | 0.14728 | 0.16308 | 0.805 | 0 | 366 | 23.7231 | 90.4086 | 6 | 0.041781
wind | BGDXX | 2017 | S1D1 | S1 | D1 | Winter (Dec-Feb) | Night (00-06) | 0.20328 | 0.18228 | 0.773 | 0 | 540 | 23.7231 | 90.4086 | 6 | 0.061644
wind | BGDXX | 2017 | S1D2 | S1 | D2 | Winter (Dec-Feb) | Day (06-18) | 0.08381 | 0.12973 | 0.871 | 0 | 1080 | 23.7231 | 90.4086 | 6 | 0.12329
wind | BGDXX | 2017 | S1D3 | S1 | D3 | Winter (Dec-Feb) | Evening (18-24) | 0.21104 | 0.20569 | 0.921 | 0 | 540 | 23.7231 | 90.4086 | 6 | 0.061644
wind | BGDXX | 2017 | S2D1 | S2 | D1 | Pre-monsoon (Mar-May) | Night (00-06) | 0.34508 | 0.23091 | 0.905 | 0 | 552 | 23.7231 | 90.4086 | 6 | 0.063014
wind | BGDXX | 2017 | S2D2 | S2 | D2 | Pre-monsoon (Mar-May) | Day (06-18) | 0.22547 | 0.25922 | 0.972 | 0 | 1104 | 23.7231 | 90.4086 | 6 | 0.12603
wind | BGDXX | 2017 | S2D3 | S2 | D3 | Pre-monsoon (Mar-May) | Evening (18-24) | 0.44342 | 0.28783 | 0.971 | 0 | 552 | 23.7231 | 90.4086 | 6 | 0.063014
wind | BGDXX | 2017 | S3D1 | S3 | D1 | SW Monsoon (Jun-Sep) | Night (00-06) | 0.32844 | 0.22551 | 0.973 | 0.001 | 732 | 23.7231 | 90.4086 | 6 | 0.083562
wind | BGDXX | 2017 | S3D2 | S3 | D2 | SW Monsoon (Jun-Sep) | Day (06-18) | 0.28592 | 0.24341 | 0.945 | 0 | 1464 | 23.7231 | 90.4086 | 6 | 0.16712
wind | BGDXX | 2017 | S3D3 | S3 | D3 | SW Monsoon (Jun-Sep) | Evening (18-24) | 0.36303 | 0.23776 | 0.972 | 0.001 | 732 | 23.7231 | 90.4086 | 6 | 0.083562
wind | BGDXX | 2017 | S4D1 | S4 | D1 | Post-monsoon (Oct-Nov) | Night (00-06) | 0.17838 | 0.19132 | 0.925 | 0 | 366 | 23.7231 | 90.4086 | 6 | 0.041781
wind | BGDXX | 2017 | S4D2 | S4 | D2 | Post-monsoon (Oct-Nov) | Day (06-18) | 0.097739 | 0.17162 | 0.973 | 0 | 732 | 23.7231 | 90.4086 | 6 | 0.083562
wind | BGDXX | 2017 | S4D3 | S4 | D3 | Post-monsoon (Oct-Nov) | Evening (18-24) | 0.14858 | 0.18458 | 0.973 | 0 | 366 | 23.7231 | 90.4086 | 6 | 0.041781
wind | BGDXX | 2018 | S1D1 | S1 | D1 | Winter (Dec-Feb) | Night (00-06) | 0.14208 | 0.13774 | 0.673 | 0 | 540 | 23.7231 | 90.4086 | 6 | 0.061644
wind | BGDXX | 2018 | S1D2 | S1 | D2 | Winter (Dec-Feb) | Day (06-18) | 0.053334 | 0.07566 | 0.559 | 0 | 1080 | 23.7231 | 90.4086 | 6 | 0.12329
wind | BGDXX | 2018 | S1D3 | S1 | D3 | Winter (Dec-Feb) | Evening (18-24) | 0.14581 | 0.14462 | 0.616 | 0 | 540 | 23.7231 | 90.4086 | 6 | 0.061644
wind | BGDXX | 2018 | S2D1 | S2 | D1 | Pre-monsoon (Mar-May) | Night (00-06) | 0.26349 | 0.17332 | 0.732 | 0.001 | 552 | 23.7231 | 90.4086 | 6 | 0.063014
wind | BGDXX | 2018 | S2D2 | S2 | D2 | Pre-monsoon (Mar-May) | Day (06-18) | 0.1321 | 0.16588 | 0.805 | 0 | 1104 | 23.7231 | 90.4086 | 6 | 0.12603
wind | BGDXX | 2018 | S2D3 | S2 | D3 | Pre-monsoon (Mar-May) | Evening (18-24) | 0.31281 | 0.24604 | 0.862 | 0 | 552 | 23.7231 | 90.4086 | 6 | 0.063014
wind | BGDXX | 2018 | S3D1 | S3 | D1 | SW Monsoon (Jun-Sep) | Night (00-06) | 0.32894 | 0.19294 | 0.867 | 0 | 732 | 23.7231 | 90.4086 | 6 | 0.083562
wind | BGDXX | 2018 | S3D2 | S3 | D2 | SW Monsoon (Jun-Sep) | Day (06-18) | 0.28387 | 0.2376 | 0.973 | 0 | 1464 | 23.7231 | 90.4086 | 6 | 0.16712
wind | BGDXX | 2018 | S3D3 | S3 | D3 | SW Monsoon (Jun-Sep) | Evening (18-24) | 0.37207 | 0.20897 | 0.954 | 0.003 | 732 | 23.7231 | 90.4086 | 6 | 0.083562
wind | BGDXX | 2018 | S4D1 | S4 | D1 | Post-monsoon (Oct-Nov) | Night (00-06) | 0.083536 | 0.10523 | 0.551 | 0 | 366 | 23.7231 | 90.4086 | 6 | 0.041781
wind | BGDXX | 2018 | S4D2 | S4 | D2 | Post-monsoon (Oct-Nov) | Day (06-18) | 0.053709 | 0.095189 | 0.629 | 0 | 732 | 23.7231 | 90.4086 | 6 | 0.083562
wind | BGDXX | 2018 | S4D3 | S4 | D3 | Post-monsoon (Oct-Nov) | Evening (18-24) | 0.078833 | 0.11083 | 0.58 | 0 | 366 | 23.7231 | 90.4086 | 6 | 0.041781
wind | BGDXX | 2019 | S1D1 | S1 | D1 | Winter (Dec-Feb) | Night (00-06) | 0.18844 | 0.18177 | 0.77 | 0 | 540 | 23.7231 | 90.4086 | 6 | 0.061644
wind | BGDXX | 2019 | S1D2 | S1 | D2 | Winter (Dec-Feb) | Day (06-18) | 0.079035 | 0.105 | 0.723 | 0 | 1080 | 23.7231 | 90.4086 | 6 | 0.12329
wind | BGDXX | 2019 | S1D3 | S1 | D3 | Winter (Dec-Feb) | Evening (18-24) | 0.14874 | 0.15269 | 0.735 | 0 | 540 | 23.7231 | 90.4086 | 6 | 0.061644
wind | BGDXX | 2019 | S2D1 | S2 | D1 | Pre-monsoon (Mar-May) | Night (00-06) | 0.34492 | 0.20701 | 0.972 | 0 | 552 | 23.7231 | 90.4086 | 6 | 0.063014
wind | BGDXX | 2019 | S2D2 | S2 | D2 | Pre-monsoon (Mar-May) | Day (06-18) | 0.20591 | 0.21381 | 0.973 | 0 | 1104 | 23.7231 | 90.4086 | 6 | 0.12603
wind | BGDXX | 2019 | S2D3 | S2 | D3 | Pre-monsoon (Mar-May) | Evening (18-24) | 0.47234 | 0.29249 | 0.973 | 0 | 552 | 23.7231 | 90.4086 | 6 | 0.063014
wind | BGDXX | 2019 | S3D1 | S3 | D1 | SW Monsoon (Jun-Sep) | Night (00-06) | 0.33472 | 0.21332 | 0.873 | 0 | 732 | 23.7231 | 90.4086 | 6 | 0.083562
wind | BGDXX | 2019 | S3D2 | S3 | D2 | SW Monsoon (Jun-Sep) | Day (06-18) | 0.31287 | 0.27736 | 0.968 | 0 | 1464 | 23.7231 | 90.4086 | 6 | 0.16712
wind | BGDXX | 2019 | S3D3 | S3 | D3 | SW Monsoon (Jun-Sep) | Evening (18-24) | 0.38227 | 0.22879 | 0.96 | 0 | 732 | 23.7231 | 90.4086 | 6 | 0.083562
wind | BGDXX | 2019 | S4D1 | S4 | D1 | Post-monsoon (Oct-Nov) | Night (00-06) | 0.13737 | 0.15335 | 0.807 | 0 | 366 | 23.7231 | 90.4086 | 6 | 0.041781
wind | BGDXX | 2019 | S4D2 | S4 | D2 | Post-monsoon (Oct-Nov) | Day (06-18) | 0.072583 | 0.14756 | 0.857 | 0 | 732 | 23.7231 | 90.4086 | 6 | 0.083562
wind | BGDXX | 2019 | S4D3 | S4 | D3 | Post-monsoon (Oct-Nov) | Evening (18-24) | 0.11223 | 0.15232 | 0.865 | 0 | 366 | 23.7231 | 90.4086 | 6 | 0.041781
wind | BGDXX | 2020 | S1D1 | S1 | D1 | Winter (Dec-Feb) | Night (00-06) | 0.16791 | 0.15623 | 0.694 | 0.001 | 546 | 23.7231 | 90.4086 | 6 | 0.061644
wind | BGDXX | 2020 | S1D2 | S1 | D2 | Winter (Dec-Feb) | Day (06-18) | 0.068035 | 0.082967 | 0.528 | 0 | 1092 | 23.7231 | 90.4086 | 6 | 0.12329
wind | BGDXX | 2020 | S1D3 | S1 | D3 | Winter (Dec-Feb) | Evening (18-24) | 0.15312 | 0.15381 | 0.739 | 0 | 546 | 23.7231 | 90.4086 | 6 | 0.061644
wind | BGDXX | 2020 | S2D1 | S2 | D1 | Pre-monsoon (Mar-May) | Night (00-06) | 0.20002 | 0.20249 | 0.841 | 0 | 552 | 23.7231 | 90.4086 | 6 | 0.063014
wind | BGDXX | 2020 | S2D2 | S2 | D2 | Pre-monsoon (Mar-May) | Day (06-18) | 0.13623 | 0.22309 | 0.973 | 0 | 1104 | 23.7231 | 90.4086 | 6 | 0.12603
wind | BGDXX | 2020 | S2D3 | S2 | D3 | Pre-monsoon (Mar-May) | Evening (18-24) | 0.25525 | 0.2588 | 0.941 | 0 | 552 | 23.7231 | 90.4086 | 6 | 0.063014
wind | BGDXX | 2020 | S3D1 | S3 | D1 | SW Monsoon (Jun-Sep) | Night (00-06) | 0.35294 | 0.19395 | 0.939 | 0 | 732 | 23.7231 | 90.4086 | 6 | 0.083562
wind | BGDXX | 2020 | S3D2 | S3 | D2 | SW Monsoon (Jun-Sep) | Day (06-18) | 0.32772 | 0.24904 | 0.973 | 0 | 1464 | 23.7231 | 90.4086 | 6 | 0.16712
wind | BGDXX | 2020 | S3D3 | S3 | D3 | SW Monsoon (Jun-Sep) | Evening (18-24) | 0.40816 | 0.21114 | 0.939 | 0 | 732 | 23.7231 | 90.4086 | 6 | 0.083562
wind | BGDXX | 2020 | S4D1 | S4 | D1 | Post-monsoon (Oct-Nov) | Night (00-06) | 0.12145 | 0.11721 | 0.554 | 0 | 366 | 23.7231 | 90.4086 | 6 | 0.041781
wind | BGDXX | 2020 | S4D2 | S4 | D2 | Post-monsoon (Oct-Nov) | Day (06-18) | 0.058975 | 0.10548 | 0.688 | 0 | 732 | 23.7231 | 90.4086 | 6 | 0.083562
wind | BGDXX | 2020 | S4D3 | S4 | D3 | Post-monsoon (Oct-Nov) | Evening (18-24) | 0.10797 | 0.1165 | 0.663 | 0 | 366 | 23.7231 | 90.4086 | 6 | 0.041781
wind | BGDXX | 2021 | S1D1 | S1 | D1 | Winter (Dec-Feb) | Night (00-06) | 0.16 | 0.15352 | 0.704 | 0 | 540 | 23.7231 | 90.4086 | 6 | 0.061644
wind | BGDXX | 2021 | S1D2 | S1 | D2 | Winter (Dec-Feb) | Day (06-18) | 0.054982 | 0.074503 | 0.532 | 0 | 1080 | 23.7231 | 90.4086 | 6 | 0.12329
wind | BGDXX | 2021 | S1D3 | S1 | D3 | Winter (Dec-Feb) | Evening (18-24) | 0.149 | 0.15811 | 0.755 | 0 | 540 | 23.7231 | 90.4086 | 6 | 0.061644
wind | BGDXX | 2021 | S2D1 | S2 | D1 | Pre-monsoon (Mar-May) | Night (00-06) | 0.29724 | 0.22326 | 0.964 | 0 | 552 | 23.7231 | 90.4086 | 6 | 0.063014
wind | BGDXX | 2021 | S2D2 | S2 | D2 | Pre-monsoon (Mar-May) | Day (06-18) | 0.1268 | 0.18896 | 0.973 | 0 | 1104 | 23.7231 | 90.4086 | 6 | 0.12603
wind | BGDXX | 2021 | S2D3 | S2 | D3 | Pre-monsoon (Mar-May) | Evening (18-24) | 0.3446 | 0.28151 | 0.969 | 0.001 | 552 | 23.7231 | 90.4086 | 6 | 0.063014
wind | BGDXX | 2021 | S3D1 | S3 | D1 | SW Monsoon (Jun-Sep) | Night (00-06) | 0.34315 | 0.22265 | 0.973 | 0 | 732 | 23.7231 | 90.4086 | 6 | 0.083562
wind | BGDXX | 2021 | S3D2 | S3 | D2 | SW Monsoon (Jun-Sep) | Day (06-18) | 0.30207 | 0.25187 | 0.973 | 0 | 1464 | 23.7231 | 90.4086 | 6 | 0.16712
wind | BGDXX | 2021 | S3D3 | S3 | D3 | SW Monsoon (Jun-Sep) | Evening (18-24) | 0.38644 | 0.23718 | 0.973 | 0 | 732 | 23.7231 | 90.4086 | 6 | 0.083562
wind | BGDXX | 2021 | S4D1 | S4 | D1 | Post-monsoon (Oct-Nov) | Night (00-06) | 0.14954 | 0.16248 | 0.658 | 0 | 366 | 23.7231 | 90.4086 | 6 | 0.041781
wind | BGDXX | 2021 | S4D2 | S4 | D2 | Post-monsoon (Oct-Nov) | Day (06-18) | 0.073626 | 0.12795 | 0.814 | 0 | 732 | 23.7231 | 90.4086 | 6 | 0.083562
wind | BGDXX | 2021 | S4D3 | S4 | D3 | Post-monsoon (Oct-Nov) | Evening (18-24) | 0.10922 | 0.16074 | 0.683 | 0 | 366 | 23.7231 | 90.4086 | 6 | 0.041781
wind | BGDXX | 2022 | S1D1 | S1 | D1 | Winter (Dec-Feb) | Night (00-06) | 0.20644 | 0.16942 | 0.737 | 0 | 540 | 23.7231 | 90.4086 | 6 | 0.061644
wind | BGDXX | 2022 | S1D2 | S1 | D2 | Winter (Dec-Feb) | Day (06-18) | 0.076755 | 0.10783 | 0.728 | 0 | 1080 | 23.7231 | 90.4086 | 6 | 0.12329
wind | BGDXX | 2022 | S1D3 | S1 | D3 | Winter (Dec-Feb) | Evening (18-24) | 0.15842 | 0.17216 | 0.852 | 0 | 540 | 23.7231 | 90.4086 | 6 | 0.061644
wind | BGDXX | 2022 | S2D1 | S2 | D1 | Pre-monsoon (Mar-May) | Night (00-06) | 0.34227 | 0.21591 | 0.876 | 0.001 | 552 | 23.7231 | 90.4086 | 6 | 0.063014
wind | BGDXX | 2022 | S2D2 | S2 | D2 | Pre-monsoon (Mar-May) | Day (06-18) | 0.23066 | 0.23612 | 0.919 | 0 | 1104 | 23.7231 | 90.4086 | 6 | 0.12603
wind | BGDXX | 2022 | S2D3 | S2 | D3 | Pre-monsoon (Mar-May) | Evening (18-24) | 0.49974 | 0.28059 | 0.95 | 0 | 552 | 23.7231 | 90.4086 | 6 | 0.063014
wind | BGDXX | 2022 | S3D1 | S3 | D1 | SW Monsoon (Jun-Sep) | Night (00-06) | 0.33738 | 0.20209 | 0.923 | 0 | 732 | 23.7231 | 90.4086 | 6 | 0.083562
wind | BGDXX | 2022 | S3D2 | S3 | D2 | SW Monsoon (Jun-Sep) | Day (06-18) | 0.31682 | 0.26792 | 0.973 | 0 | 1464 | 23.7231 | 90.4086 | 6 | 0.16712
wind | BGDXX | 2022 | S3D3 | S3 | D3 | SW Monsoon (Jun-Sep) | Evening (18-24) | 0.40458 | 0.21976 | 0.929 | 0 | 732 | 23.7231 | 90.4086 | 6 | 0.083562
wind | BGDXX | 2022 | S4D1 | S4 | D1 | Post-monsoon (Oct-Nov) | Night (00-06) | 0.14768 | 0.14557 | 0.887 | 0 | 366 | 23.7231 | 90.4086 | 6 | 0.041781
wind | BGDXX | 2022 | S4D2 | S4 | D2 | Post-monsoon (Oct-Nov) | Day (06-18) | 0.072936 | 0.13563 | 0.969 | 0 | 732 | 23.7231 | 90.4086 | 6 | 0.083562
wind | BGDXX | 2022 | S4D3 | S4 | D3 | Post-monsoon (Oct-Nov) | Evening (18-24) | 0.12685 | 0.15729 | 0.972 | 0 | 366 | 23.7231 | 90.4086 | 6 | 0.041781
wind | BTNXX | 2014 | S1D1 | S1 | D1 | Winter (Dec-Feb) | Night (00-06) | 0.025675 | 0.059669 | 0.505 | 0 | 348 | 27.473 | 89.639 | 6 | 0.061644
wind | BTNXX | 2014 | S1D2 | S1 | D2 | Winter (Dec-Feb) | Day (06-18) | 0.12273 | 0.1605 | 0.829 | 0 | 708 | 27.473 | 89.639 | 6 | 0.12329
wind | BTNXX | 2014 | S1D3 | S1 | D3 | Winter (Dec-Feb) | Evening (18-24) | 0.011845 | 0.017721 | 0.144 | 0 | 354 | 27.473 | 89.639 | 6 | 0.061644
wind | BTNXX | 2014 | S2D1 | S2 | D1 | Pre-monsoon (Mar-May) | Night (00-06) | 0.014772 | 0.017411 | 0.184 | 0 | 552 | 27.473 | 89.639 | 6 | 0.063014
wind | BTNXX | 2014 | S2D2 | S2 | D2 | Pre-monsoon (Mar-May) | Day (06-18) | 0.1779 | 0.164 | 0.733 | 0 | 1104 | 27.473 | 89.639 | 6 | 0.12603
wind | BTNXX | 2014 | S2D3 | S2 | D3 | Pre-monsoon (Mar-May) | Evening (18-24) | 0.020424 | 0.030825 | 0.249 | 0 | 552 | 27.473 | 89.639 | 6 | 0.063014
wind | BTNXX | 2014 | S3D1 | S3 | D1 | SW Monsoon (Jun-Sep) | Night (00-06) | 0.053921 | 0.099133 | 0.587 | 0 | 732 | 27.473 | 89.639 | 6 | 0.083562
wind | BTNXX | 2014 | S3D2 | S3 | D2 | SW Monsoon (Jun-Sep) | Day (06-18) | 0.16013 | 0.15051 | 0.865 | 0 | 1464 | 27.473 | 89.639 | 6 | 0.16712
wind | BTNXX | 2014 | S3D3 | S3 | D3 | SW Monsoon (Jun-Sep) | Evening (18-24) | 0.092511 | 0.10573 | 0.708 | 0 | 732 | 27.473 | 89.639 | 6 | 0.083562
wind | BTNXX | 2014 | S4D1 | S4 | D1 | Post-monsoon (Oct-Nov) | Night (00-06) | 0.006497 | 0.014673 | 0.168 | 0 | 366 | 27.473 | 89.639 | 6 | 0.041781
wind | BTNXX | 2014 | S4D2 | S4 | D2 | Post-monsoon (Oct-Nov) | Day (06-18) | 0.055292 | 0.054076 | 0.353 | 0 | 732 | 27.473 | 89.639 | 6 | 0.083562
wind | BTNXX | 2014 | S4D3 | S4 | D3 | Post-monsoon (Oct-Nov) | Evening (18-24) | 0.009943 | 0.024459 | 0.218 | 0 | 366 | 27.473 | 89.639 | 6 | 0.041781
wind | BTNXX | 2015 | S1D1 | S1 | D1 | Winter (Dec-Feb) | Night (00-06) | 0.017304 | 0.040172 | 0.51 | 0 | 540 | 27.473 | 89.639 | 6 | 0.061644
wind | BTNXX | 2015 | S1D2 | S1 | D2 | Winter (Dec-Feb) | Day (06-18) | 0.082749 | 0.10442 | 0.584 | 0 | 1080 | 27.473 | 89.639 | 6 | 0.12329
wind | BTNXX | 2015 | S1D3 | S1 | D3 | Winter (Dec-Feb) | Evening (18-24) | 0.008454 | 0.015332 | 0.134 | 0 | 540 | 27.473 | 89.639 | 6 | 0.061644
wind | BTNXX | 2015 | S2D1 | S2 | D1 | Pre-monsoon (Mar-May) | Night (00-06) | 0.030478 | 0.067038 | 0.655 | 0 | 552 | 27.473 | 89.639 | 6 | 0.063014
wind | BTNXX | 2015 | S2D2 | S2 | D2 | Pre-monsoon (Mar-May) | Day (06-18) | 0.18872 | 0.17775 | 0.782 | 0 | 1104 | 27.473 | 89.639 | 6 | 0.12603
wind | BTNXX | 2015 | S2D3 | S2 | D3 | Pre-monsoon (Mar-May) | Evening (18-24) | 0.041212 | 0.054903 | 0.369 | 0 | 552 | 27.473 | 89.639 | 6 | 0.063014
wind | BTNXX | 2015 | S3D1 | S3 | D1 | SW Monsoon (Jun-Sep) | Night (00-06) | 0.077496 | 0.12014 | 0.781 | 0 | 732 | 27.473 | 89.639 | 6 | 0.083562
wind | BTNXX | 2015 | S3D2 | S3 | D2 | SW Monsoon (Jun-Sep) | Day (06-18) | 0.18928 | 0.17924 | 0.886 | 0 | 1464 | 27.473 | 89.639 | 6 | 0.16712
wind | BTNXX | 2015 | S3D3 | S3 | D3 | SW Monsoon (Jun-Sep) | Evening (18-24) | 0.10866 | 0.11773 | 0.82 | 0 | 732 | 27.473 | 89.639 | 6 | 0.083562
wind | BTNXX | 2015 | S4D1 | S4 | D1 | Post-monsoon (Oct-Nov) | Night (00-06) | 0.009997 | 0.019236 | 0.162 | 0 | 366 | 27.473 | 89.639 | 6 | 0.041781
wind | BTNXX | 2015 | S4D2 | S4 | D2 | Post-monsoon (Oct-Nov) | Day (06-18) | 0.061251 | 0.069083 | 0.435 | 0 | 732 | 27.473 | 89.639 | 6 | 0.083562
wind | BTNXX | 2015 | S4D3 | S4 | D3 | Post-monsoon (Oct-Nov) | Evening (18-24) | 0.017383 | 0.024959 | 0.16 | 0 | 366 | 27.473 | 89.639 | 6 | 0.041781
wind | BTNXX | 2016 | S1D1 | S1 | D1 | Winter (Dec-Feb) | Night (00-06) | 0.007601 | 0.012594 | 0.095 | 0 | 546 | 27.473 | 89.639 | 6 | 0.061644
wind | BTNXX | 2016 | S1D2 | S1 | D2 | Winter (Dec-Feb) | Day (06-18) | 0.10292 | 0.12626 | 0.688 | 0 | 1092 | 27.473 | 89.639 | 6 | 0.12329
wind | BTNXX | 2016 | S1D3 | S1 | D3 | Winter (Dec-Feb) | Evening (18-24) | 0.007659 | 0.014564 | 0.102 | 0 | 546 | 27.473 | 89.639 | 6 | 0.061644
wind | BTNXX | 2016 | S2D1 | S2 | D1 | Pre-monsoon (Mar-May) | Night (00-06) | 0.018447 | 0.034918 | 0.427 | 0 | 552 | 27.473 | 89.639 | 6 | 0.063014
wind | BTNXX | 2016 | S2D2 | S2 | D2 | Pre-monsoon (Mar-May) | Day (06-18) | 0.21126 | 0.20015 | 0.877 | 0 | 1104 | 27.473 | 89.639 | 6 | 0.12603
wind | BTNXX | 2016 | S2D3 | S2 | D3 | Pre-monsoon (Mar-May) | Evening (18-24) | 0.053292 | 0.080796 | 0.632 | 0 | 552 | 27.473 | 89.639 | 6 | 0.063014
wind | BTNXX | 2016 | S3D1 | S3 | D1 | SW Monsoon (Jun-Sep) | Night (00-06) | 0.047087 | 0.073002 | 0.486 | 0 | 732 | 27.473 | 89.639 | 6 | 0.083562
wind | BTNXX | 2016 | S3D2 | S3 | D2 | SW Monsoon (Jun-Sep) | Day (06-18) | 0.15918 | 0.14297 | 0.709 | 0 | 1464 | 27.473 | 89.639 | 6 | 0.16712
wind | BTNXX | 2016 | S3D3 | S3 | D3 | SW Monsoon (Jun-Sep) | Evening (18-24) | 0.092548 | 0.1007 | 0.726 | 0 | 732 | 27.473 | 89.639 | 6 | 0.083562
wind | BTNXX | 2016 | S4D1 | S4 | D1 | Post-monsoon (Oct-Nov) | Night (00-06) | 0.011612 | 0.01943 | 0.148 | 0 | 366 | 27.473 | 89.639 | 6 | 0.041781
wind | BTNXX | 2016 | S4D2 | S4 | D2 | Post-monsoon (Oct-Nov) | Day (06-18) | 0.062499 | 0.063985 | 0.38 | 0 | 732 | 27.473 | 89.639 | 6 | 0.083562
wind | BTNXX | 2016 | S4D3 | S4 | D3 | Post-monsoon (Oct-Nov) | Evening (18-24) | 0.024139 | 0.045754 | 0.41 | 0 | 366 | 27.473 | 89.639 | 6 | 0.041781
wind | BTNXX | 2017 | S1D1 | S1 | D1 | Winter (Dec-Feb) | Night (00-06) | 0.014106 | 0.021574 | 0.194 | 0 | 540 | 27.473 | 89.639 | 6 | 0.061644
wind | BTNXX | 2017 | S1D2 | S1 | D2 | Winter (Dec-Feb) | Day (06-18) | 0.085624 | 0.12155 | 0.839 | 0 | 1080 | 27.473 | 89.639 | 6 | 0.12329
wind | BTNXX | 2017 | S1D3 | S1 | D3 | Winter (Dec-Feb) | Evening (18-24) | 0.010556 | 0.019549 | 0.196 | 0 | 540 | 27.473 | 89.639 | 6 | 0.061644
wind | BTNXX | 2017 | S2D1 | S2 | D1 | Pre-monsoon (Mar-May) | Night (00-06) | 0.02981 | 0.06001 | 0.551 | 0 | 552 | 27.473 | 89.639 | 6 | 0.063014
wind | BTNXX | 2017 | S2D2 | S2 | D2 | Pre-monsoon (Mar-May) | Day (06-18) | 0.16374 | 0.17321 | 0.867 | 0 | 1104 | 27.473 | 89.639 | 6 | 0.12603
wind | BTNXX | 2017 | S2D3 | S2 | D3 | Pre-monsoon (Mar-May) | Evening (18-24) | 0.052554 | 0.089222 | 0.881 | 0 | 552 | 27.473 | 89.639 | 6 | 0.063014
wind | BTNXX | 2017 | S3D1 | S3 | D1 | SW Monsoon (Jun-Sep) | Night (00-06) | 0.040758 | 0.068595 | 0.536 | 0 | 732 | 27.473 | 89.639 | 6 | 0.083562
wind | BTNXX | 2017 | S3D2 | S3 | D2 | SW Monsoon (Jun-Sep) | Day (06-18) | 0.13363 | 0.11838 | 0.541 | 0 | 1464 | 27.473 | 89.639 | 6 | 0.16712
wind | BTNXX | 2017 | S3D3 | S3 | D3 | SW Monsoon (Jun-Sep) | Evening (18-24) | 0.080142 | 0.084278 | 0.54 | 0 | 732 | 27.473 | 89.639 | 6 | 0.083562
wind | BTNXX | 2017 | S4D1 | S4 | D1 | Post-monsoon (Oct-Nov) | Night (00-06) | 0.013257 | 0.018793 | 0.125 | 0 | 366 | 27.473 | 89.639 | 6 | 0.041781
wind | BTNXX | 2017 | S4D2 | S4 | D2 | Post-monsoon (Oct-Nov) | Day (06-18) | 0.059059 | 0.059985 | 0.355 | 0 | 732 | 27.473 | 89.639 | 6 | 0.083562
wind | BTNXX | 2017 | S4D3 | S4 | D3 | Post-monsoon (Oct-Nov) | Evening (18-24) | 0.022866 | 0.055024 | 0.471 | 0 | 366 | 27.473 | 89.639 | 6 | 0.041781
wind | BTNXX | 2018 | S1D1 | S1 | D1 | Winter (Dec-Feb) | Night (00-06) | 0.009552 | 0.013007 | 0.106 | 0 | 540 | 27.473 | 89.639 | 6 | 0.061644
wind | BTNXX | 2018 | S1D2 | S1 | D2 | Winter (Dec-Feb) | Day (06-18) | 0.074798 | 0.10227 | 0.628 | 0 | 1080 | 27.473 | 89.639 | 6 | 0.12329
wind | BTNXX | 2018 | S1D3 | S1 | D3 | Winter (Dec-Feb) | Evening (18-24) | 0.0059 | 0.009067 | 0.097 | 0 | 540 | 27.473 | 89.639 | 6 | 0.061644
wind | BTNXX | 2018 | S2D1 | S2 | D1 | Pre-monsoon (Mar-May) | Night (00-06) | 0.026 | 0.070454 | 0.696 | 0 | 552 | 27.473 | 89.639 | 6 | 0.063014
wind | BTNXX | 2018 | S2D2 | S2 | D2 | Pre-monsoon (Mar-May) | Day (06-18) | 0.1308 | 0.138 | 0.964 | 0 | 1104 | 27.473 | 89.639 | 6 | 0.12603
wind | BTNXX | 2018 | S2D3 | S2 | D3 | Pre-monsoon (Mar-May) | Evening (18-24) | 0.038857 | 0.076969 | 0.68 | 0 | 552 | 27.473 | 89.639 | 6 | 0.063014
wind | BTNXX | 2018 | S3D1 | S3 | D1 | SW Monsoon (Jun-Sep) | Night (00-06) | 0.034474 | 0.057433 | 0.58 | 0 | 732 | 27.473 | 89.639 | 6 | 0.083562
wind | BTNXX | 2018 | S3D2 | S3 | D2 | SW Monsoon (Jun-Sep) | Day (06-18) | 0.11668 | 0.11769 | 0.753 | 0 | 1464 | 27.473 | 89.639 | 6 | 0.16712
wind | BTNXX | 2018 | S3D3 | S3 | D3 | SW Monsoon (Jun-Sep) | Evening (18-24) | 0.080402 | 0.085686 | 0.754 | 0 | 732 | 27.473 | 89.639 | 6 | 0.083562
wind | BTNXX | 2018 | S4D1 | S4 | D1 | Post-monsoon (Oct-Nov) | Night (00-06) | 0.014246 | 0.024746 | 0.258 | 0 | 366 | 27.473 | 89.639 | 6 | 0.041781
wind | BTNXX | 2018 | S4D2 | S4 | D2 | Post-monsoon (Oct-Nov) | Day (06-18) | 0.06768 | 0.06984 | 0.362 | 0 | 732 | 27.473 | 89.639 | 6 | 0.083562
wind | BTNXX | 2018 | S4D3 | S4 | D3 | Post-monsoon (Oct-Nov) | Evening (18-24) | 0.01488 | 0.027049 | 0.173 | 0 | 366 | 27.473 | 89.639 | 6 | 0.041781
wind | BTNXX | 2019 | S1D1 | S1 | D1 | Winter (Dec-Feb) | Night (00-06) | 0.017852 | 0.03395 | 0.288 | 0 | 540 | 27.473 | 89.639 | 6 | 0.061644
wind | BTNXX | 2019 | S1D2 | S1 | D2 | Winter (Dec-Feb) | Day (06-18) | 0.099889 | 0.13817 | 0.864 | 0 | 1080 | 27.473 | 89.639 | 6 | 0.12329
wind | BTNXX | 2019 | S1D3 | S1 | D3 | Winter (Dec-Feb) | Evening (18-24) | 0.006691 | 0.009238 | 0.077 | 0 | 540 | 27.473 | 89.639 | 6 | 0.061644
wind | BTNXX | 2019 | S2D1 | S2 | D1 | Pre-monsoon (Mar-May) | Night (00-06) | 0.018502 | 0.041962 | 0.578 | 0 | 552 | 27.473 | 89.639 | 6 | 0.063014
wind | BTNXX | 2019 | S2D2 | S2 | D2 | Pre-monsoon (Mar-May) | Day (06-18) | 0.13187 | 0.13042 | 0.799 | 0 | 1104 | 27.473 | 89.639 | 6 | 0.12603
wind | BTNXX | 2019 | S2D3 | S2 | D3 | Pre-monsoon (Mar-May) | Evening (18-24) | 0.032685 | 0.061595 | 0.63 | 0 | 552 | 27.473 | 89.639 | 6 | 0.063014
wind | BTNXX | 2019 | S3D1 | S3 | D1 | SW Monsoon (Jun-Sep) | Night (00-06) | 0.052514 | 0.1032 | 0.67 | 0 | 732 | 27.473 | 89.639 | 6 | 0.083562
wind | BTNXX | 2019 | S3D2 | S3 | D2 | SW Monsoon (Jun-Sep) | Day (06-18) | 0.13193 | 0.13398 | 0.947 | 0 | 1464 | 27.473 | 89.639 | 6 | 0.16712
wind | BTNXX | 2019 | S3D3 | S3 | D3 | SW Monsoon (Jun-Sep) | Evening (18-24) | 0.085876 | 0.10336 | 0.706 | 0 | 732 | 27.473 | 89.639 | 6 | 0.083562
wind | BTNXX | 2019 | S4D1 | S4 | D1 | Post-monsoon (Oct-Nov) | Night (00-06) | 0.012183 | 0.020804 | 0.134 | 0 | 366 | 27.473 | 89.639 | 6 | 0.041781
wind | BTNXX | 2019 | S4D2 | S4 | D2 | Post-monsoon (Oct-Nov) | Day (06-18) | 0.051773 | 0.053162 | 0.318 | 0 | 732 | 27.473 | 89.639 | 6 | 0.083562
wind | BTNXX | 2019 | S4D3 | S4 | D3 | Post-monsoon (Oct-Nov) | Evening (18-24) | 0.015265 | 0.0238 | 0.114 | 0 | 366 | 27.473 | 89.639 | 6 | 0.041781
wind | BTNXX | 2020 | S1D1 | S1 | D1 | Winter (Dec-Feb) | Night (00-06) | 0.019767 | 0.062184 | 0.554 | 0 | 546 | 27.473 | 89.639 | 6 | 0.061644
wind | BTNXX | 2020 | S1D2 | S1 | D2 | Winter (Dec-Feb) | Day (06-18) | 0.077005 | 0.093453 | 0.557 | 0 | 1092 | 27.473 | 89.639 | 6 | 0.12329
wind | BTNXX | 2020 | S1D3 | S1 | D3 | Winter (Dec-Feb) | Evening (18-24) | 0.009628 | 0.019895 | 0.305 | 0 | 546 | 27.473 | 89.639 | 6 | 0.061644
wind | BTNXX | 2020 | S2D1 | S2 | D1 | Pre-monsoon (Mar-May) | Night (00-06) | 0.018611 | 0.032522 | 0.208 | 0 | 552 | 27.473 | 89.639 | 6 | 0.063014
wind | BTNXX | 2020 | S2D2 | S2 | D2 | Pre-monsoon (Mar-May) | Day (06-18) | 0.14165 | 0.14002 | 0.704 | 0 | 1104 | 27.473 | 89.639 | 6 | 0.12603
wind | BTNXX | 2020 | S2D3 | S2 | D3 | Pre-monsoon (Mar-May) | Evening (18-24) | 0.041893 | 0.064186 | 0.49 | 0 | 552 | 27.473 | 89.639 | 6 | 0.063014
wind | BTNXX | 2020 | S3D1 | S3 | D1 | SW Monsoon (Jun-Sep) | Night (00-06) | 0.052779 | 0.11311 | 0.72 | 0 | 732 | 27.473 | 89.639 | 6 | 0.083562
wind | BTNXX | 2020 | S3D2 | S3 | D2 | SW Monsoon (Jun-Sep) | Day (06-18) | 0.14646 | 0.13977 | 0.929 | 0 | 1464 | 27.473 | 89.639 | 6 | 0.16712
wind | BTNXX | 2020 | S3D3 | S3 | D3 | SW Monsoon (Jun-Sep) | Evening (18-24) | 0.092866 | 0.12876 | 0.855 | 0 | 732 | 27.473 | 89.639 | 6 | 0.083562
wind | BTNXX | 2020 | S4D1 | S4 | D1 | Post-monsoon (Oct-Nov) | Night (00-06) | 0.02244 | 0.034383 | 0.283 | 0 | 366 | 27.473 | 89.639 | 6 | 0.041781
wind | BTNXX | 2020 | S4D2 | S4 | D2 | Post-monsoon (Oct-Nov) | Day (06-18) | 0.057044 | 0.065594 | 0.427 | 0 | 732 | 27.473 | 89.639 | 6 | 0.083562
wind | BTNXX | 2020 | S4D3 | S4 | D3 | Post-monsoon (Oct-Nov) | Evening (18-24) | 0.021404 | 0.040102 | 0.259 | 0 | 366 | 27.473 | 89.639 | 6 | 0.041781
wind | BTNXX | 2021 | S1D1 | S1 | D1 | Winter (Dec-Feb) | Night (00-06) | 0.011224 | 0.02475 | 0.33 | 0 | 540 | 27.473 | 89.639 | 6 | 0.061644
wind | BTNXX | 2021 | S1D2 | S1 | D2 | Winter (Dec-Feb) | Day (06-18) | 0.066091 | 0.079467 | 0.481 | 0 | 1080 | 27.473 | 89.639 | 6 | 0.12329
wind | BTNXX | 2021 | S1D3 | S1 | D3 | Winter (Dec-Feb) | Evening (18-24) | 0.007491 | 0.0132 | 0.119 | 0 | 540 | 27.473 | 89.639 | 6 | 0.061644
wind | BTNXX | 2021 | S2D1 | S2 | D1 | Pre-monsoon (Mar-May) | Night (00-06) | 0.017134 | 0.017597 | 0.147 | 0 | 552 | 27.473 | 89.639 | 6 | 0.063014
wind | BTNXX | 2021 | S2D2 | S2 | D2 | Pre-monsoon (Mar-May) | Day (06-18) | 0.14671 | 0.12998 | 0.694 | 0 | 1104 | 27.473 | 89.639 | 6 | 0.12603
wind | BTNXX | 2021 | S2D3 | S2 | D3 | Pre-monsoon (Mar-May) | Evening (18-24) | 0.023824 | 0.043826 | 0.465 | 0 | 552 | 27.473 | 89.639 | 6 | 0.063014
wind | BTNXX | 2021 | S3D1 | S3 | D1 | SW Monsoon (Jun-Sep) | Night (00-06) | 0.037085 | 0.070416 | 0.457 | 0 | 732 | 27.473 | 89.639 | 6 | 0.083562
wind | BTNXX | 2021 | S3D2 | S3 | D2 | SW Monsoon (Jun-Sep) | Day (06-18) | 0.13715 | 0.12785 | 0.654 | 0 | 1464 | 27.473 | 89.639 | 6 | 0.16712
wind | BTNXX | 2021 | S3D3 | S3 | D3 | SW Monsoon (Jun-Sep) | Evening (18-24) | 0.080158 | 0.083705 | 0.648 | 0 | 732 | 27.473 | 89.639 | 6 | 0.083562
wind | BTNXX | 2021 | S4D1 | S4 | D1 | Post-monsoon (Oct-Nov) | Night (00-06) | 0.007842 | 0.021236 | 0.197 | 0 | 366 | 27.473 | 89.639 | 6 | 0.041781
wind | BTNXX | 2021 | S4D2 | S4 | D2 | Post-monsoon (Oct-Nov) | Day (06-18) | 0.064473 | 0.070985 | 0.483 | 0 | 732 | 27.473 | 89.639 | 6 | 0.083562
wind | BTNXX | 2021 | S4D3 | S4 | D3 | Post-monsoon (Oct-Nov) | Evening (18-24) | 0.015049 | 0.023987 | 0.192 | 0 | 366 | 27.473 | 89.639 | 6 | 0.041781
wind | BTNXX | 2022 | S1D1 | S1 | D1 | Winter (Dec-Feb) | Night (00-06) | 0.010906 | 0.016363 | 0.138 | 0 | 540 | 27.473 | 89.639 | 6 | 0.061644
wind | BTNXX | 2022 | S1D2 | S1 | D2 | Winter (Dec-Feb) | Day (06-18) | 0.096069 | 0.12786 | 0.928 | 0 | 1080 | 27.473 | 89.639 | 6 | 0.12329
wind | BTNXX | 2022 | S1D3 | S1 | D3 | Winter (Dec-Feb) | Evening (18-24) | 0.010835 | 0.025624 | 0.247 | 0 | 540 | 27.473 | 89.639 | 6 | 0.061644
wind | BTNXX | 2022 | S2D1 | S2 | D1 | Pre-monsoon (Mar-May) | Night (00-06) | 0.022339 | 0.038432 | 0.268 | 0 | 552 | 27.473 | 89.639 | 6 | 0.063014
wind | BTNXX | 2022 | S2D2 | S2 | D2 | Pre-monsoon (Mar-May) | Day (06-18) | 0.12078 | 0.1257 | 0.735 | 0 | 1104 | 27.473 | 89.639 | 6 | 0.12603
wind | BTNXX | 2022 | S2D3 | S2 | D3 | Pre-monsoon (Mar-May) | Evening (18-24) | 0.033442 | 0.045529 | 0.268 | 0 | 552 | 27.473 | 89.639 | 6 | 0.063014
wind | BTNXX | 2022 | S3D1 | S3 | D1 | SW Monsoon (Jun-Sep) | Night (00-06) | 0.058198 | 0.095055 | 0.655 | 0 | 732 | 27.473 | 89.639 | 6 | 0.083562
wind | BTNXX | 2022 | S3D2 | S3 | D2 | SW Monsoon (Jun-Sep) | Day (06-18) | 0.14884 | 0.13887 | 0.758 | 0 | 1464 | 27.473 | 89.639 | 6 | 0.16712
wind | BTNXX | 2022 | S3D3 | S3 | D3 | SW Monsoon (Jun-Sep) | Evening (18-24) | 0.098642 | 0.10953 | 0.762 | 0 | 732 | 27.473 | 89.639 | 6 | 0.083562
wind | BTNXX | 2022 | S4D1 | S4 | D1 | Post-monsoon (Oct-Nov) | Night (00-06) | 0.012587 | 0.024663 | 0.241 | 0 | 366 | 27.473 | 89.639 | 6 | 0.041781
wind | BTNXX | 2022 | S4D2 | S4 | D2 | Post-monsoon (Oct-Nov) | Day (06-18) | 0.063837 | 0.071719 | 0.457 | 0 | 732 | 27.473 | 89.639 | 6 | 0.083562
wind | BTNXX | 2022 | S4D3 | S4 | D3 | Post-monsoon (Oct-Nov) | Evening (18-24) | 0.019418 | 0.043451 | 0.338 | 0 | 366 | 27.473 | 89.639 | 6 | 0.041781
wind | INDEA | 2014 | S1D1 | S1 | D1 | Winter (Dec-Feb) | Night (00-06) | 0.31869 | 0.21398 | 0.764 | 0 | 349 | 22.495 | 88.3247 | 5.5 | 0.061644
wind | INDEA | 2014 | S1D2 | S1 | D2 | Winter (Dec-Feb) | Day (06-18) | 0.15367 | 0.15034 | 0.85 | 0 | 708 | 22.495 | 88.3247 | 5.5 | 0.12329
wind | INDEA | 2014 | S1D3 | S1 | D3 | Winter (Dec-Feb) | Evening (18-24) | 0.23751 | 0.19814 | 0.778 | 0.001 | 354 | 22.495 | 88.3247 | 5.5 | 0.061644
wind | INDEA | 2014 | S2D1 | S2 | D1 | Pre-monsoon (Mar-May) | Night (00-06) | 0.36717 | 0.21155 | 0.97 | 0.002 | 552 | 22.495 | 88.3247 | 5.5 | 0.063014
wind | INDEA | 2014 | S2D2 | S2 | D2 | Pre-monsoon (Mar-May) | Day (06-18) | 0.25166 | 0.25575 | 0.973 | 0 | 1104 | 22.495 | 88.3247 | 5.5 | 0.12603
wind | INDEA | 2014 | S2D3 | S2 | D3 | Pre-monsoon (Mar-May) | Evening (18-24) | 0.44113 | 0.2887 | 0.972 | 0 | 552 | 22.495 | 88.3247 | 5.5 | 0.063014
wind | INDEA | 2014 | S3D1 | S3 | D1 | SW Monsoon (Jun-Sep) | Night (00-06) | 0.39135 | 0.2317 | 0.973 | 0 | 732 | 22.495 | 88.3247 | 5.5 | 0.083562
wind | INDEA | 2014 | S3D2 | S3 | D2 | SW Monsoon (Jun-Sep) | Day (06-18) | 0.34191 | 0.2848 | 0.973 | 0 | 1464 | 22.495 | 88.3247 | 5.5 | 0.16712
wind | INDEA | 2014 | S3D3 | S3 | D3 | SW Monsoon (Jun-Sep) | Evening (18-24) | 0.47227 | 0.2136 | 0.962 | 0 | 732 | 22.495 | 88.3247 | 5.5 | 0.083562
wind | INDEA | 2014 | S4D1 | S4 | D1 | Post-monsoon (Oct-Nov) | Night (00-06) | 0.18988 | 0.14939 | 0.64 | 0 | 366 | 22.495 | 88.3247 | 5.5 | 0.041781
wind | INDEA | 2014 | S4D2 | S4 | D2 | Post-monsoon (Oct-Nov) | Day (06-18) | 0.069814 | 0.092819 | 0.573 | 0 | 732 | 22.495 | 88.3247 | 5.5 | 0.083562
wind | INDEA | 2014 | S4D3 | S4 | D3 | Post-monsoon (Oct-Nov) | Evening (18-24) | 0.093019 | 0.10625 | 0.524 | 0 | 366 | 22.495 | 88.3247 | 5.5 | 0.041781
wind | INDEA | 2015 | S1D1 | S1 | D1 | Winter (Dec-Feb) | Night (00-06) | 0.34837 | 0.18738 | 0.79 | 0 | 540 | 22.495 | 88.3247 | 5.5 | 0.061644
wind | INDEA | 2015 | S1D2 | S1 | D2 | Winter (Dec-Feb) | Day (06-18) | 0.13874 | 0.1201 | 0.654 | 0 | 1080 | 22.495 | 88.3247 | 5.5 | 0.12329
wind | INDEA | 2015 | S1D3 | S1 | D3 | Winter (Dec-Feb) | Evening (18-24) | 0.24021 | 0.19334 | 0.797 | 0 | 540 | 22.495 | 88.3247 | 5.5 | 0.061644
wind | INDEA | 2015 | S2D1 | S2 | D1 | Pre-monsoon (Mar-May) | Night (00-06) | 0.33007 | 0.18416 | 0.845 | 0.001 | 552 | 22.495 | 88.3247 | 5.5 | 0.063014
wind | INDEA | 2015 | S2D2 | S2 | D2 | Pre-monsoon (Mar-May) | Day (06-18) | 0.27172 | 0.23758 | 0.926 | 0 | 1104 | 22.495 | 88.3247 | 5.5 | 0.12603
wind | INDEA | 2015 | S2D3 | S2 | D3 | Pre-monsoon (Mar-May) | Evening (18-24) | 0.4332 | 0.22902 | 0.912 | 0 | 552 | 22.495 | 88.3247 | 5.5 | 0.063014
wind | INDEA | 2015 | S3D1 | S3 | D1 | SW Monsoon (Jun-Sep) | Night (00-06) | 0.35668 | 0.23848 | 0.973 | 0 | 732 | 22.495 | 88.3247 | 5.5 | 0.083562
wind | INDEA | 2015 | S3D2 | S3 | D2 | SW Monsoon (Jun-Sep) | Day (06-18) | 0.33425 | 0.2869 | 0.973 | 0 | 1464 | 22.495 | 88.3247 | 5.5 | 0.16712
wind | INDEA | 2015 | S3D3 | S3 | D3 | SW Monsoon (Jun-Sep) | Evening (18-24) | 0.439 | 0.23761 | 0.973 | 0 | 732 | 22.495 | 88.3247 | 5.5 | 0.083562
wind | INDEA | 2015 | S4D1 | S4 | D1 | Post-monsoon (Oct-Nov) | Night (00-06) | 0.089153 | 0.112 | 0.54 | 0 | 366 | 22.495 | 88.3247 | 5.5 | 0.041781
wind | INDEA | 2015 | S4D2 | S4 | D2 | Post-monsoon (Oct-Nov) | Day (06-18) | 0.042779 | 0.063864 | 0.483 | 0 | 732 | 22.495 | 88.3247 | 5.5 | 0.083562
wind | INDEA | 2015 | S4D3 | S4 | D3 | Post-monsoon (Oct-Nov) | Evening (18-24) | 0.053402 | 0.10506 | 0.601 | 0 | 366 | 22.495 | 88.3247 | 5.5 | 0.041781
wind | INDEA | 2016 | S1D1 | S1 | D1 | Winter (Dec-Feb) | Night (00-06) | 0.1351 | 0.15514 | 0.705 | 0 | 546 | 22.495 | 88.3247 | 5.5 | 0.061644
wind | INDEA | 2016 | S1D2 | S1 | D2 | Winter (Dec-Feb) | Day (06-18) | 0.087203 | 0.10149 | 0.654 | 0 | 1092 | 22.495 | 88.3247 | 5.5 | 0.12329
wind | INDEA | 2016 | S1D3 | S1 | D3 | Winter (Dec-Feb) | Evening (18-24) | 0.13068 | 0.17665 | 0.776 | 0 | 546 | 22.495 | 88.3247 | 5.5 | 0.061644
wind | INDEA | 2016 | S2D1 | S2 | D1 | Pre-monsoon (Mar-May) | Night (00-06) | 0.30338 | 0.18128 | 0.86 | 0.001 | 552 | 22.495 | 88.3247 | 5.5 | 0.063014
wind | INDEA | 2016 | S2D2 | S2 | D2 | Pre-monsoon (Mar-May) | Day (06-18) | 0.25602 | 0.26865 | 0.972 | 0 | 1104 | 22.495 | 88.3247 | 5.5 | 0.12603
wind | INDEA | 2016 | S2D3 | S2 | D3 | Pre-monsoon (Mar-May) | Evening (18-24) | 0.51628 | 0.23427 | 0.945 | 0.001 | 552 | 22.495 | 88.3247 | 5.5 | 0.063014
wind | INDEA | 2016 | S3D1 | S3 | D1 | SW Monsoon (Jun-Sep) | Night (00-06) | 0.27384 | 0.21791 | 0.907 | 0 | 732 | 22.495 | 88.3247 | 5.5 | 0.083562
wind | INDEA | 2016 | S3D2 | S3 | D2 | SW Monsoon (Jun-Sep) | Day (06-18) | 0.2862 | 0.2523 | 0.967 | 0 | 1464 | 22.495 | 88.3247 | 5.5 | 0.16712
wind | INDEA | 2016 | S3D3 | S3 | D3 | SW Monsoon (Jun-Sep) | Evening (18-24) | 0.40603 | 0.20433 | 0.943 | 0.005 | 732 | 22.495 | 88.3247 | 5.5 | 0.083562
wind | INDEA | 2016 | S4D1 | S4 | D1 | Post-monsoon (Oct-Nov) | Night (00-06) | 0.20211 | 0.14654 | 0.638 | 0 | 366 | 22.495 | 88.3247 | 5.5 | 0.041781
wind | INDEA | 2016 | S4D2 | S4 | D2 | Post-monsoon (Oct-Nov) | Day (06-18) | 0.079018 | 0.1049 | 0.622 | 0 | 732 | 22.495 | 88.3247 | 5.5 | 0.083562
wind | INDEA | 2016 | S4D3 | S4 | D3 | Post-monsoon (Oct-Nov) | Evening (18-24) | 0.11358 | 0.11569 | 0.607 | 0 | 366 | 22.495 | 88.3247 | 5.5 | 0.041781
wind | INDEA | 2017 | S1D1 | S1 | D1 | Winter (Dec-Feb) | Night (00-06) | 0.30843 | 0.18046 | 0.813 | 0 | 540 | 22.495 | 88.3247 | 5.5 | 0.061644
wind | INDEA | 2017 | S1D2 | S1 | D2 | Winter (Dec-Feb) | Day (06-18) | 0.13344 | 0.13095 | 0.835 | 0 | 1080 | 22.495 | 88.3247 | 5.5 | 0.12329
wind | INDEA | 2017 | S1D3 | S1 | D3 | Winter (Dec-Feb) | Evening (18-24) | 0.18612 | 0.16888 | 0.836 | 0 | 540 | 22.495 | 88.3247 | 5.5 | 0.061644
wind | INDEA | 2017 | S2D1 | S2 | D1 | Pre-monsoon (Mar-May) | Night (00-06) | 0.34789 | 0.20985 | 0.919 | 0.001 | 552 | 22.495 | 88.3247 | 5.5 | 0.063014
wind | INDEA | 2017 | S2D2 | S2 | D2 | Pre-monsoon (Mar-May) | Day (06-18) | 0.31338 | 0.27109 | 0.947 | 0 | 1104 | 22.495 | 88.3247 | 5.5 | 0.12603
wind | INDEA | 2017 | S2D3 | S2 | D3 | Pre-monsoon (Mar-May) | Evening (18-24) | 0.47066 | 0.24456 | 0.935 | 0 | 552 | 22.495 | 88.3247 | 5.5 | 0.063014
wind | INDEA | 2017 | S3D1 | S3 | D1 | SW Monsoon (Jun-Sep) | Night (00-06) | 0.33244 | 0.23562 | 0.972 | 0 | 732 | 22.495 | 88.3247 | 5.5 | 0.083562
wind | INDEA | 2017 | S3D2 | S3 | D2 | SW Monsoon (Jun-Sep) | Day (06-18) | 0.29571 | 0.26425 | 0.973 | 0 | 1464 | 22.495 | 88.3247 | 5.5 | 0.16712
wind | INDEA | 2017 | S3D3 | S3 | D3 | SW Monsoon (Jun-Sep) | Evening (18-24) | 0.41636 | 0.20839 | 0.973 | 0.001 | 732 | 22.495 | 88.3247 | 5.5 | 0.083562
wind | INDEA | 2017 | S4D1 | S4 | D1 | Post-monsoon (Oct-Nov) | Night (00-06) | 0.19181 | 0.19474 | 0.972 | 0 | 366 | 22.495 | 88.3247 | 5.5 | 0.041781
wind | INDEA | 2017 | S4D2 | S4 | D2 | Post-monsoon (Oct-Nov) | Day (06-18) | 0.11638 | 0.18228 | 0.97 | 0 | 732 | 22.495 | 88.3247 | 5.5 | 0.083562
wind | INDEA | 2017 | S4D3 | S4 | D3 | Post-monsoon (Oct-Nov) | Evening (18-24) | 0.16803 | 0.19933 | 0.972 | 0 | 366 | 22.495 | 88.3247 | 5.5 | 0.041781
wind | INDEA | 2018 | S1D1 | S1 | D1 | Winter (Dec-Feb) | Night (00-06) | 0.19385 | 0.15935 | 0.68 | 0 | 540 | 22.495 | 88.3247 | 5.5 | 0.061644
wind | INDEA | 2018 | S1D2 | S1 | D2 | Winter (Dec-Feb) | Day (06-18) | 0.11212 | 0.1006 | 0.627 | 0 | 1080 | 22.495 | 88.3247 | 5.5 | 0.12329
wind | INDEA | 2018 | S1D3 | S1 | D3 | Winter (Dec-Feb) | Evening (18-24) | 0.10889 | 0.1456 | 0.706 | 0 | 540 | 22.495 | 88.3247 | 5.5 | 0.061644
wind | INDEA | 2018 | S2D1 | S2 | D1 | Pre-monsoon (Mar-May) | Night (00-06) | 0.32418 | 0.17783 | 0.867 | 0 | 552 | 22.495 | 88.3247 | 5.5 | 0.063014
wind | INDEA | 2018 | S2D2 | S2 | D2 | Pre-monsoon (Mar-May) | Day (06-18) | 0.25369 | 0.2282 | 0.887 | 0 | 1104 | 22.495 | 88.3247 | 5.5 | 0.12603
wind | INDEA | 2018 | S2D3 | S2 | D3 | Pre-monsoon (Mar-May) | Evening (18-24) | 0.45379 | 0.21811 | 0.858 | 0.004 | 552 | 22.495 | 88.3247 | 5.5 | 0.063014
wind | INDEA | 2018 | S3D1 | S3 | D1 | SW Monsoon (Jun-Sep) | Night (00-06) | 0.32999 | 0.22733 | 0.923 | 0 | 732 | 22.495 | 88.3247 | 5.5 | 0.083562
wind | INDEA | 2018 | S3D2 | S3 | D2 | SW Monsoon (Jun-Sep) | Day (06-18) | 0.27398 | 0.24619 | 0.973 | 0 | 1464 | 22.495 | 88.3247 | 5.5 | 0.16712
wind | INDEA | 2018 | S3D3 | S3 | D3 | SW Monsoon (Jun-Sep) | Evening (18-24) | 0.422 | 0.21517 | 0.928 | 0 | 732 | 22.495 | 88.3247 | 5.5 | 0.083562
wind | INDEA | 2018 | S4D1 | S4 | D1 | Post-monsoon (Oct-Nov) | Night (00-06) | 0.16777 | 0.16372 | 0.737 | 0 | 366 | 22.495 | 88.3247 | 5.5 | 0.041781
wind | INDEA | 2018 | S4D2 | S4 | D2 | Post-monsoon (Oct-Nov) | Day (06-18) | 0.077266 | 0.14888 | 0.934 | 0 | 732 | 22.495 | 88.3247 | 5.5 | 0.083562
wind | INDEA | 2018 | S4D3 | S4 | D3 | Post-monsoon (Oct-Nov) | Evening (18-24) | 0.12896 | 0.17565 | 0.748 | 0 | 366 | 22.495 | 88.3247 | 5.5 | 0.041781
wind | INDEA | 2019 | S1D1 | S1 | D1 | Winter (Dec-Feb) | Night (00-06) | 0.30838 | 0.17258 | 0.703 | 0 | 540 | 22.495 | 88.3247 | 5.5 | 0.061644
wind | INDEA | 2019 | S1D2 | S1 | D2 | Winter (Dec-Feb) | Day (06-18) | 0.15178 | 0.14253 | 0.817 | 0 | 1080 | 22.495 | 88.3247 | 5.5 | 0.12329
wind | INDEA | 2019 | S1D3 | S1 | D3 | Winter (Dec-Feb) | Evening (18-24) | 0.2046 | 0.18024 | 0.834 | 0 | 540 | 22.495 | 88.3247 | 5.5 | 0.061644
wind | INDEA | 2019 | S2D1 | S2 | D1 | Pre-monsoon (Mar-May) | Night (00-06) | 0.4033 | 0.20366 | 0.973 | 0 | 552 | 22.495 | 88.3247 | 5.5 | 0.063014
wind | INDEA | 2019 | S2D2 | S2 | D2 | Pre-monsoon (Mar-May) | Day (06-18) | 0.28701 | 0.26325 | 0.973 | 0 | 1104 | 22.495 | 88.3247 | 5.5 | 0.12603
wind | INDEA | 2019 | S2D3 | S2 | D3 | Pre-monsoon (Mar-May) | Evening (18-24) | 0.55062 | 0.24 | 0.973 | 0 | 552 | 22.495 | 88.3247 | 5.5 | 0.063014
wind | INDEA | 2019 | S3D1 | S3 | D1 | SW Monsoon (Jun-Sep) | Night (00-06) | 0.30017 | 0.23611 | 0.972 | 0 | 732 | 22.495 | 88.3247 | 5.5 | 0.083562
wind | INDEA | 2019 | S3D2 | S3 | D2 | SW Monsoon (Jun-Sep) | Day (06-18) | 0.32964 | 0.27979 | 0.973 | 0 | 1464 | 22.495 | 88.3247 | 5.5 | 0.16712
wind | INDEA | 2019 | S3D3 | S3 | D3 | SW Monsoon (Jun-Sep) | Evening (18-24) | 0.4337 | 0.22996 | 0.973 | 0 | 732 | 22.495 | 88.3247 | 5.5 | 0.083562
wind | INDEA | 2019 | S4D1 | S4 | D1 | Post-monsoon (Oct-Nov) | Night (00-06) | 0.1836 | 0.17983 | 0.97 | 0.001 | 366 | 22.495 | 88.3247 | 5.5 | 0.041781
wind | INDEA | 2019 | S4D2 | S4 | D2 | Post-monsoon (Oct-Nov) | Day (06-18) | 0.10186 | 0.17523 | 0.973 | 0 | 732 | 22.495 | 88.3247 | 5.5 | 0.083562
wind | INDEA | 2019 | S4D3 | S4 | D3 | Post-monsoon (Oct-Nov) | Evening (18-24) | 0.11763 | 0.19368 | 0.965 | 0 | 366 | 22.495 | 88.3247 | 5.5 | 0.041781
wind | INDEA | 2020 | S1D1 | S1 | D1 | Winter (Dec-Feb) | Night (00-06) | 0.22096 | 0.18199 | 0.733 | 0 | 546 | 22.495 | 88.3247 | 5.5 | 0.061644
wind | INDEA | 2020 | S1D2 | S1 | D2 | Winter (Dec-Feb) | Day (06-18) | 0.089486 | 0.094938 | 0.587 | 0 | 1092 | 22.495 | 88.3247 | 5.5 | 0.12329
wind | INDEA | 2020 | S1D3 | S1 | D3 | Winter (Dec-Feb) | Evening (18-24) | 0.1196 | 0.14117 | 0.7 | 0 | 546 | 22.495 | 88.3247 | 5.5 | 0.061644
wind | INDEA | 2020 | S2D1 | S2 | D1 | Pre-monsoon (Mar-May) | Night (00-06) | 0.27898 | 0.21156 | 0.972 | 0 | 552 | 22.495 | 88.3247 | 5.5 | 0.063014
wind | INDEA | 2020 | S2D2 | S2 | D2 | Pre-monsoon (Mar-May) | Day (06-18) | 0.19688 | 0.23347 | 0.973 | 0 | 1104 | 22.495 | 88.3247 | 5.5 | 0.12603
wind | INDEA | 2020 | S2D3 | S2 | D3 | Pre-monsoon (Mar-May) | Evening (18-24) | 0.4095 | 0.23522 | 0.973 | 0 | 552 | 22.495 | 88.3247 | 5.5 | 0.063014
wind | INDEA | 2020 | S3D1 | S3 | D1 | SW Monsoon (Jun-Sep) | Night (00-06) | 0.33773 | 0.21954 | 0.973 | 0 | 732 | 22.495 | 88.3247 | 5.5 | 0.083562
wind | INDEA | 2020 | S3D2 | S3 | D2 | SW Monsoon (Jun-Sep) | Day (06-18) | 0.32754 | 0.26516 | 0.97 | 0 | 1464 | 22.495 | 88.3247 | 5.5 | 0.16712
wind | INDEA | 2020 | S3D3 | S3 | D3 | SW Monsoon (Jun-Sep) | Evening (18-24) | 0.45132 | 0.21059 | 0.971 | 0.001 | 732 | 22.495 | 88.3247 | 5.5 | 0.083562
wind | INDEA | 2020 | S4D1 | S4 | D1 | Post-monsoon (Oct-Nov) | Night (00-06) | 0.18757 | 0.15448 | 0.563 | 0 | 366 | 22.495 | 88.3247 | 5.5 | 0.041781
wind | INDEA | 2020 | S4D2 | S4 | D2 | Post-monsoon (Oct-Nov) | Day (06-18) | 0.087344 | 0.083848 | 0.418 | 0 | 732 | 22.495 | 88.3247 | 5.5 | 0.083562
wind | INDEA | 2020 | S4D3 | S4 | D3 | Post-monsoon (Oct-Nov) | Evening (18-24) | 0.1298 | 0.12244 | 0.511 | 0 | 366 | 22.495 | 88.3247 | 5.5 | 0.041781
wind | INDEA | 2021 | S1D1 | S1 | D1 | Winter (Dec-Feb) | Night (00-06) | 0.14975 | 0.12658 | 0.523 | 0 | 540 | 22.495 | 88.3247 | 5.5 | 0.061644
wind | INDEA | 2021 | S1D2 | S1 | D2 | Winter (Dec-Feb) | Day (06-18) | 0.09051 | 0.090123 | 0.45 | 0 | 1080 | 22.495 | 88.3247 | 5.5 | 0.12329
wind | INDEA | 2021 | S1D3 | S1 | D3 | Winter (Dec-Feb) | Evening (18-24) | 0.12149 | 0.13626 | 0.712 | 0 | 540 | 22.495 | 88.3247 | 5.5 | 0.061644
wind | INDEA | 2021 | S2D1 | S2 | D1 | Pre-monsoon (Mar-May) | Night (00-06) | 0.33287 | 0.19734 | 0.959 | 0 | 552 | 22.495 | 88.3247 | 5.5 | 0.063014
wind | INDEA | 2021 | S2D2 | S2 | D2 | Pre-monsoon (Mar-May) | Day (06-18) | 0.23622 | 0.23573 | 0.973 | 0 | 1104 | 22.495 | 88.3247 | 5.5 | 0.12603
wind | INDEA | 2021 | S2D3 | S2 | D3 | Pre-monsoon (Mar-May) | Evening (18-24) | 0.44642 | 0.24839 | 0.973 | 0 | 552 | 22.495 | 88.3247 | 5.5 | 0.063014
wind | INDEA | 2021 | S3D1 | S3 | D1 | SW Monsoon (Jun-Sep) | Night (00-06) | 0.35406 | 0.22861 | 0.91 | 0 | 732 | 22.495 | 88.3247 | 5.5 | 0.083562
wind | INDEA | 2021 | S3D2 | S3 | D2 | SW Monsoon (Jun-Sep) | Day (06-18) | 0.33025 | 0.25983 | 0.973 | 0 | 1464 | 22.495 | 88.3247 | 5.5 | 0.16712
wind | INDEA | 2021 | S3D3 | S3 | D3 | SW Monsoon (Jun-Sep) | Evening (18-24) | 0.44469 | 0.20736 | 0.969 | 0.005 | 732 | 22.495 | 88.3247 | 5.5 | 0.083562
wind | INDEA | 2021 | S4D1 | S4 | D1 | Post-monsoon (Oct-Nov) | Night (00-06) | 0.18615 | 0.16232 | 0.759 | 0 | 366 | 22.495 | 88.3247 | 5.5 | 0.041781
wind | INDEA | 2021 | S4D2 | S4 | D2 | Post-monsoon (Oct-Nov) | Day (06-18) | 0.095844 | 0.15244 | 0.96 | 0 | 732 | 22.495 | 88.3247 | 5.5 | 0.083562
wind | INDEA | 2021 | S4D3 | S4 | D3 | Post-monsoon (Oct-Nov) | Evening (18-24) | 0.13153 | 0.16989 | 0.753 | 0 | 366 | 22.495 | 88.3247 | 5.5 | 0.041781
wind | INDEA | 2022 | S1D1 | S1 | D1 | Winter (Dec-Feb) | Night (00-06) | 0.22239 | 0.193 | 0.81 | 0 | 540 | 22.495 | 88.3247 | 5.5 | 0.061644
wind | INDEA | 2022 | S1D2 | S1 | D2 | Winter (Dec-Feb) | Day (06-18) | 0.11486 | 0.13443 | 0.938 | 0 | 1080 | 22.495 | 88.3247 | 5.5 | 0.12329
wind | INDEA | 2022 | S1D3 | S1 | D3 | Winter (Dec-Feb) | Evening (18-24) | 0.1557 | 0.18709 | 0.921 | 0 | 540 | 22.495 | 88.3247 | 5.5 | 0.061644
wind | INDEA | 2022 | S2D1 | S2 | D1 | Pre-monsoon (Mar-May) | Night (00-06) | 0.41157 | 0.24008 | 0.96 | 0 | 552 | 22.495 | 88.3247 | 5.5 | 0.063014
wind | INDEA | 2022 | S2D2 | S2 | D2 | Pre-monsoon (Mar-May) | Day (06-18) | 0.35318 | 0.28665 | 0.969 | 0 | 1104 | 22.495 | 88.3247 | 5.5 | 0.12603
wind | INDEA | 2022 | S2D3 | S2 | D3 | Pre-monsoon (Mar-May) | Evening (18-24) | 0.52392 | 0.24881 | 0.968 | 0 | 552 | 22.495 | 88.3247 | 5.5 | 0.063014
wind | INDEA | 2022 | S3D1 | S3 | D1 | SW Monsoon (Jun-Sep) | Night (00-06) | 0.34316 | 0.23373 | 0.973 | 0 | 732 | 22.495 | 88.3247 | 5.5 | 0.083562
wind | INDEA | 2022 | S3D2 | S3 | D2 | SW Monsoon (Jun-Sep) | Day (06-18) | 0.38782 | 0.29969 | 0.972 | 0 | 1464 | 22.495 | 88.3247 | 5.5 | 0.16712
wind | INDEA | 2022 | S3D3 | S3 | D3 | SW Monsoon (Jun-Sep) | Evening (18-24) | 0.4491 | 0.21658 | 0.951 | 0.002 | 732 | 22.495 | 88.3247 | 5.5 | 0.083562
wind | INDEA | 2022 | S4D1 | S4 | D1 | Post-monsoon (Oct-Nov) | Night (00-06) | 0.26791 | 0.17496 | 0.723 | 0 | 366 | 22.495 | 88.3247 | 5.5 | 0.041781
wind | INDEA | 2022 | S4D2 | S4 | D2 | Post-monsoon (Oct-Nov) | Day (06-18) | 0.11806 | 0.14905 | 0.97 | 0 | 732 | 22.495 | 88.3247 | 5.5 | 0.083562
wind | INDEA | 2022 | S4D3 | S4 | D3 | Post-monsoon (Oct-Nov) | Evening (18-24) | 0.21423 | 0.17812 | 0.972 | 0 | 366 | 22.495 | 88.3247 | 5.5 | 0.041781
wind | INDNE | 2014 | S1D1 | S1 | D1 | Winter (Dec-Feb) | Night (00-06) | 0.31609 | 0.16171 | 0.732 | 0.009 | 349 | 26.16 | 91.77 | 5.5 | 0.061644
wind | INDNE | 2014 | S1D2 | S1 | D2 | Winter (Dec-Feb) | Day (06-18) | 0.18362 | 0.20234 | 0.866 | 0 | 708 | 26.16 | 91.77 | 5.5 | 0.12329
wind | INDNE | 2014 | S1D3 | S1 | D3 | Winter (Dec-Feb) | Evening (18-24) | 0.36551 | 0.18638 | 0.816 | 0.005 | 354 | 26.16 | 91.77 | 5.5 | 0.061644
wind | INDNE | 2014 | S2D1 | S2 | D1 | Pre-monsoon (Mar-May) | Night (00-06) | 0.47296 | 0.19244 | 0.951 | 0.013 | 552 | 26.16 | 91.77 | 5.5 | 0.063014
wind | INDNE | 2014 | S2D2 | S2 | D2 | Pre-monsoon (Mar-May) | Day (06-18) | 0.34824 | 0.27683 | 0.965 | 0 | 1104 | 26.16 | 91.77 | 5.5 | 0.12603
wind | INDNE | 2014 | S2D3 | S2 | D3 | Pre-monsoon (Mar-May) | Evening (18-24) | 0.46824 | 0.21712 | 0.958 | 0.014 | 552 | 26.16 | 91.77 | 5.5 | 0.063014
wind | INDNE | 2014 | S3D1 | S3 | D1 | SW Monsoon (Jun-Sep) | Night (00-06) | 0.24157 | 0.16762 | 0.803 | 0.001 | 732 | 26.16 | 91.77 | 5.5 | 0.083562
wind | INDNE | 2014 | S3D2 | S3 | D2 | SW Monsoon (Jun-Sep) | Day (06-18) | 0.16596 | 0.19584 | 0.925 | 0 | 1464 | 26.16 | 91.77 | 5.5 | 0.16712
wind | INDNE | 2014 | S3D3 | S3 | D3 | SW Monsoon (Jun-Sep) | Evening (18-24) | 0.21857 | 0.17164 | 0.828 | 0 | 732 | 26.16 | 91.77 | 5.5 | 0.083562
wind | INDNE | 2014 | S4D1 | S4 | D1 | Post-monsoon (Oct-Nov) | Night (00-06) | 0.19433 | 0.12159 | 0.52 | 0.003 | 366 | 26.16 | 91.77 | 5.5 | 0.041781
wind | INDNE | 2014 | S4D2 | S4 | D2 | Post-monsoon (Oct-Nov) | Day (06-18) | 0.064776 | 0.094521 | 0.558 | 0 | 732 | 26.16 | 91.77 | 5.5 | 0.083562
wind | INDNE | 2014 | S4D3 | S4 | D3 | Post-monsoon (Oct-Nov) | Evening (18-24) | 0.16692 | 0.13673 | 0.608 | 0.001 | 366 | 26.16 | 91.77 | 5.5 | 0.041781
wind | INDNE | 2015 | S1D1 | S1 | D1 | Winter (Dec-Feb) | Night (00-06) | 0.32604 | 0.14854 | 0.748 | 0.008 | 540 | 26.16 | 91.77 | 5.5 | 0.061644
wind | INDNE | 2015 | S1D2 | S1 | D2 | Winter (Dec-Feb) | Day (06-18) | 0.15801 | 0.18303 | 0.838 | 0 | 1080 | 26.16 | 91.77 | 5.5 | 0.12329
wind | INDNE | 2015 | S1D3 | S1 | D3 | Winter (Dec-Feb) | Evening (18-24) | 0.36246 | 0.18837 | 0.831 | 0.006 | 540 | 26.16 | 91.77 | 5.5 | 0.061644
wind | INDNE | 2015 | S2D1 | S2 | D1 | Pre-monsoon (Mar-May) | Night (00-06) | 0.43397 | 0.18919 | 0.9 | 0.018 | 552 | 26.16 | 91.77 | 5.5 | 0.063014
wind | INDNE | 2015 | S2D2 | S2 | D2 | Pre-monsoon (Mar-May) | Day (06-18) | 0.3419 | 0.2818 | 0.971 | 0 | 1104 | 26.16 | 91.77 | 5.5 | 0.12603
wind | INDNE | 2015 | S2D3 | S2 | D3 | Pre-monsoon (Mar-May) | Evening (18-24) | 0.47164 | 0.21862 | 0.957 | 0.001 | 552 | 26.16 | 91.77 | 5.5 | 0.063014
wind | INDNE | 2015 | S3D1 | S3 | D1 | SW Monsoon (Jun-Sep) | Night (00-06) | 0.2919 | 0.21681 | 0.954 | 0 | 732 | 26.16 | 91.77 | 5.5 | 0.083562
wind | INDNE | 2015 | S3D2 | S3 | D2 | SW Monsoon (Jun-Sep) | Day (06-18) | 0.23568 | 0.2467 | 0.973 | 0 | 1464 | 26.16 | 91.77 | 5.5 | 0.16712
wind | INDNE | 2015 | S3D3 | S3 | D3 | SW Monsoon (Jun-Sep) | Evening (18-24) | 0.29747 | 0.21499 | 0.935 | 0.001 | 732 | 26.16 | 91.77 | 5.5 | 0.083562
wind | INDNE | 2015 | S4D1 | S4 | D1 | Post-monsoon (Oct-Nov) | Night (00-06) | 0.23689 | 0.14935 | 0.628 | 0.001 | 366 | 26.16 | 91.77 | 5.5 | 0.041781
wind | INDNE | 2015 | S4D2 | S4 | D2 | Post-monsoon (Oct-Nov) | Day (06-18) | 0.081469 | 0.10199 | 0.588 | 0 | 732 | 26.16 | 91.77 | 5.5 | 0.083562
wind | INDNE | 2015 | S4D3 | S4 | D3 | Post-monsoon (Oct-Nov) | Evening (18-24) | 0.22024 | 0.17106 | 0.611 | 0.001 | 366 | 26.16 | 91.77 | 5.5 | 0.041781
wind | INDNE | 2016 | S1D1 | S1 | D1 | Winter (Dec-Feb) | Night (00-06) | 0.38489 | 0.17921 | 0.849 | 0.014 | 546 | 26.16 | 91.77 | 5.5 | 0.061644
wind | INDNE | 2016 | S1D2 | S1 | D2 | Winter (Dec-Feb) | Day (06-18) | 0.17712 | 0.20379 | 0.973 | 0 | 1092 | 26.16 | 91.77 | 5.5 | 0.12329
wind | INDNE | 2016 | S1D3 | S1 | D3 | Winter (Dec-Feb) | Evening (18-24) | 0.36103 | 0.21111 | 0.973 | 0 | 546 | 26.16 | 91.77 | 5.5 | 0.061644
wind | INDNE | 2016 | S2D1 | S2 | D1 | Pre-monsoon (Mar-May) | Night (00-06) | 0.52623 | 0.24568 | 0.969 | 0.001 | 552 | 26.16 | 91.77 | 5.5 | 0.063014
wind | INDNE | 2016 | S2D2 | S2 | D2 | Pre-monsoon (Mar-May) | Day (06-18) | 0.39068 | 0.32368 | 0.973 | 0 | 1104 | 26.16 | 91.77 | 5.5 | 0.12603
wind | INDNE | 2016 | S2D3 | S2 | D3 | Pre-monsoon (Mar-May) | Evening (18-24) | 0.51589 | 0.26792 | 0.973 | 0.014 | 552 | 26.16 | 91.77 | 5.5 | 0.063014
wind | INDNE | 2016 | S3D1 | S3 | D1 | SW Monsoon (Jun-Sep) | Night (00-06) | 0.21633 | 0.15834 | 0.904 | 0.001 | 732 | 26.16 | 91.77 | 5.5 | 0.083562
wind | INDNE | 2016 | S3D2 | S3 | D2 | SW Monsoon (Jun-Sep) | Day (06-18) | 0.14087 | 0.15416 | 0.789 | 0 | 1464 | 26.16 | 91.77 | 5.5 | 0.16712
wind | INDNE | 2016 | S3D3 | S3 | D3 | SW Monsoon (Jun-Sep) | Evening (18-24) | 0.23352 | 0.17141 | 0.965 | 0 | 732 | 26.16 | 91.77 | 5.5 | 0.083562
wind | INDNE | 2016 | S4D1 | S4 | D1 | Post-monsoon (Oct-Nov) | Night (00-06) | 0.16992 | 0.1299 | 0.587 | 0.004 | 366 | 26.16 | 91.77 | 5.5 | 0.041781
wind | INDNE | 2016 | S4D2 | S4 | D2 | Post-monsoon (Oct-Nov) | Day (06-18) | 0.06771 | 0.117 | 0.755 | 0 | 732 | 26.16 | 91.77 | 5.5 | 0.083562
wind | INDNE | 2016 | S4D3 | S4 | D3 | Post-monsoon (Oct-Nov) | Evening (18-24) | 0.16492 | 0.14918 | 0.696 | 0.001 | 366 | 26.16 | 91.77 | 5.5 | 0.041781
wind | INDNE | 2017 | S1D1 | S1 | D1 | Winter (Dec-Feb) | Night (00-06) | 0.32266 | 0.18425 | 0.938 | 0.026 | 540 | 26.16 | 91.77 | 5.5 | 0.061644
wind | INDNE | 2017 | S1D2 | S1 | D2 | Winter (Dec-Feb) | Day (06-18) | 0.15133 | 0.20195 | 0.954 | 0 | 1080 | 26.16 | 91.77 | 5.5 | 0.12329
wind | INDNE | 2017 | S1D3 | S1 | D3 | Winter (Dec-Feb) | Evening (18-24) | 0.36102 | 0.18794 | 0.935 | 0.014 | 540 | 26.16 | 91.77 | 5.5 | 0.061644
wind | INDNE | 2017 | S2D1 | S2 | D1 | Pre-monsoon (Mar-May) | Night (00-06) | 0.42879 | 0.22974 | 0.966 | 0.003 | 552 | 26.16 | 91.77 | 5.5 | 0.063014
wind | INDNE | 2017 | S2D2 | S2 | D2 | Pre-monsoon (Mar-May) | Day (06-18) | 0.31825 | 0.30337 | 0.973 | 0 | 1104 | 26.16 | 91.77 | 5.5 | 0.12603
wind | INDNE | 2017 | S2D3 | S2 | D3 | Pre-monsoon (Mar-May) | Evening (18-24) | 0.43912 | 0.25879 | 0.973 | 0.002 | 552 | 26.16 | 91.77 | 5.5 | 0.063014
wind | INDNE | 2017 | S3D1 | S3 | D1 | SW Monsoon (Jun-Sep) | Night (00-06) | 0.21695 | 0.18417 | 0.891 | 0 | 732 | 26.16 | 91.77 | 5.5 | 0.083562
wind | INDNE | 2017 | S3D2 | S3 | D2 | SW Monsoon (Jun-Sep) | Day (06-18) | 0.1628 | 0.19551 | 0.937 | 0 | 1464 | 26.16 | 91.77 | 5.5 | 0.16712
wind | INDNE | 2017 | S3D3 | S3 | D3 | SW Monsoon (Jun-Sep) | Evening (18-24) | 0.22434 | 0.17491 | 0.864 | 0 | 732 | 26.16 | 91.77 | 5.5 | 0.083562
wind | INDNE | 2017 | S4D1 | S4 | D1 | Post-monsoon (Oct-Nov) | Night (00-06) | 0.25102 | 0.14965 | 0.637 | 0.002 | 366 | 26.16 | 91.77 | 5.5 | 0.041781
wind | INDNE | 2017 | S4D2 | S4 | D2 | Post-monsoon (Oct-Nov) | Day (06-18) | 0.11466 | 0.1272 | 0.935 | 0 | 732 | 26.16 | 91.77 | 5.5 | 0.083562
wind | INDNE | 2017 | S4D3 | S4 | D3 | Post-monsoon (Oct-Nov) | Evening (18-24) | 0.25472 | 0.18638 | 0.947 | 0.001 | 366 | 26.16 | 91.77 | 5.5 | 0.041781
wind | INDNE | 2018 | S1D1 | S1 | D1 | Winter (Dec-Feb) | Night (00-06) | 0.31331 | 0.1574 | 0.784 | 0.009 | 540 | 26.16 | 91.77 | 5.5 | 0.061644
wind | INDNE | 2018 | S1D2 | S1 | D2 | Winter (Dec-Feb) | Day (06-18) | 0.14826 | 0.17938 | 0.909 | 0 | 1080 | 26.16 | 91.77 | 5.5 | 0.12329
wind | INDNE | 2018 | S1D3 | S1 | D3 | Winter (Dec-Feb) | Evening (18-24) | 0.30535 | 0.18191 | 0.683 | 0 | 540 | 26.16 | 91.77 | 5.5 | 0.061644
wind | INDNE | 2018 | S2D1 | S2 | D1 | Pre-monsoon (Mar-May) | Night (00-06) | 0.34752 | 0.18171 | 0.88 | 0.019 | 552 | 26.16 | 91.77 | 5.5 | 0.063014
wind | INDNE | 2018 | S2D2 | S2 | D2 | Pre-monsoon (Mar-May) | Day (06-18) | 0.18173 | 0.21502 | 0.953 | 0 | 1104 | 26.16 | 91.77 | 5.5 | 0.12603
wind | INDNE | 2018 | S2D3 | S2 | D3 | Pre-monsoon (Mar-May) | Evening (18-24) | 0.34305 | 0.21086 | 0.964 | 0.002 | 552 | 26.16 | 91.77 | 5.5 | 0.063014
wind | INDNE | 2018 | S3D1 | S3 | D1 | SW Monsoon (Jun-Sep) | Night (00-06) | 0.20414 | 0.16134 | 0.848 | 0 | 732 | 26.16 | 91.77 | 5.5 | 0.083562
wind | INDNE | 2018 | S3D2 | S3 | D2 | SW Monsoon (Jun-Sep) | Day (06-18) | 0.14481 | 0.17344 | 0.855 | 0 | 1464 | 26.16 | 91.77 | 5.5 | 0.16712
wind | INDNE | 2018 | S3D3 | S3 | D3 | SW Monsoon (Jun-Sep) | Evening (18-24) | 0.2083 | 0.16278 | 0.758 | 0 | 732 | 26.16 | 91.77 | 5.5 | 0.083562
wind | INDNE | 2018 | S4D1 | S4 | D1 | Post-monsoon (Oct-Nov) | Night (00-06) | 0.25022 | 0.13417 | 0.655 | 0.001 | 366 | 26.16 | 91.77 | 5.5 | 0.041781
wind | INDNE | 2018 | S4D2 | S4 | D2 | Post-monsoon (Oct-Nov) | Day (06-18) | 0.093303 | 0.12556 | 0.695 | 0 | 732 | 26.16 | 91.77 | 5.5 | 0.083562
wind | INDNE | 2018 | S4D3 | S4 | D3 | Post-monsoon (Oct-Nov) | Evening (18-24) | 0.19981 | 0.14162 | 0.587 | 0.004 | 366 | 26.16 | 91.77 | 5.5 | 0.041781
wind | INDNE | 2019 | S1D1 | S1 | D1 | Winter (Dec-Feb) | Night (00-06) | 0.32075 | 0.14111 | 0.709 | 0 | 540 | 26.16 | 91.77 | 5.5 | 0.061644
wind | INDNE | 2019 | S1D2 | S1 | D2 | Winter (Dec-Feb) | Day (06-18) | 0.12703 | 0.15712 | 0.874 | 0 | 1080 | 26.16 | 91.77 | 5.5 | 0.12329
wind | INDNE | 2019 | S1D3 | S1 | D3 | Winter (Dec-Feb) | Evening (18-24) | 0.31246 | 0.17971 | 0.751 | 0.007 | 540 | 26.16 | 91.77 | 5.5 | 0.061644
wind | INDNE | 2019 | S2D1 | S2 | D1 | Pre-monsoon (Mar-May) | Night (00-06) | 0.41546 | 0.14745 | 0.914 | 0.019 | 552 | 26.16 | 91.77 | 5.5 | 0.063014
wind | INDNE | 2019 | S2D2 | S2 | D2 | Pre-monsoon (Mar-May) | Day (06-18) | 0.20467 | 0.2242 | 0.945 | 0 | 1104 | 26.16 | 91.77 | 5.5 | 0.12603
wind | INDNE | 2019 | S2D3 | S2 | D3 | Pre-monsoon (Mar-May) | Evening (18-24) | 0.32052 | 0.2081 | 0.865 | 0.002 | 552 | 26.16 | 91.77 | 5.5 | 0.063014
wind | INDNE | 2019 | S3D1 | S3 | D1 | SW Monsoon (Jun-Sep) | Night (00-06) | 0.17477 | 0.17373 | 0.947 | 0 | 732 | 26.16 | 91.77 | 5.5 | 0.083562
wind | INDNE | 2019 | S3D2 | S3 | D2 | SW Monsoon (Jun-Sep) | Day (06-18) | 0.1233 | 0.16505 | 0.923 | 0 | 1464 | 26.16 | 91.77 | 5.5 | 0.16712
wind | INDNE | 2019 | S3D3 | S3 | D3 | SW Monsoon (Jun-Sep) | Evening (18-24) | 0.17407 | 0.17138 | 0.829 | 0 | 732 | 26.16 | 91.77 | 5.5 | 0.083562
wind | INDNE | 2019 | S4D1 | S4 | D1 | Post-monsoon (Oct-Nov) | Night (00-06) | 0.15348 | 0.11536 | 0.531 | 0.001 | 366 | 26.16 | 91.77 | 5.5 | 0.041781
wind | INDNE | 2019 | S4D2 | S4 | D2 | Post-monsoon (Oct-Nov) | Day (06-18) | 0.070633 | 0.10684 | 0.701 | 0 | 732 | 26.16 | 91.77 | 5.5 | 0.083562
wind | INDNE | 2019 | S4D3 | S4 | D3 | Post-monsoon (Oct-Nov) | Evening (18-24) | 0.13616 | 0.14144 | 0.62 | 0.001 | 366 | 26.16 | 91.77 | 5.5 | 0.041781
wind | INDNE | 2020 | S1D1 | S1 | D1 | Winter (Dec-Feb) | Night (00-06) | 0.25772 | 0.14233 | 0.67 | 0.008 | 546 | 26.16 | 91.77 | 5.5 | 0.061644
wind | INDNE | 2020 | S1D2 | S1 | D2 | Winter (Dec-Feb) | Day (06-18) | 0.12299 | 0.14447 | 0.706 | 0 | 1092 | 26.16 | 91.77 | 5.5 | 0.12329
wind | INDNE | 2020 | S1D3 | S1 | D3 | Winter (Dec-Feb) | Evening (18-24) | 0.27917 | 0.17278 | 0.763 | 0.003 | 546 | 26.16 | 91.77 | 5.5 | 0.061644
wind | INDNE | 2020 | S2D1 | S2 | D1 | Pre-monsoon (Mar-May) | Night (00-06) | 0.37143 | 0.19766 | 0.953 | 0.002 | 552 | 26.16 | 91.77 | 5.5 | 0.063014
wind | INDNE | 2020 | S2D2 | S2 | D2 | Pre-monsoon (Mar-May) | Day (06-18) | 0.19903 | 0.25071 | 0.967 | 0 | 1104 | 26.16 | 91.77 | 5.5 | 0.12603
wind | INDNE | 2020 | S2D3 | S2 | D3 | Pre-monsoon (Mar-May) | Evening (18-24) | 0.35038 | 0.23726 | 0.944 | 0.003 | 552 | 26.16 | 91.77 | 5.5 | 0.063014
wind | INDNE | 2020 | S3D1 | S3 | D1 | SW Monsoon (Jun-Sep) | Night (00-06) | 0.21133 | 0.18252 | 0.928 | 0 | 732 | 26.16 | 91.77 | 5.5 | 0.083562
wind | INDNE | 2020 | S3D2 | S3 | D2 | SW Monsoon (Jun-Sep) | Day (06-18) | 0.17874 | 0.1793 | 0.938 | 0 | 1464 | 26.16 | 91.77 | 5.5 | 0.16712
wind | INDNE | 2020 | S3D3 | S3 | D3 | SW Monsoon (Jun-Sep) | Evening (18-24) | 0.22434 | 0.1764 | 0.936 | 0 | 732 | 26.16 | 91.77 | 5.5 | 0.083562
wind | INDNE | 2020 | S4D1 | S4 | D1 | Post-monsoon (Oct-Nov) | Night (00-06) | 0.23554 | 0.17114 | 0.632 | 0 | 366 | 26.16 | 91.77 | 5.5 | 0.041781
wind | INDNE | 2020 | S4D2 | S4 | D2 | Post-monsoon (Oct-Nov) | Day (06-18) | 0.13547 | 0.14347 | 0.775 | 0 | 732 | 26.16 | 91.77 | 5.5 | 0.083562
wind | INDNE | 2020 | S4D3 | S4 | D3 | Post-monsoon (Oct-Nov) | Evening (18-24) | 0.23128 | 0.18796 | 0.749 | 0 | 366 | 26.16 | 91.77 | 5.5 | 0.041781
wind | INDNE | 2021 | S1D1 | S1 | D1 | Winter (Dec-Feb) | Night (00-06) | 0.25678 | 0.12967 | 0.676 | 0.01 | 540 | 26.16 | 91.77 | 5.5 | 0.061644
wind | INDNE | 2021 | S1D2 | S1 | D2 | Winter (Dec-Feb) | Day (06-18) | 0.096482 | 0.11061 | 0.636 | 0 | 1080 | 26.16 | 91.77 | 5.5 | 0.12329
wind | INDNE | 2021 | S1D3 | S1 | D3 | Winter (Dec-Feb) | Evening (18-24) | 0.23481 | 0.14887 | 0.671 | 0.003 | 540 | 26.16 | 91.77 | 5.5 | 0.061644
wind | INDNE | 2021 | S2D1 | S2 | D1 | Pre-monsoon (Mar-May) | Night (00-06) | 0.43985 | 0.17583 | 0.852 | 0.002 | 552 | 26.16 | 91.77 | 5.5 | 0.063014
wind | INDNE | 2021 | S2D2 | S2 | D2 | Pre-monsoon (Mar-May) | Day (06-18) | 0.29039 | 0.25279 | 0.952 | 0 | 1104 | 26.16 | 91.77 | 5.5 | 0.12603
wind | INDNE | 2021 | S2D3 | S2 | D3 | Pre-monsoon (Mar-May) | Evening (18-24) | 0.38893 | 0.18945 | 0.817 | 0.002 | 552 | 26.16 | 91.77 | 5.5 | 0.063014
wind | INDNE | 2021 | S3D1 | S3 | D1 | SW Monsoon (Jun-Sep) | Night (00-06) | 0.24121 | 0.2112 | 0.86 | 0 | 732 | 26.16 | 91.77 | 5.5 | 0.083562
wind | INDNE | 2021 | S3D2 | S3 | D2 | SW Monsoon (Jun-Sep) | Day (06-18) | 0.21321 | 0.24342 | 0.962 | 0 | 1464 | 26.16 | 91.77 | 5.5 | 0.16712
wind | INDNE | 2021 | S3D3 | S3 | D3 | SW Monsoon (Jun-Sep) | Evening (18-24) | 0.25083 | 0.19701 | 0.861 | 0 | 732 | 26.16 | 91.77 | 5.5 | 0.083562
wind | INDNE | 2021 | S4D1 | S4 | D1 | Post-monsoon (Oct-Nov) | Night (00-06) | 0.24249 | 0.15842 | 0.638 | 0.004 | 366 | 26.16 | 91.77 | 5.5 | 0.041781
wind | INDNE | 2021 | S4D2 | S4 | D2 | Post-monsoon (Oct-Nov) | Day (06-18) | 0.11257 | 0.14444 | 0.815 | 0 | 732 | 26.16 | 91.77 | 5.5 | 0.083562
wind | INDNE | 2021 | S4D3 | S4 | D3 | Post-monsoon (Oct-Nov) | Evening (18-24) | 0.24588 | 0.17491 | 0.67 | 0.001 | 366 | 26.16 | 91.77 | 5.5 | 0.041781
wind | INDNE | 2022 | S1D1 | S1 | D1 | Winter (Dec-Feb) | Night (00-06) | 0.30741 | 0.15525 | 0.663 | 0.033 | 540 | 26.16 | 91.77 | 5.5 | 0.061644
wind | INDNE | 2022 | S1D2 | S1 | D2 | Winter (Dec-Feb) | Day (06-18) | 0.12863 | 0.15947 | 0.896 | 0 | 1080 | 26.16 | 91.77 | 5.5 | 0.12329
wind | INDNE | 2022 | S1D3 | S1 | D3 | Winter (Dec-Feb) | Evening (18-24) | 0.27896 | 0.17522 | 0.752 | 0.006 | 540 | 26.16 | 91.77 | 5.5 | 0.061644
wind | INDNE | 2022 | S2D1 | S2 | D1 | Pre-monsoon (Mar-May) | Night (00-06) | 0.39361 | 0.19389 | 0.943 | 0.004 | 552 | 26.16 | 91.77 | 5.5 | 0.063014
wind | INDNE | 2022 | S2D2 | S2 | D2 | Pre-monsoon (Mar-May) | Day (06-18) | 0.24654 | 0.2701 | 0.971 | 0 | 1104 | 26.16 | 91.77 | 5.5 | 0.12603
wind | INDNE | 2022 | S2D3 | S2 | D3 | Pre-monsoon (Mar-May) | Evening (18-24) | 0.3005 | 0.20143 | 0.881 | 0.002 | 552 | 26.16 | 91.77 | 5.5 | 0.063014
wind | INDNE | 2022 | S3D1 | S3 | D1 | SW Monsoon (Jun-Sep) | Night (00-06) | 0.21983 | 0.16907 | 0.862 | 0 | 732 | 26.16 | 91.77 | 5.5 | 0.083562
wind | INDNE | 2022 | S3D2 | S3 | D2 | SW Monsoon (Jun-Sep) | Day (06-18) | 0.18191 | 0.18568 | 0.903 | 0 | 1464 | 26.16 | 91.77 | 5.5 | 0.16712
wind | INDNE | 2022 | S3D3 | S3 | D3 | SW Monsoon (Jun-Sep) | Evening (18-24) | 0.23772 | 0.18363 | 0.875 | 0.001 | 732 | 26.16 | 91.77 | 5.5 | 0.083562
wind | INDNE | 2022 | S4D1 | S4 | D1 | Post-monsoon (Oct-Nov) | Night (00-06) | 0.32423 | 0.1809 | 0.91 | 0.001 | 366 | 26.16 | 91.77 | 5.5 | 0.041781
wind | INDNE | 2022 | S4D2 | S4 | D2 | Post-monsoon (Oct-Nov) | Day (06-18) | 0.12464 | 0.14765 | 0.856 | 0 | 732 | 26.16 | 91.77 | 5.5 | 0.083562
wind | INDNE | 2022 | S4D3 | S4 | D3 | Post-monsoon (Oct-Nov) | Evening (18-24) | 0.28089 | 0.20592 | 0.896 | 0 | 366 | 26.16 | 91.77 | 5.5 | 0.041781
wind | INDNO | 2014 | S1D1 | S1 | D1 | Winter (Dec-Feb) | Night (00-06) | 0.28795 | 0.26486 | 0.891 | 0 | 349 | 28.67 | 77.23 | 5.5 | 0.061644
wind | INDNO | 2014 | S1D2 | S1 | D2 | Winter (Dec-Feb) | Day (06-18) | 0.13983 | 0.17582 | 0.82 | 0 | 708 | 28.67 | 77.23 | 5.5 | 0.12329
wind | INDNO | 2014 | S1D3 | S1 | D3 | Winter (Dec-Feb) | Evening (18-24) | 0.26183 | 0.23816 | 0.905 | 0 | 354 | 28.67 | 77.23 | 5.5 | 0.061644
wind | INDNO | 2014 | S2D1 | S2 | D1 | Pre-monsoon (Mar-May) | Night (00-06) | 0.38323 | 0.27599 | 0.931 | 0 | 552 | 28.67 | 77.23 | 5.5 | 0.063014
wind | INDNO | 2014 | S2D2 | S2 | D2 | Pre-monsoon (Mar-May) | Day (06-18) | 0.2153 | 0.21539 | 0.914 | 0 | 1104 | 28.67 | 77.23 | 5.5 | 0.12603
wind | INDNO | 2014 | S2D3 | S2 | D3 | Pre-monsoon (Mar-May) | Evening (18-24) | 0.36198 | 0.27757 | 0.95 | 0 | 552 | 28.67 | 77.23 | 5.5 | 0.063014
wind | INDNO | 2014 | S3D1 | S3 | D1 | SW Monsoon (Jun-Sep) | Night (00-06) | 0.36798 | 0.28001 | 0.947 | 0 | 732 | 28.67 | 77.23 | 5.5 | 0.083562
wind | INDNO | 2014 | S3D2 | S3 | D2 | SW Monsoon (Jun-Sep) | Day (06-18) | 0.26133 | 0.25755 | 0.973 | 0 | 1464 | 28.67 | 77.23 | 5.5 | 0.16712
wind | INDNO | 2014 | S3D3 | S3 | D3 | SW Monsoon (Jun-Sep) | Evening (18-24) | 0.36906 | 0.26428 | 0.944 | 0 | 732 | 28.67 | 77.23 | 5.5 | 0.083562
wind | INDNO | 2014 | S4D1 | S4 | D1 | Post-monsoon (Oct-Nov) | Night (00-06) | 0.2644 | 0.23016 | 0.795 | 0 | 366 | 28.67 | 77.23 | 5.5 | 0.041781
wind | INDNO | 2014 | S4D2 | S4 | D2 | Post-monsoon (Oct-Nov) | Day (06-18) | 0.136 | 0.15622 | 0.745 | 0 | 732 | 28.67 | 77.23 | 5.5 | 0.083562
wind | INDNO | 2014 | S4D3 | S4 | D3 | Post-monsoon (Oct-Nov) | Evening (18-24) | 0.33169 | 0.28474 | 0.843 | 0 | 366 | 28.67 | 77.23 | 5.5 | 0.041781
wind | INDNO | 2015 | S1D1 | S1 | D1 | Winter (Dec-Feb) | Night (00-06) | 0.39208 | 0.27289 | 0.884 | 0.001 | 540 | 28.67 | 77.23 | 5.5 | 0.061644
wind | INDNO | 2015 | S1D2 | S1 | D2 | Winter (Dec-Feb) | Day (06-18) | 0.19501 | 0.21432 | 0.9 | 0 | 1080 | 28.67 | 77.23 | 5.5 | 0.12329
wind | INDNO | 2015 | S1D3 | S1 | D3 | Winter (Dec-Feb) | Evening (18-24) | 0.3966 | 0.29148 | 0.919 | 0 | 540 | 28.67 | 77.23 | 5.5 | 0.061644
wind | INDNO | 2015 | S2D1 | S2 | D1 | Pre-monsoon (Mar-May) | Night (00-06) | 0.36454 | 0.29115 | 0.954 | 0 | 552 | 28.67 | 77.23 | 5.5 | 0.063014
wind | INDNO | 2015 | S2D2 | S2 | D2 | Pre-monsoon (Mar-May) | Day (06-18) | 0.20818 | 0.24499 | 0.972 | 0 | 1104 | 28.67 | 77.23 | 5.5 | 0.12603
wind | INDNO | 2015 | S2D3 | S2 | D3 | Pre-monsoon (Mar-May) | Evening (18-24) | 0.3922 | 0.31247 | 0.97 | 0 | 552 | 28.67 | 77.23 | 5.5 | 0.063014
wind | INDNO | 2015 | S3D1 | S3 | D1 | SW Monsoon (Jun-Sep) | Night (00-06) | 0.35451 | 0.27851 | 0.953 | 0 | 732 | 28.67 | 77.23 | 5.5 | 0.083562
wind | INDNO | 2015 | S3D2 | S3 | D2 | SW Monsoon (Jun-Sep) | Day (06-18) | 0.22417 | 0.24941 | 0.951 | 0 | 1464 | 28.67 | 77.23 | 5.5 | 0.16712
wind | INDNO | 2015 | S3D3 | S3 | D3 | SW Monsoon (Jun-Sep) | Evening (18-24) | 0.28636 | 0.26902 | 0.929 | 0 | 732 | 28.67 | 77.23 | 5.5 | 0.083562
wind | INDNO | 2015 | S4D1 | S4 | D1 | Post-monsoon (Oct-Nov) | Night (00-06) | 0.26118 | 0.22337 | 0.798 | 0 | 366 | 28.67 | 77.23 | 5.5 | 0.041781
wind | INDNO | 2015 | S4D2 | S4 | D2 | Post-monsoon (Oct-Nov) | Day (06-18) | 0.10663 | 0.14527 | 0.809 | 0 | 732 | 28.67 | 77.23 | 5.5 | 0.083562
wind | INDNO | 2015 | S4D3 | S4 | D3 | Post-monsoon (Oct-Nov) | Evening (18-24) | 0.21722 | 0.21534 | 0.801 | 0 | 366 | 28.67 | 77.23 | 5.5 | 0.041781
wind | INDNO | 2016 | S1D1 | S1 | D1 | Winter (Dec-Feb) | Night (00-06) | 0.34691 | 0.27376 | 0.857 | 0 | 546 | 28.67 | 77.23 | 5.5 | 0.061644
wind | INDNO | 2016 | S1D2 | S1 | D2 | Winter (Dec-Feb) | Day (06-18) | 0.15897 | 0.2023 | 0.88 | 0 | 1092 | 28.67 | 77.23 | 5.5 | 0.12329
wind | INDNO | 2016 | S1D3 | S1 | D3 | Winter (Dec-Feb) | Evening (18-24) | 0.35017 | 0.27933 | 0.922 | 0.001 | 546 | 28.67 | 77.23 | 5.5 | 0.061644
wind | INDNO | 2016 | S2D1 | S2 | D1 | Pre-monsoon (Mar-May) | Night (00-06) | 0.38098 | 0.2776 | 0.936 | 0.001 | 552 | 28.67 | 77.23 | 5.5 | 0.063014
wind | INDNO | 2016 | S2D2 | S2 | D2 | Pre-monsoon (Mar-May) | Day (06-18) | 0.22999 | 0.24193 | 0.959 | 0 | 1104 | 28.67 | 77.23 | 5.5 | 0.12603
wind | INDNO | 2016 | S2D3 | S2 | D3 | Pre-monsoon (Mar-May) | Evening (18-24) | 0.42175 | 0.27445 | 0.961 | 0.001 | 552 | 28.67 | 77.23 | 5.5 | 0.063014
wind | INDNO | 2016 | S3D1 | S3 | D1 | SW Monsoon (Jun-Sep) | Night (00-06) | 0.2363 | 0.221 | 0.874 | 0 | 732 | 28.67 | 77.23 | 5.5 | 0.083562
wind | INDNO | 2016 | S3D2 | S3 | D2 | SW Monsoon (Jun-Sep) | Day (06-18) | 0.13214 | 0.18112 | 0.937 | 0 | 1464 | 28.67 | 77.23 | 5.5 | 0.16712
wind | INDNO | 2016 | S3D3 | S3 | D3 | SW Monsoon (Jun-Sep) | Evening (18-24) | 0.19929 | 0.21744 | 0.868 | 0 | 732 | 28.67 | 77.23 | 5.5 | 0.083562
wind | INDNO | 2016 | S4D1 | S4 | D1 | Post-monsoon (Oct-Nov) | Night (00-06) | 0.31411 | 0.27037 | 0.904 | 0 | 366 | 28.67 | 77.23 | 5.5 | 0.041781
wind | INDNO | 2016 | S4D2 | S4 | D2 | Post-monsoon (Oct-Nov) | Day (06-18) | 0.20469 | 0.2274 | 0.957 | 0 | 732 | 28.67 | 77.23 | 5.5 | 0.083562
wind | INDNO | 2016 | S4D3 | S4 | D3 | Post-monsoon (Oct-Nov) | Evening (18-24) | 0.30413 | 0.2806 | 0.966 | 0 | 366 | 28.67 | 77.23 | 5.5 | 0.041781
wind | INDNO | 2017 | S1D1 | S1 | D1 | Winter (Dec-Feb) | Night (00-06) | 0.3968 | 0.25087 | 0.883 | 0 | 540 | 28.67 | 77.23 | 5.5 | 0.061644
wind | INDNO | 2017 | S1D2 | S1 | D2 | Winter (Dec-Feb) | Day (06-18) | 0.2257 | 0.22228 | 0.931 | 0 | 1080 | 28.67 | 77.23 | 5.5 | 0.12329
wind | INDNO | 2017 | S1D3 | S1 | D3 | Winter (Dec-Feb) | Evening (18-24) | 0.43097 | 0.28198 | 0.928 | 0 | 540 | 28.67 | 77.23 | 5.5 | 0.061644
wind | INDNO | 2017 | S2D1 | S2 | D1 | Pre-monsoon (Mar-May) | Night (00-06) | 0.42946 | 0.27257 | 0.949 | 0 | 552 | 28.67 | 77.23 | 5.5 | 0.063014
wind | INDNO | 2017 | S2D2 | S2 | D2 | Pre-monsoon (Mar-May) | Day (06-18) | 0.27231 | 0.2618 | 0.964 | 0 | 1104 | 28.67 | 77.23 | 5.5 | 0.12603
wind | INDNO | 2017 | S2D3 | S2 | D3 | Pre-monsoon (Mar-May) | Evening (18-24) | 0.50572 | 0.28552 | 0.955 | 0 | 552 | 28.67 | 77.23 | 5.5 | 0.063014
wind | INDNO | 2017 | S3D1 | S3 | D1 | SW Monsoon (Jun-Sep) | Night (00-06) | 0.24992 | 0.24958 | 0.968 | 0 | 732 | 28.67 | 77.23 | 5.5 | 0.083562
wind | INDNO | 2017 | S3D2 | S3 | D2 | SW Monsoon (Jun-Sep) | Day (06-18) | 0.20818 | 0.2312 | 0.971 | 0 | 1464 | 28.67 | 77.23 | 5.5 | 0.16712
wind | INDNO | 2017 | S3D3 | S3 | D3 | SW Monsoon (Jun-Sep) | Evening (18-24) | 0.232 | 0.23566 | 0.957 | 0 | 732 | 28.67 | 77.23 | 5.5 | 0.083562
wind | INDNO | 2017 | S4D1 | S4 | D1 | Post-monsoon (Oct-Nov) | Night (00-06) | 0.19342 | 0.24189 | 0.81 | 0 | 366 | 28.67 | 77.23 | 5.5 | 0.041781
wind | INDNO | 2017 | S4D2 | S4 | D2 | Post-monsoon (Oct-Nov) | Day (06-18) | 0.11212 | 0.13838 | 0.746 | 0 | 732 | 28.67 | 77.23 | 5.5 | 0.083562
wind | INDNO | 2017 | S4D3 | S4 | D3 | Post-monsoon (Oct-Nov) | Evening (18-24) | 0.19997 | 0.20528 | 0.812 | 0 | 366 | 28.67 | 77.23 | 5.5 | 0.041781
wind | INDNO | 2018 | S1D1 | S1 | D1 | Winter (Dec-Feb) | Night (00-06) | 0.38026 | 0.27541 | 0.898 | 0 | 540 | 28.67 | 77.23 | 5.5 | 0.061644
wind | INDNO | 2018 | S1D2 | S1 | D2 | Winter (Dec-Feb) | Day (06-18) | 0.22754 | 0.22944 | 0.948 | 0 | 1080 | 28.67 | 77.23 | 5.5 | 0.12329
wind | INDNO | 2018 | S1D3 | S1 | D3 | Winter (Dec-Feb) | Evening (18-24) | 0.43347 | 0.27303 | 0.937 | 0.001 | 540 | 28.67 | 77.23 | 5.5 | 0.061644
wind | INDNO | 2018 | S2D1 | S2 | D1 | Pre-monsoon (Mar-May) | Night (00-06) | 0.36416 | 0.26456 | 0.893 | 0 | 552 | 28.67 | 77.23 | 5.5 | 0.063014
wind | INDNO | 2018 | S2D2 | S2 | D2 | Pre-monsoon (Mar-May) | Day (06-18) | 0.21517 | 0.22238 | 0.972 | 0 | 1104 | 28.67 | 77.23 | 5.5 | 0.12603
wind | INDNO | 2018 | S2D3 | S2 | D3 | Pre-monsoon (Mar-May) | Evening (18-24) | 0.39244 | 0.27279 | 0.972 | 0 | 552 | 28.67 | 77.23 | 5.5 | 0.063014
wind | INDNO | 2018 | S3D1 | S3 | D1 | SW Monsoon (Jun-Sep) | Night (00-06) | 0.27044 | 0.26931 | 0.96 | 0 | 732 | 28.67 | 77.23 | 5.5 | 0.083562
wind | INDNO | 2018 | S3D2 | S3 | D2 | SW Monsoon (Jun-Sep) | Day (06-18) | 0.2086 | 0.23791 | 0.972 | 0 | 1464 | 28.67 | 77.23 | 5.5 | 0.16712
wind | INDNO | 2018 | S3D3 | S3 | D3 | SW Monsoon (Jun-Sep) | Evening (18-24) | 0.20477 | 0.2255 | 0.951 | 0 | 732 | 28.67 | 77.23 | 5.5 | 0.083562
wind | INDNO | 2018 | S4D1 | S4 | D1 | Post-monsoon (Oct-Nov) | Night (00-06) | 0.183 | 0.22075 | 0.887 | 0 | 366 | 28.67 | 77.23 | 5.5 | 0.041781
wind | INDNO | 2018 | S4D2 | S4 | D2 | Post-monsoon (Oct-Nov) | Day (06-18) | 0.12335 | 0.17506 | 0.845 | 0 | 732 | 28.67 | 77.23 | 5.5 | 0.083562
wind | INDNO | 2018 | S4D3 | S4 | D3 | Post-monsoon (Oct-Nov) | Evening (18-24) | 0.21746 | 0.20467 | 0.889 | 0.001 | 366 | 28.67 | 77.23 | 5.5 | 0.041781
wind | INDNO | 2019 | S1D1 | S1 | D1 | Winter (Dec-Feb) | Night (00-06) | 0.3508 | 0.2581 | 0.959 | 0 | 540 | 28.67 | 77.23 | 5.5 | 0.061644
wind | INDNO | 2019 | S1D2 | S1 | D2 | Winter (Dec-Feb) | Day (06-18) | 0.20238 | 0.22186 | 0.943 | 0 | 1080 | 28.67 | 77.23 | 5.5 | 0.12329
wind | INDNO | 2019 | S1D3 | S1 | D3 | Winter (Dec-Feb) | Evening (18-24) | 0.38059 | 0.28058 | 0.946 | 0.001 | 540 | 28.67 | 77.23 | 5.5 | 0.061644
wind | INDNO | 2019 | S2D1 | S2 | D1 | Pre-monsoon (Mar-May) | Night (00-06) | 0.416 | 0.2515 | 0.913 | 0 | 552 | 28.67 | 77.23 | 5.5 | 0.063014
wind | INDNO | 2019 | S2D2 | S2 | D2 | Pre-monsoon (Mar-May) | Day (06-18) | 0.28155 | 0.26571 | 0.972 | 0 | 1104 | 28.67 | 77.23 | 5.5 | 0.12603
wind | INDNO | 2019 | S2D3 | S2 | D3 | Pre-monsoon (Mar-May) | Evening (18-24) | 0.48824 | 0.26237 | 0.97 | 0.001 | 552 | 28.67 | 77.23 | 5.5 | 0.063014
wind | INDNO | 2019 | S3D1 | S3 | D1 | SW Monsoon (Jun-Sep) | Night (00-06) | 0.20779 | 0.22122 | 0.932 | 0 | 732 | 28.67 | 77.23 | 5.5 | 0.083562
wind | INDNO | 2019 | S3D2 | S3 | D2 | SW Monsoon (Jun-Sep) | Day (06-18) | 0.19943 | 0.25091 | 0.973 | 0 | 1464 | 28.67 | 77.23 | 5.5 | 0.16712
wind | INDNO | 2019 | S3D3 | S3 | D3 | SW Monsoon (Jun-Sep) | Evening (18-24) | 0.22972 | 0.21927 | 0.951 | 0 | 732 | 28.67 | 77.23 | 5.5 | 0.083562
wind | INDNO | 2019 | S4D1 | S4 | D1 | Post-monsoon (Oct-Nov) | Night (00-06) | 0.23433 | 0.20446 | 0.824 | 0 | 366 | 28.67 | 77.23 | 5.5 | 0.041781
wind | INDNO | 2019 | S4D2 | S4 | D2 | Post-monsoon (Oct-Nov) | Day (06-18) | 0.15455 | 0.18915 | 0.925 | 0 | 732 | 28.67 | 77.23 | 5.5 | 0.083562
wind | INDNO | 2019 | S4D3 | S4 | D3 | Post-monsoon (Oct-Nov) | Evening (18-24) | 0.31948 | 0.22501 | 0.883 | 0 | 366 | 28.67 | 77.23 | 5.5 | 0.041781
wind | INDNO | 2020 | S1D1 | S1 | D1 | Winter (Dec-Feb) | Night (00-06) | 0.31148 | 0.24744 | 0.881 | 0 | 546 | 28.67 | 77.23 | 5.5 | 0.061644
wind | INDNO | 2020 | S1D2 | S1 | D2 | Winter (Dec-Feb) | Day (06-18) | 0.19582 | 0.23 | 0.946 | 0 | 1092 | 28.67 | 77.23 | 5.5 | 0.12329
wind | INDNO | 2020 | S1D3 | S1 | D3 | Winter (Dec-Feb) | Evening (18-24) | 0.36846 | 0.27748 | 0.944 | 0 | 546 | 28.67 | 77.23 | 5.5 | 0.061644
wind | INDNO | 2020 | S2D1 | S2 | D1 | Pre-monsoon (Mar-May) | Night (00-06) | 0.33961 | 0.25249 | 0.973 | 0 | 552 | 28.67 | 77.23 | 5.5 | 0.063014
wind | INDNO | 2020 | S2D2 | S2 | D2 | Pre-monsoon (Mar-May) | Day (06-18) | 0.23303 | 0.24827 | 0.958 | 0 | 1104 | 28.67 | 77.23 | 5.5 | 0.12603
wind | INDNO | 2020 | S2D3 | S2 | D3 | Pre-monsoon (Mar-May) | Evening (18-24) | 0.41975 | 0.28338 | 0.907 | 0.003 | 552 | 28.67 | 77.23 | 5.5 | 0.063014
wind | INDNO | 2020 | S3D1 | S3 | D1 | SW Monsoon (Jun-Sep) | Night (00-06) | 0.22132 | 0.18989 | 0.868 | 0 | 732 | 28.67 | 77.23 | 5.5 | 0.083562
wind | INDNO | 2020 | S3D2 | S3 | D2 | SW Monsoon (Jun-Sep) | Day (06-18) | 0.18136 | 0.2211 | 0.973 | 0 | 1464 | 28.67 | 77.23 | 5.5 | 0.16712
wind | INDNO | 2020 | S3D3 | S3 | D3 | SW Monsoon (Jun-Sep) | Evening (18-24) | 0.20661 | 0.20572 | 0.916 | 0 | 732 | 28.67 | 77.23 | 5.5 | 0.083562
wind | INDNO | 2020 | S4D1 | S4 | D1 | Post-monsoon (Oct-Nov) | Night (00-06) | 0.26167 | 0.22097 | 0.844 | 0.001 | 366 | 28.67 | 77.23 | 5.5 | 0.041781
wind | INDNO | 2020 | S4D2 | S4 | D2 | Post-monsoon (Oct-Nov) | Day (06-18) | 0.1575 | 0.17215 | 0.841 | 0 | 732 | 28.67 | 77.23 | 5.5 | 0.083562
wind | INDNO | 2020 | S4D3 | S4 | D3 | Post-monsoon (Oct-Nov) | Evening (18-24) | 0.25159 | 0.22493 | 0.897 | 0 | 366 | 28.67 | 77.23 | 5.5 | 0.041781
wind | INDNO | 2021 | S1D1 | S1 | D1 | Winter (Dec-Feb) | Night (00-06) | 0.40429 | 0.24902 | 0.855 | 0 | 540 | 28.67 | 77.23 | 5.5 | 0.061644
wind | INDNO | 2021 | S1D2 | S1 | D2 | Winter (Dec-Feb) | Day (06-18) | 0.21014 | 0.21291 | 0.86 | 0 | 1080 | 28.67 | 77.23 | 5.5 | 0.12329
wind | INDNO | 2021 | S1D3 | S1 | D3 | Winter (Dec-Feb) | Evening (18-24) | 0.40449 | 0.2566 | 0.881 | 0 | 540 | 28.67 | 77.23 | 5.5 | 0.061644
wind | INDNO | 2021 | S2D1 | S2 | D1 | Pre-monsoon (Mar-May) | Night (00-06) | 0.40803 | 0.27888 | 0.942 | 0 | 552 | 28.67 | 77.23 | 5.5 | 0.063014
wind | INDNO | 2021 | S2D2 | S2 | D2 | Pre-monsoon (Mar-May) | Day (06-18) | 0.24024 | 0.26517 | 0.973 | 0 | 1104 | 28.67 | 77.23 | 5.5 | 0.12603
wind | INDNO | 2021 | S2D3 | S2 | D3 | Pre-monsoon (Mar-May) | Evening (18-24) | 0.44692 | 0.28167 | 0.966 | 0.002 | 552 | 28.67 | 77.23 | 5.5 | 0.063014
wind | INDNO | 2021 | S3D1 | S3 | D1 | SW Monsoon (Jun-Sep) | Night (00-06) | 0.24731 | 0.20972 | 0.937 | 0 | 732 | 28.67 | 77.23 | 5.5 | 0.083562
wind | INDNO | 2021 | S3D2 | S3 | D2 | SW Monsoon (Jun-Sep) | Day (06-18) | 0.15747 | 0.1924 | 0.939 | 0 | 1464 | 28.67 | 77.23 | 5.5 | 0.16712
wind | INDNO | 2021 | S3D3 | S3 | D3 | SW Monsoon (Jun-Sep) | Evening (18-24) | 0.22128 | 0.21787 | 0.904 | 0 | 732 | 28.67 | 77.23 | 5.5 | 0.083562
wind | INDNO | 2021 | S4D1 | S4 | D1 | Post-monsoon (Oct-Nov) | Night (00-06) | 0.24803 | 0.23411 | 0.85 | 0 | 366 | 28.67 | 77.23 | 5.5 | 0.041781
wind | INDNO | 2021 | S4D2 | S4 | D2 | Post-monsoon (Oct-Nov) | Day (06-18) | 0.1419 | 0.17357 | 0.891 | 0 | 732 | 28.67 | 77.23 | 5.5 | 0.083562
wind | INDNO | 2021 | S4D3 | S4 | D3 | Post-monsoon (Oct-Nov) | Evening (18-24) | 0.20415 | 0.23557 | 0.925 | 0 | 366 | 28.67 | 77.23 | 5.5 | 0.041781
wind | INDNO | 2022 | S1D1 | S1 | D1 | Winter (Dec-Feb) | Night (00-06) | 0.30191 | 0.27253 | 0.924 | 0 | 540 | 28.67 | 77.23 | 5.5 | 0.061644
wind | INDNO | 2022 | S1D2 | S1 | D2 | Winter (Dec-Feb) | Day (06-18) | 0.18176 | 0.24796 | 0.97 | 0 | 1080 | 28.67 | 77.23 | 5.5 | 0.12329
wind | INDNO | 2022 | S1D3 | S1 | D3 | Winter (Dec-Feb) | Evening (18-24) | 0.30052 | 0.28474 | 0.966 | 0 | 540 | 28.67 | 77.23 | 5.5 | 0.061644
wind | INDNO | 2022 | S2D1 | S2 | D1 | Pre-monsoon (Mar-May) | Night (00-06) | 0.29435 | 0.25238 | 0.941 | 0 | 552 | 28.67 | 77.23 | 5.5 | 0.063014
wind | INDNO | 2022 | S2D2 | S2 | D2 | Pre-monsoon (Mar-May) | Day (06-18) | 0.22206 | 0.23766 | 0.961 | 0 | 1104 | 28.67 | 77.23 | 5.5 | 0.12603
wind | INDNO | 2022 | S2D3 | S2 | D3 | Pre-monsoon (Mar-May) | Evening (18-24) | 0.314 | 0.25751 | 0.897 | 0 | 552 | 28.67 | 77.23 | 5.5 | 0.063014
wind | INDNO | 2022 | S3D1 | S3 | D1 | SW Monsoon (Jun-Sep) | Night (00-06) | 0.23954 | 0.22897 | 0.901 | 0 | 732 | 28.67 | 77.23 | 5.5 | 0.083562
wind | INDNO | 2022 | S3D2 | S3 | D2 | SW Monsoon (Jun-Sep) | Day (06-18) | 0.24884 | 0.26891 | 0.973 | 0 | 1464 | 28.67 | 77.23 | 5.5 | 0.16712
wind | INDNO | 2022 | S3D3 | S3 | D3 | SW Monsoon (Jun-Sep) | Evening (18-24) | 0.25487 | 0.23513 | 0.944 | 0 | 732 | 28.67 | 77.23 | 5.5 | 0.083562
wind | INDNO | 2022 | S4D1 | S4 | D1 | Post-monsoon (Oct-Nov) | Night (00-06) | 0.2 | 0.21138 | 0.756 | 0 | 366 | 28.67 | 77.23 | 5.5 | 0.041781
wind | INDNO | 2022 | S4D2 | S4 | D2 | Post-monsoon (Oct-Nov) | Day (06-18) | 0.15802 | 0.19536 | 0.878 | 0 | 732 | 28.67 | 77.23 | 5.5 | 0.083562
wind | INDNO | 2022 | S4D3 | S4 | D3 | Post-monsoon (Oct-Nov) | Evening (18-24) | 0.22539 | 0.22226 | 0.906 | 0 | 366 | 28.67 | 77.23 | 5.5 | 0.041781
wind | INDSO | 2014 | S1D1 | S1 | D1 | Winter (Dec-Feb) | Night (00-06) | 0.35524 | 0.1645 | 0.765 | 0 | 349 | 12.9724 | 77.5806 | 5.5 | 0.061644
wind | INDSO | 2014 | S1D2 | S1 | D2 | Winter (Dec-Feb) | Day (06-18) | 0.23249 | 0.20545 | 0.837 | 0 | 708 | 12.9724 | 77.5806 | 5.5 | 0.12329
wind | INDSO | 2014 | S1D3 | S1 | D3 | Winter (Dec-Feb) | Evening (18-24) | 0.66121 | 0.19981 | 0.916 | 0.001 | 354 | 12.9724 | 77.5806 | 5.5 | 0.061644
wind | INDSO | 2014 | S2D1 | S2 | D1 | Pre-monsoon (Mar-May) | Night (00-06) | 0.33029 | 0.19061 | 0.874 | 0.001 | 552 | 12.9724 | 77.5806 | 5.5 | 0.063014
wind | INDSO | 2014 | S2D2 | S2 | D2 | Pre-monsoon (Mar-May) | Day (06-18) | 0.20976 | 0.23173 | 0.973 | 0 | 1104 | 12.9724 | 77.5806 | 5.5 | 0.12603
wind | INDSO | 2014 | S2D3 | S2 | D3 | Pre-monsoon (Mar-May) | Evening (18-24) | 0.55879 | 0.29082 | 0.928 | 0 | 552 | 12.9724 | 77.5806 | 5.5 | 0.063014
wind | INDSO | 2014 | S3D1 | S3 | D1 | SW Monsoon (Jun-Sep) | Night (00-06) | 0.53676 | 0.22752 | 0.965 | 0.008 | 732 | 12.9724 | 77.5806 | 5.5 | 0.083562
wind | INDSO | 2014 | S3D2 | S3 | D2 | SW Monsoon (Jun-Sep) | Day (06-18) | 0.64095 | 0.32247 | 0.973 | 0 | 1464 | 12.9724 | 77.5806 | 5.5 | 0.16712
wind | INDSO | 2014 | S3D3 | S3 | D3 | SW Monsoon (Jun-Sep) | Evening (18-24) | 0.55966 | 0.22337 | 0.965 | 0.003 | 732 | 12.9724 | 77.5806 | 5.5 | 0.083562
wind | INDSO | 2014 | S4D1 | S4 | D1 | Post-monsoon (Oct-Nov) | Night (00-06) | 0.26195 | 0.15165 | 0.704 | 0 | 366 | 12.9724 | 77.5806 | 5.5 | 0.041781
wind | INDSO | 2014 | S4D2 | S4 | D2 | Post-monsoon (Oct-Nov) | Day (06-18) | 0.26782 | 0.22326 | 0.862 | 0 | 732 | 12.9724 | 77.5806 | 5.5 | 0.083562
wind | INDSO | 2014 | S4D3 | S4 | D3 | Post-monsoon (Oct-Nov) | Evening (18-24) | 0.39532 | 0.19964 | 0.813 | 0.001 | 366 | 12.9724 | 77.5806 | 5.5 | 0.041781
wind | INDSO | 2015 | S1D1 | S1 | D1 | Winter (Dec-Feb) | Night (00-06) | 0.30697 | 0.15024 | 0.735 | 0.02 | 540 | 12.9724 | 77.5806 | 5.5 | 0.061644
wind | INDSO | 2015 | S1D2 | S1 | D2 | Winter (Dec-Feb) | Day (06-18) | 0.21122 | 0.20954 | 0.868 | 0 | 1080 | 12.9724 | 77.5806 | 5.5 | 0.12329
wind | INDSO | 2015 | S1D3 | S1 | D3 | Winter (Dec-Feb) | Evening (18-24) | 0.61175 | 0.19987 | 0.903 | 0.029 | 540 | 12.9724 | 77.5806 | 5.5 | 0.061644
wind | INDSO | 2015 | S2D1 | S2 | D1 | Pre-monsoon (Mar-May) | Night (00-06) | 0.28881 | 0.19139 | 0.891 | 0 | 552 | 12.9724 | 77.5806 | 5.5 | 0.063014
wind | INDSO | 2015 | S2D2 | S2 | D2 | Pre-monsoon (Mar-May) | Day (06-18) | 0.19462 | 0.21531 | 0.922 | 0 | 1104 | 12.9724 | 77.5806 | 5.5 | 0.12603
wind | INDSO | 2015 | S2D3 | S2 | D3 | Pre-monsoon (Mar-May) | Evening (18-24) | 0.45599 | 0.28699 | 0.932 | 0 | 552 | 12.9724 | 77.5806 | 5.5 | 0.063014
wind | INDSO | 2015 | S3D1 | S3 | D1 | SW Monsoon (Jun-Sep) | Night (00-06) | 0.46908 | 0.24658 | 0.973 | 0.004 | 732 | 12.9724 | 77.5806 | 5.5 | 0.083562
wind | INDSO | 2015 | S3D2 | S3 | D2 | SW Monsoon (Jun-Sep) | Day (06-18) | 0.59367 | 0.32444 | 0.973 | 0 | 1464 | 12.9724 | 77.5806 | 5.5 | 0.16712
wind | INDSO | 2015 | S3D3 | S3 | D3 | SW Monsoon (Jun-Sep) | Evening (18-24) | 0.52303 | 0.2377 | 0.972 | 0.003 | 732 | 12.9724 | 77.5806 | 5.5 | 0.083562
wind | INDSO | 2015 | S4D1 | S4 | D1 | Post-monsoon (Oct-Nov) | Night (00-06) | 0.27938 | 0.17014 | 0.973 | 0 | 366 | 12.9724 | 77.5806 | 5.5 | 0.041781
wind | INDSO | 2015 | S4D2 | S4 | D2 | Post-monsoon (Oct-Nov) | Day (06-18) | 0.29555 | 0.2271 | 0.973 | 0 | 732 | 12.9724 | 77.5806 | 5.5 | 0.083562
wind | INDSO | 2015 | S4D3 | S4 | D3 | Post-monsoon (Oct-Nov) | Evening (18-24) | 0.40717 | 0.21522 | 0.96 | 0 | 366 | 12.9724 | 77.5806 | 5.5 | 0.041781
wind | INDSO | 2016 | S1D1 | S1 | D1 | Winter (Dec-Feb) | Night (00-06) | 0.27503 | 0.13576 | 0.63 | 0.011 | 546 | 12.9724 | 77.5806 | 5.5 | 0.061644
wind | INDSO | 2016 | S1D2 | S1 | D2 | Winter (Dec-Feb) | Day (06-18) | 0.23511 | 0.23816 | 0.918 | 0 | 1092 | 12.9724 | 77.5806 | 5.5 | 0.12329
wind | INDSO | 2016 | S1D3 | S1 | D3 | Winter (Dec-Feb) | Evening (18-24) | 0.58752 | 0.17917 | 0.919 | 0.001 | 546 | 12.9724 | 77.5806 | 5.5 | 0.061644
wind | INDSO | 2016 | S2D1 | S2 | D1 | Pre-monsoon (Mar-May) | Night (00-06) | 0.34928 | 0.19387 | 0.908 | 0.005 | 552 | 12.9724 | 77.5806 | 5.5 | 0.063014
wind | INDSO | 2016 | S2D2 | S2 | D2 | Pre-monsoon (Mar-May) | Day (06-18) | 0.15161 | 0.21057 | 0.966 | 0 | 1104 | 12.9724 | 77.5806 | 5.5 | 0.12603
wind | INDSO | 2016 | S2D3 | S2 | D3 | Pre-monsoon (Mar-May) | Evening (18-24) | 0.50559 | 0.27241 | 0.955 | 0.003 | 552 | 12.9724 | 77.5806 | 5.5 | 0.063014
wind | INDSO | 2016 | S3D1 | S3 | D1 | SW Monsoon (Jun-Sep) | Night (00-06) | 0.49745 | 0.20004 | 0.965 | 0.02 | 732 | 12.9724 | 77.5806 | 5.5 | 0.083562
wind | INDSO | 2016 | S3D2 | S3 | D2 | SW Monsoon (Jun-Sep) | Day (06-18) | 0.62474 | 0.28779 | 0.973 | 0 | 1464 | 12.9724 | 77.5806 | 5.5 | 0.16712
wind | INDSO | 2016 | S3D3 | S3 | D3 | SW Monsoon (Jun-Sep) | Evening (18-24) | 0.49977 | 0.24578 | 0.969 | 0.001 | 732 | 12.9724 | 77.5806 | 5.5 | 0.083562
wind | INDSO | 2016 | S4D1 | S4 | D1 | Post-monsoon (Oct-Nov) | Night (00-06) | 0.22214 | 0.13788 | 0.591 | 0 | 366 | 12.9724 | 77.5806 | 5.5 | 0.041781
wind | INDSO | 2016 | S4D2 | S4 | D2 | Post-monsoon (Oct-Nov) | Day (06-18) | 0.18531 | 0.17617 | 0.757 | 0 | 732 | 12.9724 | 77.5806 | 5.5 | 0.083562
wind | INDSO | 2016 | S4D3 | S4 | D3 | Post-monsoon (Oct-Nov) | Evening (18-24) | 0.44716 | 0.22004 | 0.851 | 0.006 | 366 | 12.9724 | 77.5806 | 5.5 | 0.041781
wind | INDSO | 2017 | S1D1 | S1 | D1 | Winter (Dec-Feb) | Night (00-06) | 0.30691 | 0.17172 | 0.933 | 0 | 540 | 12.9724 | 77.5806 | 5.5 | 0.061644
wind | INDSO | 2017 | S1D2 | S1 | D2 | Winter (Dec-Feb) | Day (06-18) | 0.28791 | 0.25396 | 0.94 | 0 | 1080 | 12.9724 | 77.5806 | 5.5 | 0.12329
wind | INDSO | 2017 | S1D3 | S1 | D3 | Winter (Dec-Feb) | Evening (18-24) | 0.65315 | 0.17659 | 0.965 | 0.005 | 540 | 12.9724 | 77.5806 | 5.5 | 0.061644
wind | INDSO | 2017 | S2D1 | S2 | D1 | Pre-monsoon (Mar-May) | Night (00-06) | 0.30426 | 0.1813 | 0.777 | 0 | 552 | 12.9724 | 77.5806 | 5.5 | 0.063014
wind | INDSO | 2017 | S2D2 | S2 | D2 | Pre-monsoon (Mar-May) | Day (06-18) | 0.16484 | 0.21619 | 0.961 | 0 | 1104 | 12.9724 | 77.5806 | 5.5 | 0.12603
wind | INDSO | 2017 | S2D3 | S2 | D3 | Pre-monsoon (Mar-May) | Evening (18-24) | 0.41118 | 0.28559 | 0.912 | 0 | 552 | 12.9724 | 77.5806 | 5.5 | 0.063014
wind | INDSO | 2017 | S3D1 | S3 | D1 | SW Monsoon (Jun-Sep) | Night (00-06) | 0.41697 | 0.20411 | 0.861 | 0 | 732 | 12.9724 | 77.5806 | 5.5 | 0.083562
wind | INDSO | 2017 | S3D2 | S3 | D2 | SW Monsoon (Jun-Sep) | Day (06-18) | 0.5503 | 0.33705 | 0.973 | 0 | 1464 | 12.9724 | 77.5806 | 5.5 | 0.16712
wind | INDSO | 2017 | S3D3 | S3 | D3 | SW Monsoon (Jun-Sep) | Evening (18-24) | 0.4522 | 0.25828 | 0.958 | 0 | 732 | 12.9724 | 77.5806 | 5.5 | 0.083562
wind | INDSO | 2017 | S4D1 | S4 | D1 | Post-monsoon (Oct-Nov) | Night (00-06) | 0.25177 | 0.13208 | 0.596 | 0 | 366 | 12.9724 | 77.5806 | 5.5 | 0.041781
wind | INDSO | 2017 | S4D2 | S4 | D2 | Post-monsoon (Oct-Nov) | Day (06-18) | 0.24742 | 0.20553 | 0.896 | 0 | 732 | 12.9724 | 77.5806 | 5.5 | 0.083562
wind | INDSO | 2017 | S4D3 | S4 | D3 | Post-monsoon (Oct-Nov) | Evening (18-24) | 0.31696 | 0.21798 | 0.831 | 0.001 | 366 | 12.9724 | 77.5806 | 5.5 | 0.041781
wind | INDSO | 2018 | S1D1 | S1 | D1 | Winter (Dec-Feb) | Night (00-06) | 0.27524 | 0.16187 | 0.85 | 0.001 | 540 | 12.9724 | 77.5806 | 5.5 | 0.061644
wind | INDSO | 2018 | S1D2 | S1 | D2 | Winter (Dec-Feb) | Day (06-18) | 0.21734 | 0.20094 | 0.973 | 0 | 1080 | 12.9724 | 77.5806 | 5.5 | 0.12329
wind | INDSO | 2018 | S1D3 | S1 | D3 | Winter (Dec-Feb) | Evening (18-24) | 0.60083 | 0.20641 | 0.943 | 0.002 | 540 | 12.9724 | 77.5806 | 5.5 | 0.061644
wind | INDSO | 2018 | S2D1 | S2 | D1 | Pre-monsoon (Mar-May) | Night (00-06) | 0.2586 | 0.1768 | 0.801 | 0 | 552 | 12.9724 | 77.5806 | 5.5 | 0.063014
wind | INDSO | 2018 | S2D2 | S2 | D2 | Pre-monsoon (Mar-May) | Day (06-18) | 0.17203 | 0.18614 | 0.86 | 0 | 1104 | 12.9724 | 77.5806 | 5.5 | 0.12603
wind | INDSO | 2018 | S2D3 | S2 | D3 | Pre-monsoon (Mar-May) | Evening (18-24) | 0.43038 | 0.29913 | 0.952 | 0 | 552 | 12.9724 | 77.5806 | 5.5 | 0.063014
wind | INDSO | 2018 | S3D1 | S3 | D1 | SW Monsoon (Jun-Sep) | Night (00-06) | 0.5064 | 0.22798 | 0.965 | 0 | 732 | 12.9724 | 77.5806 | 5.5 | 0.083562
wind | INDSO | 2018 | S3D2 | S3 | D2 | SW Monsoon (Jun-Sep) | Day (06-18) | 0.64855 | 0.3331 | 0.973 | 0 | 1464 | 12.9724 | 77.5806 | 5.5 | 0.16712
wind | INDSO | 2018 | S3D3 | S3 | D3 | SW Monsoon (Jun-Sep) | Evening (18-24) | 0.54502 | 0.2498 | 0.972 | 0 | 732 | 12.9724 | 77.5806 | 5.5 | 0.083562
wind | INDSO | 2018 | S4D1 | S4 | D1 | Post-monsoon (Oct-Nov) | Night (00-06) | 0.2271 | 0.14812 | 0.641 | 0 | 366 | 12.9724 | 77.5806 | 5.5 | 0.041781
wind | INDSO | 2018 | S4D2 | S4 | D2 | Post-monsoon (Oct-Nov) | Day (06-18) | 0.3197 | 0.23214 | 0.909 | 0 | 732 | 12.9724 | 77.5806 | 5.5 | 0.083562
wind | INDSO | 2018 | S4D3 | S4 | D3 | Post-monsoon (Oct-Nov) | Evening (18-24) | 0.42723 | 0.22189 | 0.794 | 0 | 366 | 12.9724 | 77.5806 | 5.5 | 0.041781
wind | INDSO | 2019 | S1D1 | S1 | D1 | Winter (Dec-Feb) | Night (00-06) | 0.27777 | 0.15319 | 0.779 | 0.001 | 540 | 12.9724 | 77.5806 | 5.5 | 0.061644
wind | INDSO | 2019 | S1D2 | S1 | D2 | Winter (Dec-Feb) | Day (06-18) | 0.21471 | 0.20838 | 0.874 | 0 | 1080 | 12.9724 | 77.5806 | 5.5 | 0.12329
wind | INDSO | 2019 | S1D3 | S1 | D3 | Winter (Dec-Feb) | Evening (18-24) | 0.61636 | 0.20455 | 0.935 | 0.005 | 540 | 12.9724 | 77.5806 | 5.5 | 0.061644
wind | INDSO | 2019 | S2D1 | S2 | D1 | Pre-monsoon (Mar-May) | Night (00-06) | 0.32122 | 0.19394 | 0.914 | 0 | 552 | 12.9724 | 77.5806 | 5.5 | 0.063014
wind | INDSO | 2019 | S2D2 | S2 | D2 | Pre-monsoon (Mar-May) | Day (06-18) | 0.15979 | 0.17744 | 0.867 | 0 | 1104 | 12.9724 | 77.5806 | 5.5 | 0.12603
wind | INDSO | 2019 | S2D3 | S2 | D3 | Pre-monsoon (Mar-May) | Evening (18-24) | 0.49692 | 0.29385 | 0.944 | 0 | 552 | 12.9724 | 77.5806 | 5.5 | 0.063014
wind | INDSO | 2019 | S3D1 | S3 | D1 | SW Monsoon (Jun-Sep) | Night (00-06) | 0.50811 | 0.21011 | 0.973 | 0 | 732 | 12.9724 | 77.5806 | 5.5 | 0.083562
wind | INDSO | 2019 | S3D2 | S3 | D2 | SW Monsoon (Jun-Sep) | Day (06-18) | 0.63169 | 0.30628 | 0.973 | 0 | 1464 | 12.9724 | 77.5806 | 5.5 | 0.16712
wind | INDSO | 2019 | S3D3 | S3 | D3 | SW Monsoon (Jun-Sep) | Evening (18-24) | 0.52046 | 0.23839 | 0.973 | 0.001 | 732 | 12.9724 | 77.5806 | 5.5 | 0.083562
wind | INDSO | 2019 | S4D1 | S4 | D1 | Post-monsoon (Oct-Nov) | Night (00-06) | 0.23695 | 0.15946 | 0.624 | 0 | 366 | 12.9724 | 77.5806 | 5.5 | 0.041781
wind | INDSO | 2019 | S4D2 | S4 | D2 | Post-monsoon (Oct-Nov) | Day (06-18) | 0.26572 | 0.24385 | 0.933 | 0 | 732 | 12.9724 | 77.5806 | 5.5 | 0.083562
wind | INDSO | 2019 | S4D3 | S4 | D3 | Post-monsoon (Oct-Nov) | Evening (18-24) | 0.31968 | 0.18425 | 0.75 | 0 | 366 | 12.9724 | 77.5806 | 5.5 | 0.041781
wind | INDSO | 2020 | S1D1 | S1 | D1 | Winter (Dec-Feb) | Night (00-06) | 0.31885 | 0.1435 | 0.673 | 0.003 | 546 | 12.9724 | 77.5806 | 5.5 | 0.061644
wind | INDSO | 2020 | S1D2 | S1 | D2 | Winter (Dec-Feb) | Day (06-18) | 0.25102 | 0.20633 | 0.9 | 0 | 1092 | 12.9724 | 77.5806 | 5.5 | 0.12329
wind | INDSO | 2020 | S1D3 | S1 | D3 | Winter (Dec-Feb) | Evening (18-24) | 0.60301 | 0.18716 | 0.943 | 0.022 | 546 | 12.9724 | 77.5806 | 5.5 | 0.061644
wind | INDSO | 2020 | S2D1 | S2 | D1 | Pre-monsoon (Mar-May) | Night (00-06) | 0.28928 | 0.19609 | 0.917 | 0.006 | 552 | 12.9724 | 77.5806 | 5.5 | 0.063014
wind | INDSO | 2020 | S2D2 | S2 | D2 | Pre-monsoon (Mar-May) | Day (06-18) | 0.19338 | 0.21039 | 0.969 | 0 | 1104 | 12.9724 | 77.5806 | 5.5 | 0.12603
wind | INDSO | 2020 | S2D3 | S2 | D3 | Pre-monsoon (Mar-May) | Evening (18-24) | 0.53235 | 0.29045 | 0.938 | 0.001 | 552 | 12.9724 | 77.5806 | 5.5 | 0.063014
wind | INDSO | 2020 | S3D1 | S3 | D1 | SW Monsoon (Jun-Sep) | Night (00-06) | 0.44191 | 0.21212 | 0.973 | 0.004 | 732 | 12.9724 | 77.5806 | 5.5 | 0.083562
wind | INDSO | 2020 | S3D2 | S3 | D2 | SW Monsoon (Jun-Sep) | Day (06-18) | 0.51303 | 0.32744 | 0.973 | 0 | 1464 | 12.9724 | 77.5806 | 5.5 | 0.16712
wind | INDSO | 2020 | S3D3 | S3 | D3 | SW Monsoon (Jun-Sep) | Evening (18-24) | 0.42875 | 0.25256 | 0.97 | 0 | 732 | 12.9724 | 77.5806 | 5.5 | 0.083562
wind | INDSO | 2020 | S4D1 | S4 | D1 | Post-monsoon (Oct-Nov) | Night (00-06) | 0.31252 | 0.2027 | 0.916 | 0 | 366 | 12.9724 | 77.5806 | 5.5 | 0.041781
wind | INDSO | 2020 | S4D2 | S4 | D2 | Post-monsoon (Oct-Nov) | Day (06-18) | 0.31447 | 0.26477 | 0.969 | 0 | 732 | 12.9724 | 77.5806 | 5.5 | 0.083562
wind | INDSO | 2020 | S4D3 | S4 | D3 | Post-monsoon (Oct-Nov) | Evening (18-24) | 0.36256 | 0.20236 | 0.973 | 0 | 366 | 12.9724 | 77.5806 | 5.5 | 0.041781
wind | INDSO | 2021 | S1D1 | S1 | D1 | Winter (Dec-Feb) | Night (00-06) | 0.30611 | 0.1565 | 0.842 | 0.003 | 540 | 12.9724 | 77.5806 | 5.5 | 0.061644
wind | INDSO | 2021 | S1D2 | S1 | D2 | Winter (Dec-Feb) | Day (06-18) | 0.28716 | 0.23172 | 0.945 | 0 | 1080 | 12.9724 | 77.5806 | 5.5 | 0.12329
wind | INDSO | 2021 | S1D3 | S1 | D3 | Winter (Dec-Feb) | Evening (18-24) | 0.58237 | 0.16851 | 0.925 | 0.006 | 540 | 12.9724 | 77.5806 | 5.5 | 0.061644
wind | INDSO | 2021 | S2D1 | S2 | D1 | Pre-monsoon (Mar-May) | Night (00-06) | 0.26891 | 0.17502 | 0.877 | 0 | 552 | 12.9724 | 77.5806 | 5.5 | 0.063014
wind | INDSO | 2021 | S2D2 | S2 | D2 | Pre-monsoon (Mar-May) | Day (06-18) | 0.24353 | 0.23351 | 0.951 | 0 | 1104 | 12.9724 | 77.5806 | 5.5 | 0.12603
wind | INDSO | 2021 | S2D3 | S2 | D3 | Pre-monsoon (Mar-May) | Evening (18-24) | 0.54778 | 0.25683 | 0.925 | 0 | 552 | 12.9724 | 77.5806 | 5.5 | 0.063014
wind | INDSO | 2021 | S3D1 | S3 | D1 | SW Monsoon (Jun-Sep) | Night (00-06) | 0.4518 | 0.2122 | 0.942 | 0.001 | 732 | 12.9724 | 77.5806 | 5.5 | 0.083562
wind | INDSO | 2021 | S3D2 | S3 | D2 | SW Monsoon (Jun-Sep) | Day (06-18) | 0.54694 | 0.33675 | 0.973 | 0 | 1464 | 12.9724 | 77.5806 | 5.5 | 0.16712
wind | INDSO | 2021 | S3D3 | S3 | D3 | SW Monsoon (Jun-Sep) | Evening (18-24) | 0.44334 | 0.25042 | 0.973 | 0 | 732 | 12.9724 | 77.5806 | 5.5 | 0.083562
wind | INDSO | 2021 | S4D1 | S4 | D1 | Post-monsoon (Oct-Nov) | Night (00-06) | 0.25727 | 0.21107 | 0.97 | 0 | 366 | 12.9724 | 77.5806 | 5.5 | 0.041781
wind | INDSO | 2021 | S4D2 | S4 | D2 | Post-monsoon (Oct-Nov) | Day (06-18) | 0.25271 | 0.23838 | 0.951 | 0 | 732 | 12.9724 | 77.5806 | 5.5 | 0.083562
wind | INDSO | 2021 | S4D3 | S4 | D3 | Post-monsoon (Oct-Nov) | Evening (18-24) | 0.28625 | 0.19411 | 0.961 | 0 | 366 | 12.9724 | 77.5806 | 5.5 | 0.041781
wind | INDSO | 2022 | S1D1 | S1 | D1 | Winter (Dec-Feb) | Night (00-06) | 0.28354 | 0.16897 | 0.717 | 0 | 540 | 12.9724 | 77.5806 | 5.5 | 0.061644
wind | INDSO | 2022 | S1D2 | S1 | D2 | Winter (Dec-Feb) | Day (06-18) | 0.1871 | 0.20438 | 0.846 | 0 | 1080 | 12.9724 | 77.5806 | 5.5 | 0.12329
wind | INDSO | 2022 | S1D3 | S1 | D3 | Winter (Dec-Feb) | Evening (18-24) | 0.48515 | 0.22088 | 0.918 | 0 | 540 | 12.9724 | 77.5806 | 5.5 | 0.061644
wind | INDSO | 2022 | S2D1 | S2 | D1 | Pre-monsoon (Mar-May) | Night (00-06) | 0.30881 | 0.19766 | 0.902 | 0 | 552 | 12.9724 | 77.5806 | 5.5 | 0.063014
wind | INDSO | 2022 | S2D2 | S2 | D2 | Pre-monsoon (Mar-May) | Day (06-18) | 0.29073 | 0.27853 | 0.964 | 0 | 1104 | 12.9724 | 77.5806 | 5.5 | 0.12603
wind | INDSO | 2022 | S2D3 | S2 | D3 | Pre-monsoon (Mar-May) | Evening (18-24) | 0.49811 | 0.2983 | 0.925 | 0 | 552 | 12.9724 | 77.5806 | 5.5 | 0.063014
wind | INDSO | 2022 | S3D1 | S3 | D1 | SW Monsoon (Jun-Sep) | Night (00-06) | 0.41378 | 0.23526 | 0.973 | 0.004 | 732 | 12.9724 | 77.5806 | 5.5 | 0.083562
wind | INDSO | 2022 | S3D2 | S3 | D2 | SW Monsoon (Jun-Sep) | Day (06-18) | 0.47827 | 0.33276 | 0.973 | 0 | 1464 | 12.9724 | 77.5806 | 5.5 | 0.16712
wind | INDSO | 2022 | S3D3 | S3 | D3 | SW Monsoon (Jun-Sep) | Evening (18-24) | 0.41593 | 0.2575 | 0.972 | 0 | 732 | 12.9724 | 77.5806 | 5.5 | 0.083562
wind | INDSO | 2022 | S4D1 | S4 | D1 | Post-monsoon (Oct-Nov) | Night (00-06) | 0.29196 | 0.14778 | 0.806 | 0.006 | 366 | 12.9724 | 77.5806 | 5.5 | 0.041781
wind | INDSO | 2022 | S4D2 | S4 | D2 | Post-monsoon (Oct-Nov) | Day (06-18) | 0.23302 | 0.1906 | 0.858 | 0 | 732 | 12.9724 | 77.5806 | 5.5 | 0.083562
wind | INDSO | 2022 | S4D3 | S4 | D3 | Post-monsoon (Oct-Nov) | Evening (18-24) | 0.36677 | 0.16633 | 0.876 | 0 | 366 | 12.9724 | 77.5806 | 5.5 | 0.041781
wind | INDWE | 2014 | S1D1 | S1 | D1 | Winter (Dec-Feb) | Night (00-06) | 0.25155 | 0.19644 | 0.792 | 0.003 | 349 | 19.017 | 72.857 | 5.5 | 0.061644
wind | INDWE | 2014 | S1D2 | S1 | D2 | Winter (Dec-Feb) | Day (06-18) | 0.2177 | 0.19394 | 0.783 | 0 | 708 | 19.017 | 72.857 | 5.5 | 0.12329
wind | INDWE | 2014 | S1D3 | S1 | D3 | Winter (Dec-Feb) | Evening (18-24) | 0.3599 | 0.19467 | 0.82 | 0.009 | 354 | 19.017 | 72.857 | 5.5 | 0.061644
wind | INDWE | 2014 | S2D1 | S2 | D1 | Pre-monsoon (Mar-May) | Night (00-06) | 0.1042 | 0.13095 | 0.752 | 0 | 552 | 19.017 | 72.857 | 5.5 | 0.063014
wind | INDWE | 2014 | S2D2 | S2 | D2 | Pre-monsoon (Mar-May) | Day (06-18) | 0.20738 | 0.20974 | 0.879 | 0 | 1104 | 19.017 | 72.857 | 5.5 | 0.12603
wind | INDWE | 2014 | S2D3 | S2 | D3 | Pre-monsoon (Mar-May) | Evening (18-24) | 0.25632 | 0.18912 | 0.903 | 0 | 552 | 19.017 | 72.857 | 5.5 | 0.063014
wind | INDWE | 2014 | S3D1 | S3 | D1 | SW Monsoon (Jun-Sep) | Night (00-06) | 0.4792 | 0.31444 | 0.966 | 0.001 | 732 | 19.017 | 72.857 | 5.5 | 0.083562
wind | INDWE | 2014 | S3D2 | S3 | D2 | SW Monsoon (Jun-Sep) | Day (06-18) | 0.52177 | 0.32859 | 0.973 | 0 | 1464 | 19.017 | 72.857 | 5.5 | 0.16712
wind | INDWE | 2014 | S3D3 | S3 | D3 | SW Monsoon (Jun-Sep) | Evening (18-24) | 0.50555 | 0.29909 | 0.971 | 0.001 | 732 | 19.017 | 72.857 | 5.5 | 0.083562
wind | INDWE | 2014 | S4D1 | S4 | D1 | Post-monsoon (Oct-Nov) | Night (00-06) | 0.31273 | 0.18398 | 0.808 | 0.009 | 366 | 19.017 | 72.857 | 5.5 | 0.041781
wind | INDWE | 2014 | S4D2 | S4 | D2 | Post-monsoon (Oct-Nov) | Day (06-18) | 0.13982 | 0.16601 | 0.737 | 0 | 732 | 19.017 | 72.857 | 5.5 | 0.083562
wind | INDWE | 2014 | S4D3 | S4 | D3 | Post-monsoon (Oct-Nov) | Evening (18-24) | 0.16018 | 0.1357 | 0.771 | 0 | 366 | 19.017 | 72.857 | 5.5 | 0.041781
wind | INDWE | 2015 | S1D1 | S1 | D1 | Winter (Dec-Feb) | Night (00-06) | 0.35163 | 0.24704 | 0.868 | 0 | 540 | 19.017 | 72.857 | 5.5 | 0.061644
wind | INDWE | 2015 | S1D2 | S1 | D2 | Winter (Dec-Feb) | Day (06-18) | 0.18484 | 0.20201 | 0.866 | 0 | 1080 | 19.017 | 72.857 | 5.5 | 0.12329
wind | INDWE | 2015 | S1D3 | S1 | D3 | Winter (Dec-Feb) | Evening (18-24) | 0.33452 | 0.20575 | 0.839 | 0 | 540 | 19.017 | 72.857 | 5.5 | 0.061644
wind | INDWE | 2015 | S2D1 | S2 | D1 | Pre-monsoon (Mar-May) | Night (00-06) | 0.12453 | 0.14253 | 0.826 | 0 | 552 | 19.017 | 72.857 | 5.5 | 0.063014
wind | INDWE | 2015 | S2D2 | S2 | D2 | Pre-monsoon (Mar-May) | Day (06-18) | 0.18784 | 0.18973 | 0.793 | 0 | 1104 | 19.017 | 72.857 | 5.5 | 0.12603
wind | INDWE | 2015 | S2D3 | S2 | D3 | Pre-monsoon (Mar-May) | Evening (18-24) | 0.2671 | 0.17366 | 0.823 | 0 | 552 | 19.017 | 72.857 | 5.5 | 0.063014
wind | INDWE | 2015 | S3D1 | S3 | D1 | SW Monsoon (Jun-Sep) | Night (00-06) | 0.46791 | 0.30709 | 0.973 | 0 | 732 | 19.017 | 72.857 | 5.5 | 0.083562
wind | INDWE | 2015 | S3D2 | S3 | D2 | SW Monsoon (Jun-Sep) | Day (06-18) | 0.46496 | 0.30549 | 0.973 | 0 | 1464 | 19.017 | 72.857 | 5.5 | 0.16712
wind | INDWE | 2015 | S3D3 | S3 | D3 | SW Monsoon (Jun-Sep) | Evening (18-24) | 0.45792 | 0.28464 | 0.973 | 0.003 | 732 | 19.017 | 72.857 | 5.5 | 0.083562
wind | INDWE | 2015 | S4D1 | S4 | D1 | Post-monsoon (Oct-Nov) | Night (00-06) | 0.34964 | 0.25263 | 0.878 | 0.001 | 366 | 19.017 | 72.857 | 5.5 | 0.041781
wind | INDWE | 2015 | S4D2 | S4 | D2 | Post-monsoon (Oct-Nov) | Day (06-18) | 0.14437 | 0.17479 | 0.85 | 0 | 732 | 19.017 | 72.857 | 5.5 | 0.083562
wind | INDWE | 2015 | S4D3 | S4 | D3 | Post-monsoon (Oct-Nov) | Evening (18-24) | 0.23431 | 0.19553 | 0.867 | 0 | 366 | 19.017 | 72.857 | 5.5 | 0.041781
wind | INDWE | 2016 | S1D1 | S1 | D1 | Winter (Dec-Feb) | Night (00-06) | 0.28787 | 0.25136 | 0.907 | 0 | 546 | 19.017 | 72.857 | 5.5 | 0.061644
wind | INDWE | 2016 | S1D2 | S1 | D2 | Winter (Dec-Feb) | Day (06-18) | 0.16591 | 0.19313 | 0.829 | 0 | 1092 | 19.017 | 72.857 | 5.5 | 0.12329
wind | INDWE | 2016 | S1D3 | S1 | D3 | Winter (Dec-Feb) | Evening (18-24) | 0.3338 | 0.22306 | 0.903 | 0 | 546 | 19.017 | 72.857 | 5.5 | 0.061644
wind | INDWE | 2016 | S2D1 | S2 | D1 | Pre-monsoon (Mar-May) | Night (00-06) | 0.12182 | 0.1243 | 0.685 | 0 | 552 | 19.017 | 72.857 | 5.5 | 0.063014
wind | INDWE | 2016 | S2D2 | S2 | D2 | Pre-monsoon (Mar-May) | Day (06-18) | 0.23214 | 0.21227 | 0.807 | 0 | 1104 | 19.017 | 72.857 | 5.5 | 0.12603
wind | INDWE | 2016 | S2D3 | S2 | D3 | Pre-monsoon (Mar-May) | Evening (18-24) | 0.26502 | 0.16702 | 0.777 | 0 | 552 | 19.017 | 72.857 | 5.5 | 0.063014
wind | INDWE | 2016 | S3D1 | S3 | D1 | SW Monsoon (Jun-Sep) | Night (00-06) | 0.50795 | 0.26005 | 0.952 | 0 | 732 | 19.017 | 72.857 | 5.5 | 0.083562
wind | INDWE | 2016 | S3D2 | S3 | D2 | SW Monsoon (Jun-Sep) | Day (06-18) | 0.5415 | 0.27137 | 0.968 | 0 | 1464 | 19.017 | 72.857 | 5.5 | 0.16712
wind | INDWE | 2016 | S3D3 | S3 | D3 | SW Monsoon (Jun-Sep) | Evening (18-24) | 0.472 | 0.24287 | 0.948 | 0.009 | 732 | 19.017 | 72.857 | 5.5 | 0.083562
wind | INDWE | 2016 | S4D1 | S4 | D1 | Post-monsoon (Oct-Nov) | Night (00-06) | 0.36533 | 0.21277 | 0.804 | 0.024 | 366 | 19.017 | 72.857 | 5.5 | 0.041781
wind | INDWE | 2016 | S4D2 | S4 | D2 | Post-monsoon (Oct-Nov) | Day (06-18) | 0.18091 | 0.21052 | 0.821 | 0 | 732 | 19.017 | 72.857 | 5.5 | 0.083562
wind | INDWE | 2016 | S4D3 | S4 | D3 | Post-monsoon (Oct-Nov) | Evening (18-24) | 0.21563 | 0.12787 | 0.63 | 0.014 | 366 | 19.017 | 72.857 | 5.5 | 0.041781
wind | INDWE | 2017 | S1D1 | S1 | D1 | Winter (Dec-Feb) | Night (00-06) | 0.3406 | 0.20514 | 0.778 | 0.013 | 540 | 19.017 | 72.857 | 5.5 | 0.061644
wind | INDWE | 2017 | S1D2 | S1 | D2 | Winter (Dec-Feb) | Day (06-18) | 0.17687 | 0.1917 | 0.794 | 0 | 1080 | 19.017 | 72.857 | 5.5 | 0.12329
wind | INDWE | 2017 | S1D3 | S1 | D3 | Winter (Dec-Feb) | Evening (18-24) | 0.33864 | 0.17616 | 0.807 | 0.02 | 540 | 19.017 | 72.857 | 5.5 | 0.061644
wind | INDWE | 2017 | S2D1 | S2 | D1 | Pre-monsoon (Mar-May) | Night (00-06) | 0.093197 | 0.099315 | 0.642 | 0 | 552 | 19.017 | 72.857 | 5.5 | 0.063014
wind | INDWE | 2017 | S2D2 | S2 | D2 | Pre-monsoon (Mar-May) | Day (06-18) | 0.21804 | 0.21173 | 0.877 | 0 | 1104 | 19.017 | 72.857 | 5.5 | 0.12603
wind | INDWE | 2017 | S2D3 | S2 | D3 | Pre-monsoon (Mar-May) | Evening (18-24) | 0.22513 | 0.15819 | 0.75 | 0.001 | 552 | 19.017 | 72.857 | 5.5 | 0.063014
wind | INDWE | 2017 | S3D1 | S3 | D1 | SW Monsoon (Jun-Sep) | Night (00-06) | 0.44557 | 0.30524 | 0.965 | 0 | 732 | 19.017 | 72.857 | 5.5 | 0.083562
wind | INDWE | 2017 | S3D2 | S3 | D2 | SW Monsoon (Jun-Sep) | Day (06-18) | 0.48211 | 0.32333 | 0.973 | 0 | 1464 | 19.017 | 72.857 | 5.5 | 0.16712
wind | INDWE | 2017 | S3D3 | S3 | D3 | SW Monsoon (Jun-Sep) | Evening (18-24) | 0.44887 | 0.2822 | 0.97 | 0.001 | 732 | 19.017 | 72.857 | 5.5 | 0.083562
wind | INDWE | 2017 | S4D1 | S4 | D1 | Post-monsoon (Oct-Nov) | Night (00-06) | 0.2862 | 0.21221 | 0.822 | 0 | 366 | 19.017 | 72.857 | 5.5 | 0.041781
wind | INDWE | 2017 | S4D2 | S4 | D2 | Post-monsoon (Oct-Nov) | Day (06-18) | 0.13333 | 0.16836 | 0.851 | 0 | 732 | 19.017 | 72.857 | 5.5 | 0.083562
wind | INDWE | 2017 | S4D3 | S4 | D3 | Post-monsoon (Oct-Nov) | Evening (18-24) | 0.22179 | 0.16118 | 0.803 | 0 | 366 | 19.017 | 72.857 | 5.5 | 0.041781
wind | INDWE | 2018 | S1D1 | S1 | D1 | Winter (Dec-Feb) | Night (00-06) | 0.29339 | 0.20774 | 0.872 | 0.003 | 540 | 19.017 | 72.857 | 5.5 | 0.061644
wind | INDWE | 2018 | S1D2 | S1 | D2 | Winter (Dec-Feb) | Day (06-18) | 0.15182 | 0.19348 | 0.973 | 0 | 1080 | 19.017 | 72.857 | 5.5 | 0.12329
wind | INDWE | 2018 | S1D3 | S1 | D3 | Winter (Dec-Feb) | Evening (18-24) | 0.29325 | 0.1549 | 0.805 | 0.001 | 540 | 19.017 | 72.857 | 5.5 | 0.061644
wind | INDWE | 2018 | S2D1 | S2 | D1 | Pre-monsoon (Mar-May) | Night (00-06) | 0.090514 | 0.11499 | 0.666 | 0 | 552 | 19.017 | 72.857 | 5.5 | 0.063014
wind | INDWE | 2018 | S2D2 | S2 | D2 | Pre-monsoon (Mar-May) | Day (06-18) | 0.19316 | 0.18817 | 0.83 | 0 | 1104 | 19.017 | 72.857 | 5.5 | 0.12603
wind | INDWE | 2018 | S2D3 | S2 | D3 | Pre-monsoon (Mar-May) | Evening (18-24) | 0.22237 | 0.16149 | 0.737 | 0.003 | 552 | 19.017 | 72.857 | 5.5 | 0.063014
wind | INDWE | 2018 | S3D1 | S3 | D1 | SW Monsoon (Jun-Sep) | Night (00-06) | 0.54495 | 0.3003 | 0.973 | 0 | 732 | 19.017 | 72.857 | 5.5 | 0.083562
wind | INDWE | 2018 | S3D2 | S3 | D2 | SW Monsoon (Jun-Sep) | Day (06-18) | 0.58247 | 0.31133 | 0.972 | 0 | 1464 | 19.017 | 72.857 | 5.5 | 0.16712
wind | INDWE | 2018 | S3D3 | S3 | D3 | SW Monsoon (Jun-Sep) | Evening (18-24) | 0.52886 | 0.26685 | 0.973 | 0.001 | 732 | 19.017 | 72.857 | 5.5 | 0.083562
wind | INDWE | 2018 | S4D1 | S4 | D1 | Post-monsoon (Oct-Nov) | Night (00-06) | 0.23929 | 0.2057 | 0.823 | 0 | 366 | 19.017 | 72.857 | 5.5 | 0.041781
wind | INDWE | 2018 | S4D2 | S4 | D2 | Post-monsoon (Oct-Nov) | Day (06-18) | 0.12293 | 0.17068 | 0.819 | 0 | 732 | 19.017 | 72.857 | 5.5 | 0.083562
wind | INDWE | 2018 | S4D3 | S4 | D3 | Post-monsoon (Oct-Nov) | Evening (18-24) | 0.17938 | 0.12991 | 0.654 | 0 | 366 | 19.017 | 72.857 | 5.5 | 0.041781
wind | INDWE | 2019 | S1D1 | S1 | D1 | Winter (Dec-Feb) | Night (00-06) | 0.37109 | 0.24494 | 0.92 | 0.01 | 540 | 19.017 | 72.857 | 5.5 | 0.061644
wind | INDWE | 2019 | S1D2 | S1 | D2 | Winter (Dec-Feb) | Day (06-18) | 0.22634 | 0.21553 | 0.93 | 0 | 1080 | 19.017 | 72.857 | 5.5 | 0.12329
wind | INDWE | 2019 | S1D3 | S1 | D3 | Winter (Dec-Feb) | Evening (18-24) | 0.40879 | 0.22159 | 0.948 | 0.01 | 540 | 19.017 | 72.857 | 5.5 | 0.061644
wind | INDWE | 2019 | S2D1 | S2 | D1 | Pre-monsoon (Mar-May) | Night (00-06) | 0.12286 | 0.11159 | 0.533 | 0 | 552 | 19.017 | 72.857 | 5.5 | 0.063014
wind | INDWE | 2019 | S2D2 | S2 | D2 | Pre-monsoon (Mar-May) | Day (06-18) | 0.23261 | 0.20481 | 0.907 | 0 | 1104 | 19.017 | 72.857 | 5.5 | 0.12603
wind | INDWE | 2019 | S2D3 | S2 | D3 | Pre-monsoon (Mar-May) | Evening (18-24) | 0.25668 | 0.17382 | 0.893 | 0.001 | 552 | 19.017 | 72.857 | 5.5 | 0.063014
wind | INDWE | 2019 | S3D1 | S3 | D1 | SW Monsoon (Jun-Sep) | Night (00-06) | 0.48652 | 0.31538 | 0.972 | 0.004 | 732 | 19.017 | 72.857 | 5.5 | 0.083562
wind | INDWE | 2019 | S3D2 | S3 | D2 | SW Monsoon (Jun-Sep) | Day (06-18) | 0.51299 | 0.32583 | 0.973 | 0 | 1464 | 19.017 | 72.857 | 5.5 | 0.16712
wind | INDWE | 2019 | S3D3 | S3 | D3 | SW Monsoon (Jun-Sep) | Evening (18-24) | 0.46419 | 0.29863 | 0.973 | 0.011 | 732 | 19.017 | 72.857 | 5.5 | 0.083562
wind | INDWE | 2019 | S4D1 | S4 | D1 | Post-monsoon (Oct-Nov) | Night (00-06) | 0.2763 | 0.21904 | 0.964 | 0.001 | 366 | 19.017 | 72.857 | 5.5 | 0.041781
wind | INDWE | 2019 | S4D2 | S4 | D2 | Post-monsoon (Oct-Nov) | Day (06-18) | 0.15031 | 0.1753 | 0.905 | 0 | 732 | 19.017 | 72.857 | 5.5 | 0.083562
wind | INDWE | 2019 | S4D3 | S4 | D3 | Post-monsoon (Oct-Nov) | Evening (18-24) | 0.19498 | 0.16529 | 0.949 | 0 | 366 | 19.017 | 72.857 | 5.5 | 0.041781
wind | INDWE | 2020 | S1D1 | S1 | D1 | Winter (Dec-Feb) | Night (00-06) | 0.34164 | 0.20501 | 0.797 | 0 | 546 | 19.017 | 72.857 | 5.5 | 0.061644
wind | INDWE | 2020 | S1D2 | S1 | D2 | Winter (Dec-Feb) | Day (06-18) | 0.1807 | 0.19056 | 0.865 | 0 | 1092 | 19.017 | 72.857 | 5.5 | 0.12329
wind | INDWE | 2020 | S1D3 | S1 | D3 | Winter (Dec-Feb) | Evening (18-24) | 0.35548 | 0.18936 | 0.748 | 0 | 546 | 19.017 | 72.857 | 5.5 | 0.061644
wind | INDWE | 2020 | S2D1 | S2 | D1 | Pre-monsoon (Mar-May) | Night (00-06) | 0.13205 | 0.13765 | 0.737 | 0 | 552 | 19.017 | 72.857 | 5.5 | 0.063014
wind | INDWE | 2020 | S2D2 | S2 | D2 | Pre-monsoon (Mar-May) | Day (06-18) | 0.22854 | 0.20924 | 0.854 | 0 | 1104 | 19.017 | 72.857 | 5.5 | 0.12603
wind | INDWE | 2020 | S2D3 | S2 | D3 | Pre-monsoon (Mar-May) | Evening (18-24) | 0.28486 | 0.17385 | 0.857 | 0 | 552 | 19.017 | 72.857 | 5.5 | 0.063014
wind | INDWE | 2020 | S3D1 | S3 | D1 | SW Monsoon (Jun-Sep) | Night (00-06) | 0.39653 | 0.30869 | 0.972 | 0 | 732 | 19.017 | 72.857 | 5.5 | 0.083562
wind | INDWE | 2020 | S3D2 | S3 | D2 | SW Monsoon (Jun-Sep) | Day (06-18) | 0.41917 | 0.32406 | 0.973 | 0 | 1464 | 19.017 | 72.857 | 5.5 | 0.16712
wind | INDWE | 2020 | S3D3 | S3 | D3 | SW Monsoon (Jun-Sep) | Evening (18-24) | 0.39383 | 0.28617 | 0.972 | 0.004 | 732 | 19.017 | 72.857 | 5.5 | 0.083562
wind | INDWE | 2020 | S4D1 | S4 | D1 | Post-monsoon (Oct-Nov) | Night (00-06) | 0.26463 | 0.23136 | 0.958 | 0 | 366 | 19.017 | 72.857 | 5.5 | 0.041781
wind | INDWE | 2020 | S4D2 | S4 | D2 | Post-monsoon (Oct-Nov) | Day (06-18) | 0.13314 | 0.17564 | 0.909 | 0 | 732 | 19.017 | 72.857 | 5.5 | 0.083562
wind | INDWE | 2020 | S4D3 | S4 | D3 | Post-monsoon (Oct-Nov) | Evening (18-24) | 0.25198 | 0.1894 | 0.972 | 0 | 366 | 19.017 | 72.857 | 5.5 | 0.041781
wind | INDWE | 2021 | S1D1 | S1 | D1 | Winter (Dec-Feb) | Night (00-06) | 0.28889 | 0.18915 | 0.792 | 0.01 | 540 | 19.017 | 72.857 | 5.5 | 0.061644
wind | INDWE | 2021 | S1D2 | S1 | D2 | Winter (Dec-Feb) | Day (06-18) | 0.13818 | 0.16371 | 0.81 | 0 | 1080 | 19.017 | 72.857 | 5.5 | 0.12329
wind | INDWE | 2021 | S1D3 | S1 | D3 | Winter (Dec-Feb) | Evening (18-24) | 0.30527 | 0.15611 | 0.742 | 0.01 | 540 | 19.017 | 72.857 | 5.5 | 0.061644
wind | INDWE | 2021 | S2D1 | S2 | D1 | Pre-monsoon (Mar-May) | Night (00-06) | 0.12958 | 0.17737 | 0.886 | 0 | 552 | 19.017 | 72.857 | 5.5 | 0.063014
wind | INDWE | 2021 | S2D2 | S2 | D2 | Pre-monsoon (Mar-May) | Day (06-18) | 0.20187 | 0.21543 | 0.973 | 0 | 1104 | 19.017 | 72.857 | 5.5 | 0.12603
wind | INDWE | 2021 | S2D3 | S2 | D3 | Pre-monsoon (Mar-May) | Evening (18-24) | 0.25671 | 0.20683 | 0.954 | 0 | 552 | 19.017 | 72.857 | 5.5 | 0.063014
wind | INDWE | 2021 | S3D1 | S3 | D1 | SW Monsoon (Jun-Sep) | Night (00-06) | 0.42738 | 0.31725 | 0.956 | 0 | 732 | 19.017 | 72.857 | 5.5 | 0.083562
wind | INDWE | 2021 | S3D2 | S3 | D2 | SW Monsoon (Jun-Sep) | Day (06-18) | 0.45523 | 0.32202 | 0.973 | 0 | 1464 | 19.017 | 72.857 | 5.5 | 0.16712
wind | INDWE | 2021 | S3D3 | S3 | D3 | SW Monsoon (Jun-Sep) | Evening (18-24) | 0.40101 | 0.3007 | 0.956 | 0.001 | 732 | 19.017 | 72.857 | 5.5 | 0.083562
wind | INDWE | 2021 | S4D1 | S4 | D1 | Post-monsoon (Oct-Nov) | Night (00-06) | 0.28474 | 0.20711 | 0.85 | 0 | 366 | 19.017 | 72.857 | 5.5 | 0.041781
wind | INDWE | 2021 | S4D2 | S4 | D2 | Post-monsoon (Oct-Nov) | Day (06-18) | 0.1151 | 0.12817 | 0.694 | 0 | 732 | 19.017 | 72.857 | 5.5 | 0.083562
wind | INDWE | 2021 | S4D3 | S4 | D3 | Post-monsoon (Oct-Nov) | Evening (18-24) | 0.21999 | 0.1745 | 0.841 | 0 | 366 | 19.017 | 72.857 | 5.5 | 0.041781
wind | INDWE | 2022 | S1D1 | S1 | D1 | Winter (Dec-Feb) | Night (00-06) | 0.29776 | 0.22259 | 0.94 | 0 | 540 | 19.017 | 72.857 | 5.5 | 0.061644
wind | INDWE | 2022 | S1D2 | S1 | D2 | Winter (Dec-Feb) | Day (06-18) | 0.1307 | 0.16224 | 0.952 | 0 | 1080 | 19.017 | 72.857 | 5.5 | 0.12329
wind | INDWE | 2022 | S1D3 | S1 | D3 | Winter (Dec-Feb) | Evening (18-24) | 0.29971 | 0.18523 | 0.742 | 0 | 540 | 19.017 | 72.857 | 5.5 | 0.061644
wind | INDWE | 2022 | S2D1 | S2 | D1 | Pre-monsoon (Mar-May) | Night (00-06) | 0.18248 | 0.19564 | 0.816 | 0 | 552 | 19.017 | 72.857 | 5.5 | 0.063014
wind | INDWE | 2022 | S2D2 | S2 | D2 | Pre-monsoon (Mar-May) | Day (06-18) | 0.25536 | 0.21959 | 0.825 | 0 | 1104 | 19.017 | 72.857 | 5.5 | 0.12603
wind | INDWE | 2022 | S2D3 | S2 | D3 | Pre-monsoon (Mar-May) | Evening (18-24) | 0.32546 | 0.20029 | 0.876 | 0.001 | 552 | 19.017 | 72.857 | 5.5 | 0.063014
wind | INDWE | 2022 | S3D1 | S3 | D1 | SW Monsoon (Jun-Sep) | Night (00-06) | 0.46657 | 0.33008 | 0.973 | 0.009 | 732 | 19.017 | 72.857 | 5.5 | 0.083562
wind | INDWE | 2022 | S3D2 | S3 | D2 | SW Monsoon (Jun-Sep) | Day (06-18) | 0.49089 | 0.32795 | 0.973 | 0 | 1464 | 19.017 | 72.857 | 5.5 | 0.16712
wind | INDWE | 2022 | S3D3 | S3 | D3 | SW Monsoon (Jun-Sep) | Evening (18-24) | 0.45317 | 0.29779 | 0.973 | 0.011 | 732 | 19.017 | 72.857 | 5.5 | 0.083562
wind | INDWE | 2022 | S4D1 | S4 | D1 | Post-monsoon (Oct-Nov) | Night (00-06) | 0.41323 | 0.23274 | 0.812 | 0 | 366 | 19.017 | 72.857 | 5.5 | 0.041781
wind | INDWE | 2022 | S4D2 | S4 | D2 | Post-monsoon (Oct-Nov) | Day (06-18) | 0.19442 | 0.18592 | 0.803 | 0 | 732 | 19.017 | 72.857 | 5.5 | 0.083562
wind | INDWE | 2022 | S4D3 | S4 | D3 | Post-monsoon (Oct-Nov) | Evening (18-24) | 0.27277 | 0.16285 | 0.724 | 0.002 | 366 | 19.017 | 72.857 | 5.5 | 0.041781
wind | LKAXX | 2014 | S1D1 | S1 | D1 | Winter (Dec-Feb) | Night (00-06) | 0.37437 | 0.255 | 0.857 | 0.005 | 349 | 6.932 | 79.8578 | 5.5 | 0.061644
wind | LKAXX | 2014 | S1D2 | S1 | D2 | Winter (Dec-Feb) | Day (06-18) | 0.28836 | 0.24444 | 0.903 | 0 | 708 | 6.932 | 79.8578 | 5.5 | 0.12329
wind | LKAXX | 2014 | S1D3 | S1 | D3 | Winter (Dec-Feb) | Evening (18-24) | 0.4057 | 0.28733 | 0.894 | 0 | 354 | 6.932 | 79.8578 | 5.5 | 0.061644
wind | LKAXX | 2014 | S2D1 | S2 | D1 | Pre-monsoon (Mar-May) | Night (00-06) | 0.25174 | 0.23775 | 0.848 | 0 | 552 | 6.932 | 79.8578 | 5.5 | 0.063014
wind | LKAXX | 2014 | S2D2 | S2 | D2 | Pre-monsoon (Mar-May) | Day (06-18) | 0.20918 | 0.23512 | 0.876 | 0 | 1104 | 6.932 | 79.8578 | 5.5 | 0.12603
wind | LKAXX | 2014 | S2D3 | S2 | D3 | Pre-monsoon (Mar-May) | Evening (18-24) | 0.22968 | 0.22445 | 0.848 | 0 | 552 | 6.932 | 79.8578 | 5.5 | 0.063014
wind | LKAXX | 2014 | S3D1 | S3 | D1 | SW Monsoon (Jun-Sep) | Night (00-06) | 0.6624 | 0.17113 | 0.963 | 0.048 | 732 | 6.932 | 79.8578 | 5.5 | 0.083562
wind | LKAXX | 2014 | S3D2 | S3 | D2 | SW Monsoon (Jun-Sep) | Day (06-18) | 0.62836 | 0.19019 | 0.94 | 0.005 | 1464 | 6.932 | 79.8578 | 5.5 | 0.16712
wind | LKAXX | 2014 | S3D3 | S3 | D3 | SW Monsoon (Jun-Sep) | Evening (18-24) | 0.64671 | 0.17079 | 0.965 | 0.095 | 732 | 6.932 | 79.8578 | 5.5 | 0.083562
wind | LKAXX | 2014 | S4D1 | S4 | D1 | Post-monsoon (Oct-Nov) | Night (00-06) | 0.2712 | 0.2612 | 0.891 | 0 | 366 | 6.932 | 79.8578 | 5.5 | 0.041781
wind | LKAXX | 2014 | S4D2 | S4 | D2 | Post-monsoon (Oct-Nov) | Day (06-18) | 0.23515 | 0.24083 | 0.878 | 0 | 732 | 6.932 | 79.8578 | 5.5 | 0.083562
wind | LKAXX | 2014 | S4D3 | S4 | D3 | Post-monsoon (Oct-Nov) | Evening (18-24) | 0.26317 | 0.24948 | 0.919 | 0 | 366 | 6.932 | 79.8578 | 5.5 | 0.041781
wind | LKAXX | 2015 | S1D1 | S1 | D1 | Winter (Dec-Feb) | Night (00-06) | 0.36706 | 0.23843 | 0.829 | 0 | 540 | 6.932 | 79.8578 | 5.5 | 0.061644
wind | LKAXX | 2015 | S1D2 | S1 | D2 | Winter (Dec-Feb) | Day (06-18) | 0.25596 | 0.22292 | 0.88 | 0 | 1080 | 6.932 | 79.8578 | 5.5 | 0.12329
wind | LKAXX | 2015 | S1D3 | S1 | D3 | Winter (Dec-Feb) | Evening (18-24) | 0.3917 | 0.27448 | 0.873 | 0 | 540 | 6.932 | 79.8578 | 5.5 | 0.061644
wind | LKAXX | 2015 | S2D1 | S2 | D1 | Pre-monsoon (Mar-May) | Night (00-06) | 0.21105 | 0.23567 | 0.829 | 0 | 552 | 6.932 | 79.8578 | 5.5 | 0.063014
wind | LKAXX | 2015 | S2D2 | S2 | D2 | Pre-monsoon (Mar-May) | Day (06-18) | 0.17192 | 0.24375 | 0.9 | 0 | 1104 | 6.932 | 79.8578 | 5.5 | 0.12603
wind | LKAXX | 2015 | S2D3 | S2 | D3 | Pre-monsoon (Mar-May) | Evening (18-24) | 0.20092 | 0.23332 | 0.885 | 0 | 552 | 6.932 | 79.8578 | 5.5 | 0.063014
wind | LKAXX | 2015 | S3D1 | S3 | D1 | SW Monsoon (Jun-Sep) | Night (00-06) | 0.59447 | 0.20596 | 0.938 | 0.001 | 732 | 6.932 | 79.8578 | 5.5 | 0.083562
wind | LKAXX | 2015 | S3D2 | S3 | D2 | SW Monsoon (Jun-Sep) | Day (06-18) | 0.54123 | 0.22188 | 0.951 | 0.004 | 1464 | 6.932 | 79.8578 | 5.5 | 0.16712
wind | LKAXX | 2015 | S3D3 | S3 | D3 | SW Monsoon (Jun-Sep) | Evening (18-24) | 0.55652 | 0.20426 | 0.947 | 0.01 | 732 | 6.932 | 79.8578 | 5.5 | 0.083562
wind | LKAXX | 2015 | S4D1 | S4 | D1 | Post-monsoon (Oct-Nov) | Night (00-06) | 0.24855 | 0.20413 | 0.939 | 0 | 366 | 6.932 | 79.8578 | 5.5 | 0.041781
wind | LKAXX | 2015 | S4D2 | S4 | D2 | Post-monsoon (Oct-Nov) | Day (06-18) | 0.21308 | 0.19225 | 0.819 | 0 | 732 | 6.932 | 79.8578 | 5.5 | 0.083562
wind | LKAXX | 2015 | S4D3 | S4 | D3 | Post-monsoon (Oct-Nov) | Evening (18-24) | 0.24718 | 0.2129 | 0.91 | 0 | 366 | 6.932 | 79.8578 | 5.5 | 0.041781
wind | LKAXX | 2016 | S1D1 | S1 | D1 | Winter (Dec-Feb) | Night (00-06) | 0.34885 | 0.25137 | 0.835 | 0 | 546 | 6.932 | 79.8578 | 5.5 | 0.061644
wind | LKAXX | 2016 | S1D2 | S1 | D2 | Winter (Dec-Feb) | Day (06-18) | 0.25396 | 0.22284 | 0.825 | 0 | 1092 | 6.932 | 79.8578 | 5.5 | 0.12329
wind | LKAXX | 2016 | S1D3 | S1 | D3 | Winter (Dec-Feb) | Evening (18-24) | 0.35627 | 0.27397 | 0.873 | 0 | 546 | 6.932 | 79.8578 | 5.5 | 0.061644
wind | LKAXX | 2016 | S2D1 | S2 | D1 | Pre-monsoon (Mar-May) | Night (00-06) | 0.23535 | 0.29126 | 0.973 | 0 | 552 | 6.932 | 79.8578 | 5.5 | 0.063014
wind | LKAXX | 2016 | S2D2 | S2 | D2 | Pre-monsoon (Mar-May) | Day (06-18) | 0.19567 | 0.28991 | 0.973 | 0 | 1104 | 6.932 | 79.8578 | 5.5 | 0.12603
wind | LKAXX | 2016 | S2D3 | S2 | D3 | Pre-monsoon (Mar-May) | Evening (18-24) | 0.2471 | 0.28492 | 0.973 | 0 | 552 | 6.932 | 79.8578 | 5.5 | 0.063014
wind | LKAXX | 2016 | S3D1 | S3 | D1 | SW Monsoon (Jun-Sep) | Night (00-06) | 0.7148 | 0.12775 | 0.951 | 0.215 | 732 | 6.932 | 79.8578 | 5.5 | 0.083562
wind | LKAXX | 2016 | S3D2 | S3 | D2 | SW Monsoon (Jun-Sep) | Day (06-18) | 0.65685 | 0.15735 | 0.943 | 0.049 | 1464 | 6.932 | 79.8578 | 5.5 | 0.16712
wind | LKAXX | 2016 | S3D3 | S3 | D3 | SW Monsoon (Jun-Sep) | Evening (18-24) | 0.64699 | 0.15087 | 0.945 | 0.089 | 732 | 6.932 | 79.8578 | 5.5 | 0.083562
wind | LKAXX | 2016 | S4D1 | S4 | D1 | Post-monsoon (Oct-Nov) | Night (00-06) | 0.35491 | 0.24816 | 0.849 | 0.011 | 366 | 6.932 | 79.8578 | 5.5 | 0.041781
wind | LKAXX | 2016 | S4D2 | S4 | D2 | Post-monsoon (Oct-Nov) | Day (06-18) | 0.30662 | 0.22877 | 0.771 | 0 | 732 | 6.932 | 79.8578 | 5.5 | 0.083562
wind | LKAXX | 2016 | S4D3 | S4 | D3 | Post-monsoon (Oct-Nov) | Evening (18-24) | 0.30804 | 0.22159 | 0.87 | 0 | 366 | 6.932 | 79.8578 | 5.5 | 0.041781
wind | LKAXX | 2017 | S1D1 | S1 | D1 | Winter (Dec-Feb) | Night (00-06) | 0.37558 | 0.26251 | 0.878 | 0 | 540 | 6.932 | 79.8578 | 5.5 | 0.061644
wind | LKAXX | 2017 | S1D2 | S1 | D2 | Winter (Dec-Feb) | Day (06-18) | 0.28459 | 0.23758 | 0.925 | 0 | 1080 | 6.932 | 79.8578 | 5.5 | 0.12329
wind | LKAXX | 2017 | S1D3 | S1 | D3 | Winter (Dec-Feb) | Evening (18-24) | 0.3762 | 0.28959 | 0.921 | 0 | 540 | 6.932 | 79.8578 | 5.5 | 0.061644
wind | LKAXX | 2017 | S2D1 | S2 | D1 | Pre-monsoon (Mar-May) | Night (00-06) | 0.27235 | 0.27424 | 0.942 | 0 | 552 | 6.932 | 79.8578 | 5.5 | 0.063014
wind | LKAXX | 2017 | S2D2 | S2 | D2 | Pre-monsoon (Mar-May) | Day (06-18) | 0.24068 | 0.27521 | 0.947 | 0 | 1104 | 6.932 | 79.8578 | 5.5 | 0.12603
wind | LKAXX | 2017 | S2D3 | S2 | D3 | Pre-monsoon (Mar-May) | Evening (18-24) | 0.28003 | 0.26252 | 0.946 | 0 | 552 | 6.932 | 79.8578 | 5.5 | 0.063014
wind | LKAXX | 2017 | S3D1 | S3 | D1 | SW Monsoon (Jun-Sep) | Night (00-06) | 0.64976 | 0.17819 | 0.945 | 0.03 | 732 | 6.932 | 79.8578 | 5.5 | 0.083562
wind | LKAXX | 2017 | S3D2 | S3 | D2 | SW Monsoon (Jun-Sep) | Day (06-18) | 0.60536 | 0.19409 | 0.97 | 0 | 1464 | 6.932 | 79.8578 | 5.5 | 0.16712
wind | LKAXX | 2017 | S3D3 | S3 | D3 | SW Monsoon (Jun-Sep) | Evening (18-24) | 0.58972 | 0.19058 | 0.966 | 0.023 | 732 | 6.932 | 79.8578 | 5.5 | 0.083562
wind | LKAXX | 2017 | S4D1 | S4 | D1 | Post-monsoon (Oct-Nov) | Night (00-06) | 0.35187 | 0.27687 | 0.968 | 0 | 366 | 6.932 | 79.8578 | 5.5 | 0.041781
wind | LKAXX | 2017 | S4D2 | S4 | D2 | Post-monsoon (Oct-Nov) | Day (06-18) | 0.34158 | 0.27516 | 0.966 | 0 | 732 | 6.932 | 79.8578 | 5.5 | 0.083562
wind | LKAXX | 2017 | S4D3 | S4 | D3 | Post-monsoon (Oct-Nov) | Evening (18-24) | 0.31326 | 0.25202 | 0.97 | 0 | 366 | 6.932 | 79.8578 | 5.5 | 0.041781
wind | LKAXX | 2018 | S1D1 | S1 | D1 | Winter (Dec-Feb) | Night (00-06) | 0.34377 | 0.25789 | 0.824 | 0 | 540 | 6.932 | 79.8578 | 5.5 | 0.061644
wind | LKAXX | 2018 | S1D2 | S1 | D2 | Winter (Dec-Feb) | Day (06-18) | 0.2395 | 0.21319 | 0.941 | 0 | 1080 | 6.932 | 79.8578 | 5.5 | 0.12329
wind | LKAXX | 2018 | S1D3 | S1 | D3 | Winter (Dec-Feb) | Evening (18-24) | 0.33371 | 0.26333 | 0.88 | 0 | 540 | 6.932 | 79.8578 | 5.5 | 0.061644
wind | LKAXX | 2018 | S2D1 | S2 | D1 | Pre-monsoon (Mar-May) | Night (00-06) | 0.17971 | 0.23757 | 0.923 | 0 | 552 | 6.932 | 79.8578 | 5.5 | 0.063014
wind | LKAXX | 2018 | S2D2 | S2 | D2 | Pre-monsoon (Mar-May) | Day (06-18) | 0.17423 | 0.24886 | 0.962 | 0 | 1104 | 6.932 | 79.8578 | 5.5 | 0.12603
wind | LKAXX | 2018 | S2D3 | S2 | D3 | Pre-monsoon (Mar-May) | Evening (18-24) | 0.2084 | 0.24185 | 0.937 | 0 | 552 | 6.932 | 79.8578 | 5.5 | 0.063014
wind | LKAXX | 2018 | S3D1 | S3 | D1 | SW Monsoon (Jun-Sep) | Night (00-06) | 0.6052 | 0.22162 | 0.95 | 0.033 | 732 | 6.932 | 79.8578 | 5.5 | 0.083562
wind | LKAXX | 2018 | S3D2 | S3 | D2 | SW Monsoon (Jun-Sep) | Day (06-18) | 0.5878 | 0.24845 | 0.966 | 0.019 | 1464 | 6.932 | 79.8578 | 5.5 | 0.16712
wind | LKAXX | 2018 | S3D3 | S3 | D3 | SW Monsoon (Jun-Sep) | Evening (18-24) | 0.56373 | 0.22164 | 0.943 | 0.005 | 732 | 6.932 | 79.8578 | 5.5 | 0.083562
wind | LKAXX | 2018 | S4D1 | S4 | D1 | Post-monsoon (Oct-Nov) | Night (00-06) | 0.17504 | 0.16386 | 0.617 | 0 | 366 | 6.932 | 79.8578 | 5.5 | 0.041781
wind | LKAXX | 2018 | S4D2 | S4 | D2 | Post-monsoon (Oct-Nov) | Day (06-18) | 0.18961 | 0.17898 | 0.82 | 0 | 732 | 6.932 | 79.8578 | 5.5 | 0.083562
wind | LKAXX | 2018 | S4D3 | S4 | D3 | Post-monsoon (Oct-Nov) | Evening (18-24) | 0.19986 | 0.18503 | 0.788 | 0 | 366 | 6.932 | 79.8578 | 5.5 | 0.041781
wind | LKAXX | 2019 | S1D1 | S1 | D1 | Winter (Dec-Feb) | Night (00-06) | 0.38298 | 0.27226 | 0.891 | 0 | 540 | 6.932 | 79.8578 | 5.5 | 0.061644
wind | LKAXX | 2019 | S1D2 | S1 | D2 | Winter (Dec-Feb) | Day (06-18) | 0.30728 | 0.24172 | 0.902 | 0 | 1080 | 6.932 | 79.8578 | 5.5 | 0.12329
wind | LKAXX | 2019 | S1D3 | S1 | D3 | Winter (Dec-Feb) | Evening (18-24) | 0.4084 | 0.29676 | 0.932 | 0 | 540 | 6.932 | 79.8578 | 5.5 | 0.061644
wind | LKAXX | 2019 | S2D1 | S2 | D1 | Pre-monsoon (Mar-May) | Night (00-06) | 0.21193 | 0.23207 | 0.896 | 0 | 552 | 6.932 | 79.8578 | 5.5 | 0.063014
wind | LKAXX | 2019 | S2D2 | S2 | D2 | Pre-monsoon (Mar-May) | Day (06-18) | 0.20384 | 0.23964 | 0.936 | 0 | 1104 | 6.932 | 79.8578 | 5.5 | 0.12603
wind | LKAXX | 2019 | S2D3 | S2 | D3 | Pre-monsoon (Mar-May) | Evening (18-24) | 0.23398 | 0.24392 | 0.947 | 0 | 552 | 6.932 | 79.8578 | 5.5 | 0.063014
wind | LKAXX | 2019 | S3D1 | S3 | D1 | SW Monsoon (Jun-Sep) | Night (00-06) | 0.60986 | 0.21237 | 0.97 | 0.001 | 732 | 6.932 | 79.8578 | 5.5 | 0.083562
wind | LKAXX | 2019 | S3D2 | S3 | D2 | SW Monsoon (Jun-Sep) | Day (06-18) | 0.57606 | 0.23271 | 0.972 | 0 | 1464 | 6.932 | 79.8578 | 5.5 | 0.16712
wind | LKAXX | 2019 | S3D3 | S3 | D3 | SW Monsoon (Jun-Sep) | Evening (18-24) | 0.56934 | 0.20801 | 0.961 | 0.001 | 732 | 6.932 | 79.8578 | 5.5 | 0.083562
wind | LKAXX | 2019 | S4D1 | S4 | D1 | Post-monsoon (Oct-Nov) | Night (00-06) | 0.152 | 0.16481 | 0.867 | 0 | 366 | 6.932 | 79.8578 | 5.5 | 0.041781
wind | LKAXX | 2019 | S4D2 | S4 | D2 | Post-monsoon (Oct-Nov) | Day (06-18) | 0.12976 | 0.16103 | 0.922 | 0 | 732 | 6.932 | 79.8578 | 5.5 | 0.083562
wind | LKAXX | 2019 | S4D3 | S4 | D3 | Post-monsoon (Oct-Nov) | Evening (18-24) | 0.16785 | 0.15408 | 0.622 | 0 | 366 | 6.932 | 79.8578 | 5.5 | 0.041781
wind | LKAXX | 2020 | S1D1 | S1 | D1 | Winter (Dec-Feb) | Night (00-06) | 0.33168 | 0.25527 | 0.826 | 0 | 546 | 6.932 | 79.8578 | 5.5 | 0.061644
wind | LKAXX | 2020 | S1D2 | S1 | D2 | Winter (Dec-Feb) | Day (06-18) | 0.22938 | 0.22136 | 0.861 | 0 | 1092 | 6.932 | 79.8578 | 5.5 | 0.12329
wind | LKAXX | 2020 | S1D3 | S1 | D3 | Winter (Dec-Feb) | Evening (18-24) | 0.31764 | 0.25872 | 0.875 | 0 | 546 | 6.932 | 79.8578 | 5.5 | 0.061644
wind | LKAXX | 2020 | S2D1 | S2 | D1 | Pre-monsoon (Mar-May) | Night (00-06) | 0.18922 | 0.27644 | 0.955 | 0 | 552 | 6.932 | 79.8578 | 5.5 | 0.063014
wind | LKAXX | 2020 | S2D2 | S2 | D2 | Pre-monsoon (Mar-May) | Day (06-18) | 0.17431 | 0.26485 | 0.966 | 0 | 1104 | 6.932 | 79.8578 | 5.5 | 0.12603
wind | LKAXX | 2020 | S2D3 | S2 | D3 | Pre-monsoon (Mar-May) | Evening (18-24) | 0.19952 | 0.2641 | 0.968 | 0 | 552 | 6.932 | 79.8578 | 5.5 | 0.063014
wind | LKAXX | 2020 | S3D1 | S3 | D1 | SW Monsoon (Jun-Sep) | Night (00-06) | 0.59103 | 0.21018 | 0.97 | 0.022 | 732 | 6.932 | 79.8578 | 5.5 | 0.083562
wind | LKAXX | 2020 | S3D2 | S3 | D2 | SW Monsoon (Jun-Sep) | Day (06-18) | 0.54011 | 0.22123 | 0.971 | 0.018 | 1464 | 6.932 | 79.8578 | 5.5 | 0.16712
wind | LKAXX | 2020 | S3D3 | S3 | D3 | SW Monsoon (Jun-Sep) | Evening (18-24) | 0.5387 | 0.21955 | 0.973 | 0.025 | 732 | 6.932 | 79.8578 | 5.5 | 0.083562
wind | LKAXX | 2020 | S4D1 | S4 | D1 | Post-monsoon (Oct-Nov) | Night (00-06) | 0.34399 | 0.29479 | 0.935 | 0 | 366 | 6.932 | 79.8578 | 5.5 | 0.041781
wind | LKAXX | 2020 | S4D2 | S4 | D2 | Post-monsoon (Oct-Nov) | Day (06-18) | 0.32919 | 0.2989 | 0.965 | 0 | 732 | 6.932 | 79.8578 | 5.5 | 0.083562
wind | LKAXX | 2020 | S4D3 | S4 | D3 | Post-monsoon (Oct-Nov) | Evening (18-24) | 0.34614 | 0.28046 | 0.914 | 0 | 366 | 6.932 | 79.8578 | 5.5 | 0.041781
wind | LKAXX | 2021 | S1D1 | S1 | D1 | Winter (Dec-Feb) | Night (00-06) | 0.37248 | 0.26798 | 0.973 | 0 | 540 | 6.932 | 79.8578 | 5.5 | 0.061644
wind | LKAXX | 2021 | S1D2 | S1 | D2 | Winter (Dec-Feb) | Day (06-18) | 0.28644 | 0.26214 | 0.973 | 0 | 1080 | 6.932 | 79.8578 | 5.5 | 0.12329
wind | LKAXX | 2021 | S1D3 | S1 | D3 | Winter (Dec-Feb) | Evening (18-24) | 0.38023 | 0.2861 | 0.969 | 0 | 540 | 6.932 | 79.8578 | 5.5 | 0.061644
wind | LKAXX | 2021 | S2D1 | S2 | D1 | Pre-monsoon (Mar-May) | Night (00-06) | 0.26455 | 0.27248 | 0.973 | 0 | 552 | 6.932 | 79.8578 | 5.5 | 0.063014
wind | LKAXX | 2021 | S2D2 | S2 | D2 | Pre-monsoon (Mar-May) | Day (06-18) | 0.19776 | 0.26673 | 0.973 | 0 | 1104 | 6.932 | 79.8578 | 5.5 | 0.12603
wind | LKAXX | 2021 | S2D3 | S2 | D3 | Pre-monsoon (Mar-May) | Evening (18-24) | 0.24026 | 0.27257 | 0.973 | 0 | 552 | 6.932 | 79.8578 | 5.5 | 0.063014
wind | LKAXX | 2021 | S3D1 | S3 | D1 | SW Monsoon (Jun-Sep) | Night (00-06) | 0.67467 | 0.17173 | 0.973 | 0.136 | 732 | 6.932 | 79.8578 | 5.5 | 0.083562
wind | LKAXX | 2021 | S3D2 | S3 | D2 | SW Monsoon (Jun-Sep) | Day (06-18) | 0.59339 | 0.21091 | 0.972 | 0.05 | 1464 | 6.932 | 79.8578 | 5.5 | 0.16712
wind | LKAXX | 2021 | S3D3 | S3 | D3 | SW Monsoon (Jun-Sep) | Evening (18-24) | 0.62267 | 0.20759 | 0.973 | 0.043 | 732 | 6.932 | 79.8578 | 5.5 | 0.083562
wind | LKAXX | 2021 | S4D1 | S4 | D1 | Post-monsoon (Oct-Nov) | Night (00-06) | 0.4131 | 0.28254 | 0.973 | 0 | 366 | 6.932 | 79.8578 | 5.5 | 0.041781
wind | LKAXX | 2021 | S4D2 | S4 | D2 | Post-monsoon (Oct-Nov) | Day (06-18) | 0.38909 | 0.28379 | 0.916 | 0 | 732 | 6.932 | 79.8578 | 5.5 | 0.083562
wind | LKAXX | 2021 | S4D3 | S4 | D3 | Post-monsoon (Oct-Nov) | Evening (18-24) | 0.39551 | 0.26279 | 0.973 | 0 | 366 | 6.932 | 79.8578 | 5.5 | 0.041781
wind | LKAXX | 2022 | S1D1 | S1 | D1 | Winter (Dec-Feb) | Night (00-06) | 0.34475 | 0.25659 | 0.868 | 0 | 540 | 6.932 | 79.8578 | 5.5 | 0.061644
wind | LKAXX | 2022 | S1D2 | S1 | D2 | Winter (Dec-Feb) | Day (06-18) | 0.24622 | 0.22117 | 0.905 | 0 | 1080 | 6.932 | 79.8578 | 5.5 | 0.12329
wind | LKAXX | 2022 | S1D3 | S1 | D3 | Winter (Dec-Feb) | Evening (18-24) | 0.36367 | 0.2611 | 0.879 | 0 | 540 | 6.932 | 79.8578 | 5.5 | 0.061644
wind | LKAXX | 2022 | S2D1 | S2 | D1 | Pre-monsoon (Mar-May) | Night (00-06) | 0.39276 | 0.31234 | 0.958 | 0 | 552 | 6.932 | 79.8578 | 5.5 | 0.063014
wind | LKAXX | 2022 | S2D2 | S2 | D2 | Pre-monsoon (Mar-May) | Day (06-18) | 0.36195 | 0.32119 | 0.968 | 0 | 1104 | 6.932 | 79.8578 | 5.5 | 0.12603
wind | LKAXX | 2022 | S2D3 | S2 | D3 | Pre-monsoon (Mar-May) | Evening (18-24) | 0.36785 | 0.30897 | 0.953 | 0 | 552 | 6.932 | 79.8578 | 5.5 | 0.063014
wind | LKAXX | 2022 | S3D1 | S3 | D1 | SW Monsoon (Jun-Sep) | Night (00-06) | 0.64545 | 0.20178 | 0.971 | 0.015 | 732 | 6.932 | 79.8578 | 5.5 | 0.083562
wind | LKAXX | 2022 | S3D2 | S3 | D2 | SW Monsoon (Jun-Sep) | Day (06-18) | 0.59054 | 0.23175 | 0.973 | 0 | 1464 | 6.932 | 79.8578 | 5.5 | 0.16712
wind | LKAXX | 2022 | S3D3 | S3 | D3 | SW Monsoon (Jun-Sep) | Evening (18-24) | 0.59855 | 0.21535 | 0.973 | 0.009 | 732 | 6.932 | 79.8578 | 5.5 | 0.083562
wind | LKAXX | 2022 | S4D1 | S4 | D1 | Post-monsoon (Oct-Nov) | Night (00-06) | 0.36508 | 0.27582 | 0.946 | 0 | 366 | 6.932 | 79.8578 | 5.5 | 0.041781
wind | LKAXX | 2022 | S4D2 | S4 | D2 | Post-monsoon (Oct-Nov) | Day (06-18) | 0.33224 | 0.25293 | 0.947 | 0 | 732 | 6.932 | 79.8578 | 5.5 | 0.083562
wind | LKAXX | 2022 | S4D3 | S4 | D3 | Post-monsoon (Oct-Nov) | Evening (18-24) | 0.35089 | 0.26605 | 0.939 | 0.001 | 366 | 6.932 | 79.8578 | 5.5 | 0.041781
wind | MDVXX | 2014 | S1D1 | S1 | D1 | Winter (Dec-Feb) | Night (00-06) | 0.22223 | 0.20631 | 0.812 | 0 | 349 | 1.925 | 73.3997 | 5 | 0.061644
wind | MDVXX | 2014 | S1D2 | S1 | D2 | Winter (Dec-Feb) | Day (06-18) | 0.23657 | 0.20936 | 0.773 | 0 | 708 | 1.925 | 73.3997 | 5 | 0.12329
wind | MDVXX | 2014 | S1D3 | S1 | D3 | Winter (Dec-Feb) | Evening (18-24) | 0.25412 | 0.2027 | 0.758 | 0 | 354 | 1.925 | 73.3997 | 5 | 0.061644
wind | MDVXX | 2014 | S2D1 | S2 | D1 | Pre-monsoon (Mar-May) | Night (00-06) | 0.25535 | 0.23376 | 0.969 | 0 | 552 | 1.925 | 73.3997 | 5 | 0.063014
wind | MDVXX | 2014 | S2D2 | S2 | D2 | Pre-monsoon (Mar-May) | Day (06-18) | 0.25939 | 0.23016 | 0.954 | 0 | 1104 | 1.925 | 73.3997 | 5 | 0.12603
wind | MDVXX | 2014 | S2D3 | S2 | D3 | Pre-monsoon (Mar-May) | Evening (18-24) | 0.26872 | 0.24627 | 0.911 | 0 | 552 | 1.925 | 73.3997 | 5 | 0.063014
wind | MDVXX | 2014 | S3D1 | S3 | D1 | SW Monsoon (Jun-Sep) | Night (00-06) | 0.23986 | 0.21124 | 0.97 | 0 | 732 | 1.925 | 73.3997 | 5 | 0.083562
wind | MDVXX | 2014 | S3D2 | S3 | D2 | SW Monsoon (Jun-Sep) | Day (06-18) | 0.23069 | 0.20889 | 0.973 | 0 | 1464 | 1.925 | 73.3997 | 5 | 0.16712
wind | MDVXX | 2014 | S3D3 | S3 | D3 | SW Monsoon (Jun-Sep) | Evening (18-24) | 0.22998 | 0.21506 | 0.969 | 0 | 732 | 1.925 | 73.3997 | 5 | 0.083562
wind | MDVXX | 2014 | S4D1 | S4 | D1 | Post-monsoon (Oct-Nov) | Night (00-06) | 0.26603 | 0.22318 | 0.823 | 0 | 366 | 1.925 | 73.3997 | 5 | 0.041781
wind | MDVXX | 2014 | S4D2 | S4 | D2 | Post-monsoon (Oct-Nov) | Day (06-18) | 0.26855 | 0.23757 | 0.812 | 0 | 732 | 1.925 | 73.3997 | 5 | 0.083562
wind | MDVXX | 2014 | S4D3 | S4 | D3 | Post-monsoon (Oct-Nov) | Evening (18-24) | 0.25529 | 0.21681 | 0.8 | 0 | 366 | 1.925 | 73.3997 | 5 | 0.041781
wind | MDVXX | 2015 | S1D1 | S1 | D1 | Winter (Dec-Feb) | Night (00-06) | 0.22606 | 0.17559 | 0.854 | 0 | 540 | 1.925 | 73.3997 | 5 | 0.061644
wind | MDVXX | 2015 | S1D2 | S1 | D2 | Winter (Dec-Feb) | Day (06-18) | 0.23973 | 0.18942 | 0.842 | 0 | 1080 | 1.925 | 73.3997 | 5 | 0.12329
wind | MDVXX | 2015 | S1D3 | S1 | D3 | Winter (Dec-Feb) | Evening (18-24) | 0.23285 | 0.18743 | 0.822 | 0 | 540 | 1.925 | 73.3997 | 5 | 0.061644
wind | MDVXX | 2015 | S2D1 | S2 | D1 | Pre-monsoon (Mar-May) | Night (00-06) | 0.20652 | 0.24863 | 0.936 | 0 | 552 | 1.925 | 73.3997 | 5 | 0.063014
wind | MDVXX | 2015 | S2D2 | S2 | D2 | Pre-monsoon (Mar-May) | Day (06-18) | 0.20164 | 0.24707 | 0.933 | 0 | 1104 | 1.925 | 73.3997 | 5 | 0.12603
wind | MDVXX | 2015 | S2D3 | S2 | D3 | Pre-monsoon (Mar-May) | Evening (18-24) | 0.20111 | 0.24091 | 0.925 | 0 | 552 | 1.925 | 73.3997 | 5 | 0.063014
wind | MDVXX | 2015 | S3D1 | S3 | D1 | SW Monsoon (Jun-Sep) | Night (00-06) | 0.20356 | 0.20587 | 0.86 | 0 | 732 | 1.925 | 73.3997 | 5 | 0.083562
wind | MDVXX | 2015 | S3D2 | S3 | D2 | SW Monsoon (Jun-Sep) | Day (06-18) | 0.18855 | 0.19601 | 0.843 | 0 | 1464 | 1.925 | 73.3997 | 5 | 0.16712
wind | MDVXX | 2015 | S3D3 | S3 | D3 | SW Monsoon (Jun-Sep) | Evening (18-24) | 0.18319 | 0.18663 | 0.75 | 0 | 732 | 1.925 | 73.3997 | 5 | 0.083562
wind | MDVXX | 2015 | S4D1 | S4 | D1 | Post-monsoon (Oct-Nov) | Night (00-06) | 0.20989 | 0.21424 | 0.86 | 0 | 366 | 1.925 | 73.3997 | 5 | 0.041781
wind | MDVXX | 2015 | S4D2 | S4 | D2 | Post-monsoon (Oct-Nov) | Day (06-18) | 0.19915 | 0.20754 | 0.849 | 0 | 732 | 1.925 | 73.3997 | 5 | 0.083562
wind | MDVXX | 2015 | S4D3 | S4 | D3 | Post-monsoon (Oct-Nov) | Evening (18-24) | 0.18716 | 0.19512 | 0.767 | 0 | 366 | 1.925 | 73.3997 | 5 | 0.041781
wind | MDVXX | 2016 | S1D1 | S1 | D1 | Winter (Dec-Feb) | Night (00-06) | 0.25903 | 0.23128 | 0.906 | 0 | 546 | 1.925 | 73.3997 | 5 | 0.061644
wind | MDVXX | 2016 | S1D2 | S1 | D2 | Winter (Dec-Feb) | Day (06-18) | 0.26295 | 0.21856 | 0.952 | 0 | 1092 | 1.925 | 73.3997 | 5 | 0.12329
wind | MDVXX | 2016 | S1D3 | S1 | D3 | Winter (Dec-Feb) | Evening (18-24) | 0.28259 | 0.21829 | 0.937 | 0 | 546 | 1.925 | 73.3997 | 5 | 0.061644
wind | MDVXX | 2016 | S2D1 | S2 | D1 | Pre-monsoon (Mar-May) | Night (00-06) | 0.21302 | 0.26157 | 0.966 | 0 | 552 | 1.925 | 73.3997 | 5 | 0.063014
wind | MDVXX | 2016 | S2D2 | S2 | D2 | Pre-monsoon (Mar-May) | Day (06-18) | 0.21715 | 0.25536 | 0.95 | 0 | 1104 | 1.925 | 73.3997 | 5 | 0.12603
wind | MDVXX | 2016 | S2D3 | S2 | D3 | Pre-monsoon (Mar-May) | Evening (18-24) | 0.20426 | 0.26144 | 0.973 | 0 | 552 | 1.925 | 73.3997 | 5 | 0.063014
wind | MDVXX | 2016 | S3D1 | S3 | D1 | SW Monsoon (Jun-Sep) | Night (00-06) | 0.27115 | 0.20506 | 0.848 | 0 | 732 | 1.925 | 73.3997 | 5 | 0.083562
wind | MDVXX | 2016 | S3D2 | S3 | D2 | SW Monsoon (Jun-Sep) | Day (06-18) | 0.26175 | 0.20404 | 0.922 | 0 | 1464 | 1.925 | 73.3997 | 5 | 0.16712
wind | MDVXX | 2016 | S3D3 | S3 | D3 | SW Monsoon (Jun-Sep) | Evening (18-24) | 0.26946 | 0.21081 | 0.914 | 0 | 732 | 1.925 | 73.3997 | 5 | 0.083562
wind | MDVXX | 2016 | S4D1 | S4 | D1 | Post-monsoon (Oct-Nov) | Night (00-06) | 0.32453 | 0.29581 | 0.964 | 0 | 366 | 1.925 | 73.3997 | 5 | 0.041781
wind | MDVXX | 2016 | S4D2 | S4 | D2 | Post-monsoon (Oct-Nov) | Day (06-18) | 0.33823 | 0.2908 | 0.973 | 0 | 732 | 1.925 | 73.3997 | 5 | 0.083562
wind | MDVXX | 2016 | S4D3 | S4 | D3 | Post-monsoon (Oct-Nov) | Evening (18-24) | 0.34025 | 0.30858 | 0.973 | 0 | 366 | 1.925 | 73.3997 | 5 | 0.041781
wind | MDVXX | 2017 | S1D1 | S1 | D1 | Winter (Dec-Feb) | Night (00-06) | 0.23368 | 0.2408 | 0.848 | 0 | 540 | 1.925 | 73.3997 | 5 | 0.061644
wind | MDVXX | 2017 | S1D2 | S1 | D2 | Winter (Dec-Feb) | Day (06-18) | 0.24027 | 0.23526 | 0.894 | 0 | 1080 | 1.925 | 73.3997 | 5 | 0.12329
wind | MDVXX | 2017 | S1D3 | S1 | D3 | Winter (Dec-Feb) | Evening (18-24) | 0.24324 | 0.23538 | 0.862 | 0 | 540 | 1.925 | 73.3997 | 5 | 0.061644
wind | MDVXX | 2017 | S2D1 | S2 | D1 | Pre-monsoon (Mar-May) | Night (00-06) | 0.2581 | 0.24883 | 0.957 | 0 | 552 | 1.925 | 73.3997 | 5 | 0.063014
wind | MDVXX | 2017 | S2D2 | S2 | D2 | Pre-monsoon (Mar-May) | Day (06-18) | 0.26274 | 0.25329 | 0.972 | 0 | 1104 | 1.925 | 73.3997 | 5 | 0.12603
wind | MDVXX | 2017 | S2D3 | S2 | D3 | Pre-monsoon (Mar-May) | Evening (18-24) | 0.24439 | 0.24866 | 0.973 | 0 | 552 | 1.925 | 73.3997 | 5 | 0.063014
wind | MDVXX | 2017 | S3D1 | S3 | D1 | SW Monsoon (Jun-Sep) | Night (00-06) | 0.23493 | 0.2209 | 0.946 | 0 | 732 | 1.925 | 73.3997 | 5 | 0.083562
wind | MDVXX | 2017 | S3D2 | S3 | D2 | SW Monsoon (Jun-Sep) | Day (06-18) | 0.22847 | 0.22274 | 0.967 | 0 | 1464 | 1.925 | 73.3997 | 5 | 0.16712
wind | MDVXX | 2017 | S3D3 | S3 | D3 | SW Monsoon (Jun-Sep) | Evening (18-24) | 0.2355 | 0.21566 | 0.914 | 0 | 732 | 1.925 | 73.3997 | 5 | 0.083562
wind | MDVXX | 2017 | S4D1 | S4 | D1 | Post-monsoon (Oct-Nov) | Night (00-06) | 0.35142 | 0.2879 | 0.906 | 0 | 366 | 1.925 | 73.3997 | 5 | 0.041781
wind | MDVXX | 2017 | S4D2 | S4 | D2 | Post-monsoon (Oct-Nov) | Day (06-18) | 0.35065 | 0.28731 | 0.973 | 0 | 732 | 1.925 | 73.3997 | 5 | 0.083562
wind | MDVXX | 2017 | S4D3 | S4 | D3 | Post-monsoon (Oct-Nov) | Evening (18-24) | 0.34833 | 0.28678 | 0.953 | 0 | 366 | 1.925 | 73.3997 | 5 | 0.041781
wind | MDVXX | 2018 | S1D1 | S1 | D1 | Winter (Dec-Feb) | Night (00-06) | 0.18122 | 0.21012 | 0.965 | 0 | 540 | 1.925 | 73.3997 | 5 | 0.061644
wind | MDVXX | 2018 | S1D2 | S1 | D2 | Winter (Dec-Feb) | Day (06-18) | 0.20129 | 0.20911 | 0.955 | 0 | 1080 | 1.925 | 73.3997 | 5 | 0.12329
wind | MDVXX | 2018 | S1D3 | S1 | D3 | Winter (Dec-Feb) | Evening (18-24) | 0.20811 | 0.20053 | 0.939 | 0 | 540 | 1.925 | 73.3997 | 5 | 0.061644
wind | MDVXX | 2018 | S2D1 | S2 | D1 | Pre-monsoon (Mar-May) | Night (00-06) | 0.22779 | 0.23921 | 0.972 | 0 | 552 | 1.925 | 73.3997 | 5 | 0.063014
wind | MDVXX | 2018 | S2D2 | S2 | D2 | Pre-monsoon (Mar-May) | Day (06-18) | 0.22322 | 0.2282 | 0.968 | 0 | 1104 | 1.925 | 73.3997 | 5 | 0.12603
wind | MDVXX | 2018 | S2D3 | S2 | D3 | Pre-monsoon (Mar-May) | Evening (18-24) | 0.22185 | 0.22401 | 0.907 | 0 | 552 | 1.925 | 73.3997 | 5 | 0.063014
wind | MDVXX | 2018 | S3D1 | S3 | D1 | SW Monsoon (Jun-Sep) | Night (00-06) | 0.23632 | 0.23107 | 0.933 | 0 | 732 | 1.925 | 73.3997 | 5 | 0.083562
wind | MDVXX | 2018 | S3D2 | S3 | D2 | SW Monsoon (Jun-Sep) | Day (06-18) | 0.25231 | 0.22617 | 0.953 | 0 | 1464 | 1.925 | 73.3997 | 5 | 0.16712
wind | MDVXX | 2018 | S3D3 | S3 | D3 | SW Monsoon (Jun-Sep) | Evening (18-24) | 0.2357 | 0.22254 | 0.934 | 0 | 732 | 1.925 | 73.3997 | 5 | 0.083562
wind | MDVXX | 2018 | S4D1 | S4 | D1 | Post-monsoon (Oct-Nov) | Night (00-06) | 0.31216 | 0.31591 | 0.958 | 0 | 366 | 1.925 | 73.3997 | 5 | 0.041781
wind | MDVXX | 2018 | S4D2 | S4 | D2 | Post-monsoon (Oct-Nov) | Day (06-18) | 0.30971 | 0.31474 | 0.958 | 0 | 732 | 1.925 | 73.3997 | 5 | 0.083562
wind | MDVXX | 2018 | S4D3 | S4 | D3 | Post-monsoon (Oct-Nov) | Evening (18-24) | 0.2714 | 0.29709 | 0.957 | 0 | 366 | 1.925 | 73.3997 | 5 | 0.041781
wind | MDVXX | 2019 | S1D1 | S1 | D1 | Winter (Dec-Feb) | Night (00-06) | 0.20478 | 0.20808 | 0.847 | 0 | 540 | 1.925 | 73.3997 | 5 | 0.061644
wind | MDVXX | 2019 | S1D2 | S1 | D2 | Winter (Dec-Feb) | Day (06-18) | 0.22445 | 0.21951 | 0.867 | 0 | 1080 | 1.925 | 73.3997 | 5 | 0.12329
wind | MDVXX | 2019 | S1D3 | S1 | D3 | Winter (Dec-Feb) | Evening (18-24) | 0.2318 | 0.22915 | 0.938 | 0 | 540 | 1.925 | 73.3997 | 5 | 0.061644
wind | MDVXX | 2019 | S2D1 | S2 | D1 | Pre-monsoon (Mar-May) | Night (00-06) | 0.178 | 0.22369 | 0.854 | 0 | 552 | 1.925 | 73.3997 | 5 | 0.063014
wind | MDVXX | 2019 | S2D2 | S2 | D2 | Pre-monsoon (Mar-May) | Day (06-18) | 0.18185 | 0.22031 | 0.834 | 0 | 1104 | 1.925 | 73.3997 | 5 | 0.12603
wind | MDVXX | 2019 | S2D3 | S2 | D3 | Pre-monsoon (Mar-May) | Evening (18-24) | 0.18757 | 0.21736 | 0.797 | 0 | 552 | 1.925 | 73.3997 | 5 | 0.063014
wind | MDVXX | 2019 | S3D1 | S3 | D1 | SW Monsoon (Jun-Sep) | Night (00-06) | 0.20191 | 0.23403 | 0.89 | 0 | 732 | 1.925 | 73.3997 | 5 | 0.083562
wind | MDVXX | 2019 | S3D2 | S3 | D2 | SW Monsoon (Jun-Sep) | Day (06-18) | 0.18899 | 0.22075 | 0.901 | 0 | 1464 | 1.925 | 73.3997 | 5 | 0.16712
wind | MDVXX | 2019 | S3D3 | S3 | D3 | SW Monsoon (Jun-Sep) | Evening (18-24) | 0.19399 | 0.21633 | 0.877 | 0 | 732 | 1.925 | 73.3997 | 5 | 0.083562
wind | MDVXX | 2019 | S4D1 | S4 | D1 | Post-monsoon (Oct-Nov) | Night (00-06) | 0.11851 | 0.14141 | 0.587 | 0 | 366 | 1.925 | 73.3997 | 5 | 0.041781
wind | MDVXX | 2019 | S4D2 | S4 | D2 | Post-monsoon (Oct-Nov) | Day (06-18) | 0.12143 | 0.1512 | 0.732 | 0 | 732 | 1.925 | 73.3997 | 5 | 0.083562
wind | MDVXX | 2019 | S4D3 | S4 | D3 | Post-monsoon (Oct-Nov) | Evening (18-24) | 0.12434 | 0.15387 | 0.735 | 0 | 366 | 1.925 | 73.3997 | 5 | 0.041781
wind | MDVXX | 2020 | S1D1 | S1 | D1 | Winter (Dec-Feb) | Night (00-06) | 0.30693 | 0.21849 | 0.955 | 0 | 546 | 1.925 | 73.3997 | 5 | 0.061644
wind | MDVXX | 2020 | S1D2 | S1 | D2 | Winter (Dec-Feb) | Day (06-18) | 0.32841 | 0.21701 | 0.908 | 0 | 1092 | 1.925 | 73.3997 | 5 | 0.12329
wind | MDVXX | 2020 | S1D3 | S1 | D3 | Winter (Dec-Feb) | Evening (18-24) | 0.33736 | 0.22409 | 0.965 | 0 | 546 | 1.925 | 73.3997 | 5 | 0.061644
wind | MDVXX | 2020 | S2D1 | S2 | D1 | Pre-monsoon (Mar-May) | Night (00-06) | 0.25377 | 0.29818 | 0.973 | 0 | 552 | 1.925 | 73.3997 | 5 | 0.063014
wind | MDVXX | 2020 | S2D2 | S2 | D2 | Pre-monsoon (Mar-May) | Day (06-18) | 0.23566 | 0.27441 | 0.973 | 0 | 1104 | 1.925 | 73.3997 | 5 | 0.12603
wind | MDVXX | 2020 | S2D3 | S2 | D3 | Pre-monsoon (Mar-May) | Evening (18-24) | 0.25398 | 0.28978 | 0.973 | 0 | 552 | 1.925 | 73.3997 | 5 | 0.063014
wind | MDVXX | 2020 | S3D1 | S3 | D1 | SW Monsoon (Jun-Sep) | Night (00-06) | 0.21228 | 0.22622 | 0.973 | 0 | 732 | 1.925 | 73.3997 | 5 | 0.083562
wind | MDVXX | 2020 | S3D2 | S3 | D2 | SW Monsoon (Jun-Sep) | Day (06-18) | 0.19705 | 0.2137 | 0.969 | 0 | 1464 | 1.925 | 73.3997 | 5 | 0.16712
wind | MDVXX | 2020 | S3D3 | S3 | D3 | SW Monsoon (Jun-Sep) | Evening (18-24) | 0.19581 | 0.22343 | 0.972 | 0 | 732 | 1.925 | 73.3997 | 5 | 0.083562
wind | MDVXX | 2020 | S4D1 | S4 | D1 | Post-monsoon (Oct-Nov) | Night (00-06) | 0.27242 | 0.2648 | 0.933 | 0 | 366 | 1.925 | 73.3997 | 5 | 0.041781
wind | MDVXX | 2020 | S4D2 | S4 | D2 | Post-monsoon (Oct-Nov) | Day (06-18) | 0.26715 | 0.24973 | 0.928 | 0 | 732 | 1.925 | 73.3997 | 5 | 0.083562
wind | MDVXX | 2020 | S4D3 | S4 | D3 | Post-monsoon (Oct-Nov) | Evening (18-24) | 0.27342 | 0.25945 | 0.928 | 0 | 366 | 1.925 | 73.3997 | 5 | 0.041781
wind | MDVXX | 2021 | S1D1 | S1 | D1 | Winter (Dec-Feb) | Night (00-06) | 0.18222 | 0.20021 | 0.9 | 0 | 540 | 1.925 | 73.3997 | 5 | 0.061644
wind | MDVXX | 2021 | S1D2 | S1 | D2 | Winter (Dec-Feb) | Day (06-18) | 0.1925 | 0.21002 | 0.911 | 0 | 1080 | 1.925 | 73.3997 | 5 | 0.12329
wind | MDVXX | 2021 | S1D3 | S1 | D3 | Winter (Dec-Feb) | Evening (18-24) | 0.19086 | 0.20107 | 0.897 | 0 | 540 | 1.925 | 73.3997 | 5 | 0.061644
wind | MDVXX | 2021 | S2D1 | S2 | D1 | Pre-monsoon (Mar-May) | Night (00-06) | 0.23888 | 0.28473 | 0.958 | 0 | 552 | 1.925 | 73.3997 | 5 | 0.063014
wind | MDVXX | 2021 | S2D2 | S2 | D2 | Pre-monsoon (Mar-May) | Day (06-18) | 0.24854 | 0.29938 | 0.973 | 0 | 1104 | 1.925 | 73.3997 | 5 | 0.12603
wind | MDVXX | 2021 | S2D3 | S2 | D3 | Pre-monsoon (Mar-May) | Evening (18-24) | 0.24859 | 0.28777 | 0.97 | 0 | 552 | 1.925 | 73.3997 | 5 | 0.063014
wind | MDVXX | 2021 | S3D1 | S3 | D1 | SW Monsoon (Jun-Sep) | Night (00-06) | 0.24405 | 0.2321 | 0.854 | 0 | 732 | 1.925 | 73.3997 | 5 | 0.083562
wind | MDVXX | 2021 | S3D2 | S3 | D2 | SW Monsoon (Jun-Sep) | Day (06-18) | 0.25148 | 0.23711 | 0.864 | 0 | 1464 | 1.925 | 73.3997 | 5 | 0.16712
wind | MDVXX | 2021 | S3D3 | S3 | D3 | SW Monsoon (Jun-Sep) | Evening (18-24) | 0.24473 | 0.22861 | 0.855 | 0 | 732 | 1.925 | 73.3997 | 5 | 0.083562
wind | MDVXX | 2021 | S4D1 | S4 | D1 | Post-monsoon (Oct-Nov) | Night (00-06) | 0.52912 | 0.25923 | 0.973 | 0.008 | 366 | 1.925 | 73.3997 | 5 | 0.041781
wind | MDVXX | 2021 | S4D2 | S4 | D2 | Post-monsoon (Oct-Nov) | Day (06-18) | 0.56029 | 0.25059 | 0.973 | 0.018 | 732 | 1.925 | 73.3997 | 5 | 0.083562
wind | MDVXX | 2021 | S4D3 | S4 | D3 | Post-monsoon (Oct-Nov) | Evening (18-24) | 0.53158 | 0.24205 | 0.973 | 0.063 | 366 | 1.925 | 73.3997 | 5 | 0.041781
wind | MDVXX | 2022 | S1D1 | S1 | D1 | Winter (Dec-Feb) | Night (00-06) | 0.16085 | 0.17325 | 0.965 | 0 | 540 | 1.925 | 73.3997 | 5 | 0.061644
wind | MDVXX | 2022 | S1D2 | S1 | D2 | Winter (Dec-Feb) | Day (06-18) | 0.17595 | 0.17592 | 0.961 | 0 | 1080 | 1.925 | 73.3997 | 5 | 0.12329
wind | MDVXX | 2022 | S1D3 | S1 | D3 | Winter (Dec-Feb) | Evening (18-24) | 0.18196 | 0.17203 | 0.932 | 0 | 540 | 1.925 | 73.3997 | 5 | 0.061644
wind | MDVXX | 2022 | S2D1 | S2 | D1 | Pre-monsoon (Mar-May) | Night (00-06) | 0.28802 | 0.29059 | 0.952 | 0 | 552 | 1.925 | 73.3997 | 5 | 0.063014
wind | MDVXX | 2022 | S2D2 | S2 | D2 | Pre-monsoon (Mar-May) | Day (06-18) | 0.28863 | 0.28152 | 0.969 | 0 | 1104 | 1.925 | 73.3997 | 5 | 0.12603
wind | MDVXX | 2022 | S2D3 | S2 | D3 | Pre-monsoon (Mar-May) | Evening (18-24) | 0.28125 | 0.29141 | 0.945 | 0 | 552 | 1.925 | 73.3997 | 5 | 0.063014
wind | MDVXX | 2022 | S3D1 | S3 | D1 | SW Monsoon (Jun-Sep) | Night (00-06) | 0.27821 | 0.26745 | 0.93 | 0 | 732 | 1.925 | 73.3997 | 5 | 0.083562
wind | MDVXX | 2022 | S3D2 | S3 | D2 | SW Monsoon (Jun-Sep) | Day (06-18) | 0.2763 | 0.26472 | 0.944 | 0 | 1464 | 1.925 | 73.3997 | 5 | 0.16712
wind | MDVXX | 2022 | S3D3 | S3 | D3 | SW Monsoon (Jun-Sep) | Evening (18-24) | 0.27387 | 0.25865 | 0.955 | 0 | 732 | 1.925 | 73.3997 | 5 | 0.083562
wind | MDVXX | 2022 | S4D1 | S4 | D1 | Post-monsoon (Oct-Nov) | Night (00-06) | 0.4 | 0.22472 | 0.897 | 0 | 366 | 1.925 | 73.3997 | 5 | 0.041781
wind | MDVXX | 2022 | S4D2 | S4 | D2 | Post-monsoon (Oct-Nov) | Day (06-18) | 0.41641 | 0.22957 | 0.942 | 0 | 732 | 1.925 | 73.3997 | 5 | 0.083562
wind | MDVXX | 2022 | S4D3 | S4 | D3 | Post-monsoon (Oct-Nov) | Evening (18-24) | 0.36964 | 0.23399 | 0.919 | 0 | 366 | 1.925 | 73.3997 | 5 | 0.041781
wind | NPLXX | 2014 | S1D1 | S1 | D1 | Winter (Dec-Feb) | Night (00-06) | 0.012991 | 0.015097 | 0.113 | 0 | 349 | 27.7167 | 85.3166 | 5.75 | 0.061644
wind | NPLXX | 2014 | S1D2 | S1 | D2 | Winter (Dec-Feb) | Day (06-18) | 0.048613 | 0.073346 | 0.645 | 0 | 708 | 27.7167 | 85.3166 | 5.75 | 0.12329
wind | NPLXX | 2014 | S1D3 | S1 | D3 | Winter (Dec-Feb) | Evening (18-24) | 0.016 | 0.023497 | 0.212 | 0 | 354 | 27.7167 | 85.3166 | 5.75 | 0.061644
wind | NPLXX | 2014 | S2D1 | S2 | D1 | Pre-monsoon (Mar-May) | Night (00-06) | 0.020728 | 0.019242 | 0.109 | 0 | 552 | 27.7167 | 85.3166 | 5.75 | 0.063014
wind | NPLXX | 2014 | S2D2 | S2 | D2 | Pre-monsoon (Mar-May) | Day (06-18) | 0.084186 | 0.13625 | 0.782 | 0 | 1104 | 27.7167 | 85.3166 | 5.75 | 0.12603
wind | NPLXX | 2014 | S2D3 | S2 | D3 | Pre-monsoon (Mar-May) | Evening (18-24) | 0.027993 | 0.04813 | 0.384 | 0 | 552 | 27.7167 | 85.3166 | 5.75 | 0.063014
wind | NPLXX | 2014 | S3D1 | S3 | D1 | SW Monsoon (Jun-Sep) | Night (00-06) | 0.009018 | 0.024433 | 0.384 | 0 | 732 | 27.7167 | 85.3166 | 5.75 | 0.083562
wind | NPLXX | 2014 | S3D2 | S3 | D2 | SW Monsoon (Jun-Sep) | Day (06-18) | 0.033779 | 0.056575 | 0.534 | 0 | 1464 | 27.7167 | 85.3166 | 5.75 | 0.16712
wind | NPLXX | 2014 | S3D3 | S3 | D3 | SW Monsoon (Jun-Sep) | Evening (18-24) | 0.023708 | 0.054838 | 0.465 | 0 | 732 | 27.7167 | 85.3166 | 5.75 | 0.083562
wind | NPLXX | 2014 | S4D1 | S4 | D1 | Post-monsoon (Oct-Nov) | Night (00-06) | 0.005486 | 0.0175 | 0.226 | 0 | 366 | 27.7167 | 85.3166 | 5.75 | 0.041781
wind | NPLXX | 2014 | S4D2 | S4 | D2 | Post-monsoon (Oct-Nov) | Day (06-18) | 0.017469 | 0.04554 | 0.64 | 0 | 732 | 27.7167 | 85.3166 | 5.75 | 0.083562
wind | NPLXX | 2014 | S4D3 | S4 | D3 | Post-monsoon (Oct-Nov) | Evening (18-24) | 0.013546 | 0.060407 | 0.611 | 0 | 366 | 27.7167 | 85.3166 | 5.75 | 0.041781
wind | NPLXX | 2015 | S1D1 | S1 | D1 | Winter (Dec-Feb) | Night (00-06) | 0.013902 | 0.025351 | 0.222 | 0 | 540 | 27.7167 | 85.3166 | 5.75 | 0.061644
wind | NPLXX | 2015 | S1D2 | S1 | D2 | Winter (Dec-Feb) | Day (06-18) | 0.03093 | 0.042999 | 0.277 | 0 | 1080 | 27.7167 | 85.3166 | 5.75 | 0.12329
wind | NPLXX | 2015 | S1D3 | S1 | D3 | Winter (Dec-Feb) | Evening (18-24) | 0.014087 | 0.025475 | 0.248 | 0 | 540 | 27.7167 | 85.3166 | 5.75 | 0.061644
wind | NPLXX | 2015 | S2D1 | S2 | D1 | Pre-monsoon (Mar-May) | Night (00-06) | 0.02287 | 0.028931 | 0.265 | 0 | 552 | 27.7167 | 85.3166 | 5.75 | 0.063014
wind | NPLXX | 2015 | S2D2 | S2 | D2 | Pre-monsoon (Mar-May) | Day (06-18) | 0.054713 | 0.071801 | 0.548 | 0 | 1104 | 27.7167 | 85.3166 | 5.75 | 0.12603
wind | NPLXX | 2015 | S2D3 | S2 | D3 | Pre-monsoon (Mar-May) | Evening (18-24) | 0.020882 | 0.033054 | 0.251 | 0 | 552 | 27.7167 | 85.3166 | 5.75 | 0.063014
wind | NPLXX | 2015 | S3D1 | S3 | D1 | SW Monsoon (Jun-Sep) | Night (00-06) | 0.012436 | 0.022468 | 0.261 | 0 | 732 | 27.7167 | 85.3166 | 5.75 | 0.083562
wind | NPLXX | 2015 | S3D2 | S3 | D2 | SW Monsoon (Jun-Sep) | Day (06-18) | 0.048068 | 0.089756 | 0.845 | 0 | 1464 | 27.7167 | 85.3166 | 5.75 | 0.16712
wind | NPLXX | 2015 | S3D3 | S3 | D3 | SW Monsoon (Jun-Sep) | Evening (18-24) | 0.028709 | 0.04439 | 0.433 | 0 | 732 | 27.7167 | 85.3166 | 5.75 | 0.083562
wind | NPLXX | 2015 | S4D1 | S4 | D1 | Post-monsoon (Oct-Nov) | Night (00-06) | 0.007915 | 0.008976 | 0.067 | 0 | 366 | 27.7167 | 85.3166 | 5.75 | 0.041781
wind | NPLXX | 2015 | S4D2 | S4 | D2 | Post-monsoon (Oct-Nov) | Day (06-18) | 0.009896 | 0.012853 | 0.075 | 0 | 732 | 27.7167 | 85.3166 | 5.75 | 0.083562
wind | NPLXX | 2015 | S4D3 | S4 | D3 | Post-monsoon (Oct-Nov) | Evening (18-24) | 0.005801 | 0.006713 | 0.042 | 0 | 366 | 27.7167 | 85.3166 | 5.75 | 0.041781
wind | NPLXX | 2016 | S1D1 | S1 | D1 | Winter (Dec-Feb) | Night (00-06) | 0.011423 | 0.016839 | 0.125 | 0 | 546 | 27.7167 | 85.3166 | 5.75 | 0.061644
wind | NPLXX | 2016 | S1D2 | S1 | D2 | Winter (Dec-Feb) | Day (06-18) | 0.034917 | 0.055003 | 0.4 | 0 | 1092 | 27.7167 | 85.3166 | 5.75 | 0.12329
wind | NPLXX | 2016 | S1D3 | S1 | D3 | Winter (Dec-Feb) | Evening (18-24) | 0.008863 | 0.012587 | 0.15 | 0 | 546 | 27.7167 | 85.3166 | 5.75 | 0.061644
wind | NPLXX | 2016 | S2D1 | S2 | D1 | Pre-monsoon (Mar-May) | Night (00-06) | 0.022717 | 0.023966 | 0.16 | 0 | 552 | 27.7167 | 85.3166 | 5.75 | 0.063014
wind | NPLXX | 2016 | S2D2 | S2 | D2 | Pre-monsoon (Mar-May) | Day (06-18) | 0.12464 | 0.18487 | 0.904 | 0 | 1104 | 27.7167 | 85.3166 | 5.75 | 0.12603
wind | NPLXX | 2016 | S2D3 | S2 | D3 | Pre-monsoon (Mar-May) | Evening (18-24) | 0.039484 | 0.067882 | 0.536 | 0 | 552 | 27.7167 | 85.3166 | 5.75 | 0.063014
wind | NPLXX | 2016 | S3D1 | S3 | D1 | SW Monsoon (Jun-Sep) | Night (00-06) | 0.007552 | 0.01165 | 0.101 | 0 | 732 | 27.7167 | 85.3166 | 5.75 | 0.083562
wind | NPLXX | 2016 | S3D2 | S3 | D2 | SW Monsoon (Jun-Sep) | Day (06-18) | 0.044113 | 0.089477 | 0.781 | 0 | 1464 | 27.7167 | 85.3166 | 5.75 | 0.16712
wind | NPLXX | 2016 | S3D3 | S3 | D3 | SW Monsoon (Jun-Sep) | Evening (18-24) | 0.01916 | 0.029508 | 0.338 | 0 | 732 | 27.7167 | 85.3166 | 5.75 | 0.083562
wind | NPLXX | 2016 | S4D1 | S4 | D1 | Post-monsoon (Oct-Nov) | Night (00-06) | 0.004648 | 0.005212 | 0.036 | 0 | 366 | 27.7167 | 85.3166 | 5.75 | 0.041781
wind | NPLXX | 2016 | S4D2 | S4 | D2 | Post-monsoon (Oct-Nov) | Day (06-18) | 0.011281 | 0.014096 | 0.094 | 0 | 732 | 27.7167 | 85.3166 | 5.75 | 0.083562
wind | NPLXX | 2016 | S4D3 | S4 | D3 | Post-monsoon (Oct-Nov) | Evening (18-24) | 0.004828 | 0.007727 | 0.079 | 0 | 366 | 27.7167 | 85.3166 | 5.75 | 0.041781
wind | NPLXX | 2017 | S1D1 | S1 | D1 | Winter (Dec-Feb) | Night (00-06) | 0.007596 | 0.011795 | 0.12 | 0 | 540 | 27.7167 | 85.3166 | 5.75 | 0.061644
wind | NPLXX | 2017 | S1D2 | S1 | D2 | Winter (Dec-Feb) | Day (06-18) | 0.024967 | 0.037284 | 0.294 | 0 | 1080 | 27.7167 | 85.3166 | 5.75 | 0.12329
wind | NPLXX | 2017 | S1D3 | S1 | D3 | Winter (Dec-Feb) | Evening (18-24) | 0.00713 | 0.007407 | 0.084 | 0 | 540 | 27.7167 | 85.3166 | 5.75 | 0.061644
wind | NPLXX | 2017 | S2D1 | S2 | D1 | Pre-monsoon (Mar-May) | Night (00-06) | 0.02581 | 0.024993 | 0.147 | 0 | 552 | 27.7167 | 85.3166 | 5.75 | 0.063014
wind | NPLXX | 2017 | S2D2 | S2 | D2 | Pre-monsoon (Mar-May) | Day (06-18) | 0.062088 | 0.085517 | 0.598 | 0 | 1104 | 27.7167 | 85.3166 | 5.75 | 0.12603
wind | NPLXX | 2017 | S2D3 | S2 | D3 | Pre-monsoon (Mar-May) | Evening (18-24) | 0.02087 | 0.028717 | 0.234 | 0 | 552 | 27.7167 | 85.3166 | 5.75 | 0.063014
wind | NPLXX | 2017 | S3D1 | S3 | D1 | SW Monsoon (Jun-Sep) | Night (00-06) | 0.014716 | 0.029139 | 0.26 | 0 | 732 | 27.7167 | 85.3166 | 5.75 | 0.083562
wind | NPLXX | 2017 | S3D2 | S3 | D2 | SW Monsoon (Jun-Sep) | Day (06-18) | 0.056985 | 0.086769 | 0.614 | 0 | 1464 | 27.7167 | 85.3166 | 5.75 | 0.16712
wind | NPLXX | 2017 | S3D3 | S3 | D3 | SW Monsoon (Jun-Sep) | Evening (18-24) | 0.033455 | 0.044949 | 0.306 | 0 | 732 | 27.7167 | 85.3166 | 5.75 | 0.083562
wind | NPLXX | 2017 | S4D1 | S4 | D1 | Post-monsoon (Oct-Nov) | Night (00-06) | 0.005443 | 0.00576 | 0.037 | 0 | 366 | 27.7167 | 85.3166 | 5.75 | 0.041781
wind | NPLXX | 2017 | S4D2 | S4 | D2 | Post-monsoon (Oct-Nov) | Day (06-18) | 0.01012 | 0.01515 | 0.112 | 0 | 732 | 27.7167 | 85.3166 | 5.75 | 0.083562
wind | NPLXX | 2017 | S4D3 | S4 | D3 | Post-monsoon (Oct-Nov) | Evening (18-24) | 0.006672 | 0.007697 | 0.059 | 0 | 366 | 27.7167 | 85.3166 | 5.75 | 0.041781
wind | NPLXX | 2018 | S1D1 | S1 | D1 | Winter (Dec-Feb) | Night (00-06) | 0.006696 | 0.009297 | 0.088 | 0 | 540 | 27.7167 | 85.3166 | 5.75 | 0.061644
wind | NPLXX | 2018 | S1D2 | S1 | D2 | Winter (Dec-Feb) | Day (06-18) | 0.032884 | 0.053755 | 0.456 | 0 | 1080 | 27.7167 | 85.3166 | 5.75 | 0.12329
wind | NPLXX | 2018 | S1D3 | S1 | D3 | Winter (Dec-Feb) | Evening (18-24) | 0.007496 | 0.011008 | 0.117 | 0 | 540 | 27.7167 | 85.3166 | 5.75 | 0.061644
wind | NPLXX | 2018 | S2D1 | S2 | D1 | Pre-monsoon (Mar-May) | Night (00-06) | 0.030529 | 0.025722 | 0.184 | 0 | 552 | 27.7167 | 85.3166 | 5.75 | 0.063014
wind | NPLXX | 2018 | S2D2 | S2 | D2 | Pre-monsoon (Mar-May) | Day (06-18) | 0.049447 | 0.077451 | 0.494 | 0 | 1104 | 27.7167 | 85.3166 | 5.75 | 0.12603
wind | NPLXX | 2018 | S2D3 | S2 | D3 | Pre-monsoon (Mar-May) | Evening (18-24) | 0.023739 | 0.034173 | 0.216 | 0 | 552 | 27.7167 | 85.3166 | 5.75 | 0.063014
wind | NPLXX | 2018 | S3D1 | S3 | D1 | SW Monsoon (Jun-Sep) | Night (00-06) | 0.01262 | 0.022206 | 0.179 | 0 | 732 | 27.7167 | 85.3166 | 5.75 | 0.083562
wind | NPLXX | 2018 | S3D2 | S3 | D2 | SW Monsoon (Jun-Sep) | Day (06-18) | 0.045307 | 0.086226 | 0.774 | 0 | 1464 | 27.7167 | 85.3166 | 5.75 | 0.16712
wind | NPLXX | 2018 | S3D3 | S3 | D3 | SW Monsoon (Jun-Sep) | Evening (18-24) | 0.027944 | 0.034845 | 0.248 | 0 | 732 | 27.7167 | 85.3166 | 5.75 | 0.083562
wind | NPLXX | 2018 | S4D1 | S4 | D1 | Post-monsoon (Oct-Nov) | Night (00-06) | 0.009495 | 0.012376 | 0.067 | 0 | 366 | 27.7167 | 85.3166 | 5.75 | 0.041781
wind | NPLXX | 2018 | S4D2 | S4 | D2 | Post-monsoon (Oct-Nov) | Day (06-18) | 0.016504 | 0.027897 | 0.236 | 0 | 732 | 27.7167 | 85.3166 | 5.75 | 0.083562
wind | NPLXX | 2018 | S4D3 | S4 | D3 | Post-monsoon (Oct-Nov) | Evening (18-24) | 0.00768 | 0.010761 | 0.073 | 0 | 366 | 27.7167 | 85.3166 | 5.75 | 0.041781
wind | NPLXX | 2019 | S1D1 | S1 | D1 | Winter (Dec-Feb) | Night (00-06) | 0.017828 | 0.038971 | 0.442 | 0 | 540 | 27.7167 | 85.3166 | 5.75 | 0.061644
wind | NPLXX | 2019 | S1D2 | S1 | D2 | Winter (Dec-Feb) | Day (06-18) | 0.049504 | 0.10021 | 0.841 | 0 | 1080 | 27.7167 | 85.3166 | 5.75 | 0.12329
wind | NPLXX | 2019 | S1D3 | S1 | D3 | Winter (Dec-Feb) | Evening (18-24) | 0.01515 | 0.038738 | 0.471 | 0 | 540 | 27.7167 | 85.3166 | 5.75 | 0.061644
wind | NPLXX | 2019 | S2D1 | S2 | D1 | Pre-monsoon (Mar-May) | Night (00-06) | 0.023344 | 0.026133 | 0.143 | 0 | 552 | 27.7167 | 85.3166 | 5.75 | 0.063014
wind | NPLXX | 2019 | S2D2 | S2 | D2 | Pre-monsoon (Mar-May) | Day (06-18) | 0.066321 | 0.10391 | 0.706 | 0 | 1104 | 27.7167 | 85.3166 | 5.75 | 0.12603
wind | NPLXX | 2019 | S2D3 | S2 | D3 | Pre-monsoon (Mar-May) | Evening (18-24) | 0.022306 | 0.028724 | 0.196 | 0 | 552 | 27.7167 | 85.3166 | 5.75 | 0.063014
wind | NPLXX | 2019 | S3D1 | S3 | D1 | SW Monsoon (Jun-Sep) | Night (00-06) | 0.014352 | 0.031823 | 0.458 | 0 | 732 | 27.7167 | 85.3166 | 5.75 | 0.083562
wind | NPLXX | 2019 | S3D2 | S3 | D2 | SW Monsoon (Jun-Sep) | Day (06-18) | 0.053492 | 0.09756 | 0.793 | 0 | 1464 | 27.7167 | 85.3166 | 5.75 | 0.16712
wind | NPLXX | 2019 | S3D3 | S3 | D3 | SW Monsoon (Jun-Sep) | Evening (18-24) | 0.035783 | 0.081774 | 0.759 | 0 | 732 | 27.7167 | 85.3166 | 5.75 | 0.083562
wind | NPLXX | 2019 | S4D1 | S4 | D1 | Post-monsoon (Oct-Nov) | Night (00-06) | 0.002284 | 0.003325 | 0.02 | 0 | 366 | 27.7167 | 85.3166 | 5.75 | 0.041781
wind | NPLXX | 2019 | S4D2 | S4 | D2 | Post-monsoon (Oct-Nov) | Day (06-18) | 0.01018 | 0.014735 | 0.1 | 0 | 732 | 27.7167 | 85.3166 | 5.75 | 0.083562
wind | NPLXX | 2019 | S4D3 | S4 | D3 | Post-monsoon (Oct-Nov) | Evening (18-24) | 0.003913 | 0.005065 | 0.032 | 0 | 366 | 27.7167 | 85.3166 | 5.75 | 0.041781
wind | NPLXX | 2020 | S1D1 | S1 | D1 | Winter (Dec-Feb) | Night (00-06) | 0.011808 | 0.018944 | 0.12 | 0 | 546 | 27.7167 | 85.3166 | 5.75 | 0.061644
wind | NPLXX | 2020 | S1D2 | S1 | D2 | Winter (Dec-Feb) | Day (06-18) | 0.027475 | 0.038533 | 0.293 | 0 | 1092 | 27.7167 | 85.3166 | 5.75 | 0.12329
wind | NPLXX | 2020 | S1D3 | S1 | D3 | Winter (Dec-Feb) | Evening (18-24) | 0.011866 | 0.019891 | 0.188 | 0 | 546 | 27.7167 | 85.3166 | 5.75 | 0.061644
wind | NPLXX | 2020 | S2D1 | S2 | D1 | Pre-monsoon (Mar-May) | Night (00-06) | 0.017301 | 0.019738 | 0.16 | 0 | 552 | 27.7167 | 85.3166 | 5.75 | 0.063014
wind | NPLXX | 2020 | S2D2 | S2 | D2 | Pre-monsoon (Mar-May) | Day (06-18) | 0.064621 | 0.097212 | 0.701 | 0 | 1104 | 27.7167 | 85.3166 | 5.75 | 0.12603
wind | NPLXX | 2020 | S2D3 | S2 | D3 | Pre-monsoon (Mar-May) | Evening (18-24) | 0.022781 | 0.034421 | 0.258 | 0 | 552 | 27.7167 | 85.3166 | 5.75 | 0.063014
wind | NPLXX | 2020 | S3D1 | S3 | D1 | SW Monsoon (Jun-Sep) | Night (00-06) | 0.021843 | 0.043413 | 0.314 | 0 | 732 | 27.7167 | 85.3166 | 5.75 | 0.083562
wind | NPLXX | 2020 | S3D2 | S3 | D2 | SW Monsoon (Jun-Sep) | Day (06-18) | 0.04198 | 0.07783 | 0.576 | 0 | 1464 | 27.7167 | 85.3166 | 5.75 | 0.16712
wind | NPLXX | 2020 | S3D3 | S3 | D3 | SW Monsoon (Jun-Sep) | Evening (18-24) | 0.03125 | 0.053058 | 0.41 | 0 | 732 | 27.7167 | 85.3166 | 5.75 | 0.083562
wind | NPLXX | 2020 | S4D1 | S4 | D1 | Post-monsoon (Oct-Nov) | Night (00-06) | 0.005268 | 0.006889 | 0.043 | 0 | 366 | 27.7167 | 85.3166 | 5.75 | 0.041781
wind | NPLXX | 2020 | S4D2 | S4 | D2 | Post-monsoon (Oct-Nov) | Day (06-18) | 0.01265 | 0.022671 | 0.175 | 0 | 732 | 27.7167 | 85.3166 | 5.75 | 0.083562
wind | NPLXX | 2020 | S4D3 | S4 | D3 | Post-monsoon (Oct-Nov) | Evening (18-24) | 0.004265 | 0.00532 | 0.038 | 0 | 366 | 27.7167 | 85.3166 | 5.75 | 0.041781
wind | NPLXX | 2021 | S1D1 | S1 | D1 | Winter (Dec-Feb) | Night (00-06) | 0.00493 | 0.006808 | 0.058 | 0 | 540 | 27.7167 | 85.3166 | 5.75 | 0.061644
wind | NPLXX | 2021 | S1D2 | S1 | D2 | Winter (Dec-Feb) | Day (06-18) | 0.040112 | 0.054946 | 0.479 | 0 | 1080 | 27.7167 | 85.3166 | 5.75 | 0.12329
wind | NPLXX | 2021 | S1D3 | S1 | D3 | Winter (Dec-Feb) | Evening (18-24) | 0.005339 | 0.009104 | 0.096 | 0 | 540 | 27.7167 | 85.3166 | 5.75 | 0.061644
wind | NPLXX | 2021 | S2D1 | S2 | D1 | Pre-monsoon (Mar-May) | Night (00-06) | 0.027152 | 0.040903 | 0.559 | 0 | 552 | 27.7167 | 85.3166 | 5.75 | 0.063014
wind | NPLXX | 2021 | S2D2 | S2 | D2 | Pre-monsoon (Mar-May) | Day (06-18) | 0.082186 | 0.12491 | 0.792 | 0 | 1104 | 27.7167 | 85.3166 | 5.75 | 0.12603
wind | NPLXX | 2021 | S2D3 | S2 | D3 | Pre-monsoon (Mar-May) | Evening (18-24) | 0.024638 | 0.038731 | 0.359 | 0 | 552 | 27.7167 | 85.3166 | 5.75 | 0.063014
wind | NPLXX | 2021 | S3D1 | S3 | D1 | SW Monsoon (Jun-Sep) | Night (00-06) | 0.015022 | 0.028367 | 0.236 | 0 | 732 | 27.7167 | 85.3166 | 5.75 | 0.083562
wind | NPLXX | 2021 | S3D2 | S3 | D2 | SW Monsoon (Jun-Sep) | Day (06-18) | 0.053824 | 0.081198 | 0.52 | 0 | 1464 | 27.7167 | 85.3166 | 5.75 | 0.16712
wind | NPLXX | 2021 | S3D3 | S3 | D3 | SW Monsoon (Jun-Sep) | Evening (18-24) | 0.0286 | 0.042281 | 0.321 | 0 | 732 | 27.7167 | 85.3166 | 5.75 | 0.083562
wind | NPLXX | 2021 | S4D1 | S4 | D1 | Post-monsoon (Oct-Nov) | Night (00-06) | 0.005926 | 0.020947 | 0.26 | 0 | 366 | 27.7167 | 85.3166 | 5.75 | 0.041781
wind | NPLXX | 2021 | S4D2 | S4 | D2 | Post-monsoon (Oct-Nov) | Day (06-18) | 0.018747 | 0.027458 | 0.292 | 0 | 732 | 27.7167 | 85.3166 | 5.75 | 0.083562
wind | NPLXX | 2021 | S4D3 | S4 | D3 | Post-monsoon (Oct-Nov) | Evening (18-24) | 0.009404 | 0.018234 | 0.126 | 0 | 366 | 27.7167 | 85.3166 | 5.75 | 0.041781
wind | NPLXX | 2022 | S1D1 | S1 | D1 | Winter (Dec-Feb) | Night (00-06) | 0.013248 | 0.050802 | 0.676 | 0 | 540 | 27.7167 | 85.3166 | 5.75 | 0.061644
wind | NPLXX | 2022 | S1D2 | S1 | D2 | Winter (Dec-Feb) | Day (06-18) | 0.032852 | 0.060105 | 0.666 | 0 | 1080 | 27.7167 | 85.3166 | 5.75 | 0.12329
wind | NPLXX | 2022 | S1D3 | S1 | D3 | Winter (Dec-Feb) | Evening (18-24) | 0.009194 | 0.014888 | 0.152 | 0 | 540 | 27.7167 | 85.3166 | 5.75 | 0.061644
wind | NPLXX | 2022 | S2D1 | S2 | D1 | Pre-monsoon (Mar-May) | Night (00-06) | 0.018748 | 0.017199 | 0.107 | 0 | 552 | 27.7167 | 85.3166 | 5.75 | 0.063014
wind | NPLXX | 2022 | S2D2 | S2 | D2 | Pre-monsoon (Mar-May) | Day (06-18) | 0.049541 | 0.094509 | 0.724 | 0 | 1104 | 27.7167 | 85.3166 | 5.75 | 0.12603
wind | NPLXX | 2022 | S2D3 | S2 | D3 | Pre-monsoon (Mar-May) | Evening (18-24) | 0.014654 | 0.027358 | 0.352 | 0 | 552 | 27.7167 | 85.3166 | 5.75 | 0.063014
wind | NPLXX | 2022 | S3D1 | S3 | D1 | SW Monsoon (Jun-Sep) | Night (00-06) | 0.011063 | 0.01723 | 0.121 | 0 | 732 | 27.7167 | 85.3166 | 5.75 | 0.083562
wind | NPLXX | 2022 | S3D2 | S3 | D2 | SW Monsoon (Jun-Sep) | Day (06-18) | 0.034845 | 0.064026 | 0.446 | 0 | 1464 | 27.7167 | 85.3166 | 5.75 | 0.16712
wind | NPLXX | 2022 | S3D3 | S3 | D3 | SW Monsoon (Jun-Sep) | Evening (18-24) | 0.02121 | 0.02815 | 0.17 | 0 | 732 | 27.7167 | 85.3166 | 5.75 | 0.083562
wind | NPLXX | 2022 | S4D1 | S4 | D1 | Post-monsoon (Oct-Nov) | Night (00-06) | 0.004975 | 0.010123 | 0.069 | 0 | 366 | 27.7167 | 85.3166 | 5.75 | 0.041781
wind | NPLXX | 2022 | S4D2 | S4 | D2 | Post-monsoon (Oct-Nov) | Day (06-18) | 0.010786 | 0.016137 | 0.099 | 0 | 732 | 27.7167 | 85.3166 | 5.75 | 0.083562
wind | NPLXX | 2022 | S4D3 | S4 | D3 | Post-monsoon (Oct-Nov) | Evening (18-24) | 0.004691 | 0.006499 | 0.042 | 0 | 366 | 27.7167 | 85.3166 | 5.75 | 0.041781

## Sources_Registry
Source_ID | Short_Name | Full_Citation | URL | Doc_Type | Currency_Year | Access
S1 | CEB LTGEP | Sri Lanka CEB Long-Term Generation Expansion Plan 2025-2044 | https://www.ceb.lk/front_img/img_reports/1748839124LTGEP-2025-2044-FINAL_c.pdf | Govt plan | 2023 USD | Public
S2 | CEA NEP | India CEA National Electricity Plan 2022-2032 Annexure-A | https://cea.nic.in | Govt plan | INR nominal | Public
S3 | NREL ATB 2024 | NREL Annual Technology Baseline 2024 (v3 corrected Apr 2025) | https://atb.nrel.gov/electricity/2024/index | Data pub | 2022 USD | Public
S3a | ATB Workbook | NREL ATB 2024 Excel Workbook v3 | https://data.openei.org/files/6006/2024_v3_Workbook.xlsx | Data file | 2022 USD | Public
S4 | WB CMO | World Bank Commodity Markets Outlook, October 2025 | https://www.worldbank.org/en/research/commodity-markets | Forecast | Nominal USD | Public
S5 | WB BD ESSEP | World Bank Bangladesh Energy Sector Security Enhancement Project (2025) | https://www.worldbank.org | PAD | 2025 USD | Public
S6 | CERC Biomass | CERC FY2024-25 biomass fuel pricing / RE tariff statement |  | Regulation | INR FY24 | Public
S7 | Bhutan PSMP | Bhutan Power System Master Plan 2040 / JICA | https://www.jica.go.jp/english/overseas/bhutan/information/topics/2022/220518.html | Govt plan | USD | Restricted
S8 | Nepal-India ETTP | Nepal-India Electricity Transmission and Trade Project | https://accountabilityconsole.com/projects/nepal-india-electricity-transmission-and-trade-project/ | WB PAD | USD | Public
S9 | India Tx Matrix | Indian transmission line cost matrix for TBCB |  | Govt data | INR | Public
S10 | BD-IN Interconn | ADB Bangladesh-India Grid Interconnection Project (Bheramara) | https://www.adb.org/projects/44192-013/main | ADB PAD | USD | Public
S11 | LK-IN HVDC | India-Sri Lanka HVDC interconnection feasibility study | https://en.wikipedia.org/wiki/India-Sri_Lanka_HVDC_Interconnection | Feasibility | 2012 USD | Partial
S12 | PFCCL Submarine | PFCCL tender for subsea cable feasibility (Jan 2025) |  | Tender | USD | Public
S13 | WNA Nuclear | World Nuclear Association - Economics of Nuclear Power | https://world-nuclear.org/information-library/economic-aspects/economics-of-nuclear-power | Industry | Various | Public
S14 | WB/NREL Offshore | World Bank / NREL Philippines Offshore Wind Roadmap |  | Study | USD | Public
S15 | India WTE | Recent Indian WTE project cost reports (Bawana, Bidadi) |  | Project rpt | INR | Public
S16 | Marine/H2 Lit | Marine energy literature; DOE hydrogen/fuel-cell targets |  | Literature | USD | Public
S17 | IRENA RPGC 2024 | IRENA Renewable Power Generation Costs in 2024 (Jul 2025) | https://www.irena.org/-/media/Files/IRENA/Agency/Publication/2025/Jul/IRENA_TEC_RPGC_in_2024_Summary_2025.pdf | Data pub | 2024 USD | Public
S18 | IEA WEO 2025 | IEA World Energy Outlook 2025 | https://www.iea.org/reports/world-energy-outlook-2025 | Outlook | 2023 USD | Paid
S19 | UK DESNZ | UK DESNZ Fossil Fuel Price Assumptions July 2024 | https://assets.publishing.service.gov.uk/media/66f3e1a8080bdf716392e855/2024-Fossil-Fuel-price-Assumptions-Publication.pdf | Govt pub | 2023 USD | Public
S20 | INL GAIN Nuclear | INL Meta-Analysis of Advanced Nuclear Reactor Cost Estimations | https://gain.inl.gov/content/uploads/4/2024/11/INL-RPT-24-77048-Meta-Analysis-of-Adv-Nuclear-Reactor-Cost-Estimations.pdf | Study | 2022 USD | Public
S21 | BNEF Battery | BloombergNEF Lithium-Ion Battery Price Survey 2025 | https://about.bnef.com/insights/clean-transport/lithium-ion-battery-pack-prices-fall-to-108-per-kilowatt-hour-despite-rising-metal-prices-bloombergnef/ | Survey | 2025 USD | Paid
S22 | ADB Mannar Wind | ADB Sri Lanka Wind Power Generation Project (Mannar) | https://www.adb.org/results/helping-sri-lanka-go-green | ADB PAD | USD | Public
S23 | MV Energy Roadmap | Maldives Energy Roadmap 2024-2033 | https://www.environment.gov.mv/v2/wp-content/files/publications/20241107-pub-energy-roadmap-maldives-2024-2033-.pdf | Govt plan | USD | Public
S24 | ADB Nepal Hydro | ADB Hydropower Development and Economic Growth in Nepal | https://www.adb.org/sites/default/files/publication/612641/hydropower-development-economic-growth-nepal.pdf | Study | USD | Public
S25 | IISD WEO Review | IISD Five Lessons From IEA WEO 2025 | https://www.iisd.org/articles/explainer/five-lessons-iea-2025-world-energy-outlook | Analysis | 2023 USD | Public
S26 | Cole et al 2025 | NREL Cost Projections for Utility-Scale Battery Storage 2025 | https://docs.nrel.gov/docs/fy25osti/93281.pdf | Tech rpt | 2024 USD | Public
S27 | EIA AEO 2025 | EIA Annual Energy Outlook 2025 | https://www.eia.gov/outlooks/aeo/ | Outlook | 2024 USD | Public
PWR_BGD | BPDB Power Database | Bangladesh Power Development Board official power station list |  | Government database | 2024
PWR_BTN | BPC Generation Data | Bhutan Power Corporation generation capacity listing |  | Government database | 2024
PWR_IND | CEA National Register | Central Electricity Authority All-India installed capacity |  | Government database | 2024
PWR_MDV | STELCO/FENAKA Reports | State Electric Company and FENAKA Corporation capacity data |  | Government database | 2024
PWR_NPL | NEA Generation List | Nepal Electricity Authority installed capacity report |  | Government database | 2024
PWR_LKA | CEB Statistical Digest | Ceylon Electricity Board statistical digest and generation data |  | Government database | 2023
RN_001 | Renewable Ninja | Renewables.ninja solar/wind profiles (Pfenninger & Staffell 2016), MERRA2 reanalysis | https://www.renewables.ninja | Model output | 2014-2022 avg
TS_BGD | PGCB Hourly Dispatch | Power Grid Company of Bangladesh hourly dispatch data 2023-2024 |  | System operator data | 2024
TS_BTN | BPC Table 5.20 | Bhutan Power Corporation monthly/seasonal demand data Dec 2024 |  | Utility report | 2024
TS_IND | CEA Daily Schedule | Central Electricity Authority daily schedule/dispatch 2023-24 |  | System operator data | 2024
TS_LKA | PUCSL 15-min Dispatch | Public Utilities Commission of Sri Lanka 15-minute dispatch 2023 |  | Regulator data | 2023
TS_NPL | NREL/NEA Demand | NREL Table 1 FY2073 + NEA Yearly Summary FY2079/80 |  | Study + utility | 2023

## Gaps_Actions
Data Category | Country | Status | What Exists | What Is Missing | Action Required | Priority | Assigned_To
Existing Generation | BGD | COMPLETE | 138 plants with fuel type, capacity, status | Commissioning dates for some plants | Cross-check with BPDB annual report | LOW
Existing Generation | BTN | COMPLETE | 12 plants (hydropower dominant) | Small distributed generation | Verify with BPC 2024 report | LOW
Existing Generation | IND | COMPLETE | 1873 plants with state, district, commissioning | Retirement dates for aging fleet | CEA retirement schedule needed | MEDIUM
Existing Generation | MDV | COMPLETE | 9 entries (diesel + solar) | Outer island micro-grids | STELCO/FENAKA island-by-island data | MEDIUM
Existing Generation | NPL | COMPLETE | 46 plants with capacity | Small hydro (<1MW) not captured | NEA small project registry | LOW
Existing Generation | LKA | COMPLETE | 40 plants with technology, capacity | Embedded generation | PUCSL embedded gen register | LOW
Planned Generation | BGD | COMPLETE | 15 planned projects with COD | Updated pipeline beyond 2030 | Await IEPMP 2025 update | MEDIUM
Planned Generation | BTN | COMPLETE | 14 projects incl. Punatsangchhu I&II | Private sector small hydro pipeline | DGPC project tracker | LOW
Planned Generation | IND | COMPLETE | 377 projects with developer, status | State-level DER/rooftop solar pipeline | MNRE state-wise targets | MEDIUM
Planned Generation | MDV | PARTIAL | 23 projects (mostly solar+BESS) | Outer island electrification plan | MEE/STELCO island plan | HIGH
Planned Generation | NPL | COMPLETE | 30 projects incl. storage hydro | Cross-border project details (Arun-III) | IPPAN/NEA update | MEDIUM
Planned Generation | LKA | COMPLETE | 94 projects from LTGEP | Post-2035 pipeline | CEB LTGEP 2025 revision | LOW
Technology Costs | ALL | COMPLETE | 181 records: 7 milestone years × 3 scenarios × multiple techs | O&M escalation rates post-2035 | IRENA/IEA 2025 updates | MEDIUM
Technology Costs | ALL | COMPLETE | Base + Trajectory sources with URLs | Confidence intervals for ambitious scenario | ATB 2025 comparison | LOW
Fuel Costs | ALL | COMPLETE | 26 records with 3 scenarios | Country-specific fuel subsidies | National pricing data per country | HIGH
Country Multipliers | BD | PARTIAL | Solar PV, Coal, CCGT, BESS, Diesel multipliers with sources | Hydro RoR/Storage (not applicable) | N/A — no hydro in Bangladesh | N/A
Country Multipliers | LK | GOOD | All 8 technologies with CEB LTGEP sources | Hydro Storage specific project data | CEB LTGEP 2025 for updated costs | LOW
Country Multipliers | NP | PARTIAL | Hydro RoR, Hydro Storage, Solar PV with sources | Coal, CCGT (not applicable — no fossil) | N/A for fossil; verify BESS with NEA | MEDIUM
Country Multipliers | BT | PARTIAL | Hydro RoR, Hydro Storage with project data | Solar PV, Wind, BESS (limited deployment) | DGPC/PSMP for non-hydro costs | MEDIUM
Country Multipliers | MV | PARTIAL | Solar PV, Diesel, BESS multipliers | Wind, Hydro, Coal, CCGT (not applicable) | N/A for most — island system | LOW
Interconnectors | ALL | COMPLETE | 13 corridors with CAPEX, FOM, loss, life | Updated HVDC cost curves | PGCIL/POWERGRID 2025 data | MEDIUM
Demand Forecasts | BGD | COMPLETE | Historical + IEPMP forecast to 2041 | Post-2041 extrapolation method | Define extrapolation methodology | HIGH
Demand Forecasts | BTN | COMPLETE | BPC historical + BPSO 2023 scenarios | Industrial demand breakdown | BPC sectoral forecast | LOW
Demand Forecasts | IND | COMPLETE | Region-wise + state demand 2026-2037 | Post-2037 to 2050 projections | CEA 20th EPS or NITI Aayog scenarios | HIGH
Demand Forecasts | MDV | PARTIAL | Historical generation data | Detailed demand forecast by sector | MEE demand study needed | HIGH
Demand Forecasts | NPL | COMPLETE | 3 GDP scenarios (4.5%, 7%, 10.3%) to 2050 |  | Verify with NEA 2025 | LOW
Demand Forecasts | LKA | COMPLETE | 25-year historical + LTGEP to 2044 | Post-2044 to 2050 | Extrapolate from LTGEP growth rate | MEDIUM
Capacity Factors (TS) | BGD | COMPLETE | 12 timeslices × 8 technologies (Gas, Coal, Oil, Hydro, Solar, Wind, Import) |  |  | LOW
Capacity Factors (TS) | LKA | COMPLETE | 12 timeslices × 8 technologies (Coal, Oil CEB/IPP, Hydro, Wind, Solar, Biomass) |  |  | LOW
Capacity Factors (TS) | ALL | COMPLETE | RE Ninja solar + wind CFs for all 6 countries (9-year MERRA2 average) | Sub-regional granularity | Add more RE Ninja locations | LOW
Demand Profiles | BTN | COMPLETE | 12 timeslices with YearSplit + Demand Fraction + Avg MW |  |  | LOW
Demand Profiles | NPL | COMPLETE | 12 timeslices with YearSplit + Demand Fraction + Avg MWh/day |  |  | LOW
Demand Profiles | IND | COMPLETE | Regional demand fractions (East/North/South/West/NE) by season+daypart |  |  | LOW
Demand Profiles | BGD | COMPLETE | 12 timeslice demand fractions from PGCB UCI hourly dataset (cross-validated vs 2023/2024) | Demand fractions per timeslice | Derive from PGCB hourly load data | LOW
Demand Profiles | LKA | COMPLETE | 12 timeslice demand fractions from PUCSL 15-min dispatch data (process_pucsl_spyder) | Demand fractions per timeslice | Derive from CEB 15-min load data | LOW
Demand Profiles | MDV | GAP | No timeslice file for Maldives | All timeslice data | STELCO hourly load shape needed | HIGH
RE Targets & Policies | ALL | COMPLETE | Template sheet filled with NDC/policy targets |  | Update with COP30 pledges | LOW
Emissions Factors | ALL | COMPLETE | Template sheet with IPCC tier-1 factors | Country-specific factors | National communications data | MEDIUM