## Existing Generation
INDIA — Existing Power Generation Plants (Operational)
Source: NITI Aayog India Climate and Energy Dashboard (ICED) — Plant Info (Operational), Feb 2025. Generation technology & sector: NITI Aayog ICED Generation Metatable (Feb 2025). URL: https://iced.niti.gov.in
Plant Name | Zone | State | Fuel Type | Owner Type | Implementing Agency | Installed Capacity (MW) | Technology | Commissioning Date | District | Notes
Amrit Bio Energy & Industries Ltd West Bengal Bankura 10 | ER | West Bengal | Bio Power |  | Amrit Bio Energy & Industries Ltd | 10 |  | Pre-2000
Harinagar Sugar Mills Ltd Bihar Pashchim Champaran 14.5 | ER | Bihar | Bio Power |  | Harinagar Sugar Mills Ltd | 14.5 |  | Pre-2000
Ispat Alloys Ltd West Bengal Bardhaman 10 | ER | West Bengal | Bio Power |  | Ispat Alloys Ltd | 10 |  | Pre-2000
Kamarhatty Power Ltd West Bengal Bardhaman 6 | ER | West Bengal | Bio Power |  | Kamarhatty Power Ltd | 6 |  | Pre-2000
New Swadeshi Sugar Mill Ltd Bihar Pashchim Champaran 10 | ER | Bihar | Bio Power |  | New Swadeshi Sugar Mill Ltd | 10 |  | Pre-2000
Others (districts not specified) [Biomass & bagasse based cogen.] Bihar N.A. 88 | ER | Bihar | Bio Power |  | Others (districts not specified) [Biomass & bagasse based cogen.] | 88 |  | Pre-2000
Others (districts not specified) [Biomass & bagasse based cogen.] Odisha N.A. 30.4 | ER | Odisha | Bio Power |  | Others (districts not specified) [Biomass & bagasse based cogen.] | 30.4 |  | Pre-2000
Others (districts not specified) [Biomass & bagasse based cogen.] West Bengal N.A. 274 | ER | West Bengal | Bio Power |  | Others (districts not specified) [Biomass & bagasse based cogen.] | 274 |  | Pre-2000
Others (districts not specified) [Non-Bagasse based cogen.] Bihar N.A. 26.4 | ER | Bihar | Bio Power |  | Others (districts not specified) [Non-Bagasse based cogen.] | 26.4 |  | Pre-2000
Others (districts not specified) [Non-Bagasse based cogen.] Jharkhand N.A. 20.14 | ER | Jharkhand | Bio Power |  | Others (districts not specified) [Non-Bagasse based cogen.] | 20.14 |  | Pre-2000
Others (districts not specified) [Non-Bagasse based cogen.] Odisha N.A. 8.82 | ER | Odisha | Bio Power |  | Others (districts not specified) [Non-Bagasse based cogen.] | 8.82 |  | Pre-2000
Others (districts not specified) [Non-Bagasse based cogen.] West Bengal N.A. 43.519999999999996 | ER | West Bengal | Bio Power |  | Others (districts not specified) [Non-Bagasse based cogen.] | 43.52 |  | Pre-2000
Others (districts not specified) [Waste to Energy (Off-grid)] Bihar N.A. 1.32 | ER | Bihar | Bio Power |  | Others (districts not specified) [Waste to Energy (Off-grid)] | 1.32 |  | Pre-2000
Others (districts not specified) [Waste to Energy (Off-grid)] Odisha N.A. 5 | ER | Odisha | Bio Power |  | Others (districts not specified) [Waste to Energy (Off-grid)] | 5 |  | Pre-2000
Others (districts not specified) [Waste to Energy (Off-grid)] West Bengal N.A. 8.34 | ER | West Bengal | Bio Power |  | Others (districts not specified) [Waste to Energy (Off-grid)] | 8.34 |  | Pre-2000
Shalivahana Green Energy Ltd Odisha Dhenkanal 20 | ER | Odisha | Bio Power |  | Shalivahana Green Energy Ltd | 20 |  | Pre-2000
Bakreshwar TPS | ER | West Bengal | Coal | State | West Bengal Power Development Corp. Ltd. | 1050 | Subcritical | 1999-07-01
Bandel TPS | ER | West Bengal | Coal | State | West Bengal Power Development Corp. Ltd. | 270 | Subcritical | 1965-05-01
Barauni TPS | ER | Bihar | Coal | Central | NTPC Ltd. | 500 | Subcritical | 2018-01-01
Barh STPP | ER | Bihar | Coal | Central | NTPC Ltd. | 3300 | Supercritical | 2013-11-30
Bokaro A Extension TPS | ER | Jharkhand | Coal | Central | Damodar Valley Corporation(DVC) | 500 | Subcritical | 2016-03-22
Budge Budge TPS | ER | West Bengal | Coal | Private | Calcutta Electric Supply Corp. Ltd. (CESC Ltd.) | 750 | Subcritical | 1997-09-01
Chandrapura (DVC) TPS | ER | Jharkhand | Coal | Central | Damodar Valley Corporation(DVC) | 500 | Subcritical | 2009-11-01
Darlipali STPP | ER | Odisha | Coal | Central | NTPC Ltd. | 1600 | Supercritical | 2019-12-01
Derang TPP | ER | Odisha | Coal | Private | Jindal India Thermal Power Ltd.(JITPL) | 1200 | Subcritical | 2014-05-01
Durgapur Projects (D.P.L.) TPS | ER | West Bengal | Coal | State | Durgapur Projects Ltd. | 550 | Subcritical | 2007-11-01
Durgapur Steel TPS | ER | West Bengal | Coal | Central | Damodar Valley Corporation(DVC) | 1000 | Subcritical | 2011-07-01
Farakka STPS | ER | West Bengal | Coal | Central | NTPC Ltd. | 2100 | Subcritical | 1986-01-01
Haldia TPP | ER | West Bengal | Coal | Private | Haldia Energy Ltd. (a subsidiary of CESC Ltd.) | 600 | Subcritical | 2014-01-14
Hiranmaye TPP | ER | West Bengal | Coal | Private | Hiranmaye Energy Ltd. | 300 | Subcritical | 2017-08-01
IB Valley TPS | ER | Odisha | Coal | State | Orissa Power Generation Corp. Ltd. | 1740 | Subcritical | 1994-05-01
Ind Barath (Utkal)/JSW Energy (Utkal) Ltd. | ER | Odisha | Coal | Private | JSW Energy Ltd. | 700 | Subcritical | 2016-02-25
Jojobera TPS | ER | Jharkhand | Coal | Private | Tata Power Co. Ltd. | 240 | Subcritical | 2001-10-01
Kahalgaon STPS | ER | Bihar | Coal | Central | NTPC Ltd. | 2340 | Subcritical | 1992-03-01
Kamalanga TPS | ER | Odisha | Coal | Private | GMR Energy Ltd. | 1050 | Subcritical | 2013-03-29
Kodarma TPP | ER | Jharkhand | Coal | Central | Damodar Valley Corporation(DVC) | 1000 | Subcritical | 2011-07-20
Kolaghat TPS | ER | West Bengal | Coal | State | West Bengal Power Development Corp. Ltd. | 840 | Subcritical | 1984-10-01
Maadurga Thermal Power (MTPCL) | ER | Odisha | Coal | Private | Maadurga Thermal Power Co. Ltd. | 60 | Subcritical | 2024-09-23
Mahadev Prasad or Jamshedpur Kandra STPP | ER | Jharkhand | Coal | Private | ADHUNIK | 540 | Subcritical | 2012-11-01
Maithon TPP | ER | Jharkhand | Coal | Private | Maithon Pvt. Ltd. | 1050 | Subcritical | 2011-09-01
Mejia TPS | ER | West Bengal | Coal | Central | Damodar Valley Corporation(DVC) | 2340 | Subcritical | 1995-12-01
Muzaffarpur TPS | ER | Bihar | Coal | Central | NTPC Ltd./Kanti Bijlee Utpadan(KBUNL) | 390 | Subcritical | 2015-03-31
Nabi Nagar TPP | ER | Bihar | Coal | Central | Nabinagar Power Generating Co. Pvt. Ltd. (JV of NTPC Ltd. & Ministry of Railways) | 1000 | Subcritical | 2016-03-20
New NabiNagar TPP (Majhiyan) | ER | Bihar | Coal | Central | NTPC Ltd. & BSPGCL (NPGCL) | 1980 | Supercritical | 2019-07-01
North Karanpura TPP | ER | Jharkhand | Coal | Central | NTPC Ltd. | 1980 | Supercritical | 2023-01-18
Patratu TPS | ER | Jharkhand | Coal | Central | Patratu Vidyut Utpadan Nigam Limited | 800 | Ultra-Supercritical | 2025-10-16
Raghunathpur TPS | ER | West Bengal | Coal | Central | Damodar Valley Corporation(DVC) | 1200 | Subcritical | 2014-08-24
Sagardighi TPS | ER | West Bengal | Coal | State | West Bengal Power Development Corp. Ltd. | 1600 | Subcritical | 2007-09-01
Santaldih TPS | ER | West Bengal | Coal | State | West Bengal Power Development Corp. Ltd. | 500 | Subcritical | 2007-11-01
Southern Generating Power Station (Southern Repl. TPS) | ER | West Bengal | Coal | Private | Calcutta Electric Supply Corp. Ltd. (CESC Ltd.) | 135 | Subcritical | 1990-04-01
Sterlite (Jharsuguda)/ Vedanta Thermal Power Plant | ER | Odisha | Coal | Private | Sterlite Energy Ltd. | 600 | Subcritical | 2010-10-01
Super Critical Buxar Thermal Power Plant | ER | Bihar | Coal | Central | SJVN Thermal Private Limited | 660 | Supercritical | 2025-11-05
Talcher or Kaniha Talcher STPS | ER | Odisha | Coal | Central | NTPC Ltd. | 3000 | Subcritical | 1995-02-01
Tenughat TPS | ER | Jharkhand | Coal | State | Tenughat Vidyut Nigam Ltd. | 420 | Subcritical | 1994-04-01
Balimela Hydroelectric Power Project | ER | Odisha | Hydro |  | Odisha Hydro Power Corporation (OHPC) | 510 |  | 1973-08-14
Chuzachen Hydroelectric Power Project | ER | Sikkim | Hydro |  | Gati Infrastructure Pvt. Limited (GIPL) | 110 |  | 2013-04-20
Dikchu Hydroelectric Power Project | ER | Sikkim | Hydro |  | Sneha Kinetic Power Projects Private Limited (SKPPPL) | 96 |  | 2017-04-11
Hirakud (Burla & Chiplima) Hydroelectric Power Project | ER | Odisha | Hydro |  | Odisha Hydro Power Corporation (OHPC) | 359.8 |  | 1956-12-18
Jaldhaka I Hydroelectric Power Project | ER | West Bengal | Hydro |  | West Bengal State Electricity Distribution Company Limited (WBSEDCL) | 36 |  | 1967-08-01
Jorethang Loop Hydroelectric Power Project | ER | Sikkim | Hydro |  | Dans Energy Private Limited (DEPL) | 96 |  | 2015-09-22
Machkund Hydroelectric Power Project | ER | Odisha | Hydro |  | Andhra Pradesh Power Generation Corporation Limited (APGENCO) | 114.75 |  | 1955-08-19
Maithon Hydroelectric Power Project | ER | West Bengal | Hydro |  | Damodar Valley Corporation (DVC) | 63.2 |  | 1957-10-01
Panchet Hydroelectric Power Project | ER | Jharkhand | Hydro |  | Damodar Valley Corporation (DVC) | 80 |  | 1959-06-12
Purulia Hydroelectric Power Project | ER | West Bengal | Hydro |  | West Bengal State Electricity Distribution Company Limited (WBSEDCL) | 900 |  | 2007-12-17
Rammam II Hydroelectric Power Project | ER | West Bengal | Hydro |  | West Bengal State Electricity Distribution Company Limited (WBSEDCL) | 50 |  | 1995-08-01
Rangit Hydroelectric Power Project | ER | Sikkim | Hydro |  | National Hydroelectric Power Corporation (NHPC) | 60 |  | 2000-02-03
Rengali Hydroelectric Power Project | ER | Odisha | Hydro |  | Odisha Hydro Power Corporation (OHPC) | 250 |  | 1985-08-27
Rongnichu Hydro Power Project | ER | Sikkim | Hydro |  | Madhya Bharat Power Corporation Limited | 113 |  | 2021-06-01
Subernarekha I & II Hydroelectric Power Project | ER | Jharkhand | Hydro |  | Jharkhand Urja Utpadan Nigam Limited (JUUNL) | 130 |  | 1977-05-30
Tashiding Hydroelectric Power Project | ER | Sikkim | Hydro |  | Shiga Energy Private Limited (SEPL) | 97 |  | 2018-11-06
Teesta III Hydroelectric Power Project | ER | Sikkim | Hydro |  | Teesta Urja Limited (TUL) | 1200 |  | 2017-01-14
Teesta Low Dam III Hydroelectric Power Project | ER | West Bengal | Hydro |  | National Hydroelectric Power Corporation (NHPC) | 132 |  | 2013-01-20
Teesta Low Dam IV Hydroelectric Power Project | ER | West Bengal | Hydro |  | National Hydroelectric Power Corporation (NHPC) | 160 |  | 2016-02-14
Teesta V Hydroelectric Power Project | ER | Sikkim | Hydro |  | National Hydroelectric Power Corporation (NHPC) | 510 |  | 2008-02-06
Upper Indravati Hydroelectric Power Project | ER | Odisha | Hydro |  | Odisha Hydro Power Corporation (OHPC) | 600 |  | 1999-09-19
Upper Kolab Hydroelectric Power Project | ER | Odisha | Hydro |  | Odisha Hydro Power Corporation (OHPC) | 320 |  | 1988-03-15
Amethi Small Hydro Project | ER | Bihar | Small Hydro |  | Bihar State Hydroelectric Power Corporation (BHPC) | 0.5 |  | Pre-2000
Angoor Small Hydro Project | ER | Bihar | Small Hydro |  | Bihar State Hydroelectric Power Corporation (BHPC) | 1 |  | Pre-2000
Arwal Small Hydro Project | ER | Bihar | Small Hydro |  | Bihar State Hydroelectric Power Corporation (BHPC) | 0.5 |  | Pre-2000
BSHPC Small Hydro Project 1 | ER | Bihar | Small Hydro |  | Bihar State Hydroelectric Power Corporation (BSHPC) | 2 |  | Pre-2000
BSHPC Small Hydro Project 2 | ER | Bihar | Small Hydro |  | Bihar State Hydroelectric Power Corporation (BSHPC) | 3.3 |  | Pre-2000
Baitarini Power Hydel Project | ER | Odisha | Small Hydro |  | Batarani Power Project Limited | 24 |  | Pre-2000
Barun Small Hydel Power Station | ER | Bihar | Small Hydro |  | Bihar State Hydroelectric Power Corporation (BSHPC) | 3.3 |  | 1996-12-01
Belsar Small Hydro Project | ER | Bihar | Small Hydro |  | Bihar State Hydroelectric Power Corporation (BHPC) | 1 |  | Pre-2000
Dehri Small Hydel Power Station | ER | Bihar | Small Hydro |  | Bihar State Hydroelectric Power Corporation (BSHPC) | 6.6 |  | 1995-12-01
Dhelabagh Small Hydro Project | ER | Bihar | Small Hydro |  | Bihar State Hydroelectric Power Corporation (BHPC) | 1 |  | Pre-2000
Fazi Hydel Project | ER | West Bengal | Small Hydro |  | West Bengal State Electricity Distribution Company Ltd. (WBSEB) | 1.2 |  | Pre-2000
Goutamghagh Mini Hydel Scheme | ER | Jharkhand | Small Hydro |  | Bihar State Hydro-Electric Power Corporation (BHPC) | 0.01 |  | 1999-01-07
Jaldhaka Small Hydro Project II | ER | West Bengal | Small Hydro |  | West Bengal State Electricity Distribution Company Ltd. (WBSEB) | 8 |  | Pre-2000
Jalimghagh Mini Hydel Scheme | ER | Jharkhand | Small Hydro |  | Bihar State Hydro-Electric Power Corporation (BHPC) | 0.02 |  | 1997-03-14
Kakatiya Hydroelectric Project | ER | Odisha | Small Hydro |  | Kakatiya Industries Pvt. Ltd. | 9 |  | 2022-04-30
Kataiya Small Hydro Project | ER | Bihar | Small Hydro |  | Bihar State Hydroelectric Power Corporation (BHPC) | 3 |  | Pre-2000
Kosi Small Hydro Project | ER | Bihar | Small Hydro |  | Bihar State Hydroelectric Power Corporation (BSHPC) | 20 |  | Pre-2000
Little Rangit Small Hydro Project | ER | West Bengal | Small Hydro |  | West Bengal State Electricity Distribution Company Ltd. (WBSEB) | 2 |  | 1970-01-01
Lower Kolab Small Hydro Electric Project | ER | Odisha | Small Hydro |  | Meenakshi Power | 12 |  | Pre-2000
Massanjore Hydel Project | ER | West Bengal | Small Hydro |  | West Bengal State Electricity Distribution Company Ltd. (WBSEB) | 4 |  | Pre-2000
Middle Kolab Small Hydro Electric Project | ER | Odisha | Small Hydro |  | Meenakshi Power | 25 |  | Pre-2000
Mungopoo-Kalikhola Small Hydro Project | ER | West Bengal | Small Hydro |  | West Bengal State Electricity Distribution Company Ltd. (WBSEB) | 3 |  | 2003-12-01
Nasriganj Small Hydro Project | ER | Bihar | Small Hydro |  | Bihar State Hydroelectric Power Corporation (BHPC) | 1 |  | Pre-2000
Neora Hydro Limited Small Hydro Project | ER | West Bengal | Small Hydro |  | Neora Hydro Limited | 3 |  | 2006-04-01
Nindighagh Mini Hydel Scheme | ER | Jharkhand | Small Hydro |  | State Hydro-Electric Power Corporation (SHPC) | 0.02 |  | 1997-03-14
Nippon Power Limited Small Hydro Project | ER | West Bengal | Small Hydro |  | Nippon Power Limited | 3 |  | 2007-03-01
Paharma Small Hydro Project | ER | Bihar | Small Hydro |  | Bihar State Hydroelectric Power Corporation (BHPC) | 1 |  | Pre-2000
Potteru Hydro Electric Project Phase I | ER | Odisha | Small Hydro |  | Odisa Power Generation Corp. Ltd. (OPGCL) | 6 |  | Pre-2000
Rajpur Small Hydro Project | ER | Bihar | Small Hydro |  | Bihar State Hydroelectric Power Corporation (BHPC) | 0.7 |  | Pre-2000
Rampur Small Hydro Project | ER | Bihar | Small Hydro |  | Bihar State Hydroelectric Power Corporation (BHPC) | 0.25 |  | Pre-2000
Richington Small Hydro Project | ER | West Bengal | Small Hydro |  | West Bengal State Electricity Distribution Company Ltd. (WBSEB) | 2 |  | 1979-12-01
SPDCL Small Hydro Project 1 | ER | Sikkim | Small Hydro |  | Sikkim Power Development Corp. Ltd.(SPDCL) | 3 |  | Pre-2000
SPDCL Small Hydro Project 10 | ER | Sikkim | Small Hydro |  | Sikkim Power & Energy Dept. | 8 |  | Pre-2000
SPDCL Small Hydro Project 2 | ER | Sikkim | Small Hydro |  | Sikkim Power Development Corp. Ltd.(SPDCL) | 3 |  | Pre-2000
SPDCL Small Hydro Project 3 | ER | Sikkim | Small Hydro |  | Sikkim Power Development Corp. Ltd.(SPDCL) | 3 |  | Pre-2000
SPDCL Small Hydro Project 4 | ER | Sikkim | Small Hydro |  | Sikkim Power Development Corp. Ltd.(SPDCL) | 2 |  | Pre-2000
SPDCL Small Hydro Project 5 | ER | Sikkim | Small Hydro |  | Sikkim Power & Energy Dept. | 3 |  | Pre-2000
SPDCL Small Hydro Project 6 | ER | Sikkim | Small Hydro |  | Sikkim Power & Energy Dept. | 2 |  | Pre-2000
SPDCL Small Hydro Project 7 | ER | Sikkim | Small Hydro |  | Sikkim Power & Energy Dept. | 12 |  | Pre-2000
SPDCL Small Hydro Project 8 | ER | Sikkim | Small Hydro |  | Sikkim Power & Energy Dept. | 4 |  | Pre-2000
SPDCL Small Hydro Project 9 | ER | Sikkim | Small Hydro |  | Sikkim Power & Energy Dept. | 2.5 |  | Pre-2000
Samal Hydro Electric Project | ER | Odisha | Small Hydro |  | Orissa Power Consortium Ltd. (Private Entity) | 20 |  | 2009-10-11
Sapthadharo Small Hydroelectric Project | ER | Odisha | Small Hydro |  | Sri. Avantika Power Projects Pvt. Ltd. | 18 |  | Pre-2000
Sebari Small Hydro Project | ER | Bihar | Small Hydro |  | Bihar State Hydroelectric Power Corporation (BHPC) | 1 |  | Pre-2000
Shrikhinda Small Hydro Project | ER | Bihar | Small Hydro |  | Bihar State Hydroelectric Power Corporation (BHPC) | 0.7 |  | Pre-2000
Sidrapong Small Hydro Project | ER | West Bengal | Small Hydro |  | West Bengal State Electricity Distribution Company Ltd. (WBSEB) | 0.6 |  | 1897-10-11
Teesta Falls Small Hydro Project Phase 1 | ER | West Bengal | Small Hydro |  | West Bengal State Electricity Distribution Company Ltd. (WBSEB) | 22.5 |  | Pre-2000
Teesta Falls Small Hydro Project Phase 2 | ER | West Bengal | Small Hydro |  | West Bengal State Electricity Distribution Company Ltd. (WBSEB) | 22.5 |  | Pre-2000
Teesta Falls Small Hydro Project Phase 3 | ER | West Bengal | Small Hydro |  | West Bengal State Electricity Distribution Company Ltd. (WBSEB) | 22.5 |  | Pre-2000
Tejpura Small Hydro Project | ER | Bihar | Small Hydro |  | Bihar State Hydroelectric Power Corporation (BHPC) | 1.5 |  | Pre-2000
Titaiya Small Hydro Project | ER | Jharkhand | Small Hydro |  | Damodar Valley Corporation(DVC) | 4 |  | 1953-02-01
Triveni Link Canal Small Hydro Project | ER | Bihar | Small Hydro |  | Bihar State Hydroelectric Power Corporation (BSHPC) | 3 |  | Pre-2000
Valmikinagar Hydroelectric Power Station | ER | Bihar | Small Hydro |  | Bihar State Hydroelectric Power Corporation (BSHPC) | 15 |  | 1993-12-01
Kalpong Hydro Electric Project | Islands | Andaman and Nicobar Islands | Small Hydro |  | NHPC | 5.25 |  | 2001-09-01
Others (districts not specified) [Non-Bagasse based cogen.] Assam N.A. 2 | NER | Assam | Bio Power |  | Others (districts not specified) [Non-Bagasse based cogen.] | 2 |  | Pre-2000
Others (districts not specified) [Non-Bagasse based cogen.] Meghalaya N.A. 13.8 | NER | Meghalaya | Bio Power |  | Others (districts not specified) [Non-Bagasse based cogen.] | 13.8 |  | Pre-2000
Bongaigaon TPP | NER | Assam | Coal | Central | NTPC Ltd. | 750 | Subcritical | 2015-06-02
Doyang Hydroelectric Power Project | NER | Nagaland | Hydro |  | North Eastern Electric Power Corporation Limited (NEEPCO) | 75 |  | 2000-06-29
Kameng Hydro Power Project | NER | Arunachal Pradesh | Hydro |  | North Eastern Electric Power Corporation Limited (NEEPCO) | 600 |  | 2020-02-01
Karbi Langpai Hydroelectric Power Project | NER | Assam | Hydro |  | Assam Power Generation Corporation Limited (APGCL) | 100 |  | 2007-06-29
Khandong Hydroelectric Power Project | NER | Assam | Hydro |  | North Eastern Electric Power Corporation Limited (NEEPCO) | 46 |  | 1984-03-08
Kopili Hydroelectric Power Project | NER | Assam | Hydro |  | North Eastern Electric Power Corporation Limited (NEEPCO) | 200 |  | 1988-07-04
Kyrdemkulai (Umium III) Hydroelectric Power Project | NER | Meghalaya | Hydro |  | Meghalaya Power Generation Corporation Limited (MePGCL) | 60 |  | 1979-06-01
Loktak Hydroelectric Power Project | NER | Manipur | Hydro |  | National Hydroelectric Power Corporation (NHPC) | 105 |  | 1983-06-01
Myntdu I Hydroelectric Power Project | NER | Meghalaya | Hydro |  | Meghalaya Power Generation Corporation Limited (MePGCL) | 126 |  | 2011-11-23
New Umtru Hydroelectric Power Project | NER | Meghalaya | Hydro |  | Meghalaya Power Generation Corporation Limited (MePGCL) | 40 |  | 2017-04-22
Pare Hydroelectric Power Project | NER | Arunachal Pradesh | Hydro |  | North Eastern Electric Power Corporation Limited (NEEPCO) | 110 |  | 2018-05-21
Ranganadi Hydroelectric Power Project | NER | Arunachal Pradesh | Hydro |  | North Eastern Electric Power Corporation Limited (NEEPCO) | 405 |  | 2002-01-26
Subansiri Lower Hydro Power Project | NER | Assam | Hydro |  | National Hydroelectric Power Corporation (NHPC) | 250 |  | 2025-12-18
Tuirial Hydroelectric Power Project | NER | Mizoram | Hydro |  | North Eastern Electric Power Corporation Limited (NEEPCO) | 60 |  | 2017-08-25
Umium I Hydroelectric Power Project | NER | Meghalaya | Hydro |  | Meghalaya Power Generation Corporation Limited (MePGCL) | 36 |  | 1965-02-21
Umium IV Hydroelectric Power Project | NER | Meghalaya | Hydro |  | Meghalaya Power Generation Corporation Limited (MePGCL) | 60 |  | 1992-08-11
Agartala Gas Turbine Power Station | NER | Tripura | Oil & Gas |  | North Eastern Electric Power Corp. Ltd. | 135 |  | 1998-02-06
Baramura Gas Thermal Project | NER | Tripura | Oil & Gas |  | Tripura State Electricity Corp. Ltd. | 42 |  | 2002-11-27
Kathalguri (Assam) Gas Combined Cycle Gas Turbine Power Plant | NER | Assam | Oil & Gas |  | North Eastern Electric Power Corp. Ltd. | 291 |  | 1995-03-16
Lakwa GT Replacement Power Project (LRPP ) | NER | Assam | Oil & Gas |  | Assam Power Generation Corp. Ltd. | 69.75 |  | 2018-10-01
Lakwa Gas Turbine Power Station | NER | Assam | Oil & Gas |  | Assam Power Generation Corp. Ltd. | 97.2 |  | 1994-01-03
Namrup Thermal Power Station (NTPS) | NER | Assam | Oil & Gas |  | Assam Power Generation Corp. Ltd. | 139.4 |  | 1965-04-01
Rokhia Gas Thermal Project | NER | Tripura | Oil & Gas |  | Tripura State Electricity Corp. Ltd. | 63 |  | 2002-08-02
Tripura (Monarchak) Gas based Combined Cycle Power Plant | NER | Tripura | Oil & Gas |  | North Eastern Electric Power Corp. Ltd. | 101 |  | 2015-03-30
Tripura (Palatana) Combined Cycle Gas Turbine Power Plant | NER | Tripura | Oil & Gas |  | ONGC Tripura Power Co. Ltd. | 726.6 |  | 2013-01-02
Atenglok Multipurpose Pico Hydel Power Project | NER | Manipur | Small Hydro |  | Manipur Renewable Energy Development Agency (MANIREDA) | 0.01 |  | 2008-11-14
Chadong Kong Micro Hydel Power Project | NER | Manipur | Small Hydro |  | Manipur Renewable Energy Development Agency (MANIREDA) | 0.03 |  | 2011-06-27
DHPD Small Hydro Project 1 | NER | Arunachal Pradesh | Small Hydro |  | Dept. of Hydro Power Development (DHPD) | 2 |  | Pre-2000
DHPD Small Hydro Project 10 | NER | Arunachal Pradesh | Small Hydro |  | Dept. of Hydro Power Development (DHPD) | 3 |  | Pre-2000
DHPD Small Hydro Project 11 | NER | Arunachal Pradesh | Small Hydro |  | Dept. of Hydro Power Development (DHPD) | 2 |  | Pre-2000
DHPD Small Hydro Project 12 | NER | Arunachal Pradesh | Small Hydro |  | Dept. of Hydro Power Development (DHPD) | 3 |  | Pre-2000
DHPD Small Hydro Project 13 | NER | Arunachal Pradesh | Small Hydro |  | Dept. of Hydro Power Development (DHPD) | 2 |  | Pre-2000
DHPD Small Hydro Project 14 | NER | Arunachal Pradesh | Small Hydro |  | Dept. of Hydro Power Development (DHPD) | 3 |  | Pre-2000
DHPD Small Hydro Project 15 | NER | Arunachal Pradesh | Small Hydro |  | Dept. of Hydro Power Development (DHPD) | 2 |  | Pre-2000
DHPD Small Hydro Project 16 | NER | Arunachal Pradesh | Small Hydro |  | Dept. of Hydro Power Development (DHPD) | 3 |  | Pre-2000
DHPD Small Hydro Project 17 | NER | Arunachal Pradesh | Small Hydro |  | Dept. of Hydro Power Development (DHPD) | 2 |  | Pre-2000
DHPD Small Hydro Project 18 | NER | Arunachal Pradesh | Small Hydro |  | Dept. of Hydro Power Development (DHPD) | 4.5 |  | Pre-2000
DHPD Small Hydro Project 2 | NER | Arunachal Pradesh | Small Hydro |  | Dept. of Hydro Power Development (DHPD) | 2 |  | Pre-2000
DHPD Small Hydro Project 3 | NER | Arunachal Pradesh | Small Hydro |  | Dept. of Hydro Power Development (DHPD) | 2 |  | Pre-2000
DHPD Small Hydro Project 4 | NER | Arunachal Pradesh | Small Hydro |  | Dept. of Hydro Power Development (DHPD) | 2 |  | Pre-2000
DHPD Small Hydro Project 5 | NER | Arunachal Pradesh | Small Hydro |  | Dept. of Hydro Power Development (DHPD) | 4 |  | Pre-2000
DHPD Small Hydro Project 6 | NER | Arunachal Pradesh | Small Hydro |  | Dept. of Hydro Power Development (DHPD) | 2 |  | Pre-2000
DHPD Small Hydro Project 7 | NER | Arunachal Pradesh | Small Hydro |  | Dept. of Hydro Power Development (DHPD) | 2 |  | Pre-2000
DHPD Small Hydro Project 8 | NER | Arunachal Pradesh | Small Hydro |  | Dept. of Hydro Power Development (DHPD) | 2 |  | Pre-2000
DHPD Small Hydro Project 9 | NER | Arunachal Pradesh | Small Hydro |  | Dept. of Hydro Power Development (DHPD) | 4.5 |  | Pre-2000
Dhansiri Small Hydro Power Project | NER | Assam | Small Hydro |  | North Eastern Electric Power Corporation Ltd. (NEEPCO) | 20 |  | Pre-2000
Flovel Small Hydro Project | NER | Arunachal Pradesh | Small Hydro |  | Flovel Ltd. | 16 |  | Pre-2000
Ganol Hydro Power Project | NER | Meghalaya | Small Hydro |  | Meghalaya Power Generation Corporation Limited | 22.5 |  | 2023-07-31
Gelnel Mini Hydel Power Project | NER | Manipur | Small Hydro |  | Manipur Renewable Energy Development Agency (MANIREDA) | 0.4 |  | 2010-09-04
Gumti Hydel Project | NER | Tripura | Small Hydro |  | Tripura State Electricity Corporation Ltd. | 15 |  | 1976-12-01
Iru Lok Hydel Power Project | NER | Manipur | Small Hydro |  | Manipur Renewable Energy Development Agency (MANIREDA) | 0.01 |  | 2012-01-21
Kau Tlabung Small Hydro Project | NER | Mizoram | Small Hydro |  | Power & Electricity Department of Mizoram | 3 |  | 2005-05-05
Khawiva Small Hydro Project | NER | Mizoram | Small Hydro |  | Power & Electricity Department of Mizoram | 1.05 |  | 1988-12-08
Lakhroh Mini Hydel Project | NER | Meghalaya | Small Hydro |  | Meghalaya Energy Corp. Ltd. | 1.5 |  | 2019-03-01
Lamsial Mini Hydel Project | NER | Mizoram | Small Hydro |  | Power & Electricity Department of Mizoram | 0.5 |  | 2008-08-26
Lang Hydro Electric Project | NER | Nagaland | Small Hydro |  | Nagaland Department of Power | 1 |  | Pre-2000
Likimro Small Hydro Project | NER | Nagaland | Small Hydro |  | Nagaland Department of Power | 24 |  | Pre-2000
Machima I Small Hydro Project | NER | Mizoram | Small Hydro |  | Power & Electricity Department of Mizoram | 2 |  | 1996-01-05
Machima II Small Hydro Project | NER | Mizoram | Small Hydro |  | Power & Electricity Department of Mizoram | 3 |  | 2009-11-11
Mizoram Small Hydro Project Bunched | NER | Mizoram | Small Hydro |  | Power & Electricity Department of Mizoram | 10.62 |  | Pre-2000
Mizoram State Hydro Project 1 | NER | Mizoram | Small Hydro |  | Power & Electricity Department of Mizoram | 3 |  | Pre-2000
Mizoram State Hydro Project 2 | NER | Mizoram | Small Hydro |  | Power & Electricity Department of Mizoram | 2.5 |  | Pre-2000
Multipurpose Pico Hydel Project | NER | Manipur | Small Hydro |  | Manipur Renewable Energy Development Agency (MANIREDA) | 0.01 |  | 2009-12-30
Myntriang Small Hydroelectric Project (MSHEP) | NER | Assam | Small Hydro |  | Assam Power Distribution Corporation Ltd (APDCL) | 13.5 |  | Pre-2000
Nametrang Small Hydro Project | NER | Arunachal Pradesh | Small Hydro |  | Dept. of Hydro Power Development (DHPD) | 3 |  | Pre-2000
Nuranang Small Hydro Project | NER | Arunachal Pradesh | Small Hydro |  | Dept. of Hydro Power Development (DHPD) | 6 |  | Pre-2000
Serlui A Small Hydro Project | NER | Mizoram | Small Hydro |  | Power & Electricity Department of Mizoram | 1 |  | 1984-04-24
Serlui B Small Hydro Project | NER | Mizoram | Small Hydro |  | Power & Electricity Department of Mizoram | 12 |  | 2010-04-30
Siru Small Hydro Electric Project | NER | Arunachal Pradesh | Small Hydro |  | Dept. of Hydro Power Development (DHPD) | 6 |  | Pre-2000
Sonapani Mini Hydel Electric Project | NER | Meghalaya | Small Hydro |  | Meghalaya Energy Corp. Ltd. | 1.5 |  | 2009-10-27
Tehok Hydro Electric Project | NER | Nagaland | Small Hydro |  | Nagaland Department of Power | 1 |  | Pre-2000
Terei Small Hydro Project | NER | Mizoram | Small Hydro |  | Power & Electricity Department of Mizoram | 3 |  | 1999-10-12
Tsütsüng hydro electric project | NER | Nagaland | Small Hydro |  | Department of New and Renewable Energy Nagaland | 1 |  | 2022-05-03
Tuipanglui Small hydro Project | NER | Mizoram | Small Hydro |  | Power & Electricity Department of Mizoram | 3 |  | 2004-12-17
Tuipui Mini Hydel Project | NER | Mizoram | Small Hydro |  | Power & Electricity Department of Mizoram | 0.5 |  | 1991-12-15
Tuirivang Small Hydro Project | NER | Mizoram | Small Hydro |  | Power & Electricity Department of Mizoram | 0.3 |  | 1989-08-14
Umium Stage II Small Hydro Project | NER | Meghalaya | Small Hydro |  | Meghalaya Energy Corp. Ltd. | 18 |  | 1970-07-22
Umtru Small Hydro Project | NER | Meghalaya | Small Hydro |  | Meghalaya Energy Corp. Ltd. | 11.2 |  | 1957-05-01
A2Z Gurgaon Uttar Pradesh Kanpur Nagar 15 | NR | Uttar Pradesh | Bio Power |  | A2Z Gurgaon | 15 |  | Pre-2000
AB Grains Spirits Pvt. Ltd. Haryana Ambala 8.9 2014-15 | NR | Haryana | Bio Power |  | AB Grains Spirits Pvt. Ltd. | 8.9 |  | 2014-01-15
ADS Spirits Pvt.Ltd. Haryana Jhajjar 2.3 2013-14 | NR | Haryana | Bio Power |  | ADS Spirits Pvt.Ltd. | 2.3 |  | 2013-01-14
Aguata Sugar and Chemicals Uttar Pradesh Bulandshahar 2.5 | NR | Uttar Pradesh | Bio Power |  | Aguata Sugar and Chemicals | 2.5 |  | Pre-2000
Akbarchinimill Uttar Pradesh Ayodhya 11 | NR | Uttar Pradesh | Bio Power |  | Akbarchinimill | 11 |  | Pre-2000
Amrit Envi. Tech. (P) Ltd. Rajasthan Jaipur 8 2006-10-01 | NR | Rajasthan | Bio Power |  | Amrit Envi. Tech. (P) Ltd. | 8 |  | 2006-10-01
Anand Triplex board Uttar Pradesh Meerut 10 2008-09 | NR | Uttar Pradesh | Bio Power |  | Anand Triplex board | 10 |  | 2008-09-21
Arohal Food Pvt.Ltd, Uttar Pradesh Bahraich 0.4 2008-09 | NR | Uttar Pradesh | Bio Power |  | Arohal Food Pvt.Ltd, | 0.4 |  | 2008-09-21
Ashoka Distillers& Chemicals Ltd. Haryana Palwal 3 2015-16 | NR | Haryana | Bio Power |  | Ashoka Distillers& Chemicals Ltd. | 3 |  | 2015-01-16
Avani Tripura Dev Uttarakhand Pithoragarh 0.12 | NR | Uttarakhand | Bio Power |  | Avani Tripura Dev | 0.12 |  | Pre-2000
Awadh sugarmill Uttar Pradesh Sitapur 10 | NR | Uttar Pradesh | Bio Power |  | Awadh sugarmill | 10 |  | Pre-2000
BAHL Paper Mill Uttarakhand Udham Singh Nagar 4 | NR | Uttarakhand | Bio Power |  | BAHL Paper Mill | 4 |  | Pre-2000
Bajaj Chinimill Uttar Pradesh Kheri 12 | NR | Uttar Pradesh | Bio Power |  | Bajaj Chinimill | 12 |  | Pre-2000
Bajaj Hindustan sugarmill Uttar Pradesh Kheri 12 | NR | Uttar Pradesh | Bio Power |  | Bajaj Hindustan sugarmill | 12 |  | Pre-2000
Bajaj Hindustan sugarmill Uttar Pradesh Shahjahanpur 12 | NR | Uttar Pradesh | Bio Power |  | Bajaj Hindustan sugarmill | 12 |  | Pre-2000
Bajaj Kagaj Pvt Ltd Uttar Pradesh Unnao 1 2009-10 | NR | Uttar Pradesh | Bio Power |  | Bajaj Kagaj Pvt Ltd | 1 |  | 2009-10-21
Bajaj sugarmill Uttar Pradesh Gonda 12 | NR | Uttar Pradesh | Bio Power |  | Bajaj sugarmill | 12 |  | Pre-2000
Bajaz Hindustan Kinaunee Uttar Pradesh Meerut 10 | NR | Uttar Pradesh | Bio Power |  | Bajaz Hindustan Kinaunee | 10 |  | Pre-2000
Bajaz Hindustan Ltd Uttar Pradesh Bijnor 10 | NR | Uttar Pradesh | Bio Power |  | Bajaz Hindustan Ltd | 10 |  | Pre-2000
Bajaz Hindustan Ltd Uttar Pradesh Shamli 10 | NR | Uttar Pradesh | Bio Power |  | Bajaz Hindustan Ltd | 10 |  | Pre-2000
Bajaz sugar Limited Uttar Pradesh Pilibhit 7 | NR | Uttar Pradesh | Bio Power |  | Bajaz sugar Limited | 7 |  | Pre-2000
Bajaz sugarmill Uttar Pradesh Muzaffarnagar 20 | NR | Uttar Pradesh | Bio Power |  | Bajaz sugarmill | 20 |  | Pre-2000
Bajaz sugarmill Uttar Pradesh Pilibhit 12 | NR | Uttar Pradesh | Bio Power |  | Bajaz sugarmill | 12 |  | Pre-2000
Bajaz sugarmill Uttar Pradesh Saharanpur 10 | NR | Uttar Pradesh | Bio Power |  | Bajaz sugarmill | 10 |  | Pre-2000
Balrampur Chinimill Uttar Pradesh Balrampur 22.25 | NR | Uttar Pradesh | Bio Power |  | Balrampur Chinimill | 22.25 |  | Pre-2000
Balrampur Chinimill Uttar Pradesh Gonda 5 | NR | Uttar Pradesh | Bio Power |  | Balrampur Chinimill | 5 |  | Pre-2000
Balrampur Chinimill Uttar Pradesh Kheri 11 | NR | Uttar Pradesh | Bio Power |  | Balrampur Chinimill | 11 |  | Pre-2000
Balrampur Chinimill Uttar Pradesh Kheri 20 | NR | Uttar Pradesh | Bio Power |  | Balrampur Chinimill | 20 |  | Pre-2000
Best Food International (P) Ltd Haryana Karnal 4 2010-11 | NR | Haryana | Bio Power |  | Best Food International (P) Ltd | 4 |  | 2010-11-21
Best Food International (P) Ltd Haryana Karnal 6 2012-13 | NR | Haryana | Bio Power |  | Best Food International (P) Ltd | 6 |  | 2012-01-13
Bhaghauli sugarmill and Distilery Uttar Pradesh Hardoi 12 | NR | Uttar Pradesh | Bio Power |  | Bhaghauli sugarmill and Distilery | 12 |  | Pre-2000
Bharat Sugar Mills Uttar Pradesh Prayagraj 15 | NR | Uttar Pradesh | Bio Power |  | Bharat Sugar Mills | 15 |  | Pre-2000
Bhavani papermill Uttar Pradesh Rae Bareli 6 2007-08 | NR | Uttar Pradesh | Bio Power |  | Bhavani papermill | 6 |  | 2007-08-21
Bindal papermill Uttar Pradesh Muzaffarnagar 15 2008-09 | NR | Uttar Pradesh | Bio Power |  | Bindal papermill | 15 |  | 2008-09-21
Centuri lamination Uttar Pradesh Ghaziabad 4.2 2008-09 | NR | Uttar Pradesh | Bio Power |  | Centuri lamination | 4.2 |  | 2008-09-21
Ch.DeviLal Co-operative Sugar Mill Ltd. Haryana Sonipat 6 2003-04 | NR | Haryana | Bio Power |  | Ch.DeviLal Co-operative Sugar Mill Ltd. | 6 |  | 2003-04-21
Chaddha sugarmill Uttar Pradesh Amroha 23 | NR | Uttar Pradesh | Bio Power |  | Chaddha sugarmill | 23 |  | Pre-2000
DSCL Uttar Pradesh Kheri 12 | NR | Uttar Pradesh | Bio Power |  | DSCL | 12 |  | Pre-2000
DSCL sugarmill Uttar Pradesh Hardoi 15 | NR | Uttar Pradesh | Bio Power |  | DSCL sugarmill | 30 |  | Pre-2000
Dalmiya chinimill Uttar Pradesh Shahjahanpur 25 | NR | Uttar Pradesh | Bio Power |  | Dalmiya chinimill | 25 |  | Pre-2000
Dalmiya chinimill Uttar Pradesh Sitapur 25 | NR | Uttar Pradesh | Bio Power |  | Dalmiya chinimill | 50 |  | Pre-2000
Daurala Sugar Mills Uttar Pradesh Meerut 20 | NR | Uttar Pradesh | Bio Power |  | Daurala Sugar Mills | 20 |  | Pre-2000
Dawarala sugarmill Uttar Pradesh Meerut 10 | NR | Uttar Pradesh | Bio Power |  | Dawarala sugarmill | 10 |  | Pre-2000
Dee Development Engineers Pvt. Ltd Punjab Ferozepur 8 2009-02-01 | NR | Punjab | Bio Power |  | Dee Development Engineers Pvt. Ltd | 8 |  | 2009-02-01
Deopriya papermill Uttar Pradesh Meerut 6 2006-07 | NR | Uttar Pradesh | Bio Power |  | Deopriya papermill | 6 |  | 2006-07-21
Dhampur Sugars Ltd (DSM) Uttar Pradesh Bijnor 30 | NR | Uttar Pradesh | Bio Power |  | Dhampur Sugars Ltd (DSM) | 30 |  | Pre-2000
Dhampur Sugars Ltd (DSM) Uttar Pradesh Kanpur Dehat 40 | NR | Uttar Pradesh | Bio Power |  | Dhampur Sugars Ltd (DSM) | 40 |  | Pre-2000
Dhampur Sugars Ltd (DSM) Uttar Pradesh Moradabad 40 | NR | Uttar Pradesh | Bio Power |  | Dhampur Sugars Ltd (DSM) | 40 |  | Pre-2000
Dhampur Sugars Ltd (DSM) Uttar Pradesh Muzaffarnagar 20 | NR | Uttar Pradesh | Bio Power |  | Dhampur Sugars Ltd (DSM) | 20 |  | Pre-2000
Dwarkesh chinimill Uttar Pradesh Bijnor 7.5 | NR | Uttar Pradesh | Bio Power |  | Dwarkesh chinimill | 7.5 |  | Pre-2000
Dwarkesh sugarmill Uttar Pradesh Bareilly 24 | NR | Uttar Pradesh | Bio Power |  | Dwarkesh sugarmill | 24 |  | Pre-2000
Dwarkesh sugarmill Uttar Pradesh Bijnor 20 | NR | Uttar Pradesh | Bio Power |  | Dwarkesh sugarmill | 20 |  | Pre-2000
EICL Ltd. (Bharat Starch Industries) Haryana Yamuna Nagar 2 2008-09 | NR | Haryana | Bio Power |  | EICL Ltd. (Bharat Starch Industries) | 2 |  | 2008-09-21
East Delhi Waste Processing Company Limited (EDWRCL) Delhi East Delhi 12 21.10.2012 | NR | Delhi | Bio Power |  | East Delhi Waste Processing Company Limited (EDWRCL) | 12 |  | 2012-10-21
GEMCO Energy Limited Haryana Bhiwani 8 2013-14 | NR | Haryana | Bio Power |  | GEMCO Energy Limited | 8 |  | 2013-01-14
Ganga papermill Uttar Pradesh Varanasi 1.5 2008-09 | NR | Uttar Pradesh | Bio Power |  | Ganga papermill | 1.5 |  | 2008-09-21
Ginus papermill Uttar Pradesh Moradabad 6 2007-08 | NR | Uttar Pradesh | Bio Power |  | Ginus papermill | 6 |  | 2007-08-21
Goel International Pvt. Ltd. Haryana Karnal 3 2011-12 | NR | Haryana | Bio Power |  | Goel International Pvt. Ltd. | 3 |  | 2011-12-21
Govindnagar Sugar Uttar Pradesh Basti 6 | NR | Uttar Pradesh | Bio Power |  | Govindnagar Sugar | 6 |  | Pre-2000
Green Planet Energy Pvt. Ltd. Punjab Hoshiarpur 6 2012-03-01 | NR | Punjab | Bio Power |  | Green Planet Energy Pvt. Ltd. | 6 |  | 2012-03-01
Green Planet Energy Pvt. Ltd. Punjab Jalandhar 6 2013-02-01 | NR | Punjab | Bio Power |  | Green Planet Energy Pvt. Ltd. | 6 |  | 2013-02-01
Gulsan sugar and Chemical Uttar Pradesh Muzaffarnagar 4 2008-09 | NR | Uttar Pradesh | Bio Power |  | Gulsan sugar and Chemical | 4 |  | 2008-09-21
Haidergarh chinimill Uttar Pradesh Bara Banki 20.95 | NR | Uttar Pradesh | Bio Power |  | Haidergarh chinimill | 20.95 |  | Pre-2000
Haryana Liquors Haryana Karnal 2.5 2014-15 | NR | Haryana | Bio Power |  | Haryana Liquors | 2.5 |  | 2014-01-15
J.H.V.Sugar Uttar Pradesh Maharajganj 17 | NR | Uttar Pradesh | Bio Power |  | J.H.V.Sugar | 17 |  | Pre-2000
J.K.Sugarmill Uttar Pradesh Bareilly 12.5 | NR | Uttar Pradesh | Bio Power |  | J.K.Sugarmill | 12.5 |  | Pre-2000
Jhunjunwala Vanaspati, Uttar Pradesh Jaunpur 3 2008-09 | NR | Uttar Pradesh | Bio Power |  | Jhunjunwala Vanaspati, | 3 |  | 2008-09-21
K. R. Pulp and Paper Ltd. Uttar Pradesh Shahjahanpur 2.5 2008-09 | NR | Uttar Pradesh | Bio Power |  | K. R. Pulp and Paper Ltd. | 2.5 |  | 2008-09-21
K.M.Sugarmill Uttar Pradesh Ayodhya 20 | NR | Uttar Pradesh | Bio Power |  | K.M.Sugarmill | 20 |  | Pre-2000
K.R. Pulp paper Uttar Pradesh Shahjahanpur 12 2009-10 | NR | Uttar Pradesh | Bio Power |  | K.R. Pulp paper | 12 |  | 2009-10-21
KalpaTaru Power Transmission Ltd. Rajasthan Ganganagar 7.8 2003-07-15 | NR | Rajasthan | Bio Power |  | KalpaTaru Power Transmission Ltd. | 7.8 |  | 2003-07-15
KalpaTaru Power Transmission Ltd. Rajasthan Tonk 8 2006-11-10 | NR | Rajasthan | Bio Power |  | KalpaTaru Power Transmission Ltd. | 8 |  | 2006-11-10
Kamlapur Sugar and Industries Uttar Pradesh Sitapur 45 | NR | Uttar Pradesh | Bio Power |  | Kamlapur Sugar and Industries | 45 |  | Pre-2000
Kayem (PAN) Foods Industries (P ) Ltd. Haryana Panipat 0.5 2011-12 | NR | Haryana | Bio Power |  | Kayem (PAN) Foods Industries (P ) Ltd. | 0.5 |  | 2011-12-21
Kesar Industries Uttar Pradesh Bareilly 25 | NR | Uttar Pradesh | Bio Power |  | Kesar Industries | 25 |  | Pre-2000
L.H.Sugar Factory Ltd Uttar Pradesh Pilibhit 28 | NR | Uttar Pradesh | Bio Power |  | L.H.Sugar Factory Ltd | 28 |  | Pre-2000
Laxmi Sugar Mill Uttarakhand Haridwar 20 | NR | Uttarakhand | Bio Power |  | Laxmi Sugar Mill | 20 |  | Pre-2000
Laxmi cotton Uttar Pradesh Fatehpur 8 2009-10 | NR | Uttar Pradesh | Bio Power |  | Laxmi cotton | 8 |  | 2009-10-21
Laxmi cottonmill Uttar Pradesh Fatehpur 17.5 2008-09 | NR | Uttar Pradesh | Bio Power |  | Laxmi cottonmill | 17.5 |  | 2008-09-21
MSW Bawana Delhi N.A. 24 09.07.2016 | NR | Delhi | Bio Power |  | MSW Bawana | 24 |  | 2016-09-07
Mahavir spin Uttar Pradesh Unnao 0.4 2008-09 | NR | Uttar Pradesh | Bio Power |  | Mahavir spin | 0.4 |  | 2008-09-21
Malwa Power Ltd. Punjab Sri Muktsar Sahib 6 2005-05-01 | NR | Punjab | Bio Power |  | Malwa Power Ltd. | 6 |  | 2005-05-01
Mankapur chinimill Uttar Pradesh Gonda 25 | NR | Uttar Pradesh | Bio Power |  | Mankapur chinimill | 25 |  | Pre-2000
Maruti papermill Uttar Pradesh Muzaffarnagar 1.5 2008-09 | NR | Uttar Pradesh | Bio Power |  | Maruti papermill | 1.5 |  | 2008-09-21
Mawana sugars Ltd Uttar Pradesh Meerut 11 | NR | Uttar Pradesh | Bio Power |  | Mawana sugars Ltd | 11 |  | Pre-2000
Mawana sugars Ltd Uttar Pradesh Meerut 9 | NR | Uttar Pradesh | Bio Power |  | Mawana sugars Ltd | 9 |  | Pre-2000
Mawana sugars Ltd Uttar Pradesh Muzaffarnagar 17 | NR | Uttar Pradesh | Bio Power |  | Mawana sugars Ltd | 17 |  | Pre-2000
Mohit Petro Chemi Uttar Pradesh Bijnor 1 2008-09 | NR | Uttar Pradesh | Bio Power |  | Mohit Petro Chemi | 1 |  | 2008-09-21
Mohit papermill Uttar Pradesh Bijnor 4.5 2008-09 | NR | Uttar Pradesh | Bio Power |  | Mohit papermill | 4.5 |  | 2008-09-21
NV Distilleries Limited Haryana Ambala 2.1 2012-13 | NR | Haryana | Bio Power |  | NV Distilleries Limited | 2.1 |  | 2012-01-13
NV International Haryana Ambala 4 2014-15 | NR | Haryana | Bio Power |  | NV International | 4 |  | 2014-01-15
New India sugar Ltd. Uttar Pradesh Kushinagar 20 | NR | Uttar Pradesh | Bio Power |  | New India sugar Ltd. | 20 |  | Pre-2000
Nova Uttar Pradesh Farrukhabad 1 2008-09 | NR | Uttar Pradesh | Bio Power |  | Nova | 1 |  | 2008-09-21
Orient Green Power Co. Rajasthan Baran 8 2013-10-06 | NR | Rajasthan | Bio Power |  | Orient Green Power Co. | 8 |  | 2013-10-06
Oswal overseas Uttar Pradesh Bareilly 20 | NR | Uttar Pradesh | Bio Power |  | Oswal overseas | 20 |  | Pre-2000
Others (districts not specified) (Waste to Energy) Delhi N.A. 33.17 | NR | Delhi | Bio Power |  | Others (districts not specified) (Waste to Energy) | 33.17 |  | Pre-2000
Others (districts not specified) (Waste to Energy) Haryana N.A. 11.2 | NR | Haryana | Bio Power |  | Others (districts not specified) (Waste to Energy) | 11.2 |  | Pre-2000
Others (districts not specified) (Waste to Energy) Punjab N.A. 10.75 | NR | Punjab | Bio Power |  | Others (districts not specified) (Waste to Energy) | 10.75 |  | Pre-2000
Others (districts not specified) (Waste to Energy) Rajasthan N.A. 59.6 | NR | Rajasthan | Bio Power |  | Others (districts not specified) (Waste to Energy) | 59.6 |  | Pre-2000
Others (districts not specified) [Biomass & bagasse based cogen.] Haryana N.A. 473 | NR | Haryana | Bio Power |  | Others (districts not specified) [Biomass & bagasse based cogen.] | 47.03 |  | Pre-2000
Others (districts not specified) [Biomass & bagasse based cogen.] Punjab N.A. 237 | NR | Punjab | Bio Power |  | Others (districts not specified) [Biomass & bagasse based cogen.] | 237 |  | Pre-2000
Others (districts not specified) [Biomass & bagasse based cogen.] Rajasthan N.A. 29.9 | NR | Rajasthan | Bio Power |  | Others (districts not specified) [Biomass & bagasse based cogen.] | 29.9 |  | Pre-2000
Others (districts not specified) [Biomass & bagasse based cogen.] Uttar Pradesh N.A. 834.69 | NR | Uttar Pradesh | Bio Power |  | Others (districts not specified) [Biomass & bagasse based cogen.] | 834.69 |  | Pre-2000
Others (districts not specified) [Biomass & bagasse based cogen.] Uttarakhand N.A. 4 | NR | Uttarakhand | Bio Power |  | Others (districts not specified) [Biomass & bagasse based cogen.] | 4 |  | Pre-2000
Others (districts not specified) [Non-Bagasse based cogen.] Haryana N.A. 65.88 | NR | Haryana | Bio Power |  | Others (districts not specified) [Non-Bagasse based cogen.] | 65.88 |  | Pre-2000
Others (districts not specified) [Non-Bagasse based cogen.] Himachal Pradesh N.A. 9.2 | NR | Himachal Pradesh | Bio Power |  | Others (districts not specified) [Non-Bagasse based cogen.] | 9.2 |  | Pre-2000
Others (districts not specified) [Non-Bagasse based cogen.] Punjab N.A. 231.79000000000002 | NR | Punjab | Bio Power |  | Others (districts not specified) [Non-Bagasse based cogen.] | 231.79 |  | Pre-2000
Others (districts not specified) [Non-Bagasse based cogen.] Rajasthan N.A. 2 | NR | Rajasthan | Bio Power |  | Others (districts not specified) [Non-Bagasse based cogen.] | 2 |  | Pre-2000
Others (districts not specified) [Non-Bagasse based cogen.] Uttar Pradesh N.A. 7.859999999999999 | NR | Uttar Pradesh | Bio Power |  | Others (districts not specified) [Non-Bagasse based cogen.] | 7.86 |  | Pre-2000
Others (districts not specified) [Non-Bagasse based cogen.] Uttarakhand N.A. 60 | NR | Uttarakhand | Bio Power |  | Others (districts not specified) [Non-Bagasse based cogen.] | 60 |  | Pre-2000
Others (districts not specified) [Waste to Energy (Off-grid)] Haryana N.A. 38.61 | NR | Haryana | Bio Power |  | Others (districts not specified) [Waste to Energy (Off-grid)] | 38.61 |  | Pre-2000
Others (districts not specified) [Waste to Energy (Off-grid)] Himachal Pradesh N.A. 1 | NR | Himachal Pradesh | Bio Power |  | Others (districts not specified) [Waste to Energy (Off-grid)] | 1 |  | Pre-2000
Others (districts not specified) [Waste to Energy (Off-grid)] Punjab N.A. 34.55 | NR | Punjab | Bio Power |  | Others (districts not specified) [Waste to Energy (Off-grid)] | 34.55 |  | Pre-2000
Others (districts not specified) [Waste to Energy (Off-grid)] Rajasthan N.A. 11.77 | NR | Rajasthan | Bio Power |  | Others (districts not specified) [Waste to Energy (Off-grid)] | 11.77 |  | Pre-2000
Others (districts not specified) [Waste to Energy (Off-grid)] Uttar Pradesh N.A. 159.63 | NR | Uttar Pradesh | Bio Power |  | Others (districts not specified) [Waste to Energy (Off-grid)] | 159.63 |  | Pre-2000
Others (districts not specified) [Waste to Energy (Off-grid)] Uttarakhand N.A. 16.85 | NR | Uttarakhand | Bio Power |  | Others (districts not specified) [Waste to Energy (Off-grid)] | 16.85 |  | Pre-2000
Parle zee Ltd Uttar Pradesh Bahraich 10 | NR | Uttar Pradesh | Bio Power |  | Parle zee Ltd | 10 |  | Pre-2000
Punjab Biomass Power Pvt. Ltd. Punjab Patiala 12 2010-06-01 | NR | Punjab | Bio Power |  | Punjab Biomass Power Pvt. Ltd. | 12 |  | 2010-06-01
R.P Basmati Rice Ltd Haryana Karnal 0.5 2010-11 | NR | Haryana | Bio Power |  | R.P Basmati Rice Ltd | 0.5 |  | 2010-11-21
REI Agro Ltd, (Unit-I) Haryana Rewari 3 2011-12 | NR | Haryana | Bio Power |  | REI Agro Ltd, (Unit-I) | 3 |  | 2011-12-21
REI Agro Ltd, (Unit-II) Bawal Growth Centres Haryana Rewari 2.5 2010-11 | NR | Haryana | Bio Power |  | REI Agro Ltd, (Unit-II) Bawal Growth Centres | 2.5 |  | 2010-11-21
Raghuraji Agro Ind. Uttar Pradesh Ambedkar Nagar 1.1 2008-09 | NR | Uttar Pradesh | Bio Power |  | Raghuraji Agro Ind. | 1.1 |  | 2008-09-21
Rai Bahadur Narain Singh Sugar Mills Ltd Uttarakhand Haridwar 29.6 | NR | Uttarakhand | Bio Power |  | Rai Bahadur Narain Singh Sugar Mills Ltd | 29.6 |  | Pre-2000
Rama papers Ltd Uttar Pradesh Bijnor 6 2006-07 | NR | Uttar Pradesh | Bio Power |  | Rama papers Ltd | 6 |  | 2006-07-21
Ramnagar Chini Mills Uttar Pradesh Shahjahanpur 16 | NR | Uttar Pradesh | Bio Power |  | Ramnagar Chini Mills | 16 |  | Pre-2000
Rana Sugars Ltd. Uttar Pradesh Rampur 15 | NR | Uttar Pradesh | Bio Power |  | Rana Sugars Ltd. | 15 |  | Pre-2000
Ranya papermill Uttar Pradesh Basti 3 2007-08 | NR | Uttar Pradesh | Bio Power |  | Ranya papermill | 3 |  | 2007-08-21
Rozagaon chinimill Uttar Pradesh Bara Banki 16 | NR | Uttar Pradesh | Bio Power |  | Rozagaon chinimill | 16 |  | Pre-2000
S.M. Environmental Technologies Pvt. Ltd. Rajasthan Baran 8 2010-02-19 | NR | Rajasthan | Bio Power |  | S.M. Environmental Technologies Pvt. Ltd. | 8 |  | 2010-02-19
SIAL SBEC Bioenergy Uttar Pradesh Baghpat 14 | NR | Uttar Pradesh | Bio Power |  | SIAL SBEC Bioenergy | 14 |  | Pre-2000
SSA International Ltd, Haryana Panipat 1.1 | NR | Haryana | Bio Power |  | SSA International Ltd, | 1.1 |  | Pre-2000
Sainsons Paper Industries Haryana Kurukshetra 3 2009-10 | NR | Haryana | Bio Power |  | Sainsons Paper Industries | 3 |  | 2009-10-21
Sakumbhari Stra Ltd. Uttar Pradesh Moradabad 12 2006-07 | NR | Uttar Pradesh | Bio Power |  | Sakumbhari Stra Ltd. | 12 |  | 2006-07-21
Sambhav Energy Ltd. Rajasthan Sirohi 20 2010-02-19 | NR | Rajasthan | Bio Power |  | Sambhav Energy Ltd. | 20 |  | 2010-02-19
Sangal Papermill Uttar Pradesh Meerut 3 2007-08 | NR | Uttar Pradesh | Bio Power |  | Sangal Papermill | 3 |  | 2007-08-21
Sanjog Sugar & Eco Power Pvt. Ltd. Rajasthan Hanumangarh 10 2011-10-07 | NR | Rajasthan | Bio Power |  | Sanjog Sugar & Eco Power Pvt. Ltd. | 10 |  | 2011-10-07
Sant lal ricemill Uttar Pradesh Mainpuri 2.25 2009-10 | NR | Uttar Pradesh | Bio Power |  | Sant lal ricemill | 2.25 |  | 2009-10-21
Sathyam Power Pvt Ltd Rajasthan Nagaur 10 2011-03-31 | NR | Rajasthan | Bio Power |  | Sathyam Power Pvt Ltd | 10 |  | 2011-03-31
Satyam Industries Pvt. Ltd Haryana Panipat 3 2011-12 | NR | Haryana | Bio Power |  | Satyam Industries Pvt. Ltd | 3 |  | 2011-12-21
Saxsaria, Biswal Sugar Factory Uttar Pradesh Sitapur 45 | NR | Uttar Pradesh | Bio Power |  | Saxsaria, Biswal Sugar Factory | 45 |  | Pre-2000
Shaktibhog Foods Ltd Haryana Karnal 3.5 2014-15 | NR | Haryana | Bio Power |  | Shaktibhog Foods Ltd | 3.5 |  | 2014-01-15
Shakumbari Sugar and Allied Industries Ltd Uttar Pradesh Hardoi 16 | NR | Uttar Pradesh | Bio Power |  | Shakumbari Sugar and Allied Industries Ltd | 16 |  | Pre-2000
Shri. Vishnu Overseas Pvt. Ltd Haryana Kaithal 1.5 2010-11 | NR | Haryana | Bio Power |  | Shri. Vishnu Overseas Pvt. Ltd | 1.5 |  | 2010-11-21
Simbholi sugar Ltd Uttar Pradesh Ghaziabad 5 | NR | Uttar Pradesh | Bio Power |  | Simbholi sugar Ltd | 5 |  | Pre-2000
Simbholi sugarmill Uttar Pradesh Bahraich 19 | NR | Uttar Pradesh | Bio Power |  | Simbholi sugarmill | 19 |  | Pre-2000
Sri Jyoti Renewable Energy Pvt. Ltd. Haryana Bhiwani 9.5 2014-15 | NR | Haryana | Bio Power |  | Sri Jyoti Renewable Energy Pvt. Ltd. | 9.5 |  | 2014-01-15
Star Papermill Ltd. Uttar Pradesh Saharanpur 5 2008-09 | NR | Uttar Pradesh | Bio Power |  | Star Papermill Ltd. | 5 |  | 2008-09-21
Starwire (India) Ltd Haryana Mahendragarh 9.9 2013-14 | NR | Haryana | Bio Power |  | Starwire (India) Ltd | 9.9 |  | 2013-01-14
Sukhvir Agro Energy Ltd, Uttar Pradesh Ghazipur 13 | NR | Uttar Pradesh | Bio Power |  | Sukhvir Agro Energy Ltd, | 13 |  | Pre-2000
Sumit Agro project, Uttar Pradesh Meerut 3 2007-08 | NR | Uttar Pradesh | Bio Power |  | Sumit Agro project, | 3 |  | 2007-08-21
Sunstar Overseas Ltd Haryana Sonipat 1.95 2010-11 | NR | Haryana | Bio Power |  | Sunstar Overseas Ltd | 1.95 |  | 2010-11-21
Surya Chambal Power Ltd. Rajasthan Kota 7.5 2006-03-31 | NR | Rajasthan | Bio Power |  | Surya Chambal Power Ltd. | 7.5 |  | 2006-03-31
Syus papermill Uttar Pradesh Basti 3 2008-09 | NR | Uttar Pradesh | Bio Power |  | Syus papermill | 3 |  | 2008-09-21
The HAFED Cooperative Sugar Mill Haryana Karnal 6 2010-11 | NR | Haryana | Bio Power |  | The HAFED Cooperative Sugar Mill | 6 |  | 2010-11-21
The Meham Cooperative Sugar Mill Haryana Rohtak 5 2007-08 | NR | Haryana | Bio Power |  | The Meham Cooperative Sugar Mill | 5 |  | 2007-08-21
The Piccadily Agro Industries Haryana Karnal 17 2010-11 | NR | Haryana | Bio Power |  | The Piccadily Agro Industries | 17 |  | 2010-11-21
The Rajasthan State Ganganagar Sugar Mills Ltd. Rajasthan Ganganagar 4.95 2016-05-09 | NR | Rajasthan | Bio Power |  | The Rajasthan State Ganganagar Sugar Mills Ltd. | 4.95 |  | 2016-05-09
The Rohtak Cooperative Sugar Mill Haryana Rohtak 16 2009-10 | NR | Haryana | Bio Power |  | The Rohtak Cooperative Sugar Mill | 16 |  | 2009-10-21
The Shahbad Cooperative Sugar Mill Haryana Kurukshetra 24 2009-10 | NR | Haryana | Bio Power |  | The Shahbad Cooperative Sugar Mill | 24 |  | 2009-10-21
The Sonepat Cooperative Sugar Mill Ltd. Haryana Sonipat 3 2004- 05 | NR | Haryana | Bio Power |  | The Sonepat Cooperative Sugar Mill Ltd. | 3 |  | 2004-05-21
Tikola sugarmill Ltd. Uttar Pradesh Muzaffarnagar 5 | NR | Uttar Pradesh | Bio Power |  | Tikola sugarmill Ltd. | 5 |  | Pre-2000
Timarpur Okhla Waste Management Co Pvt Ltd (TOWMCL) Delhi N.A. 16 27.01.2012 | NR | Delhi | Bio Power |  | Timarpur Okhla Waste Management Co Pvt Ltd (TOWMCL) | 16 |  | 2012-01-27
Tirupati Basmati Exports Private Limited Haryana Karnal 1.2 2016-17 | NR | Haryana | Bio Power |  | Tirupati Basmati Exports Private Limited | 1.2 |  | 2016-01-17
Transtech Green Power Ltd. Rajasthan Jalore 12 2010-07-28 | NR | Rajasthan | Bio Power |  | Transtech Green Power Ltd. | 12 |  | 2010-07-28
Triveni sugarmill Uttar Pradesh Muzaffarnagar 20 | NR | Uttar Pradesh | Bio Power |  | Triveni sugarmill | 20 |  | Pre-2000
Triveni sugarmill Uttar Pradesh Saharanpur 19.16 | NR | Uttar Pradesh | Bio Power |  | Triveni sugarmill | 19.16 |  | Pre-2000
Universal Biomass Energy Pvt. Ltd. Punjab Sri Muktsar Sahib 14.5 2009-10-01 | NR | Punjab | Bio Power |  | Universal Biomass Energy Pvt. Ltd. | 14.5 |  | 2009-10-01
Upper Gangej sugarmill Uttar Pradesh Bijnor 24 | NR | Uttar Pradesh | Bio Power |  | Upper Gangej sugarmill | 24 |  | Pre-2000
Ushar Agro Uttar Pradesh Mathura 1 2008-09 | NR | Uttar Pradesh | Bio Power |  | Ushar Agro | 1 |  | 2008-09-21
Uttam sugarmill Uttar Pradesh Bijnor 13.5 | NR | Uttar Pradesh | Bio Power |  | Uttam sugarmill | 13.5 |  | Pre-2000
Uttar Sugar Mills Ltd Uttarakhand Haridwar 15 | NR | Uttarakhand | Bio Power |  | Uttar Sugar Mills Ltd | 15 |  | Pre-2000
Uttar sugarmill Uttar Pradesh Saharanpur 10 | NR | Uttar Pradesh | Bio Power |  | Uttar sugarmill | 10 |  | Pre-2000
Uttar sugarmill Uttar Pradesh Shahjahanpur 6.5 | NR | Uttar Pradesh | Bio Power |  | Uttar sugarmill | 6.5 |  | Pre-2000
Viaton Energy Pvt. Ltd. Punjab Mansa 10 2013-07-01 | NR | Punjab | Bio Power |  | Viaton Energy Pvt. Ltd. | 10 |  | 2013-07-01
Yado Sugar Uttar Pradesh Budaun 5 | NR | Uttar Pradesh | Bio Power |  | Yado Sugar | 5 |  | Pre-2000
Yes papermill Uttar Pradesh Ayodhya 12.5 2006-07 | NR | Uttar Pradesh | Bio Power |  | Yes papermill | 12.5 |  | 2006-07-21
Anpara C TPS or Lanco Anapara | NR | Uttar Pradesh | Coal | Private | Lanco Anpara Power Private Ltd. | 1200 | Subcritical | 2011-11-01
Anpara TPS | NR | Uttar Pradesh | Coal | State | Uttar Pradesh Rajya Vidyut Utpadan Nigam Limited (UPRVUNL) | 2630 | Subcritical | 1986-01-01
Barkhera TPS | NR | Uttar Pradesh | Coal | Private | Bajaj Energy Pvt. Ltd. | 90 | Subcritical | 2011-11-01
Barsingar Lignite TPP | NR | Rajasthan | Coal | Central | NLC India Limited (formerly Neyveli Lignite Corp. Ltd.) | 250 | Subcritical | 2010-06-01
Chhabra TPP | NR | Rajasthan | Coal | State | Rajasthan Rajya Vidyut Utpadan Nigam Ltd. | 2320 | Subcritical | 2009-10-01
Dadri TPP (NCTPP) | NR | Uttar Pradesh | Coal | Central | NTPC Ltd. | 1820 | Subcritical | 1991-12-01
Ghatampur TPP | NR | Uttar Pradesh | Coal | State | Neyveli Uttar Pradesh Power Ltd | 1320 | Ultra-Supercritical | 2024-12-03
Giral Lignite TPS | NR | Rajasthan | Coal | State | Rajasthan Rajya Vidyut Utpadan Nigam Ltd. | 250 | Subcritical | 2007-02-01
Goindwal Sahib TPP | NR | Punjab | Coal | Private | GVK Power | 540 | Subcritical | 2016-02-14
Guru Hargobind TPS | NR | Punjab | Coal | State | Punjab State Power Corp. Ltd. | 920 | Subcritical | 1997-12-01
Harduaganj TPS | NR | Uttar Pradesh | Coal | State | Uttar Pradesh Rajya Vidyut Utpadan Nigam Limited (UPRVUNL) | 1265 | Subcritical | 1978-03-01
Indira Gandhi STPP | NR | Haryana | Coal | Central | NTPC Ltd. & IPGCL & HPGCL | 1500 | Subcritical | 2010-10-01
Jalipa- Kapurdi TPP | NR | Rajasthan | Coal | Private | Raj West Power Ltd. (JSW) | 1080 | Subcritical | 2009-10-01
Jawaharpur STPP | NR | Uttar Pradesh | Coal | State | Uttar Pradesh Rajya Vidyut Utpadan Nigam Limited (UPRVUNL) | 1320 | Ultra-Supercritical | 2024-02-01
Kalisindh STPS | NR | Rajasthan | Coal | State | Rajasthan Rajya Vidyut Utpadan Nigam Ltd. | 1200 | Supercritical | 2014-05-01
Kawai TPS | NR | Rajasthan | Coal | Private | Adani Power Co. Ltd. (APL) | 1320 | Supercritical | 2013-05-01
Khamberkhera TPS | NR | Uttar Pradesh | Coal | Private | Bajaj Energy Pvt. Ltd. | 90 | Subcritical | 2011-10-01
Khurja Power Project | NR | Uttar Pradesh | Coal | Central | Tehri Hydro Development Corporation Limited | 1320 | Ultra-Supercritical | 2025-01-23
Kota TPS | NR | Rajasthan | Coal | State | Rajasthan Rajya Vidyut Utpadan Nigam Ltd. | 1240 | Subcritical | 1983-01-01
Kundarkhi TPS | NR | Uttar Pradesh | Coal | Private | Bajaj Energy Pvt. Ltd. | 90 | Subcritical | 2012-01-01
Lalitpur TPP | NR | Uttar Pradesh | Coal | Private | Lalitpur Power Generation Co. Ltd. (Bajaj Energy) | 1980 | Supercritical | 2016-01-01
Mahatma Gandhi TPS or Jhajjhar TPS | NR | Haryana | Coal | Private | CLP India Private Limited (Jhajjar Power Ltd.) | 1320 | Supercritical | 2012-01-01
Maqsoodpur TPS | NR | Uttar Pradesh | Coal | Private | Bajaj Energy Pvt. Ltd. | 90 | Subcritical | 2011-11-01
Meja STPP | NR | Uttar Pradesh | Coal | Central | NTPC Ltd. & UPRVUNL | 1320 | Supercritical | 2018-03-01
Obra TPS | NR | Uttar Pradesh | Coal | State | Uttar Pradesh Rajya Vidyut Utpadan Nigam Limited (UPRVUNL) | 2320 | Subcritical | 1977-12-01
Panipat TPS | NR | Haryana | Coal | State | Haryana Power Generation Corp. Ltd.(HPGCL) | 710 | Subcritical | 2001-03-01
Panki TPS | NR | Uttar Pradesh | Coal | State | Uttar Pradesh Rajya Vidyut Utpadan Nigam Limited (UPRVUNL) | 660 | Supercritical | 2025-02-25
Parichha TPS | NR | Uttar Pradesh | Coal | State | Uttar Pradesh Rajya Vidyut Utpadan Nigam Limited (UPRVUNL) | 920 | Subcritical | 2006-03-01
Prayagraj (Bara) TPP | NR | Uttar Pradesh | Coal | Private | Prayagraj Power Generation Company Ltd. (Jai Prakash Power Ventures) | 1980 | Supercritical | 2015-12-25
Rajiv Gandhi TPS | NR | Haryana | Coal | State | Haryana Power Generation Corp. Ltd.(HPGCL) | 1200 | Subcritical | 2010-03-01
Rajpura TPP | NR | Punjab | Coal | Private | Nabha Power Limited (NPL) | 1400 | Supercritical | 2014-02-01
Rihand STPS | NR | Uttar Pradesh | Coal | Central | NTPC Ltd. | 3000 | Subcritical | 1988-03-01
Ropar TPS or Guru Gobind Singh STPP | NR | Punjab | Coal | State | Punjab State Power Corp. Ltd. | 840 | Subcritical | 1988-03-01
Rosa TPP | NR | Uttar Pradesh | Coal | Private | Rosa Power Supply Corp. Ltd. (Reliance Power Ltd.) | 1200 | Subcritical | 2010-02-01
Shree Cement Ltd. TPS | NR | Rajasthan | Coal | Private | Shree Cement Ltd. | 344 | Subcritical | 2023-08-31
Singrauli STPS | NR | Uttar Pradesh | Coal | Central | NTPC Ltd. | 2000 | Subcritical | 1982-02-01
Suratgarh STPS | NR | Rajasthan | Coal | State | Rajasthan Rajya Vidyut Utpadan Nigam Ltd. | 2820 | Subcritical | 1998-02-01
Talwandi Sabo TPP | NR | Punjab | Coal | Private | Talwandi Sabo Power Ltd. | 1980 | Supercritical | 2014-06-01
Tanda TPS | NR | Uttar Pradesh | Coal | Central | NTPC Ltd. | 1760 | Subcritical | 1988-01-01
Unchahar or Feroz Gandhi TPS | NR | Uttar Pradesh | Coal | Central | NTPC Ltd. | 1550 | Subcritical | 1988-11-01
Utraula TPS | NR | Uttar Pradesh | Coal | Private | Bajaj Energy Pvt. Ltd. | 90 | Subcritical | 2012-02-01
Yamuna Nagar or Deenbandhu Chotu Ram TPS | NR | Haryana | Coal | State | Haryana Power Generation Corp. Ltd.(HPGCL) | 600 | Subcritical | 2007-04-01
Allain Duhangan Hydroelectric Power Project | NR | Himachal Pradesh | Hydro |  | Allain Duhangan Hydro Power Limited (ADHPL) | 192 |  | 2010-09-16
Anandpur Sahib I & II Hydroelectric Power Project | NR | Punjab | Hydro |  | Punjab State Power Corporation Limited (PSPCL) | 134 |  | 1985-04-27
Baglihar I Hydroelectric Power Project | NR | Jammu and Kashmir | Hydro |  | J&K State Power Development Corporation Limited (JKSPDC) | 450 |  | 2008-08-10
Baglihar II Hydroelectric Power Project | NR | Jammu and Kashmir | Hydro |  | J&K State Power Development Corporation Limited (JKSPDC) | 450 |  | 2015-09-05
Baira Siul Hydroelectric Power Project | NR | Himachal Pradesh | Hydro |  | National Hydroelectric Power Corporation (NHPC) | 180 |  | 1980-05-18
Bajoli Holi Hydro Power Project | NR | Himachal Pradesh | Hydro |  | GMR Bajoli Holi Hydro Power Private Limited | 180 |  | 2022-03-01
Baspa II Hydroelectric Power Project | NR | Himachal Pradesh | Hydro |  | Himachal Baspa Power Company Limited (HBPCL) | 300 |  | 2003-05-24
Bassi Hydroelectric Power Project | NR | Himachal Pradesh | Hydro |  | Himachal Pradesh State Electricity Board Limited (HPSEBL) | 66 |  | 1970-06-12
Bhakra Nangal (Left & Right) Hydroelectric Power Project | NR | Himachal Pradesh | Hydro |  | Bhakra Beas Management Board (BBMB) | 1415 |  | 1960-11-01
Budhil Hydroelectric Power Project | NR | Himachal Pradesh | Hydro |  | Greenko Budhil Hydro Power Pvt. Limited (GBHPPL) | 70 |  | 2012-05-26
Chamera I Hydroelectric Power Project | NR | Himachal Pradesh | Hydro |  | National Hydroelectric Power Corporation (NHPC) | 540 |  | 1994-05-01
Chamera II Hydroelectric Power Project | NR | Himachal Pradesh | Hydro |  | National Hydroelectric Power Corporation (NHPC) | 300 |  | 2003-11-02
Chamera III Hydroelectric Power Project | NR | Himachal Pradesh | Hydro |  | National Hydroelectric Power Corporation (NHPC) | 231 |  | 2012-06-07
Chanju I Hydroelectric Power Project | NR | Himachal Pradesh | Hydro |  | IA Energy Private Limited (IAEPL) | 36 |  | 2017-02-01
Chibro (Yamuna St.II) Hydroelectric Power Project | NR | Uttarakhand | Hydro |  | Uttarakhand Jal Vidyut Nigam Limited (UJVNL) | 240 |  | 1975-04-20
Chilla Hydroelectric Power Project | NR | Uttarakhand | Hydro |  | Uttarakhand Jal Vidyut Nigam Limited (UJVNL) | 144 |  | 1980-07-17
Chutak Hydroelectric Power Project | NR | Ladakh | Hydro |  | National Hydroelectric Power Corporation (NHPC) | 44 |  | 2012-11-08
Dehar Power House | NR | Himachal Pradesh | Hydro |  | Bhakra Beas Management Board (BBMB) | 990 |  | 1977-11-01
Dhakrani (Yamuna St.I) Hydroelectric Power Project | NR | Uttarakhand | Hydro |  | Uttarakhand Jal Vidyut Nigam Limited (UJVNL) | 33.75 |  | 1965-11-15
Dhalipur (Yamuna St.I) Hydroelectric Power Project | NR | Uttarakhand | Hydro |  | Uttarakhand Jal Vidyut Nigam Limited (UJVNL) | 51 |  | 1965-12-10
Dhauliganga Hydroelectric Power Project | NR | Uttarakhand | Hydro |  | National Hydroelectric Power Corporation (NHPC) | 280 |  | 2005-10-01
Dulhasti Hydroelectric Power Project | NR | Jammu and Kashmir | Hydro |  | National Hydroelectric Power Corporation (NHPC) | 390 |  | 2007-04-07
Ganguwal Power House | NR | Punjab | Hydro |  | Bhakra Beas Management Board (BBMB) | 77.65 |  | 1955-01-01
Giri Bata Hydroelectric Power Project | NR | Himachal Pradesh | Hydro |  | Himachal Pradesh State Electricity Board Limited (HPSEBL) | 60 |  | 1978-05-31
Jawahar Sagar Hydroelectric Power Project | NR | Rajasthan | Hydro |  | Rajasthan Rajya Vidyut Utpadan Nigam Limited (RRVUNL) | 99 |  | 1972-05-09
Karcham Wangtoo Hydroelectric Power Project | NR | Himachal Pradesh | Hydro |  | Himachal Baspa Power Company Limited (HBPCL) | 1045 |  | 2011-05-24
Kashang Integrated Hydroelectric Power Project | NR | Himachal Pradesh | Hydro |  | Himachal Pradesh Power Corporation Limited (HPPCL) | 195 |  | 2016-08-28
Khara Hydroelectric Power Project | NR | Uttar Pradesh | Hydro |  | Uttar Pradesh Jal Vidyut Nigam Limited (UPJVNL) | 72 |  | 1992-06-14
Khatima Hydroelectric Power Project | NR | Uttarakhand | Hydro |  | Uttarakhand Jal Vidyut Nigam Limited (UJVNL) | 41.4 |  | 1955-01-01
Khodri (Yamuna St.II) Hydroelectric Power Project | NR | Uttarakhand | Hydro |  | Uttarakhand Jal Vidyut Nigam Limited (UJVNL) | 120 |  | 1984-01-29
Kishenganga Hydroelectric Power Project | NR | Jammu and Kashmir | Hydro |  | National Hydroelectric Power Corporation (NHPC) | 330 |  | 2018-03-13
Koldam Hydroelectric Power Project | NR | Himachal Pradesh | Hydro |  | National Thermal Power Corporation Limited (NTPC) | 800 |  | 2015-03-31
Koteshwar Hydroelectric Power Project | NR | Uttarakhand | Hydro |  | Tehri Hydro Development Corporation (THDC) | 400 |  | 2011-03-28
Kotla Power House | NR | Punjab | Hydro |  | Bhakra Beas Management Board (BBMB) | 77.65 |  | 1956-05-01
Kulhal (Yamuna St.IV) Hydroelectric Power Project | NR | Uttarakhand | Hydro |  | Uttarakhand Jal Vidyut Nigam Limited (UJVNL) | 30 |  | 1975-03-12
Kutehr Hydro Power Project | NR | Himachal Pradesh | Hydro |  | JSW Energy Power Limited (JSWEPL) | 240 |  | 2025-08-01
Larji Hydroelectric Power Project | NR | Himachal Pradesh | Hydro |  | Himachal Pradesh State Electricity Board Limited (HPSEBL) | 126 |  | 2006-06-28
Lower Jhelum Hydroelectric Power Project | NR | Jammu and Kashmir | Hydro |  | J&K State Power Development Corporation Limited (JKSPDC) | 105 |  | 1978-02-01
Mahi Bajaj Sagar I & II Hydroelectric Power Project | NR | Rajasthan | Hydro |  | Rajasthan Rajya Vidyut Utpadan Nigam Limited (RRVUNL) | 140 |  | 1986-01-22
Malana Hydroelectric Power Project | NR | Himachal Pradesh | Hydro |  | Malana Power Company Limited (MPCL) | 86 |  | 2001-07-05
Malana II Hydroelectric Power Project | NR | Himachal Pradesh | Hydro |  | Everest Power Private Limited (EPPL) | 100 |  | 2011-08-06
Maneri Bhali I Hydroelectric Power Project | NR | Uttarakhand | Hydro |  | Uttarakhand Jal Vidyut Nigam Limited (UJVNL) | 90 |  | 1984-06-06
Maneri Bhali II Hydroelectric Power Project | NR | Uttarakhand | Hydro |  | Uttarakhand Jal Vidyut Nigam Limited (UJVNL) | 304 |  | 2008-06-30
Matatilla Hydroelectric Power Project | NR | Uttar Pradesh | Hydro |  | Uttar Pradesh Jal Vidyut Nigam Limited (UPJVNL) | 30.6 |  | 1965-05-18
Mukerian I to IV Hydroelectric Power Project | NR | Punjab | Hydro |  | Punjab State Power Corporation Limited (PSPCL) | 207 |  | 1983-10-02
Naitwar Mori Hydro Power Project | NR | Uttarakhand | Hydro |  | Satluj Jal Vidyut Nigam Limited (SJVNL) | 60 |  | 2023-11-24
Naptha Jhakri Hydroelectric Power Project | NR | Himachal Pradesh | Hydro |  | Satluj Jal Vidyut Nigam Limited (SJVNL) | 1500 |  | 2003-05-06
Nimoo Bazgo Hydroelectric Power Project | NR | Ladakh | Hydro |  | National Hydroelectric Power Corporation (NHPC) | 45 |  | 2013-10-30
Obra Hydroelectric Power Project | NR | Uttar Pradesh | Hydro |  | Uttar Pradesh Jal Vidyut Nigam Limited (UPJVNL) | 99 |  | 1970-08-01
Parbati III Hydroelectric Power Project | NR | Himachal Pradesh | Hydro |  | National Hydroelectric Power Corporation (NHPC) | 520 |  | 2014-02-18
Parbati St. II Hydro Power Project | NR | Himachal Pradesh | Hydro |  | National Hydroelectric Power Corporation (NHPC) | 800 |  | 2025-03-24
Pong Power House | NR | Himachal Pradesh | Hydro |  | Bhakra Beas Management Board (BBMB) | 396 |  | 1978-01-01
Ram Ganga Hydroelectric Power Project | NR | Uttarakhand | Hydro |  | Uttarakhand Jal Vidyut Nigam Limited (UJVNL) | 198 |  | 1975-12-31
Rampur Hydroelectric Power Project | NR | Himachal Pradesh | Hydro |  | Satluj Jal Vidyut Nigam Limited (SJVNL) | 412.02 |  | 2014-03-21
Rana Pratap Sagar Hydroelectric Power Project | NR | Rajasthan | Hydro |  | Rajasthan Rajya Vidyut Utpadan Nigam Limited (RRVUNL) | 172 |  | 1968-08-01
Ranjit Sagar Hydroelectric Power Project | NR | Punjab | Hydro |  | Punjab State Power Corporation Limited (PSPCL) | 600 |  | 2000-08-12
Rihand Hydroelectric Power Project | NR | Uttar Pradesh | Hydro |  | Uttar Pradesh Jal Vidyut Nigam Limited (UPJVNL) | 300 |  | 1962-08-01
Sainj Hydroelectric Power Project | NR | Himachal Pradesh | Hydro |  | Himachal Pradesh Power Corporation Limited (HPPCL) | 100 |  | 2017-09-04
Salal I & II Hydroelectric Power Project | NR | Jammu and Kashmir | Hydro |  | National Hydroelectric Power Corporation (NHPC) | 690 |  | 1987-11-20
Sanjay Hydroelectric Power Project | NR | Himachal Pradesh | Hydro |  | Himachal Pradesh State Electricity Board Limited (HPSEBL) | 120 |  | 1989-06-11
Sawra Kuddu Hydro Power Project | NR | Himachal Pradesh | Hydro |  | Himachal Pradesh Power Corporation Limited (HPPCL) | 111 |  | 2021-01-01
Sewa II Hydroelectric Power Project | NR | Jammu and Kashmir | Hydro |  | National Hydroelectric Power Corporation (NHPC) | 120 |  | 2010-06-22
Shanan Power House | NR | Himachal Pradesh | Hydro |  | Punjab State Power Corporation Limited (PSPCL) | 110 |  | 1932-08-01
Shrinagar Hydroelectric Power Project | NR | Uttarakhand | Hydro |  | Alaknanda Hydro Power Company (AHPC) | 330 |  | 2015-04-10
Singoli Bhatwari Hydro Power Project | NR | Uttarakhand | Hydro |  | L&T Uttaranchal Hydro Power Limited | 99 |  | 2020-12-01
Sorang Hydro Power Project | NR | Himachal Pradesh | Hydro |  | Himachal Sorang Power Private Limited | 100 |  | 2021-09-01
Tanakpur Hydroelectric Power Project | NR | Uttarakhand | Hydro |  | National Hydroelectric Power Corporation (NHPC) | 94.2 |  | 1993-04-01
Tehri I Hydroelectric Power Project | NR | Uttarakhand | Hydro |  | Tehri Hydro Development Corporation (THDC) | 1000 |  | 2006-09-22
Tehri Pumped Storage Hydro Power Project | NR | Uttarakhand | Hydro |  | Tehri Hydro Development Corporation (THDC) | 750 |  | 2025-06-05
Uhl-III Hydro Power Project | NR | Himachal Pradesh | Hydro |  | Beas Valley Power Corporation Limited (BVPC) | 99.99 |  | 2025-03-01
Upper Sindh II Hydroelectric Power Project | NR | Jammu and Kashmir | Hydro |  | J&K State Power Development Corporation Limited (JKSPDC) | 105 |  | 2000-06-01
Uri I Hydroelectric Power Project | NR | Jammu and Kashmir | Hydro |  | National Hydroelectric Power Corporation (NHPC) | 480 |  | 1997-06-01
Uri II Hydroelectric Power Project | NR | Jammu and Kashmir | Hydro |  | National Hydroelectric Power Corporation (NHPC) | 240 |  | 2013-09-25
Vishnuprayag Hydroelectric Power Project | NR | Uttarakhand | Hydro |  | Jaiprakash Power Pvt. Venture Limited (JPPVL) | 400 |  | 2006-06-01
Vyasi Hydro Power Project | NR | Uttarakhand | Hydro |  | Uttarakhand Jal Vidyut Nigam Limited (UJVNL) | 120 |  | 2022-06-01
Narora Atomic Power Station | NR | Uttar Pradesh | Nuclear |  | Nuclear Power Corporation of India | 440 |  | 1991-01-01
Rajasthan Atomic Power Station | NR | Rajasthan | Nuclear |  | Nuclear Power Corporation of India | 1780 |  | 1981-04-01
Anta Gas Combined Cycle Gas Turbine Power Plant | NR | Rajasthan | Oil & Gas |  | National Thermal Power Corp. (NTPC) | 419.33 |  | 1989-01-20
Auraiya Combined Cycle Gas Turbine Power Plant | NR | Uttar Pradesh | Oil & Gas |  | National Thermal Power Corp. (NTPC) | 663.36 |  | 1989-03-29
Dadri Combined Cycle Gas Turbine Power Plant | NR | Uttar Pradesh | Oil & Gas |  | National Thermal Power Corp. (NTPC) | 829.78 |  | 1992-05-01
Dholpur Combined Cycle Power Station | NR | Rajasthan | Oil & Gas |  | Rajasthan Rajya Vidyut Utpadan Nigam Ltd. | 330 |  | 2007-03-29
Faridabad NTPC Gas Combined Cycle Gas Turbine Power Plant | NR | Haryana | Oil & Gas |  | National Thermal Power Corp. (NTPC) | 431.59 |  | 1999-06-18
Gama Combined Cycle Power Plant | NR | Uttarakhand | Oil & Gas |  | Gama Infraprop Pvt. Ltd. | 225 |  | 2016-04-25
I.P. Gas Turbine Power Station | NR | Delhi | Oil & Gas |  | Indraprastha Power Generation Co. Ltd. | 270 |  | 1986-05-14
Kashipur Combined Cycle Power Plant Phase I | NR | Uttarakhand | Oil & Gas |  | Sravanthi Energy Pvt. Ltd. | 225 |  | 2016-11-20
Kashipur Combined Cycle Power Plant Phase II | NR | Uttarakhand | Oil & Gas |  | Sravanthi Energy Pvt. Ltd. | 214 |  | 2023-06-13
Pragati-I Combined Cycle Gas Power Station | NR | Delhi | Oil & Gas |  | Pragati Power Corp. Ltd. | 330.4 |  | 2002-03-15
Pragati-III Combined Cycle Gas Power Project | NR | Delhi | Oil & Gas |  | Pragati Power Corp. Ltd. | 1500 |  | 2010-10-24
Ramgarh Gas Thermal Power Station | NR | Rajasthan | Oil & Gas |  | Rajasthan Rajya Vidyut Utpadan Nigam Ltd. | 273.5 |  | 1994-11-15
Ajog Small Hydro Power Plant | NR | Himachal Pradesh | Small Hydro |  | Sanjay Shartri & Sky Gates Real Estate Pvt. Ltd. | 5 |  | Pre-2000
Akhara Small Hydro Project | NR | Punjab | Small Hydro |  | Abohar Power Generation Pvt. Ltd. | 1.1 |  | 2010-03-25
Aleo II Small Hydro Power Plant | NR | Himachal Pradesh | Small Hydro |  | Aleo Manali Hydro Power Pvt. Ltd. | 4.8 |  | 2010-08-05
Aleo Small Hydro Power Plant | NR | Himachal Pradesh | Small Hydro |  | Aleo Manali Hydro Power Pvt. Ltd. | 3 |  | 2005-08-01
Alwas Small Hydro Power Plant | NR | Himachal Pradesh | Small Hydro |  | Sabee Finanz Pvt. Ltd. | 2.25 |  | Pre-2000
Andhra II Small Hydro Power Project | NR | Himachal Pradesh | Small Hydro |  | Gowthami Hydro Electric Co.(P) Ltd. | 5 |  | 2004-07-20
Andhra Small Hydro Power Plant | NR | Himachal Pradesh | Small Hydro |  | Himachal Pradesh State Electricty Board (HPSEB) | 16.95 |  | 1987-06-01
Ani Small Hydro Power Project | NR | Himachal Pradesh | Small Hydro |  | Growel Energy Company Ltd. | 5 |  | 2005-06-08
Anoopgarh Phase I Mini Hydel Station | NR | Rajasthan | Small Hydro |  | Rajasthan Rajya Vidyut Utpadan Nigam Ltd. | 4.5 |  | 1987-09-01
Anoopgarh Phase II Mini Hydel Station | NR | Rajasthan | Small Hydro |  | Rajasthan Rajya Vidyut Utpadan Nigam Ltd. | 4.5 |  | 1987-12-01
Awa Small Hydro Power Project | NR | Himachal Pradesh | Small Hydro |  | Awa Power Co. Pvt. Ltd. (SPML Infra Limited) | 4.5 |  | 2000-05-31
Babail Small Hydro Power Station | NR | Uttar Pradesh | Small Hydro |  | Uttar Pradesh Jal Vidyut Nigam Limited | 3 |  | Pre-2000
Babbanpur Small Hydro Project | NR | Punjab | Small Hydro |  | Kotla Hydro Power Pvt. Ltd. | 1.25 |  | 2004-07-01
Bachham Micro Hydel Project | NR | Uttarakhand | Small Hydro |  | Uttarakhand Renewable Energy Development Agency (UREDA) | 0.1 |  | Pre-2000
Badiyakot Micro Hydel Project | NR | Uttarakhand | Small Hydro |  | Uttarakhand Renewable Energy Development Agency (UREDA) | 0.1 |  | Pre-2000
Bagar Micro Hydel Project | NR | Uttarakhand | Small Hydro |  | Uttarakhand Renewable Energy Development Agency (UREDA) | 0.05 |  | Pre-2000
Bagipul Small Hydro Power Plant | NR | Himachal Pradesh | Small Hydro |  | Kurpan Valley Hydro Power Projects | 1 |  | Pre-2000
Bagrood Small Hydro Power Project | NR | Himachal Pradesh | Small Hydro |  | Not Known | 0.24 |  | 2013-07-01
Balh Padhar Small Hydro Power Project | NR | Himachal Pradesh | Small Hydro |  | USP Hydro Energy Limited | 4 |  | 2008-03-01
Balij Ka Nallah-II Small Hydro Power Project | NR | Himachal Pradesh | Small Hydro |  | Batot Hydro Power Limited (BHPL) | 3.5 |  | 2002-10-24
Balij Ka Nallah-III Small Hydro Power Project | NR | Himachal Pradesh | Small Hydro |  | Almi Hydro Electric Project Ltd. | 3 |  | Pre-2000
Balij ka Nala Small Hydro Power Project | NR | Himachal Pradesh | Small Hydro |  | Batot Hydro Power Limited (BHPL) | 3.5 |  | Pre-2000
Baloot Fozal Small Hydro Power Plant | NR | Himachal Pradesh | Small Hydro |  | Bloot Fozal Hydro Power Pvt. Ltd. | 4.6 |  | Pre-2000
Balsio Small Hydro Power Project | NR | Himachal Pradesh | Small Hydro |  | Ginni Global Pvt. Ltd. | 5 |  | 2011-02-01
Baltikulan Small Hydro Project | NR | Jammu and Kashmir | Small Hydro |  | Baltikulan Small Hydro Project | 5 |  | Pre-2000
Baner II Small Hydro Power Plant | NR | Himachal Pradesh | Small Hydro |  | Himachal Pradesh State Electricty Board (HPSEB) | 6 |  | 2001-10-01
Baner III Small Hydro Power Plant | NR | Himachal Pradesh | Small Hydro |  | LANCO Hydro Energies Ltd. (Vamshi Hydropower Energies Private Limited) | 5 |  | 2005-11-22
Baner Sangam Small Hydro Power Project | NR | Himachal Pradesh | Small Hydro |  | Yogendera Power Ltd. | 5 |  | 2016-06-01
Baner Small Hydro Power Plant | NR | Himachal Pradesh | Small Hydro |  | Himachal Pradesh State Electricty Board (HPSEB) | 12 |  | 1996-06-18
Bank Micro Hydel Project | NR | Uttarakhand | Small Hydro |  | Uttarakhand Renewable Energy Development Agency (UREDA) | 0.1 |  | Pre-2000
Baragaon Small Hydro Power Project | NR | Himachal Pradesh | Small Hydro |  | Sai Engineering Foundation | 24 |  | Pre-2000
Baragran Small Hydro Power Project | NR | Himachal Pradesh | Small Hydro |  | K.K.K Hydro Pvt. Ltd. | 4.9 |  | 2000-03-30
Barewal & Jhammal Combined Hydro Project | NR | Punjab | Small Hydro |  | Winsome Yarns Ltd. -Chandigarh | 0.9 |  | 2010-06-12
Barseu Small Hydro Power Plant | NR | Himachal Pradesh | Small Hydro |  | Galaxy Hydro Energy Dev. Co. Ltd. | 3 |  | Pre-2000
Barthi Small Hydro Power Plant | NR | Himachal Pradesh | Small Hydro |  | Continental Jai Jwala Hydro Power (P) Ltd. | 1 |  | Pre-2000
Bazgo Small Hydro Project | NR | Ladakh | Small Hydro |  | Jammu & Kashmir State Power Development Corp. (JKSPDC) | 0.3 |  | Pre-2000
Beas Small Hydro Power Project | NR | Himachal Pradesh | Small Hydro |  | A Power Himalayan Ltd. | 2.25 |  | 2005-06-08
Behna-I Small Hydro Power Project | NR | Himachal Pradesh | Small Hydro |  | Himadri Hydro Power Projects Pvt Ltd. | 5 |  | 2006-07-25
Belij Small Hydro Power Project | NR | Himachal Pradesh | Small Hydro |  | Belij Hydro Power Ltd. | 5 |  | 2007-06-14
Belka Small Hydro Power Station | NR | Uttar Pradesh | Small Hydro |  | Uttar Pradesh Jal Vidyut Nigam Limited | 3 |  | Pre-2000
Bhaba Augmentation Hydro Electric Project | NR | Himachal Pradesh | Small Hydro |  | Himachal Pradesh State Electricty Board (HPSEB) | 4.5 |  | 2011-07-09
Bhaderwah Small Hydro Project | NR | Jammu and Kashmir | Small Hydro |  | Jammu & Kashmir State Power Development Corp. (JKSPDC) | 1 |  | Pre-2000
Bhanubhura Small Hydro Project | NR | Punjab | Small Hydro |  | Punjab Hydro Power Pvt. Ltd. | 1.3 |  | 2003-04-26
Bhilganga Hydro Power Project | NR | Uttarakhand | Small Hydro |  | Bhilganga Hydro Power Ltd. | 24 |  | Pre-2000
Bhola Small Hydro Power Station | NR | Uttar Pradesh | Small Hydro |  | Uttar Pradesh Jal Vidyut Nigam Limited | 2.7 |  | 1928-12-01
Bhujal Small Hydro Power Plant | NR | Himachal Pradesh | Small Hydro |  | Kamla Hydel Construction Pvt Ltd. | 1 |  | Pre-2000
Bibiwala Small Hydro Project | NR | Punjab | Small Hydro |  | SKR Hydro Power Generators Pvt. Ltd. | 0.4 |  | 2016-04-11
Binwa Parai Small Hydro Power Plant | NR | Himachal Pradesh | Small Hydro |  | Anubhav Hydel Power Limited | 5 |  | 2007-06-07
Binwa Small Hydro Power Plant | NR | Himachal Pradesh | Small Hydro |  | Himachal Pradesh State Electricty Board (HPSEB) | 6 |  | 1984-06-06
Binwa Small Hydro Power Project | NR | Himachal Pradesh | Small Hydro |  | Binwa Power Company Pvt Ltd. (SPML Infra Limited) | 4.5 |  | Pre-2000
Binwa-IV Small Hydro Power Project | NR | Himachal Pradesh | Small Hydro |  | Bhavani Renewable Energy Private Limited | 4 |  | 2011-12-13
Birahi Ganga Hydro Power Project | NR | Uttarakhand | Small Hydro |  | Birahi Ganga Hydro Power Ltd. | 7.2 |  | Pre-2000
Birsalpur Mini Hydel Station | NR | Rajasthan | Small Hydro |  | Rajasthan Rajya Vidyut Utpadan Nigam Ltd. | 0.54 |  | 1998-10-01
Borbalda Micro Hydel Project | NR | Uttarakhand | Small Hydro |  | Uttarakhand Renewable Energy Development Agency (UREDA) | 0.03 |  | Pre-2000
Bowani Small Hydro Project | NR | Punjab | Small Hydro |  | Punjab Energy Development Agency (PEDA) | 1 |  | 2002-08-22
Bowani Small Hydro Project 2 | NR | Punjab | Small Hydro |  | SAM (India) Hydro Power Pvt. Ltd. | 1.2 |  | 2012-03-20
Brahal Small Hydro Power Project | NR | Himachal Pradesh | Small Hydro |  | Sodhi Brothers Hydro Power Pvt. Ltd. | 4 |  | 2005-06-08
Braham Ganga Small Hydro Power Project | NR | Himachal Pradesh | Small Hydro |  | Harrisons Hydel Construction Co. Pvt. Ltd. | 5 |  | 2002-08-02
Brahl Top Small Hydro Power Plant | NR | Himachal Pradesh | Small Hydro |  | Padhas Hydel Projects Pvt. Ltd. | 5 |  | 2012-04-20
Brua Hydroelectric Project | NR | Himachal Pradesh | Small Hydro |  | Sai Engineering Foundation | 9 |  | Pre-2000
CLC India (Spentex Industries Ltd.) Small Hydro Project | NR | Himachal Pradesh | Small Hydro |  | CLC India (Spentex Industries Ltd.) | 3 |  | Pre-2000
Chaba Small Hydro Power Project | NR | Himachal Pradesh | Small Hydro |  | Himachal Pradesh State Electricty Board (HPSEB) | 1.75 |  | 1919-06-22
Chachyot Small Hydro Power Project | NR | Himachal Pradesh | Small Hydro |  | Shakti Hydro Electric Company (P) Ltd. | 3.5 |  | 2008-02-25
Chaini Tepa Small Hydro Power Plant | NR | Himachal Pradesh | Small Hydro |  | Churah Valley Alternative Agro- Horticulture and Development Cooperative Society Ltd. | 5 |  | Pre-2000
Chaksi Small Hydro Power Plant | NR | Himachal Pradesh | Small Hydro |  | Puri Oil Mills Limited | 2.4 |  | 2012-06-01
Chamoli Hydro Power Project | NR | Uttarakhand | Small Hydro |  | Chamoli Hydro Power Pvt. Ltd. | 5 |  | Pre-2000
Chandigarh Distillers and Bottlers Ltd. (CDB Group) Plant 1 | NR | Himachal Pradesh | Small Hydro |  | Chandigarh Distillers and Bottlers Ltd. (CDB Group) | 9 |  | Pre-2000
Chandigarh Distillers and Bottlers Ltd. (CDB Group) Plant 2 | NR | Himachal Pradesh | Small Hydro |  | Chandigarh Distillers and Bottlers Ltd. (CDB Group) | 4 |  | Pre-2000
Chandni Small Hydro Power Project | NR | Himachal Pradesh | Small Hydro |  | Himalayan Crest Power Ltd. | 3 |  | 2000-03-30
Channuwal Small Hydro Project | NR | Punjab | Small Hydro |  | Abohar Power Generation Pvt. Ltd. | 0.9 |  | 2009-09-30
Charanwala Mini Hydel Station | NR | Rajasthan | Small Hydro |  | Rajasthan Rajya Vidyut Utpadan Nigam Ltd. | 1.2 |  | 1994-03-01
Chenani -III Small Hydro Project | NR | Jammu and Kashmir | Small Hydro |  | Jammu & Kashmir State Power Development Corp. (JKSPDC) | 7.5 |  | Pre-2000
Chenani-I Small Hydro Project | NR | Jammu and Kashmir | Small Hydro |  | Jammu & Kashmir State Power Development Corp. (JKSPDC) | 23.3 |  | 1971-12-01
Chenani-II Small Hydro Project | NR | Jammu and Kashmir | Small Hydro |  | Jammu & Kashmir State Power Development Corp. (JKSPDC) | 2 |  | Pre-2000
Chho Tundah Small Hydro Power Plant | NR | Himachal Pradesh | Small Hydro |  | Capital Consortium | 4.5 |  | Pre-2000
Chhoned-I Small Hydro Power Plant | NR | Himachal Pradesh | Small Hydro |  | Chatri Hydro Power (P) Ltd. | 5 |  | Pre-2000
Chiludgad Micro Hydel Project | NR | Uttarakhand | Small Hydro |  | Uttarakhand Renewable Energy Development Agency (UREDA) | 0.1 |  | Pre-2000
Ching Small Hydro Power Project | NR | Himachal Pradesh | Small Hydro |  | Hateshwari Om Power Enterprises Pvt. Ltd. | 1 |  | 2000-05-31
Chirchind Small Hydro Power Project | NR | Himachal Pradesh | Small Hydro |  | Chirchind Hydro Power Ltd. | 5 |  | 2001-05-16
Chitraura Small Hydro Power Station | NR | Uttar Pradesh | Small Hydro |  | Uttar Pradesh Jal Vidyut Nigam Limited | 3 |  | Pre-2000
Choting Micro Hydel Project | NR | Uttarakhand | Small Hydro |  | Uttarakhand Renewable Energy Development Agency (UREDA) | 0.1 |  | Pre-2000
Choudhary Power Projects | NR | Jammu and Kashmir | Small Hydro |  | Choudhary Power Projects | 15 |  | Pre-2000
Chupki Small Hydro Project | NR | Punjab | Small Hydro |  | Punjab Energy Development Agency (PEDA) | 1.5 |  | 1999-11-12
Dadahur & Chakbhai Combined Hydro Project | NR | Punjab | Small Hydro |  | Aqua Power Pvt. Ltd. | 2 |  | 2004-11-18
Dadupur Mini Hydel Scheme | NR | Haryana | Small Hydro |  | Bhoruka Power Corporation Ltd. | 6 |  | 2010-12-01
Dah Small Hydro Project | NR | Ladakh | Small Hydro |  | Jammu & Kashmir State Power Development Corp. (JKSPDC) | 6 |  | Pre-2000
Dalla Small Hydro Project | NR | Punjab | Small Hydro |  | Punjab Energy Development Agency (PEDA) | 1 |  | 1999-05-24
Daredi Small Hydro Power Plant | NR | Himachal Pradesh | Small Hydro |  | Karji Power Pvt. Ltd. | 4 |  | Pre-2000
Daudhar Small Hydro Project | NR | Punjab | Small Hydro |  | Kotla Renwables Pvt. Ltd. | 1.5 |  | Pre-2000
Daudhar Small Hydro Project | NR | Punjab | Small Hydro |  | Punjab State Power Corporation Ltd. (PSPCL) | 1.5 |  | 1987-07-16
Dawaitwal, Issewal & Kailpur Combined Small Hydro Project | NR | Punjab | Small Hydro |  | Winsome Yarns Ltd. -Chandigarh | 0.9 |  | 2011-07-15
Dehar II Small Hydro Power Project | NR | Himachal Pradesh | Small Hydro |  | Saini Techno Constructs. Co.(P) Ltd. | 1.5 |  | 2005-12-22
Dehar Small Hydro Power Project | NR | Himachal Pradesh | Small Hydro |  | Astha Projects India Ltd. | 5 |  | 2000-03-30
Dhugli Small Hydro Power Plant | NR | Himachal Pradesh | Small Hydro |  | Sumitra Power Promoters Pvt. Ltd. | 3.5 |  | Pre-2000
Dikleri Small Hydo Power Project | NR | Himachal Pradesh | Small Hydro |  | Manimahesh Hydal Power Projects Co-operative Society Ltd. | 2 |  | 2009-01-12
Dogtigaun Micro Hydel Project | NR | Uttarakhand | Small Hydro |  | Uttarakhand Renewable Energy Development Agency (UREDA) | 0.02 |  | Pre-2000
Dolowal Small Hydro Project | NR | Punjab | Small Hydro |  | Punjab Hydro Power Pvt. Ltd. | 1.4 |  | 2003-04-26
Drinidhar Small Hydro Power Plant | NR | Himachal Pradesh | Small Hydro |  | LANCO Thermal Power Ltd. | 5 |  | 2005-06-08
Dug Small Hydro Power Plant | NR | Himachal Pradesh | Small Hydro |  | RC Hydro Projects | 1.5 |  | Pre-2000
Dukrund Small Hydro Power Plant | NR | Himachal Pradesh | Small Hydro |  | Shakti Hydel Projects (P) Ltd. | 3 |  | Pre-2000
Dukrund-I Small Hydro Power Plant | NR | Himachal Pradesh | Small Hydro |  | Shakti Hydel Projects (P) Ltd. | 3 |  | Pre-2000
Dunali Small Hydro Power Project | NR | Himachal Pradesh | Small Hydro |  | Jala Shakti Ltd. | 5 |  | 2002-11-18
Dunao Small Hydel Project | NR | Uttarakhand | Small Hydro |  | Uttarakhand Jal Vidyut Nigam Limited | 1.5 |  | 2017-07-01
Durghed Small Hydro Power Plant | NR | Himachal Pradesh | Small Hydro |  | Tricolor Renewable Powers (P) Ltd. | 1.1 |  | Pre-2000
GTV Engineering Ltd. Small Hydro Project | NR | Himachal Pradesh | Small Hydro |  | GTV Engineering Ltd. | 5 |  | Pre-2000
Gaj II Small Hydro Power Plant | NR | Himachal Pradesh | Small Hydro |  | Raheja Hydro Power Pvt. Ltd | 1.5 |  | 2005-06-08
Gaj Small Hydro Power Plant | NR | Himachal Pradesh | Small Hydro |  | Himachal Pradesh State Electricty Board (HPSEB) | 10.5 |  | 1996-06-18
Gaj Top Small Hydro Power Plant | NR | Himachal Pradesh | Small Hydro |  | Satya Sai Hydel Projects (P) Ltd | 3.8 |  | 2011-06-20
Gaj-III Small Hydro Power Project | NR | Himachal Pradesh | Small Hydro |  | Kangra Hydro Power Venture (P) Ltd. | 3.6 |  | 2011-04-07
Galogi Hydel Power Station | NR | Uttarakhand | Small Hydro |  | Uttarakhand Jal Vidyut Nigam Limited | 3 |  | 1912-11-19
Gamshali Bampa Micro Hydel Project | NR | Uttarakhand | Small Hydro |  | Uttarakhand Renewable Energy Development Agency (UREDA) | 0.05 |  | Pre-2000
Ganderbal Small Hydro Project | NR | Jammu and Kashmir | Small Hydro |  | Jammu & Kashmir State Power Development Corp. (JKSPDC) | 15 |  | Pre-2000
Gangotri Kedarganga Micro Hydel Project | NR | Uttarakhand | Small Hydro |  | Uttarakhand Renewable Energy Development Agency (UREDA) | 0.15 |  | Pre-2000
Gangotri Rudragara Micro Hydel Project | NR | Uttarakhand | Small Hydro |  | Uttarakhand Renewable Energy Development Agency (UREDA) | 0.15 |  | Pre-2000
Gehra Small Hydro Power Plant | NR | Himachal Pradesh | Small Hydro |  | Gehra Hydro Power Ltd. | 2 |  | Pre-2000
Ghanvi II Small Hydro Power Plant | NR | Himachal Pradesh | Small Hydro |  | Himachal Pradesh State Electricty Board (HPSEB) | 10 |  | Pre-2000
Ghanvi Small Hydro Power Plant | NR | Himachal Pradesh | Small Hydro |  | Himachal Pradesh State Electricty Board (HPSEB) | 22.5 |  | 2000-12-01
Gharwan Small Hydro Power Plant | NR | Himachal Pradesh | Small Hydro |  | Techman Infra Ltd. | 5 |  | Pre-2000
Ghator Top Small Hydro Power Plant | NR | Himachal Pradesh | Small Hydro |  | Chamba Hydro Venture | 4.98 |  | Pre-2000
Ghator-I Small Hydro Power Plant | NR | Himachal Pradesh | Small Hydro |  | Shree Hydro Power Pvt. Ltd. | 2.2 |  | Pre-2000
Gholian Small Hydro Project | NR | Punjab | Small Hydro |  | Abohar Power Generation Pvt. Ltd. | 0.8 |  | 2009-10-04
Gogina - II Micro Hydel Project | NR | Uttarakhand | Small Hydro |  | Uttarakhand Renewable Energy Development Agency (UREDA) | 0.05 |  | Pre-2000
Gogina Micro Hydel Project | NR | Uttarakhand | Small Hydro |  | Uttarakhand Renewable Energy Development Agency (UREDA) | 0.1 |  | Pre-2000
Gogripur Hydro Power Project | NR | Haryana | Small Hydro |  | P&R Gogripur Hydro Power Pvt. Ltd. | 2 |  | 2010-08-13
Gondar Micro Hydel Project | NR | Uttarakhand | Small Hydro |  | Uttarakhand Renewable Energy Development Agency (UREDA) | 0.1 |  | Pre-2000
Greenko Group Small Hydro Power Plant | NR | Himachal Pradesh | Small Hydro |  | Greenko Group | 12 |  | Pre-2000
Greenko Group Small Hydro Power Plant 10 | NR | Himachal Pradesh | Small Hydro |  | Greenko Group | 5 |  | Pre-2000
Greenko Group Small Hydro Power Plant 11 | NR | Himachal Pradesh | Small Hydro |  | Greenko Group | 5 |  | Pre-2000
Greenko Group Small Hydro Power Plant 12 | NR | Himachal Pradesh | Small Hydro |  | Greenko Group | 5 |  | Pre-2000
Greenko Group Small Hydro Power Plant 13 | NR | Himachal Pradesh | Small Hydro |  | Greenko Group | 5 |  | Pre-2000
Greenko Group Small Hydro Power Plant 14 | NR | Himachal Pradesh | Small Hydro |  | Greenko Group | 5 |  | Pre-2000
Greenko Group Small Hydro Power Plant 2 | NR | Himachal Pradesh | Small Hydro |  | Greenko Group | 5 |  | Pre-2000
Greenko Group Small Hydro Power Plant 3 | NR | Himachal Pradesh | Small Hydro |  | Greenko Group | 5 |  | Pre-2000
Greenko Group Small Hydro Power Plant 4 | NR | Himachal Pradesh | Small Hydro |  | Greenko Group | 5 |  | Pre-2000
Greenko Group Small Hydro Power Plant 5 | NR | Himachal Pradesh | Small Hydro |  | Greenko Group | 5 |  | Pre-2000
Greenko Group Small Hydro Power Plant 6 | NR | Himachal Pradesh | Small Hydro |  | Greenko Group | 24 |  | Pre-2000
Greenko Group Small Hydro Power Plant 7 | NR | Himachal Pradesh | Small Hydro |  | Greenko Group | 5 |  | Pre-2000
Greenko Group Small Hydro Power Plant 8 | NR | Himachal Pradesh | Small Hydro |  | Greenko Group | 14 |  | Pre-2000
Greenko Group Small Hydro Power Plant 9 | NR | Himachal Pradesh | Small Hydro |  | Greenko Group | 5 |  | Pre-2000
Gulari Micro Hydel Project | NR | Uttarakhand | Small Hydro |  | Uttarakhand Renewable Energy Development Agency (UREDA) | 0.02 |  | Pre-2000
Gumma Small Hydro Power Plant | NR | Himachal Pradesh | Small Hydro |  | Himachal Pradesh State Electricty Board (HPSEB) | 3 |  | 2000-07-01
Gumma-II Small Hydro Power Project | NR | Himachal Pradesh | Small Hydro |  | Ravipati Venkateshwara Rao Power (P)Ltd. | 2.5 |  | 2005-06-08
Gunshola Hydro Power Generations Project | NR | Uttarakhand | Small Hydro |  | Gunshola Hydro Power Generations Pvt. Ltd. | 3 |  | Pre-2000
Gurahan Small Hydro Power Project | NR | Himachal Pradesh | Small Hydro |  | Sarabai Enterprses (P) Ltd. | 1.5 |  | 2003-05-30
Gurdittiwala Small Hydro Project | NR | Punjab | Small Hydro |  | P & R Gurdittiwala Hydro Power Pvt. Ltd. | 2 |  | 2018-03-08
Haftal Small Hydro Project | NR | Ladakh | Small Hydro |  | Jammu & Kashmir State Power Development Corp. (JKSPDC) | 1 |  | Pre-2000
Hamal Small Hydro Power Project | NR | Himachal Pradesh | Small Hydro |  | Hamal Hydel Limited | 2 |  | 2006-09-06
Hanu Small Hydro Project | NR | Ladakh | Small Hydro |  | Jammu & Kashmir State Power Development Corp. (JKSPDC) | 9 |  | Pre-2000
Haripur Nallah Small Hydro Power Project | NR | Himachal Pradesh | Small Hydro |  | Continental Intra Tech (P) Ltd. | 3 |  | 2004-07-20
Holi II Small Hydro Power Plant | NR | Himachal Pradesh | Small Hydro |  | O.P. Steels Ltd. | 7 |  | 2010-10-08
Holi Small Hydro Power Plant | NR | Himachal Pradesh | Small Hydro |  | Himachal Pradesh State Electricty Board (HPSEB) | 3 |  | 2004-06-26
Hul-II Small Hydro Power Plant | NR | Himachal Pradesh | Small Hydro |  | First Hydro Generation (P) Ltd. | 3.4 |  | Pre-2000
Hunder Small Hydo Project | NR | Ladakh | Small Hydro |  | Jammu & Kashmir State Power Development Corp. (JKSPDC) | 0.4 |  | Pre-2000
Hurla Small Hydro Power Project | NR | Himachal Pradesh | Small Hydro |  | Sasi Power Ltd. | 3 |  | 2003-08-08
Hysrund Small Hydro Power Project | NR | Himachal Pradesh | Small Hydro |  | Nanal Hydro Power Consultancy Pvt. Ltd. | 3.3 |  | 2012-02-24
Ichoo Small Hydro Project | NR | Jammu and Kashmir | Small Hydro |  | Ichoo Small Hydro Project | 5 |  | Pre-2000
Igo-Marcellong Small Hydro Project | NR | Ladakh | Small Hydro |  | Jammu & Kashmir State Power Development Corp. (JKSPDC) | 3 |  | Pre-2000
Iku II Small Hydro Power Plant | NR | Himachal Pradesh | Small Hydro |  | Vamshi Hydro Energies Pvt. Ltd. | 5 |  | 2009-11-01
Iku Khad Small Hydro Power Plant | NR | Himachal Pradesh | Small Hydro |  | Vamshi Hydropower Energies Private Limited | 5 |  | Pre-2000
Iqbal Small Hydro Project | NR | Ladakh | Small Hydro |  | Jammu & Kashmir State Power Development Corp. (JKSPDC) | 3.75 |  | 1956-12-01
Iqu II Small Hydro Power Plant | NR | Himachal Pradesh | Small Hydro |  | LANCO Hydro Energies Ltd. | 5 |  | 2005-11-22
Iqu Small Hydro Power Plant | NR | Himachal Pradesh | Small Hydro |  | Iqu Power Co. Pvt. Ltd. | 4.5 |  | 2000-05-31
Istargad Micro Hydel Project | NR | Uttarakhand | Small Hydro |  | Uttarakhand Renewable Energy Development Agency (UREDA) | 0.2 |  | Pre-2000
Jabbal Small Hydro Power Project | NR | Himachal Pradesh | Small Hydro |  | Himalaya Vidyut Rural Electric Co.operative Society Ltd. | 2 |  | 2006-09-06
Jagera Small Hydro Project | NR | Punjab | Small Hydro |  | Punjab Energy Development Agency (PEDA) | 1 |  | 2003-07-31
Jail Small Hydro Power Project | NR | Himachal Pradesh | Small Hydro |  | Flowgen Renewable Energy (P) Ltd. | 1 |  | 2013-08-14
Jakhana Micro Hydel Project | NR | Uttarakhand | Small Hydro |  | Uttarakhand Renewable Energy Development Agency (UREDA) | 0.1 |  | Pre-2000
Janki Chutti Micro Hydel Project | NR | Uttarakhand | Small Hydro |  | Uttarakhand Renewable Energy Development Agency (UREDA) | 0.2 |  | Pre-2000
Jirah Small Hydro Power Project | NR | Himachal Pradesh | Small Hydro |  | Kapil Mohan & Associates Hydro Power (P) Ltd. | 4 |  | 2006-07-25
Jiwa Kothari Small Hydro Power Project | NR | Himachal Pradesh | Small Hydro |  | Chevron Hydel Pvt. Ltd | 1 |  | 2000-03-30
Jogni-II Small Hydro Power Project | NR | Himachal Pradesh | Small Hydro |  | Gee Cee Hydro Power Pvt Ltd. | 5 |  | 2012-08-31
Joiner Small Hydro Power Plant | NR | Himachal Pradesh | Small Hydro |  | Upper Bari Power Generation (P) Ltd. | 3 |  | Pre-2000
Joli Small Hydro Power Plant | NR | Himachal Pradesh | Small Hydro |  | VSDA Builders | 1.4 |  | Pre-2000
Jugthana Micro Hydel Project | NR | Uttarakhand | Small Hydro |  | Uttarakhand Renewable Energy Development Agency (UREDA) | 0.1 |  | Pre-2000
Kaachrang Small Hydro Power Project | NR | Himachal Pradesh | Small Hydro |  | Excel Cars (P) Ltd. | 3 |  | 2011-05-20
Kachela Small Hydro Power Plant | NR | Himachal Pradesh | Small Hydro |  | Techman Infra Ltd. | 5 |  | Pre-2000
Kakroi Micro Hydro Power Station | NR | Haryana | Small Hydro |  | Haryana Power Generation Corporation (HPGC) | 0.3 |  | 1987-12-01
Kalath Small Hydro Power Project | NR | Himachal Pradesh | Small Hydro |  | APEX Vision Power (P) Ltd. | 1.2 |  | 2010-08-05
Kalhel Chatri Small Hydro Power Plant | NR | Himachal Pradesh | Small Hydro |  | Himpower Associates (P) Ltd. | 2.5 |  | Pre-2000
Kaliganga-I Small Hydro Project | NR | Uttarakhand | Small Hydro |  | Uttarakhand Jal Vidyut Nigam Limited | 4 |  | 2020-07-01
Kalm Small Hydro Power Project | NR | Himachal Pradesh | Small Hydro |  | Sun Shine Hydro Power (P) Ltd. | 2 |  | 2011-11-01
Kanganwal Small Hydro Project | NR | Punjab | Small Hydro |  | Punjab Energy Development Agency (PEDA) | 1.3 |  | 2001-08-28
Kanolgad Micro Hydel Project | NR | Uttarakhand | Small Hydro |  | Uttarakhand Renewable Energy Development Agency (UREDA) | 0.1 |  | Pre-2000
Kanyali kot Micro Hydel Project | NR | Uttarakhand | Small Hydro |  | Uttarakhand Renewable Energy Development Agency (UREDA) | 0.1 |  | Pre-2000
Karmi - I Micro Hydel Project | NR | Uttarakhand | Small Hydro |  | Uttarakhand Renewable Energy Development Agency (UREDA) | 0.05 |  | Pre-2000
Karmi - II Micro Hydel Project | NR | Uttarakhand | Small Hydro |  | Uttarakhand Renewable Energy Development Agency (UREDA) | 0.05 |  | Pre-2000
Karmi - III Micro Hydel Project | NR | Uttarakhand | Small Hydro |  | Uttarakhand Renewable Energy Development Agency (UREDA) | 0.05 |  | Pre-2000
Karnah Small Hydro Project | NR | Jammu and Kashmir | Small Hydro |  | Jammu & Kashmir State Power Development Corp. (JKSPDC) | 2 |  | Pre-2000
Karnuwasharam Micro Hydel Project | NR | Uttarakhand | Small Hydro |  | Uttarakhand Renewable Energy Development Agency (UREDA) | 0.1 |  | Pre-2000
Kartaul Small Hydro Power Project | NR | Himachal Pradesh | Small Hydro |  | Raghupreet Hydro Project (P) Ltd. | 2.4 |  | 2006-07-25
Kedarnath - I Micro Hydel Project | NR | Uttarakhand | Small Hydro |  | Uttarakhand Renewable Energy Development Agency (UREDA) | 0.1 |  | Pre-2000
Kedarnath - II Micro Hydel Project | NR | Uttarakhand | Small Hydro |  | Uttarakhand Renewable Energy Development Agency (UREDA) | 0.2 |  | Pre-2000
Kesta Small Hydro Power Project | NR | Himachal Pradesh | Small Hydro |  | Kesta Hydro Power (P) Ltd. | 4.5 |  | 2011-05-30
Khalara Small Hydro Power Project | NR | Himachal Pradesh | Small Hydro |  | Lakshmi Narayana Hydro Energy Private Limited | 2.5 |  | 2012-05-18
Khanpur Small Hydro Project | NR | Punjab | Small Hydro |  | Abohar Power Generation Pvt. Ltd. | 1.1 |  | 2010-04-24
Khanyara Small Hydro Power Project | NR | Himachal Pradesh | Small Hydro |  | Shree Venkateshwara Enterprises | 2 |  | 2005-06-08
Khapugad Micro Hydel Project | NR | Uttarakhand | Small Hydro |  | Uttarakhand Renewable Energy Development Agency (UREDA) | 0.04 |  | Pre-2000
Khari Hydro Electric Project | NR | Jammu and Kashmir | Small Hydro |  | Khari Hydro Power Project Pvt. Ltd. | 3.75 |  | Pre-2000
Khatra Small Hydro Project | NR | Punjab | Small Hydro |  | Punjab Energy Development Agency (PEDA) | 1 |  | 2001-01-23
Khauli Small Hydro Power Plant | NR | Himachal Pradesh | Small Hydro |  | Prodigy Hydro Power Private Ltd. | 12 |  | Pre-2000
Khukni Small Hydro Power Station | NR | Haryana | Small Hydro |  | Puri Oil Mills Limited | 1.4 |  | 2011-08-31
Killa & Burga Combined Hydro Project | NR | Punjab | Small Hydro |  | Kotla Hydro Power Pvt. Ltd. | 1.75 |  | 2005-11-01
Killar Small Hydro Power Plant | NR | Himachal Pradesh | Small Hydro |  | Himachal Pradesh State Electricty Board (HPSEB) | 0.3 |  | 1995-12-01
Killi Behl Small Hydro Power Plant | NR | Himachal Pradesh | Small Hydro |  | Puri Oil Mills Limited | 7.5 |  | Pre-2000
Kiunr Small Hydro Power Project | NR | Himachal Pradesh | Small Hydro |  | Snowdew Hydroelectric Power Projects (P) Ltd. | 5 |  | 2012-02-09
Kotagad Small Hydro Power Project | NR | Himachal Pradesh | Small Hydro |  | Shiva Energy Resources Pvt.Ltd. | 3.5 |  | 2012-11-07
Kotlu Small Hydro Power Project | NR | Himachal Pradesh | Small Hydro |  | Shri Ram Shyal Hydro (P) Ltd. | 1.8 |  | 2003-05-14
Kunjar Small Hydro Project | NR | Punjab | Small Hydro |  | UBDC Hydro Company Pvt. Ltd. | 2 |  | 2017-06-23
Kunwari Micro Hydel Project | NR | Uttarakhand | Small Hydro |  | Uttarakhand Renewable Energy Development Agency (UREDA) | 0.05 |  | Pre-2000
Kurhed Small Hydro Power Project | NR | Himachal Pradesh | Small Hydro |  | Himachal Hydel Projects (P) Ltd. | 4.5 |  | 2004-07-20
Kurpan Small Hydro Power Project | NR | Himachal Pradesh | Small Hydro |  | Tarini Hydro Electric Power Ltd. | 5 |  | 2005-06-08
Kurtha Small Hydro Power Project | NR | Himachal Pradesh | Small Hydro |  | Sahu Hydro Power (P) Ltd / Flovel Energy Private Limited | 5 |  | 2015-01-06
Kuwarsi Small Hydro Power Project | NR | Himachal Pradesh | Small Hydro |  | V.B. Hydro Projects Pvt. | 5 |  | 2008-11-14
Lambagar Micro Hydel Project | NR | Uttarakhand | Small Hydro |  | Uttarakhand Renewable Energy Development Agency (UREDA) | 0.2 |  | Pre-2000
Lamchula Micro Hydel Project | NR | Uttarakhand | Small Hydro |  | Uttarakhand Renewable Energy Development Agency (UREDA) | 0.05 |  | Pre-2000
Lathi Micro Hydel Project | NR | Uttarakhand | Small Hydro |  | Uttarakhand Renewable Energy Development Agency (UREDA) | 0.1 |  | Pre-2000
Lehrun Hydro Power Project | NR | Punjab | Small Hydro |  | Lehrun Hydro Power Projects Pvt. Ltd. | 3 |  | 2010-07-23
Leond Small Hydro Power Project | NR | Himachal Pradesh | Small Hydro |  | Leond Hydro Power Private Limited | 2 |  | 2012-02-15
Liti - I Micro Hydel Project | NR | Uttarakhand | Small Hydro |  | Uttarakhand Renewable Energy Development Agency (UREDA) | 0.05 |  | Pre-2000
Liti - II Micro Hydel Project | NR | Uttarakhand | Small Hydro |  | Uttarakhand Renewable Energy Development Agency (UREDA) | 0.05 |  | Pre-2000
Lohgarh & Maholi Combined Hydro Project | NR | Punjab | Small Hydro |  | Aqua Power Pvt. Ltd. | 2 |  | 2005-10-10
Lower Aleo Small Hydro Power Project | NR | Himachal Pradesh | Small Hydro |  | Baragarh Hydro Power Co. (P) Ltd | 2.5 |  | 2010-11-11
Lower Baijnath Kuhl Small Hydro Power Project | NR | Himachal Pradesh | Small Hydro |  | Changar Vidyut Kranti Pvt. Ltd. | 1 |  | 2000-12-27
Luni Small Hydro Power Project | NR | Himachal Pradesh | Small Hydro |  | Luni Power Co. Pvt. Ltd. | 4.5 |  | 2000-05-31
Luni Small Hydro Power Project | NR | Himachal Pradesh | Small Hydro |  | Luni Power Company Pvt Ltd | 4.5 |  | Pre-2000
Luni-II Small Hydro Power Project | NR | Himachal Pradesh | Small Hydro |  | Sri Sai Krishna Hydro Energies (P) Ltd. | 5 |  | 2005-12-22
Luni-III Small Hydro Power Project | NR | Himachal Pradesh | Small Hydro |  | Sri Sai Krishna Hydro Energies (P) Ltd. | 5 |  | Pre-2000
Magpie Hydel Construction Operation Industries Pvt. Ltd. Small Hydro Project 1 | NR | Jammu and Kashmir | Small Hydro |  | Magpie Hydel Construction Operation Industries Pvt. Ltd. | 10 |  | Pre-2000
Magpie Hydel Construction Operation Industries Pvt. Ltd. Small Hydro Project 2 | NR | Jammu and Kashmir | Small Hydro |  | Magpie Hydel Construction Operation Industries Pvt. Ltd. | 10 |  | Pre-2000
Malana Top Small Hydro Power Project | NR | Himachal Pradesh | Small Hydro |  | Jawala Hydro Power Pvt. Ltd. | 5 |  | 2012-01-04
Manal Small Hydro Power Project | NR | Himachal Pradesh | Small Hydro |  | Himalayan Crest Power Ltd. | 3 |  | 2000-03-30
Mangalam Energy Development Company Pvt. Ltd. Small Hydro Project | NR | Himachal Pradesh | Small Hydro |  | Mangalam Energy Development Company Pvt. Ltd. | 3 |  | Pre-2000
Manglad Small Hydro Power Project | NR | Himachal Pradesh | Small Hydro |  | Shree Bhavani Power Projects (P) Ltd. | 4.5 |  | 2007-07-24
Mangrol Mini Hydel Power Station | NR | Rajasthan | Small Hydro |  | Bharat Heavy Electricals Limited (BHEL) | 2 |  | 1992-11-28
Mangrol Mini Hydel Power Station | NR | Rajasthan | Small Hydro |  | Rajasthan Rajya Vidyut Utpadan Nigam Ltd. | 4 |  | 1992-11-29
Manihar Small Hydro Power Project | NR | Himachal Pradesh | Small Hydro |  | Bhuwaneshwari Hydro (P) Ltd. | 2 |  | 2011-07-11
Manjhal Small Hydro Power Project | NR | Himachal Pradesh | Small Hydro |  | Virender Dogra Power Projects (P) Ltd. | 1 |  | 2000-03-30
Manuni Small Hydro Electric Project | NR | Himachal Pradesh | Small Hydro |  | Winsome Textile Ind. Ltd. | 3.5 |  | 2000-03-30
Manuni-II Small Hydro Power Project | NR | Himachal Pradesh | Small Hydro |  | Indira Priyadharshini Hydro Power (P) Ltd. | 4.8 |  | 2010-03-06
Marhi Mini Hydel Power Project | NR | Himachal Pradesh | Small Hydro |  | Sai Engineering Foundation | 5 |  | 2004-07-20
Marpachoo Small Hydro Project | NR | Ladakh | Small Hydro |  | Jammu & Kashmir State Power Development Corp. (JKSPDC) | 0.75 |  | Pre-2000
Masli Small Hydro Power Plant | NR | Himachal Pradesh | Small Hydro |  | NSL Masli Power Generation (P) Ltd. | 5 |  | 2002-10-28
Maujhi II Small Hydro Electric Project | NR | Himachal Pradesh | Small Hydro |  | Dharamshala Hydro Power Ltd. | 5 |  | 2007-07-25
Maujhi Small Hydro Electric Project | NR | Himachal Pradesh | Small Hydro |  | Dharamshala Hydro Power Ltd. | 4.5 |  | 2001-05-16
Milkhet Micro Hydel Project | NR | Uttarakhand | Small Hydro |  | Uttarakhand Renewable Energy Development Agency (UREDA) | 0.1 |  | Pre-2000
Mohammadpur Small Hydro Power Station | NR | Uttarakhand | Small Hydro |  | Uttarakhand Jal Vidyut Nigam Limited | 9.3 |  | 1952-12-01
Mukerian Hydel Channel II | NR | Punjab | Small Hydro |  | Punjab State Power Corporation Ltd. (PSPCL) | 18 |  | 2017-05-19
Mussapur Small Hydro Power Station | NR | Haryana | Small Hydro |  | Puri Oil Mills Limited | 1.4 |  | 2011-06-17
Nadampur Small Hydro Project | NR | Punjab | Small Hydro |  | Punjab State Power Corporation Ltd. (PSPCL) | 0.8 |  | 1985-12-14
Nakkian Super Passage Hydro Project | NR | Punjab | Small Hydro |  | Atlantic Power Pvt. Ltd. | 0.3 |  | 2020-02-19
Namik Micro Hydel Project | NR | Uttarakhand | Small Hydro |  | Uttarakhand Renewable Energy Development Agency (UREDA) | 0.05 |  | Pre-2000
Napalchu Micro Hydel Project | NR | Uttarakhand | Small Hydro |  | Uttarakhand Renewable Energy Development Agency (UREDA) | 0.05 |  | Pre-2000
Narangwal Small Hydro Project | NR | Punjab | Small Hydro |  | Punjab Energy Development Agency (PEDA) | 1.5 |  | 1999-06-07
Neogal II Small Hydro Power Project | NR | Himachal Pradesh | Small Hydro |  | Neogal Power Co. Pvt. Ltd. | 4.5 |  | 2000-05-31
Neogal Small Hydro Power Project | NR | Himachal Pradesh | Small Hydro |  | Iqu Power Co. Pvt. Ltd. | 4.5 |  | Pre-2000
Nidampur Small Hydro Project | NR | Punjab | Small Hydro |  | Kotla Renwables Pvt. Ltd. | 0.8 |  | Pre-2000
Nirgajani Small Hydro Power Station | NR | Uttar Pradesh | Small Hydro |  | Uttar Pradesh Jal Vidyut Nigam Limited | 5 |  | Pre-2000
Niti Micro Hydel Project | NR | Uttarakhand | Small Hydro |  | Uttarakhand Renewable Energy Development Agency (UREDA) | 0.03 |  | Pre-2000
Nogli Last Small Hydro Power Project | NR | Himachal Pradesh | Small Hydro |  | Kamaksha Eletrical Power Project (P) Ltd. | 3 |  | 2017-04-22
Nogli Stage I Small Hydro Power Project | NR | Himachal Pradesh | Small Hydro |  | Nogli Hydro Power Private Limited | 5 |  | 1969-12-01
P & R Group Small Hydro Project | NR | Jammu and Kashmir | Small Hydro |  | P & R Group | 7.5 |  | Pre-2000
Pahalgam Mini Hydel Project | NR | Jammu and Kashmir | Small Hydro |  | Jammu & Kashmir State Power Development Corp. (JKSPDC) | 4.5 |  | Pre-2000
Pallor Small Hydro Power Project | NR | Himachal Pradesh | Small Hydro |  | Manglam Energy Development Co. Pvt. Ltd. | 3 |  | 2002-09-18
Pallor-II Small Hydro Power Project | NR | Himachal Pradesh | Small Hydro |  | Manglam Energy Development Co. Pvt. Ltd. | 4.5 |  | 2005-06-08
Pangi Small Hydro Power Project | NR | Himachal Pradesh | Small Hydro |  | Sai Engineering Foundation | 3 |  | 2004-07-20
Panwi Small Hydro Power Project | NR | Himachal Pradesh | Small Hydro |  | Ascent Hydro Projects Ltd. | 4 |  | 2001-08-03
Pathri Small Hydro Power Station | NR | Uttarakhand | Small Hydro |  | Uttarakhand Jal Vidyut Nigam Limited | 11.04 |  | 1956-01-01
Patikari Power Small Hydro Power Plant | NR | Himachal Pradesh | Small Hydro |  | Patikari Power Pvt. Ltd. | 16 |  | Pre-2000
Phoola Small Hydro Project | NR | Punjab | Small Hydro |  | Atlantic Power Pvt. Ltd. | 0.6 |  | 2014-06-21
Pugal Phase I Mini Hydel Station | NR | Rajasthan | Small Hydro |  | Rajasthan Rajya Vidyut Utpadan Nigam Ltd. | 1.5 |  | 1994-10-01
Pugal Phase II Mini Hydel Station | NR | Rajasthan | Small Hydro |  | Rajasthan Rajya Vidyut Utpadan Nigam Ltd. | 0.65 |  | 1992-07-01
RD Combined Hydro Project 1 | NR | Punjab | Small Hydro |  | Gill Acqua Hydro Power Generation Company Pvt. Ltd. | 6 |  | 2016-10-23
RD Combined Hydro Project 2 | NR | Punjab | Small Hydro |  | Gill Acqua Hydro Power Generation Company Pvt. Ltd. | 3.8 |  | 2017-01-11
Raajratna Energy Holdings Pvt. Ltd. (REHPL) Hydro Project | NR | Himachal Pradesh | Small Hydro |  | Raajratna Energy Holdings Pvt. Ltd. (REHPL) | 5 |  | Pre-2000
Rakchad Small Hydro Electric Project | NR | Himachal Pradesh | Small Hydro |  | Regent Energy Limited | 5 |  | 2001-08-03
Ramgad Micro Hydel Project | NR | Uttarakhand | Small Hydro |  | Uttarakhand Renewable Energy Development Agency (UREDA) | 0.1 |  | Pre-2000
Raowal & Bangsipura Combined Hydro Project | NR | Punjab | Small Hydro |  | Winsome Yarns Ltd. -Chandigarh | 0.85 |  | 2011-08-29
Raskat Mini Hydel Power Project | NR | Himachal Pradesh | Small Hydro |  | Indushree Power (P) Ltd. | 0.8 |  | 2000-03-30
Ratmoli Micro Hydel Project | NR | Uttarakhand | Small Hydro |  | Uttarakhand Renewable Energy Development Agency (UREDA) | 0.05 |  | Pre-2000
Rayil Small Hydro Project | NR | Jammu and Kashmir | Small Hydro |  | Gousia Road Construction Company | 2 |  | Pre-2000
Right Main Canal Mahi Mini Hydel Station Phase I | NR | Rajasthan | Small Hydro |  | Rajasthan Rajya Vidyut Utpadan Nigam Ltd. | 0.8 |  | 1993-11-01
Right Main Canal Mahi Mini Hydel Station Phase II | NR | Rajasthan | Small Hydro |  | Rajasthan Rajya Vidyut Utpadan Nigam Ltd. | 0.17 |  | 1991-03-01
Rohti Small Hydro Project | NR | Punjab | Small Hydro |  | Punjab State Power Corporation Ltd. (PSPCL) | 0.8 |  | 1989-03-21
Rongtong Small Hydro Power Project | NR | Himachal Pradesh | Small Hydro |  | Himachal Pradesh State Electricty Board (HPSEB) | 2 |  | 1986-06-01
Ropar Small Hydro Project | NR | Punjab | Small Hydro |  | Punjab State Power Corporation Ltd. (PSPCL) | 1.7 |  | 2007-05-27
Rotan Micro Hydel Project | NR | Uttarakhand | Small Hydro |  | Uttarakhand Renewable Energy Development Agency (UREDA) | 0.05 |  | Pre-2000
Rukti II Small Hydro Power Project | NR | Himachal Pradesh | Small Hydro |  | Door Sanchar Hydro Power Private Limited | 5 |  | 2009-03-09
Rukti Small Hydro Power Project | NR | Himachal Pradesh | Small Hydro |  | Himachal Pradesh State Electricity Board (HPSEB) | 1.5 |  | 1980-12-01
Sahoke & Harigarh Combined Hydro Project | NR | Punjab | Small Hydro |  | Kotla Hydro Power Pvt. Ltd. | 1.2 |  | 2006-11-01
Sahu Small Hydro Power Project | NR | Himachal Pradesh | Small Hydro |  | Him Kalash Hydro Power (P) Ltd | 5 |  | 2003-05-14
Saikothi Small Hydro Power Project | NR | Himachal Pradesh | Small Hydro |  | Tarini Group of Companies | 15 |  | Pre-2000
Sainj Small Hydro Power Project | NR | Himachal Pradesh | Small Hydro |  | Himshakti Projects Pvt. Ltd. | 5 |  | 2004-07-26
Sal-I Small Hydro Power Project | NR | Himachal Pradesh | Small Hydro |  | Himgiri Infrastructure Development Pvt. Ltd | 2 |  | 2000-06-22
Sal-II Small Hydro Power Project | NR | Himachal Pradesh | Small Hydro |  | Himgiri Infrastructure Development (P) Ltd. | 3 |  | 2007-09-11
Salag Small Hydro Power Project | NR | Himachal Pradesh | Small Hydro |  | Dhauladhar Hydro System Pvt. Ltd | 0.15 |  | 2000-05-31
Salar Small Hydro Project | NR | Punjab | Small Hydro |  | Punjab Hydro Power Pvt. Ltd. | 1.5 |  | 2003-04-26
Salawa Small Hydro Power Station | NR | Uttar Pradesh | Small Hydro |  | Uttar Pradesh Jal Vidyut Nigam Limited | 3 |  | Pre-2000
Sanjak Small Hydro Project | NR | Ladakh | Small Hydro |  | Jammu & Kashmir State Power Development Corp. (JKSPDC) | 1.26 |  | Pre-2000
Sarbari III Small Hydro Power Plant | NR | Himachal Pradesh | Small Hydro |  | Gaur Hydro Power Pvt. Ltd. | 2 |  | 2013-08-27
Sarbari Small Hydro Power Plant | NR | Himachal Pradesh | Small Hydro |  | DSL Hydrowatt Ltd. | 4.5 |  | 2003-05-14
Sarda Energy & Minerals Ltd. Small Hydro Project | NR | Uttarakhand | Small Hydro |  | Sarda Energy & Minerals Ltd. | 4.8 |  | Pre-2000
Sarma Micro Hydel Project | NR | Uttarakhand | Small Hydro |  | Uttarakhand Renewable Energy Development Agency (UREDA) | 0.1 |  | Pre-2000
Sateshwar Micro Hydel Project | NR | Uttarakhand | Small Hydro |  | Uttarakhand Renewable Energy Development Agency (UREDA) | 0.05 |  | Pre-2000
Sechi Small Hydro Power Project | NR | Himachal Pradesh | Small Hydro |  | Ascent Hydro Projects Ltd. | 4.5 |  | 2001-08-03
Sechi-II Small Hydro Power Project | NR | Himachal Pradesh | Small Hydro |  | Rampur Hydro Power Limited | 4.5 |  | 2008-03-01
Sela Micro Hydel Project | NR | Uttarakhand | Small Hydro |  | Uttarakhand Renewable Energy Development Agency (UREDA) | 0.05 |  | Pre-2000
Serai Small Hydro Power Project | NR | Himachal Pradesh | Small Hydro |  | Pinnacle Hydro Energy Private Limited | 2 |  | 2013-10-17
Sewa III Small Hydo Project | NR | Jammu and Kashmir | Small Hydro |  | Jammu & Kashmir State Power Development Corp. (JKSPDC) | 9 |  | Pre-2000
Shamshar Small Hydro Power Project | NR | Himachal Pradesh | Small Hydro |  | Shri Shashi Hydro Electric Power (P) Ltd. | 1.5 |  | 2002-11-02
Shansha Small Hydro Power Project | NR | Himachal Pradesh | Small Hydro |  | Shansha Hydro Power Projects Co-Op Society Ltd. | 4 |  | 2013-07-19
Sharan Small Hydro Power Project | NR | Himachal Pradesh | Small Hydro |  | Fourseasons Marketing Pvt. Ltd. | 2.6 |  | 2002-05-25
Shatul Small Hydro Power Project | NR | Himachal Pradesh | Small Hydro |  | Gowthami Renewable Power (P) Ltd. | 4.75 |  | 2008-04-28
Shaung Small Hydro Power Project | NR | Himachal Pradesh | Small Hydro |  | Darjeeling Power Ltd. | 3 |  | 2016-04-15
Sheetla Small Hydro Power Station | NR | Uttar Pradesh | Small Hydro |  | Uttar Pradesh Jal Vidyut Nigam Limited | 3.6 |  | Pre-2000
Shimla Small Hydro Power Project | NR | Himachal Pradesh | Small Hydro |  | Sai Engineering Foundation | 5 |  | 2011-06-30
Shyang Mini Hydel Power Project | NR | Himachal Pradesh | Small Hydro |  | Sai Engineering Foundation | 3 |  | 2009-11-05
Sidhana & Baloke Combined Hydro Project | NR | Punjab | Small Hydro |  | Aqua Power Pvt. Ltd. | 1.2 |  | 2007-10-25
Sidhwan Bet & Mansian Combined Hydro Project | NR | Punjab | Small Hydro |  | Winsome Yarns Ltd. -Chandigarh | 0.5 |  | 2010-09-22
Sidhwan Hydro Power Project | NR | Punjab | Small Hydro |  | Sidhwan Hydro Power Pvt. Ltd. | 0.7 |  | 2014-05-11
Singrauli Small Hydel Power Plant | NR | Uttar Pradesh | Small Hydro |  | NTPC Ltd. | 8 |  | 2018-03-05
Siunr Small Hydro Power Project | NR | Himachal Pradesh | Small Hydro |  | B.K.Saini Engineers Power Projects Pvt. Ltd. | 1.5 |  | 2005-06-08
Sodhi Brothers Hydro Power Project | NR | Himachal Pradesh | Small Hydro |  | Ind-Barath Power Infra Ltd.(IBPIL) | 5 |  | Pre-2000
Solang Small Hydro Power Plant | NR | Himachal Pradesh | Small Hydro |  | A Power Himalayan Ltd. | 1 |  | 2000-08-10
Soldan Small Hydro Power Project | NR | Himachal Pradesh | Small Hydro |  | Solding Hydrowatt (P) Ltd. | 5 |  | 2012-10-01
Somani Group Small Hydro Plant 1 | NR | Himachal Pradesh | Small Hydro |  | Somani Group | 4.5 |  | Pre-2000
Somani Group Small Hydro Plant 2 | NR | Himachal Pradesh | Small Hydro |  | Somani Group | 5.4 |  | Pre-2000
Sorag Micro Hydel Project | NR | Uttarakhand | Small Hydro |  | Uttarakhand Renewable Energy Development Agency (UREDA) | 0.05 |  | Pre-2000
Sravanthi Group Small Hydro Power Plant | NR | Himachal Pradesh | Small Hydro |  | Sravanthi Group | 5 |  | Pre-2000
Stakna Small Hydro Project | NR | Ladakh | Small Hydro |  | Jammu & Kashmir State Power Development Corp. (JKSPDC) | 4 |  | Pre-2000
Sudhar Small Hydro Project | NR | Punjab | Small Hydro |  | Abohar Power Generation Pvt. Ltd. | 1.4 |  | 2010-05-03
Suil-I Small Hydro Power Project | NR | Himachal Pradesh | Small Hydro |  | Gujarat Coastal Construction Limited | 5 |  | 2006-09-06
Suman Sarwari Small Hydro Power Plant | NR | Himachal Pradesh | Small Hydro |  | Usaka Hydro Powers (P) Ltd. | 5 |  | 2002-08-28
Sumoor Small Hydro Project | NR | Ladakh | Small Hydro |  | Jammu & Kashmir State Power Development Corp. (JKSPDC) | 0.1 |  | 1993-12-01
Sunehar Small Hydro Power Plant | NR | Himachal Pradesh | Small Hydro |  | A Chamunda Ji Power Projects | 5 |  | Pre-2000
Sup Small Hydro Power Project | NR | Himachal Pradesh | Small Hydro |  | Jala Shakti Ltd. | 1 |  | 2001-09-19
Surah Small Hydro Power Project | NR | Himachal Pradesh | Small Hydro |  | Micro Hydroelectric Power Generation Pvt. Ltd. | 1.5 |  | 2008-10-03
Suratgarh Mini Hydel Power Station | NR | Rajasthan | Small Hydro |  | Rajasthan Rajya Vidyut Utpadan Nigam Ltd. | 4 |  | 1992-02-01
Swad Small Hydro Power Project | NR | Himachal Pradesh | Small Hydro |  | Micro Hydroelectric Power Generation Pvt. Ltd. | 5 |  | 2008-10-03
Swaddi Kalan, Khudai Chak & Bharowal Combined Hydro Project | NR | Punjab | Small Hydro |  | Winsome Yarns Ltd. -Chandigarh | 0.75 |  | 2013-01-21
Swati Power Hydro Project | NR | Uttarakhand | Small Hydro |  | Swati Power Pvt. Ltd. | 21.5 |  | Pre-2000
Talewal Small Hydro Project | NR | Punjab | Small Hydro |  | Himalayan Renewable Energy Pvt. Ltd. | 0.6 |  | 2019-12-31
Tangling Mini Hydel Power Project | NR | Himachal Pradesh | Small Hydro |  | Tangling Mini Hydel Power Project | 5 |  | 2010-12-01
Taraila Small Hydro Power Project | NR | Himachal Pradesh | Small Hydro |  | Ginni Global Pvt. Ltd. | 5 |  | 2003-05-14
Taraila-II Small Hydro Power Project | NR | Himachal Pradesh | Small Hydro |  | Cimaron Constructions (P) Ltd. | 5 |  | 2005-12-22
Taraila-III Small Hydro Power Project | NR | Himachal Pradesh | Small Hydro |  | Taraila Power Ltd. | 5 |  | 2007-12-31
Terkiana Head Works Small Hydro Project | NR | Punjab | Small Hydro |  | Atlantic Power Pvt. Ltd. | 0.65 |  | 2010-08-31
Thirot Small Hydro Power Plant | NR | Himachal Pradesh | Small Hydro |  | Himachal Pradesh State Electricty Board (HPSEB) | 4.5 |  | 1995-12-01
Thuhi Small Hydro Project | NR | Punjab | Small Hydro |  | Kotla Renwables Pvt. Ltd. | 0.8 |  | Pre-2000
Thuhi Small Hydro Project | NR | Punjab | Small Hydro |  | Punjab State Power Corporation Ltd. (PSPCL) | 0.8 |  | 1989-03-14
Tibri & Babehali Combined Hydro Project | NR | Punjab | Small Hydro |  | Gill Power Generation Co. Ltd. | 2.7 |  | 2006-10-06
Timbi Small Hydro Power Project | NR | Himachal Pradesh | Small Hydro |  | Himalayan Crest Power Ltd. | 3 |  | 2000-03-30
Titang Small Hydro Power Project | NR | Himachal Pradesh | Small Hydro |  | Sai Engineering Foundation | 0.9 |  | 2000-08-17
Toli Micro Hydel Project | NR | Uttarakhand | Small Hydro |  | Uttarakhand Renewable Energy Development Agency (UREDA) | 0.1 |  | Pre-2000
Toss Small Hydro Power Project | NR | Himachal Pradesh | Small Hydro |  | Sai Engineering Foundation | 10 |  | 2004-07-20
Tugal Small Hydro Project | NR | Punjab | Small Hydro |  | Punjab Energy Development Agency (PEDA) | 1.5 |  | 1999-09-08
Tugalwala Small Hydro Project | NR | Punjab | Small Hydro |  | Preetech Power Pvt. Ltd. | 0.85 |  | 2019-05-29
Tulang Small Hydro Power Project | NR | Himachal Pradesh | Small Hydro |  | Himachal Hydel Projects (P) Ltd. | 3 |  | 2004-07-20
UREDA Small Hydro Project | NR | Uttarakhand | Small Hydro |  | Uttarakhand Renewable Energy Development Agency (UREDA) | 22.5 |  | Pre-2000
Ubharah Small Hydro Power Project | NR | Himachal Pradesh | Small Hydro |  | Shakti Hydro Electric Company (P) Ltd. | 2.4 |  | 2005-06-08
Udhanwal Small Hydro Project | NR | Punjab | Small Hydro |  | Majha Canal Hydro Projects Pvt. Ltd. | 0.65 |  | 2018-03-02
Upper Awa Small Hydro Power Project | NR | Himachal Pradesh | Small Hydro |  | Astha Projects India Ltd. | 5 |  | 2005-12-22
Upper Bari Doab Canal (UBDC) Stage I | NR | Punjab | Small Hydro |  | Punjab State Power Corporation Ltd. (PSPCL) | 45 |  | 1971-08-30
Upper Bari Doab Canal (UBDC) Stage II | NR | Punjab | Small Hydro |  | Punjab State Power Corporation Ltd. (PSPCL) | 46.35 |  | 1989-08-06
Upper Khauli Small Hydro Power Plant | NR | Himachal Pradesh | Small Hydro |  | LANCO Hydro Energies Ltd. | 5 |  | 2005-11-22
Upper Sindh I Small Hydro Project | NR | Jammu and Kashmir | Small Hydro |  | Jammu & Kashmir State Power Development Corp. (JKSPDC) | 22.6 |  | Pre-2000
Upper Taraila Small Hydro Power Project | NR | Himachal Pradesh | Small Hydro |  | A.T. Hydro (P) Ltd. | 5 |  | 2005-12-22
Urgam Small Hydro Project | NR | Uttarakhand | Small Hydro |  | Uttarakhand Jal Vidyut Nigam Limited | 3 |  | 1997-12-01
Uttar Bharat Hydro Power Project | NR | Uttarakhand | Small Hydro |  | Uttar Bharat Hydro Power Pvt. Ltd. | 25.5 |  | Pre-2000
Uttarkashi Micro Hydel Project | NR | Uttarakhand | Small Hydro |  | Uttarakhand Renewable Energy Development Agency (UREDA) | 0.02 |  | Pre-2000
Wan Micro Hydel Project | NR | Uttarakhand | Small Hydro |  | Uttarakhand Renewable Energy Development Agency (UREDA) | 0.05 |  | Pre-2000
Wanger Homte Hydro Electric Project | NR | Himachal Pradesh | Small Hydro |  | Panchhor Hydro Power Limited | 24.6 |  | Pre-2000
Western Yamuna Canal Hydro Power Project Power House A | NR | Haryana | Small Hydro |  | Haryana Power Generation Corporation (HPGC) | 16 |  | 1986-05-29
Western Yamuna Canal Hydro Power Project Power House B | NR | Haryana | Small Hydro |  | Haryana Power Generation Corporation (HPGC) | 16 |  | 1987-05-15
Western Yamuna Canal Hydro Power Project Power House C | NR | Haryana | Small Hydro |  | Haryana Power Generation Corporation (HPGC) | 16 |  | 1989-03-27
Western Yamuna Canal Hydro Power Project Power House D | NR | Haryana | Small Hydro |  | Haryana Power Generation Corporation (HPGC) | 14.4 |  | 2004-04-16
Others (districts not specified) [Biomass & bagasse based cogen.] Dadra and Nagar Haveli and Daman and Diu N.A. 3.75 | Other | Dadra and Nagar Haveli and Daman and Diu | Bio Power |  | Others (districts not specified) [Biomass & bagasse based cogen.] | 3.75 |  | Pre-2000
Adilaxmi Industries Andhra Pradesh East Godavari 0.41 2014-04-01 | SR | Andhra Pradesh | Bio Power |  | Adilaxmi Industries | 0.41 |  | 2014-04-01
Agri Gold Projects Ltd Andhra Pradesh Prakasam 6 2003-06-19 | SR | Andhra Pradesh | Bio Power |  | Agri Gold Projects Ltd | 6 |  | 2003-06-19
Ambika Sugars (Previously M/s. SREL) Tamil Nadu Cuddalore 40 | SR | Tamil Nadu | Bio Power |  | Ambika Sugars (Previously M/s. SREL) | 40 |  | Pre-2000
Ananda Enterprises (India) Pvt Ltd Andhra Pradesh West Godavari 2 2014-04-01 | SR | Andhra Pradesh | Bio Power |  | Ananda Enterprises (India) Pvt Ltd | 2 |  | 2014-04-01
Andhra Sugars Ltd. Andhra Pradesh West Godavari 7 1999-01-21 | SR | Andhra Pradesh | Bio Power |  | Andhra Sugars Ltd. | 7 |  | 1999-01-21
Arashi Hi-Tech Bio-Power Ltd. Tamil Nadu Coimbatore 1.6 | SR | Tamil Nadu | Bio Power |  | Arashi Hi-Tech Bio-Power Ltd. | 1.6 |  | Pre-2000
Aroma Biotech Pvt Ltd Andhra Pradesh West Godavari 2.2 2012-05-12 | SR | Andhra Pradesh | Bio Power |  | Aroma Biotech Pvt Ltd | 2.2 |  | 2012-05-12
Arunachala Sugars Ltd. Tamil Nadu Tiruvannamalai 19 | SR | Tamil Nadu | Bio Power |  | Arunachala Sugars Ltd. | 19 |  | Pre-2000
Astro Energy and Bio Systems Ltd. Tamil Nadu Madurai 10 | SR | Tamil Nadu | Bio Power |  | Astro Energy and Bio Systems Ltd. | 10 |  | Pre-2000
Athani Farmers Sugar factory Ltd Karnataka Belagavi 24 01.01.2012 | SR | Karnataka | Bio Power |  | Athani Farmers Sugar factory Ltd | 24 |  | 2012-01-01
Auro Energy Ltd. Tamil Nadu Thanjavur 16 | SR | Tamil Nadu | Bio Power |  | Auro Energy Ltd. | 16 |  | Pre-2000
Aurobindo Agro Energy Pvt. Ltd. Tamil Nadu Sivaganga 15 | SR | Tamil Nadu | Bio Power |  | Aurobindo Agro Energy Pvt. Ltd. | 15 |  | Pre-2000
Auromira Bio Power India (P) Ltd Tamil Nadu Tirunelveli 15 | SR | Tamil Nadu | Bio Power |  | Auromira Bio Power India (P) Ltd | 15 |  | Pre-2000
Balaji Agro Oils Ltd Andhra Pradesh Krishna 4.5 2003-06-01 | SR | Andhra Pradesh | Bio Power |  | Balaji Agro Oils Ltd | 4.5 |  | 2003-06-01
Balaji Boiled & Raw Rice Mill Andhra Pradesh East Godavari 0.89 2016-06-01 | SR | Andhra Pradesh | Bio Power |  | Balaji Boiled & Raw Rice Mill | 0.89 |  | 2016-06-01
Balaji Sugars and Chemicals Pvt Ltd Karnataka Vijayapura 18 | SR | Karnataka | Bio Power |  | Balaji Sugars and Chemicals Pvt Ltd | 18 |  | Pre-2000
Bannari Amman Sugars Ltd. Karnataka Chamarajanagar 20 | SR | Karnataka | Bio Power |  | Bannari Amman Sugars Ltd. | 20 |  | Pre-2000
Bannari Amman Sugars Ltd. Karnataka Mysuru 36.3 10.03.2004 | SR | Karnataka | Bio Power |  | Bannari Amman Sugars Ltd. | 36.3 |  | 2004-10-03
Bannari Amman Sugars Ltd. Tamil Nadu Erode 20 | SR | Tamil Nadu | Bio Power |  | Bannari Amman Sugars Ltd. | 20 |  | Pre-2000
Bannari Amman Sugars and Chemicals Ltd. Tamil Nadu Tiruvannamalai 28.8 | SR | Tamil Nadu | Bio Power |  | Bannari Amman Sugars and Chemicals Ltd. | 28.8 |  | Pre-2000
Bhagyanagar Solvents & Extractions Pvt. Ltd. Karnataka Raichur 7.5 01.09.2003 | SR | Karnataka | Bio Power |  | Bhagyanagar Solvents & Extractions Pvt. Ltd. | 7.5 |  | 2003-01-09
Bilagi Sugar Mill Ltd Karnataka Bagalkote 8 01.12.2009 | SR | Karnataka | Bio Power |  | Bilagi Sugar Mill Ltd | 8 |  | 2009-01-12
Bollineni Castings & Steels Ltd Andhra Pradesh Sri Potti Sriramulu Nellore 6 2003-10-07 | SR | Andhra Pradesh | Bio Power |  | Bollineni Castings & Steels Ltd | 6 |  | 2003-10-07
Buddha Deva Power Ltd Telangana Nalgonda 6 | SR | Telangana | Bio Power |  | Buddha Deva Power Ltd | 6 |  | Pre-2000
C.M.D.A., Koyambedu Veg. Market Bio-metharation plant Tamil Nadu Chennai 0.25 | SR | Tamil Nadu | Bio Power |  | C.M.D.A., Koyambedu Veg. Market Bio-metharation plant | 0.25 |  | Pre-2000
Chamundeshwari Sugars Ltd Karnataka Mandya 26 02.04.2008 | SR | Karnataka | Bio Power |  | Chamundeshwari Sugars Ltd | 26 |  | 2008-02-04
Cheyyar Co.op Sugar Mills Tamil Nadu Tiruvannamalai 7.5 | SR | Tamil Nadu | Bio Power |  | Cheyyar Co.op Sugar Mills | 7.5 |  | Pre-2000
Chitra Bio Energy Ltd. Tamil Nadu Pudukkottai 7.5 | SR | Tamil Nadu | Bio Power |  | Chitra Bio Energy Ltd. | 7.5 |  | Pre-2000
Chodavaram Co-op. Sugars Ltd Andhra Pradesh Visakhapatnam 14 2003-04-06 | SR | Andhra Pradesh | Bio Power |  | Chodavaram Co-op. Sugars Ltd | 14 |  | 2003-04-06
Clarion Power Corp.Ltd Andhra Pradesh Prakasam 12 2004-01-23 | SR | Andhra Pradesh | Bio Power |  | Clarion Power Corp.Ltd | 12 |  | 2004-01-23
Core Green Sugar & Fuels Pvt Ltd Karnataka Yadgir 24 16.10.2011 | SR | Karnataka | Bio Power |  | Core Green Sugar & Fuels Pvt Ltd | 24 |  | 2011-10-16
Coromandel Sugars Ltd Karnataka Mandya 12 06.02.2000 | SR | Karnataka | Bio Power |  | Coromandel Sugars Ltd | 12 |  | 2000-06-02
Davanagere Sugar Co. Ltd Karnataka Davangere 24 24.03.2004 | SR | Karnataka | Bio Power |  | Davanagere Sugar Co. Ltd | 24 |  | 2004-03-24
Delta Paper Mills Ltd Andhra Pradesh West Godavari 9.9 2007-12-01 | SR | Andhra Pradesh | Bio Power |  | Delta Paper Mills Ltd | 9.9 |  | 2007-12-01
Dhanalakshmi Sahakari Sakkare Karkhane Niyamita Karnataka Belagavi 8 12.03.2010 | SR | Karnataka | Bio Power |  | Dhanalakshmi Sahakari Sakkare Karkhane Niyamita | 8 |  | 2010-12-03
Dhanalakshmi Srinivasan Sugars Pvt Ltd. Tamil Nadu Perambalur 25 | SR | Tamil Nadu | Bio Power |  | Dhanalakshmi Srinivasan Sugars Pvt Ltd. | 25 |  | Pre-2000
Dharani Sugars & Chemical Ltd. Tamil Nadu Tiruvannamalai 15 | SR | Tamil Nadu | Bio Power |  | Dharani Sugars & Chemical Ltd. | 15 |  | Pre-2000
Dharani Sugars & Chemical Ltd. Tamil Nadu Viluppuram 22 | SR | Tamil Nadu | Bio Power |  | Dharani Sugars & Chemical Ltd. | 22 |  | Pre-2000
Dharwad Bio Energy Pvt. Ltd. Karnataka Dharwad 10 31.01.2013 | SR | Karnataka | Bio Power |  | Dharwad Bio Energy Pvt. Ltd. | 10 |  | 2013-01-31
Doodhganga Krishna Sahakari Sakkare Karkhane Niyamita Karnataka Belagavi 24 25.03.2004 | SR | Karnataka | Bio Power |  | Doodhganga Krishna Sahakari Sakkare Karkhane Niyamita | 24 |  | 2004-03-25
EID Parry India Ltd. Karnataka Bagalkote 16 01.06.2008 | SR | Karnataka | Bio Power |  | EID Parry India Ltd. | 16 |  | 2008-01-06
EID Parry India Ltd. Tamil Nadu Cuddalore 24.5 | SR | Tamil Nadu | Bio Power |  | EID Parry India Ltd. | 24.5 |  | Pre-2000
EID Parry India Ltd. Tamil Nadu Karur 22 | SR | Tamil Nadu | Bio Power |  | EID Parry India Ltd. | 22 |  | Pre-2000
EID Parry India Ltd. Tamil Nadu Pudukkottai 18 | SR | Tamil Nadu | Bio Power |  | EID Parry India Ltd. | 18 |  | Pre-2000
EID Parry India Ltd. Tamil Nadu Tiruchirappalli 18 | SR | Tamil Nadu | Bio Power |  | EID Parry India Ltd. | 18 |  | Pre-2000
ETA Power Gen.Pvt.Ltd. Tamil Nadu Virudhunagar 10 | SR | Tamil Nadu | Bio Power |  | ETA Power Gen.Pvt.Ltd. | 10 |  | Pre-2000
Empee Distilleries (Pvt) Ltd. Tamil Nadu Pudukkottai 10 | SR | Tamil Nadu | Bio Power |  | Empee Distilleries (Pvt) Ltd. | 10 |  | Pre-2000
Empee Power company (I) Ltd Andhra Pradesh Sri Potti Sriramulu Nellore 20 2009-12-02 | SR | Andhra Pradesh | Bio Power |  | Empee Power company (I) Ltd | 20 |  | 2009-12-02
Empee Sugars & Chemicals Ltd. Tamil Nadu Tirunelveli 50 | SR | Tamil Nadu | Bio Power |  | Empee Sugars & Chemicals Ltd. | 50 |  | Pre-2000
Falcon Tyres Ltd. Karnataka Mysuru 6 01.03.2009 | SR | Karnataka | Bio Power |  | Falcon Tyres Ltd. | 6 |  | 2009-01-03
G.K. Bio Energy Pvt. Ltd. Tamil Nadu Erode 1.5 | SR | Tamil Nadu | Bio Power |  | G.K. Bio Energy Pvt. Ltd. | 1.5 |  | Pre-2000
GEM Sugars Ltd Karnataka Bagalkote 16.5 31.10.2002 | SR | Karnataka | Bio Power |  | GEM Sugars Ltd | 16.5 |  | 2002-10-31
GMR Industries Ltd. Andhra Pradesh Srikakulam 16 2001-08-15 | SR | Andhra Pradesh | Bio Power |  | GMR Industries Ltd. | 16 |  | 2001-08-15
GSR Sugars Pvt Ltd Telangana Nizamabad 16.1 16.05.2007 | SR | Telangana | Bio Power |  | GSR Sugars Pvt Ltd | 16.1 |  | 2007-05-16
Ganapati Sugars Industries Ltd Telangana Sangareddy 15 1.01.2003 | SR | Telangana | Bio Power |  | Ganapati Sugars Industries Ltd | 15 |  | 2003-01-01
Gayatri Agro Industrial Power Ltd Telangana Nalgonda 6 28.2.2001 | SR | Telangana | Bio Power |  | Gayatri Agro Industrial Power Ltd | 6 |  | 2001-02-28
Gayatri Sugar Ltd Telangana Nizamabad 9 23.05.2001 | SR | Telangana | Bio Power |  | Gayatri Sugar Ltd | 9 |  | 2001-05-23
Global Power Tech. Equipments Pvt.Ltd. Tamil Nadu Tiruvannamalai 7.5 | SR | Tamil Nadu | Bio Power |  | Global Power Tech. Equipments Pvt.Ltd. | 7.5 |  | Pre-2000
Godavari Bio Refineries Ltd Karnataka Bagalkote 21.6 07.01.2011 | SR | Karnataka | Bio Power |  | Godavari Bio Refineries Ltd | 21.6 |  | 2011-07-01
Godavari Bio Refineries Ltd Karnataka Bagalkote 24 01.09.2002 | SR | Karnataka | Bio Power |  | Godavari Bio Refineries Ltd | 24 |  | 2002-01-09
Gokak SC & ST Sahakari Sakkare Karkhane Niyamita Karnataka Belagavi 14 24.12.2009 | SR | Karnataka | Bio Power |  | Gokak SC & ST Sahakari Sakkare Karkhane Niyamita | 14 |  | 2009-12-24
Gowthami Bio Energies Ltd Telangana Khammam 6 23.7.2001 | SR | Telangana | Bio Power |  | Gowthami Bio Energies Ltd | 6 |  | 2001-07-23
Gowthami Solvent Oil Ltd Andhra Pradesh West Godavari 2.75 1996-03-31 | SR | Andhra Pradesh | Bio Power |  | Gowthami Solvent Oil Ltd | 2.75 |  | 1996-03-31
Greenko Energies Pvt Ltd Andhra Pradesh Guntur 6 2002-07-19 | SR | Andhra Pradesh | Bio Power |  | Greenko Energies Pvt Ltd | 6 |  | 2002-07-19
Greenko Energies Pvt Ltd Andhra Pradesh YSR Kadapa 6 | SR | Andhra Pradesh | Bio Power |  | Greenko Energies Pvt Ltd | 6 |  | Pre-2000
Gujarat Ambuja Exports Ltd (Biomass based Cogen) Karnataka Haveri 2.44 21.01.2013 | SR | Karnataka | Bio Power |  | Gujarat Ambuja Exports Ltd (Biomass based Cogen) | 2.44 |  | 2013-01-21
Gujarat Ambuja Exports Ltd Karnataka Haveri 2.85 01.04.2014 | SR | Karnataka | Bio Power |  | Gujarat Ambuja Exports Ltd | 2.85 |  | 2014-01-04
HCL Agro Power Ltd Andhra Pradesh Krishna 6 2000-10-24 | SR | Andhra Pradesh | Bio Power |  | HCL Agro Power Ltd | 6 |  | 2000-10-24
Hassan Biomass Power Co. Pvt. Ltd. Karnataka Hassan 8 17.03.2003 | SR | Karnataka | Bio Power |  | Hassan Biomass Power Co. Pvt. Ltd. | 8 |  | 2003-03-17
Haveri Bio Energy Pvt. Ltd. Karnataka Haveri 10 01.04.2014 | SR | Karnataka | Bio Power |  | Haveri Bio Energy Pvt. Ltd. | 10 |  | 2014-01-04
Hiranyakeshi Sahakari Sakkare Karkhane Niyamita Karnataka Belagavi 26 15.11.2008 | SR | Karnataka | Bio Power |  | Hiranyakeshi Sahakari Sakkare Karkhane Niyamita | 26 |  | 2008-11-15
Hiranyakeshi Sahakari Sakkare Karkhane Niyamita Karnataka Belagavi 26 27.08.2011 | SR | Karnataka | Bio Power |  | Hiranyakeshi Sahakari Sakkare Karkhane Niyamita | 26 |  | 2011-08-27
IOT Mabagas Ltd. Tamil Nadu N.A. 2 | SR | Tamil Nadu | Bio Power |  | IOT Mabagas Ltd. | 2 |  | Pre-2000
Ind-Barath Energies Ltd Telangana Nalgonda 6 6.10.2000 | SR | Telangana | Bio Power |  | Ind-Barath Energies Ltd | 6 |  | 2000-06-10
Indian Cane Power Ltd Karnataka Bagalkote 28 17.05.2008 | SR | Karnataka | Bio Power |  | Indian Cane Power Ltd | 28 |  | 2008-05-17
Indian Sugar Manufacturing Co. Ltd Karnataka Vijayapura 19.5 24.02.2013 | SR | Karnataka | Bio Power |  | Indian Sugar Manufacturing Co. Ltd | 19.5 |  | 2013-02-24
Indra Power Energies Ltd. Karnataka Koppal 6 13.02.2004 | SR | Karnataka | Bio Power |  | Indra Power Energies Ltd. | 6 |  | 2004-02-13
Indur Green Power Pvt Ltd Telangana Nizamabad 6 15.2.2003 | SR | Telangana | Bio Power |  | Indur Green Power Pvt Ltd | 6 |  | 2003-02-15
Jamakhandi Sugars Ltd Karnataka Bagalkote 12 08.02.2002 | SR | Karnataka | Bio Power |  | Jamakhandi Sugars Ltd | 12 |  | 2002-08-02
Jamakhandi Sugars Ltd Karnataka Bagalkote 30 27.02.2012 | SR | Karnataka | Bio Power |  | Jamakhandi Sugars Ltd | 30 |  | 2012-02-27
Jeypore Sugars Company Ltd (Unit II) Andhra Pradesh West Godavari 16.8 2003-10-19 | SR | Andhra Pradesh | Bio Power |  | Jeypore Sugars Company Ltd (Unit II) | 16.8 |  | 2003-10-19
Jeypore Sugars Company Ltd Andhra Pradesh West Godavari 12 2003-10-19 | SR | Andhra Pradesh | Bio Power |  | Jeypore Sugars Company Ltd | 12 |  | 2003-10-19
Jocil Limited Andhra Pradesh Guntur 6 2001-03-23 | SR | Andhra Pradesh | Bio Power |  | Jocil Limited | 6 |  | 2001-03-23
Jyothi Bio Energy Ltd Andhra Pradesh Prakasam 4.5 2000-11-17 | SR | Andhra Pradesh | Bio Power |  | Jyothi Bio Energy Ltd | 4.5 |  | 2000-11-17
Jyothi Bio Energy Ltd Andhra Pradesh Prakasam 6 2003-11-14 | SR | Andhra Pradesh | Bio Power |  | Jyothi Bio Energy Ltd | 6 |  | 2003-11-14
KCP Sugar Industries & Corp.Ltd Andhra Pradesh Krishna 12 2005-12-26 | SR | Andhra Pradesh | Bio Power |  | KCP Sugar Industries & Corp.Ltd | 12 |  | 2005-12-26
KCP Sugar Industries & Corp.Ltd Andhra Pradesh Krishna 5 2005-12-26 | SR | Andhra Pradesh | Bio Power |  | KCP Sugar Industries & Corp.Ltd | 5 |  | 2005-12-26
KPR Sugar Mills Pvt Ltd Karnataka Vijayapura 30 23.11.2012 | SR | Karnataka | Bio Power |  | KPR Sugar Mills Pvt Ltd | 30 |  | 2012-11-23
Kakatiya Cement Sugars and Industries Ltd Telangana Khammam 15 12.04.2002 | SR | Telangana | Bio Power |  | Kakatiya Cement Sugars and Industries Ltd | 15 |  | 2002-12-04
Kedarnath Sugar and Agro Chemicals Ltd Karnataka Bagalkote 18 02.03.2010 | SR | Karnataka | Bio Power |  | Kedarnath Sugar and Agro Chemicals Ltd | 18 |  | 2010-02-03
Koganti Power Pvt. Ltd. Karnataka Raichur 7.5 26.11.2005 | SR | Karnataka | Bio Power |  | Koganti Power Pvt. Ltd. | 7.5 |  | 2005-11-26
Konark Power Ltd. Karnataka Tumakuru 73 05.05.2005 | SR | Karnataka | Bio Power |  | Konark Power Ltd. | 7.03 |  | 2005-05-05
Koppal Green Power Ltd. Karnataka Koppal 6 01.01.2005 | SR | Karnataka | Bio Power |  | Koppal Green Power Ltd. | 6 |  | 2005-01-01
Kothari Sugars & Chemicals Ltd. Tamil Nadu Perambalur 12 | SR | Tamil Nadu | Bio Power |  | Kothari Sugars & Chemicals Ltd. | 12 |  | Pre-2000
Kothari Sugars & Chemicals Ltd. Tamil Nadu Perambalur 22 | SR | Tamil Nadu | Bio Power |  | Kothari Sugars & Chemicals Ltd. | 22 |  | Pre-2000
Krishna Sahakari Sakkare Karkhane Niyamita Karnataka Belagavi 12 08.02.2013 | SR | Karnataka | Bio Power |  | Krishna Sahakari Sakkare Karkhane Niyamita | 12 |  | 2013-08-02
Krishnaveni Sugars Ltd Andhra Pradesh West Godavari 28 2003-10-19 | SR | Andhra Pradesh | Bio Power |  | Krishnaveni Sugars Ltd | 28 |  | 2003-10-19
Krishnaveni Sugars Ltd Telangana Mahabubnagar 14 | SR | Telangana | Bio Power |  | Krishnaveni Sugars Ltd | 14 |  | Pre-2000
Lalitha Enterprises Andhra Pradesh East Godavari 0.5 2003-08-15 | SR | Andhra Pradesh | Bio Power |  | Lalitha Enterprises | 0.5 |  | 2003-08-15
M.R.K.Co.op Sugar Mills Tamil Nadu Cuddalore 7.5 | SR | Tamil Nadu | Bio Power |  | M.R.K.Co.op Sugar Mills | 7.5 |  | Pre-2000
MGRRice Industries Andhra Pradesh East Godavari 0.89 2013-07-01 | SR | Andhra Pradesh | Bio Power |  | MGRRice Industries | 0.89 |  | 2013-07-01
Madras Sugars & Chemicals Ltd. Tamil Nadu Tirunelveli 25 | SR | Tamil Nadu | Bio Power |  | Madras Sugars & Chemicals Ltd. | 25 |  | Pre-2000
Mahatma Gandhi Sahakari Sakkare Karkhane Niyamita Karnataka Bidar 13 04.07.2009 | SR | Karnataka | Bio Power |  | Mahatma Gandhi Sahakari Sakkare Karkhane Niyamita | 13 |  | 2009-04-07
Malavalli Power Plant Pvt. Ltd. Karnataka Mandya 4.5 19.07.2001 | SR | Karnataka | Bio Power |  | Malavalli Power Plant Pvt. Ltd. | 4.5 |  | 2001-07-19
Manali Petrochemicals Ltd. Tamil Nadu Thiruvallur 4.7 | SR | Tamil Nadu | Bio Power |  | Manali Petrochemicals Ltd. | 4.7 |  | Pre-2000
Manali Sugar Ltd Karnataka Vijayapura 15 20.04.2013 | SR | Karnataka | Bio Power |  | Manali Sugar Ltd | 15 |  | 2013-04-20
Manchikonda Bio energy Pvt. Ltd Karnataka Raichur 6 01.03.2016 | SR | Karnataka | Bio Power |  | Manchikonda Bio energy Pvt. Ltd | 6 |  | 2016-01-03
Mata Energy Ltd Telangana Nalgonda 6 | SR | Telangana | Bio Power |  | Mata Energy Ltd | 6 |  | Pre-2000
Matix Power (p) Ltd Andhra Pradesh Guntur 4.5 2001-08-08 | SR | Andhra Pradesh | Bio Power |  | Matix Power (p) Ltd | 4.5 |  | 2001-08-08
Matrix Agro Pvt Ltd Karnataka Kalaburagi 6 09.12.2016 | SR | Karnataka | Bio Power |  | Matrix Agro Pvt Ltd | 6 |  | 2016-09-12
Mohan Breweries & Distillaries Ltd Tamil Nadu Kancheepuram 18 | SR | Tamil Nadu | Bio Power |  | Mohan Breweries & Distillaries Ltd | 18 |  | Pre-2000
NCS Sugars ltd. Andhra Pradesh Vizianagaram 20 2007-06-15 | SR | Andhra Pradesh | Bio Power |  | NCS Sugars ltd. | 20 |  | 2007-06-15
NSL Sugars Ltd Karnataka Ballari 28 30.09.2011 | SR | Karnataka | Bio Power |  | NSL Sugars Ltd | 28 |  | 2011-09-30
NSL Sugars Ltd Karnataka Kalaburagi 34 12.04.2012 | SR | Karnataka | Bio Power |  | NSL Sugars Ltd | 34 |  | 2012-12-04
NSL Sugars Ltd Karnataka Mandya 26 30.06.2004 | SR | Karnataka | Bio Power |  | NSL Sugars Ltd | 26 |  | 2004-06-30
Naga Hanuman Solvent Oils Pvt Ltd Andhra Pradesh West Godavari 1.2 2013-12-01 | SR | Andhra Pradesh | Bio Power |  | Naga Hanuman Solvent Oils Pvt Ltd | 1.2 |  | 2013-12-01
Nagarjuna Green Power Ltd / My Home Power Ltd Telangana Medak 9 5.2.2002 | SR | Telangana | Bio Power |  | Nagarjuna Green Power Ltd / My Home Power Ltd | 9 |  | 2002-05-02
Nandi Sahakari Sakkare Karkhane Niyamita Karnataka Vijayapura 21 31.03.2006 | SR | Karnataka | Bio Power |  | Nandi Sahakari Sakkare Karkhane Niyamita | 21 |  | 2006-03-31
Naranja Sahakari Sakkare Karkhane Niyamita Karnataka Bidar 14 01.05.2005 | SR | Karnataka | Bio Power |  | Naranja Sahakari Sakkare Karkhane Niyamita | 14 |  | 2005-01-05
Nava Bharat Agro Products Ltd Andhra Pradesh West Godavari 0.95 2014-09-12 | SR | Andhra Pradesh | Bio Power |  | Nava Bharat Agro Products Ltd | 0.95 |  | 2014-09-12
Nava Bharat Agro Products Ltd Andhra Pradesh West Godavari 1 2015-03-15 | SR | Andhra Pradesh | Bio Power |  | Nava Bharat Agro Products Ltd | 1 |  | 2015-03-15
Nava Bharat Ventures Ltd. Andhra Pradesh East Godavari 9 2005-11-23 | SR | Andhra Pradesh | Bio Power |  | Nava Bharat Ventures Ltd. | 9 |  | 2005-11-23
Nava Bharath Ltd Andhra Pradesh West Godavari 6 2017-07-01 | SR | Andhra Pradesh | Bio Power |  | Nava Bharath Ltd | 6 |  | 2017-07-01
Nirani Sugars Ltd Karnataka Bagalkote 14 05.03.2010 | SR | Karnataka | Bio Power |  | Nirani Sugars Ltd | 14 |  | 2010-05-03
Nirani Sugars Ltd Karnataka Bagalkote 16 13.06.2008 | SR | Karnataka | Bio Power |  | Nirani Sugars Ltd | 16 |  | 2008-06-13
Nirani Sugars Ltd Karnataka Bagalkote 42 18.06.2011 | SR | Karnataka | Bio Power |  | Nirani Sugars Ltd | 42 |  | 2011-06-18
Nizam Deccan Sugar Ltd Telangana Nizamabad 20 17.01.2006 | SR | Telangana | Bio Power |  | Nizam Deccan Sugar Ltd | 20 |  | 2006-01-17
OM Shakthi Reenergies Ltd Andhra Pradesh Chittoor 6 2004-01-24 | SR | Andhra Pradesh | Bio Power |  | OM Shakthi Reenergies Ltd | 6 |  | 2004-01-24
Orient Green Power Ltd. Tamil Nadu Coimbatore 10 | SR | Tamil Nadu | Bio Power |  | Orient Green Power Ltd. | 10 |  | Pre-2000
Others (districts not specified) (Waste to Energy) Andhra Pradesh N.A. 53.16 | SR | Andhra Pradesh | Bio Power |  | Others (districts not specified) (Waste to Energy) | 53.16 |  | Pre-2000
Others (districts not specified) (Waste to Energy) Karnataka N.A. 1 | SR | Karnataka | Bio Power |  | Others (districts not specified) (Waste to Energy) | 1 |  | Pre-2000
Others (districts not specified) (Waste to Energy) Tamil Nadu N.A. 6.4 | SR | Tamil Nadu | Bio Power |  | Others (districts not specified) (Waste to Energy) | 6.4 |  | Pre-2000
Others (districts not specified) (Waste to Energy) Telangana N.A. 45.8 | SR | Telangana | Bio Power |  | Others (districts not specified) (Waste to Energy) | 45.8 |  | Pre-2000
Others (districts not specified) [Biomass & bagasse based cogen.] Karnataka N.A. 543.39 | SR | Karnataka | Bio Power |  | Others (districts not specified) [Biomass & bagasse based cogen.] | 543.39 |  | Pre-2000
Others (districts not specified) [Biomass & bagasse based cogen.] Tamil Nadu N.A. 138.2 | SR | Tamil Nadu | Bio Power |  | Others (districts not specified) [Biomass & bagasse based cogen.] | 138.2 |  | Pre-2000
Others (districts not specified) [Non-Bagasse based cogen.] Andhra Pradesh N.A. 482 | SR | Andhra Pradesh | Bio Power |  | Others (districts not specified) [Non-Bagasse based cogen.] | 48.02 |  | Pre-2000
Others (districts not specified) [Non-Bagasse based cogen.] Karnataka N.A. 20.2 | SR | Karnataka | Bio Power |  | Others (districts not specified) [Non-Bagasse based cogen.] | 20.2 |  | Pre-2000
Others (districts not specified) [Non-Bagasse based cogen.] Kerala N.A. 2.27 | SR | Kerala | Bio Power |  | Others (districts not specified) [Non-Bagasse based cogen.] | 2.27 |  | Pre-2000
Others (districts not specified) [Non-Bagasse based cogen.] Tamil Nadu N.A. 43.55 | SR | Tamil Nadu | Bio Power |  | Others (districts not specified) [Non-Bagasse based cogen.] | 43.55 |  | Pre-2000
Others (districts not specified) [Non-Bagasse based cogen.] Telangana N.A. 3.3 | SR | Telangana | Bio Power |  | Others (districts not specified) [Non-Bagasse based cogen.] | 3.3 |  | Pre-2000
Others (districts not specified) [Waste to Energy (Off-grid)] Andhra Pradesh N.A. 49.19 | SR | Andhra Pradesh | Bio Power |  | Others (districts not specified) [Waste to Energy (Off-grid)] | 49.19 |  | Pre-2000
Others (districts not specified) [Waste to Energy (Off-grid)] Karnataka N.A. 25.94 | SR | Karnataka | Bio Power |  | Others (districts not specified) [Waste to Energy (Off-grid)] | 25.94 |  | Pre-2000
Others (districts not specified) [Waste to Energy (Off-grid)] Kerala N.A. 0.23 | SR | Kerala | Bio Power |  | Others (districts not specified) [Waste to Energy (Off-grid)] | 0.23 |  | Pre-2000
Others (districts not specified) [Waste to Energy (Off-grid)] Tamil Nadu N.A. 27.57 | SR | Tamil Nadu | Bio Power |  | Others (districts not specified) [Waste to Energy (Off-grid)] | 27.57 |  | Pre-2000
Others (districts not specified) [Waste to Energy (Off-grid)] Telangana N.A. 14.47 | SR | Telangana | Bio Power |  | Others (districts not specified) [Waste to Energy (Off-grid)] | 14.47 |  | Pre-2000
Pallavi Enterprises Andhra Pradesh Krishna 2.5 2010-02-10 | SR | Andhra Pradesh | Bio Power |  | Pallavi Enterprises | 2.5 |  | 2010-02-10
Parrys Sugar Industries Ltd Karnataka Uttara Kannada 24 02.06.2008 | SR | Karnataka | Bio Power |  | Parrys Sugar Industries Ltd | 24 |  | 2008-02-06
Perpetual Energy Systems Ltd. Andhra Pradesh Vizianagaram 6 2003-03-23 | SR | Andhra Pradesh | Bio Power |  | Perpetual Energy Systems Ltd. | 6 |  | 2003-03-23
Ponni Sugars Limited Tamil Nadu Erode 19 | SR | Tamil Nadu | Bio Power |  | Ponni Sugars Limited | 19 |  | Pre-2000
Power Onicks Ltd. Karnataka Ballari 6 05.01.2005 | SR | Karnataka | Bio Power |  | Power Onicks Ltd. | 6 |  | 2005-05-01
Prabhulingeshwara Sugar Works Ltd Karnataka Bagalkote 38.5 14.11.2000 | SR | Karnataka | Bio Power |  | Prabhulingeshwara Sugar Works Ltd | 38.5 |  | 2000-11-14
Prathyusha Power Pvt. Ltd. Tamil Nadu Tirunelveli 10 | SR | Tamil Nadu | Bio Power |  | Prathyusha Power Pvt. Ltd. | 10 |  | Pre-2000
RK Power Gen Pvt. Ltd. Karnataka Chitradurga 20 01.01.2004 | SR | Karnataka | Bio Power |  | RK Power Gen Pvt. Ltd. | 20 |  | 2004-01-01
Raichur Bio Energies Pvt. Ltd. Karnataka Raichur 9 04.02.2016 | SR | Karnataka | Bio Power |  | Raichur Bio Energies Pvt. Ltd. | 9 |  | 2016-04-02
Rajashree Sugars & Chemicals Ltd. Tamil Nadu Theni 12 | SR | Tamil Nadu | Bio Power |  | Rajashree Sugars & Chemicals Ltd. | 12 |  | Pre-2000
Rajashree Sugars & Chemicals Ltd. Tamil Nadu Viluppuram 20 | SR | Tamil Nadu | Bio Power |  | Rajashree Sugars & Chemicals Ltd. | 20 |  | Pre-2000
Rajashree Sugars & Chemicals Ltd. Tamil Nadu Viluppuram 22 | SR | Tamil Nadu | Bio Power |  | Rajashree Sugars & Chemicals Ltd. | 22 |  | Pre-2000
Rajkumar Impex(P) Ltd. Tamil Nadu Thoothukkudi 6 | SR | Tamil Nadu | Bio Power |  | Rajkumar Impex(P) Ltd. | 6 |  | Pre-2000
Ravikiran Power Project Pvt. Ltd. Karnataka Koppal 7.5 01.06.2005 | SR | Karnataka | Bio Power |  | Ravikiran Power Project Pvt. Ltd. | 7.5 |  | 2005-01-06
Rayalaseema Green Energy Ltd Andhra Pradesh Kurnool 5.5 2001-02-14 | SR | Andhra Pradesh | Bio Power |  | Rayalaseema Green Energy Ltd | 5.5 |  | 2001-02-14
Raytar Sahakari Sakkare Karkhane Niyamita Karnataka Bagalkote 12.5 08.12.2001 | SR | Karnataka | Bio Power |  | Raytar Sahakari Sakkare Karkhane Niyamita | 12.5 |  | 2001-08-12
Renuka Textiles Limited Tamil Nadu Theni 4.5 | SR | Tamil Nadu | Bio Power |  | Renuka Textiles Limited | 4.5 |  | Pre-2000
Rithwik Energy Systems Ltd Andhra Pradesh Chittoor 6 2002-08-28 | SR | Andhra Pradesh | Bio Power |  | Rithwik Energy Systems Ltd | 6 |  | 2002-08-28
Rithwik Power Projects Ltd Telangana Khammam 6 13.11.2002 | SR | Telangana | Bio Power |  | Rithwik Power Projects Ltd | 6 |  | 2002-11-13
Roshni Power Tech Ltd Andhra Pradesh Krishna 6 2001-08-30 | SR | Andhra Pradesh | Bio Power |  | Roshni Power Tech Ltd | 6 |  | 2001-08-30
S.V Sugar Mills Ltd. Tamil Nadu Kancheepuram 45 | SR | Tamil Nadu | Bio Power |  | S.V Sugar Mills Ltd. | 45 |  | Pre-2000
SLS Power Ltd Andhra Pradesh Sri Potti Sriramulu Nellore 6 2001-08-30 | SR | Andhra Pradesh | Bio Power |  | SLS Power Ltd | 6 |  | 2001-08-30
Saastha Energy(P) Ltd Tamil Nadu N.A. 2 | SR | Tamil Nadu | Bio Power |  | Saastha Energy(P) Ltd | 2 |  | Pre-2000
Sakti Sugars Ltd. Tamil Nadu Erode 24.5 | SR | Tamil Nadu | Bio Power |  | Sakti Sugars Ltd. | 24.5 |  | Pre-2000
Sakti Sugars Ltd. Tamil Nadu Sivaganga 35 | SR | Tamil Nadu | Bio Power |  | Sakti Sugars Ltd. | 35 |  | Pre-2000
Samsons Distilleries Pvt. Ltd. Karnataka Davangere 2 18.06.2003 | SR | Karnataka | Bio Power |  | Samsons Distilleries Pvt. Ltd. | 2 |  | 2003-06-18
Saritha Sugars Ltd Andhra Pradesh Sri Potti Sriramulu Nellore 6 01.04.2001 | SR | Andhra Pradesh | Bio Power |  | Saritha Sugars Ltd | 6 |  | 2001-01-04
Saro Power and Infrastructures Ltd Telangana Mahabubnagar 6 24.4.2003 | SR | Telangana | Bio Power |  | Saro Power and Infrastructures Ltd | 6 |  | 2003-04-24
Satish Sugars Ltd Karnataka Belagavi 31 11.05.2012 | SR | Karnataka | Bio Power |  | Satish Sugars Ltd | 31 |  | 2012-11-05
Satyakala Power Projects (P) Ltd Andhra Pradesh Krishna 4 2001-11-02 | SR | Andhra Pradesh | Bio Power |  | Satyakala Power Projects (P) Ltd | 4 |  | 2001-11-02
Satyamaharshi Power Corpn Ltd Andhra Pradesh Guntur 6 2004-07-13 | SR | Andhra Pradesh | Bio Power |  | Satyamaharshi Power Corpn Ltd | 6 |  | 2004-07-13
Seven Hills Papers (P) Ltd Andhra Pradesh East Godavari 1.2 2009-02-25 | SR | Andhra Pradesh | Bio Power |  | Seven Hills Papers (P) Ltd | 1.2 |  | 2009-02-25
Shakti Sugars Ltd. Tamil Nadu Erode 32 | SR | Tamil Nadu | Bio Power |  | Shakti Sugars Ltd. | 32 |  | Pre-2000
Shalivahana Green Energy Ltd Telangana Adilabad 6 1.12.2002 | SR | Telangana | Bio Power |  | Shalivahana Green Energy Ltd | 6 |  | 2002-01-12
Shamanur Sugars Ltd Karnataka Davangere 22 13.08.1999 | SR | Karnataka | Bio Power |  | Shamanur Sugars Ltd | 22 |  | 1999-08-13
Shiraguppi Sugar Works Ltd Karnataka Belagavi 14 01.05.2013 | SR | Karnataka | Bio Power |  | Shiraguppi Sugar Works Ltd | 14 |  | 2013-01-05
Shivasagar Sugar & Agro Products Ltd Karnataka Belagavi 8 30.06.2013 | SR | Karnataka | Bio Power |  | Shivasagar Sugar & Agro Products Ltd | 8 |  | 2013-06-30
Shivashakthi Sugars Ltd Karnataka Belagavi 20 01.06.2013 | SR | Karnataka | Bio Power |  | Shivashakthi Sugars Ltd | 20 |  | 2013-01-06
Shree Gowthamee Rice Industries (P) Limited Andhra Pradesh East Godavari 0.58 2014-02-01 | SR | Andhra Pradesh | Bio Power |  | Shree Gowthamee Rice Industries (P) Limited | 0.58 |  | 2014-02-01
Shree Gowthamee Rice Industries (P) Limited Andhra Pradesh East Godavari 0.88 2016-06-01 | SR | Andhra Pradesh | Bio Power |  | Shree Gowthamee Rice Industries (P) Limited | 0.88 |  | 2016-06-01
Shree Papers Ltd Andhra Pradesh East Godavari 4 2003-02-23 | SR | Andhra Pradesh | Bio Power |  | Shree Papers Ltd | 4 |  | 2003-02-23
Shree Renuka Sugars Ltd Karnataka Belagavi 30 01.12.2012 | SR | Karnataka | Bio Power |  | Shree Renuka Sugars Ltd | 30 |  | 2012-01-12
Shree Renuka Sugars Ltd Karnataka Belagavi 38 07.03.2000 | SR | Karnataka | Bio Power |  | Shree Renuka Sugars Ltd | 38 |  | 2000-07-03
Shree Renuka Sugars Ltd Karnataka Belagavi 38 11.01.2012 | SR | Karnataka | Bio Power |  | Shree Renuka Sugars Ltd | 38 |  | 2012-11-01
Shree Renuka Sugars Ltd Karnataka Kalaburagi 25 01.12.2009 | SR | Karnataka | Bio Power |  | Shree Renuka Sugars Ltd | 25 |  | 2009-01-12
Shree Vani Sugars & Industries Ltd Andhra Pradesh Chittoor 9 2003-08-08 | SR | Andhra Pradesh | Bio Power |  | Shree Vani Sugars & Industries Ltd | 9 |  | 2003-08-08
Shriraam City Union Finance Ltd. Tamil Nadu Thanjavur 7.5 | SR | Tamil Nadu | Bio Power |  | Shriraam City Union Finance Ltd. | 7.5 |  | Pre-2000
Shriram Investments Ltd. Tamil Nadu Dindigul 7.5 | SR | Tamil Nadu | Bio Power |  | Shriram Investments Ltd. | 7.5 |  | Pre-2000
Sindhura Paper Pvt Ltd Andhra Pradesh West Godavari 3 2017-07-01 | SR | Andhra Pradesh | Bio Power |  | Sindhura Paper Pvt Ltd | 3 |  | 2017-07-01
Singaraya Hills Green Power Genco (p) Ltd. Andhra Pradesh Prakasam 8 2008-07-13 | SR | Andhra Pradesh | Bio Power |  | Singaraya Hills Green Power Genco (p) Ltd. | 8 |  | 2008-07-13
Sirius Overseas Pvt. Ltd Andhra Pradesh East Godavari 9 2009-01-04 | SR | Andhra Pradesh | Bio Power |  | Sirius Overseas Pvt. Ltd | 9 |  | 2009-01-04
Soubhagya Lakshmi Sugars Ltd Karnataka Belagavi 18 01.12.2013 | SR | Karnataka | Bio Power |  | Soubhagya Lakshmi Sugars Ltd | 18 |  | 2013-01-12
South India Paper Mills Ltd Karnataka Belagavi 7.8 19.05.2001 | SR | Karnataka | Bio Power |  | South India Paper Mills Ltd | 7.8 |  | 2001-05-19
Sree Godavari Kraft Paper (p) ltd Andhra Pradesh West Godavari 3 2008-11-15 | SR | Andhra Pradesh | Bio Power |  | Sree Godavari Kraft Paper (p) ltd | 3 |  | 2008-11-15
Sri Gowthami Rice Industries Ltd Andhra Pradesh East Godavari 0.75 2009-03-25 | SR | Andhra Pradesh | Bio Power |  | Sri Gowthami Rice Industries Ltd | 0.75 |  | 2009-03-25
Sri Kalyani Agro Products & Industries Limited Andhra Pradesh West Godavari 4 2002-12-03 | SR | Andhra Pradesh | Bio Power |  | Sri Kalyani Agro Products & Industries Limited | 4 |  | 2002-12-03
Sri Lalitha Enterprises Industries Ltd (Unit II) Andhra Pradesh East Godavari 4.7 2009-02-25 | SR | Andhra Pradesh | Bio Power |  | Sri Lalitha Enterprises Industries Ltd (Unit II) | 4.7 |  | 2009-02-25
Sri Murali Mohana Para Boiled Rice Mill Andhra Pradesh East Godavari 0.65 2003-08-26 | SR | Andhra Pradesh | Bio Power |  | Sri Murali Mohana Para Boiled Rice Mill | 0.65 |  | 2003-08-26
Sri Ramadas Paper Boards (P) Ltd Andhra Pradesh East Godavari 4 2006-06-27 | SR | Andhra Pradesh | Bio Power |  | Sri Ramadas Paper Boards (P) Ltd | 4 |  | 2006-06-27
Sri Sarvaraya Sugars Ltd Andhra Pradesh East Godavari 19.65 2008-12-25 | SR | Andhra Pradesh | Bio Power |  | Sri Sarvaraya Sugars Ltd | 19.65 |  | 2008-12-25
Sri Satyanarayana Raw & Boiled Rice (P) Ltd Andhra Pradesh West Godavari 0.75 2008-03-31 | SR | Andhra Pradesh | Bio Power |  | Sri Satyanarayana Raw & Boiled Rice (P) Ltd | 0.75 |  | 2008-03-31
Sripathi Paper & Board (P) Ltd Tamil Nadu Virudhunagar 4.95 09.03.2011 | SR | Tamil Nadu | Bio Power |  | Sripathi Paper & Board (P) Ltd | 4.95 |  | 2011-09-03
Subashri Bio Energy (P) Ltd. Tamil Nadu Namakkal 2.5 | SR | Tamil Nadu | Bio Power |  | Subashri Bio Energy (P) Ltd. | 2.5 |  | Pre-2000
Subramania Siva Co-op Sugar Mills Tamil Nadu Dharmapuri 5 | SR | Tamil Nadu | Bio Power |  | Subramania Siva Co-op Sugar Mills | 5 |  | Pre-2000
Suchand Power Gen.(p) Ltd Andhra Pradesh Kurnool 6 2002-11-28 | SR | Andhra Pradesh | Bio Power |  | Suchand Power Gen.(p) Ltd | 6 |  | 2002-11-28
Sudha Agro Oil & Chemicals Industries Ltd Andhra Pradesh East Godavari 4 2001-12-27 | SR | Andhra Pradesh | Bio Power |  | Sudha Agro Oil & Chemicals Industries Ltd | 4 |  | 2001-12-27
Sudulagunta Sugars Ltd Andhra Pradesh Chittoor 8 1999-06-09 | SR | Andhra Pradesh | Bio Power |  | Sudulagunta Sugars Ltd | 8 |  | 1999-06-09
Surya Chandra Paper Mills Ltd Andhra Pradesh East Godavari 3 2007-11-27 | SR | Andhra Pradesh | Bio Power |  | Surya Chandra Paper Mills Ltd | 3 |  | 2007-11-27
Surya Teja Power Projects Pvt Ltd Telangana Mahabubnagar 6 31.03.2007 | SR | Telangana | Bio Power |  | Surya Teja Power Projects Pvt Ltd | 6 |  | 2007-03-31
Synergy Sakthi Renewable energy Ltd. Tamil Nadu Dharmapuri 10 | SR | Tamil Nadu | Bio Power |  | Synergy Sakthi Renewable energy Ltd. | 10 |  | Pre-2000
TCP Ltd. Tamil Nadu Sivaganga 9 | SR | Tamil Nadu | Bio Power |  | TCP Ltd. | 9 |  | Pre-2000
Terra Energy Ltd. Tamil Nadu Cuddalore 18.68 | SR | Tamil Nadu | Bio Power |  | Terra Energy Ltd. | 18.68 |  | Pre-2000
Terra Energy Ltd. Tamil Nadu Thanjavur 28.42 | SR | Tamil Nadu | Bio Power |  | Terra Energy Ltd. | 28.42 |  | Pre-2000
The Etikoppaka Co.op Agrl. & Industrial Society Ltd. Andhra Pradesh Visakhapatnam 4.5 2001-03-01 | SR | Andhra Pradesh | Bio Power |  | The Etikoppaka Co.op Agrl. & Industrial Society Ltd. | 4.5 |  | 2001-03-01
Ugar Sugars Works Ltd Karnataka Belagavi 44 28.05.1998 | SR | Karnataka | Bio Power |  | Ugar Sugars Works Ltd | 44 |  | 1998-05-28
Ugar Sugars Works Ltd Karnataka Kalaburagi 15 28.10.2010 | SR | Karnataka | Bio Power |  | Ugar Sugars Works Ltd | 15 |  | 2010-10-28
Vamshi Industries Ltd. Andhra Pradesh East Godavari 4 2001-04-20 | SR | Andhra Pradesh | Bio Power |  | Vamshi Industries Ltd. | 4 |  | 2001-04-20
Varam Power Projects (P) Ltd Andhra Pradesh Srikakulam 6 2001-12-01 | SR | Andhra Pradesh | Bio Power |  | Varam Power Projects (P) Ltd | 6 |  | 2001-12-01
Veda Bio Fuel Pvt Ltd Andhra Pradesh Vizianagaram 3 2016-03-15 | SR | Andhra Pradesh | Bio Power |  | Veda Bio Fuel Pvt Ltd | 3 |  | 2016-03-15
Veeraiah Non-Conventional Power Projects Ltd. Andhra Pradesh Krishna 4 2002-10-26 | SR | Andhra Pradesh | Bio Power |  | Veeraiah Non-Conventional Power Projects Ltd. | 4 |  | 2002-10-26
Velagapudi Power Generation Ltd Andhra Pradesh Guntur 4 2006-11-13 | SR | Andhra Pradesh | Bio Power |  | Velagapudi Power Generation Ltd | 4 |  | 2006-11-13
Venkatarama Oil Industries Limited. Andhra Pradesh East Godavari 1.3 2015-08-01 | SR | Andhra Pradesh | Bio Power |  | Venkatarama Oil Industries Limited. | 1.3 |  | 2015-08-01
Venkateshwara Power Projects Ltd Karnataka Belagavi 15 03.11.2004 | SR | Karnataka | Bio Power |  | Venkateshwara Power Projects Ltd | 15 |  | 2004-03-11
Vijaya Agro Products (p) Ltd Andhra Pradesh Krishna 4 2001-12-24 | SR | Andhra Pradesh | Bio Power |  | Vijaya Agro Products (p) Ltd | 4 |  | 2001-12-24
Vijaynagar Bio- Tech Ltd Andhra Pradesh Vizianagaram 1.2 2013-02-20 | SR | Andhra Pradesh | Bio Power |  | Vijaynagar Bio- Tech Ltd | 1.2 |  | 2013-02-20
Vijaynagar Sugars Ltd Karnataka Belagavi 35.5 04.03.2010 | SR | Karnataka | Bio Power |  | Vijaynagar Sugars Ltd | 35.5 |  | 2010-04-03
Vishnu Vidyuth India Ltd Andhra Pradesh Visakhapatnam 7.5 2013-01-11 | SR | Andhra Pradesh | Bio Power |  | Vishnu Vidyuth India Ltd | 7.5 |  | 2013-01-11
Vishwanath Sugars Ltd Karnataka Belagavi 14 06.01.2006 | SR | Karnataka | Bio Power |  | Vishwanath Sugars Ltd | 14 |  | 2006-06-01
Bellary TPS | SR | Karnataka | Coal | State | Karnataka Power Corp. Ltd. | 1700 | Subcritical | 2007-12-01
Bhadradri TPP | SR | Telangana | Coal | State | Telangana State Power Generation Corp. Ltd. (TSGENCO) | 1080 | Supercritical | 2020-03-01
Damodaram Sanjeevaiah or Krishnapatnam TPP | SR | Andhra Pradesh | Coal | State | Andhra Pradesh Power Development Company Limited (APPDCL) | 2400 | Supercritical | 2014-08-28
ITPCL or Cuddalore TPP | SR | Tamil Nadu | Coal | Private | IL&FS Tamil Nadu Power Co. Ltd. | 1200 | Subcritical | 2015-09-01
Kakatiya TPS | SR | Telangana | Coal | State | Telangana State Power Generation Corp. Ltd. (TSGENCO) | 1100 | Subcritical | 2010-05-01
Kothagudem TPS | SR | Telangana | Coal | State | Telangana State Power Generation Corp. Ltd. (TSGENCO) | 1800 | Subcritical | 1997-03-01
Kudgi STPP | SR | Karnataka | Coal | Central | NTPC Ltd. | 2400 | Supercritical | 2016-12-25
Mettur TPS | SR | Tamil Nadu | Coal | State | Tamil Nadu Generation & Distribution Corp. Ltd. (TANGEDCO) | 1440 | Subcritical | 1987-01-07
Muthiara TPP | SR | Tamil Nadu | Coal | Private | Coastal Energen Pvt. Ltd. (CEPL) | 1200 | Subcritical | 2014-12-02
Neyveli (EXT) TPS I | SR | Tamil Nadu | Coal | Central | NLC India Limited (formerly Neyveli Lignite Corp. Ltd.) | 420 | Subcritical | 2002-10-01
Neyveli (EXT) TPS II | SR | Tamil Nadu | Coal | Central | NLC India Limited (formerly Neyveli Lignite Corp. Ltd.) | 500 | Subcritical | 2012-02-04
Neyveli (New) TPP /Neyveli Extension | SR | Tamil Nadu | Coal | Central | NLC India Limited (formerly Neyveli Lignite Corp. Ltd.) | 1000 | Subcritical | 2019-12-01
Neyveli TPS (Z) | SR | Tamil Nadu | Coal | Private | ST-CMS Electric Company Pvt. Ltd. | 250 | Subcritical | 2002-10-01
Neyveli TPS II | SR | Tamil Nadu | Coal | Central | NLC India Limited (formerly Neyveli Lignite Corp. Ltd.) | 1470 | Subcritical | 1986-03-01
North Chennai TPS | SR | Tamil Nadu | Coal | State | Tamil Nadu Generation & Distribution Corp. Ltd. (TANGEDCO) | 1830 | Subcritical | 1994-10-01
OPG Power Generation Private Ltd. | SR | Tamil Nadu | Coal | Private | OPG Power Ventures Plc | 414 | Subcritical | 2024-01-01
Raichur TPS | SR | Karnataka | Coal | State | Karnataka Power Corp. Ltd. | 1720 | Subcritical | 1985-03-01
Ramagudem -B TPS | SR | Telangana | Coal | State | Telangana State Power Generation Corp. Ltd. (TSGENCO) | 62.5 | Subcritical | 1971-10-01
Ramagundam STPP/Telangana Phase I | SR | Telangana | Coal | Central | NTPC Ltd. | 1600 | Ultra-Supercritical | 2023-09-09
Ramagundam STPS | SR | Telangana | Coal | Central | NTPC Ltd. | 2600 | Subcritical | 1983-11-01
Rayalaseema TPS | SR | Andhra Pradesh | Coal | State | Andhra Pradesh Power Generation Corp. Ltd. (APGENCO) | 1650 | Subcritical | 1994-03-01
Sembcorp Gayatri Power Ltd. Power Project | SR | Andhra Pradesh | Coal | Private | Sembcorp Energy India Ltd. (SEIL) | 1320 | Supercritical | 2016-11-01
Simhadri TPP | SR | Andhra Pradesh | Coal | Central | NTPC Ltd. | 2000 | Subcritical | 2002-02-01
Simhapuri TPS | SR | Andhra Pradesh | Coal | Private | Simhapuri Energy Private Limited (SEPL) (Madhucon Projects Ltd.) | 600 | Subcritical | 2012-03-01
Singareni TPP | SR | Telangana | Coal | State | The Singareni Collieries Co. Ltd. | 1200 | Subcritical | 2016-03-13
TCP Limited | SR | Tamil Nadu | Coal | Private | TCP Limited | 63.5 | Supercritical | 2024-12-23
Thamminapatnam TPS | SR | Andhra Pradesh | Coal | Private | Vedanta Ltd. | 1000 | Subcritical | 2012-10-01
Thermal Powertech Corporation Ltd/ Painampuram/Muthukur Mandal | SR | Andhra Pradesh | Coal | Private | Sembcorp Energy India Ltd. (SEIL) | 1320 | Supercritical | 2015-02-07
Torangallu TPS SBU | SR | Karnataka | Coal | Private | JSW Energy Ltd. | 860 | Subcritical | 1999-05-01
Tuticorin (P) TPP | SR | Tamil Nadu | Coal | Private | Ind Barath Power Infra Limited (IBPIL) | 300 | Subcritical | 2013-01-31
Tuticorin Joint Venture | SR | Tamil Nadu | Coal | Central | NTPL (Joint Venture -NLC and TANGEDCO) | 1000 | Subcritical | 2015-03-10
Tuticorin TPS | SR | Tamil Nadu | Coal | State | Tamil Nadu Generation & Distribution Corp. Ltd. (TANGEDCO) | 1050 | Subcritical | 1979-07-01
Tuticorin Thermal Power Plant | SR | Tamil Nadu | Coal | Private | SEPC Power Pvt. Ltd. | 525 | Subcritical | 2021-12-01
Udupi TPP | SR | Karnataka | Coal | Private | Udupi Power Corp. Ltd. (Adani Power Ltd.) | 1200 | Subcritical | 2010-07-01
Vallur TPP | SR | Tamil Nadu | Coal | Central | NTPC Tamil Nadu Energy Co. Ltd. (NTECL) | 1500 | Subcritical | 2012-03-01
Vijayawada or Dr. Narla Tata Rao TPS | SR | Andhra Pradesh | Coal | State | Andhra Pradesh Power Generation Corp. Ltd. (APGENCO) | 2560 | Subcritical | 1979-11-01
Vizag or Hinduja Power TPP | SR | Andhra Pradesh | Coal | Private | Hinduja National Power Corp. Ltd. | 1040 | Subcritical | 2015-12-01
Yadadri Thermal Power Station | SR | Telangana | Coal | State | Telangana State Power Generation Corp Ltd | 1600 | Supercritical | 2025-01-25
Yermarus TPP | SR | Karnataka | Coal | State | Karnataka Power Corp. Ltd. | 1600 | Supercritical | 2016-03-29
Aliyar Hydroelectric Power Project | SR | Tamil Nadu | Hydro |  | Tamil Nadu Generation & Distribution Co. Limited (TANGEDCO) | 60 |  | 1970-03-21
Almatti Dam Power House | SR | Karnataka | Hydro |  | Karnataka Power Corporation Limited (KPCL) | 290 |  | 2004-03-26
Bhadra Left Bank Canal Power House | SR | Karnataka | Hydro |  | Karnataka Power Corporation Limited (KPCL) | 26 |  | 1965-03-29
Bhavani Kattalai Barrage I Hydroelectric Power Project | SR | Tamil Nadu | Hydro |  | Tamil Nadu Generation & Distribution Co. Limited (TANGEDCO) | 30 |  | 2006-07-04
Bhavani Kattalai Barrage II Hydroelectric Power Project | SR | Tamil Nadu | Hydro |  | Tamil Nadu Generation & Distribution Co. Limited (TANGEDCO) | 30 |  | 2013-08-27
Bhavani Kattalai Barrage III Hydroelectric Power Project | SR | Tamil Nadu | Hydro |  | Tamil Nadu Generation & Distribution Co. Limited (TANGEDCO) | 30 |  | 2012-06-28
Gerusoppa (Sharavathy Tail Race) Power House | SR | Karnataka | Hydro |  | Karnataka Power Corporation Limited (KPCL) | 240 |  | 2001-02-20
Ghat Prabha Dam Power House | SR | Karnataka | Hydro |  | Karnataka Power Corporation Limited (KPCL) | 32 |  | 1992-06-14
Hampi Canal Power House | SR | Karnataka | Hydro |  | Andhra Pradesh Power Generation Corporation Limited (APGENCO) | 36 |  | 1958-01-02
Idamalayar Hydroelectric Power Project | SR | Kerala | Hydro |  | Kerala State Electricity Board (KSEB) | 75 |  | 1987-02-03
Idukki Hydroelectric Power Project | SR | Kerala | Hydro |  | Kerala State Electricity Board (KSEB) | 780 |  | 1976-02-12
Jog (Mahatma Gandhi) Hydroelectric Power Project | SR | Karnataka | Hydro |  | Karnataka Power Corporation Limited (KPCL) | 139.2 |  | 1949-08-01
Kadmparai Power House | SR | Tamil Nadu | Hydro |  | Tamil Nadu Generation & Distribution Co. Limited (TANGEDCO) | 400 |  | 1987-10-17
Kadra Dam Power House | SR | Karnataka | Hydro |  | Karnataka Power Corporation Limited (KPCL) | 150 |  | 1997-06-02
Kakkad Hydroelectric Power Project | SR | Kerala | Hydro |  | Kerala State Electricity Board (KSEB) | 50 |  | 2012-02-16
Kalinadi Nagjhari Power House | SR | Karnataka | Hydro |  | Karnataka Power Corporation Limited (KPCL) | 900 |  | 1979-08-01
Kalinadi Nagjhari Supa Dam Power House | SR | Karnataka | Hydro |  | Karnataka Power Corporation Limited (KPCL) | 100 |  | 1985-08-23
Kodasali Dam Power House | SR | Karnataka | Hydro |  | Karnataka Power Corporation Limited (KPCL) | 120 |  | 1998-06-20
Kodayar I & II Power House | SR | Tamil Nadu | Hydro |  | Tamil Nadu Generation & Distribution Co. Limited (TANGEDCO) | 100 |  | 1970-12-09
Kundah I to V Hydroelectric Power Project | SR | Tamil Nadu | Hydro |  | Tamil Nadu Generation & Distribution Co. Limited (TANGEDCO) | 555 |  | 1960-07-08
Kuttiyadi Hydroelectric Old, Additional & Extension Power House | SR | Kerala | Hydro |  | Kerala State Electricity Board (KSEB) | 225 |  | 1972-09-11
Lingnamakki Dam Power House | SR | Karnataka | Hydro |  | Karnataka Power Corporation Limited (KPCL) | 55 |  | 1979-08-01
Lower Jurala Hydroelectric Power Project | SR | Telangana | Hydro |  | Telangana State Power Generation Corporation Limited (TSGENCO) | 240 |  | 2015-09-30
Lower Mettur I to IV Hydroelectric Power Project | SR | Tamil Nadu | Hydro |  | Tamil Nadu Generation & Distribution Co. Limited (TANGEDCO) | 120 |  | 1988-01-04
Lower Periyar Hydroelectric Power Project | SR | Kerala | Hydro |  | Kerala State Electricity Board (KSEB) | 180 |  | 1997-09-27
Lower Sileru Hydroelectric Power Project | SR | Andhra Pradesh | Hydro |  | Andhra Pradesh Power Generation Corporation Limited (APGENCO) | 460 |  | 1976-03-28
Mettur Dam Hydroelectric Power Project | SR | Tamil Nadu | Hydro |  | Tamil Nadu Generation & Distribution Co. Limited (TANGEDCO) | 50 |  | 1937-06-13
Mettur Tunnel | SR | Tamil Nadu | Hydro |  | Tamil Nadu Generation & Distribution Co. Limited (TANGEDCO) | 200 |  | 1965-08-16
Moyar Power House | SR | Tamil Nadu | Hydro |  | Tamil Nadu Generation & Distribution Co. Limited (TANGEDCO) | 40 |  | 1952-04-10
Munirabad Power House | SR | Karnataka | Hydro |  | Karnataka Power Corporation Limited (KPCL) | 28 |  | 1962-01-19
Nagarjuna Sagar (N.J.Sagar) Hydroelectric Power Project | SR | Telangana | Hydro |  | Telangana State Power Generation Corporation Limited (TSGENCO) | 815.6 |  | 1978-03-07
Nagarjuna Sagar Left Bank Canal Power House (N.J.Sagar LBC) | SR | Telangana | Hydro |  | Telangana State Power Generation Corporation Limited (TSGENCO) | 60 |  | 1983-06-05
Nagarjuna Sagar Right Bank Canal Power House (N.J.Sagar RBC) | SR | Andhra Pradesh | Hydro |  | Andhra Pradesh Power Generation Corporation Limited (APGENCO) | 90 |  | 1983-02-24
Nagarjuna Sagar Tail Pond Dam (N.J.Sagar TPD) | SR | Andhra Pradesh | Hydro |  | Andhra Pradesh Power Generation Corporation Limited (APGENCO) | 50 |  | 2017-01-28
Neriamangalam Hydroelectric Power Project | SR | Kerala | Hydro |  | Kerala State Electricity Board (KSEB) | 52.65 |  | 1961-01-27
Pallivasal Hydro Power Project | SR | Kerala | Hydro |  | Kerala State Electricity Board (KSEB) | 60 |  | 2025-03-01
Pallivasal Hydroelectric Power Project | SR | Kerala | Hydro |  | Kerala State Electricity Board (KSEB) | 37.5 |  | 1948-02-02
Panniar Hydroelectric Power Project | SR | Kerala | Hydro |  | Kerala State Electricity Board (KSEB) | 30 |  | 1963-12-29
Papanasam Hydroelectric Power Project | SR | Tamil Nadu | Hydro |  | Tamil Nadu Generation & Distribution Co. Limited (TANGEDCO) | 32 |  | 1944-07-08
Parson's Valley Hydroelectric Power Project | SR | Tamil Nadu | Hydro |  | Tamil Nadu Generation & Distribution Co. Limited (TANGEDCO) | 30 |  | 2000-06-22
Periyar Hydroelectric Power Project | SR | Tamil Nadu | Hydro |  | Tamil Nadu Generation & Distribution Co. Limited (TANGEDCO) | 168 |  | 1958-10-12
Pinnapuram (Standalone Pumped Storage ) Hydro Power Project | SR | Andhra Pradesh | Hydro |  | Greenko Energies Private. Limited (GEPL) | 1680 |  | 2025-06-01
Pochampad (Sriram Sagar Project) Hydroelectric Power Project | SR | Telangana | Hydro |  | Telangana State Power Generation Corporation Limited (TSGENCO) | 36 |  | 1987-02-20
Poringalkuthu Hydroelectric Power Project | SR | Kerala | Hydro |  | Kerala State Electricity Board (KSEB) | 36 |  | 1957-03-06
Priyadarshni Jurala Hydroelectric Power Project | SR | Telangana | Hydro |  | Telangana State Power Generation Corporation Limited (TSGENCO) | 234 |  | 2008-03-28
Pulichinthala Hydroelectric Power Project | SR | Telangana | Hydro |  | Telangana State Power Generation Corporation Limited (TSGENCO) | 120 |  | 2016-09-25
Pykara Hydroelectric Power Project | SR | Tamil Nadu | Hydro |  | Tamil Nadu Generation & Distribution Co. Limited (TANGEDCO) | 59.2 |  | 1932-06-09
Pykara Ultimate Hydroelectric Power Project | SR | Tamil Nadu | Hydro |  | Tamil Nadu Generation & Distribution Co. Limited (TANGEDCO) | 150 |  | 2005-09-06
Sabarigiri Hydroelectric Power Project | SR | Kerala | Hydro |  | Kerala State Electricity Board (KSEB) | 340 |  | 1960-04-18
Sarkarpathy Hydroelectric Power Project | SR | Tamil Nadu | Hydro |  | Tamil Nadu Generation & Distribution Co. Limited (TANGEDCO) | 30 |  | 1966-08-14
Sengulam Hydroelectric Power Project | SR | Kerala | Hydro |  | Kerala State Electricity Board (KSEB) | 48 |  | 1954-05-01
Sharavathi Hydroelectric Power Project | SR | Karnataka | Hydro |  | Karnataka Power Corporation Limited (KPCL) | 1035 |  | 1964-08-01
Shivasamudram Hydroelectric Power Project | SR | Karnataka | Hydro |  | Karnataka Power Corporation Limited (KPCL) | 42 |  | 1902-08-01
Sholayar Hydroelectric Power Project | SR | Kerala | Hydro |  | Kerala State Electricity Board (KSEB) | 54 |  | 1956-05-09
Sholayar I Power House | SR | Tamil Nadu | Hydro |  | Tamil Nadu Generation & Distribution Co. Limited (TANGEDCO) | 84 |  | 1971-04-22
Srisailam Left Bank Power House | SR | Telangana | Hydro |  | Telangana State Power Generation Corporation Limited (TSGENCO) | 900 |  | 2001-04-26
Srisailam Right Bank (RB) Power House | SR | Andhra Pradesh | Hydro |  | Andhra Pradesh Power Generation Corporation Limited (APGENCO) | 770 |  | 1982-08-30
Suruliyar Hydroelectric Power Project | SR | Tamil Nadu | Hydro |  | Tamil Nadu Generation & Distribution Co. Limited (TANGEDCO) | 35 |  | 1978-08-27
T B Dam/Tungabhadra Dam Hydroelectric Power Project | SR | Karnataka | Hydro |  | Andhra Pradesh Power Generation Corporation Limited (APGENCO) | 36 |  | 1957-01-26
Thottiyar Hydro Power Project | SR | Kerala | Hydro |  | Kerala State Electricity Board (KSEB) | 40 |  | 2024-10-01
Upper Sileru I & II Hydroelectric Power Project | SR | Andhra Pradesh | Hydro |  | Andhra Pradesh Power Generation Corporation Limited (APGENCO) | 240 |  | 1967-10-14
Varahi Power House | SR | Karnataka | Hydro |  | Karnataka Power Corporation Limited (KPCL) | 460 |  | 2009-01-11
Kaiga Generating Station | SR | Karnataka | Nuclear |  | Nuclear Power Corporation of India | 880 |  | 2000-03-16
Kudankulam Atomic Power Project | SR | Tamil Nadu | Nuclear |  | Nuclear Power Corporation of India | 2000 |  | 2014-12-31
Madras Atomic Power Station | SR | Tamil Nadu | Nuclear |  | Nuclear Power Corporation of India | 440 |  | 1984-01-27
Basin Bridge Gas Turbine Power Station | SR | Tamil Nadu | Oil & Gas |  | Tamil Nadu Generation and Distribution Corp. Ltd. | 120 |  | 1996-02-12
GMR Rajahmundry Energy Ltd. | SR | Andhra Pradesh | Oil & Gas |  | GMR Rajahmundry Energy Ltd. | 768 |  | 2015-07-04
GMR Vemagiri Combined Cycle Power Plant | SR | Andhra Pradesh | Oil & Gas |  | GMR Vemagiri Power Generation Ltd. | 370 |  | 2006-01-13
GVK Jegurupadu Gas Combined Cycle Gas Turbine | SR | Andhra Pradesh | Oil & Gas |  | The Eastern Power Distribution Co. of Andhra Pradesh Ltd. | 235.4 |  | 1996-07-04
Karaikal Gas Power Plant | SR | Puducherry | Oil & Gas |  | Puducherry Power Corp. Ltd. | 32.5 |  | 1999-10-01
Kayamkulam (Rajiv Gandhi) Gas Combined Cycle Power Plant | SR | Kerala | Oil & Gas |  | National Thermal Power Corp. (NTPC) | 359.58 |  | 1998-11-02
Kovilkalappal (Thirumakotai) Gas Combined Cycle Gas Turbine Power Station | SR | Tamil Nadu | Oil & Gas |  | Tamil Nadu Generation and Distribution Corp. Ltd. | 107.88 |  | 2001-02-05
Kuttalam Gas Turbine Power Station | SR | Tamil Nadu | Oil & Gas |  | Tamil Nadu Generation and Distribution Corp. Ltd. | 100 |  | 2003-11-27
Lanco Kondapalli Combined Cycle Gas Turbine Power Plant Phase II | SR | Andhra Pradesh | Oil & Gas |  | Lanco Kondapalli Power Ltd. | 366 |  | 2009-12-05
Pillaiperumalnallur (PPN) Power Plant Phase I | SR | Tamil Nadu | Oil & Gas |  | PPN Power Generating Co. Private Ltd. | 330.5 |  | 2001-04-26
Valuthur Gas Turbine Power Station | SR | Tamil Nadu | Oil & Gas |  | Tamil Nadu Generation and Distribution Corp. Ltd. | 186.2 |  | 2002-12-24
Yelahanka Combined Cycle Power Plant | SR | Karnataka | Oil & Gas |  | Karnataka Power Corp. Ltd. | 370.05 |  | 2025-02-01
APICTO Ltd. Small Hydro Power Project | SR | Karnataka | Small Hydro |  | APICTO Ltd. | 13 |  | Pre-2000
Abletech Electro Engineers Pvt. Ltd. Small Hydro Power Project | SR | Karnataka | Small Hydro |  | Abletech Electro Engineers Pvt. Ltd. | 4.8 |  | Pre-2000
Adyanpara Small Hydro Electric Project | SR | Kerala | Small Hydro |  | Kerala State Electricity Board (KSEB) | 3.5 |  | 2015-03-09
Agradalli Mini Hydel Power Station | SR | Karnataka | Small Hydro |  | Mrijara Powers | 0.75 |  | 2008-10-24
Agrahara Mini Hydel Power Station | SR | Karnataka | Small Hydro |  | Sarovar Energy Pvt. Ltd. | 1.26 |  | 2012-09-24
Akkihebbal Mini Hydel Power Station | SR | Karnataka | Small Hydro |  | Cauvery Hydro Energy Ltd. | 4.5 |  | 2007-09-03
Aliyar Mini Hydel Project | SR | Tamil Nadu | Small Hydro |  | Tamil Nadu Generation and Distribution Corp. Ltd. (TANGEDCO) | 2.5 |  | 2002-09-23
Amaravathi Small Hydro Project | SR | Tamil Nadu | Small Hydro |  | Tamil Nadu Generation and Distribution Corp. Ltd. (TANGEDCO) | 4 |  | 2006-09-21
Aniyooru Mini Hydel Station | SR | Karnataka | Small Hydro |  | SLV Power Pvt. Ltd. | 24 |  | 2019-11-21
Aniyur Mini Hydel Power Station | SR | Karnataka | Small Hydro |  | International Power Corporation Private Limited (fomerly M/s. Prasanna Power Private Limited) | 9 |  | 2009-08-13
Anweri Mini Hydel Station | SR | Karnataka | Small Hydro |  | Brindavan Hydro Power Pvt. Ltd (Formerly Dandeli Steel & Ferro Alloys Ltd). | 1.5 |  | 1997-05-04
Aremadanahalli Mini Hydel Power Station | SR | Karnataka | Small Hydro |  | Flax Hydro Energy Pvt. Ltd. | 1.5 |  | 2013-09-02
Attigala Small Hydro Power Station | SR | Karnataka | Small Hydro |  | Yuken India Ltd. | 0.35 |  | 1998-07-03
Auromira Energy Group Hydro Project | SR | Karnataka | Small Hydro |  | Auromira Energy Group | 18 |  | Pre-2000
Baje Mini Hydel Station | SR | Karnataka | Small Hydro |  | Devar Power Private Ltd. | 3.8 |  | 2015-07-10
Barapole Small Hydro Electric Project | SR | Kerala | Small Hydro |  | Kerala State Electricity Board (KSEB) | 15 |  | 2013-12-04
Basavanna(Aidab havi) Mini Hydel Power Station | SR | Karnataka | Small Hydro |  | Krishna Hydro Energy Ltd. (Formerly Jyothi Jalashakthi Pvt Ltd.,) | 24.75 |  | 2013-02-05
Beedalli Mini Hydel Station | SR | Karnataka | Small Hydro |  | Kodagu Hydel Projects Pvt. Ltd. | 3 |  | 2016-06-13
Bellamkonda Branch Canal Small Hydro Project | SR | Andhra Pradesh | Small Hydro |  | Bhavani Hydro Power Projects Pvt Ltd | 0.55 |  | 2004-11-17
Bellamkonda Branch canal Hydro Power Project Scheme II | SR | Andhra Pradesh | Small Hydro |  | Bhavani Hydro Power Projects | 0.55 |  | 1999-08-28
Bhadra Left Bank Canal Mini Hydel Station | SR | Karnataka | Small Hydro |  | Sai Deepthi Power Pvt. Ltd. | 1.5 |  | 2018-04-05
Bhadra Right Bank Canal Power Station | SR | Karnataka | Small Hydro |  | Sahyadri Power Company | 0.4 |  | 2005-01-01
Bhadra Right Bank Canal Powerhouse | SR | Karnataka | Small Hydro |  | Karnataka Power Corporation Limited (KPCL) | 13.2 |  | Pre-2000
Bhavani Barrage I Small Hydro Electric Project | SR | Tamil Nadu | Small Hydro |  | Tamil Nadu Generation and Distribution Corp. Ltd. (TANGEDCO) | 10 |  | 2009-07-01
Bhavani Barrage II Small Hydro Electric Project | SR | Tamil Nadu | Small Hydro |  | Tamil Nadu Generation and Distribution Corp. Ltd. (TANGEDCO) | 10 |  | Pre-2000
Bhavani Hydro Power Project | SR | Andhra Pradesh | Small Hydro |  | Active Power (P) Limited | 1.4 |  | 2000-04-28
Bhima-I (Sonna) Mini Hydel Station | SR | Karnataka | Small Hydro |  | Jasper Energy Pvt. Ltd. | 10.5 |  | 2010-08-04
Bhoruka Power Corporation Hydro Project 1 | SR | Karnataka | Small Hydro |  | Bhoruka Power Corporation Ltd. | 6.25 |  | Pre-2000
Bhoruka Power Corporation Hydro Project 2 | SR | Karnataka | Small Hydro |  | Bhoruka Power Corporation Ltd. | 24 |  | Pre-2000
Bonal Tank Mini Hydel Project | SR | Karnataka | Small Hydro |  | Bonal Hydro Electric Company | 1.25 |  | 2011-08-12
Brindavan Mini Hydel Power Station | SR | Karnataka | Small Hydro |  | Atria Power Corporation Ltd. | 12 |  | 2006-06-01
Burgugadda Tank Small Hydro Project | SR | Telangana | Small Hydro |  | Bravo Energies Pvt. Ltd. | 1.2 |  | Pre-2000
Charmadi Mini Hydel Power Station | SR | Karnataka | Small Hydro |  | Trinetra Energy Conversions Pvt. Ltd. (Formerly Trinetra Energy Conversions Ltd.) | 4.5 |  | 2008-07-05
Chayadevi Mini Hydel Power Station | SR | Karnataka | Small Hydro |  | Bhoruka Power Corporation Ltd. | 24 |  | 2007-06-22
Chembukadavu-I Small Hydro Electric Project | SR | Kerala | Small Hydro |  | Kerala State Electricity Board (KSEB) | 2.7 |  | 2003-08-19
Chembukadavu-II Small Hydro Electric Project | SR | Kerala | Small Hydro |  | Kerala State Electricity Board (KSEB) | 3.75 |  | 2003-09-04
Chettipeta Mini Hydel | SR | Andhra Pradesh | Small Hydro |  | Andhra Pradesh Power Generation Corporation Limited (APGENCO) | 1 |  | Pre-2000
Chilakaluripet Major Block Small Hydro Project | SR | Andhra Pradesh | Small Hydro |  | Akshay Profiles | 1 |  | 2000-07-13
Chimmony Small Hydro Electric Project | SR | Kerala | Small Hydro |  | Kerala Irrigation Department | 2.5 |  | 2015-05-22
Chunchanakatte Small Hydro Power Station | SR | Karnataka | Small Hydro |  | Graphite India Ltd. | 18 |  | 1997-10-13
Chunchidoddi Mini Hydel Power Station | SR | Karnataka | Small Hydro |  | Sai Spurthi Power Pvt. Ltd. | 10.25 |  | 2004-12-01
Deccan Cement Ltd. Small Hydro Project | SR | Andhra Pradesh | Small Hydro |  | Deccan Cement Ltd. | 3.7 |  | 1996-02-28
Dhanalakshmi Cotton & Rice Mills Limited Small Hydro Project 1 | SR | Andhra Pradesh | Small Hydro |  | Dhanalakshmi Cotton & Rice Mills Limited | 1.59 |  | 1997-12-23
Dhanalakshmi Cotton & Rice Mills Limited Small Hydro Project 2 | SR | Andhra Pradesh | Small Hydro |  | Dhanalakshmi Cotton & Rice Mills Limited | 2.61 |  | 1997-07-23
Doddatappale Mini Hydel Power Station | SR | Karnataka | Small Hydro |  | Mysore Mercantile Co. Ltd. | 3 |  | 2011-01-22
Dondela Mini Hydel Power Station | SR | Karnataka | Small Hydro |  | Sagar Power (Dandela) Pvt. Ltd. | 13 |  | 2009-07-19
Donkarayi Canal Hydroelectric Power Plant | SR | Andhra Pradesh | Small Hydro |  | Andhra Pradesh Power Generation Corporation Limited (APGENCO) | 25 |  | Pre-2000
Dummagudem Hydel Project | SR | Telangana | Small Hydro |  | SLS Power Corporation Limited | 24 |  | Pre-2000
Duphadal Small Hydro Electric Power Station | SR | Karnataka | Small Hydro |  | Gokak Power and Energy Limited (Formerly Gokak Textiles Ltd. (Gokak Mills Division) | 2.8 |  | 1997-04-01
Energy Development Hydro Project | SR | Kerala | Small Hydro |  | Energy Development Company Ltd. (EDCL) | 7 |  | Pre-2000
Espar Pak Limited Small Hydro Project | SR | Andhra Pradesh | Small Hydro |  | Espar Pak Limited | 1.3 |  | 2000-04-08
Flovel Small Hydro Project 1 | SR | Kerala | Small Hydro |  | Flovel Ltd. | 4.5 |  | Pre-2000
Flovel Small Hydro Project 2 | SR | Kerala | Small Hydro |  | Flovel Ltd. | 4.8 |  | Pre-2000
Gajanur Mini Hydel Station | SR | Karnataka | Small Hydro |  | Vasgi Power | 0.65 |  | 2014-06-06
Ganekal Mini Hydel Scheme | SR | Karnataka | Small Hydro |  | Karnataka Power Corporation Limited (KPCL) | 0.35 |  | 1993-12-24
Ganganahal Mini Hydel Power Station | SR | Karnataka | Small Hydro |  | Bhavana Hydro Electric Private Limited | 2 |  | 2013-07-30
Gayatri Hydro Power Project | SR | Telangana | Small Hydro |  | Gayatri Hydro Power Pvt. Ltd. | 2.2 |  | Pre-2000
Gilada Group Small Hydro Power Project | SR | Karnataka | Small Hydro |  | Gilada Group | 6 |  | Pre-2000
Gokak Mini Hydel Station | SR | Karnataka | Small Hydro |  | Gokak Power and Energy Limited (Formerly Gokak Textiles Ltd. (Gokak Mills Division) | 10.8 |  | 1997-04-01
Gonal 2 Mini Hydel Power Station | SR | Karnataka | Small Hydro |  | Anthargange Power Pvt. Ltd. ( Formerly Venika Hydro Projects Pvt. Ltd.) | 2 |  | 2019-08-27
Gonal 3 Mini Hydel Power Station | SR | Karnataka | Small Hydro |  | SouthWest Hydro Power Pvt. Ltd. | 5 |  | 2011-11-04
Gugal Mini Hydel Power Station | SR | Karnataka | Small Hydro |  | SRS Energy Pvt. Ltd. | 10 |  | 2007-09-19
Hanumanthapura Mini Hydel Station | SR | Karnataka | Small Hydro |  | Moodabagil Power Company | 0.5 |  | 2002-09-19
Harangi Mini Hydel Station | SR | Karnataka | Small Hydro |  | Energy Development Co. Ltd. | 15 |  | 1999-07-19
Hebbakavadi Mini Hydel Station | SR | Karnataka | Small Hydro |  | Vijayalakshmi Hydro Power Pvt. Ltd. | 1.75 |  | 2002-04-03
Hemagir Mini Hydel Power Station | SR | Karnataka | Small Hydro |  | Trishul Power Pvt. Ltd. | 4 |  | 2005-06-28
Hemavathi Left Bank Canal Mini Hydel Station | SR | Karnataka | Small Hydro |  | Sandur Manganese & Iron Ores Ltd. | 16 |  | 2001-04-20
Hemavathi Right Bank Canal Mini Hydel Station | SR | Karnataka | Small Hydro |  | Maruthi Power Gen (India) Pvt. Ltd. | 3 |  | 2000-07-10
Hemavathi River Bed Mini Hydel Power Station | SR | Karnataka | Small Hydro |  | Sandur Manganese & Iron Ores Ltd. | 8 |  | 2007-04-28
Hongadalla Mini Hydel Station | SR | Karnataka | Small Hydro |  | Maruthi Power Gen (India) Pvt. Ltd. | 24 |  | 2019-05-08
Hosmath Mini Hydel Power Station | SR | Karnataka | Small Hydro |  | Dishaa Power Corporation Ltd. | 4.8 |  | 2011-08-12
Hullahhalla Mini Hydel Power Station | SR | Karnataka | Small Hydro |  | Minera Green Energy Private Limited (Formerly Limbavali Power Pvt. Ltd.) | 12 |  | 2009-04-07
Iggalur Mini Hydel Station | SR | Karnataka | Small Hydro |  | Saroj Energy Company Pvt. Ltd. | 1.5 |  | 2015-01-23
Iruttukanam Small Hydro Electric Project | SR | Kerala | Small Hydro |  | Viyyat Power Private Limited | 4.5 |  | Pre-2000
Jyothi Jalashakthi Pvt. Ltd. Mini Hydel Power Station | SR | Karnataka | Small Hydro |  | Jyothi Jalashakthi Pvt. Ltd. | 0.3 |  | 2005-11-01
KCP Limited Small Hydro Project | SR | Andhra Pradesh | Small Hydro |  | KCP Limited | 8.25 |  | 1998-03-24
KRS Dam Mini Hydel Power Station | SR | Karnataka | Small Hydro |  | Atria Brindavan Power Ltd. | 4 |  | 2009-11-02
Kabini Dam Mini Hydel Station | SR | Karnataka | Small Hydro |  | Subhash Kabini Power Corporation Pvt. Ltd. | 20 |  | 2003-06-24
Kabini RBC Mini Hydel Station | SR | Karnataka | Small Hydro |  | Maruthi Power Gen (India) Pvt. Ltd. | 5 |  | 2002-12-31
Kadamane I Mini Hydel Power Station | SR | Karnataka | Small Hydro |  | Paschim Hydro Energy Pvt. Ltd. | 9 |  | 2007-04-30
Kadamane II Mini Hydel Power Station | SR | Karnataka | Small Hydro |  | Nagarjuna Hydro Energy Pvt. Ltd. | 15 |  | 2010-08-04
Kallada Small Hydro Electric Project | SR | Kerala | Small Hydro |  | Kerala Irrigation Department | 15 |  | 1994-01-05
Kallam Spinning Mill Limited Hydro Power Project | SR | Telangana | Small Hydro |  | Kallam Spinning Mill Ltd./ Kallam Textiles Ltd. | 4 |  | 2002-01-01
Kalmala Mini Hydel Scheme | SR | Karnataka | Small Hydro |  | Karnataka Power Corporation Limited (KPCL) | 0.4 |  | 1990-01-24
Kare Power Resource Mini Hydel Station | SR | Karnataka | Small Hydro |  | Kare Power Resources Pvt. Ltd. | 24.75 |  | 2015-09-16
Kare Power Resources Hydro Project | SR | Karnataka | Small Hydro |  | Kare Power Resources Pvt. Ltd. | 24 |  | Pre-2000
Karikkayam Small Hydro Electric Project | SR | Kerala | Small Hydro |  | Energy Development Corporation Ltd (EDCL) | 15 |  | Pre-2000
Karnataka Power Corporation Limited (KPCL) Hydro Project 1 | SR | Karnataka | Small Hydro |  | Karnataka Power Corporation Limited (KPCL) | 17.2 |  | Pre-2000
Karnataka Power Corporation Limited (KPCL) Hydro Project 2 | SR | Karnataka | Small Hydro |  | Karnataka Power Corporation Limited (KPCL) | 9 |  | Pre-2000
Kattepura Mini Hydel Station | SR | Karnataka | Small Hydro |  | Sai Nireeha Power Pvt. Ltd. | 5 |  | 2013-09-05
Kemphole Mini Hydel Power Station | SR | Karnataka | Small Hydro |  | International Power Corporation Private Limited (fomerly M/s. Prasanna Power Private Limited) | 18 |  | 2005-01-10
Kenchanagudam Mini Hydel Station | SR | Karnataka | Small Hydro |  | Pusala Power Projects Pvt. Ltd. | 6 |  | 2007-05-01
Kilara Small Hydro Electric Power Station | SR | Karnataka | Small Hydro |  | Kilara Power Pvt. Ltd. | 2 |  | 2000-03-31
Kodagu Hydel Project | SR | Karnataka | Small Hydro |  | Kodagu Hydel Projects Pvt. Ltd. | 3 |  | Pre-2000
Kuttiady Tailrace Small Hydro Project | SR | Kerala | Small Hydro |  | Kerala Irrigation Department | 4.5 |  | 2008-06-19
L.K. Power Corporation Hydro Project | SR | Karnataka | Small Hydro |  | L.K. Power Corporation Ltd. | 2 |  | Pre-2000
Link Canal Mini Hydel Station | SR | Karnataka | Small Hydro |  | Graphite India Ltd. | 1.5 |  | 2003-07-17
Lower Bhavani Micro Hydel Project | SR | Tamil Nadu | Small Hydro |  | Tamil Nadu Generation and Distribution Corp. Ltd. (TANGEDCO) | 8 |  | 1990-04-03
Lower Bhavani Right Bank Canal Project | SR | Tamil Nadu | Small Hydro |  | Tamil Nadu Generation and Distribution Corp. Ltd. (TANGEDCO) | 8 |  | 1998-02-10
Lower Meenmutty Small Hydro Electric Project | SR | Kerala | Small Hydro |  | Kerala State Electricity Board (KSEB) | 3.5 |  | 2006-05-02
MGHE Tail Race Mini Hydel Power Station | SR | Karnataka | Small Hydro |  | Ambhuthirtha Power Private Limited | 22 |  | 2007-12-06
Machagundal Mini Hydel Station | SR | Karnataka | Small Hydro |  | GSSMR Energy Power Pvt. Ltd (Formerly GSSMR Power Private Limited) | 0.5 |  | 2017-05-31
Maddur Branch Canal Mini Hydel Power Station | SR | Karnataka | Small Hydro |  | LK Power Corporation Ltd. | 2 |  | 2011-01-22
Madhavamantri Mini Hydel Station | SR | Karnataka | Small Hydro |  | Bhoruka Power Corporation Ltd. | 3 |  | 2001-07-09
Madupetty Small Hydro Electric Station | SR | Kerala | Small Hydro |  | Kerala State Electricity Board (KSEB) | 2 |  | 1997-12-01
Mahadevapura-II Mini Hydel Station | SR | Karnataka | Small Hydro |  | Soham Renewable Energy India Pvt. Ltd. | 6 |  | 2014-03-28
Malampuzha Small Hydro Electric Project | SR | Kerala | Small Hydro |  | Kerala State Electricity Board (KSEB) | 2.5 |  | 2001-11-26
Malankara Small Hydro Electric Station | SR | Kerala | Small Hydro |  | SILK Ltd. | 10.5 |  | 2005-08-06
Mallapur Mini Hydro Power Station Project | SR | Karnataka | Small Hydro |  | Karnataka Power Corporation Limited (KPCL) | 9 |  | 1993-11-19
Malligere Mini Hydel Power Station | SR | Karnataka | Small Hydro |  | Venika Green Power Pvt. Ltd. | 0.75 |  | 2007-09-27
Mandagere Mini Hydel Power Station | SR | Karnataka | Small Hydro |  | Bhoruka Power Corporation Ltd. | 3.5 |  | 2004-09-01
Mani Dam Power House | SR | Karnataka | Small Hydro |  | Karnataka Power Corporation Limited (KPCL) | 9 |  | 1993-03-29
Maniyar Small Hydro Power Project | SR | Kerala | Small Hydro |  | Carborundum Universal Limited | 12 |  | Pre-2000
Manjanadka Mini Hydel Power Station | SR | Karnataka | Small Hydro |  | Bhoruka Power Corporation Ltd. | 10 |  | 2009-06-27
Mankulam Micro Hydroelectric Power Plant | SR | Kerala | Small Hydro |  | Kerala State Electricity Board (KSEB) | 0.11 |  | Pre-2000
Mannapitlu Mini Hydel Power Station | SR | Karnataka | Small Hydro |  | Soham Phalguni Power Pvt . (Formerly Bobba Power Pvt. Ltd). | 15 |  | 2009-09-17
Maravakandy Small Hydro Project | SR | Tamil Nadu | Small Hydro |  | Tamil Nadu Generation and Distribution Corp. Ltd. (TANGEDCO) | 0.75 |  | 1992-10-14
Meenvallam Small Hydro Electric Project | SR | Kerala | Small Hydro |  | Kerala State Electricity Board (KSEB) | 3 |  | 2014-12-01
Mouneshwara Mini Hydel Power Station | SR | Karnataka | Small Hydro |  | Lakshmi Jala Vidyuth (Krishna ) Ltd. | 24.75 |  | 2013-08-14
Mukurthy Small Hydro Project | SR | Tamil Nadu | Small Hydro |  | Tamil Nadu Generation and Distribution Corp. Ltd. (TANGEDCO) | 0.7 |  | 2001-06-27
Mulibettu Mini Hydel Station | SR | Karnataka | Small Hydro |  | Mount Kailash Power Projects Pvt. Ltd. | 10.5 |  | 2015-06-27
NATL Hydro Power Project | SR | Telangana | Small Hydro |  | NATL Power Ltd. | 4.01 |  | Pre-2000
NCL Energy Limited Small Hydro Project | SR | Andhra Pradesh | Small Hydro |  | NCL Energy Limited | 7.5 |  | 2000-09-28
Narayanapura LBC Small Hydro Electric Power Station | SR | Karnataka | Small Hydro |  | Murudeshwara Power Corporation Ltd. | 11.6 |  | 1999-07-14
Neerukatte Mini Hydel Power Station | SR | Karnataka | Small Hydro |  | Sagar Power (Neerukatte) Pvt. Ltd. | 15 |  | 2009-09-09
Neria Mini Hydel Power Station | SR | Karnataka | Small Hydro |  | Bhoruka Power Corporation Ltd. | 18 |  | 2006-04-01
Nippulavagu Small Hydro Project Phase I | SR | Andhra Pradesh | Small Hydro |  | KM Power (P)Limited | 4 |  | 2002-02-06
Nippulavagu Small Hydro Project Phase II | SR | Andhra Pradesh | Small Hydro |  | KM Power (P)Limited | 3.3 |  | 2002-11-07
Nippulavagu Small Hydro Project Phase III | SR | Andhra Pradesh | Small Hydro |  | KM Power (P)Limited | 4 |  | 2003-11-21
Nizam Sagar Hydroelectric Power Plant | SR | Telangana | Small Hydro |  | Telangana State Power Generation Corporation (TSGENCO) | 10 |  | 1954-02-23
Nugu Mini Hydel Station | SR | Karnataka | Small Hydro |  | Kalson Power Tech. Pvt. Ltd. (Transferred to M/s Master Power) | 3 |  | 2002-12-31
Palair Hydro Electric Station | SR | Telangana | Small Hydro |  | Telangana State Power Generation Corporation (TSGENCO) | 2 |  | Pre-2000
Paschim Hydro Energy Small Hydro Project | SR | Karnataka | Small Hydro |  | Paschim Hydro Energy Pvt. Ltd. | 9 |  | Pre-2000
Pathankayam Small Hydro Electric Plant | SR | Kerala | Small Hydro |  | Minar Renewable Energy Projects Private Ltd. | 8 |  | Pre-2000
Pedda Vagu Mini Hydel Project | SR | Andhra Pradesh | Small Hydro |  | A.P.Tribal Power Com | 1.2 |  | 2011-04-15
Peddapalli Mini Hydro Station | SR | Telangana | Small Hydro |  | Telangana State Power Generation Corporation (TSGENCO) | 9.16 |  | Pre-2000
Peechi Small Hydro Electric Project | SR | Kerala | Small Hydro |  | Kerala Irrigation Department | 1.25 |  | 2013-01-07
Pendanandipadu Branch Canal Mini Hydel Scheme | SR | Andhra Pradesh | Small Hydro |  | PMC Power Pvt. Ltd. | 0.65 |  | 2001-05-17
Penna Ahobilam Hydroelectric Power Plant (PABH HES) | SR | Andhra Pradesh | Small Hydro |  | Andhra Pradesh Power Generation Corporation Limited (APGENCO) | 20 |  | Pre-2000
Peppara Small Hydro Electric Project | SR | Kerala | Small Hydro |  | Kerala Irrigation Department | 3 |  | 1996-06-15
Periyar Vaigai Mini I Hydro Project | SR | Tamil Nadu | Small Hydro |  | Tamil Nadu Generation and Distribution Corp. Ltd. (TANGEDCO) | 4 |  | 2010-10-02
Periyar Vaigai Mini II Hydro Project | SR | Tamil Nadu | Small Hydro |  | Tamil Nadu Generation and Distribution Corp. Ltd. (TANGEDCO) | 2.5 |  | 2011-01-21
Periyar Vaigai Mini III Hydro Project | SR | Tamil Nadu | Small Hydro |  | Tamil Nadu Generation and Distribution Corp. Ltd. (TANGEDCO) | 4 |  | Pre-2000
Periyar Vaigai Mini IV Hydro Project | SR | Tamil Nadu | Small Hydro |  | Tamil Nadu Generation and Distribution Corp. Ltd. (TANGEDCO) | 2.5 |  | Pre-2000
Perla Mini Hydel Power Station | SR | Karnataka | Small Hydro |  | AMR Power Pvt. Ltd. | 24 |  | 2009-09-12
Perunchani Small Hydro Project | SR | Tamil Nadu | Small Hydro |  | Tamil Nadu Generation and Distribution Corp. Ltd. (TANGEDCO) | 1.3 |  | 2005-12-21
Perunthenaruvi Small Hydro Electric Project | SR | Kerala | Small Hydro |  | Kerala State Electricity Board (KSEB) | 6 |  | 2017-10-22
Pioneer Power Corporation Ltd. Small Hydro Power Project | SR | Karnataka | Small Hydro |  | Pioneer Power Corporation Ltd. | 24.75 |  | Pre-2000
Ponmudi Small Hydro Electric Station | SR | Kerala | Small Hydro |  | Kerala State Electricity Board (KSEB) | 32.4 |  | 1963-12-29
Poozhithode Small Hydro Electric Project | SR | Kerala | Small Hydro |  | Kerala State Electricity Board (KSEB) | 4.8 |  | 2011-06-25
Poringalkuthu Left Bank Extension Project | SR | Kerala | Small Hydro |  | Kerala State Electricity Board (KSEB) | 16 |  | 1999-03-20
Poringalkuthu small hydroelectric project | SR | Kerala | Small Hydro |  | Kerala State Electricity Board (KSEB) | 24 |  | 2022-05-04
Prassana Power Ltd. Small Hydro Power Project | SR | Karnataka | Small Hydro |  | Prassana Power Ltd. | 6 |  | Pre-2000
Punachi Small Hydro Project | SR | Tamil Nadu | Small Hydro |  | Tamil Nadu Generation and Distribution Corp. Ltd. (TANGEDCO) | 2 |  | 1992-11-12
Pykara Micro Power House | SR | Tamil Nadu | Small Hydro |  | Tamil Nadu Generation and Distribution Corp. Ltd. (TANGEDCO) | 2 |  | 1989-10-09
RNS Infrastructures Small Hydro Power Project | SR | Karnataka | Small Hydro |  | RNS Infrastructures | 11.4 |  | Pre-2000
Rajankollur Small Hydro Power Station | SR | Karnataka | Small Hydro |  | Bhoruka Power Corporation Ltd. | 2 |  | 1999-08-06
Ranganatha Swami Mini Hydel Power Station | SR | Karnataka | Small Hydro |  | Pioneer Power Corporation Ltd. | 24.75 |  | 2007-07-29
Ranni Perinad Small Hydro Electric Project | SR | Kerala | Small Hydro |  | Carborundum Universal Limited | 4 |  | 2012-02-16
Rayabasavanna Mini Hydel Power Station | SR | Karnataka | Small Hydro |  | Khandaleru Power Pvt Ltd. (NCL Energy Ltd) | 1.4 |  | 2013-08-31
Rayalaseema Power Projects Limited Small Hydro Plant | SR | Andhra Pradesh | Small Hydro |  | Rayalaseema Power Projects Limited | 3 |  | 1998-11-21
SKJ Power Limited Small Hydro Project | SR | Andhra Pradesh | Small Hydro |  | SKJ Power Limited | 1.5 |  | 1999-01-27
SPML Infra Small Hydro Project | SR | Karnataka | Small Hydro |  | SPML Infra Ltd. | 20 |  | Pre-2000
Sagar Power Limited Small Hydro Project | SR | Andhra Pradesh | Small Hydro |  | Sagar Power Limited | 4.3 |  | 1997-11-27
Sagar Power Limited Small Hydro Project II | SR | Andhra Pradesh | Small Hydro |  | Sagar Power Limited | 4 |  | 1998-09-07
Saraswati Hydro Power Project | SR | Telangana | Small Hydro |  | Saraswati Power & Industry Pvt. Ltd. | 2 |  | Pre-2000
Sardar Power Ltd. Small Hydro Project | SR | Andhra Pradesh | Small Hydro |  | Sardar Power Ltd. | 2 |  | 2008-12-01
Sathanur Small Hydro Project | SR | Tamil Nadu | Small Hydro |  | Tamil Nadu Generation and Distribution Corp. Ltd. (TANGEDCO) | 7.5 |  | 1999-03-10
Sattegala Mini Hydel Power Station | SR | Karnataka | Small Hydro |  | SLS Power Industries Ltd. | 6.25 |  | 2006-09-14
Servalar Small Hydro Project | SR | Tamil Nadu | Small Hydro |  | Tamil Nadu Generation and Distribution Corp. Ltd. (TANGEDCO) | 20 |  | 1986-03-23
Shahapur Mini Hydel Power Station | SR | Karnataka | Small Hydro |  | Bhoruka Power Corporation Ltd. | 13.2 |  | 1997-03-18
Shamburi Mini Hydel Power Station | SR | Karnataka | Small Hydro |  | Rithwk Energy Generation Pvt. Ltd. | 24 |  | 2009-09-28
Shamili Hydel Power Project | SR | Karnataka | Small Hydro |  | Shamili Hydel Power Project | 12 |  | Pre-2000
Shanmukhasubramanya Mini Hydel Station | SR | Karnataka | Small Hydro |  | Perla Hydro Power Private Limited | 10 |  | 2016-12-12
Sheshadri Iyer Mini Hydel Station | SR | Karnataka | Small Hydro |  | Atria Power Corporation Ltd. | 6.6 |  | 2001-08-01
Shimsha Hydro Electric Power Station | SR | Karnataka | Small Hydro |  | Karnataka Power Corporation Limited (KPCL) | 17.2 |  | 1940-04-18
Shimsha Mini Hydel Power Station | SR | Karnataka | Small Hydro |  | Atria Power Corporation Ltd. | 24 |  | 2001-10-01
Shiva Mini Hydel Station | SR | Karnataka | Small Hydro |  | Cauvery Hydro Energy Ltd. | 3 |  | 1998-09-10
Shivani Power Spinners Hydro Project | SR | Andhra Pradesh | Small Hydro |  | Shivani Power Spinners | 0.75 |  | 2000-03-11
Shivapur TLBC Hydro Electric Power Station | SR | Karnataka | Small Hydro |  | Bhoruka Power Corporation Ltd. | 18 |  | 1992-11-29
Sholayar II Power House | SR | Tamil Nadu | Small Hydro |  | Tamil Nadu Generation and Distribution Corp. Ltd. (TANGEDCO) | 25 |  | 1971-03-29
Shri Dhanalaxmi Group Small Hydro Project | SR | Andhra Pradesh | Small Hydro |  | Shri Dhanalaxmi Group | 2 |  | 1997-11-24
Siddapura Mini Hydel Power Station | SR | Karnataka | Small Hydro |  | Shamili Hydel Power Project | 12 |  | 2009-06-21
Sindhanooru Mini Hydel Station | SR | Karnataka | Small Hydro |  | Anjaneya Power Tech Pvt. Ltd. | 0.8 |  | 2011-12-01
Singatalur Mini Hydel Station | SR | Karnataka | Small Hydro |  | Tungabhadra Power Co. Pvt. Ltd. | 18 |  | 2012-08-30
Singur Hydro Electric Station | SR | Telangana | Small Hydro |  | Telangana State Power Generation Corporation (TSGENCO) | 15 |  | Pre-2000
Sirwar Mini Hydro Power Station Project | SR | Karnataka | Small Hydro |  | Karnataka Power Corporation Limited (KPCL) | 1 |  | 1992-11-26
Sneha Renewable Energies Hydrel Project | SR | Telangana | Small Hydro |  | Sneha Renewable Energies Ltd. | 0.9 |  | Pre-2000
Soham Phalguni Power Project 1 | SR | Karnataka | Small Hydro |  | Soham Phalguni Power Pvt . (Formerly Bobba Power Pvt. Ltd). | 22 |  | Pre-2000
Soham Phalguni Power Project 2 | SR | Karnataka | Small Hydro |  | Soham Phalguni Power Pvt . (Formerly Bobba Power Pvt. Ltd). | 22 |  | Pre-2000
Soham Phalguni Power Project 3 | SR | Karnataka | Small Hydro |  | Soham Phalguni Power Pvt . (Formerly Bobba Power Pvt. Ltd). | 15 |  | Pre-2000
Somanamaradi Mini Hydel Power Station | SR | Karnataka | Small Hydro |  | Narayanapur Power Company Ltd. | 13.8 |  | 2009-01-19
Somasila Reservoir Left Flank Mini Hydel Scheme | SR | Andhra Pradesh | Small Hydro |  | Balaji Energy Pvt.Ltd. | 10 |  | 2005-11-01
Somasila Reservoir Left Flank Mini Hydel Scheme II | SR | Andhra Pradesh | Small Hydro |  | Balaji Energy Pvt.Ltd. | 2 |  | 2008-10-01
Somavathi Mini Hydel Station | SR | Karnataka | Small Hydro |  | SRM Power (P) Ltd. | 6 |  | 2011-10-24
Someshwara Mini Hydel Power Station | SR | Karnataka | Small Hydro |  | Pioneer Genco Ltd. | 24.75 |  | 2005-07-01
Sonathi Mini Hydel Station | SR | Karnataka | Small Hydro |  | Sugnaneshwara Hydel Power Pvt. Ltd. | 13.5 |  | 2011-12-25
Sri Jayalakshmi Power Corporation Small Hydro Project | SR | Andhra Pradesh | Small Hydro |  | Sri Jayalakshmi Power Corporation Ltd. | 4 |  | 2000-01-19
Sri Maruthi Power-gen (India) Small Hydro Project | SR | Karnataka | Small Hydro |  | Sri Maruthi Power-gen (India) Pvt. Ltd. | 6 |  | Pre-2000
Sriramadevarakatte Mini Hydel Station | SR | Karnataka | Small Hydro |  | Amogha Power Projects Pvt. Ltd. | 1.5 |  | 2001-10-01
Sugur Mini Hydel Power Station | SR | Karnataka | Small Hydro |  | SLS Power Industries Ltd. | 4.5 |  | 2004-04-03
Suvarnamukhi Mini Hydel Station | SR | Karnataka | Small Hydro |  | Rising Sun Power (P) Ltd. | 2 |  | 2014-10-26
Thirumala Hydro Power Project | SR | Andhra Pradesh | Small Hydro |  | Thirumala Hydro Power (P) Limited | 2.4 |  | 2000-02-02
Thirumurthy Mini Hydel Project | SR | Tamil Nadu | Small Hydro |  | Tamil Nadu Generation and Distribution Corp. Ltd. (TANGEDCO) | 1.95 |  | 2000-03-20
Trident Addanki Branch Canal Small Hydro Project | SR | Andhra Pradesh | Small Hydro |  | Trident Power Corporation | 3 |  | 2001-02-28
Trident Power Corporation Mini Hydro Project | SR | Karnataka | Small Hydro |  | Trident Power Corporation | 4 |  | Pre-2000
Trident Power Corporation Scheme I | SR | Andhra Pradesh | Small Hydro |  | Trident Power Corporation | 2 |  | 1999-10-13
Trident Power Corporation Scheme II | SR | Andhra Pradesh | Small Hydro |  | Trident Power Corporation | 2 |  | 1999-08-26
Tunga Mini Hydel Station | SR | Karnataka | Small Hydro |  | Brindavan Hydro Power Pvt. Ltd. | 24 |  | 2014-06-13
Tungabhadra Steel Products Ltd. | SR | Karnataka | Small Hydro |  | Tungabhadra Steel Products Ltd. | 2.4 |  | 1999-09-17
Ullunkal Small Hydro Electric Project | SR | Kerala | Small Hydro |  | Energy Development Corporation Ltd (EDCL) | 7 |  | Pre-2000
Upper Kallar Small Hydro Electric Project | SR | Kerala | Small Hydro |  | Kerala State Electricity Board (KSEB) | 2 |  | Pre-2000
Urumi - I Small Hydro Electric Project | SR | Kerala | Small Hydro |  | Kerala State Electricity Board (KSEB) | 3.75 |  | 2004-01-25
Urumi - II Small Hydro Electric Project | SR | Kerala | Small Hydro |  | Kerala State Electricity Board (KSEB) | 2.4 |  | 2004-01-25
Vaigai Hydro Power Project | SR | Tamil Nadu | Small Hydro |  | Tamil Nadu Generation and Distribution Corp. Ltd. (TANGEDCO) | 6 |  | 1990-03-04
Varahi Tail Race - I Mini Hydel Power Station | SR | Karnataka | Small Hydro |  | Sandur Manganese & Iron Ores Ltd. | 22.5 |  | 2005-06-29
Varahi Tail Race - II Mini Hydel Power Station | SR | Karnataka | Small Hydro |  | Sandur Manganese & Iron Ores Ltd. | 15 |  | 2009-04-17
Vellathooval Small Hydro Electric Project | SR | Kerala | Small Hydro |  | Kerala State Electricity Board (KSEB) | 3.6 |  | 2026-08-21
Vilangad Small Hydro Electric Project | SR | Kerala | Small Hydro |  | Kerala State Electricity Board (KSEB) | 7.5 |  | 2014-09-01
Yeleru Reservoir Project Gap 2 Phase I | SR | Andhra Pradesh | Small Hydro |  | Manihamsa Power Projects (P) Limited | 3 |  | 2000-01-17
Yeleru Reservoir Project Gap 2 Phase II | SR | Andhra Pradesh | Small Hydro |  | Manihamsa Power Projects (P) Limited | 1.5 |  | 2011-04-06
Yennehole -I Mini Hydel Station | SR | Karnataka | Small Hydro |  | GVP Infra Projects Private Limited | 15 |  | 2014-10-16
kuthungal Small Hydro Electric Project | SR | Kerala | Small Hydro |  | INDSIL Hydro Power and Manganese Limited | 21 |  | 2001-06-01
A P I Agro Madhya Pradesh Raisen 1.1 | WR | Madhya Pradesh | Bio Power |  | A P I Agro | 1.1 |  | Pre-2000
A. A. Energy Maharashtra Gadchiroli 10 30.04.2010 | WR | Maharashtra | Bio Power |  | A. A. Energy | 10 |  | 2010-04-30
ASN Industries Pvt Ltd Madhya Pradesh Ratlam 7.5 | WR | Madhya Pradesh | Bio Power |  | ASN Industries Pvt Ltd | 7.5 |  | Pre-2000
Abellon Clean Energy Ltd Gujarat Ahmedabad 9.9 | WR | Gujarat | Bio Power |  | Abellon Clean Energy Ltd | 9.9 |  | Pre-2000
Aditya Food Madhya Pradesh Bhopal 0.3 | WR | Madhya Pradesh | Bio Power |  | Aditya Food | 0.3 |  | Pre-2000
Agrawal Vidut Ltd. Chhattisgarh Raipur 8.5 | WR | Chhattisgarh | Bio Power |  | Agrawal Vidut Ltd. | 8.5 |  | Pre-2000
Ambika Solvex Pvt Ltd Madhya Pradesh Ratlam 1.2 | WR | Madhya Pradesh | Bio Power |  | Ambika Solvex Pvt Ltd | 1.2 |  | Pre-2000
Ambika Solvex Pvt Ltd Madhya Pradesh Ujjain 3 | WR | Madhya Pradesh | Bio Power |  | Ambika Solvex Pvt Ltd | 3 |  | Pre-2000
Amreli Power Projects Pvt Ltd Gujarat Amreli 10 | WR | Gujarat | Bio Power |  | Amreli Power Projects Pvt Ltd | 10 |  | Pre-2000
Anant Urja Pvt Ltd Madhya Pradesh Narsimhapur 1.2 | WR | Madhya Pradesh | Bio Power |  | Anant Urja Pvt Ltd | 1.2 |  | Pre-2000
Ankur Scientific Energy Technologies Pvt Ltd Gujarat Vadodara 1.2 | WR | Gujarat | Bio Power |  | Ankur Scientific Energy Technologies Pvt Ltd | 1.2 |  | Pre-2000
Armstrong Energy Pvt. Ltd. Maharashtra Nashik 6 29.03.2008 | WR | Maharashtra | Bio Power |  | Armstrong Energy Pvt. Ltd. | 6 |  | 2008-03-29
Arya Energy Ltd Madhya Pradesh Bhopal 12 | WR | Madhya Pradesh | Bio Power |  | Arya Energy Ltd | 12 |  | Pre-2000
Aryan Sugar Ltd. Maharashtra Solapur 10 2015-01-11 | WR | Maharashtra | Bio Power |  | Aryan Sugar Ltd. | 10 |  | 2015-01-11
Ashok SSKL Maharashtra Ahilyanagar 15 2013-11-12 | WR | Maharashtra | Bio Power |  | Ashok SSKL | 15 |  | 2013-11-12
Babanroji Shinde Sugar and allied ind Maharashtra Solapur 25 2015-02-21 | WR | Maharashtra | Bio Power |  | Babanroji Shinde Sugar and allied ind | 25 |  | 2015-02-21
Bajrang Agro Industries Pvt Ltd Madhya Pradesh Dhar 1.2 | WR | Madhya Pradesh | Bio Power |  | Bajrang Agro Industries Pvt Ltd | 1.2 |  | Pre-2000
Baliraja Sakhar Karkhana Ltd. Maharashtra Parbhani 15 2015-06-17 | WR | Maharashtra | Bio Power |  | Baliraja Sakhar Karkhana Ltd. | 15 |  | 2015-06-17
Baramati Agro Ltd Maharashtra Chhatrapati Sambhajinagar 14.75 2013-11-20 | WR | Maharashtra | Bio Power |  | Baramati Agro Ltd | 14.75 |  | 2013-11-20
Baramati Agro Ltd. Maharashtra Pune 22 2010-04-24 | WR | Maharashtra | Bio Power |  | Baramati Agro Ltd. | 22 |  | 2010-04-24
Bhairavnath Sugar Works Ltd. Maharashtra Dharashiv 14.5 2012-05-02 | WR | Maharashtra | Bio Power |  | Bhairavnath Sugar Works Ltd. | 14.5 |  | 2012-05-02
Bhairavnath Sugar Works Ltd. Maharashtra Solapur 12 2012-02-28 | WR | Maharashtra | Bio Power |  | Bhairavnath Sugar Works Ltd. | 12 |  | 2012-02-28
Bhairavnath Sugar Works Ltd. Maharashtra Solapur 12.5 2015-03-26 | WR | Maharashtra | Bio Power |  | Bhairavnath Sugar Works Ltd. | 12.5 |  | 2015-03-26
Bhairavnath Sugar Works Ltd. Maharashtra Solapur 14.5 2014-11-29 | WR | Maharashtra | Bio Power |  | Bhairavnath Sugar Works Ltd. | 14.5 |  | 2014-11-29
Bhavnagar Biomass Power Projects Pvt Ltd Gujarat Bhavnagar 10 | WR | Gujarat | Bio Power |  | Bhavnagar Biomass Power Projects Pvt Ltd | 10 |  | Pre-2000
Bhima SSKL Maharashtra Pune 19.5 2012-12-02 | WR | Maharashtra | Bio Power |  | Bhima SSKL | 19.5 |  | 2012-12-02
Bhima Sahakari Sakhar Karkhana Ltd. Maharashtra Solapur 25 2018-03-10 | WR | Maharashtra | Bio Power |  | Bhima Sahakari Sakhar Karkhana Ltd. | 25 |  | 2018-03-10
Bhimashankar SSKL Maharashtra Pune 19 2013-11-04 | WR | Maharashtra | Bio Power |  | Bhimashankar SSKL | 19 |  | 2013-11-04
Chhatrapati Sambhaji Raje Sakhar Udyog Ltd. Maharashtra Chhatrapati Sambhajinagar 6 2013-01-02 | WR | Maharashtra | Bio Power |  | Chhatrapati Sambhaji Raje Sakhar Udyog Ltd. | 6 |  | 2013-01-02
Chopada SSKL Maharashtra Jalgaon 1.5 1996-05-28 | WR | Maharashtra | Bio Power |  | Chopada SSKL | 1.5 |  | 1996-05-28
Claris Lifesciences Ltd Gujarat Ahmedabad 4.2 | WR | Gujarat | Bio Power |  | Claris Lifesciences Ltd | 4.2 |  | Pre-2000
Daund Sugar Ltd. Maharashtra Pune 18 2009-12-27 | WR | Maharashtra | Bio Power |  | Daund Sugar Ltd. | 18 |  | 2009-12-27
Deepak Spinners Ltd Madhya Pradesh Guna 3 | WR | Madhya Pradesh | Bio Power |  | Deepak Spinners Ltd | 3 |  | Pre-2000
Dnyaneshwar SSK Maharashtra Ahilyanagar 12 2007-07-31 | WR | Maharashtra | Bio Power |  | Dnyaneshwar SSK | 12 |  | 2007-07-31
Dnyaneshwar Sahakari Sakhar Karkhana Ltd Maharashtra Ahilyanagar 19.5 2017-12-06 | WR | Maharashtra | Bio Power |  | Dnyaneshwar Sahakari Sakhar Karkhana Ltd | 19.5 |  | 2017-12-06
Dr B. Ambedkar SSKL Maharashtra Dharashiv 16 2007-05-25 | WR | Maharashtra | Bio Power |  | Dr B. Ambedkar SSKL | 16 |  | 2007-05-25
Dudhaganga-Vedganga SSKL Maharashtra Kolhapur 20 2012-02-19 | WR | Maharashtra | Bio Power |  | Dudhaganga-Vedganga SSKL | 20 |  | 2012-02-19
Dwarkadhish Sakhar Karkhana Ltd. Maharashtra Nashik 13 2010-12-27 | WR | Maharashtra | Bio Power |  | Dwarkadhish Sakhar Karkhana Ltd. | 13 |  | 2010-12-27
Ecofren Power Project Ltd. Chhattisgarh Durg 8 | WR | Chhattisgarh | Bio Power |  | Ecofren Power Project Ltd. | 8 |  | Pre-2000
G M T Mining & Power Pvt.Ltd. Maharashtra Nagpur 10 | WR | Maharashtra | Bio Power |  | G M T Mining & Power Pvt.Ltd. | 10 |  | Pre-2000
GAPS Power & Infrastructure (P) Ltd. Maharashtra Chhatrapati Sambhajinagar 13 30.11.2008 | WR | Maharashtra | Bio Power |  | GAPS Power & Infrastructure (P) Ltd. | 13 |  | 2008-11-30
Gangakhed Sugars Energy Ltd. Maharashtra Parbhani 30 2011-10-01 | WR | Maharashtra | Bio Power |  | Gangakhed Sugars Energy Ltd. | 30 |  | 2011-10-01
Gangamai Industries & Constru Ltd Maharashtra Ahilyanagar 31 2011-12-05 | WR | Maharashtra | Bio Power |  | Gangamai Industries & Constru Ltd | 31 |  | 2011-12-05
Garg Casteels Pvt Ltd Gujarat Bhavnagar 2.2 | WR | Gujarat | Bio Power |  | Garg Casteels Pvt Ltd | 2.2 |  | Pre-2000
Gokul Mauli Sugars Ltd. Maharashtra Solapur 14.85 2018-03-01 | WR | Maharashtra | Bio Power |  | Gokul Mauli Sugars Ltd. | 14.85 |  | 2018-03-01
Green Power Sugars Ltd. Maharashtra Satara 15 2015-04-03 | WR | Maharashtra | Bio Power |  | Green Power Sugars Ltd. | 15 |  | 2015-04-03
Greta Energy Pvt. Ltd. Maharashtra Chandrapur 15 10.08.2012 | WR | Maharashtra | Bio Power |  | Greta Energy Pvt. Ltd. | 15 |  | 2012-10-08
Gujarat Energy Development Agency Gujarat Vadodara 0.5 | WR | Gujarat | Bio Power |  | Gujarat Energy Development Agency | 0.5 |  | Pre-2000
H. R. Johnsons Madhya Pradesh Dewas 3.5 | WR | Madhya Pradesh | Bio Power |  | H. R. Johnsons | 3.5 |  | Pre-2000
I.S.A. Power Pvt Ltd Chhattisgarh Dhamtari 8 | WR | Chhattisgarh | Bio Power |  | I.S.A. Power Pvt Ltd | 8 |  | Pre-2000
Ind-Barath Energies (Maharashtra) Ltd. Maharashtra Nanded 20 08.01.2009 | WR | Maharashtra | Bio Power |  | Ind-Barath Energies (Maharashtra) Ltd. | 20 |  | 2009-08-01
Indreshwar Sugar Mills Ltd. Maharashtra Solapur 12 2011-12-19 | WR | Maharashtra | Bio Power |  | Indreshwar Sugar Mills Ltd. | 12 |  | 2011-12-19
Jagruti Sugar & Allied Industries Ltd Maharashtra Latur 13 2011-12-14 | WR | Maharashtra | Bio Power |  | Jagruti Sugar & Allied Industries Ltd | 13 |  | 2011-12-14
Jai Hind Sugar Pvt. Ltd. Maharashtra Solapur 14.5 2015-12-18 | WR | Maharashtra | Bio Power |  | Jai Hind Sugar Pvt. Ltd. | 14.5 |  | 2015-12-18
Jaishriram Sugar & Agro Products Ltd. Maharashtra Ahilyanagar 5 2014-12-20 | WR | Maharashtra | Bio Power |  | Jaishriram Sugar & Agro Products Ltd. | 5 |  | 2014-12-20
Jakraya Sugars Maharashtra Solapur 11 2011-07-01 | WR | Maharashtra | Bio Power |  | Jakraya Sugars | 11 |  | 2011-07-01
Jarandeshwar Sugar Mills Pvt. Ltd. Maharashtra Satara 30 2018-04-03 | WR | Maharashtra | Bio Power |  | Jarandeshwar Sugar Mills Pvt. Ltd. | 30 |  | 2018-04-03
Javandnia Sugar Madhya Pradesh Narsimhapur 0.7 | WR | Madhya Pradesh | Bio Power |  | Javandnia Sugar | 0.7 |  | Pre-2000
Jawahar SSKL,Kolhapur Maharashtra Kolhapur 24 2001-11-23 | WR | Maharashtra | Bio Power |  | Jawahar SSKL,Kolhapur | 24 |  | 2001-11-23
Jawahar SSSK Maharashtra Kolhapur 3 2007-12-10 | WR | Maharashtra | Bio Power |  | Jawahar SSSK | 3 |  | 2007-12-10
Jaymahesh Sugar Ltd Maharashtra Beed 30 2013-01-07 | WR | Maharashtra | Bio Power |  | Jaymahesh Sugar Ltd | 30 |  | 2013-01-07
Jaywant Sugars Ltd. Maharashtra Satara 10 2015-04-22 | WR | Maharashtra | Bio Power |  | Jaywant Sugars Ltd. | 10 |  | 2015-04-22
Junagadh Power Projects Pvt Ltd Gujarat Junagadh 10 | WR | Gujarat | Bio Power |  | Junagadh Power Projects Pvt Ltd | 10 |  | Pre-2000
KVK Bio-Energy Pvt Ltd. Chhattisgarh Janjgir-Champa 15 | WR | Chhattisgarh | Bio Power |  | KVK Bio-Energy Pvt Ltd. | 15 |  | Pre-2000
Kalchuri Trading and Investment Corporation Madhya Pradesh Jabalpur 1 | WR | Madhya Pradesh | Bio Power |  | Kalchuri Trading and Investment Corporation | 1 |  | Pre-2000
Kalindi Power and Steel Ltd Chhattisgarh Mahasamund 8 | WR | Chhattisgarh | Bio Power |  | Kalindi Power and Steel Ltd | 8 |  | Pre-2000
Kancheshwar Sugar Ltd. Maharashtra Dharashiv 15 2015-02-11 | WR | Maharashtra | Bio Power |  | Kancheshwar Sugar Ltd. | 15 |  | 2015-02-11
Karmayogi Shankarraoji Patil SSKL Maharashtra Pune 15 2013-11-13 | WR | Maharashtra | Bio Power |  | Karmayogi Shankarraoji Patil SSKL | 15 |  | 2013-11-13
Kashap Sweetner Madhya Pradesh Ratlam 0.4 | WR | Madhya Pradesh | Bio Power |  | Kashap Sweetner | 0.4 |  | Pre-2000
Khandala Taluka Shetkari Sahakari Sakhar Karkhana Ltd. Maharashtra Satara 9.5 2018-04-04 | WR | Maharashtra | Bio Power |  | Khandala Taluka Shetkari Sahakari Sakhar Karkhana Ltd. | 9.5 |  | 2018-04-04
Khetan Chemicles Madhya Pradesh Dhar 2.1 | WR | Madhya Pradesh | Bio Power |  | Khetan Chemicles | 2.1 |  | Pre-2000
Kisanveer Satara SSKL Maharashtra Satara 22 2012-02-14 | WR | Maharashtra | Bio Power |  | Kisanveer Satara SSKL | 22 |  | 2012-02-14
Kranti SSKL Maharashtra Sangli 19.7 2010-02-16 | WR | Maharashtra | Bio Power |  | Kranti SSKL | 19.7 |  | 2010-02-16
Krishna Protiens Madhya Pradesh Jabalpur 0.7 | WR | Madhya Pradesh | Bio Power |  | Krishna Protiens | 0.7 |  | Pre-2000
Kukadi SSKL Maharashtra Ahilyanagar 12 2013-12-06 | WR | Maharashtra | Bio Power |  | Kukadi SSKL | 12 |  | 2013-12-06
Kumbhi Kasari SSKL Maharashtra Kolhapur 17.5 2014-01-08 | WR | Maharashtra | Bio Power |  | Kumbhi Kasari SSKL | 17.5 |  | 2014-01-08
Kundan Namkeen Madhya Pradesh Bhopal 0.3 | WR | Madhya Pradesh | Bio Power |  | Kundan Namkeen | 0.3 |  | Pre-2000
Lanxess India Pvt Ltd Madhya Pradesh Jabalpur 3.9 | WR | Madhya Pradesh | Bio Power |  | Lanxess India Pvt Ltd | 3.9 |  | Pre-2000
Logod Insulation Madhya Pradesh Dhar 0.6 | WR | Madhya Pradesh | Bio Power |  | Logod Insulation | 0.6 |  | Pre-2000
Lokmangal Mauli Maharashtra Dharashiv 30 2013-11-28 | WR | Maharashtra | Bio Power |  | Lokmangal Mauli | 30 |  | 2013-11-28
Lokmangal Sugar Ethanol & Cogen. Ind. Ltd. Maharashtra Solapur 31.5 2012-07-02 | WR | Maharashtra | Bio Power |  | Lokmangal Sugar Ethanol & Cogen. Ind. Ltd. | 31.5 |  | 2012-07-02
Loknete Baburao Patil Agro Industries Ltd. Maharashtra Solapur 19.5 2014-07-03 | WR | Maharashtra | Bio Power |  | Loknete Baburao Patil Agro Industries Ltd. | 19.5 |  | 2014-07-03
M S M Energy Maharashtra Parbhani 10 15.11.2010 | WR | Maharashtra | Bio Power |  | M S M Energy | 10 |  | 2010-11-15
Maharashtra Shetkari Sugar Ltd. Maharashtra Parbhani 20 2014-02-16 | WR | Maharashtra | Bio Power |  | Maharashtra Shetkari Sugar Ltd. | 20 |  | 2014-02-16
Maharashtra Vidyut Nigam Ltd. Maharashtra Wardha 10 20.05.2013 | WR | Maharashtra | Bio Power |  | Maharashtra Vidyut Nigam Ltd. | 10 |  | 2013-05-20
Mahavir Energy and Coal Benefication Ltd. Chhattisgarh Raigarh 12 | WR | Chhattisgarh | Bio Power |  | Mahavir Energy and Coal Benefication Ltd. | 12 |  | Pre-2000
Majalgaon SSKL Maharashtra Beed 22 2013-11-23 | WR | Maharashtra | Bio Power |  | Majalgaon SSKL | 22 |  | 2013-11-23
Malegaon SSKL Maharashtra Pune 21 2009-12-14 | WR | Maharashtra | Bio Power |  | Malegaon SSKL | 21 |  | 2009-12-14
Manas Agro ind and infra Maharashtra Wardha 15 2013-11-28 | WR | Maharashtra | Bio Power |  | Manas Agro ind and infra | 15 |  | 2013-11-28
Manjara SSKL Maharashtra Latur 18 2013-11-12 | WR | Maharashtra | Bio Power |  | Manjara SSKL | 18 |  | 2013-11-12
Matoshri Laxmi Sugar Co-Generation Industries Ltd. Maharashtra Solapur 12 2014-03-12 | WR | Maharashtra | Bio Power |  | Matoshri Laxmi Sugar Co-Generation Industries Ltd. | 12 |  | 2014-03-12
Mula SSK,Ahemadnagar Maharashtra Ahilyanagar 30 2006-12-11 | WR | Maharashtra | Bio Power |  | Mula SSK,Ahemadnagar | 30 |  | 2006-12-11
Narmada Sugar Madhya Pradesh Barwani 3 | WR | Madhya Pradesh | Bio Power |  | Narmada Sugar | 3 |  | Pre-2000
Natural Sugar & Allied Industries Ltd Maharashtra Dharashiv 13 2014-01-11 | WR | Maharashtra | Bio Power |  | Natural Sugar & Allied Industries Ltd | 13 |  | 2014-01-11
Neeraj Power Pvt Ltd. Chhattisgarh Raipur 7.5 | WR | Chhattisgarh | Bio Power |  | Neeraj Power Pvt Ltd. | 7.5 |  | Pre-2000
Nira Bhima SSKL Maharashtra Pune 18 2014-04-11 | WR | Maharashtra | Bio Power |  | Nira Bhima SSKL | 18 |  | 2014-04-11
Olam Agro India Ltd. previously M/s Hemarus Technologies Ltd. Maharashtra Kolhapur 20 2010-11-23 | WR | Maharashtra | Bio Power |  | Olam Agro India Ltd. previously M/s Hemarus Technologies Ltd. | 20 |  | 2010-11-23
Orient Green Power (M/s. Padmasri Dr.D.Y.Patil Sahakari Sakhar Karkahna) Maharashtra Kolhapur 20 2015-02-09 | WR | Maharashtra | Bio Power |  | Orient Green Power (M/s. Padmasri Dr.D.Y.Patil Sahakari Sakhar Karkahna) | 20 |  | 2015-02-09
Orient Green Power Ltd. Madhya Pradesh Jabalpur 10 | WR | Madhya Pradesh | Bio Power |  | Orient Green Power Ltd. | 10 |  | Pre-2000
Others (districts not specified) (Waste to Energy) Goa N.A. 1.9400000000000002 | WR | Goa | Bio Power |  | Others (districts not specified) (Waste to Energy) | 1.94 |  | Pre-2000
Others (districts not specified) (Waste to Energy) Gujarat N.A. 7.5 | WR | Gujarat | Bio Power |  | Others (districts not specified) (Waste to Energy) | 7.5 |  | Pre-2000
Others (districts not specified) (Waste to Energy) Madhya Pradesh N.A. 15.4 | WR | Madhya Pradesh | Bio Power |  | Others (districts not specified) (Waste to Energy) | 15.4 |  | Pre-2000
Others (districts not specified) (Waste to Energy) Maharashtra N.A. 12.59 | WR | Maharashtra | Bio Power |  | Others (districts not specified) (Waste to Energy) | 12.59 |  | Pre-2000
Others (districts not specified) [Biomass & bagasse based cogen.] Chhattisgarh N.A. 144.89 | WR | Chhattisgarh | Bio Power |  | Others (districts not specified) [Biomass & bagasse based cogen.] | 144.89 |  | Pre-2000
Others (districts not specified) [Biomass & bagasse based cogen.] Gujarat N.A. 17.3 | WR | Gujarat | Bio Power |  | Others (districts not specified) [Biomass & bagasse based cogen.] | 17.3 |  | Pre-2000
Others (districts not specified) [Biomass & bagasse based cogen.] Madhya Pradesh N.A. 24.7 | WR | Madhya Pradesh | Bio Power |  | Others (districts not specified) [Biomass & bagasse based cogen.] | 24.7 |  | Pre-2000
Others (districts not specified) [Biomass & bagasse based cogen.] Maharashtra N.A. 536.2 | WR | Maharashtra | Bio Power |  | Others (districts not specified) [Biomass & bagasse based cogen.] | 536.2 |  | Pre-2000
Others (districts not specified) [Non-Bagasse based cogen.] Chhattisgarh N.A. 2.5 | WR | Chhattisgarh | Bio Power |  | Others (districts not specified) [Non-Bagasse based cogen.] | 2.5 |  | Pre-2000
Others (districts not specified) [Non-Bagasse based cogen.] Gujarat N.A. 12 | WR | Gujarat | Bio Power |  | Others (districts not specified) [Non-Bagasse based cogen.] | 12 |  | Pre-2000
Others (districts not specified) [Non-Bagasse based cogen.] Madhya Pradesh N.A. 14.85 | WR | Madhya Pradesh | Bio Power |  | Others (districts not specified) [Non-Bagasse based cogen.] | 14.85 |  | Pre-2000
Others (districts not specified) [Non-Bagasse based cogen.] Maharashtra N.A. 16.4 | WR | Maharashtra | Bio Power |  | Others (districts not specified) [Non-Bagasse based cogen.] | 16.4 |  | Pre-2000
Others (districts not specified) [Waste to Energy (Off-grid)] Chhattisgarh N.A. 10.83 | WR | Chhattisgarh | Bio Power |  | Others (districts not specified) [Waste to Energy (Off-grid)] | 10.83 |  | Pre-2000
Others (districts not specified) [Waste to Energy (Off-grid)] Gujarat N.A. 455 | WR | Gujarat | Bio Power |  | Others (districts not specified) [Waste to Energy (Off-grid)] | 45.05 |  | Pre-2000
Others (districts not specified) [Waste to Energy (Off-grid)] Madhya Pradesh N.A. 32.71 | WR | Madhya Pradesh | Bio Power |  | Others (districts not specified) [Waste to Energy (Off-grid)] | 32.71 |  | Pre-2000
Others (districts not specified) [Waste to Energy (Off-grid)] Maharashtra N.A. 621 | WR | Maharashtra | Bio Power |  | Others (districts not specified) [Waste to Energy (Off-grid)] | 62.01 |  | Pre-2000
Pandurang SSK (Phase I) Maharashtra Solapur 9 2006-06-22 | WR | Maharashtra | Bio Power |  | Pandurang SSK (Phase I) | 9 |  | 2006-06-22
Piyush Sugar And Power Pvt. Ltd. Maharashtra Ahilyanagar 6 2018-01-31 | WR | Maharashtra | Bio Power |  | Piyush Sugar And Power Pvt. Ltd. | 6 |  | 2018-01-31
Pragya Energy Pvt Ltd Madhya Pradesh Katni 1.2 | WR | Madhya Pradesh | Bio Power |  | Pragya Energy Pvt Ltd | 1.2 |  | Pre-2000
Pravara Renewable Energy Ltd (Boot-M/s. Padmashri Vikhe Patil SSKL) Maharashtra Ahilyanagar 30 2015-11-05 | WR | Maharashtra | Bio Power |  | Pravara Renewable Energy Ltd (Boot-M/s. Padmashri Vikhe Patil SSKL) | 30 |  | 2015-11-05
Prigya Bekari Madhya Pradesh Ujjain 0.2 | WR | Madhya Pradesh | Bio Power |  | Prigya Bekari | 0.2 |  | Pre-2000
Purna SSKL Maharashtra Hingoli 18 2011-06-27 | WR | Maharashtra | Bio Power |  | Purna SSKL | 18 |  | 2011-06-27
Purti Sakhar Karkh. Ltd. Maharashtra Nagpur 22 2007-03-18 | WR | Maharashtra | Bio Power |  | Purti Sakhar Karkh. Ltd. | 22 |  | 2007-03-18
R. R. Energy Ltd. Chhattisgarh Raigarh 15 | WR | Chhattisgarh | Bio Power |  | R. R. Energy Ltd. | 15 |  | Pre-2000
R.K. Namkeen Madhya Pradesh Shajapur 0.3 | WR | Madhya Pradesh | Bio Power |  | R.K. Namkeen | 0.3 |  | Pre-2000
Rajarambapu Patil SSKL Maharashtra Sangli 28 2016-12-26 | WR | Maharashtra | Bio Power |  | Rajarambapu Patil SSKL | 28 |  | 2016-12-26
Rajarambapu Patil SSKL(W) Maharashtra Sangli 12 2006-11-11 | WR | Maharashtra | Bio Power |  | Rajarambapu Patil SSKL(W) | 12 |  | 2006-11-11
Rake power Ltd Maharashtra Nagpur 10 25.07.2008 | WR | Maharashtra | Bio Power |  | Rake power Ltd | 10 |  | 2008-07-25
Ramkrishna Solvex Pvt Ltd Madhya Pradesh Anuppur 3 | WR | Madhya Pradesh | Bio Power |  | Ramkrishna Solvex Pvt Ltd | 3 |  | Pre-2000
Ramnik Power & Alloys Pvt Ltd Madhya Pradesh Balaghat 6 | WR | Madhya Pradesh | Bio Power |  | Ramnik Power & Alloys Pvt Ltd | 6 |  | Pre-2000
Raosahebdada Pawar Ghodganga Sahakari Sakhar Karkhana Ltd Maharashtra Pune 20.5 2018-08-16 | WR | Maharashtra | Bio Power |  | Raosahebdada Pawar Ghodganga Sahakari Sakhar Karkhana Ltd | 20.5 |  | 2018-08-16
Real (N.R.I.) Power Pvt Ltd Chhattisgarh Bilaspur 7.5 | WR | Chhattisgarh | Bio Power |  | Real (N.R.I.) Power Pvt Ltd | 7.5 |  | Pre-2000
Rena Sahakari Sakhar Karkhana Ltd. Maharashtra Latur 12 2018-03-21 | WR | Maharashtra | Bio Power |  | Rena Sahakari Sakhar Karkhana Ltd. | 12 |  | 2018-03-21
Rukmini Power and Steel Ltd. Chhattisgarh Raigarh 10 | WR | Chhattisgarh | Bio Power |  | Rukmini Power and Steel Ltd. | 10 |  | Pre-2000
S. M. Shankarrao Mohite- Patil SSKL Maharashtra Solapur 33 2011-03-06 | WR | Maharashtra | Bio Power |  | S. M. Shankarrao Mohite- Patil SSKL | 33 |  | 2011-03-06
Sadashivrao Mandlik Maharashtra Kolhapur 12 2012-02-09 | WR | Maharashtra | Bio Power |  | Sadashivrao Mandlik | 12 |  | 2012-02-09
Sadguru Sri Sri Sakhar Karkhana Maharashtra Sangli 12 2014-03-21 | WR | Maharashtra | Bio Power |  | Sadguru Sri Sri Sakhar Karkhana | 12 |  | 2014-03-21
Sahakar Shiromani Vasantrao Kale SSKL Maharashtra Solapur 18 2016-01-16 | WR | Maharashtra | Bio Power |  | Sahakar Shiromani Vasantrao Kale SSKL | 18 |  | 2016-01-16
Sahakarmaharshi Bhausaheb Thorat SSKL Maharashtra Ahilyanagar 30 2016-03-28 | WR | Maharashtra | Bio Power |  | Sahakarmaharshi Bhausaheb Thorat SSKL | 30 |  | 2016-03-28
Saikrupa SSKL Maharashtra Ahilyanagar 5.5 2010-10-22 | WR | Maharashtra | Bio Power |  | Saikrupa SSKL | 5.5 |  | 2010-10-22
Saikrupa Sakhar Karkhana Maharashtra Ahilyanagar 40 2011-03-31 | WR | Maharashtra | Bio Power |  | Saikrupa Sakhar Karkhana | 40 |  | 2011-03-31
Saisa Biscuits Madhya Pradesh Bhopal 0.4 | WR | Madhya Pradesh | Bio Power |  | Saisa Biscuits | 0.4 |  | Pre-2000
Samarth SSKL Maharashtra Jalna 18 2011-01-07 | WR | Maharashtra | Bio Power |  | Samarth SSKL | 18 |  | 2011-01-07
Samrudhi Sugars Ltd Maharashtra Jalna 12 2014-04-03 | WR | Maharashtra | Bio Power |  | Samrudhi Sugars Ltd | 12 |  | 2014-04-03
Sanjivni(T) SSKL Maharashtra Ahilyanagar 12 2011-12-03 | WR | Maharashtra | Bio Power |  | Sanjivni(T) SSKL | 12 |  | 2011-12-03
Sant Muktai Sugar & Energy Ltd. Maharashtra Jalgaon 12 2017-01-21 | WR | Maharashtra | Bio Power |  | Sant Muktai Sugar & Energy Ltd. | 12 |  | 2017-01-21
Sant Tukaram SSKL Maharashtra Pune 15 2016-06-13 | WR | Maharashtra | Bio Power |  | Sant Tukaram SSKL | 15 |  | 2016-06-13
Sar Senapati Santaji Ghorpade Sugar Factory Ltd. Maharashtra Kolhapur 22 2014-12-24 | WR | Maharashtra | Bio Power |  | Sar Senapati Santaji Ghorpade Sugar Factory Ltd. | 22 |  | 2014-12-24
Saradambika Power Plant Pvt. Ltd. Maharashtra Chandrapur 10 30.06.2008 | WR | Maharashtra | Bio Power |  | Saradambika Power Plant Pvt. Ltd. | 10 |  | 2008-06-30
Sh. Chhatrapati Shahu Maharashtra Kolhapur 21.5 2008-03-15 | WR | Maharashtra | Bio Power |  | Sh. Chhatrapati Shahu | 21.5 |  | 2008-03-15
Shalivahana Projects Ltd. Maharashtra Yavatmal 10 17.01.2008 | WR | Maharashtra | Bio Power |  | Shalivahana Projects Ltd. | 10 |  | 2008-01-17
Sharad SSKL Maharashtra Kolhapur 13 2018-01-20 | WR | Maharashtra | Bio Power |  | Sharad SSKL | 13 |  | 2018-01-20
Sharad SSKL Maharashtra Kolhapur 2 2008-01-15 | WR | Maharashtra | Bio Power |  | Sharad SSKL | 2 |  | 2008-01-15
Sharayu Agro Industries Ltd. Maharashtra Satara 30 2016-10-27 | WR | Maharashtra | Bio Power |  | Sharayu Agro Industries Ltd. | 30 |  | 2016-10-27
Shivratna Udyog Ltd Maharashtra Solapur 12.5 2015-02-21 | WR | Maharashtra | Bio Power |  | Shivratna Udyog Ltd | 12.5 |  | 2015-02-21
Shraddha Energy & Infraprojects Pvt. Ltd. Maharashtra Jalna 12 2015-06-15 | WR | Maharashtra | Bio Power |  | Shraddha Energy & Infraprojects Pvt. Ltd. | 12 |  | 2015-06-15
Shree Renuka Sugars Ltd. (Boot- M/s Ajinkyatara SSKL) Maharashtra Satara 24 2012-11-02 | WR | Maharashtra | Bio Power |  | Shree Renuka Sugars Ltd. (Boot- M/s Ajinkyatara SSKL) | 24 |  | 2012-11-02
Shree Renuka Sugars Ltd. (Boot- M/s DBRK SSKL) Maharashtra Kolhapur 30 2011-06-07 | WR | Maharashtra | Bio Power |  | Shree Renuka Sugars Ltd. (Boot- M/s DBRK SSKL) | 30 |  | 2011-06-07
Shree Renuka Sugars Ltd. (Boot- M/s Mohanrao Shinde SSKL) Maharashtra Sangli 15 2010-03-17 | WR | Maharashtra | Bio Power |  | Shree Renuka Sugars Ltd. (Boot- M/s Mohanrao Shinde SSKL) | 15 |  | 2010-03-17
Shree Siddheshwar Sahakari Sakhar Karkhana Ltd. Maharashtra Solapur 38 2017-12-29 | WR | Maharashtra | Bio Power |  | Shree Siddheshwar Sahakari Sakhar Karkhana Ltd. | 38 |  | 2017-12-29
Shreenath Mhaskoba SSKL Maharashtra Pune 10 2012-01-20 | WR | Maharashtra | Bio Power |  | Shreenath Mhaskoba SSKL | 10 |  | 2012-01-20
Shri Ambalika Sugars Pvt. Ltd. Maharashtra Ahilyanagar 38 2012-11-29 | WR | Maharashtra | Bio Power |  | Shri Ambalika Sugars Pvt. Ltd. | 38 |  | 2012-11-29
Shri Chhatrapati Sahakari Sakhar Karkhana Ltd. Maharashtra Pune 18 2017-12-12 | WR | Maharashtra | Bio Power |  | Shri Chhatrapati Sahakari Sakhar Karkhana Ltd. | 18 |  | 2017-12-12
Shri Datta Sakhar Karkhana (A unit of Dalmia Bharat Sugar and Ind. Ltd Maharashtra Kolhapur 23 2014-03-16 | WR | Maharashtra | Bio Power |  | Shri Datta Sakhar Karkhana (A unit of Dalmia Bharat Sugar and Ind. Ltd | 23 |  | 2014-03-16
Shri Gurudatt Sugars Ltd. Maharashtra Kolhapur 15 2013-11-22 | WR | Maharashtra | Bio Power |  | Shri Gurudatt Sugars Ltd. | 15 |  | 2013-11-22
Shri Pandurang SSKL (Phase II) Maharashtra Solapur 10 2012-02-22 | WR | Maharashtra | Bio Power |  | Shri Pandurang SSKL (Phase II) | 10 |  | 2012-02-22
Shri Shankar SSKL Maharashtra Solapur 20 2011-03-23 | WR | Maharashtra | Bio Power |  | Shri Shankar SSKL | 20 |  | 2011-03-23
Shri Vithal SSKL Maharashtra Solapur 29.8 2010-05-27 | WR | Maharashtra | Bio Power |  | Shri Vithal SSKL | 29.8 |  | 2010-05-27
Shriram Jawahar Shetkari Sahakari Sakhar Udyog Maharashtra Satara 1.5 2010-05-09 | WR | Maharashtra | Bio Power |  | Shriram Jawahar Shetkari Sahakari Sakhar Udyog | 1.5 |  | 2010-05-09
Shudha Agro Oil and Chemical Industries Ltd Chhattisgarh Bilaspur 9.9 | WR | Chhattisgarh | Bio Power |  | Shudha Agro Oil and Chemical Industries Ltd | 9.9 |  | Pre-2000
Siddhanath Sugar Mills Ltd. Maharashtra Solapur 26 2010-12-15 | WR | Maharashtra | Bio Power |  | Siddhanath Sugar Mills Ltd. | 26 |  | 2010-12-15
Sinewave Power Ltd. Maharashtra Sangli 10 23.01.2014 | WR | Maharashtra | Bio Power |  | Sinewave Power Ltd. | 10 |  | 2014-01-23
Sitaram Maharaj S K Maharashtra Solapur 10 2013-12-11 | WR | Maharashtra | Bio Power |  | Sitaram Maharaj S K | 10 |  | 2013-12-11
Someshwar SSKL Maharashtra Pune 18 2010-05-21 | WR | Maharashtra | Bio Power |  | Someshwar SSKL | 18 |  | 2010-05-21
Sonhira SSKL Maharashtra Sangli 22 2011-04-29 | WR | Maharashtra | Bio Power |  | Sonhira SSKL | 22 |  | 2011-04-29
South Asian Agro Industries Ltd Chhattisgarh Raipur 9.8 | WR | Chhattisgarh | Bio Power |  | South Asian Agro Industries Ltd | 9.8 |  | Pre-2000
Spark Green Energy (Ahmednagar) P. Ltd Maharashtra Ahilyanagar 25 | WR | Maharashtra | Bio Power |  | Spark Green Energy (Ahmednagar) P. Ltd | 25 |  | Pre-2000
Sri Guruprabha Power Ltd Maharashtra Jalgaon 10 30.11.2009 | WR | Maharashtra | Bio Power |  | Sri Guruprabha Power Ltd | 10 |  | 2009-11-30
Sri Panchjanya Power Pvt. Ltd. Maharashtra Hingoli 10 09.09.2010 | WR | Maharashtra | Bio Power |  | Sri Panchjanya Power Pvt. Ltd. | 10 |  | 2010-09-09
Swaraj India Agro Ltd. Maharashtra Satara 19.5 2015-11-21 | WR | Maharashtra | Bio Power |  | Swaraj India Agro Ltd. | 19.5 |  | 2015-11-21
Team Ferro Alloys Pvt. Ltd. Maharashtra Gondia 8 30.12.2005 | WR | Maharashtra | Bio Power |  | Team Ferro Alloys Pvt. Ltd. | 8 |  | 2005-12-30
The Saswad Mali Sugar Factory Ltd Maharashtra Solapur 14.8 2013-12-19 | WR | Maharashtra | Bio Power |  | The Saswad Mali Sugar Factory Ltd | 14.8 |  | 2013-12-19
Udagiri Sugar & Power Ltd. Maharashtra Sangli 14 2013-03-03 | WR | Maharashtra | Bio Power |  | Udagiri Sugar & Power Ltd. | 14 |  | 2013-03-03
Urjankur Shree Datta Co.Ltd Maharashtra Kolhapur 36 2013-04-01 | WR | Maharashtra | Bio Power |  | Urjankur Shree Datta Co.Ltd | 36 |  | 2013-04-01
Urjankur Shree Tatyasaheb Kore Power Maharashtra Kolhapur 44 2013-04-01 | WR | Maharashtra | Bio Power |  | Urjankur Shree Tatyasaheb Kore Power | 44 |  | 2013-04-01
Utech Sugar Ltd. Maharashtra Ahilyanagar 14.9 2017-12-28 | WR | Maharashtra | Bio Power |  | Utech Sugar Ltd. | 14.9 |  | 2017-12-28
Utopian Sugars Ltd. Maharashtra Solapur 14.8 2014-12-02 | WR | Maharashtra | Bio Power |  | Utopian Sugars Ltd. | 14.8 |  | 2014-12-02
VARAM Bio-Energy Pvt. Ltd. Maharashtra Bhandara 10 18.02.2009 | WR | Maharashtra | Bio Power |  | VARAM Bio-Energy Pvt. Ltd. | 10 |  | 2009-02-18
Vaidhyanath SSKL Maharashtra Beed 21 2013-02-08 | WR | Maharashtra | Bio Power |  | Vaidhyanath SSKL | 21 |  | 2013-02-08
Vandana Vidhyt Ltd Chhattisgarh Bilaspur 8 | WR | Chhattisgarh | Bio Power |  | Vandana Vidhyt Ltd | 8 |  | Pre-2000
Vasantraodada Patil SSKL Maharashtra Nashik 17 2012-02-18 | WR | Maharashtra | Bio Power |  | Vasantraodada Patil SSKL | 17 |  | 2012-02-18
Vayunandana Power Ltd. Maharashtra Gadchiroli 10 09.12.2010 | WR | Maharashtra | Bio Power |  | Vayunandana Power Ltd. | 10 |  | 2010-09-12
Vighnahar SSK,Pune Maharashtra Pune 18 2005-12-23 | WR | Maharashtra | Bio Power |  | Vighnahar SSK,Pune | 18 |  | 2005-12-23
Vikas SSKL Maharashtra Latur 18 2011-02-15 | WR | Maharashtra | Bio Power |  | Vikas SSKL | 18 |  | 2011-02-15
Vishwasrao Naik SSKL Maharashtra Sangli 15 2012-12-28 | WR | Maharashtra | Bio Power |  | Vishwasrao Naik SSKL | 15 |  | 2012-12-28
Vitthal Refined Sugars Ltd. Maharashtra Solapur 26 2017-12-01 | WR | Maharashtra | Bio Power |  | Vitthal Refined Sugars Ltd. | 26 |  | 2017-12-01
Vitthal Sugars Manufacturing Limited Maharashtra Solapur 12 2011-03-21 | WR | Maharashtra | Bio Power |  | Vitthal Sugars Manufacturing Limited | 12 |  | 2011-03-21
Vitthalrao Shinde SSKL Maharashtra Solapur 38 2011-03-11 | WR | Maharashtra | Bio Power |  | Vitthalrao Shinde SSKL | 38 |  | 2011-03-11
Yash Agro Energy Ltd. Maharashtra Chandrapur 8 | WR | Maharashtra | Bio Power |  | Yash Agro Energy Ltd. | 8 |  | Pre-2000
Yashwantrao Mohite Krishna SSKL Maharashtra Satara 16 2010-12-14 | WR | Maharashtra | Bio Power |  | Yashwantrao Mohite Krishna SSKL | 16 |  | 2010-12-14
Yedeshwari Agro Products Ltd Maharashtra Beed 10 2014-01-17 | WR | Maharashtra | Bio Power |  | Yedeshwari Agro Products Ltd | 10 |  | 2014-01-17
Akaltara TPS | WR | Chhattisgarh | Coal | Private | JSW Energy Ltd. | 1800 | Subcritical | 2013-08-13
Akrimota TPS | WR | Gujarat | Coal | State | Gujarat Mineral Development Corp. Ltd. | 250 | Subcritical | 2005-03-01
Amaravati TPS | WR | Maharashtra | Coal | Private | Rattanindia Power Limited | 1350 | Subcritical | 2013-03-25
Amarkantak TPS | WR | Madhya Pradesh | Coal | State | M.P. Power Generating Corp. Ltd. | 210 | Subcritical | 2008-06-01
Anuppur TPP | WR | Madhya Pradesh | Coal | Private | MB Power (Madhya Pradesh) Ltd. (MBPMPL) | 1250 | Subcritical | 2015-04-01
Avantha Bhandar TPS | WR | Chhattisgarh | Coal | Private | Adani Power Co. Ltd. (APL) | 600 | Subcritical | 2014-03-31
Balco Korba TPP | WR | Chhattisgarh | Coal | Private | BALCO Pvt Ltd. | 600 | Subcritical | 2015-07-01
Bandakhar TPP | WR | Chhattisgarh | Coal | Private | Maruti Clean Coal and Power Ltd. (associates of ACB India Ltd.) | 300 | Subcritical | 2015-06-01
Baradarha TPS | WR | Chhattisgarh | Coal | Private | Dainik Bhaskar Power Limited (DBPL) | 1200 | Subcritical | 2014-02-23
Bela TPS | WR | Maharashtra | Coal | Private | Ideal Energy Power Ltd. | 270 | Subcritical | 2013-03-20
Bhavnagar TPP | WR | Gujarat | Coal | State | Gujarat State Energy Corp. Ltd. | 500 | Subcritical | 2016-05-01
Bhilai TPS | WR | Chhattisgarh | Coal | Central | NTPC- SAIL Power Company Limited (NSPCL) | 500 | Subcritical | 2008-04-01
Bhusawal TPS | WR | Maharashtra | Coal | State | Maharashtra State Power Generation Co. Ltd. | 1870 | Subcritical | 1982-09-01
Bina TPS | WR | Madhya Pradesh | Coal | Private | JP Power Ventures Ltd. (JPPVL) | 500 | Subcritical | 2012-08-01
Binjkote TPP | WR | Chhattisgarh | Coal | Private | SKS Power Generation Ltd. | 600 | Subcritical | 2017-04-01
Butibori TPP | WR | Maharashtra | Coal | Private | Vidarbha Industries Power Ltd. (VIPL) (Reliance Power) | 600 | Subcritical | 2012-08-17
Chakabura TPP | WR | Chhattisgarh | Coal | Private | ACB India Ltd. | 30 | Subcritical | 2014-03-28
Chandrapur (Maharashtra) STPS | WR | Maharashtra | Coal | State | Maharashtra State Power Generation Co. Ltd. | 2920 | Subcritical | 1985-05-01
Dahanu TPS | WR | Maharashtra | Coal | Private | Adani Power Co. Ltd. (APL) | 500 | Subcritical | 1995-01-01
Dhariwal TPP | WR | Maharashtra | Coal | Private | Dhariwal Infrastructure(P) Ltd. | 600 | Subcritical | 2013-11-03
Dr. Shyama Prasad Mukherjee TPS | WR | Chhattisgarh | Coal | State | Chhattisgarh State Power Generation Co. Ltd. | 500 | Subcritical | 2007-03-01
EMCO Energy Warora TPS/ GMR Warora | WR | Maharashtra | Coal | Private | GMR Warora Energy Limited | 600 | Subcritical | 2013-02-07
Gadarwara STPS | WR | Madhya Pradesh | Coal | Central | NTPC Ltd. | 1600 | Supercritical | 2019-03-01
Gandhi Nagar TPS | WR | Gujarat | Coal | State | Gujarat State Energy Corp. Ltd. | 630 | Subcritical | 1990-03-01
Gupta Energy or GEPL TPP | WR | Maharashtra | Coal | Private | Gupta Energy Pvt Ltd. (GEPL) | 120 | Subcritical | 2012-05-01
JSW Ratnagiri TPP | WR | Maharashtra | Coal | Private | JSW Energy Ltd. | 300 | Subcritical | 2010-08-01
Jaypee Nigrie STPP | WR | Madhya Pradesh | Coal | Private | JP Power Ventures Ltd. (JPPVL) | 1320 | Supercritical | 2014-08-29
Kasaipalli TPP | WR | Chhattisgarh | Coal | Private | ACB India Ltd. | 270 | Subcritical | 2011-12-01
Khaparkheda TPS | WR | Maharashtra | Coal | State | Maharashtra State Power Generation Co. Ltd. | 1340 | Subcritical | 1989-03-01
Khargone Super Critical Power Plant | WR | Madhya Pradesh | Coal | Central | NTPC Ltd. | 1320 | Ultra-Supercritical | 2019-09-01
Koradi TPS | WR | Maharashtra | Coal | State | Maharashtra State Power Generation Co. Ltd. | 2190 | Subcritical | 1982-03-01
Korba STPS | WR | Chhattisgarh | Coal | Central | NTPC Ltd. | 2600 | Subcritical | 1983-03-01
Korba West or Hasdeo TPS | WR | Chhattisgarh | Coal | State | Chhattisgarh State Power Generation Co. Ltd. | 1340 | Subcritical | 1983-03-01
Kutchh Lignite TPS | WR | Gujarat | Coal | State | Gujarat State Energy Corp. Ltd. | 150 | Subcritical | 1997-03-01
Lara STPS | WR | Chhattisgarh | Coal | Central | NTPC Ltd. | 1600 | Supercritical | 2018-03-01
Mahan TPP | WR | Madhya Pradesh | Coal | Private | Essar Power M.P. Limited (ESSARPMPL) | 1200 | Subcritical | 2013-02-24
Marwa TPS | WR | Chhattisgarh | Coal | State | Chhattisgarh State Power Generation Co. Ltd. | 1000 | Subcritical | 2014-03-01
Mauda TPS | WR | Maharashtra | Coal | Central | NTPC Ltd. | 2320 | Subcritical | 2012-04-19
Mihan TPS | WR | Maharashtra | Coal | Private | Abhijeet MADC Nagpur Energy Pvt Ltd. | 246 | Subcritical | 2012-02-01
Mundra TPS | WR | Gujarat | Coal | Private | Adani Power Co. Ltd. (APL) | 4620 | Subcritical | 2009-08-01
Mundra UMTPP | WR | Gujarat | Coal | Private | Coastal Gujarat Power Limited (CGPL) (Tata Power Co. Ltd.) | 4000 | Supercritical | 2012-02-01
Nasik TPS | WR | Maharashtra | Coal | State | Maharashtra State Power Generation Co. Ltd. | 630 | Subcritical | 1979-03-01
Nawapara TPP | WR | Chhattisgarh | Coal | Private | TRN Energy Private Limited (ACB India Ltd.) | 600 | Subcritical | 2016-08-01
Niwari TPP | WR | Madhya Pradesh | Coal | Private | BLA Power Pvt. Ltd. | 90 | Subcritical | 2013-12-10
O.P. Jindal or Tamnar I TPS/ Raigarh TPP | WR | Chhattisgarh | Coal | Private | Jindal Power Ltd. (JPL) | 1000 | Subcritical | 2007-12-01
Paras TPS | WR | Maharashtra | Coal | State | Maharashtra State Power Generation Co. Ltd. | 500 | Subcritical | 2007-03-01
Parli TPS | WR | Maharashtra | Coal | State | Maharashtra State Power Generation Co. Ltd. | 750 | Subcritical | 2007-02-01
Pathadi TPP | WR | Chhattisgarh | Coal | Private | Adani Power Co. Ltd. (APL) | 600 | Subcritical | 2009-06-01
Raikheda TPP | WR | Chhattisgarh | Coal | Private | Adani Power Co. Ltd. (APL) | 1370 | Supercritical | 2015-03-02
Ratija TPS | WR | Chhattisgarh | Coal | Private | Spectrum Coal and Power Limited (ACB India Ltd.) | 100 | Subcritical | 2013-02-01
SVPL TPP | WR | Chhattisgarh | Coal | Private | S V Power Private Limited (ACB India Ltd.) | 63 | Subcritical | 2011-12-01
Sabarmati (D-F Stations) TPP | WR | Gujarat | Coal | Private | Torrent Power Ltd. | 362 | Subcritical | 1978-10-01
Salaya TPP/Essar Power Gujarat | WR | Gujarat | Coal | Private | Essar Power Gujarat Limited (EPGL) | 1200 | Subcritical | 2012-02-01
Sanjay Gandhi TPS | WR | Madhya Pradesh | Coal | State | M.P. Power Generating Corp. Ltd. | 1340 | Subcritical | 1993-03-01
Sasan UMTPP | WR | Madhya Pradesh | Coal | Private | Sasan Power Ltd. (SPL) (Reliance Power) | 3960 | Supercritical | 2013-05-30
Satpura TPS | WR | Madhya Pradesh | Coal | State | M.P. Power Generating Corp. Ltd. | 500 | Subcritical | 2013-03-22
Seioni TPP or Jhabua Power Seoni TPP | WR | Madhya Pradesh | Coal | Private | NTPC Ltd. & JPL | 600 | Subcritical | 2016-03-22
Shirpur TPP | WR | Maharashtra | Coal | Private | Shirpur Power Private Ltd. | 300 | Subcritical | 2018-09-01
Shri Singhaji or Malwa TPP | WR | Madhya Pradesh | Coal | State | M.P. Power Generating Corp. Ltd. | 2520 | Subcritical | 2013-10-18
Sikka TPS | WR | Gujarat | Coal | State | Gujarat State Energy Corp. Ltd. | 500 | Subcritical | 2015-03-29
Singhitarai TPP | WR | Chhattisgarh | Coal | Private | Vedanta Ltd. | 600 | Supercritical | 2025-07-19
Sipat STPS | WR | Chhattisgarh | Coal | Central | NTPC Ltd. | 2980 | Supercritical | 2007-05-01
Solapur Super critical Thermal Power Plant | WR | Maharashtra | Coal | Central | NTPC Ltd. | 1320 | Supercritical | 2017-04-01
Surat (Lignite) TPS | WR | Gujarat | Coal | Private | Gujarat Industries Power Co. Ltd. | 500 | Subcritical | 1999-11-01
Tamnar TPP | WR | Chhattisgarh | Coal | Private | Jindal Power Ltd. (JPL) | 2400 | Subcritical | 2014-03-10
Tirora TPS | WR | Maharashtra | Coal | Private | Adani Power Co. Ltd. (APL) | 3300 | Supercritical | 2012-09-01
Trombay TPS | WR | Maharashtra | Coal | Private | Tata Power Co. Ltd. | 750 | Subcritical | 1984-01-01
Uchpinda TPP | WR | Chhattisgarh | Coal | Private | R.K.M. PowerGen Pvt. Ltd. | 1440 | Subcritical | 2015-11-01
Ukai TPS | WR | Gujarat | Coal | State | Gujarat State Energy Corp. Ltd. | 1110 | Subcritical | 1979-01-01
Vindhyachal STPS | WR | Madhya Pradesh | Coal | Central | NTPC Ltd. | 4760 | Subcritical | 1987-10-01
Wanakbori TPS | WR | Gujarat | Coal | State | Gujarat State Energy Corp. Ltd. | 2270 | Subcritical | 1982-03-01
Wardha Warora TPP | WR | Maharashtra | Coal | Private | Wardha Power Co. Ltd. (KSK Energy Ventures) | 540 | Subcritical | 2010-06-01
Bansagar Tons I Hydroelectric Power Project | WR | Madhya Pradesh | Hydro |  | Madhya Pradesh Power Generation Corporation Limited (MPPGCL) | 315 |  | 1991-09-27
Bansagar Tons II Hydroelectric Power Project | WR | Madhya Pradesh | Hydro |  | Madhya Pradesh Power Generation Corporation Limited (MPPGCL) | 30 |  | 2002-02-01
Bansagar Tons III Hydroelectric Power Project | WR | Madhya Pradesh | Hydro |  | Madhya Pradesh Power Generation Corporation Limited (MPPGCL) | 60 |  | 2000-07-18
Bargi Hydroelectric Power Project | WR | Madhya Pradesh | Hydro |  | Madhya Pradesh Power Generation Corporation Limited (MPPGCL) | 90 |  | 1988-06-03
Bhandardhara II Hydroelectric Power Project | WR | Maharashtra | Hydro |  | Dodson-Lindblom Hydro Power Pvt. Ltd. (DLHP) | 34 |  | 1999-05-01
Bhira Hydroelectric Power Project | WR | Maharashtra | Hydro |  | Tata Power Company Limited (TPCL) | 150 |  | 1927-08-10
Bhira PSS (Pump Storage Scheme) Hydroelectric Power Project | WR | Maharashtra | Hydro |  | Tata Power Company Limited (TPCL) | 150 |  | 1927-06-17
Bhira Tail Race Hydroelectric Power Project | WR | Maharashtra | Hydro |  | Maharashtra State Power Generation Company (MAHAGENCO) | 80 |  | 1987-09-13
Bhivpuri Hydroelectric Power Project | WR | Maharashtra | Hydro |  | Tata Power Company Limited (TPCL) | 75 |  | 1997-03-01
Gandhi Sagar Hydroelectric Power Project | WR | Madhya Pradesh | Hydro |  | Madhya Pradesh Power Generation Corporation Limited (MPPGCL) | 115 |  | 1960-11-19
Ghatgarh Hydroelectric Power Project | WR | Maharashtra | Hydro |  | Maharashtra State Power Generation Company (MAHAGENCO) | 250 |  | 2008-01-07
Hasdeobango Hydroelectric Power Project | WR | Chhattisgarh | Hydro |  | Chhatisgarh State Power Generation Co. Limited (CSPGCL) | 120 |  | 1994-03-21
Indira Sagar Hydroelectric Power Project | WR | Madhya Pradesh | Hydro |  | Narmada Hydroelectric Development Corporation (NHDC) | 1000 |  | 2004-01-01
Kadana Hydroelectric Power Project | WR | Gujarat | Hydro |  | Gujarat State Electricity Corporation Limited (GSECL) | 240 |  | 1990-01-09
Khopoli Hydroelectric Power Project | WR | Maharashtra | Hydro |  | Tata Power Company Limited (TPCL) | 72 |  | 2001-08-01
Koyna Dam Power House | WR | Maharashtra | Hydro |  | Maharashtra State Power Generation Company (MAHAGENCO) | 36 |  | 1980-10-03
Koyna I,II,III & IV Hydroelectric Power Project | WR | Maharashtra | Hydro |  | Maharashtra State Power Generation Company (MAHAGENCO) | 1920 |  | 1962-05-16
Madhikheda Hydroelectric Power Project | WR | Madhya Pradesh | Hydro |  | Madhya Pradesh Power Generation Corporation Limited (MPPGCL) | 60 |  | 2006-08-28
Omkareshwar Hydroelectric Power Project | WR | Madhya Pradesh | Hydro |  | Narmada Hydroelectric Development Corporation (NHDC) | 520 |  | 2007-11-01
Pench Hydroelectric Power Project | WR | Maharashtra | Hydro |  | Madhya Pradesh Power Generation Corporation Limited (MPPGCL) | 160 |  | 1986-09-09
Rajghat Hydroelectric Power Project | WR | Madhya Pradesh | Hydro |  | Madhya Pradesh Power Generation Corporation Limited (MPPGCL) | 45 |  | 1999-09-29
Sardar Sarovar Canal Head Power House (CHPH) | WR | Gujarat | Hydro |  | Sardar Sarovar Narmada Nigam Limited (SSNNL) | 250 |  | 2004-05-03
Sardar Sarovar River Bed Power House (RBPH) | WR | Gujarat | Hydro |  | Sardar Sarovar Narmada Nigam Limited (SSNNL) | 1200 |  | 2005-02-01
Tillari Hydroelectric Power Project | WR | Maharashtra | Hydro |  | Maharashtra State Power Generation Company (MAHAGENCO) | 60 |  | 1986-10-10
Ukai Hydroelectric Power Project | WR | Gujarat | Hydro |  | Gujarat State Electricity Corporation Limited (GSECL) | 300 |  | 1974-07-08
Vaitarna Hydroelectric Power Project | WR | Maharashtra | Hydro |  | Maharashtra State Power Generation Company (MAHAGENCO) | 60 |  | 1976-06-26
Kakrapar Atomic Power Station | WR | Gujarat | Nuclear |  | Nuclear Power Corporation of India | 1840 |  | 1993-05-06
Tarapur Atomic Power Station | WR | Maharashtra | Nuclear |  | Nuclear Power Corporation of India | 1400 |  | 1969-10-28
DGEN Mega Combined Cycle Gas Turbine Power Plant | WR | Gujarat | Oil & Gas |  | Torrent Power Ltd. | 1200 |  | 2014-11-26
Dhuvaran Gas Based Combined Cycle Power Plant | WR | Gujarat | Oil & Gas |  | Gujarat State Electricity Corp. Ltd. | 594.72 |  | 2004-01-28
Essar Hazira Combined Cycle Gas Turbine Power Plant | WR | Gujarat | Oil & Gas |  | Essar Power Ltd. | 515 |  | 1997-10-02
Hazira GSEG Gas Combined Cycle Gas Turbine Power Plant Ext. | WR | Gujarat | Oil & Gas |  | Gujarat State Energy Generation Ltd. | 351 |  | 2012-02-18
Jhanor-Gandhar Gas Combined Cycle Gas Turbine Power Plant | WR | Gujarat | Oil & Gas |  | National Thermal Power Corp. (NTPC) | 657.39 |  | 1994-03-17
Kawas Gas Combined Cycle Gas Turbine Power Plant | WR | Gujarat | Oil & Gas |  | National Thermal Power Corp. (NTPC) | 656.2 |  | 1992-03-22
Pipavav Combined Cycle Gas Turbine Power Plant | WR | Gujarat | Oil & Gas |  | Gujarat Power Corp. Ltd. | 702 |  | 2013-03-22
Ratnagiri Gas and Power Private Ltd. | WR | Maharashtra | Oil & Gas |  | NTPC & RGPL | 1967.08 |  | 1998-11-12
SUGEN Combined Cycle Power Plant | WR | Gujarat | Oil & Gas |  | Torrent Power Ltd. | 1147.5 |  | 2009-02-04
Trombay Unit 7 Gas Power Plant | WR | Maharashtra | Oil & Gas |  | Tata Power Co. Ltd. | 180 |  | 1993-07-29
UNOSUGEN Combined Cycle Power Plant | WR | Gujarat | Oil & Gas |  | Torrent Power Ltd. | 382.5 |  | 2013-01-20
Uran Gas Combined Cycle Gas Turbine | WR | Maharashtra | Oil & Gas |  | Maharashtra State Power Generation Co. Ltd. | 672 |  | 1985-06-17
Utran Gas Based Power Station Combined Cycle Power Plant | WR | Gujarat | Oil & Gas |  | Gujarat State Electricity Corp. Ltd. | 374 |  | 2009-07-10
Ambai Hydro Electric Project | WR | Maharashtra | Small Hydro |  | Arch Hydro Power Projects | 4 |  | 2012-06-30
Amhata Hydro Energy Project | WR | Madhya Pradesh | Small Hydro |  | Amhata Hydro Energy Pvt. Ltd. | 3.8 |  | Pre-2000
Ascent Hydro Projects | WR | Madhya Pradesh | Small Hydro |  | Ascent Hydro Projects Ltd. | 2.2 |  | Pre-2000
Bansagar Hydel Power Station Phase IV | WR | Madhya Pradesh | Small Hydro |  | Madhya Pradesh Power Generating Company Ltd. | 20 |  | 2006-08-20
Bhandardara Hydro Electric Project | WR | Maharashtra | Small Hydro |  | Dodson Lindblom Hydro Power Pvt. Ltd. | 12 |  | 2001-08-01
Bhatghar Hydro Electric Plant | WR | Maharashtra | Small Hydro |  | C.E (Hydro) Power Project | 16 |  | 1977-08-02
Bhatsa Hydro Electric Plant (Bhatsa HEP) | WR | Maharashtra | Small Hydro |  | Maharashtra State Power Generation Co. Ltd. (MAHAGENCO) | 15 |  | 1991-09-28
Bhivpuri Mini Hydel Project | WR | Maharashtra | Small Hydro |  | Tata Power Co. | 3 |  | 1997-03-01
Birsinghpur Hydro Electric Plant | WR | Madhya Pradesh | Small Hydro |  | Madhya Pradesh Power Generating Company Ltd. | 20 |  | 1991-11-01
Chhattisgarh Small Hydro project Bunched | WR | Chhattisgarh | Small Hydro |  | N.A. | 24.9 |  | 2025-09-30
Chitri Hydro Electric Plant | WR | Maharashtra | Small Hydro |  | Warana Group | 2 |  | 2010-12-01
DLZ Group Hydro Project (Maharashtra) | WR | Maharashtra | Small Hydro |  | DLZ Group | 4.9 |  | Pre-2000
Daman Ganga I & II Small Hydro Power Project | WR | Gujarat | Small Hydro |  | Tarini Group of Companies | 5.6 |  | Pre-2000
Darana Hydro Electric Plant | WR | Maharashtra | Small Hydro |  | DLI Power India Pvt. Ltd | 4.9 |  | 2010-12-01
Deoghar Hydro Electric Project | WR | Maharashtra | Small Hydro |  | Gadre Marine Export | 1.5 |  | 2010-04-01
Dhom Balkawadi Hydro Electric Plant | WR | Maharashtra | Small Hydro |  | Vishvaj Energy | 4 |  | 2010-06-01
Dhom Hydro Electric Plant | WR | Maharashtra | Small Hydro |  | Maharashtra Energy Development Agency (MEDA) | 2 |  | 1992-03-31
Dimbhe Hydro Electric Plant | WR | Maharashtra | Small Hydro |  | Maharashtra Energy Development Agency (MEDA) | 5 |  | 1998-10-17
Dolvahal Hydro Electric Plant | WR | Maharashtra | Small Hydro |  | C.E (Hydro) Power Project | 2 |  | 2007-12-02
Dudhganga Hydro Electric Plant | WR | Maharashtra | Small Hydro |  | Maharashtra Energy Development Agency (MEDA) | 24 |  | 2000-02-27
Gangrel Mini Hydel Project | WR | Chhattisgarh | Small Hydro |  | Savitri Power Projects Pvt. Ltd. | 1.2 |  | Pre-2000
Gangrel Hydro Electric Power Station | WR | Chhattisgarh | Small Hydro |  | Chhattisgarh State Power Generation Company Limited (CSPGCL) | 10 |  | 2004-04-02
Gautami Godavari Hydro Electric Plant | WR | Maharashtra | Small Hydro |  | Maharashtra Energy Development Agency (MEDA) | 1.2 |  | 2013-03-12
Ghatprabha Hydro Electric Plant | WR | Maharashtra | Small Hydro |  | Mohite & Mohite Pvt Ltd | 8 |  | 2013-04-01
Govt. of Maharashtra Small Hydro Project | WR | Maharashtra | Small Hydro |  | Govt. of Maharashtra | 3 |  | Pre-2000
Gujarat Electricity Board (GEB) Project 1 | WR | Gujarat | Small Hydro |  | Gujarat Electricity Board (GEB) | 5 |  | Pre-2000
Gujarat Electricity Board (GEB) Project 2 | WR | Gujarat | Small Hydro |  | Gujarat Electricity Board (GEB) | 3 |  | Pre-2000
Gullu Small Hydro Electric Project | WR | Chhattisgarh | Small Hydro |  | Sarda Energy and Minerals Ltd. | 24 |  | Pre-2000
Indira Sagar Project | WR | Madhya Pradesh | Small Hydro |  | Narmada Valley Development Authority | 15 |  | Pre-2000
Jatashankari Hydro Power Project | WR | Chhattisgarh | Small Hydro |  | Shalivahana Green Energy Limited | 7 |  | Pre-2000
Kachchh Branch Canal Small Hydro Project | WR | Gujarat | Small Hydro |  | Sardar Sarovar Narmada Nigam Ltd. | 6.66 |  | 2020-02-01
Kadvi Hydro Electric Plant | WR | Maharashtra | Small Hydro |  | Maharashtra Energy Development Agency (MEDA) | 1.5 |  | 2011-03-01
Kanher Hydro Electric Plant | WR | Maharashtra | Small Hydro |  | Maharashtra Energy Development Agency (MEDA) | 4 |  | 1991-08-18
Karanjwan Hydro Electric Plant | WR | Maharashtra | Small Hydro |  | Maharashtra Energy Development Agency (MEDA) | 3 |  | 2001-10-26
Kasari Hydro Electric Plant | WR | Maharashtra | Small Hydro |  | Maharashtra State Power Generation Co. Ltd. (MAHAGENCO) | 2.5 |  | Pre-2000
Khadakvasla Dam Foot Hydro Electric Project | WR | Maharashtra | Small Hydro |  | Sneas Hydel | 0.7 |  | 2012-06-01
Khadakwasla Hydro Electric Plant | WR | Maharashtra | Small Hydro |  | C.E (Hydro) Power Project | 8 |  | 1991-03-31
Khadakwasla II Hydro Electric Plant | WR | Maharashtra | Small Hydro |  | C.E (Hydro) Power Project | 8 |  | 1991-08-21
Khodshi Power Projects HEP | WR | Maharashtra | Small Hydro |  | Khodashi Power Pvt. Ltd. | 4.9 |  | 2013-12-01
Konal Hydro Power Project | WR | Maharashtra | Small Hydro |  | Mahalakshami Vidutta | 10 |  | 2010-03-01
Korba Mini Hydel Power Plant | WR | Chhattisgarh | Small Hydro |  | Chhattisgarh State Power Generation Company Limited (CSPGCL) | 1.7 |  | 2003-01-12
Kumbhi Hydro Electric Plant | WR | Maharashtra | Small Hydro |  | Warana Group | 2.5 |  | 2011-02-01
MAHAGENCO Small Hydro Station 1 | WR | Maharashtra | Small Hydro |  | Maharashtra State Power Generation Co. Ltd. (MAHAGENCO) | 4 |  | Pre-2000
MAHAGENCO Small Hydro Station 2 | WR | Maharashtra | Small Hydro |  | Maharashtra State Power Generation Co. Ltd. (MAHAGENCO) | 16 |  | Pre-2000
MAHAGENCO Small Hydro Station 3 | WR | Maharashtra | Small Hydro |  | Maharashtra State Power Generation Co. Ltd. (MAHAGENCO) | 9 |  | Pre-2000
MAHAGENCO Small Hydro Station 4 | WR | Maharashtra | Small Hydro |  | Maharashtra State Power Generation Co. Ltd. (MAHAGENCO) | 4 |  | Pre-2000
MAHAGENCO Small Hydro Station 5 | WR | Maharashtra | Small Hydro |  | Maharashtra State Power Generation Co. Ltd. (MAHAGENCO) | 2 |  | Pre-2000
Mahan III Hydro Power Project | WR | Chhattisgarh | Small Hydro |  | Venika Hydro Projects Private Limited | 24.75 |  | Pre-2000
Majalgaon Small Hydro Project | WR | Maharashtra | Small Hydro |  | C.E (Hydro) Power Project | 1.5 |  | 2008-01-17
Majalgaon Small Hydro Project | WR | Maharashtra | Small Hydro |  | Govt. of Maharashtra | 0.75 |  | 2007-12-21
Manikdoh Hydro Electric Plant | WR | Maharashtra | Small Hydro |  | Maharashtra State Power Generation Co. Ltd. (MAHAGENCO) | 6 |  | 1995-11-22
Miyagam Branch Canal Small Hydro Project | WR | Gujarat | Small Hydro |  | Sardar Sarovar Narmada Nigam Ltd. | 1.5 |  | 2018-05-15
Nilwande Low Level Hydro Electric Project | WR | Maharashtra | Small Hydro |  | New Asian Infrastructure Dev | 7 |  | 2012-06-01
Nira Deoghar Hydro Electric Project | WR | Maharashtra | Small Hydro |  | Selerity Power | 6 |  | 2009-11-01
Nira Deoghar Hydro Electric Project II | WR | Maharashtra | Small Hydro |  | Boom Systems Pvt. Ltd. | 10 |  | Pre-2000
OREVA Energy Pvt. Ltd. Small Hydro Project | WR | Gujarat | Small Hydro |  | OREVA Energy Pvt. Ltd. | 1 |  | Pre-2000
Paithan Small Hydro Project | WR | Maharashtra | Small Hydro |  | C.E (Hydro) Power Project | 12 |  | 1984-11-01
Panam Canal Small Hydro Power Project | WR | Gujarat | Small Hydro |  | Gujarat Electricity Board (GEB) | 2 |  | 1994-03-24
Patgaon Hydro Electric Project | WR | Maharashtra | Small Hydro |  | Tatyasaheb Kore Warna Sahakari Navshakti Nirman Sanstha | 2.5 |  | 2011-03-01
Pawana Hydro Electric Plant | WR | Maharashtra | Small Hydro |  | Maharashtra State Power Generation Co. Ltd. (MAHAGENCO) | 10 |  | 1988-06-11
Pench Kamathi Khari LBC Hydro Electric Project | WR | Maharashtra | Small Hydro |  | SMS Infrastructure | 4.4 |  | 2011-12-01
Radhanagari HEP | WR | Maharashtra | Small Hydro |  | Maharashtra Energy Development Agency (MEDA) | 4.8 |  | 1952-12-01
Rani Avanti Bai Sagar Project | WR | Madhya Pradesh | Small Hydro |  | Narmada Valley Development Authority | 10 |  | Pre-2000
SAS Hydel Power Projects | WR | Madhya Pradesh | Small Hydro |  | SAS Hydel Projects Pvt. Ltd. | 9.75 |  | Pre-2000
Sabarmati Hydro Project | WR | Gujarat | Small Hydro |  | Tarini Group of Companies | 4 |  | Pre-2000
Saurashtra Branch Canal Small Hydro Project I | WR | Gujarat | Small Hydro |  | Sardar Sarovar Narmada Nigam Ltd. | 15 |  | 2018-12-01
Saurashtra Branch Canal Small Hydro Project II | WR | Gujarat | Small Hydro |  | Sardar Sarovar Narmada Nigam Ltd. | 15 |  | 2019-02-27
Shivaji Mohite Group Hydro Project | WR | Maharashtra | Small Hydro |  | Shivaji Mohite Group | 3.5 |  | Pre-2000
Sikasar Hydel Power Station | WR | Chhattisgarh | Small Hydro |  | Chhattisgarh State Power Generation Company Limited (CSPGCL) | 7 |  | 2006-09-03
Sirmour Small Hydro Power Project | WR | Madhya Pradesh | Small Hydro |  | Sirmour Small Hydro Power Pvt. Ltd. | 24 |  | Pre-2000
Sonawade Hydro Electric Plant | WR | Maharashtra | Small Hydro |  | Mahati Electricals | 4 |  | Pre-2000
Sterling & Wilson Group Hydro Project | WR | Maharashtra | Small Hydro |  | Sterling & Wilson Group | 2.5 |  | Pre-2000
Surya Hydro Electric Plant (Surya HEP) | WR | Maharashtra | Small Hydro |  | Maharashtra State Power Generation Co. Ltd. (MAHAGENCO) | 6 |  | 1999-01-01
Surya Left Bank Canal Hydro Electric Plant (Surya LBC HEP) | WR | Maharashtra | Small Hydro |  | Maharashtra Energy Development Agency (MEDA) | 0.75 |  | 1998-06-04
Tawa Hydro Electric Generation Power Plant | WR | Madhya Pradesh | Small Hydro |  | HEG Pvt. Ltd. | 13.5 |  | 1997-01-21
Tembhu Barej Hydro Electric Project | WR | Maharashtra | Small Hydro |  | Tembhu Power Pvt. Ltd. | 4.5 |  | 2010-12-01
Terwanmedhe Hydro Electric Plant (Terwanmedhe HEP) | WR | Maharashtra | Small Hydro |  | Maharashtra Energy Development Agency (MEDA) | 0.2 |  | 1998-03-31
Ujjani Hydro Electric Plant | WR | Maharashtra | Small Hydro |  | Maharashtra Energy Development Agency (MEDA) | 12 |  | 1994-05-02
Vadodara Branch Canal Small Hydro Project I | WR | Gujarat | Small Hydro |  | Sardar Sarovar Narmada Nigam Ltd. | 1.05 |  | 2019-06-20
Vadodara Branch Canal Small Hydro Project II | WR | Gujarat | Small Hydro |  | Sardar Sarovar Narmada Nigam Ltd. | 0.7 |  | 2019-02-19
Vadodara Branch Canal Small Hydro Project III | WR | Gujarat | Small Hydro |  | Sardar Sarovar Narmada Nigam Ltd. | 0.4 |  | 2018-12-21
Vadodara Branch Canal Small Hydro Project IV | WR | Gujarat | Small Hydro |  | Sardar Sarovar Narmada Nigam Ltd. | 0.4 |  | 2018-12-24
Vaitarna Dam Foot Hydro Electric Plant | WR | Maharashtra | Small Hydro |  | Maharashtra Energy Development Agency (MEDA) | 1.5 |  | 1987-09-21
Vajra Fall Hydro Electric Project | WR | Maharashtra | Small Hydro |  | Vindhyachal Hydro Power Pvt. Ltd. | 3 |  | 2002-12-01
Vajra Fall Hydro Electric Project II | WR | Maharashtra | Small Hydro |  | Vindhyachal Hydro Power Pvt. Ltd. | 3 |  | Pre-2000
Veer Nira LBC Hydro Electric Plant | WR | Maharashtra | Small Hydro |  | Mahati Electricals | 4.8 |  | 2012-03-01
Vir Hydro Electric Plant | WR | Maharashtra | Small Hydro |  | Maharashtra Energy Development Agency (MEDA) | 9 |  | 1975-02-17
Wan Small Hydro Project | WR | Maharashtra | Small Hydro |  | C.E (Hydro) Power Project | 1.5 |  | 2007-12-21
Warana Group Small Hydro Project 1 | WR | Maharashtra | Small Hydro |  | Warana Group | 2 |  | Pre-2000
Warana Group Small Hydro Project 2 | WR | Maharashtra | Small Hydro |  | Warana Group | 2.5 |  | Pre-2000
Warana Group Small Hydro Project 3 | WR | Maharashtra | Small Hydro |  | Warana Group | 2.5 |  | Pre-2000
Warana Hydro Electric Plant | WR | Maharashtra | Small Hydro |  | Maharashtra State Power Generation Co. Ltd. (MAHAGENCO) | 16 |  | 1999-09-01
Yeldari Small Hydro Project | WR | Maharashtra | Small Hydro |  | C.E (Hydro) Power Project | 22.5 |  | 1968-05-10
Yewateshwar Hydro Electric Plant | WR | Maharashtra | Small Hydro |  | Maharashtra Energy Development Agency (MEDA) | 0.07 |  | 1998-09-02
TOTAL OPERATIONAL CAPACITY | [5 empty] | 322254.82

## Generation Summary
INDIA — Electricity Sector Summary & Demand Statistics
Source: Installed Capacity: NITI Aayog ICED Capacity Metatable FY2021-22 to FY2025-26. Peak Demand: NITI Aayog ICED / CEA Electric Power Survey. URL: https://iced.niti.gov.in
Section A: Installed Capacity by Fuel Type — FY 2025-26 (MW)
Fuel Type | Installed Capacity (MW) | Source
Coal | 226230 | NITI Aayog ICED / CEA
Solar (Utility) | 135809.94 | NITI Aayog ICED / CEA
Wind | 54510.93 | NITI Aayog ICED / CEA
Large Hydro | 50914.66 | NITI Aayog ICED / CEA
Nuclear | 8780 | NITI Aayog ICED / CEA
Oil & Gas | 20711.62 | NITI Aayog ICED / CEA
Bio Power | 11613.93 | NITI Aayog ICED / CEA
Small Hydro | 5158.61 | NITI Aayog ICED / CEA
TOTAL | 513729.69 | FY 2025-26
Section B: Historical Peak Demand (MW) — All India
Parameter | 2015-16 | 2016-17 | 2017-18 | 2018-19 | 2019-20 | 2020-21 | 2021-22 | 2022-23 | 2023-24 | 2024-25 | 2025-26
Peak Demand (MW) | 156871 | 164256 | 172808 | 185117 | 196028 | 190198 | 203014 | 215888 | 243271 | 249856 | 245416
Section C: Installed Capacity Trend by Fuel Type (MW)
Fuel Type | 2015-16: 2021-22; 2016-17: 2022-23; 2017-18: 2023-24; 2018-19: 2024-25; 2019-20: 2025-26; 2020-21: Source
Coal | 2015-16: 211179.5; 2016-17: 211855.5; 2017-18: 217589.51; 2018-19: 221813; 2019-20: 226230; 2020-21: NITI Aayog ICED
Solar (Utility) | 2015-16: 53996.54; 2016-17: 66780.36; 2017-18: 81813.6; 2018-19: 105646.49; 2019-20: 135809.94; 2020-21: NITI Aayog ICED
Wind | 2015-16: 40357.58; 2016-17: 42633.13; 2017-18: 45886.51; 2018-19: 50037.82; 2019-20: 54510.93; 2020-21: NITI Aayog ICED
Large Hydro | 2015-16: 46524.52; 2016-17: 46850.17; 2017-18: 46928.17; 2018-19: 47728.16; 2019-20: 50914.66; 2020-21: NITI Aayog ICED
Nuclear | 2015-16: 6780; 2016-17: 6780; 2017-18: 8180; 2018-19: 8180; 2019-20: 8780; 2020-21: NITI Aayog ICED
Oil & Gas | 2015-16: 25379.22; 2016-17: 25403.41; 2017-18: 25617.41; 2018-19: 25112.46; 2019-20: 20711.62; 2020-21: NITI Aayog ICED
Bio Power | 2015-16: 10682.36; 2016-17: 10802.04; 2017-18: 10941.15; 2018-19: 11583.32; 2019-20: 11613.93; 2020-21: NITI Aayog ICED
Small Hydro | 2015-16: 4848.9; 2016-17: 4944.3; 2017-18: 5003.25; 2018-19: 5100.55; 2019-20: 5158.61; 2020-21: NITI Aayog ICED
TOTAL | 2015-16: 394899.72; 2016-17: 411104.61; 2017-18: 436956.35; 2018-19: 470101.25; 2019-20: 508571.08
Section D: Generation Plant Count & Capacity by Status
Status | 2015-16: No. of Plants; 2016-17: Total Capacity (MW); 2017-18: Source
Temporarily Closed | 2015-16: 72; 2016-17: 6495.84; 2017-18: NITI Aayog ICED
Captive-Power-Plant | 2015-16: 6; 2016-17: 2700; 2017-18: NITI Aayog ICED
Operational | 2015-16: 3772; 2016-17: 513138.99; 2017-18: NITI Aayog ICED
Pipeline | 2015-16: 781; 2016-17: 210041.16; 2017-18: NITI Aayog ICED
Retired | 2015-16: 252; 2016-17: 20086.88; 2017-18: NITI Aayog ICED

## Existing Interconnections
INDIA — Existing Cross-Border Power Interconnections
Source: CEA Manual on Transmission Planning Criteria 2023 (Central Electricity Authority, New Delhi). National Electricity Plan Volume II — Transmission (CEA, 2023). Ministry of Power Cross-Border Electricity Trade (CBET) Policy.
Project | From Country | To Country | From Point | To Point | Capacity (MW) | Voltage Level | DC/AC | Technology | Directionality | Operational Date | Status | Notes
India-Bhutan 400kV Puna-1 Link | India | Bhutan | Alipurduar | Punatsangchhu | 1020 | 400 kV | AC | Overhead Line | Bilateral | 2007 | Operational | Hydropower import from Bhutan (Punatsangchhu-I HEP). CEA Manual 2023.
India-Bhutan 400kV Puna-2 Link | India | Bhutan | Alipurduar | Punatsangchhu | 1020 | 400 kV | AC | Overhead Line | Bilateral | 2017 | Operational | Punatsangchhu-II HEP evacuation. CEA Manual 2023.
India-Bhutan Chukha Link | India | Bhutan | Birpara | Chukha | 336 | 220 kV | AC | Overhead Line | Bilateral | 1988 | Operational | Chukha HEP 336 MW. Oldest India-Bhutan link.
India-Bhutan Dagachhu Link | India | Bhutan | Birpara | Dagachhu | 126 | 220 kV | AC | Overhead Line | Bilateral | 2015 | Operational | Dagachhu HEP. First IPP HEP in Bhutan.
India-Bhutan Mangdechhu Link | India | Bhutan | Salakati | Mangdechhu | 720 | 400 kV | AC | Overhead Line | Bilateral | 2019 | Operational | 720 MW Mangdechhu HEP. Tata Projects.
India-Nepal Muzaffarpur-Dhalkebar 400kV | India | Nepal | Muzaffarpur | Dhalkebar | 600 | 400 kV | AC | Overhead Line | Bilateral (import from Nepal) | 2016 | Operational | First 400kV cross-border India-Nepal link. 600 MW capacity. Source: NEP Vol.II.
India-Nepal Raxaul-Parwanipur 132kV | India | Nepal | Raxaul | Parwanipur | 50 | 132 kV | AC | Overhead Line | Bilateral | 1971 | Operational | Oldest India-Nepal link. 50 MW.
India-Nepal Nautanwa-Bhairahawa 132kV | India | Nepal | Nautanwa | Bhairahawa | 50 | 132 kV | AC | Overhead Line | Bilateral | 1975 | Operational | 50 MW bilateral link.
India-Nepal Tanakpur-Mahendranagar 132kV | India | Nepal | Tanakpur | Mahendranagar | 100 | 132 kV | AC | Overhead Line | Bilateral | 1993 | Operational | 100 MW. Tanakpur HEP associated line.
India-Nepal New Nautanwa-Butwal 132kV | India | Nepal | New Nautanwa | Butwal | 100 | 132 kV | AC | Overhead Line | Bilateral | 2016 | Operational | 100 MW. Source: NEP Vol.II.
India-Nepal Gorakhpur-Butwal 400kV | India | Nepal | Gorakhpur | Butwal | 800 | 400 kV | AC | Overhead Line | Bilateral | 2021 | Operational | 800 MW capacity. Second 400kV India-Nepal link.
India-Bangladesh Bheramara-Baharampur 400kV | India | Bangladesh | Baharampur | Bheramara | 500 | 400 kV | AC | HVDC Back-to-Back | Export to Bangladesh | 2013 | Operational | 500 MW HVDC BTB. India exports to Bangladesh. Source: NEP Vol.II.
India-Bangladesh Surjyamaninagar-Comilla 400kV | India | Bangladesh | Surjyamaninagar (Tripura) | Comilla | 160 | 400 kV | AC | Overhead Line | Export to Bangladesh | 2016 | Operational | 160 MW from Tripura Gas. Source: NEP Vol.II.
India-Sri Lanka — No Current Link | India | Sri Lanka | — | — | 0 | — | — | None | None | — | No direct link | Proposed submarine HVDC cable under discussion (CBET framework). Source: NEP Vol.II.
India-Myanmar — No Current Link | India | Myanmar | — | — | 0 | — | — | None | None | — | No direct link | Limited studies done. Proposed future link. Source: CEA/NEP.

## Planned Interconnections
INDIA — Planned Cross-Border Power Interconnections
Source: National Electricity Plan Volume II — Transmission (CEA, 2023). Ministry of Power CBET Policy 2023. CEA Manual on Transmission Planning Criteria 2023. OSOWOG / BIMSTEC Energy Cooperation Frameworks.
Project | From Country | To Country | From Point | To Point | Voltage Level | Function | Capacity (MW) | DC/AC | Background/Rationale | Expected COD | Status | Source
India-Nepal Butwal-Gorakhpur 400kV (2nd ckt) | India | Nepal | Gorakhpur | Butwal | 400 kV | Bilateral power trade | 800 | AC | Augment India-Nepal corridor. NEP projects 10,000 MW import from Nepal by 2030. | 2025-26 | Under construction | NEP Vol.II; CEA
India-Nepal New Rupaidia-Kohalpur 400kV | India | Nepal | Rupaidia (UP) | Kohalpur | 400 kV | Import from Nepal HEPs | 800 | AC | Part of 10,000 MW Nepal import plan. Planned new corridor. | 2026-27 | DPR Stage | NEP Vol.II
India-Nepal Sursand-Parwanipur 400kV | India | Nepal | Sursand (Bihar) | Parwanipur | 400 kV | Import from Nepal HEPs | 800 | AC | NEP planned Nepal import corridor. | 2027-28 | Planning | NEP Vol.II
India-Bhutan Gelephu-Salakati 400kV | India | Bhutan | Salakati | Gelephu | 400 kV | Import from Bhutan HEPs | 1200 | AC | For Kholongchhu HEP (600 MW) + other future HEPs. | 2026-27 | DPR Stage | NEP Vol.II; CEA
India-Bhutan Tingtibi-Bongaigaon 400kV | India | Bhutan | Bongaigaon | Tingtibi | 400 kV | Import from Bhutan HEPs | 600 | AC | New evacuation corridor for eastern Bhutan HEPs. | 2028-29 | Planning | NEP Vol.II
India-Sri Lanka HVDC Submarine Cable | India | Sri Lanka | Madurai/Tuticorin (TN) | Northern Province | HVDC ±320 kV | Electricity export to Sri Lanka; RE integration | 500 | DC | Proposed HVDC submarine link. CBET framework. World Bank / ADB interested. India to export solar/wind. | 2028-30 | Feasibility Study | NEP Vol.II; MoP CBET
India-Bangladesh Muzaffarpur-Parbatipur 765kV | India | Bangladesh | Muzaffarpur/Bihar | Parbatipur | 765 kV | Power export to Bangladesh | 1000 | AC | Upgrade existing trade corridor. Bangladesh seeks to increase imports to 3,000 MW. | 2027-28 | Planning | NEP Vol.II
India-Bangladesh New Baharampur-Bheramara 400kV | India | Bangladesh | Baharampur (WB) | Bheramara | 400 kV | Power export | 500 | AC | Additional 500 MW to Bangladesh. 2nd link at Bheramara point. | 2026-27 | DPR Stage | NEP Vol.II
India-Oman HVDC Submarine Cable | India | Oman | Gujarat Coast | Oman | HVDC ±800 kV | Green hydrogen / RE export | 2000 | DC | Very long-distance submarine HVDC for RE/green H2 export under OSOWOG / India-GCC energy cooperation. | 2030+ | Concept/Study | MoP; OSOWOG
India-Myanmar 400kV Link | India | Myanmar | Moreh (Manipur) | Tamu | 400 kV | Bilateral; connectivity to SE Asia | 200 | AC | BIMSTEC grid interconnection. Electricity connectivity as part of Act East Policy. | 2028+ | Planning | NEP Vol.II; BIMSTEC
SAARC Grid — India Hub (CBET) | India | Multiple (SAARC) | Multiple border points | Multiple | 400/765 kV | Regional energy market | 5000 | AC/DC | Cross-Border Electricity Trade (CBET) framework MoP. India as regional hub for electricity trading. | 2030+ | Policy/Framework | MoP CBET Policy 2023

## Existing Transmission
INDIA — Existing Transmission Lines & Substations
Source: NITI Aayog ICED — Transmission Lines Dataset (Central, State & Private sectors), Feb 2025. URL: https://iced.niti.gov.in
PART A: TRANSMISSION LINES
Name | Sector | Circuit Type | Executive Agency | Line Length (cKM) | Month Of Completion | Year Of Completion (FY) | Notes
+/- 800KV HVDC Biswanath Chariyali - Agra Bi-pole line | Central | BIPOLE | PGCIL | 3506 | SEP-15 | 2015-16
Dharamjaygarh - Jabalpur Pooling Station line | Central | D/C | PGCIL | 848 | SEP-15 | 2015-16
Barh-II - Gorakhpur | Central | D/C | PGCIL | 698 | MAY-15 | 2015-16
Kishanganj - Patna line (Quad) | Central | D/C | PGCIL | 692 | MAR-16 | 2015-16
Vijayawada - Nellore line | Central | D/C | PGCIL | 661 | JUL-15 | 2015-16
Aurangabad - Solapur line | Central | D/C | PGCIL | 556 | SEP-15 | 2015-16
Mysore - Kozhikode | Central | D/C | PGCIL | 420 | SEP-15 | 2015-16
Gooty - Madhugiri | Central | D/C | PGCIL | 418 | NOV-15 | 2015-16
Narendra (New, Kudgi) - Kolhapur (new) | Central | D/C | PGCIL | 374 | NOV-15 | 2015-16
Narendra (New, Kudgi) - Narendra (Existing) | Central | D/C | PGCIL | 354 | NOV-15 | 2015-16
Ranchi (New) - Dharamjaygarh /Near Korba | Central | S/C | PGCIL | 341 | DEC-15 | 2015-16
Meerut - Moga line | Central | S/C | PGCIL | 337 | MAY-15 | 2015-16
Gwalior - Jaipur line (Ckt 2) | Central | S/C | PGCIL | 311 | AUG-15 | 2015-16
Gwalior - Jaipur (Ckt 1) | Central | S/C | PGCIL | 305 | AUG-15 | 2015-16
Kashipur - Roorkee line | Central | S/C | PGCIL | 302 | DEC-15 | 2015-16
Khamam - Nagarjunasagar line ( By Vizag Transmission Ltd.) | Central | D/C | PGCIL | 290 | JAN-16 | 2015-16
Angul Pooling Station - Jharsuguda Pooling Station line-II | Central | S/C | PGCIL | 284 | JAN-16 | 2015-16
Jaipur - Bhiwani line | Central | S/C | PGCIL | 272 | AUG-15 | 2015-16
Vindhyachal Pooling Station - Satna Ckt-II | Central | S/C | PGCIL | 271 | AUG-15 | 2015-16
Kurukshetra - Jallandhar (Ckt-I) | Central | D/C | PGCIL | 266 | NOV-15 | 2015-16
Kurukshetra - Jallandhar (Ckt-II) | Central | D/C | PGCIL | 265 | JAN-16 | 2015-16
Silchar - Purba Kanchan Bari line (charged at 132KV) | Central | D/C | PGCIL | 254 | JUL-15 | 2015-16
Ext. of one ckt Biharshariff - Sasaram at Varanasi (Q) | Central | D/C | PGCIL | 251 | MAR-16 | 2015-16
Kodarma-Giridih | Central | D/C | DVC | 212 | AUG-15 | 2015-16
Bareilly - Kashipur line (Quad) | Central | D/C | PGCIL | 202 | APR-15 | 2015-16
Balia - Varanasi | Central | S/C | PGCIL | 165 | MAR-16 | 2015-16
Kurnool (New) - Raichur line | Central | D/C | PGCIL | 120 | DEC-15 | 2015-16
Salem Pooling Station - Salem | Central | D/C | PGCIL | 120 | AUG-15 | 2015-16
Balipara - Biswanath Chariyali | Central | D/C | PGCIL | 114 | SEP-15 | 2015-16
LILO of Ranganadi - Balipara 400KV D/C line at Biswanath Chariyali (Pooling Point) | Central | D/C | PGCIL | 114 | OCT-15 | 2015-16
Bhiwani - Hissar line | Central | D/C | PGCIL | 113 | OCT-15 | 2015-16
Mariani (New) - Mokikchung (PG) | Central | D/C | PGCIL | 97 | JUN-15 | 2015-16
Raigarh Pooling Station (Near Kotra) - Champa Pooling Station line | Central | S/C | PGCIL | 96 | MAY-15 | 2015-16
LILO of both ckt of Kolhapur - Mapusa at Kolhapur (new) | Central | D/C | PGCIL | 90 | NOV-15 | 2015-16
NCC gen Sw Yd. - Nellore PS line (Q) | Central | D/C | PGCIL | 66 | MAR-16 | 2015-16
LILO of Meerut - Kaithal at Bagpat (Ckt-I) | Central | D/C | PGCIL | 61 | MAR-16 | 2015-16
Rangpo - New Melli line (Twin Moose) (20.5 D/C & 1.5 M/C) | Central | MC+D/C | PGCIL | 54 | MAY-15 | 2015-16
LILO of 2nd ckt of Neyveli - Trichy at Nagapattnam | Central | D/C | PGCIL | 46 | AUG-15 | 2015-16
LILO of Siliguri - Dalkhola line at New Pooling Station Kishanganj | Central | D/C | PGCIL | 36 | MAR-16 | 2015-16
Surjamaninagar (Tripura) - Indo-Bangladesh Border line (operated at 132 kV) | Central | D/C | PGCIL | 35 | JAN-16 | 2015-16
LILO of One Ckt of Baripada - Mendhasal line at Dubri (OPTCL) | Central | D/C | PGCIL | 32 | JUL-15 | 2015-16
Rihand - Vindhyachal Pooling Station (2nd Ckt) | Central | D/C | PGCIL | 31 | AUG-15 | 2015-16
LILO of Abdullapur - Sonepat at Kurukshetra (Tripal) | Central | D/C | PGCIL | 30 | NOV-15 | 2015-16
LILO of Dehar - Bhiwani at Rajpura (PSTCL) | Central | S/C | PGCIL | 29 | JUL-15 | 2015-16
LILO of Sasaram - Allabhadad at Varanasi (Q) | Central | D/C | PGCIL | 24 | MAR-16 | 2015-16
Sholapur STPP - Sholapur line-I | Central | D/C | PGCIL | 22 | APR-15 | 2015-16
400 kV D/C trans. Line for swapping of Kahalgaon #1 bay with Sasaram# 1 bay at Biharshariff S/Stn. | Central | D/C | PGCIL | 20 | APR-15 | 2015-16
LILO of Siliguri (Existing) - Purnea at Kishanganj | Central | D/C | PGCIL | 16 | MAR-16 | 2015-16
LILO of Gaya - Fatehpur at Varanasi line | Central | S/C | PGCIL | 7 | MAR-16 | 2015-16
Sasan - Vindhyachal (PS) | Central | S/C | PGCIL | 6 | APR-15 | 2015-16
LILO of Moga - Bhiwani at Hissar line | Central | D/C | PGCIL | 4 | JUN-15 | 2015-16
Champa Pooling Station - Kurukshetra (HVDC) BIPOLE Line | Central | BIPOLE | PGCIL | 2574 | SEP-16 | 2016-17
Tuticorin Pooling Station - Salem Pooling Station | Central | D/C | PGCIL | 731 | NOV-16 | 2016-17
Raipur Pooling station - Wardha line -II | Central | D/C | PGCIL | 714 | MAR-17 | 2016-17
Srikakulam PP - Vemagiri - II PS (PVTL-TBCB) | Central | D/C | PGCIL | 668 | SEP-16 | 2016-17
Varanasi - Kanpur | Central | D/C | PGCIL | 652 | JUN-16 | 2016-17
Wardha - Nizamabad line (Part of Wardha - Hyderabad line) | Central | D/C | PGCIL | 576 | MAR-17 | 2016-17
Srikakulam Pooling Station - Angul line | Central | D/C | PGCIL | 552 | DEC-16 | 2016-17
Kanpur - Jhatikara | Central | S/C | PGCIL | 466 | JUN-16 | 2016-17
Essar Gujarat TPS - Bachau (Tripal) | Central | D/C | PGCIL | 446 | SEP-16 | 2016-17
Nagapattinam PS - Salem (PNMTL-TBCB) | Central | D/C | PGCIL | 406 | OCT-16 | 2016-17
Khandwa - Indore line | Central | D/C | PGCIL | 344 | AUG-16 | 2016-17
Sikar - Jaipur line | Central | D/C | PGCIL | 339 | JAN-17 | 2016-17
Betul - Khandwa (Quad) line | Central | D/C | PGCIL | 338 | AUG-16 | 2016-17
Dehradun - Bagpat line (Q) | Central | D/C | PGCIL | 330 | JAN-17 | 2016-17
Jaipur (RVPNL) - Bhiwani (IInd Ckt) line | Central | S/C | PGCIL | 277 | SEP-16 | 2016-17
Gaya - Varanasi | Central | S/C | PGCIL | 273 | APR-16 | 2016-17
Farakka-Gokarna Portion of Raharhat-Purnea Lin, alongwith LILO at Farakka & Gokarna to form Farakka - Gokarna line | Central | D/C | PGCIL | 238 | MAR-17 | 2016-17
Jharkhand Pool (Chandwa) - Gaya (Quad) line | Central | D/C | PGCIL | 234 | JUN-16 | 2016-17
Varanasi - Sarnath (Q) | Central | D/C | PGCIL | 213 | OCT-16 | 2016-17
Navsari - Boisor line (Balance portion ) | Central | D/C | PGCIL | 161 | DEC-16 | 2016-17
Ranchi - Jharkhand Pool line (Chandwa) | Central | D/C | PGCIL | 138 | JUN-16 | 2016-17
Panchkula - Patiala | Central | D/C | PGCIL | 131 | APR-16 | 2016-17
LILO of 400 kV D/C Baripada - Mendhasal at Pindiabil | Central | 2xD/C | PGCIL | 112 | JUN-16 | 2016-17
Unchahar - Fatehpur line (PUTL-TBCB) | Central | D/C | PGCIL | 107 | SEP-16 | 2016-17
LILO of Meerut - Kaithal at Bagpat (Ckt-II) | Central | D/C | PGCIL | 61 | MAY-16 | 2016-17
LILO of Pune - Aurangabad at Pune (GIS) | Central | 2xD/C | PGCIL | 58 | APR-16 | 2016-17
Meja - Allahabad line | Central | D/C | PGCIL | 56 | AUG-16 | 2016-17
LILO of Dadri - Malerkotla at Kaithal | Central | D/C | PGCIL | 50 | MAR-17 | 2016-17
LILO of Bishwanath Chariali - Agra at Alipurduar | Central | HVDC | PGCIL | 44 | MAR-17 | 2016-17
Kanpur (new) - Kanpur (exit) | Central | D/C | PGCIL | 41 | JUN-16 | 2016-17
LILO of Gazuwaka - Vijayawada 400KV S/C line at Vemagiri PS | Central | D/C | PGCIL | 38 | DEC-16 | 2016-17
Roorkee - Saharanpur line (Quad) (Ckt-I) | Central | D/C | PGCIL | 37 | MAY-16 | 2016-17
Roorkee - Saharanpur line (Ckt-II) | Central | D/C | PGCIL | 37 | JUN-16 | 2016-17
Lara STPS - Raigarh (Kotra) line | Central | D/C | PGCIL | 36 | APR-16 | 2016-17
LILO of One Ckt Parbati Pooling Station - Amritsar at Jalandhar | Central | D/C | PGCIL | 34 | FEB-17 | 2016-17
LILO of One ckt RAPP - Kankroli at Chittorgarh | Central | D/C | PGCIL | 28 | SEP-16 | 2016-17
LILO of Gladni - Hiranagar at Samba (PG) | Central | D/C | PGCIL | 28 | JUN-16 | 2016-17
LILO of Kadapa (Cuddapah) - Kolar at N.P. Kunta Pooling Station | Central | D/C | PGCIL | 21 | APR-16 | 2016-17
LILO IN of Both Ckt Teesta-III - Kishanganj at Rangpo | Central | MC+D/C | PGCIL | 21 | JUL-16 | 2016-17
LILO of existing Seoni-Bina at Gadarwara STPP | Central | D/C | PGCIL | 16 | JAN-17 | 2016-17
LILO of Bongaigaon - Siliguri at Alipurduar | Central | D/C | PGCIL | 13 | MAR-17 | 2016-17
Line for swapping of Purnea bay with Sasaram bay at Biharshariff s/s | Central | D/C | PGCIL | 10 | JUL-16 | 2016-17
Nizamabad –Dichpalli line -Ckt-I | Central | D/C | PGCIL | 9 | MAR-17 | 2016-17
Sasaram - Allahabad line (1 ckt shifted from NR bus to ER bus) Addition | Central | D/C | PGCIL | 6 | AUG-16 | 2016-17
LILO of Birpara - Salakati line at Alipurduar (New Pooling Station) | Central | D/C | PGCIL | 5 | MAR-17 | 2016-17
Jabalpur PS - Orai Substation | Central | D/C | PGCIL | 714 | AUG-17 | 2017-18
Aurangabad - Boisar | Central | D/C | PGCIL | 690 | SEP-17 | 2017-18
Orai - Aligarh line | Central | D/C | PGCIL | 664 | MAR-18 | 2017-18
Aurangabad (PG) - Padghe (PG) line | Central | D/C | PGCIL | 570 | DEC-17 | 2017-18
Nizamabad - Hyderabad line (Part of Wardha - Hyderabad line) | Central | D/C | PGCIL | 486 | JUL-17 | 2017-18
Allahabad - Kanpur line | Central | D/C | PGCIL | 481 | SEP-17 | 2017-18
Chittorgarh - Ajmer line | Central | D/C | PGCIL | 422 | DEC-17 | 2017-18
Mauda-II - Betul (Quad) line | Central | D/C | PGCIL | 393 | JUL-17 | 2017-18
Sasaram - Deltonganj line | Central | D/C | PGCIL | 392 | FEB-18 | 2017-18
Lucknow - Kanpur line | Central | D/C | PGCIL | 320 | MAY-17 | 2017-18
Raghunathpur TPS -Ranchi (PG) | Central | D/C | DVC | 311 | SEP-17 | 2017-18
Kishenpur - New Wanpoh line (132 KM D/C + 7 KM Multi Ckt) | Central | MC+D/C | PGCIL | 279 | JUL-17 | 2017-18
Kakrapar APP - Vapi line | Central | D/C | PGCIL | 234 | MAY-17 | 2017-18
Lara STPS - Champa Pooling Station line (Q) | Central | D/C | PGCIL | 224 | JUN-17 | 2017-18
LILO of Bellary - Tumkur (Vasantnarsapur) line (Q) at Tumkur Pool. | Central | D/C | PGCIL | 220 | FEB-18 | 2017-18
Kurukshetra - Jind line (Q) | Central | D/C | PGCIL | 206 | NOV-17 | 2017-18
Gadarwara - Jabalpor Pool line (Balance Portion from LILO of Seoni - Bina to Jabalpur) (PWTL-TBCB) | Central | D/C | PGCIL | 187 | MAY-17 | 2017-18
Nabinagar-II - Gaya (Q) | Central | D/C | PGCIL | 184 | FEB-18 | 2017-18
Dehradun - Abdullapur line (Q) | Central | D/C | PGCIL | 179 | MAR-18 | 2017-18
Vapi (PG) - Kala - Kudus (balance Portion) line | Central | D/C | PGCIL | 149 | DEC-17 | 2017-18
Extn. Kudankulam APP - Tirunveli (Q) | Central | D/C | PGCIL | 132 | FEB-18 | 2017-18
Ajmer (New) - Ajmer (RVPN) (Quad) line | Central | D/C | PGCIL | 131 | DEC-17 | 2017-18
LIIO of Both ckt. of Rourkela - Raigarh (2nd line) at Jharsaguda (Sundargarh) | Central | M/C | PGCIL | 130 | JAN-18 | 2017-18
Punatsangchu-I - Alipurduar | Central | D/C | PGCIL | 128 | FEB-18 | 2017-18
LILO of Vindhyachal - Jabalpur line (Q) (II Ckt.) at Rewa PS | Central | D/C | PGCIL | 116 | FEB-18 | 2017-18
Dulhasti - Kishenpur | Central | D/C | PGCIL | 115 | JAN-18 | 2017-18
Kameng - Balipara line | Central | D/C | PGCIL | 114 | MAR-18 | 2017-18
Chittorgarh (New) - Chittorgarh (RVPN) (Q) | Central | D/C | PGCIL | 97 | NOV-17 | 2017-18
RAPP - Kota line | Central | D/C | PGCIL | 90 | JUL-17 | 2017-18
Orai - Orai line (Q) | Central | D/C | PGCIL | 84 | FEB-18 | 2017-18
Kakarapar APP - Navsari line | Central | D/C | PGCIL | 77 | MAY-17 | 2017-18
LILO of one ckt. of Satna- Gwalior 765KV 2xS/C line at Orai | Central | 2xS/C | PGCIL | 73 | MAR-18 | 2017-18
Both ckts of one LILO D/C portion of Simhadri - Vijayawada line at Vimagiri -I (AP) shall be LILOed at Vimagiri-II (PG) - (D/Cportion (1.8Km) and Multi Ckt. portion (13.2Km) | Central | D/C | PGCIL | 61 | FEB-18 | 2017-18
Tirunelveli PS - Tuitcorin PS (Quad) 1and2 line | Central | D/C | PGCIL | 48 | MAR-18 | 2017-18
LILO of Both ckt. of Mundra UMPP - Limbdi at Bachau (Triple) | Central | D/C | PGCIL | 45 | OCT-17 | 2017-18
Darlipalli TPS - Jharsuguda (Sundergarh) PS line | Central | D/C | PGCIL | 41 | APR-17 | 2017-18
Padghe (PG) - Padghe (Kudus) line (Q) line | Central | D/C | PGCIL | 32 | DEC-17 | 2017-18
Both ckts of IInd LILO D/C portion of Simhadri - Vijayawada 400kV line at Vimagiri-i (AP) shall be LILOed at Vimagiri-II (PG) | Central | D/C | PGCIL | 28 | FEB-18 | 2017-18
Solapur STPP - Solapur line - II (Q) | Central | D/C | PGCIL | 25 | SEP-17 | 2017-18
LILO of Agra - Meerut at Aligarh | Central | S/C | PGCIL | 22 | MAR-18 | 2017-18
LILO of Kanpur - Jhatikara at Aligarh | Central | S/C | PGCIL | 22 | MAR-18 | 2017-18
LILO of Neelamangla - Hoddy 400 kV S/C LINE at Yelahanka | Central | D/C | PGCIL | 20 | MAR-18 | 2017-18
LILO of Both Ckt Cuddapah - Hindupur line (Q) at NP Kunta S/S | Central | D/C | PGCIL | 18 | FEB-18 | 2017-18
Loop out (Kurnool - Maheshwaram portion of LILO of Hyderabad - Kurnool at Maheshwaram | Central | S/C | PGCIL | 4 | JUL-17 | 2017-18
Loop-In (Hyderabad-Maheshwaram) portion of LILO of Hyderabad-Kurnool 400kV S/C line at Maheswaram | Central | D/C | PGCIL | 3 | SEP-17 | 2017-18
LILO of Karcham Wangtoo - Abdullapur at Kala Amb (PKATL-TBCB) | Central | D/C | PGCIL | 2 | AUG-17 | 2017-18
LILO of Gooty - Tumkur (Vasantanarsapur) at Tumkur Pool (Ckt.-II) | Central | D/C | PGCIL | 2 | FEB-18 | 2017-18
LILO of one ckt. Gooty - Tumkur (Vasantnarsapur) at Tumkur line (Q) at Tumkur Pool | Central | D/C | PGCIL | 1 | OCT-17 | 2017-18
Vindhyachal PS - Jabalpur PS (PJTL -TBCB) | Central | D/C | PGCIL | 749 | DEC-18 | 2018-19
Warora PS - Parli (PPTL-TBCB) | Central | D/C | PGCIL | 694 | JUN-18 | 2018-19
Gadarwara - Warora PS (PWTL-TBCB) | Central | D/C | PGCIL | 627 | JUN-18 | 2018-19
Banaskanta - Chittorgarh line | Central | D/C | PGCIL | 604 | FEB-19 | 2018-19
Angul - Jharsauguda | Central | D/C | PGCIL | 590 | NOV-18 | 2018-19
Bhuj Pool - Banaskanta line | Central | D/C | PGCIL | 578 | FEB-19 | 2018-19
Cuddapah - Madhugiri (QM) (PSITL - TBCB) | Central | D/C | PGCIL | 486 | FEB-19 | 2018-19
Kota - Jaipur (South) | Central | D/C | PGCIL | 360 | MAR-19 | 2018-19
Cuddapah - Hindupur line (Q) | Central | D/C | PGCIL | 338 | OCT-18 | 2018-19
Jharsuguda - Dharamjaygarh line | Central | D/C | PGCIL | 296 | OCT-18 | 2018-19
Srikakulam - Garividi (QM) (PSITL - TBCB) | Central | D/C | PGCIL | 288 | AUG-18 | 2018-19
Silchar - Melriat (New) | Central | D/C | PGCIL | 287 | NOV-18 | 2018-19
Salem PS - Madhugiri PS line | Central | S/C | PGCIL | 243 | OCT-18 | 2018-19
Dharmapuri (Salem New) - Somanahalli | Central | D/C | PGCIL | 243 | MAR-19 | 2018-19
Parli - Solapur (PPTL - TBCB) | Central | D/C | PGCIL | 236 | APR-18 | 2018-19
Salem - Madhugiri (PNMTL-TBCB) | Central | S/C | PGCIL | 219 | JAN-19 | 2018-19
Tumkur (Pavagada) Pool - Hiriyur | Central | D/C | PGCIL | 218 | SEP-18 | 2018-19
LILO of Wardha - Parli at Warora PS (PWTL-TBCB) | Central | D/C | PGCIL | 196 | MAY-18 | 2018-19
Mundra UMPP - Bhuj Pool line | Central | D/C | PGCIL | 196 | MAR-19 | 2018-19
LILO of Kurnool - Thirvualam line at Cuddapah | Central | D/C | PGCIL | 190 | OCT-18 | 2018-19
NLC - Karaikal line | Central | D/C | PGCIL | 190 | FEB-19 | 2018-19
Farakka - Baharampur (Twin HTLS) | Central | D/C | PGCIL | 164 | AUG-18 | 2018-19
(JnK) Alusteng-Drass ( (Part of Alusteng - Drass -Kargil - Khalsti-Leh) | Central | S/C | PGCONSULTANC Y | 115 | JAN-19 | 2018-19
LILO of Both Ckt of Bamnauli - Samaypur at Tughlakabad | Central | M/C | PGCIL | 114 | OCT-18 | 2018-19
LILO of Agra - Bharatpur at Agra line | Central | S/C | PGCIL | 111 | FEB-19 | 2018-19
(JandK) Drass - Kargil (Part of Alusteng-Drass-Kargil- Khalsti-Leh) | Central | S/C | PGCONSULTANC Y | 60 | SEP-18 | 2018-19
Banaskanta - Sankhari line | Central | D/C | PGCIL | 43 | FEB-19 | 2018-19
LILO of Farakka - Jeerat line at Sagahdighi | Central | D/C | PGCIL | 38 | JUL-18 | 2018-19
Parli (New) - Parli (PG) (Q) (PPTL -TBCB) | Central | D/C | PGCIL | 36 | APR-18 | 2018-19
Biharshariff (Ckt. III and IV) - Kahalgaon (NTPC) | Central | D/C | PGCIL | 26 | JAN-19 | 2018-19
LILO-Out of Cuddapah - Hindupur line (Q) (Both Ckts.) at NP Kunta s/s | Central | D/C | PGCIL | 19 | OCT-18 | 2018-19
LILO-In of Cuddapah - Hindupur at N.P. Kunta | Central | D/C | PGCIL | 18 | AUG-18 | 2018-19
LILO of Subhashgram - Jeerat at Rajarhat | Central | S/C | PGCIL | 8 | FEB-19 | 2018-19
LILO of Exiting Neyveli TS-II - Pondycherry at NNTPS Gen. Yard | Central | D/C | PGCIL | 7 | JUN-18 | 2018-19
LILO of Farakka - Jeerat line at Baharampur | Central | S/C | PGCIL | 3 | FEB-19 | 2018-19
Bikaner - Moga (PG) line | Central | D/C | PGCIL | 734 | MAR-20 | 2019-20
Chilkaluripeta - Cudappah (PSITL - TBCB) | Central | D/C | PGCIL | 577 | JAN-20 | 2019-20
Vemagiri - Chilkaluripeta (PSITL -TBCB) | Central | D/C | PGCIL | 558 | JAN-20 | 2019-20
Ajmer (new) - Bikaner line | Central | D/C | PGCIL | 526 | JUL-19 | 2019-20
Bhadla - Bikaner line | Central | D/C | PGCIL | 340 | SEP-19 | 2019-20
400 kV S/C New Purnear - Gokarna line and 400 kV S/C New Purnear - Farakka line (part of Rajarhat - Purnea line) | Central | S/C | PGCIL | 302 | NOV-19 | 2019-20
Nabinagar-II - Patna line (Q) | Central | D/C | PGCIL | 282 | JUL-19 | 2019-20
Kishanganga - Wagoora line | Central | D/C | PGCIL | 232 | JUL-19 | 2019-20
Singrauli - Allahabad line | Central | S/C | PGCIL | 155 | OCT-19 | 2019-20
Edamon (KSEB) - Muvattupuzha (PG) Quad) line (1st Ckt.) | Central | D/C | PGCIL | 149 | SEP-19 | 2019-20
Edaomon (KSEB) - Muvattupuzha (PG) (Quad) line (2nd Ckt.) | Central | D/C | PGCIL | 148 | DEC-19 | 2019-20
Madhugiri - Yelhanka line (Quad) line (1st Ckt.) | Central | D/C | PGCIL | 66 | DEC-19 | 2019-20
Madhugiri - Yelhanka line (Quad) line (2nd Ckts) line | Central | D/C | PGCIL | 65 | FEB-20 | 2019-20
Chilkaluraipeta - Narasaraopeta (QM) (PSITL - TBCB) | Central | D/C | PGCIL | 60 | JUL-19 | 2019-20
Bhadla (PG) - Bhadla (RVPN) line | Central | D/C | PGCIL | 53 | APR-19 | 2019-20
LILO of One ckt. of Bhadla (RVPN) - Bikaner (RVPN) line at Bikaner (New) | Central | D/C | PGCIL | 18 | JUL-19 | 2019-20
LILO of Lonikhand (MSETCL)- Kalwa at Navi Mumbai | Central | S/C | PGCIL | 16 | JUN-19 | 2019-20
Re-conductoring of New Purnea - Purnea line | Central | D/C | PGCIL | 2 | DEC-19 | 2019-20
Raigarh (HVDC stn) - Pugalur (HVDC stn) HVDC Bipole Link | Central | BIPOLE | PGCIL | 3531 | SEP-20 | 2020-21
Wardha - Aurangabad line (up-gradable on 1200 kV) | Central | D/C | PGCIL | 696 | MAR-21 | 2020-21
Ranchi - Medinipur line (PM-JTL-TBCB) | Central | D/C | PGCIL | 538 | FEB-21 | 2020-21
Rajarhat - Purnea line (Triple Snowbird) (Balance Portion) | Central | D/C | PGCIL | 420 | JUL-20 | 2020-21
Tumkur (Pavagada) PS - Devanahally (KPTCL) line - (Q) | Central | D/C | PGCIL | 312 | FEB-21 | 2020-21
Pugalur - North Trichur (Kerala) HVDC Bipole Link | Central | HVDC | PGCIL | 288 | MAR-21 | 2020-21
Re-Conducting of Rangpo -New Siliguri line | Central | D/C | PGCIL | 220 | MAR-21 | 2020-21
Hiriyur - Mysore line (Ckt.-II) | Central | D/C | PGCIL | 206 | APR-20 | 2020-21
Baharampur (PG) -Bheramerar (Bangladesh) line (2nd Ckt.) - India Portion | Central | D/C | PGCIL | 172 | MAY-20 | 2020-21
LILO of both ckts. of Chandithala - Kharagpur at Medinipur (PM-JTL-TBCB) | Central | D/C | PGCIL | 148 | FEB-21 | 2020-21
NNTPS Sw. Yd. - Ariyalur (Villupuram ) Line | Central | D/C | PGCIL | 147 | JUL-20 | 2020-21
Banaskantha PS - Banaskantha (PG) line | Central | D/C | PGCIL | 132 | AUG-20 | 2020-21
Pugalur HVDC - Arasur line (Q) | Central | D/C | PGCIL | 118 | SEP-20 | 2020-21
Pugalur HVDC - Pugalur line (Q) | Central | D/C | PGCIL | 100 | SEP-20 | 2020-21
Darbhanga - Sitamarhi (New) line (Ckt.-I) (Triple Snowbird) (ERSS XXITL - TBCB) | Central | D/C | PGCIL | 80 | MAR-21 | 2020-21
Additional 400KV D/C line at P.K.Bari s/s and Silchar S/S end for termination of P.K. Bari - Silchar 400KV D/C line | Central | D/C | PGCIL | 22 | MAR-21 | 2020-21
LILO of Parulia - Dtps at Durgapur steel TPS | Central | D/C | DVC | 14 | NOV-20 | 2020-21
Tehri Gen. - Tehri Pooling Station | Central | S/C | PGCIL | 13 | JAN-21 | 2020-21
LILO of both Ckts. of Nabinagar-II - Gaya (Q) line at Chandauti (ERSS XXITL- TBCB) | Central | D/C | PGCIL | 6 | MAR-21 | 2020-21
Tehri Pooling Station - Meerut (Remaining part) | Central | S/C | PGCIL | 1 | APR-20 | 2020-21
Charging of Tehri Pooling - Meerut line (2nd Ckt.) | Central | S/C | PGCIL | 1 | JUN-20 | 2020-21
LILO of North Trichur - Cochin line at North Trichur HDVC Station (Q) | Central | D/C | PGCIL | 1 | MAR-21 | 2020-21
Pugalur HVDC - Thiruvalam line (Q) | Central | D/C | PGCIL | 782 | OCT-21 | 2021-22
LILO of both Ckts. of Ajmer - Bikaner line at Bhadla-II PS (PGCIL-RTM) | Central | D/C | PGCIL | 527 | OCT-21 | 2021-22
Vindhyachal - Varansai line | Central | D/C | PGCIL | 379 | JUL-21 | 2021-22
Fatehgarh-II PS - Bhadla-II section (PGCIL-RTM) | Central | D/C | PGCIL | 374 | AUG-21 | 2021-22
Medinipur - Jeerat (New) (PM-JTL-TBCB) | Central | D/C | PGCIL | 338 | SEP-21 | 2021-22
Jigmeling - Alipurdauar line (Q) (India Side) | Central | D/C | PGCIL | 326 | JUN-21 | 2021-22
Ajmer (PG) - Phagi line | Central | D/C | PGCIL | 268 | APR-21 | 2021-22
Sitamarhi (New) - Motihari line (Triple Snowbird) (ERSS XXITL-TBCB) | Central | D/C | PGCIL | 171 | APR-21 | 2021-22
Khetri - Sikar (PG) line | Central | D/C | PGCIL | 156 | SEP-21 | 2021-22
Khetri - Jhatikara line (CKt-I) | Central | D/C | PGCIL | 146 | SEP-21 | 2021-22
Khetri - Jhatikara line (Ckt-II) | Central | D/C | PGCIL | 146 | OCT-21 | 2021-22
LILO of both ckts of Bawana - Mandola at Maharanibagh | Central | D/C | PGCIL | 120 | MAR-22 | 2021-22
Pugalur HVDC-Edayarpalayam (TANTRANSCO) line (Q) | Central | D/C | PGCIL | 105 | JUL-21 | 2021-22
Ramgarh - Ranchi (PG) (Bypassing Gola SS) (Balance portion) | Central | S/C | DVC | 95 | AUG-21 | 2021-22
Edayarpalayam (TANTRANSCO)- Udumulpet line (Q) | Central | D/C | PGCIL | 94 | JUL-21 | 2021-22
Darbhanga - Sitamarhi (New) line (Ckt-II) line | Central | D/C | PGCIL | 80 | APR-21 | 2021-22
LILO of both Ckts. of 765kV D/C (op at 400kV) Fatehgarh (TBCB) - Bhadla (PG) line at Fatehgarh-II PS (Loop Out Portion) (PGCIL-RTM) | Central | D/C | PGCIL | 80 | MAR-22 | 2021-22
LILO of both Ckt. of Kishanganj - Patna 400kV (Q) line at Saharsa (Ckt-I) | Central | D/C | PGCIL | 75 | SEP-21 | 2021-22
LILO of both Ckt. of Kishanganj - Patna (Q) line at Saharsa (CKt-II) | Central | D/C | PGCIL | 75 | OCT-21 | 2021-22
Jeerat (New) - Jeerat (WBSETCL) (PM-JTL-TBCB) | Central | D/C | PGCIL | 51 | SEP-21 | 2021-22
Bhadla-II PS-Bhadla (PG) (Twin HTLS) (Ckt.-II) (PGCIL-RTM) | Central | D/C | PGCIL | 49 | DEC-21 | 2021-22
Bhadla-II PS-Bhadla (PG) line (CKt-I) | Central | D/C | PGCIL | 48 | SEP-21 | 2021-22
LILO of both Ckt. 765kV D/C (op. at 400kV) Fatehgarh (TBCB) - Bhadla (PG) at Fateharh-II PS (Loop in of Ckt-I) | Central | D/C | PGCIL | 40 | OCT-21 | 2021-22
LILO of both Ckts. of (op.at 400 kV) Fatehgarh (TBCB)-Bhadla (PG) at Fatehgarh-II PS (Loop in of Ckt-II) | Central | D/C | PGCIL | 39 | NOV-21 | 2021-22
Navsari (PG) - Bhestan line | Central | D/C | PGCIL | 37 | FEB-22 | 2021-22
Palatana - Surajmaninagar | Central | D/C | PGCIL | 24 | JUL-21 | 2021-22
LILO of 2nd Ckt. of Teesta-III - Kishanganj line at Rangpo (Q) - Twin HTLS Conductor | Central | D/C | PGCIL | 24 | FEB-22 | 2021-22
LILO of One Ckt of Bamnauli - Jhattikara at Dwarka-I | Central | D/C | PGCIL | 17 | FEB-22 | 2021-22
Kahalgaon - Durgapur line (Bypassing of Farakka-Kahalgaon (Ckt.-3 and 4 and Farakka -Durgapur | Central | D/C | PGCIL | 6 | DEC-21 | 2021-22
New Mariani - Misa | Central | D/C | PGCIL | 2 | MAY-21 | 2021-22
LILO of Sagardighi - Subhasgram line at Jeerat | Central | S/C | PGCIL | 2 | JUN-21 | 2021-22
Lower Subhansiri - Biswanath Chariyali line -I | Central | D/C | PGCIL | 354 | FEB-23 | 2022-23
(Assam) Tinsukia - Behiating (new Dibrugarh) | Central | D/C | PGCONSULTAN CY | 336 | MAR-23 | 2022-23
(Nagaland) New Kohima - Mokokchung (PG) | Central | D/C | PGCONSULTAN CY | 276 | MAR-23 | 2022-23
MTPS- Ranchi (PG) (Bypassing Gola SS) | Central | S/C | DVC | 232 | JUN-22 | 2022-23
Jeerat (New) - Subhasgram (PM-JTL-TBCB) | Central | D/C | PGCIL | 214 | AUG-22 | 2022-23
Bina - Guna line | Central | D/C | PGCIL | 214 | SEP-22 | 2022-23
MTPS - Ramgarh (Bypassing Gola SS) | Central | S/C | DVC | 211 | JUN-22 | 2022-23
Parulia - Burdwan line | Central | D/C | DVC | 207 | SEP-22 | 2022-23
Guna-Shivpuri line | Central | D/C | PGCIL | 203 | AUG-22 | 2022-23
Re-conducting of Alipurduar - Solakati 220kV line with Single GTLS conductor under NERSS-XII | Central | D/C | PGCIL | 202 | MAR-23 | 2022-23
(Assam) Rangia - Amingaon line | Central | D/C | PGCONSULTAN CY | 198 | MAR-23 | 2022-23
Rampur -Sambhal line | Central | D/C | PGCIL | 149 | JUL-22 | 2022-23
Re-conductring of the NP Kunta-Kolar (Twin Moose) section with high capacity conductors (like twin HTLS equivalent or QM) | Central | S/C | PGCIL | 131 | DEC-22 | 2022-23
Mohindergarh - Bhiwani line | Central | D/C | PGCIL | 122 | MAR-23 | 2022-23
Bhind -Morena line | Central | D/C | PGCIL | 109 | SEP-22 | 2022-23
Reconfiguration of BhujPS- Lakadia PS as to establish Bhuj- II-Lakadia line as well as Bhuj-II-Bhuj-II line | Central | D/C | PGCIL | 106 | JUN-22 | 2022-23
Lakadia PS -Bhuj II line (A portion of Reconfiguration of Bhuj PS - Lakadia PS Bhuj-II-Lakadia (Bhuj-Bhuj II) (Loop out portion ) | Central | D/C | PGCIL | 106 | JUL-22 | 2022-23
LILO of 220kV Gonda (400) - Bahraich line at Balrampur (220) | Central | D/C | UPPTCL | 99 | AUG-22 | 2022-23
LILO of 220kV Hardoi - Sahjahanpur (PG) at Mallawan (220) | Central | D/C | UPPTCL | 86 | AUG-22 | 2022-23
LILO of Kishanganj (POWERGRID) - Darbhanga (DMTCL) (QUAD) line at Saharsa (New) | Central | D/C | PGCIL | 78 | APR-22 | 2022-23
LILO of 765kV Gr. Noida (765kV)- Hapur(765) line at Meerut | Central | S/C | PGCIL | 70 | MAR-23 | 2022-23
Re-conductoring of Maithon RB - Maithon line | Central | D/C | PGCIL | 63 | JUL-22 | 2022-23
Simbhavali -Meerut line | Central | D/C | PGCIL | 57 | MAR-23 | 2022-23
Guna - Guna line | Central | D/C | PGCIL | 53 | SEP-22 | 2022-23
Wadakkanchery - Kunnamkulam | Central | M/C | KSEB | 45 | AUG-22 | 2022-23
Reconducting of Kolhapur (PG)- Kolhapur (MSETCL) (Ckt-1) under TS Strengthening beyond Kolhapur for export of power from Solar and Wind Energy Zones in Southern Region | Central | D/C | PGCIL | 40 | MAR-23 | 2022-23
NTPC Limited -Bhadla-II (On D/C Tower) | Central | S/C | NTPC Ltd. | 25 | FEB-23 | 2022-23
Disconnection of 220 kV LILO arrangement of Dhauliganga - Bareilly at Pithoragarh and connecting it to Jauljivi (one ckt charged) | Central | D/C | PGCIL | 24 | NOV-22 | 2022-23
Disconnection of 220kv LILO arrangement of Dhauliganga - Bareilly at Pithoragarh and connecting it to Jaulivi (balance one Ckt. charged) | Central | D/C | PGCIL | 24 | DEC-22 | 2022-23
UT Chandigarh s/s -Punchkula (PG) s/s line under establishment of 220kV GIS at UT Chandigarh along with 220 kV D/C line from Chandigarh GIS to 400/220kV Punchkula (PG) s/s (Only Ckt.-1) | Central | D/C | PGCIL | 24 | JAN-23 | 2022-23
UT Chandigarh S/s - Panchkula (PG) s/s line under Establishment of 220/22 kV GIS at UT Chandigarh along with 220 kV D/C line from Chandigarh GIS-400/220 kV Panchkula (PG) s/s (Ckts-II ) | Central | D/C | PGCIL | 24 | MAR-23 | 2022-23
LILO of Karad - Lonikand at Jejuri | Central | D/C | MSETCL | 22 | NOV-22 | 2022-23
LILO on 220kV Badnera - Dhamangaon line for 150MW Solar plant of M/s Avadhaa at Dhamangaon Dist Amravati | Central | S/C | MSETCL | 19 | AUG-22 | 2022-23
NTPC Ltd 300MW Power Plant-Bhadla-II (PS) | Central | S/C | NTPC Ltd. | 19 | FEB-23 | 2022-23
NTPC ltd -Tuticorin-II (GIS) | Central | S/C | NTPC Ltd. | 18 | FEB-23 | 2022-23
Damaracherla - Miryalaguda (Ckt.-I) | Central | D/C | TSTRANSCO | 16 | AUG-22 | 2022-23
LILO of 220kV Jahangirpur (765)-IITGNL line at Jewar (220) | Central | D/C | UPPTCL | 14 | AUG-22 | 2022-23
Jalandhar (PGCIL) - Kartarpur | Central | D/C | PSTCL | 12 | AUG-22 | 2022-23
LILO of 220kV Sarojini Nagar - Bachhrawan line at Vijnor (220) | Central | D/C | UPPTCL | 9 | AUG-22 | 2022-23
Diversion of Dhauliganga - Bareilly 400 kV D/C line (operated at 220kV) at Bareilly end from Bareilly (UP) to Bareilly (PG) line (one ckt charged) | Central | D/C | PGCIL | 8 | NOV-22 | 2022-23
Diversion of Dhauliganga -Bareilly 400kV D/C (operated at 220kV) at Bareilly end from Bareilly to Bareilly (PG) line (balance one Ckt Charged) | Central | D/C | PGCIL | 8 | DEC-22 | 2022-23
LILO of 400kV Bareilly (PGCIL) - Moradabad line (Ckt-1) at Rampur s/s (under Mohanlalgani Intrastate Project ) | Central | D/C | PGCIL | 5 | MAR-23 | 2022-23
(Sikkim) Rangpo (PG) - Samardong | Central | D/C | PGCONSULTAN CY | 5 | MAR-23 | 2022-23
LILO of both ckt.of 400 kV D/C Dhauliganga - Bareilly (PG) line at Jauljivi ( 2 Ckts charged) | Central | D/C | PGCIL | 3 | NOV-22 | 2022-23
LILO of both Ckt. of 400kV D/C Dhauliganga -Bareilly (PG) line at Jaulijvi (Balance 2 Ckts Charged) | Central | D/C | PGCIL | 3 | DEC-22 | 2022-23
NTPC Ltd (90MW) Power Plant -Common (PS) of NTPCs (150MW) and (90MW) Solar Project at Devikoot-Fatehgarh-II (PS) | Central | S/C | NTPC Ltd. | 2 | FEB-23 | 2022-23
Solar Project at Devikoot(150MW) -Fatehgharh-II (PS) | Central | S/C | NTPC Ltd. | 2 | FEB-23 | 2022-23
NTPC ltd 300MW Power Plant -Common (PS) of NTPCs 250MW and 300MW Solar Project | Central | S/C | NTPC Ltd. | 1 | FEB-23 | 2022-23
Bikaner-II PS-Khetri 400kV line (phase II part F) | Central | M/C | PGCIL | 1102 | JUN-23 | 2023-24
400KV D/C Lower Subhansiri - Biswanath Chariyali line - II under Part C of North East / Northern Western Interconnector -I Project | Central | D/C | PGCIL | 371 | DEC-23 | 2023-24
Khetri-Bhiwadi 400kV line (Twin HTLS) (PHASE II Part F) | Central | D/C | PGCIL | 251 | JUN-23 | 2023-24
Neemuch PS- Mandsaur s/s 400 kV D/C line (POWERGRID Neemuch Transmission System Limited (NTL) | Central | D/C | PGCIL | 236 | Mar-24 | 2023-24
Neemuch PS – Chhittorgarh (PG) s/s 400 kV D/C line (POWERGRID Neemuch Transmission System Limited (NTL) | Central | D/C | PGCIL | 233 | Mar-24 | 2023-24
Ckt-2 of Re-conductoring of Siliguri – Bongaigaon 400kV D/c line with Twin HTLS conductor under North Eastern Region Strengthening Scheme-XII (NERSS-XII) | Central | S/C | PGCIL | 218 | Jan-24 | 2023-24
Ckt-1 of Re-conductoring of Siliguri – Bongaigaon 400kV D/c line with Twin HTLS conductor under North Eastern Region Strengthening Scheme-XII (NERSS-XII) | Central | D/C | PGCIL | 218 | Mar-24 | 2023-24
Reconductoring of 400 kV Jodhpur (Surpura) (RVPN) – Kankroli S/c (twin moose) line with twin HTLS conductor under Scheme to relieve high loading of WR-NR Inter Regional Corridor (400 kV Bhinmal Zerda line) | Central | S/C | PGCIL | 188 | Feb-24 | 2023-24
400kV D/C Muradnagar-II – Simbhawali Line under Meerut Simbhawali :INTRASTATE Project | Central | D/C | PGCIL | 142 | NOV-23 | 2023-24
CKT-1 FOR RECONDUCTORING WORK OF JHARSUGUDA/SUNDARGARH#(PG) – ROURKELA (PG) 400KV 2XD/C (ERSS-XXIX) | Central | D/C | PGCIL | 142 | Mar-24 | 2023-24
765KV Rampur-Ghatampur line under CKT-2 LILO OF 765 KV Ghatampur- Hapur (WUPPTCL) Line on 765 KV GIS S/S RAMPUR (MOHANLALGANJ TRANSMISSION LIMITED) :INTRASTATE Project (UP) | Central | S/C | PGCIL | 116 | DEC-23 | 2023-24
765KV Rampur-Hapur line under LILO OF 765 KV Ghatampur- Hapur (WUPPTCL) Line on 765 KV GIS S/S RAMPUR (MOHANLALGANJ TRANSMISSION LIMITED) :INTRASTATE Project (UP) | Central | S/C | PGCIL | 112 | Feb-24 | 2023-24
Fatehgarh-III (Ramgarh-II) - Jaisalmer-II (RVPNL 400kV D/C line (Twin HTLS) | Central | D/C | PGCIL | 100 | SEP-23 | 2023-24
CKT-3 FOR RECONDUCTORING WORK OF JHARSUGUDA/SUNDARGARH#(PG) – ROURKELA (PG) 400KV 2XD/C (ERSS-XXIX) ( from Tower Loc. 881 to 1150 i.e 96 CKM) | Central | D/C | PGCIL | 96 | Mar-24 | 2023-24
Fatehgarh-III (Ramgarh-II) -Fatehgarh-II 400kV D/c line (Twin HTLS) under Transmission system strengthening scheme for evacuation of power from solar energy zones in Rajasthan (8.1 GW) under phase-II- Part A SPV Name: POWERGRID Ramgarh Transmission Limited | Central | D/C | PGCIL | 88 | DEC-23 | 2023-24
Sitamarhi (POWERGRID) (Quad Moose) - Dhalkebar (Nepal) (Indian Portion) | Central | D/C | PGCIL | 78 | SEP-23 | 2023-24
LILO of 400kV Sarojnai Nagar - Unnao (765kV) S/C Line at 400kV GIS Substation Mohanlalganj, Lucknow (MOHANLALGANJ TRANSMISSION LIMITED) :INTRASTATE Project (UP) | Central | S/C | PGCIL | 77 | Mar-24 | 2023-24
Removal of LILO of one Ckt. of Bhadla-Bikaner (RVPN) at Bikaner (PG) and Extension of this LILO section from Bikaner (PG) to Bikaner-PS -Bikaner (PG) | Central | D/C | PGCIL | 68 | JUL-23 | 2023-24
Reconductoring of Kolhapur(PG) - Kolhapur (MSETCL) 400kv D/C line (Ckt-2) under TS strengthening beyond Kolhapur for export of power from Solar and Wind Energy | Central | D/C | PGCIL | 40 | AUG-23 | 2023-24
LILO of one Ckt. on Monopole of Ataur (WUPPTCL) - Indirapuram (WUPPTCL) D/C Quad Moose on Noida under TB - 202111 (Mohanlalganj Trans. Ltd. (Intrastate Project UP) | Central | D/C | PGCIL | 21 | OCT-23 | 2023-24
LILO of 400kV Lucknow (PGCIL) - Sultanpur S/C Line at 400kV Substation Mohanlalganj, Lucknow (MOHANLALGANJ TRANSMISSION LIMITED) :INTRASTATE Project (UP) | Central | S/C | PGCIL | 14 | Mar-24 | 2023-24
LILO of MTPS-A to Durgapur line at Barjora S/S | Central | S/C | DVC | 9 | Jan-24 | 2023-24
Re-conductoring of BTPS- Salakati 220kv line with Single HTLS Conductor | Central | D/C | PGCIL | 8 | JUN-23 | 2023-24
Reconductoring of Parli (PG) – Parli (M)CKT-I 400KV D/C Line with Twin HTLS Conductor & Associated Line Upgradation Activities Under Western Region Expansion Scheme-XXX (WRSS-XXX) | Central | S/C | PGCIL | 5 | DEC-23 | 2023-24
Reconductoring of Parli (PG) – Parli (M)CKT-II 400KV D/C Line with Twin HTLS Conductor & Associated Line Upgradation Activities Under Western Region Expansion Scheme-XXX (WRSS-XXX) | Central | S/C | PGCIL | 5 | Feb-24 | 2023-24
Bhadla II - Sikar II 765 kV D/C line (Rajasthan (8.1 GW) under phase-II- Part C) | Central | D/C | PGCIL | 618 | Dec-24 | 2024-25
Sikar II - Aligarh 765kV D/C line (Rajasthan (8.1 GW) under phase-II- Part D) | Central | D/C | PGCIL | 513 | Oct-24 | 2024-25
Fatehgarh II- Bhadla II 765kV D/C Line ( 2nd) Under Transmission system strengthening scheme for evacuation of power from solar energy zones in Rajasthan (8.1 GW) under phase- II- Part B (SPV Name POW | Central | D/C | PGCIL | 405 | Aug-24 | 2024-25
Sikar II - Neemrana 400kV D/C line (Twin HTLS) (Rajasthan (8.1 GW) under phase-II- Part C) | Central | D/C | PGCIL | 270 | Oct-24 | 2024-25
765 kV D/C Kurnool III (PS) - Kurnool (New) line Part-A and Part-B | Central | D/C | PGCIL | 226 | Mar-25 | 2024-25
Navsari (New) (South Gujarat) (GIS)-Magarwada (GIS) 400 kV D/C Line under Project - Transmission Network Expansion in Gujarat to increase its ATC from ISTS Part-B | Central | D/C | PGCIL | 192 | Mar-25 | 2024-25
Raipur Pool - Dhamtari 400 kV D/C line under Project WRES-XXVII (SPV Name POWERGRID Raipur Pool Dhamtari Transmission Limited) | Central | D/C | PGCIL | 176 | Mar-25 | 2024-25
RIL (Oil Refinery Jamnagar) GIS Jam Khabaliya (GIS) PS line (Antitheft charged in April-2024) | Central | D/C | PGCIL | 90 | Jan-25 | 2024-25
LILO of CTPS (A) - Kalyaneswari line at RTPS | Central | D/C | DVC | 52 | June-24 | 2024-25
400 kV D/C Banaskantha - Sankhari Line (2nd Ckt.) under Project - Transmission Network Expansion in Gujarat to increase its ATC from ISTS Part-C | Central | S/C | PGCIL | 44 | Mar-25 | 2024-25
765 kV D/C Lakadia PS - Ahmedabad Line under project: Transmission scheme for evacuation of 4.5GW RE injection at Khavda PS under Phase II- Part B | Central | D/C | PGCIL | 368 | Dec-25 | 2025-26
Khetri - Narela 765 kV D/C Line under project: Transmission system strengthening scheme for evacuation of power from solar energy zones in Rajasthan (8.1 GW) under phase-II- Part G | Central | D/C | PGCIL | 340 | Dec-25 | 2025-26
765 kV D/C Banaskantha-Ahemadabad line under Project: Transmission Network Expansion in Gujarat associated with integration of RE projects from Khavda potential RE zone (SPV: POWERGRID KHAVDA RE TRANSMISSION SYSTEM LIMITED) | Central | D/C | PGCIL | 270 | Jul-25 | 2025-26
Kathalguri (NEEPCO)-Namsai (POWERGRID) 220 kV D/C line under Project System Strengthening Scheme for Eastern and North Eastern Regions (SPV Name POWERGRID ER NER Transmission Limited) | Central | D/C | PGCIL | 142 | Jun-25 | 2025-26
400 kV D/C Jeypore (POWERGRID)-Jagdalpur (CSPTCL) line under Project Inter-regional ER-WR Interconnection (SPV Name ERWR Power Transmission Ltd.) | Central | D/C | PGCIL | 136 | Jun-25 | 2025-26
Stringing of Second circuit of Kishenpur - Dulhasti 400 kV D/c (Quad) line (Kishtwar- Kishenpur section) under Project: Transmission system for evacuation of Power from Pakaldul HEP in Chenab Valley HEPs - LTA System | Central | S/C | PGCIL | 121 | Oct-25 | 2025-26
Removal of LILO of Bawana- Mandola 400 kV D/C line at Maharanibagh S/S and Extension of above LILO section from Maharanibagh upto Narela S/S so as to form 2X400 kV D/C Maharanibagh - Narela line (Ckt- 1,2,3 & 4) under Project: Transmission System Strengthening Scheme for Evacuation of Power from Solar Energy Zones in Rajasthan (8.1GW) under Phase-II-Part G1 | Central | M/C | PGCIL | 114 | Nov-25 | 2025-26
LILO of MTPS (A) - Borjora line at MTPS (B) | Central | M/C | DVC | 86 | Aug-25 | 2025-26
LILO of 765 kV S/c Meerut – Bhiwani line at Narela under Project: Transmission system strengthening scheme for evacuation of power from solar energy zones in Rajasthan (8.1 GW) under phase- II- Part G (SPV Name: POWERGRID Narela Transmission Limited) | Central | S/C | PGCIL | 68 | Oct-25 | 2025-26
LILO of both circuits of Agra – Jaipur (south) 400kV D/c at Dausa under project: Transmission system for evacuation of power from REZ in Rajasthan (20 GW) under Phase-III part H (SPV: POWERGRID Beawar DausaTransmission Ltd) | Central | D/C | PGCIL | 44 | Jul-25 | 2025-26
Ckt-1 of 765 kV D/C KPS2-KPS3 line under Project Establishment of Khavda Pooling Station-3 (KPS3) in Khavda RE Park (SPV Name POWERGRID KPS3 TRANSMISSION LIMITED) | Central | S/C | PGCIL | 15 | Jun-25 | 2025-26
Ckt-2 of 765 kV D/C KPS2-KPS3 line under Project: Establishment of Khavda Pooling Station-3 (KPS3) in Khavda RE Park (SPV Name: POWERGRID KPS3 TRANSMISSION LIMITED) | Central | D/C | PGCIL | 15 | Aug-25 | 2025-26
Laying of cable between Minamarg & Zojilla top section of Alusteng-Drass 220 kV Section under Project: Transmission System Stregthening for Srinagar-Leh TS | Central | S/C | PGCIL | 12 | Nov-25 | 2025-26
Dhramjaygarh - Jabalpur (JTCL) | Private | D/C | SGL | 758 | SEP-15 | 2015-16
Rajgarh (PG) - Karamsad (GETCO) | Private | D/C | RPTL | 486 | DEC-15 | 2015-16
Jabalpur - Bhopal (BDTCL) | Private | S/C | SGL | 274 | JUN-15 | 2015-16
Jabalpur - Bina (JTCL) | Private | S/C | SGL | 245 | JUN-15 | 2015-16
Jhabua Power TPS - Jabalpur Pooling Station. | Private | D/C | JHAPL | 131 | MAY-15 | 2015-16
Raikheda (GMR) - Raipur Pooling Station | Private | D/C | GMR ENERG | 131 | JUL-15 | 2015-16
KSK Mahanadi (Warda Power) - Champa Pooling Station | Private | 2xD/C | KSK LTD. | 105 | JUN-15 | 2015-16
LILO of both ckt, of Raigarh - Raipur at Akaltara TPP | Private | 2xD/C | KSK LTD. | 71 | APR-15 | 2015-16
Nasik - Bobleshwar (2nd Ckt) | Private | D/C | IBPL | 57 | AUG-15 | 2015-16
Binjkote - Raigarh (Kotra) Pooling Station | Private | D/C | SKS | 55 | MAY-15 | 2015-16
Kudgi STPS - Narendra | Private | 2xD/C | KTCL | 36 | AUG-15 | 2015-16
TRN (TPP) - Raigarh PS (Tamnar) | Private | D/C | TRNE | 30 | JAN-16 | 2015-16
Rosa - Shahjehanpur (PG) | Private | D/C | RPTL | 16 | JUL-15 | 2015-16
LILO of one ckt Karcham wangto - Abdullapur at Sorang HEP | Private | D/C | HSPPL | 7 | OCT-15 | 2015-16
Narendra (New) - Madhugiri (KTL - TBCB) | Private | D/C | KTCL | 758 | SEP-16 | 2016-17
RAPP - Shujalpur line (RAPPTCL - TBCB) | Private | D/C | SGL | 402 | JUN-16 | 2016-17
Mainpuri - Bara Ckt-II | Private | S/C | SEUPPTCL | 377 | DEC-16 | 2016-17
Kharagpur (WBSETCL) - Chaibasa (PG) (P&KTCL - TBCB) | Private | D/C | SGL | 323 | JUN-16 | 2016-17
JP Nigri TPP - Satna (PG) | Private | D/C | JAL | 322 | FEB-17 | 2016-17
Kurukshetra - Malerkotla line (NRSSXXXITL - TBCB) | Private | D/C | ESSEL | 278 | JAN-17 | 2016-17
Jullandhar - Samba line (NRSS-XXIX - TBCB) | Private | D/C | SGL | 270 | JUN-16 | 2016-17
Purulia - Ranchi (PG) (P&KTCL - TBCB) | Private | D/C | SGL | 223 | JAN-17 | 2016-17
Dgen TPS- Navsari line | Private | D/C | TOR. POW. (UNOSUGEN) | 210 | JAN-17 | 2016-17
Mainpuri - Aligarh | Private | D/C | SEUPPTCL | 186 | DEC-16 | 2016-17
Madhugiri - Bidadi (KTL - TBCB) | Private | D/C | KTCL | 185 | AUG-16 | 2016-17
Mainpuri-Greater Noida | Private | S/C | WUPPTCL | 181 | AUG-16 | 2016-17
Bikaner - Deedwana | Private | S/C | APL | 129 | FEB-17 | 2016-17
Ajmer - Deedwana | Private | S/C | APL | 111 | FEB-17 | 2016-17
Hindaun - Alwar | Private | S/C | APL | 97 | FEB-17 | 2016-17
Cuddalore - Naggapattinam | Private | D/C | ITPCL | 95 | AUG-16 | 2016-17
LILO of Orai - Mainpuri line at Mainpuri | Private | 2xD/C | SEUPPTCL | 93 | DEC-16 | 2016-17
Sujangarh - Deedwana | Private | D/C | APL | 60 | FEB-17 | 2016-17
Uchpinda (RKM Powergen Private Ltd.) - Kotra s/s (Raigarh) line | Private | D/C | RKMPPL | 53 | OCT-16 | 2016-17
Athena Singhitarai - Raigarh Pooling Station (near Kotra) | Private | D/C | ACPL | 50 | MAY-16 | 2016-17
Balco - Dharamjaygar Pooling Station | Private | D/C | BALCO | 46 | DEC-16 | 2016-17
Avantha Bhandar TPS (Korba West) - Raigarh (Kotra) | Private | D/C | KWPCL | 37 | DEC-16 | 2016-17
Greater Noida-Sikandrabad | Private | D/C | WUPPTCL | 34 | APR-16 | 2016-17
Mutiara TPP(Coastal Energen Gen. Switchyard) - Tuticorin Pooling Station (Balance portion) | Private | D/C | CEPL | 24 | OCT-16 | 2016-17
Jorethang HEP - New Melli | Private | D/C | DEPL | 20 | NOV-16 | 2016-17
LILO of Agra - Meerut line at Greater Noida | Private | 2xS/C | WUPPTCL | 11 | APR-16 | 2016-17
LILO of Moradabad-Muzzafarnagar at Hapur | Private | D/C | WUPPTCL | 2 | AUG-16 | 2016-17
LILO of both ckt of Patiala - Kaithal at Patran (PTL - TBCB) | Private | D/C | PATRANTCL | 1 | JUN-16 | 2016-17
Malerkotla - Amritsar line (NRSS-XXXI TL(B) - TBCB) | Private | D/C | ESSEL | 299 | APR-17 | 2017-18
Nizamabad - Yeddumailaram (Shankarpalli) (MTL - TBCB) | Private | D/C | SGL | 279 | AUG-17 | 2017-18
Mainpuri-Hapur line | Private | S/C | WUPPTCL | 217 | MAY-17 | 2017-18
Maheshwaram(PG) - Mehboob Nagar (MTL -TBCB) | Private | D/C | SGL | 197 | DEC-17 | 2017-18
LILO of Barh - Gorakhpur 400 kV D/C Line at Motihari (DMTCL -TBCB) | Private | 2xD/C | ESSEL | 151 | AUG-17 | 2017-18
Muzaffarpur - Darbhanga line (DMTCL - TBCB) | Private | D/C | ESSEL | 126 | APR-17 | 2017-18
Ind - Barath (Power Plant (Shahjbahal) - Jharsuguda (Sundargarh)line | Private | D/C | IBPIL | 124 | OCT-17 | 2017-18
Hapur-Ataur | Private | D/C | WUPPTCL | 106 | JUN-17 | 2017-18
OPGC - Jharsuguda (OGP-IITL - TBCB) | Private | D/C | SGL | 103 | AUG-17 | 2017-18
Greater Noida-Noida Sec -148 line | Private | D/C | WUPPTCL | 94 | MAY-17 | 2017-18
LILO of Orai - Mainpur at Bah | Private | D/C | SEUPPTCL | 92 | FEB-18 | 2017-18
LILO of Orai-Mainpuri at Mainpuri (Balance Portion) | Private | D/C | SEUPPTCL | 90 | SEP-17 | 2017-18
Hapur-Greater Noida line | Private | S/C | WUPPTCL | 66 | MAY-17 | 2017-18
Vindhyachal STPS - IV and V - Vindhyachal pool (Quad.) (C- WRTL-TBCB) | Private | D/C | APL | 57 | MAR-18 | 2017-18
Mainpuri (765kV) - Aligarh line (Balance portion) | Private | D/C | SEUPPTCL | 54 | JUL-17 | 2017-18
Sterlite TPP (Vedanta)- Jharsuguda (Sundergarh) (Balance portion from LILO-I point to Jharsuguda) | Private | D/C | SEL | 41 | OCT-17 | 2017-18
Ataur-Indirapuram line | Private | D/C | WUPPTCL | 31 | OCT-17 | 2017-18
LILO of Moradabad - Muradnagar TL at Ataur s/s | Private | D/C | WUPPTCL | 30 | JUN-17 | 2017-18
Hapur-dasna | Private | D/C | WUPPTCL | 29 | JUN-17 | 2017-18
JSW TPS - Bellary (PS) | Private | D/C | JPL | 19 | JUN-17 | 2017-18
LILO of Rishikesh -Kashipur line at Nehtaur s/s | Private | D/C | WUPPTCL | 15 | MAY-17 | 2017-18
LILO of Rishikesh - Kashipur line at Nehtaur (Balance portion) | Private | D/C | WUPPTCL | 15 | JUN-17 | 2017-18
LILO of Muradnagar -Muzzafarnagar at Ataur | Private | D/C | WUPPTCL | 15 | FEB-18 | 2017-18
LILO of one ckt. of Khandwa - Rajgarh at Khargone TPP (KTL - TBCB) | Private | D/C | SGL | 14 | FEB-18 | 2017-18
LILO of Both ckt Uri - Wagoora at Amargarh (NRSS-XXIX TL - TBCB) | Private | M/C | SGL | 14 | MAR-18 | 2017-18
LILO of Moradabad - Muradnagar TL at Hapur s/s | Private | D/C | WUPPTCL | 4 | JUN-17 | 2017-18
LILO of one ckt. of Sikar- Neemrana line at Babai s/s (NRSS-XXXVITL - TBCB) | Private | D/C | ESSEL | 3 | OCT-17 | 2017-18
Mahan -Sipat | Private | D/C | EPTCL | 673 | SEP-18 | 2018-19
Jharsuguda (Sundargarh) - Raipur (OGP-IITL - TBCB) | Private | D/C | SGL | 610 | DEC-18 | 2018-19
Samba - Amargarh line (NRSS-XXIX TL - TBCB) | Private | D/C | SGL | 547 | AUG-18 | 2018-19
Rajnandgaon - New Pooling Station Warora (RRWTL - TBCB) | Private | D/C | APL | 532 | MAR-19 | 2018-19
Kishanganj(PG) - Darbhanga (DMTCL) (ATL - TBCB) | Private | D/C | KPTL | 418 | MAR-19 | 2018-19
Bilaspur - Rajnandgaon (hexa) (STL-TBCB) | Private | D/C | APL | 324 | MAR-19 | 2018-19
Suratgarh TPS- Bikaner | Private | D/C | APL | 279 | JUL-18 | 2018-19
Raigarh (Kotra) - Champa (Pool) (Quad) (C-WRTL- TBCB) | Private | S/C | APL | 97 | AUG-18 | 2018-19
Gwalior-Morena (Quad) (C-WRTL-TBCB) | Private | D/C | APL | 96 | MAY-18 | 2018-19
Neemrana (PG) - Dhanonda (HVPNL) (GPTL - TBCB) | Private | D/C | SGL | 93 | DEC-18 | 2018-19
Raipur Pool - Rajnandgaon (hexa) (RRWTL-TBCB) | Private | D/C | APL | 80 | MAR-19 | 2018-19
Champa (Pool) - Dharamiaygarh (Quad) (C-WRTL - TBCB) | Private | S/C | APL | 51 | JUL-18 | 2018-19
Sipat STPS - Bilaspur (Quad) (STL-TBCB) | Private | S/C | APL | 24 | AUG-18 | 2018-19
Sasan UMPP - Vindhyachal PS (Q) (C-WRTL- TBCB) | Private | S/C | APL | 6 | APR-18 | 2018-19
LILO of 220 kV S/C KTPS - Modak line | Private | D/C | APL | 5 | FEB-19 | 2018-19
LILO of Kota - Badod lineat Ranpur GSS | Private | D/C | APL | 5 | FEB-19 | 2018-19
Alipurduar (PG) - Siliguri (PG) (ATL - TBCB) | Private | D/C | KPTL | 231 | FEB-20 | 2019-20
Hiriyur - Mysore line (Ckt-I) | Private | D/C | PGCIL | 206 | MAR-20 | 2019-20
Khandwa Pool - Indore (KTL - TBCB) | Private | D/C | SGL | 180 | MAR-20 | 2019-20
LILO of One Circuit of 765 kV Aurangabad - Padghe D/C (hexa) line at Pune (C-WRTL - TBCB | Private | D/C | APL | 129 | AUG-19 | 2019-20
Aligarh - Prithala (GPTL - TBCB) | Private | D/C | SGL | 99 | JUL-19 | 2019-20
Ghatampur - Kanpur line | Private | D/C | APL | 98 | JAN-20 | 2019-20
Prithala - Kadarpur HTLS line (GPTL - TBCB) | Private | D/C | SGL | 58 | NOV-19 | 2019-20
Khargone TPP - Khandwa Pool (Q) (KTL - TBCB) | Private | D/C | SGL | 50 | MAR-20 | 2019-20
Kadarpur - Sohna Road (GPTL - TBCB) | Private | D/C | SGL | 21 | MAR-20 | 2019-20
LILO of Gurgaon - Manesar at Sohna Road (GPTL - TBCB) | Private | D/C | SGL | 2 | MAR-20 | 2019-20
Silchar (PG) - Misa (PG) (Q) line (NER-II TL-TBCB) | Private | D/C | SGL | 357 | FEB-21 | 2020-21
Fatehgarh PS/S - Bhadla (PG) (initially to be operated at 400 kV) (F-BTL-TBCB) | Private | D/C | APL | 292 | MAR-21 | 2020-21
Imphal - New Kohima (Twin Moose ACSR) (K-MTL - TBCB) | Private | D/C | KPTL | 272 | DEC-20 | 2020-21
New Kohima -New Mariani (Twin Moose ACSR) (K-MTL - TBCB) | Private | D/C | KPTL | 236 | JUL-20 | 2020-21
Ghatampur TPS-Agra (UP) (GTL-TBCB) | Private | S/C | APL | 229 | MAR-21 | 2020-21
Roza - Badaun | Private | D/C | APL | 171 | MAR-21 | 2020-21
Agra (UP)-Greater Noida (WUPPTCL)(GTL-TBCB) | Private | S/C | APL | 159 | MAR-21 | 2020-21
Surajmaninagar - P. K. Bari line (NER-II TL-TBCB) | Private | D/C | SGL | 155 | JAN-21 | 2020-21
LlLO of Chandausi - Badaun at Badaun (OBTL-TBCB) | Private | S/C | APL | 37 | MAR-21 | 2020-21
LILO of 765kV Anpara D - Unnao SC (Quad) line at Obra - CTPS | Private | D/C | APL | 17 | MAR-21 | 2020-21
LlLO of C.B.Ganj - Badaun at Badaun (OBTL-TBCB) | Private | S/C | APL | 2 | MAR-21 | 2020-21
Bikaner (PG) - Khetri S/S | Private | D/C | APL | 481 | AUG-21 | 2021-22
Ghatampur TPS-Hapur (WUPPTCL) line | Private | S/C | APL | 411 | DEC-21 | 2021-22
Khandwa Pool - Dhule Line (KTL - TBCB) | Private | D/C | SGL | 383 | DEC-21 | 2021-22
LILO of both ckt. of Ranchi - Maithon-RB line at Dhanbad (NKTL-TBCB) | Private | D/C | APL | 5 | JUL-21 | 2021-22
Lakadia - Vadodara Transmission line | Private | D/C | SGL | 670 | JAN-23 | 2022-23
Lakadia PS - Banaskantha PS | Private | D/C | APL | 351 | JUL-22 | 2022-23
Jaunpur -Obra (Twin) | Private | D/C | APL | 334 | JUN-22 | 2022-23
Bhuj PS - Lakadia PS | Private | D/C | APL | 215 | OCT-22 | 2022-23
Dharamjaygarh Pool section B - Raigarh (Tamnar) Pool line (G-TTPL-TBCB) | Private | D/C | SGL | 137 | JUN-22 | 2022-23
Netra-Bhuj (PS) | Private | S/C | NETRA | 81 | FEB-23 | 2022-23
ReNew Power Limited -Hiriyur | Private | S/C | RENEWPOWER | 78 | FEB-23 | 2022-23
LILO of Bhachau - EPGL (Tiple) line at Lakadia PS | Private | D/C | APL | 77 | SEP-22 | 2022-23
ReNew Wind Energy (AP2) Private Limited- Bhuj (PS) | Private | S/C | RENEW | 73 | FEB-23 | 2022-23
SBESS-Indore (PG) | Private | S/C | AWEMPL | 70 | FEB-23 | 2022-23
OKWPL - Bhachau (PS) | Private | D/C | OSTRO | 69 | FEB-23 | 2022-23
Sitac-Bhuj-II | Private | S/C | SITAC | 60 | FEB-23 | 2022-23
SBE Renewables Ten Private Ltd Power Project-Fatehgarh-II (PS) | Private | D/C | SBERTPL | 57 | FEB-23 | 2022-23
North Karanpura - Chandwa (Jharkhand) PS line (NKTL - TBCB) | Private | D/C | APL | 50 | OCT-22 | 2022-23
RPVPL- Bhachau | Private | D/C | RENEWPOWER | 48 | FEB-23 | 2022-23
Tata Power Renewable Energy Limited-Bhadla | Private | S/C | TATARENEW | 46 | FEB-23 | 2022-23
TPREL 500 MW Solar Power Project Chhayan- Bhadla | Private | S/C | TATARENEW | 46 | FEB-23 | 2022-23
Adani Green Energy Nine Solar Power Project-Fatehgarh-II (Scope od ISTS) | Private | S/C | AHEJL | 45 | FEB-23 | 2022-23
Extn. ofESSAR-Lakadia/Bhachau (Tripple snow bird) line upto Jamkhambaliya PS | Private | D/C | APL | 37 | APR-22 | 2022-23
Murchbana/Mokhra PS - Dayapar/Ratadiya (PS) | Private | S/C | AWEKL | 37 | FEB-23 | 2022-23
LILO of 2nd Ckts. of Zebra -Ranchodpura 400 kV D/C line at Banaskantha (PG) PS | Private | D/C | SGL | 35 | JUL-22 | 2022-23
Green Infra Renewable- Tuticorin-II | Private | S/C | GREENINFRA | 35 | FEB-23 | 2022-23
Orange Sironj - Tuticorin-II | Private | S/C | ORANGE | 29 | FEB-23 | 2022-23
North Karanpura - Chandwa (Jharkhand) NKSTPP line (NKTL -TBCB) | Private | M/C | APL | 26 | OCT-22 | 2022-23
JSW Future Energy Ltd-Tuticorin-II | Private | S/C | JSWFuture | 23 | FEB-23 | 2022-23
SESPL -Bhuj-II | Private | S/C | SRIJAN | 20 | FEB-23 | 2022-23
Tata Power Green Energy Ltd Solar Power Plant-Bikaner-I (PS) | Private | S/C | TATAGREEN | 19 | FEB-23 | 2022-23
Betam Wind Energy-Tuticorin-II | Private | S/C | BWEPL | 18 | FEB-23 | 2022-23
Mytrah Wind Farms-Tirunelveli (PS) | Private | D/C | MYTRAH | 16 | FEB-23 | 2022-23
Mahoba Solar (UP) Private Limited-Bhadla | Private | S/C | AREHL | 16 | FEB-23 | 2022-23
Avaada Energy Private Limited -Bikaner (PS) | Private | S/C | AVAADA | 14 | FEB-23 | 2022-23
RENEW (Jharkhand Four) PowerPlant- Common (PS) of RENEW (Jharkhand Four) -Bikaner (PS) | Private | S/C | RENEWSOLARE NERGY | 13 | FEB-23 | 2022-23
ABC Bhadla Solar Power Plant -Bhadla-II P(S) | Private | S/C | ABCSolar | 12 | FEB-23 | 2022-23
SBER Eleven Solar Power Project -Bikaner | Private | S/C | SBSR | 11 | FEB-23 | 2022-23
Ayana Renewable Power One Pvt. Ltd. Plant- Bikaner (PS) | Private | S/C | AYANA | 10 | FEB-23 | 2022-23
ACME Bhadla Solar Power Plant-Bhadla | Private | S/C | ACME | 10 | FEB-23 | 2022-23
ACME Solar Holdings Ltd. Power Plant - Bhadla -II (PS) | Private | S/C | ACME | 10 | FEB-23 | 2022-23
RUMS Ltd. Switchyard -Rewa (PS) | Private | 3xD/C | RUMSL | 10 | FEB-23 | 2022-23
GRT Jewllers (India) Private Limited-Tuticorin-II (GIS) | Private | S/C | GRT | 7 | FEB-23 | 2022-23
ReNew Solar Power Plant Switchyard -Bikaner | Private | S/C | RENEWSOLARP OWER | 4 | FEB-23 | 2022-23
Sprng Renewable-Pugalur | Private | S/C | SPRNG | 4 | FEB-23 | 2022-23
SEI Sunshine PSS_Shivpuri (MPPTCL) | Private | D/C | SEISUNSHINE | 4 | FEB-23 | 2022-23
Common Pooling Point of both Azure Bikaner 500MW Plants -Bikaner | Private | S/C | AZURE | 3 | FEB-23 | 2022-23
Adani Generation Switchyar-Fatehgarh (PS) | Private | D/C | AREPRL | 1 | FEB-23 | 2022-23
Ayana Renewable Power Three Power Plant Common (PS) of Ayana Renewable Power One and Three Pvt. Ltd. -Bikaner (PS) | Private | S/C | AYANA | 1 | FEB-23 | 2022-23
POWERICA Ltd. -Jam Khambaliya (PS) | Private | S/C | POWERICA | 1 | FEB-23 | 2022-23
Sherisha Rooftop Solar SPV Four Private Ltd.- Raipur (Capacity at least200MW at Nominal Voltage) | Private | S/C | SHERISHA | 1 | FEB-23 | 2022-23
Warora (Pool) - Warangal (New) | Private | D/C | ADANI | 665 | OCT-23 | 2023-24
Warangal (New) - Chilakaluripeta | Private | D/C | APL | 392 | SEP-23 | 2023-24
Hyderabad - Kurnool | Private | D/C | APL | 335 | JUL-23 | 2023-24
Pachora SEZ PP -Bhopal (Sterlite) 400 kV D/c line | Private | D/C | G R INFRA | 288 | Feb-24 | 2023-24
Koppal PS - Narendra (New) Trans. Ltd. | Private | D/C | RENEW | 276 | OCT-23 | 2023-24
Warangal (New) - Hyderabad | Private | D/C | APL | 268 | SEP-23 | 2023-24
Babai-Bhiwani D/C Transmission Line | Private | D/C | TATA POWER | 222 | DEC-23 | 2023-24
Khavda PS GIS – Bhuj PS 765 kV D/C Line | Private | D/C | ADANI | 218 | Jan-24 | 2023-24
Warangal(New)- Warangal(Existing) | Private | D/C | APL | 95 | JUN-23 | 2023-24
AGEL - Bhuj-II line | Private | S/C | ADANIGREEN | 79 | APR-23 | 2023-24
LILO of both circuits of Parli(PG) – Pune(GIS) 400kV D/c line at Kallam PS | Private | M/C | INDIGRID | 68 | Mar-24 | 2023-24
Renew Solar Power Pvt Ltd – Koppal PS 220kV S/c line | Private | S/C | Renew Solar Power Pvt Ltd | 54 | Mar-24 | 2023-24
Kharghar -Vikhroli D/C and M/C line with bays at Kharghar and Vikhroli (with capacity of 2000 MW /Ckt.) along with 400kV Bus Extn. at Kharghar | Private | D/C on M/C | ADANI | 43 | OCT-23 | 2023-24
Agar Unit-5 (350MW) - Pachora SEZ PP 220kV S/c line | Private | S/C | Rewa Ultra Mega Solar Ltd. | 32 | Mar-24 | 2023-24
TPL- Jam Khambhaliya PS line | Private | S/C | TORRENT | 28 | SEP-23 | 2023-24
Ayana Renewable Power Six Pvt Ltd –Koppal PS 220kV S/c line | Private | S/C | Ayana Renewable Power Six Pvt Ltd | 24 | Mar-24 | 2023-24
ReNew Surya Ojas Private Limited generation switchyard – Koppal 220kV S/c | Private | S/C | ReNew Surya Ojas Pvt Ltd | 24 | Mar-24 | 2023-24
Generation PS of JSW Renew Energy Ltd.- Tuticorin-II 230kV S/c line (part line will be strung as 2nd ckt. On D/c towers of JSW Neo Energy Ltd.-Tuticorin II 230kV line). | Private | S/C | JSW Renew Energy Ltd | 22 | Mar-24 | 2023-24
JSW Renew Energy Limited – Tuticorin-II 230kV S/c line | Private | S/C | JSW Renew Energy Ltd | 20 | Mar-24 | 2023-24
ReNew Surya Roshni Private Limited hybrid power plant – Fatehgarh-III PS 220 kV S/c high capacity line on D/c tower | Private | S/C | Renew Surya Roshni Private Limited | 18 | Mar-24 | 2023-24
Masaya Solar Energy Private Limeted- Khandwa 220kV S/C Line | Private | S/C | MASAYA | 14 | SEP-23 | 2023-24
SBE Renewables Sixteen Private Limited Power Plant – Fatehgarh-II PS 220kV S/c line | Private | S/C | Adani Renewable Energy Holding Sixteen Ltd | 14 | Mar-24 | 2023-24
Common Pooling Station of Amp Energy Green Four & Five Solar Power Plant - Bhadla-II PS 220 kV S/c line | Private | S/C | AMP Energy Green Private Limited | 12 | Mar-24 | 2023-24
Prerak Greentech Private Limited Project – Bikaner-II PS 220 kV S/c line on D/c tower | Private | S/C | Prerak Greentech Private Limited | 11 | Mar-24 | 2023-24
LILO of both Ckts. of Pugalur-Pugalur (HVDC) (with Quad Moose ACSR conductor) at Karur PS | Private | D/C | ADANI | 9 | OCT-23 | 2023-24
ReNew Surya Aayan Private Limited solar power plant – Fatehgarh-III PS 220 kV S/c line on D/c tower | Private | S/C | ReNew Surya Aayan Private Limited | 9 | Mar-24 | 2023-24
ReNew Surya Vihaan Private Ltd. – Fatehgarh-III PS 220 kV S/c line | Private | S/C | Renew Surya Vihaan Private Limited | 6 | Mar-24 | 2023-24
AGEL-PSS3 Khavda-I PS 400kV S/c line | Private | S/C | Adani Green Energy Limited | 5 | Mar-24 | 2023-24
AREHFL PSS2 – Khavda (GIS) PS 400kV S/c line (with minimum power carrying capacity of 1250MW per ckt. at nominal voltage) | Private | S/C | Adani Renewable Energy Holding Four Ltd. (AREHFL) | 5 | Mar-24 | 2023-24
AltraXergi Power Pvt. Ltd. Solar power plant – Fatehgarh- III PS 220 kV S/c high capacity line on D/c tower | Private | S/C | Altra Xergi Power Private Limited | 5 | Mar-24 | 2023-24
JSW Renew Energy Limited – Karur 230kV S/c line (strung on D/c tower of M/s JSW Renew Energy Ltd ) | Private | S/C | JSW Neo Energy Limited | 4 | Mar-24 | 2023-24
AREHFL PSS1 – Khavda (GIS) PS 400kV S/c line (with minimum power carrying capacity of 1250MW per ckt. at nominal voltage) | Private | S/C | Adani Renewable Energy Holding Four Ltd. (AREHFL) | 3 | Mar-24 | 2023-24
Common PS of Power Project of 100 MW each for One Volt Energy Private Limited, Amplus Ages Private Limited and Grian Energy Private Limited) – Bikaner-II PS 220 kV S/c line | Private | S/C | Grian Energy Private Limited | 3 | Mar-24 | 2023-24
Agar Unit - 4 (200MW) - Pachora SEZ PP 220kV S/c line | Private | S/C | Rewa Ultra Mega Solar Ltd. | 1 | Mar-24 | 2023-24
KPS2(GIS)-Lakadia 765kV D/C line (355ckm) | Private | D/C | ADANI | 355 | Mar-25 | 2024-25
Bongaigaon (POWERGRID) - Nangalbibra (Twin ACSR Moose) line | Private | D/C | STERLITE | 246 | Oct-24 | 2024-25
400 kV D/C Gadag PS-Narendra (New) line (Trans. Scheme for Solar Energy Zone in Gadag (1000MW) Karnataka-Part-A Phase-I) | Private | D/C | RENEW | 187 | Sep-24 | 2024-25
Padghe (PG) - Kharghar 400 kV D/C (Quad) line (WRSS-XIX and NERSS-IX) | Private | D/C | STERLITE | 140 | Sep-24 | 2024-25
Xeldem - Mapusa (quad) line (G-TTPL -TBCB) | Private | D/C | STERLITE | 106 | Oct-24 | 2024-25
Vena Energy Vidyuth Private Limited PS at Koppal-Gadag (ISTS PS) line (Late Reported Commissioned Oct-24) | Private | S/C | Vena Energy Vidyuth | 58 | Mar-25 | 2024-25
M/s Sembcorb Green Infra Private Limited generation pooling Station at Koppa-Gadag PS (ISTS SS) line (Late Reported Commissioned Sep- 24) | Private | S/C | Sembcorp Green Infra | 54 | Mar-25 | 2024-25
Vapi-II-Sayali 220 kV D/C line (WRSS-XIX and NERSS-IX) | Private | D/C | STERLITE | 45 | Sep-24 | 2024-25
Xeldem (Existing) - Xeldem (New) Transmission line | Private | D/C | STERLITE | 45 | Oct-24 | 2024-25
765kV D/C KPS1 to KPS2 GIS (41ckm) | Private | D/C | MEGHA | 41 | Mar-25 | 2024-25
LILO of Padghe (PG)-Ghatkopar/Vikroli 400 kV S/C line at Navi Mumbai GIS(PG) (WRSS-XIX and NERS-IX) | Private | S/C | STERLITE | 38 | Sep-24 | 2024-25
RSRPL at Gadag - Gadag SS (ISTS) (Late Reported Commissioned Sept-24) | Private | S/C | Renew Surya Roshni | 30 | Mar-25 | 2024-25
AREH4L 500 MW Power Plant S/s -Fatehgarh-II PS 220 kV D/c line (Late Reported Commissioned Nov-24) | Private | S/C | AREHFL | 24 | Mar-25 | 2024-25
ACME Solar Holdings limited PS at Jaisalmer- Fatehgarh (ISTS SS) line (Late Reported Commissioned Oct-24) | Private | S/C | ACME | 16 | Mar-25 | 2024-25
SRPL (PSS-09) -KPS-1 (Bus Section-II) 400 kV S/c line (Late Reported Commissioned Nov-24) | Private | S/C | Sarjan Realities | 14 | Mar-25 | 2024-25
RGESL PSS-4 at Solapur Konhali-Limbi Chincholi (PGCIL) Solapur S/S (Late Reported Commissioned Jan-25) | Private | S/C | Renew Green Energy Solutions | 13 | Mar-25 | 2024-25
Renew Surya Vihaan Private Limited Solar Power Plant at Jaisalmer-PGCIL Fatehgarh-III PS | Private | S/C | Renew Surya Vihaan | 13 | Mar-25 | 2024-25
AGEL (PSS-13)-KPS-1 (Section-2 kV S/c line (Late Reported Commissioned Jan-25) | Private | S/C | ADANIGREEN | 11 | Mar-25 | 2024-25
Adani Renewable Energy Holding Four Limited Power Plant -Bhadla-II PS 400 kV S/c line (Late Reported Commissioned Sep-24) | Private | S/C | AREHFL | 11 | Mar-25 | 2024-25
AGEL (PSS-04) - KPS-1 (Section-2) 400 kV S/c line (Late Reported Commissioned Feb-25) | Private | S/C | ADANIGREEN | 10 | Mar-25 | 2024-25
AGEL (PSS-05) - KPS-1 (Section-2) 400 kV S/c line (Late Reported Commissioned April-24) | Private | S/C | ADANIGREEN | 8 | Mar-25 | 2024-25
Serentica Renewables India Private Limited (SRIPL) PS (Jaimalsar)-Bikaner II PS (ISTS) (Late Reported Commissioned Apr-24) | Private | S/C | Serentica Renewables India | 8 | Mar-25 | 2024-25
LILO of Apta-Kalwa/Taloja at Navi Mumbai (PG) | Private | D/C | STERLITE | 5 | Oct-24 | 2024-25
Serentica Renewables India 1 Private Limited (SRI1PL) PS at Koppal to Koppal PS (ISTS) (Late Reported Commissioned May-24) | Private | S/C | Serentica Renewables India 1 | 5 | Mar-25 | 2024-25
North Karanpura-Gaya 400 kV D/C line (Immediate evacuation for North Karanpura (3x660 MW) generation project of NTPC (ERSS XIX) | Private | D/C | Adani | 196 | Dec-25 | 2025-26
Koteshwar - Rishikesh 400 kV D/C line (System strengthening in northern region (NRSS XXXVI) along with LILO of Sikar- Neemrana 400 kV D/C line at Babai(RVPNL)) | Private | D/C | Tata Power | 77 | Dec-25 | 2025-26
Fatehgarh-4 PS- Fatehgarh-3 PS 400 kV D/c line (Transmission system for evacuation of power from REZ in Rajasthan (20 GW) under phase III –Part A1) | Private | D/C | Apraava Energy | 43 | Dec-25 | 2025-26
Juna Renewable Energy Private Limited Solar Power Plant (switchyard located in Village Kawani District-Bikaner Rajasthan)-Bikaner-II (ISTS) Pooling station 220 kV line | Private | S/C | Juna Renewable Energy | 16 | Jun-25 | 2025-26
LILO of one ckt. of 400 kV D/c Kalisindh - Anta Line at Sangod GSS (Intra state TBCB) | Private | D/C | Adani | 11 | Apr-25 | 2025-26
LILO of one ckt. of 400 kV Greater Noida (765kV)- Pali, Gr. Noida DC line at 400 kV S/s Metro Depot (Gr. Noida) (Intra state TBCB_UP) | Private | D/C | Tata Power | 4 | Nov-25 | 2025-26
LILO of one circuit of Kishenpur – Dulhasti 400 kV D/c line at Kishtwar (Transmission System for evacuation of power from Pakaldul HEP in Chenab Valley HEPs ) | Private | D/C | Resonia (formerly sterlite) | 3 | Dec-25 | 2025-26
220 kV Interconnecting cable from Metro Depot (400) to RC Green (Intra state TBCB_UP) | Private | S/C | Tata Power | 2 | Nov-25 | 2025-26
220 kV Interconnecting cable from Metro Depot (400) to Metro Depot (220) (Intra state TBCB_UP) | Private | S/C | Tata Power | 2 | Nov-25 | 2025-26
Mundra (Adani) - Zerda line 2 | State | D/C | GETCO | 671 | FEB-16 | 2015-16
Ib-Meramundali (Loc No. 122/0 to Meramundali) | State | D/C | OPTCL | 418 | DEC-15 | 2015-16
Varsana - Jamanwada line | State | D/C | GETCO | 348 | OCT-15 | 2015-16
MTPS Stage-III - Thiruvalam (Ckt-II) (Balance) | State | D/C | TANTRANSCO | 338 | MAY-15 | 2015-16
Singareni TPS (Jaipur TPP) - Gajwel | State | D/C | TSTRANSCO | 325 | NOV-15 | 2015-16
Karaikudi-Pugalur | State | D/C | TANTRANSCO | 320 | JUN-15 | 2015-16
New Bhusawal - Chalisgaon | State | D/C | MSETCL | 258 | NOV-15 | 2015-16
Pulivendula-Hindupur | State | D/C | APTRANSCO | 250 | FEB-16 | 2015-16
Varahi -Khemar- Kavoor in the existing 110 kV corridor(balance portion) | State | D/C on M/C | KPTCL | 245 | MAR-16 | 2015-16
Gokarna - Krishnanagar | State | D/C | WBSETCL | 210 | NOV-15 | 2015-16
Yemmiganur - Uravakonda | State | D/C | APTRANSCO | 205 | OCT-15 | 2015-16
Jammalamadugu - Narnur (Kurnool) | State | D/C | APTRANSCO | 202 | DEC-15 | 2015-16
Charanka - Jangral | State | D/C | GETCO | 193 | JUN-15 | 2015-16
Bagalkot - Gadag | State | D/C | KPTCL | 193 | DEC-15 | 2015-16
Meramundali-Duburi (1st Ckt) | State | D/C | OPTCL | 192 | AUG-15 | 2015-16
Chhuri - Mopka (Bilaspur) | State | D/C | CSPTCL | 189 | NOV-15 | 2015-16
Krishnapatnam TPS- Chittoor(Balance) | State | D/C | APTRANSCO | 180 | JUL-15 | 2015-16
Bikaner- Merta | State | S/C | RVPNL | 172 | NOV-15 | 2015-16
LILO of Srisailam - Hyderabad (Ckt-I) atYeddumailaram (Shankarapally) | State | D/C | TSTRANSCO | 158 | NOV-15 | 2015-16
Damoh - Tikamgarh (2nd Ckt) | State | D/C | MPPTCL | 158 | JUN-15 | 2015-16
Sikka - Moti Paneli line | State | D/C | GETCO | 157 | AUG-15 | 2015-16
Shahjahanpur - Nighasan | State | S/C | UPPTCL | 155 | MAR-16 | 2015-16
Dumka - Rupnarayanpur | State | D/C | JSEB | 147 | JUN-15 | 2015-16
Gurgaon Sector 72 - Nuh - Rangla Raipur (Ckt-I & II) | State | D/C | HVPNL | 146 | SEP-15 | 2015-16
Namrup - Mariani | State | S/C | AEGCL | 145 | JAN-16 | 2015-16
Teesta LDP - IV - New Jalpaiguri (NJP) | State | D/C | WBSETCL | 145 | FEB-16 | 2015-16
Koradi TPS - Wardha | State | D/C | MSETCL | 144 | JAN-16 | 2015-16
Thiruvalam - Almathy | State | D/C | TANTRANSCO | 143 | AUG-15 | 2015-16
Sawangi - Bhokardhan | State | D/C | MSETCL | 134 | SEP-15 | 2015-16
LILO of One ckt of Korba (W) - Khedamara at Marwa | State | D/C | CSPTCL | 116 | MAY-15 | 2015-16
Shivajinagar - Malegaon | State | S/C | MSETCL | 114 | JUN-15 | 2015-16
Purushottapatnam (Nunna) - Jujjuru | State | D/C | APTRANSCO | 112 | OCT-15 | 2015-16
Varsana - Mokha | State | D/C | GETCO | 109 | NOV-15 | 2015-16
Kapnoor - Humnabad line | State | D/C | KPTCL | 106 | JAN-16 | 2015-16
Bhadreshwar - Varsana line | State | D/C | GETCO | 104 | NOV-15 | 2015-16
Kanti - Gopalganj (2nd Ckt.) | State | S/C | BSEB | 101 | MAR-16 | 2015-16
LILO point of IEPL to LILO point of Warora-Wardha line | State | D/C | MSETCL | 97 | MAY-15 | 2015-16
Shivajinagar - Satana | State | S/C | MSETCL | 96 | JUN-15 | 2015-16
Puri (Samangra) - Pandiabil | State | D/C | OPTCL | 92 | JUL-15 | 2015-16
Kharagpur - Vidyasagar Park | State | D/C | WBSETCL | 92 | OCT-15 | 2015-16
MTPS Stage-III - Thingalur | State | S/C | TANTRANSCO | 92 | DEC-15 | 2015-16
Masudpur-Samain line | State | D/C | HVPNL | 91 | MAY-15 | 2015-16
LILO of Chandrapur - Parli ckt-II at Kumbhargaon (Nanded) S/S | State | D/C | MSETCL | 88 | FEB-16 | 2015-16
LILO of Kuchamancity -Dhod at Deedwana | State | D/C | RVPNL | 88 | JUN-15 | 2015-16
Babhaleshwar - Jeur (Kaudgaon) | State | S/C | MSETCL | 87 | APR-15 | 2015-16
Mukatsar - Abohar | State | D/C | PSTCL | 87 | AUG-15 | 2015-16
Ghatodi - Hingoli line | State | S/C | MSETCL | 86 | OCT-15 | 2015-16
Badaun - Sambhal | State | S/C | UPPTCL | 86 | NOV-15 | 2015-16
Kotputli (PG) - Bansur | State | D/C | RVPNL | 84 | AUG-15 | 2015-16
Appannadorapalem - Bobbili (Ckt-I) | State | D/C | APTRANSCO | 84 | NOV-15 | 2015-16
Amreli - Sukhpar line | State | D/C | GETCO | 80 | OCT-15 | 2015-16
Lamboti - Tuljapur | State | D/C | MSETCL | 77 | MAR-16 | 2015-16
Nanded - Bhokar | State | D/C | MSETCL | 74 | MAR-16 | 2015-16
Hindaun -Chonkarwada | State | D/C | RVPNL | 72 | NOV-15 | 2015-16
Chikkodi-Kudachi | State | D/C | KPTCL | 70 | JAN-16 | 2015-16
LILO of Ulundurpet - STCMS at Ulundurpet | State | D/C | TANTRANSCO | 68 | JUL-15 | 2015-16
Sanganer-Chaksu (Upgradation) | State | D/C | RVPNL | 66 | NOV-15 | 2015-16
Debari - Salumber (2nd Ckt) | State | D/C | RVPNL | 64 | SEP-15 | 2015-16
Talwandi - Dharamkot | State | D/C | PSTCL | 63 | JUN-15 | 2015-16
LILO of Amravati - Badnera line at Nandgaon Peth. | State | D/C | MSETCL | 62 | DEC-15 | 2015-16
LILO of RSS - Warangal at Manthani | State | D/C | TSTRANSCO | 60 | JAN-16 | 2015-16
LILO of Shivlakha - Deodhar line at PS-2 | State | D/C | GETCO | 56 | APR-15 | 2015-16
Goindwal Sahib - Chola Sahib | State | D/C | PSTCL | 55 | DEC-15 | 2015-16
Jalore - Sayla | State | S/C | RVPNL | 54 | OCT-15 | 2015-16
Neemrana-(PG)-Behror | State | D/C | RVPNL | 54 | OCT-15 | 2015-16
Bhigwan - Walchandnagar | State | D/C | MSETCL | 54 | MAR-16 | 2015-16
Ahmednagar - Jeur (Kaudgaon) | State | S/C | MSETCL | 53 | APR-15 | 2015-16
LILO of Neyveli Zero unit - Neyveli - TS-II at Ulundurpet | State | S/C | TANTRANSCO | 52 | JUL-15 | 2015-16
LILO of Koradi II- Wardh(PG) at Bela TPP | State | D/C | MSETCL | 49 | DEC-15 | 2015-16
Khanapur length tap to Vita - Lamboti line | State | D/C | MSETCL | 47 | OCT-15 | 2015-16
LILO of Sultanpur - Phoolpur at Pratapgarh | State | D/C | UPPTCL | 46 | JAN-16 | 2015-16
Atri - Pandiabil | State | D/C | OPTCL | 45 | JUN-15 | 2015-16
LILO of K.R. Thoppur - Ingur at Thingalur | State | D/C | TANTRANSCO | 44 | MAR-16 | 2015-16
LILO of Harduagani - Hathras at Aligarh | State | D/C | UPPTCL | 43 | MAR-16 | 2015-16
LILO of Sarnath (400) - Azamgarh at Harhua | State | S/C | UPPTCL | 42 | DEC-15 | 2015-16
Arasur 400 kV S/S - Karamadai 230 kV S/S | State | S/C | TANTRANSCO | 39 | JUN-15 | 2015-16
LILO of Kalivanthapattu - Veerapuram at OMEGA | State | D/C | TANTRANSCO | 39 | JUL-15 | 2015-16
LILO of one ckt Badshahpur - Mau - Bhiwadi at HSIIDC Bawal | State | D/C | HVPNL | 39 | DEC-15 | 2015-16
Kasor - Herang line | State | D/C | GETCO | 39 | JAN-16 | 2015-16
Chharodi - Ford line | State | D/C | GETCO | 38 | OCT-15 | 2015-16
Shedyal - Jath line | State | D/C | MSETCL | 37 | JUN-15 | 2015-16
Mau - Balwal | State | D/C | HVPNL | 37 | JUL-15 | 2015-16
Gajokhar-Jaunpur | State | S/C on D/C | UPPTCL | 37 | MAR-16 | 2015-16
LILO of Kalpaka - Khammam at Asupaka | State | D/C | TSTRANSCO | 34 | OCT-15 | 2015-16
LILO of RTPS - Btps at YTPS | State | D/C | KPTCL | 33 | JUN-15 | 2015-16
LILO of Kangasiyali - Nyara at Hadala | State | D/C | GETCO | 33 | AUG-15 | 2015-16
Balchak - Naraingarh | State | D/C | PSTCL | 33 | MAR-16 | 2015-16
Renwal -Danta Ramgarh | State | S/C | RVPNL | 33 | MAR-16 | 2015-16
Tehandesar(proposed)-Badnu | State | S/C | RVPNL | 32 | OCT-15 | 2015-16
LILO of one ckt Neemrana -Kotputli at Behror | State | D/C | RVPNL | 31 | MAY-15 | 2015-16
Kumbhargaon - Waghala | State | D/C | MSETCL | 31 | MAR-16 | 2015-16
LILO of Korba - Vishrampur at Churri | State | D/C | CSPTCL | 30 | APR-15 | 2015-16
Chinchwad - Apta | State | M/C | MSETCL | 30 | JUN-15 | 2015-16
Nanded - Waghala | State | D/C | MSETCL | 30 | AUG-15 | 2015-16
LILO of Dhuri - Bangan at Chhajali (Loop in) | State | D/C | PSTCL | 29 | JUL-15 | 2015-16
Koradi TPS-New Khaparhkeda | State | D/C | MSETCL | 28 | MAR-16 | 2015-16
Mundka -Peeragarhi U/G 200 mm, 250 MW | State | D/C | DTL | 26 | APR-15 | 2015-16
LILO of Waluj Bahaleshwar - Deogaon Rangari S/S | State | D/C | MSETCL | 26 | APR-15 | 2015-16
LILO of Vita - Pandharpur at Bhalwani | State | D/C | MSETCL | 26 | MAR-16 | 2015-16
Subhasgram- Saintala | State | D/C | WBSETCL | 25 | MAR-16 | 2015-16
Bhatinda - Mukatsar (2nd CKt) | State | D/C | PSTCL | 23 | MAY-15 | 2015-16
LILO of Korattur - Koyambedu at Alamathy (Balance Portion) | State | D/C | TANTRANSCO | 23 | SEP-15 | 2015-16
SSNNL PS-I - PS-2 (ACSR Zebra conductor) | State | D/C | GETCO | 22 | JUN-15 | 2015-16
LILO of Muzaffarnagar - Nara II at Jansath Ckt-II | State | D/C | UPPTCL | 20 | APR-15 | 2015-16
LILO of Mhaisal - Jath at Mendhegiri S/S (Ckt-I) | State | D/C | MSETCL | 20 | AUG-15 | 2015-16
220 kV LOC 49 of Roza-Hardoi to 220 Shahjehanpur | State | D/C | UPPTCL | 20 | SEP-15 | 2015-16
Lalitpur - Lalitpur TPS (Ckt-II) | State | D/C | UPPTCL | 19 | APR-15 | 2015-16
LILO of Raigarh - Budipadar line at Raigarh (PG) | State | D/C | CSPTCL | 18 | AUG-15 | 2015-16
LILO of Nagaur -Merta at Kuchera | State | D/C | RVPNL | 17 | DEC-15 | 2015-16
Peeragarhi-Wazirpur U/G 1000 mm, 200 MW | State | D/C | DTL | 17 | FEB-16 | 2015-16
LILO of Asoj - Karamsad at Mogar S/S | State | D/C | GETCO | 15 | APR-15 | 2015-16
LILO of Hubli - Lingapur 2nd Ckt at Gadag | State | D/C on M/C | KPTCL | 15 | DEC-15 | 2015-16
Vizag TPP - Kalpaka | State | D/C | APTRANSCO | 14 | JUL-15 | 2015-16
Kadapperi - Guindy (UG Cable) | State | S/C | TANTRANSCO | 14 | APR-15 | 2015-16
LILO of Bhiwani - Bahadurgarh (PGCIL) at Kaboolpur S/S | State | D/C | HVPNL | 13 | DEC-15 | 2015-16
LILO of Both Ckt Malerkotla - Pakhowal at Sandhaur | State | D/C | PSTCL | 13 | APR-15 | 2015-16
LILO of AD Hydro-Nalagarh at Fozal | State | D/C | HPPTCL | 13 | JUL-15 | 2015-16
LILO of One Ckt of Kolhapur - Sawantwadi at Mudhaltitta (Bidri) | State | D/C | MSETCL | 13 | MAR-16 | 2015-16
LILO of Both Ckt Malerkotla - Barnala at Sandhaur | State | D/C | PSTCL | 12 | APR-15 | 2015-16
Muzaffarnagar - Nara Ckt-II | State | D/C | UPPTCL | 12 | APR-15 | 2015-16
LILO of one ckt Kotputli -Manoharpur at Kotputli (PG) | State | D/C | RVPNL | 12 | MAY-15 | 2015-16
Sanganer- Sitapura (Upgradation) Ckt-II | State | D/C | RVPNL | 11 | APR-15 | 2015-16
LILO of Ajmer -Kishangarh line at Ajmer | State | D/C | RVPNL | 11 | JUN-15 | 2015-16
LILO of Kanjhawala - Najafgarh at Mundka 400 kV S/S | State | D/C | DTL | 11 | JUL-15 | 2015-16
LILO of KTPS - Sanganer line at Vatika | State | D/C | RVPNL | 11 | AUG-15 | 2015-16
LILO of Sawangi - Bhokardan at Phulambri | State | D/C | MSETCL | 11 | NOV-15 | 2015-16
LILO of Peenya - Hoody at Chikkabettahalli | State | M/C | KPTCL | 11 | DEC-15 | 2015-16
LILO of Rewa - Ton at Sirmour | State | D/C | MPPTCL | 10 | JUN-15 | 2015-16
LILO on one ckt of Jamanwada - Varsana line at Ukheda S/s | State | D/C | GETCO | 10 | OCT-15 | 2015-16
Bridgestone-II - Chakan-II | State | D/C | MSETCL | 10 | MAR-16 | 2015-16
LILO of Alamathy - CMRL Koyembedu at Thiruverkkadu | State | D/C | TANTRANSCO | 9 | OCT-15 | 2015-16
LILO of Beed - Patoda at Manjarsumbha | State | D/C | MSETCL | 9 | MAR-16 | 2015-16
LILO of Kandalgaon - Lonand at Lonand MIDC | State | D/C | MSETCL | 8 | JUL-15 | 2015-16
Thimmapuram- Yellanur | State | D/C | APTRANSCO | 8 | SEP-15 | 2015-16
A5(Faridabad) - A4(Faridabad) (Ckt-II) | State | D/C | HVPNL | 8 | DEC-15 | 2015-16
LILO of Arasikere -Kanthenahalli at Arasikere S/S | State | D/C | KPTCL | 8 | DEC-15 | 2015-16
Hinjewadi -II (400 kV) - Hinjewadi-II (220 kV) S/S | State | D/C | MSETCL | 8 | DEC-15 | 2015-16
LILO of One ckt of Bina - Guna at Ashoknagar | State | S/C | MPPTCL | 8 | MAR-16 | 2015-16
Gurgaon Sector 72 (PGCIL) - Gurgaon Sector 33 (HVPNL) | State | D/C | HVPNL | 7 | APR-15 | 2015-16
LILO of VTS - Malkaram (Ckt-I) at Suryapet | State | D/C | TSTRANSCO | 7 | MAR-16 | 2015-16
Mamidipally - Fab city | State | D/C | TSTRANSCO | 6 | APR-15 | 2015-16
LILO of Korattur - Koyambedu at Alamathy | State | D/C | TANTRANSCO | 6 | AUG-15 | 2015-16
LILO of Harduaganj- Khair (Aligarh) line at Boner | State | D/C | UPPTCL | 6 | SEP-15 | 2015-16
LILO of 220 kV of Shamshabad - Firozabad at Agra (400 kV) | State | D/C | UPPTCL | 6 | DEC-15 | 2015-16
LILO of both ckt of Balipara (PG) Samaguri at Sonabil | State | 2xD/C | AEGCL | 6 | JAN-16 | 2015-16
Aurangabad (Ektuni - III) - Aurangabad -II (Thaptitanda) Ckt-II | State | S/C | MSETCL | 5 | MAY-15 | 2015-16
LILO (Tapping) of Dhule - Malegaon at Sayne | State | S/C | MSETCL | 5 | JUN-15 | 2015-16
LILO of Khetri - Heerapura line at Babai | State | D/C | RVPNL | 5 | JUN-15 | 2015-16
LILO of Mandawar -Nadbai- Bharatpur at Chonkarwada | State | D/C | RVPNL | 5 | JUL-15 | 2015-16
LILO of Pusouli (PG) - Ara (PG) at Pusouli (New) | State | D/C | BSEB | 5 | AUG-15 | 2015-16
LILO of Narendrapur - Mendhasal at Attri (Old Karadagadia) | State | D/C | OPTCL | 5 | FEB-16 | 2015-16
Anpara B-Anpara D (Ckt-I) | State | D/C | UPPTCL | 5 | MAR-16 | 2015-16
LILO of one ckt Palatana - Bongaigaon at Byrnihat line | State | D/C | MeECL | 4 | MAY-15 | 2015-16
LILO of one ckt of Jeerat - Rishra at Dharampur | State | S/C | WBSETCL | 4 | MAR-16 | 2015-16
LILO of Badshahpur - Bhiwadi - Mau line at Panchgaon | State | D/C | HVPNL | 3 | APR-15 | 2015-16
Lonikand-I - Lonikand -II | State | D/C | MSETCL | 3 | MAR-16 | 2015-16
Avadi-Ayappakkam line | State | S/C | TANTRANSCO | 3 | MAR-16 | 2015-16
LILO of Moga-Hisar line at RGTPS Khedar | State | D/C | HVPNL | 2 | AUG-15 | 2015-16
LILO of Bina - Gwalior at Datia | State | D/C | MPPTCL | 2 | APR-15 | 2015-16
LILO of 1st ckt of Shapurnagar - Gachibowlly line at Miyapur | State | D/C | TSTRANSCO | 2 | APR-15 | 2015-16
LILO of Alamathy - Koyembedut Thiruverkkadu | State | D/C | TANTRANSCO | 2 | JUL-15 | 2015-16
LILO of Shoolagiri - Singarapet at Gurabarapally | State | D/C | TANTRANSCO | 2 | JUL-15 | 2015-16
LILO of both ckt Dindi - Chandrayangutta at Bonguloor | State | D/C | TSTRANSCO | 2 | JUL-15 | 2015-16
LILO of One Ckt Langpi - Sarusajai at Sonapur | State | D/C | AEGCL | 2 | AUG-15 | 2015-16
LILO of one ckt Halvad - Morbi line to Bhimasar (PG) at Charadava S/S | State | D/C | GETCO | 2 | AUG-15 | 2015-16
LILO of Alwar -Kotputli at Bansur | State | D/C | RVPNL | 2 | NOV-15 | 2015-16
LILO of existing Kalikiri - C.K.Palli at Thimmapuram S/S | State | D/C | APTRANSCO | 2 | DEC-15 | 2015-16
LILO of 220 kV Lonikand - Kathapur line at Lonikand-II | State | D/C | MSETCL | 2 | JAN-16 | 2015-16
LILO of Chitegaon - Shendra at Chitepimpalgaon (PG) | State | D/C | MSETCL | 2 | MAR-16 | 2015-16
Gurgaon Sector 72 (PGCIL) - Gurgaon Sector 72 (HVPNL) | State | D/C | HVPNL | 1 | APR-15 | 2015-16
Tapping on Lonand Kandalgaon for Lonand MIDC | State | S/C | MSETCL | 1 | APR-15 | 2015-16
LILO of Chinchwad - Phursungi at Kondhwa | State | D/C | MSETCL | 1 | AUG-15 | 2015-16
LILO of Manali - Basin Bridge (BBGTP) at Vyasarpadi | State | D/C | TANTRANSCO | 1 | AUG-15 | 2015-16
LILO of khurja-NAPP-I line at Debai | State | D/C | UPPTCL | 1 | SEP-15 | 2015-16
Chaibasa - Chaibasa line | State | D/C | JSEB | 1 | MAR-16 | 2015-16
Diversion of Bhusawal - Chalisgaon along with existing Bhusawal - Chalisgaon line | State | D/C | MSETCL | 1 | MAR-16 | 2015-16
LILO of Kanhan - Bhandara at M/s Ultratech cement | State | D/C | MSETCL | 1 | MAR-16 | 2015-16
LILO of Heerapura - Babai at Niwana | State | D/C | RVPNL | 1 | MAR-16 | 2015-16
LILO of Arasur (PG) - Karamadai at Karuvalur | State | D/C | TANTRANSCO | 1 | MAR-16 | 2015-16
Raita - Jagadalpur line | State | D/C | CSPTCL | 657 | DEC-16 | 2016-17
Thappakundu - Anaikadavu | State | D/C | TANTRANSCO | 358 | JUN-16 | 2016-17
Lalitpur TPS - Agra (UP) Ckt-I | State | S/C | UPPTCL | 337 | SEP-16 | 2016-17
Boisar II-Borivali | State | M/C | MSETCL | 331 | AUG-16 | 2016-17
Jammalamadugu - Uravakonda | State | D/C | APTRANSCO | 255 | JUN-16 | 2016-17
Suryapet - Nandiwanaparthi (part of Suryapet- Shankarpally line) | State | D/C | TSTRANSCO | 240 | AUG-16 | 2016-17
LILO of Kayathar - Karaikudi line at 400 kV Kamudhi s/s | State | D/C | TANTRANSCO | 223 | SEP-16 | 2016-17
Karaikudi - Kamudhi | State | D/C | TANTRANSCO | 220 | DEC-16 | 2016-17
Roza - Dohna | State | D/C | UPPTCL | 216 | AUG-16 | 2016-17
Charanka - Veloda Line | State | D/C | GETCO | 199 | MAR-17 | 2016-17
Gaya (PG) - Sonenagar (New) | State | D/C | BSEB | 183 | JUL-16 | 2016-17
Visavadar - Timbdi | State | D/C | GETCO | 180 | AUG-16 | 2016-17
Kamavarapukota - Surypet (Kamavarrapukota - Chinnakorukondi) | State | D/C | APTRANSCO | 179 | OCT-16 | 2016-17
Kamavarapukota - Surypet ( Chinnakorukondi - Suryapet) | State | D/C | TSTRANSCO | 170 | OCT-16 | 2016-17
LILO of 220 kV Orai - Mainpuri line at Bah S/S | State | D/C | UPPTCL | 157 | SEP-16 | 2016-17
LILO of 400 kV Agra (UP) - Muradnagar 400 kV S/C line at Agra (UP) 765/400 kV S/S | State | D/C | UPPTCL | 156 | SEP-16 | 2016-17
Veltoor - Thungabhadra River (Q) line | State | D/C | TSTRANSCO | 147 | NOV-16 | 2016-17
RSS (Ramagundam TPS)- Nirmal line (2nd Ckt Stringing) | State | D/C | TSTRANSCO | 140 | FEB-17 | 2016-17
Durshed - Siricilla line | State | D/C | TSTRANSCO | 134 | FEB-17 | 2016-17
Visavadar - Amreli line | State | D/C | GETCO | 132 | MAR-17 | 2016-17
LILO of both ckt of MTPS stage III - Arasur (PGCIL) at Karamadai | State | M/C | TANTRANSCO | 124 | AUG-16 | 2016-17
RTPP (Muddanur) - Chinakampalli | State | D/C | APTRANSCO | 121 | JUN-16 | 2016-17
Aau - Badisid | State | D/C | RVPNL | 118 | APR-16 | 2016-17
Kharagpur - Egra | State | D/C | WBSETCL | 107 | MAY-16 | 2016-17
Phagi GSS (Jaipur) - Heerpura line | State | D/C | RVPNL | 104 | DEC-16 | 2016-17
LILO of one ckt Raj west -Jodhpur at Jodhpur (New) | State | D/C | RVPNL | 102 | APR-16 | 2016-17
LILO of Jodhpur - Merta line at Jodhpur (New) | State | D/C | RVPNL | 99 | JUN-16 | 2016-17
LILO on 220kV Shivajinagar-Satana line (From loc.No.211) at 220kV Gangapur S/s | State | D/C | MSETCL | 96 | OCT-16 | 2016-17
GPPC (Pipavav)- Dhokadva | State | D/C | GETCO | 94 | JUL-16 | 2016-17
Garividi - Tekkali (2nd Ckt) line | State | S/C | APTRANSCO | 92 | AUG-16 | 2016-17
Parigi 220 kV S/S - Shankarpally 400 kV S/S | State | D/C | TSTRANSCO | 90 | APR-16 | 2016-17
Chatrail-Ramgarh | State | D/C | RVPNL | 90 | AUG-16 | 2016-17
LILO of Darbhanga - Kanti at Musahari | State | D/C | BSEB | 90 | DEC-16 | 2016-17
LILO of Both ckt of 220 KV Jamanwada - Varsana at Bhachunda (AL-59) M/C | State | 2xD/C | GETCO | 83 | JUN-16 | 2016-17
LILO of Kasor-Botad at Dhuvaran CCPP-III | State | D/C | GETCO | 81 | APR-16 | 2016-17
LILO of Chandrapur-Parli S/C line for 400KV Nanded (Khumbhargaon) | State | D/C | MSETCL | 80 | MAR-17 | 2016-17
Bhinmal - Sayla line | State | D/C | RVPNL | 78 | JUL-16 | 2016-17
LILO of both Ckt of Cheeka - Durala at Sonta s/s | State | D/C | HVPNL | 78 | DEC-16 | 2016-17
Palladam - Kurukathi Line | State | S/C | TANTRANSCO | 78 | MAR-17 | 2016-17
Rasipalayam - Anaikadavu | State | D/C | TANTRANSCO | 77 | JUN-16 | 2016-17
Kharghar- Boriwali line | State | D/C | MSETCL | 76 | MAR-17 | 2016-17
Bahraich - 400 kv Gonda line (one ckt.) | State | D/C | UPPTCL | 74 | JUN-16 | 2016-17
Pulichintala HEP - Huzurnagar line | State | D/C | TSTRANSCO | 74 | NOV-16 | 2016-17
LILO of one ckt of 400 kV Agra (UP) - Agra (PG) 400 kV D/C line at Agra (UP) 765/400 kV S/S | State | D/C | UPPTCL | 73 | SEP-16 | 2016-17
Bajakhana - Bagha Purana | State | D/C | PSTCL | 71 | AUG-16 | 2016-17
Kamudhi s/s - Tiruchulis/s (Muthuramlingapuram) - Ckt-I | State | D/C | TANTRANSCO | 69 | FEB-17 | 2016-17
LILO of Patiala - Mandi Gobindgarh at Rajpura | State | D/C | PSTCL | 68 | AUG-16 | 2016-17
LILO of 220 kV Mainpuri (PG) - Mainpuri line at Sirsaganj | State | D/C | UPPTCL | 68 | SEP-16 | 2016-17
Botad - Parabadi (Ajmer) line (Ckt-1) | State | D/C | GETCO | 64 | MAR-17 | 2016-17
Bhadla-Kanasar | State | D/C | RVPNL | 63 | JUN-16 | 2016-17
LILO of Radhanpur - Mehsana at Sankhari | State | D/C | GETCO | 62 | AUG-16 | 2016-17
LILO of Existing Ingur - Palladam at Kurukathi S/S | State | D/C | TANTRANSCO | 62 | DEC-16 | 2016-17
Hardoi - Shahjahanpur (PG) line | State | D/C | UPPTCL | 60 | AUG-16 | 2016-17
Gwalior (Malanpur) - Morena line | State | D/C | MPPTCL | 60 | MAR-17 | 2016-17
Rajpura - Lalru | State | D/C | PSTCL | 59 | JUN-16 | 2016-17
Mitha - Becharji | State | D/C | GETCO | 59 | FEB-17 | 2016-17
LILO of one ckt Jaipur (South) to Chaksu at Goner | State | D/C | RVPNL | 58 | OCT-16 | 2016-17
LILO of Existing Trichy - Perambalur at Jambunathapuram S/S | State | D/C | TANTRANSCO | 54 | DEC-16 | 2016-17
Palwal (Meghpur) - Meerpur Kurali | State | D/C | HVPNL | 53 | AUG-16 | 2016-17
Chittorgarh - Sawa | State | D/C | RVPNL | 53 | AUG-16 | 2016-17
LILO of one ckt of 220kV Bhopal - Ashta line at Mungaliyachhap s/s | State | D/C | MPPTCL | 52 | JUN-16 | 2016-17
LILO of Deviakurichy - Pudhansanthai at Valayapatty | State | D/C | TANTRANSCO | 52 | JUN-16 | 2016-17
Kirori - Jind line (Ckt-II) | State | D/C | HVPNL | 50 | MAR-17 | 2016-17
LILO of Malout - GNDTP Bhatinda at Badal | State | D/C | PSTCL | 50 | JUN-16 | 2016-17
LILO of Ferozepur - Talwandi Bhai line at Sadiq | State | D/C | PSTCL | 48 | MAY-16 | 2016-17
LILO of (Ckt-II) of Miryalaguda - Khammam at Suryapet S/S | State | D/C | TSTRANSCO | 48 | FEB-17 | 2016-17
Sohawal - Faizabad PG (400) | State | D/C | UPPTCL | 47 | MAR-17 | 2016-17
Tungabhadra river - Yemmiganur | State | D/C | APTRANSCO | 43 | NOV-16 | 2016-17
LILO of (Ckt-I) of Miryalaguda - Khammam at Suryapet S/S | State | D/C | TSTRANSCO | 42 | FEB-17 | 2016-17
Deepalpur-Sonepat HSIIDC Rai ( terminated at Rajiv Gandhi s/s) | State | M/C | HVPNL | 41 | DEC-16 | 2016-17
Hathras-Gokul line | State | S/C | UPPTCL | 41 | JAN-17 | 2016-17
LILO of Kota (PG) -Bhilwara at Mandalgarh | State | D/C | RVPNL | 40 | APR-16 | 2016-17
Parigi - Kosigi line | State | D/C | TSTRANSCO | 40 | AUG-16 | 2016-17
Morak - Bhawanimandi line | State | S/C | RVPNL | 40 | MAR-17 | 2016-17
Kashang - Bhaba (2nd Ckt) | State | D/C | HPPTCL | 39 | APR-16 | 2016-17
Kasor - Herang (DFCC) line | State | D/C | GETCO | 39 | AUG-16 | 2016-17
Koradi-II - Koradi-III (Ckt-I) | State | D/C | MSETCL | 38 | DEC-16 | 2016-17
Koradi II to Koradi -III line (ckt.II) | State | D/C | MSETCL | 38 | FEB-17 | 2016-17
Bina s/s - M/s Bharat Oman Refinaries Ltd. Agasod, Bina | State | D/C | MPPTCL | 36 | DEC-16 | 2016-17
Ghanapur - Marripally - Nagole (Uppal) | State | D/C | TSTRANSCO | 36 | DEC-16 | 2016-17
LILO of Vizag - Khammam (Ckt-I) at Asupaka | State | D/C | TSTRANSCO | 34 | DEC-16 | 2016-17
Ramagundam - Mandamarri (Bellampally) (2nd Ckt) | State | D/C | TSTRANSCO | 34 | APR-16 | 2016-17
Neyveli - Eachengadu S/S | State | S/C | TANTRANSCO | 34 | DEC-16 | 2016-17
Naranoor - Ghani line | State | D/C | APTRANSCO | 33 | JAN-17 | 2016-17
LILO of one ckt of Ramgarh GTPS - Dechu at Amarasagar | State | D/C | RVPNL | 33 | FEB-17 | 2016-17
LILO of 220 kV Sambhal-Badaun Line at Chandausi S/s | State | D/C | UPPTCL | 33 | MAR-17 | 2016-17
LILO of I-Ckt. of Panki - Bhauti PG(400) line at Rania s/s | State | D/C | UPPTCL | 33 | MAR-17 | 2016-17
Uravakonda - Vajrakarur | State | D/C | APTRANSCO | 32 | JUN-16 | 2016-17
LILO on one ckt of Nelamangala - Anchepalya line at Magadi | State | D/C | KPTCL | 31 | FEB-17 | 2016-17
Kanjali - Science city line (Jalandhar) | State | D/C | PSTCL | 30 | JUN-16 | 2016-17
LILO of Kankroli (PG) -Debari at Amberi | State | D/C | RVPNL | 30 | AUG-16 | 2016-17
Lucknow PG (400) - Kursi Road | State | D/C | UPPTCL | 30 | AUG-16 | 2016-17
Sahupuri-Bhelupur | State | D/C | UPPTCL | 29 | MAY-16 | 2016-17
Harsh Vihar - Patparganj line (U/G cable link) | State | D/C | DTL | 29 | FEB-17 | 2016-17
Srinagar HEP - Sringar 400 kV S/S. | State | D/C | PTCUL | 28 | JUL-16 | 2016-17
LILO of 400 kV Solapur - Kolhapur PGCIL line for 400 kV Alkud S/S | State | D/C | MSETCL | 25 | JAN-17 | 2016-17
Samatipur (New) s/s - Samastipur s/s (initially charged at 132 KV) | State | D/C | BSEB | 25 | NOV-16 | 2016-17
LILO of Kalpakkam - Arani at Purisai | State | D/C | TANTRANSCO | 24 | JUN-16 | 2016-17
LILO of Begusarai - Kanti at Samastipur | State | 2xD/C | BSEB | 24 | OCT-16 | 2016-17
LILO of one Ckt of Chilakallu - Narkatpally at Suryapet S/S | State | D/C | TSTRANSCO | 24 | FEB-17 | 2016-17
Thallak - M/s BARC | State | D/C | KPTCL | 22 | NOV-16 | 2016-17
Balimela - Malkangiri line | State | S/C | OPTCL | 22 | MAR-17 | 2016-17
LILO of Eachangadu - Thatchankurichi at Poiyur 230 KV SS | State | D/C | TANTRANSCO | 22 | MAR-17 | 2016-17
LILO of GGSSTP - Jamsher at Jadla | State | D/C | PSTCL | 21 | JUN-16 | 2016-17
LILO of Ganguwal - Mohali at Majra | State | D/C | PSTCL | 21 | JUN-16 | 2016-17
Lower Jurala HEP - Upper Jurala | State | D/C | TSTRANSCO | 21 | AUG-16 | 2016-17
Chandrapur MIDC - Ballarshah (Ckt- I ) | State | D/C | MSETCL | 21 | SEP-16 | 2016-17
Karamadai - Common Point | State | S/C | TANTRANSCO | 21 | DEC-16 | 2016-17
Bidanasi -Cuttack | State | D/C | OPTCL | 20 | NOV-16 | 2016-17
LILO point to Phojal | State | D/C | HPPTCL | 20 | MAR-17 | 2016-17
LILO of one ckt of 220KV Indore II(Jaitpura) to Indore 400KV at 220KV S/s NZ Indore | State | D/C | MPPTCL | 20 | MAR-17 | 2016-17
Thudiyalur s/s - Common point at loc. 81 to 148 (Associated line of Karamadai 400 KV s/s -single ckt only) | State | S/C | TANTRANSCO | 19 | DEC-16 | 2016-17
LILO of Existing Sunguvarchatram - Arni at Kanchipuram S/S | State | D/C | TANTRANSCO | 16 | JUN-16 | 2016-17
Kishanganj (PG) - Kishanganj (New) | State | 2xD/C | BSEB | 16 | OCT-16 | 2016-17
LILO of Somanahalli - Malur at Vikas Tech Park | State | D/C | KPTCL | 16 | MAR-17 | 2016-17
Tirunelveli (Abishekapatty) - Kanarpatty | State | S/C | TANTRANSCO | 15 | DEC-16 | 2016-17
LILO of Ranasan - Karamsad at Barejadi S/S | State | D/C | GETCO | 15 | MAY-16 | 2016-17
Baghpat - Baghpat (PG) | State | S/C | UPPTCL | 15 | MAY-16 | 2016-17
LILO of Pithampur - Indore line at 220kV Pithampur-II s/s | State | D/C | MPPTCL | 15 | JUN-16 | 2016-17
400 kV Gonda - 220 kV Gonda Interconnector (one ckt) | State | D/C | UPPTCL | 14 | JUN-16 | 2016-17
LILO of Bhugaon - Pusad at Wardha (PG) | State | D/C | MSETCL | 14 | AUG-16 | 2016-17
Budidampadu - Bhongiri (2nd Ckt) | State | D/C | TSTRANSCO | 14 | AUG-16 | 2016-17
LILO of Kolhapur - Sawantwadi at Mudhaltitta (Bidri)S/S (Tap line, Ckt-II) | State | D/C | MSETCL | 13 | MAY-16 | 2016-17
LILO of Tuticorin Sipcot - Checkanurani line at Savasapuram S/s | State | D/C | TANTRANSCO | 13 | JUN-16 | 2016-17
LILO of Bakreswar - Gokarna at Sadaipur | State | D/C | WBSETCL | 13 | FEB-17 | 2016-17
Bawana-Rohini -II (Sec -29) line | State | D/C | DTL | 12 | JUL-16 | 2016-17
Dehradun (PTCUL) - Dehradun (PGCIL) line | State | D/C | PTCUL | 12 | MAR-17 | 2016-17
Tap on Babhaleshwar - Chalisgaon for Kopergaon S/S (Ckt-II) | State | D/C | MSETCL | 11 | MAY-16 | 2016-17
Deepalpur - Sonipat (Sector- 6) | State | D/C | HVPNL | 11 | DEC-16 | 2016-17
HSR Layout - Nimhans S/S (UG Cable) | State | UG Cable | KPTCL | 11 | FEB-17 | 2016-17
400 kV Aurangabad II (Thaptitanda) - 765 kV Aurangabad III (Ektuni) (Ckt 3 & 4) | State | D/C | MSETCL | 10 | MAY-16 | 2016-17
LILO of 220 kV Parichha - Banda line at Mahoba | State | D/C | UPPTCL | 10 | JUN-16 | 2016-17
LILO of 220 kV Jodhpur (220 kV GSS) - Pali at 400 kV GSS Jodhpur (New) | State | D/C | RVPNL | 10 | AUG-16 | 2016-17
Chandrayanagutta - 220KV Imlibun GIS (UG Cable) | State | D/C | TSTRANSCO | 10 | FEB-17 | 2016-17
LILO of Wanaparthy - Ragimanagadda at Singotam X Road SS | State | D/C | TSTRANSCO | 10 | FEB-17 | 2016-17
Gaddamvaripalli- Goddumari | State | D/C | APTRANSCO | 9 | DEC-16 | 2016-17
LILO of Ghanapur - Malkaram at Moulali | State | D/C | TSTRANSCO | 9 | FEB-17 | 2016-17
A5(Faridabad) - A4(Faridabad) (Ckt-I) | State | D/C | HVPNL | 8 | JUN-16 | 2016-17
LILO of 220kV Orai - Bhauti at Orai | State | D/C | UPPTCL | 8 | JAN-17 | 2016-17
LILO of Jeerat - KTPS 400 kV S/C at N. Chanditala | State | D/C+S/C | WBSETCL | 7 | FEB-17 | 2016-17
LILO of (Existing) Budhipadar-Burla at Lapanga | State | D/C | OPTCL | 7 | DEC-16 | 2016-17
LILO of 400kV Gajwel - Yeddumailaram (Shankarpally) ckt-I at 400 kV Narsapur SS. | State | D/C | TSTRANSCO | 6 | MAR-17 | 2016-17
LILO of 2nd Ckt Shahbad - Pehowa at Durala | State | D/C | HVPNL | 6 | MAY-16 | 2016-17
LILO of one ckt of Ganguwal - Gobindgarh-II at Bhari | State | D/C | PSTCL | 6 | AUG-16 | 2016-17
LILO of Rengali - Tarkera at Bonai | State | D/C | OPTCL | 6 | DEC-16 | 2016-17
Anpara B - Anpara D (2nd ckt) | State | D/C | UPPTCL | 5 | SEP-16 | 2016-17
LILO of Siruseri - Taramani (Kids park) line at 400 kV Ottiyambakkam S/S | State | D/C | TANTRANSCO | 5 | JUN-16 | 2016-17
LILO of Siruseri - Tharamani at Sholinganallur | State | D/C | TANTRANSCO | 5 | DEC-16 | 2016-17
N P Kunta PS - 400 kV N P Kunta (PGCIL) S/S | State | D/C | APTRANSCO | 4 | APR-16 | 2016-17
LILO of Chabra TPS - Anta line at Supercritical Chhabta TPS | State | D/C | RVPNL | 3 | APR-16 | 2016-17
LILO of Harduaganj - Mainpuri S/C line at Sikandra Rau | State | D/C | UPPTCL | 3 | JUN-16 | 2016-17
Extension of Bikaner- Barsinghsar at Barsinghsar TPS | State | S/C | RVPNL | 3 | DEC-16 | 2016-17
LILO of Jodhpur(400 kV)-Jodhpur 220 kV interconnector-II line for 220 kV GSS Barli | State | D/C | RVPNL | 3 | MAR-17 | 2016-17
LILO of Gummidipoondi - M/s Michelin Tyres line at Thervoykandigai 400 kV S/S | State | D/C | TANTRANSCO | 2 | APR-16 | 2016-17
LILO on 220 KV Pandharpur - Malinagar line for M/s Vittal SSK Co-generation Plant | State | D/C | MSETCL | 2 | NOV-16 | 2016-17
ACC Limited - LMEL Ghugus | State | S/C | MSETCL | 2 | DEC-16 | 2016-17
Bechraji - Maruti Suzuki line | State | D/C | GETCO | 2 | FEB-17 | 2016-17
LILO of Jeerat - Rishra 220 kV S/C Line at Dharampur | State | D/C | WBSETCL | 2 | MAR-17 | 2016-17
Interconnection of one ckt of Jhanor - Navsari line with one ckt of Ukai - Kosamba line | State | D/C | GETCO | 1 | APR-16 | 2016-17
LILO of 220 kV Katni - Satna at PGCIL Satna | State | D/C | MPPTCL | 1 | APR-16 | 2016-17
LILO of Jodhpur (GSS) - Jodhpur at Barli | State | D/C | RVPNL | 1 | APR-16 | 2016-17
LILO on 220 kV Kandalgaon Topworth for M/s Pioneer Gas Power Ltd. | State | D/C | MSETCL | 1 | JUN-16 | 2016-17
LILO of Existing SP Koil - Thiruvalam at Kanchipuram S/S | State | D/C | TANTRANSCO | 1 | JUN-16 | 2016-17
LILO of 230 kV Chekkanurani - TTPS (feeder-I) at 230 kV Kinnimangalam | State | D/C | TANTRANSCO | 1 | SEP-16 | 2016-17
LILO 220 kV of Muradnagar - Shamli at Baghpat | State | S/C | UPPTCL | 1 | SEP-16 | 2016-17
LILO of 220KV Jodhpur -400KV Jodhpur interconnector at 220KV Jhalamand | State | D/C | RVPNL | 1 | DEC-16 | 2016-17
LILO of both ckts Ramgarh GTPS -Dechu at Ramgarh | State | D/C | RVPNL | 1 | DEC-16 | 2016-17
Sitapura- Sitapura (Existing) (Upgradation) | State | D/C | RVPNL | 1 | DEC-16 | 2016-17
LILO of Korattur - Koyembedu at Ambattur (3rd Main Road) | State | D/C | TANTRANSCO | 1 | DEC-16 | 2016-17
Interconnection of one ckt. of GSEG - Kosamba line with Essar - Ichhapore line | State | D/C | GETCO | 1 | FEB-17 | 2016-17
Sadla - Maruti wind park line | State | S/C | GETCO | 1 | MAR-17 | 2016-17
LILO of Korattur- Alamathy line at Ambattur 3rd Main Road 230 KV SS | State | D/C | TANTRANSCO | 1 | MAR-17 | 2016-17
Vizag TPP(HNPCL) - Kamavarapukota | State | D/C | APTRANSCO | 486 | JUN-17 | 2017-18
Bellary (PS) - New Madhugiri (near Tumakur) | State | D/C | KPTCL | 450 | JUN-17 | 2017-18
Rayalaseema TPP - Chittoor line | State | D/C | APTRANSCO | 429 | JUN-17 | 2017-18
Bikaner -Sikar (PG) | State | D/C | RVPNL | 420 | MAR-18 | 2017-18
Rasipalayam - Salem (Palavady) | State | D/C | TANTRANSCO | 388 | AUG-17 | 2017-18
Bhadla-Bikaner | State | D/C | RVPNL | 379 | APR-17 | 2017-18
Allahabad - Banda Line | State | D/C | UPPTCL | 355 | MAY-17 | 2017-18
Lalitpur TPS - Fatehabad (Agra (UP)) Ckt-II | State | S/C | UPPTCL | 335 | APR-17 | 2017-18
Bhilwara TPS -Ajmer | State | D/C | RVPNL | 320 | APR-17 | 2017-18
Jaipur STPP - Nirmal SS | State | D/C | TSTRANSCO | 289 | FEB-18 | 2017-18
Yermarus TPS - Bellary Pooling Station (BPS) | State | D/C | KPTCL | 285 | MAR-18 | 2017-18
Kharagpur - N. Chanditala | State | D/C | WBSETCL | 277 | SEP-17 | 2017-18
Nandiwanaparthi - Shankarpally (part of Suryapet- Shankarpally line) | State | D/C | TSTRANSCO | 222 | MAY-17 | 2017-18
Julurupadu (QM) - Suryapet S/s | State | D/C | TSTRANSCO | 219 | JAN-18 | 2017-18
Motipur(BSPTCL) - Darbhanga(DMTCL) | State | D/C | BSPTCL | 218 | DEC-17 | 2017-18
Ramgarh (Jaisalmer)-Akal (Jaisalmer ) | State | D/C | RVPNL | 198 | DEC-17 | 2017-18
Aligarh - Sikandarabad line | State | D/C | UPPTCL | 190 | MAY-17 | 2017-18
Nimbahera - Pratapgarh (Part of Pratapgarh -Chittorgarh line) | State | D/C | RVPNL | 181 | JUN-17 | 2017-18
Darbhanga(DMTCL) - Supaul/Laukahi(BSPTCL) | State | D/C | BSPTCL | 176 | MAR-18 | 2017-18
LILO of one ckt. Vyankatpura - Achhalia line at Kawant | State | D/C | GETCO | 167 | MAR-18 | 2017-18
Warora - Wardha - II (Bhugaon) | State | D/C | MSETCL | 165 | MAY-17 | 2017-18
Fatehabad (Agra (UP)) - Maath ( Mathura) line | State | S/C | UPPTCL | 142 | APR-17 | 2017-18
Agra(UP) - Agra (South) | State | D/C | UPPTCL | 139 | JUN-17 | 2017-18
Jamnagar - Hadala | State | D/C | GETCO | 139 | NOV-17 | 2017-18
Partur - Nagewadi line | State | D/C | MSETCL | 126 | MAR-18 | 2017-18
Jethana - Ajmer line | State | D/C | RVPNL | 120 | SEP-17 | 2017-18
LILO of Jamnagar - Jetpur line-II at Sikka | State | D/C | GETCO | 117 | MAR-18 | 2017-18
Phaltan - Walchandnagar | State | D/C | MSETCL | 114 | AUG-17 | 2017-18
Sitapur - Nighasan line | State | S/C | UPPTCL | 109 | MAR-18 | 2017-18
Phagi (Jaipur south-765 kV)-Ajmer (Ckt. - I) | State | D/C | RVPNL | 106 | MAR-18 | 2017-18
Akola - Anjangaon line | State | D/C | MSETCL | 106 | DEC-17 | 2017-18
Jajji - Rai line | State | D/C | HVPNL | 102 | OCT-17 | 2017-18
Malegaon-Kalwan | State | D/C | MSETCL | 98 | NOV-17 | 2017-18
Kargil - Khalsti Line | State | S/C | PGCIL | 97 | FEB-18 | 2017-18
LILO of Gorakhpur (PG) - Basti at Bansi | State | D/C | UPPTCL | 95 | MAR-18 | 2017-18
Gr. Noida - Noida (Quad) | State | D/C | UPPTCL | 91 | JUL-17 | 2017-18
Kishanganga - Amargarh line | State | D/C | PGCIL | 85 | FEB-18 | 2017-18
LILO of both ckt. 400kV RTPP - Chittoor TMDC line at 400kV Kalikiri S/S | State | D/C | APTRANSCO | 81 | MAR-18 | 2017-18
Chandrapur - II - Chandrapur MIDC ( Tadali) | State | D/C | MSETCL | 81 | MAR-18 | 2017-18
Veltur-Thimmajipet | State | D/C | TSTRANSCO | 80 | JUN-17 | 2017-18
Chaibasa -Ramchandrapur | State | D/C | JUSNL | 80 | DEC-17 | 2017-18
LILO of B.Bagewadi - Bijapur line at Kudgi 400kV STPP | State | M/C | KPTCL | 80 | DEC-17 | 2017-18
Jaipur North (400 kV GSS) - Manoharpur (Turnkey) and extended to LILO of S/C VKIA-Kukus | State | D/C | RVPNL | 80 | JAN-18 | 2017-18
Julurupadu - KTPS (Stage-VII) | State | D/C | TSTRANSCO | 78 | FEB-18 | 2017-18
Aurangabad-II - Jalna MIDC (Negewadi) | State | D/C | MSETCL | 77 | FEB-18 | 2017-18
LILO of Arasur - Karamadai at Shenbagapudur S/S | State | D/C | TANTRANSCO | 75 | SEP-17 | 2017-18
Uravakonda - Borampalli | State | D/C | APTRANSCO | 72 | JUN-17 | 2017-18
LILO of 1st ckt. Darbhanga-MTPS(Kanti) at Motipur | State | D/C | BSPTCL | 72 | JUN-17 | 2017-18
Balapur - Malegaon line Ckt.-I | State | D/C | MSETCL | 71 | AUG-17 | 2017-18
Nakodar - Rehana | State | D/C | PSTCL | 71 | MAR-18 | 2017-18
Shirpur Power Plant - Amalner line | State | D/C | MSETCL | 70 | OCT-17 | 2017-18
Neebkarori - Mainpuri line | State | D/C | UPPTCL | 70 | MAR-18 | 2017-18
LILO of Ulundurpet - Villupuram line at Cuddalore | State | D/C | TANTRANSCO | 69 | OCT-17 | 2017-18
Maath (Mathura) -Chhata line | State | D/C | UPPTCL | 68 | APR-17 | 2017-18
LILO of NCTPS Stage-II - Alamathy line at Manali GIS | State | D/C | TANTRANSCO | 66 | JUL-17 | 2017-18
LILO of Meja - Rewa Road at Masuli (Allahabad) | State | D/C | UPPTCL | 65 | MAR-18 | 2017-18
LILO of Agra - Muradnagar at Mathura | State | D/C | UPPTCL | 64 | JUN-17 | 2017-18
Kalwa - Borivali | State | M/C | MSETCL | 63 | FEB-18 | 2017-18
Khalsti- Leh (Part of Alusteng - Drass - Kargil - Khalsti-Leh) | State | S/C | PGCONSULTANC Y | 62 | NOV-17 | 2017-18
LILO of Sankhari-Jangral at Veloda (Sankhari) | State | MC+D/C | GETCO | 61 | SEP-17 | 2017-18
Pratapgarh - Chittorgarh (Balance Portion) | State | D/C | RVPNL | 61 | JAN-18 | 2017-18
Sarnath - Azamgarh - II | State | S/C | UPPTCL | 60 | JAN-18 | 2017-18
Dharmapuri (Palavady) - Gurubarapally | State | S/C | TANTRANSCO | 58 | SEP-17 | 2017-18
Pothencode - Kattakkada | State | D/C | KSEB | 57 | FEB-18 | 2017-18
Kamudhi - Kavanoor | State | D/C | TANTRANSCO | 56 | JUN-17 | 2017-18
LILO of 2nd ckt. Darbhanga-MTPS(Kanti) at Motipur | State | D/C | BSPTCL | 56 | JUN-17 | 2017-18
Kalivanthapattu - Ottiyambakkam (Sholinganallur) | State | D/C | TANTRANSCO | 55 | DEC-17 | 2017-18
LILO of Guddadahalli (Munirabad) - Guttur (Davangeere) at Dhoni | State | D/C | KPTCL | 54 | JAN-18 | 2017-18
LILO of one ckt of Akrimota - Nakhatrana line at Bhachunda | State | D/C | GETCO | 53 | DEC-17 | 2017-18
LILO of one ckt. 220KV Nakodar - Rehanajattan line at 220KV Hoshiarpur | State | D/C | PSTCL | 52 | JAN-18 | 2017-18
Kirori - Jind line (Ckt-I) | State | D/C | HVPNL | 50 | JUN-17 | 2017-18
Sikandrabad (WUPPTCL) - Sikandrabad (ckt-I&II) | State | D/C | UPPTCL | 50 | APR-17 | 2017-18
Morena (Adani) - Morena (MP) | State | D/C | MPPTCL | 49 | MAR-18 | 2017-18
Darbhanga - Samastipur (New) | State | D/C | BSPTCL | 47 | DEC-17 | 2017-18
Mukatsar - Malout | State | D/C | PSTCL | 47 | FEB-18 | 2017-18
LILO of Thiruvarur - Kadalangudi at Kumbakonam | State | D/C | TANTRANSCO | 46 | SEP-17 | 2017-18
LILO of Moradabad - Nehtaur at Amroha | State | D/C | UPPTCL | 45 | JUN-17 | 2017-18
Amargarh (Delina) - Zainkote (2nd Ckt.) | State | S/C | JKPDD | 43 | MAR-18 | 2017-18
LILO of Motipur - Darbhanga ckt-II at Musahari | State | D/C | BSPTCL | 41 | JUN-17 | 2017-18
Jodhpur (New) - Jhalamand (TK) | State | D/C | RVPNL | 40 | SEP-17 | 2017-18
Nabha -Bhawanigarh | State | S/C on D/C | PSTCL | 40 | MAR-18 | 2017-18
Bareilly (400) - Pilibhit | State | S/C | UPPTCL | 39 | NOV-17 | 2017-18
Mukatsar - Kotkapura Ckt.-I | State | S/C on D/C | PSTCL | 39 | FEB-18 | 2017-18
Vasanthanarasapura - Antharasanahally | State | D/C | KPTCL | 38 | FEB-18 | 2017-18
LILO of Howrah - Foundry Park at N. Chanditala. | State | M/C | WBSETCL | 36 | FEB-18 | 2017-18
Aligarh - Sikandra Rau line | State | D/C | UPPTCL | 35 | OCT-17 | 2017-18
LILO of one ckt. of 400kV Khammam -Gajwel Line at 400kV Asupaka S/s | State | D/C | TSTRANSCO | 34 | AUG-17 | 2017-18
Kalisindh TPS - Bhawanimandi | State | S/C | RVPNL | 34 | SEP-17 | 2017-18
Karuvalur - Shenbagapudur line | State | S/C | TANTRANSCO | 33 | OCT-17 | 2017-18
LILO on Both circuits of Waluj - Jalna at Taptitanda s/s | State | 2xD/C | MSETCL | 32 | MAY-17 | 2017-18
LILO of one ckt. of Vadavi-Zerda line at Veloda (Sankhari) S/s | State | D/C | GETCO | 31 | DEC-17 | 2017-18
Veeranam - Abishekapatty (PGCIL) | State | S/C | TANTRANSCO | 31 | DEC-17 | 2017-18
Vyankatpura - Waghodia (765kV PGCIL) line | State | D/C | GETCO | 29 | FEB-18 | 2017-18
Ludhiana - Doraha | State | D/C | PSTCL | 28 | MAR-18 | 2017-18
Koladi - PH Road (Alamathy - Koyembedu) | State | D/C | TANTRANSCO | 27 | JUL-17 | 2017-18
LILO of one ckt Samaguri - Sarusajai line at Sonapur S/S | State | D/C | AEGCL | 27 | MAR-18 | 2017-18
LILO of one Ckt. Malanpur - Mehgaon line at CWRTL (Adani) S/s | State | D/C | MPPTCL | 26 | FEB-18 | 2017-18
Kanarpatti - Kayathar line | State | D/C | TANTRANSCO | 25 | JUN-17 | 2017-18
LILO of Alandur - Alagarkoil at Mondipatti 230 Kv S/S | State | D/C | TANTRANSCO | 25 | JUN-17 | 2017-18
Mylapore - Tharamani (UG Cable) | State | D/C | TANTRANSCO | 25 | APR-17 | 2017-18
Veeranam - Kodikurichi | State | S/C | TANTRANSCO | 24 | MAR-18 | 2017-18
Veeranam - Kodikurichi line at Kundah | State | D/C | TANTRANSCO | 24 | MAR-18 | 2017-18
LILO of Patran - Kakrala at Patran (PGCIL) s/s | State | D/C | PSTCL | 24 | MAY-17 | 2017-18
LILO of Chillakallu S/S - Narketpally line at Huzurnagar S/S | State | D/C | TSTRANSCO | 24 | JUN-17 | 2017-18
LILO of both circuits of Madanpur - Baddi at Pinjore | State | M/C | HVPNL | 23 | NOV-17 | 2017-18
Chandrapur MIDC - Ballarshah (Ckt- II) | State | D/C | MSETCL | 21 | JUN-17 | 2017-18
LILO of both circuit Nyara-Thebda line at Kalawad S/s | State | M/C | GETCO | 21 | NOV-17 | 2017-18
LILO of both ckt. Tebhda - Rajkot line at Kalavad S/s | State | D/C | GETCO | 21 | MAR-18 | 2017-18
LILO of Arasur - Palladam at Tiruppur | State | D/C | TANTRANSCO | 20 | JUN-17 | 2017-18
LILO on 220 kV Deepnagar - Amalner at Viroda | State | D/C | MSETCL | 20 | MAR-18 | 2017-18
LILO of 2nd ckt Bhigwan - Walchandnagar at Loni Deokar s/s (Ckt. -II) | State | S/C on D/C | MSETCL | 19 | MAY-17 | 2017-18
LILO on Vita - Pandharpur line for Varkule - Malwadi Solar (M/s. Giriraj Solar) | State | D/C | MSETCL | 19 | MAR-18 | 2017-18
LILO of GHTP - Talwandi Sabo at Maur | State | D/C | PSTCL | 18 | FEB-18 | 2017-18
LILO of Vadinar - Hadala at Kalawad | State | D/C | GETCO | 16 | JAN-18 | 2017-18
Kumbhargaon - Krishnoor line ckt.-II | State | D/C | MSETCL | 16 | MAR-18 | 2017-18
LILO of Haldarwa-Zaghadia Line to Jhanor | State | D/C | GETCO | 14 | NOV-17 | 2017-18
LILO of 1st ckt. Saharanpur - Khodri line at Sarsawa | State | D/C | UPPTCL | 14 | MAR-18 | 2017-18
Morti (220kV) - Ataur (400kV) | State | D/C | UPPTCL | 13 | JUL-17 | 2017-18
Maheshwaram - Shankarpally S/s | State | D/C | TSTRANSCO | 12 | JUN-17 | 2017-18
LILO of Chekkanurani - Kayather at Kinnimangalam | State | D/C | TANTRANSCO | 12 | MAR-18 | 2017-18
LILO of Shadnagar - Yeddumailaram at Yeddumailaram | State | D/C | TSTRANSCO | 12 | JUN-17 | 2017-18
LILO of Somanahalli S/S-Yerandanahalli at Jigani 220kV s/s | State | MC+D/C | KPTCL | 12 | JAN-18 | 2017-18
Magarwada - Ringanwada | State | D/C | DANDD | 12 | MAR-18 | 2017-18
LILO of Zainkote - Dalina at Amargarh | State | 2xD/C | JKPDD | 12 | MAR-18 | 2017-18
Mamidipally S/s-M/s K.S.K. Photo Voltaic near Fabcity Ravirala (V) | State | D/C | TSTRANSCO | 11 | JUN-17 | 2017-18
LILO of 2nd Ckt. of Bansagar - Satna line at Kotar | State | D/C | MPPTCL | 11 | OCT-17 | 2017-18
LILO of Gadag - Lingapur at Gadag (Doni) | State | D/C | KPTCL | 11 | JAN-18 | 2017-18
Thiruverkadu - Ambattur 3rd Main road S/S (UG Cable) | State | D/C | TANTRANSCO | 10 | AUG-17 | 2017-18
LILO on Babhaleshwar - Alephata at UTSL C-Gen Plant line | State | D/C | MSETCL | 10 | DEC-17 | 2017-18
LILO of Jeerat - Kasba at Barasat | State | M/C | WBSETCL | 10 | FEB-18 | 2017-18
LILO of 1st ckt. Sarojni Nagar - Unnao at Kanpur Road | State | D/C | UPPTCL | 9 | MAR-18 | 2017-18
Indira Gandhi Nagar -Sitapur (Upgradation) | State | D/C | RVPNL | 8 | JUN-17 | 2017-18
Hapur (765) - Hapur | State | S/C | UPPTCL | 8 | JUN-17 | 2017-18
LILO of Mettur - Karimangalam at Dharmapuri S/s | State | D/C | TANTRANSCO | 6 | APR-17 | 2017-18
LILO of RTPS - Lingasugur at Mallat (Manvi) | State | D/C | KPTCL | 6 | FEB-18 | 2017-18
LILO of both ckt of Mamidipally - Srisailam at Dindi S/s | State | D/C | TSTRANSCO | 5 | APR-17 | 2017-18
LILO of 2nd ckt Pusouli (PG) - Ara (PG) at Pusouli (New). | State | D/C | BSPTCL | 5 | JUN-17 | 2017-18
LILO of Chorania - Salejada at Bagodara S/s | State | D/C | GETCO | 4 | JUN-17 | 2017-18
400 kV Betul s/s - 220 kV Betul s/s | State | D/C | MPPTCL | 4 | JUL-17 | 2017-18
Tondiarpet - Basin Bridge (UG Cable) | State | D/C | TANTRANSCO | 4 | JUL-17 | 2017-18
LILO of Tappar-Hadala line at Vondh S/s | State | D/C | GETCO | 4 | SEP-17 | 2017-18
LILO of one ckt. of Satna (MPPTCL) - Chhaterpur line at Satna (PGCIL) | State | D/C | MPPTCL | 4 | OCT-17 | 2017-18
LILO of Both ckt. of Biharsharif - Begusarai at BTPS Extn. | State | D/C | BSPTCL | 4 | DEC-17 | 2017-18
Kairan-Chamera - II (PG) | State | D/C | HPPTCL | 4 | MAR-18 | 2017-18
LILO of Patran - Rajla at Patran (PGCIL) s/s | State | D/C | PSTCL | 3 | MAY-17 | 2017-18
Maheshwaram (PGCIL) - Maheshwaram (TSTRANSCO) | State | D/C | TSTRANSCO | 3 | JUN-17 | 2017-18
PH Road - Koyambedu (UG Cable) | State | D/C | TANTRANSCO | 3 | MAY-17 | 2017-18
LILO of Atri-puri at Pandiabil S/s | State | D/C | OPTCL | 3 | APR-17 | 2017-18
Gwalior (PG) - Gwalior (MP) - 2nd circuiting | State | D/C | MPPTCL | 3 | MAR-18 | 2017-18
LILO of Chinhat - Raebareli (PG) line at CG City Lko | State | D/C | UPPTCL | 3 | MAR-18 | 2017-18
Wanakbori S/y -Wanakbori S/y (existing) | State | D/C | GETCO | 2 | MAR-18 | 2017-18
LILO in Ist and 2nd Ckt. of MTPS - III - Thiruvalam at Dharmapuri | State | D/C | TANTRANSCO | 2 | MAR-18 | 2017-18
Vyasarpadi - Pulianthoppe (UG Cable) | State | D/C | TANTRANSCO | 2 | AUG-17 | 2017-18
LILO on existing Phaltan - Walchandnagar at CSSK Bhavaninagar line | State | D/C | MSETCL | 2 | DEC-17 | 2017-18
Magarwada (PG) - Magarwada | State | D/C | DANDD | 2 | MAR-18 | 2017-18
D/C LILO of PPSP - Arambagh 400 kV D/C line at New PPSP 400 kV GIS | State | D/C | WBSETCL | 1 | AUG-17 | 2017-18
LILO of one ckt. of KTPS - Khammam line at KTPS-VI | State | D/C | TSTRANSCO | 1 | JAN-18 | 2017-18
LILO of Parbati - II HEP - Parbati-III Pooling station at Sainj | State | D/C | HPPTCL | 1 | MAR-18 | 2017-18
Rohini theatre take off structure to CMRL Koyambedu 230kV GIS S/s (230 kV UG cable ) | State | S/C | TANTRANSCO | 1 | JUN-17 | 2017-18
Patna (PG) - Gourichak | State | D/C | BSPTCL | 1 | JUN-17 | 2017-18
LILO of 2nd Ckt. Damoh - Sagar line at Damoh S/s | State | D/C | MPPTCL | 1 | AUG-17 | 2017-18
LILO of Myvadi - Othakkalmandapam feeder at Anaikadavu 400 KV SS | State | D/C | TANTRANSCO | 1 | NOV-17 | 2017-18
LILO Urla - Khedamara (Bhilai) at Borjhara | State | M/C | CSPTCL | 1 | FEB-18 | 2017-18
LILO of Bamnauli - Naraina at PPK-III | State | D/C | DTL | 1 | FEB-18 | 2017-18
LILO of Indore - Indore - II (Jaitpura) line at Mangliya S/s | State | D/C | MPPTCL | 1 | FEB-18 | 2017-18
LILO of Katapalli - Bolangir at Bargarh (New) | State | D/C | OPTCL | 1 | FEB-18 | 2017-18
LILO of Gr. Noida (400) - Sec.129 at Noida Sector - 148 | State | D/C | UPPTCL | 1 | MAR-18 | 2017-18
Akal -Jodhpur (New) | State | D/C | RVPNL | 447 | AUG-18 | 2018-19
Teesta -III - Kishanganj line (Executing Agency -TVPTL) | State | D/C | SIKKIM | 427 | JAN-19 | 2018-19
LILO of Jodhpur -Merta at Pooling station Badla | State | D/C | RVPNL | 405 | NOV-18 | 2018-19
Begusarai-Purnea line | State | D/C | BSPTCL | 372 | AUG-18 | 2018-19
Kishanganj (New) - Madhepura | State | D/C | BSPTCL | 284 | AUG-18 | 2018-19
Shri Singaji TPS - Pithampur DCDS (QM) line | State | D/C | MPPTCL | 281 | FEB-19 | 2018-19
Hindupur - Uravakonda Quad Moose line | State | D/C | APTRANSCO | 258 | JAN-19 | 2018-19
Jaisalmer -2 -Barmer line | State | D/C | RVPNL | 234 | JAN-19 | 2018-19
Kalpaka - Maradam line | State | D/C | APTRANSCO | 230 | APR-18 | 2018-19
Banda - Orai | State | D/C | UPPTCL | 217 | MAY-18 | 2018-19
TMDC Podili - Sattapenalli line | State | D/C | APTRANSCO | 215 | OCT-18 | 2018-19
Barauni TPS Exte. - Hazipur | State | D/C | BSPTCL | 214 | JUN-18 | 2018-19
Rewa Road Allahabad - Pahari Chitrakoot line | State | D/C | UPPTCL | 182 | FEB-19 | 2018-19
Korba - Vishrampur (2nd Ckt.) | State | D/C | CSPTCL | 155 | AUG-18 | 2018-19
Fatehpur PG - Sarh | State | D/C | UPPTCL | 150 | MAY-18 | 2018-19
Morena - Sabalgarh with LILO of one ckt. of line at Morena | State | D/C | MPPTCL | 139 | SEP-18 | 2018-19
Sohawal PG - Barabanki line | State | D/C | UPPTCL | 138 | APR-18 | 2018-19
Karaikudy - Sembatty | State | S/C | TANTRANSCO | 136 | MAY-18 | 2018-19
LILO of Azamgarh - Sultanpur at Tanda TPS Extn. | State | D/C | UPPTCL | 133 | MAR-19 | 2018-19
Goindwal Sahib - Bottianwala | State | D/C | PSTCL | 129 | SEP-18 | 2018-19
Madhepura - Laukahi(BSPTCL) | State | D/C | BSPTCL | 124 | JUN-18 | 2018-19
LILO of one circuit of 220 kV D/C Kadana - Godhara line at 220 kV Zalod S/S | State | D/C | GETCO | 124 | DEC-18 | 2018-19
Madhugiri - Pavagada | State | D/C | KPTCL | 120 | NOV-18 | 2018-19
Raipur - Doma | State | D/C | CSPTCL | 118 | MAY-18 | 2018-19
Sikandarabad - Rookhi (Siyana) | State | D/C | UPPTCL | 116 | SEP-18 | 2018-19
Kayathar - Tuticorin | State | D/C | TANTRANSCO | 113 | JUL-18 | 2018-19
Mendhigiri - Alkud s/s | State | D/C | MSETCL | 110 | OCT-18 | 2018-19
Nanded (Kumbhargaon) - Jalkot line | State | D/C | MSETCL | 107 | MAY-18 | 2018-19
Phagi (Jaipur South) - Ajmer Ckt-II | State | D/C | RVPNL | 106 | MAY-18 | 2018-19
Moga - Mehal Kalan | State | D/C | PSTCL | 105 | SEP-18 | 2018-19
Anta-Chhabra TPS | State | S/C | RVPNL | 100 | JUL-18 | 2018-19
Chittorgarh-Bhilwara | State | D/C | RVPNL | 100 | JUL-18 | 2018-19
LILO of Amreli - Dhasa line at Botad | State | D/C | GETCO | 100 | JUL-18 | 2018-19
LILO of 2nd ckt. YTPP - Abdullahpur line at Rampur Kamboyan | State | D/C | HVPNL | 100 | AUG-18 | 2018-19
Ajmer (400 kV) - Bherunda (TK) | State | D/C | RVPNL | 100 | OCT-18 | 2018-19
Radhanpur - Sankhari line | State | D/C | GETCO | 96 | AUG-18 | 2018-19
Gr. Noida (765) - Noida Sec-148 line | State | D/C | UPPTCL | 94 | MAR-19 | 2018-19
Gowribidnur - Mittemari Line | State | D/C | KPTCL | 93 | MAR-19 | 2018-19
Jodhpur (New) - Barli (TK) | State | D/C | RVPNL | 90 | AUG-18 | 2018-19
LILO of one ckt. Kosamba - Choraina at Sanand-II GIDC | State | D/C | GETCO | 89 | JUN-18 | 2018-19
Gaurichak - Bihta (New) line | State | D/C | BSPTCL | 82 | FEB-19 | 2018-19
Chandrapur-II - Chandrapur MIDC (Tadali) | State | M/C | MSETCL | 80 | FEB-19 | 2018-19
Hata - Deoria line | State | D/C | UPPTCL | 79 | MAR-19 | 2018-19
Khandwa - Chhanera line | State | D/C | MPPTCL | 78 | OCT-18 | 2018-19
Mungeli - Kawardha | State | D/C | CSPTCL | 77 | JUL-18 | 2018-19
Aligarh - Atrauli line | State | D/C | UPPTCL | 77 | OCT-18 | 2018-19
Rajpura - Devigarh | State | D/C | PSTCL | 74 | SEP-18 | 2018-19
Bahraich - Gonda (400) Ckt-II | State | D/C | UPPTCL | 74 | FEB-19 | 2018-19
LILO of Pehowa - Kaul at Bhadson | State | D/C | HVPNL | 74 | MAR-19 | 2018-19
Pithampur - Badnawar DCDS (Quad Moose ) line | State | D/C | MPPTCL | 71 | FEB-19 | 2018-19
Julwaniya - Sendhwa (GEC-I) | State | D/C | MPPTCL | 71 | DEC-18 | 2018-19
LILO of Harduaganj - Jahangirabad Ckt.-I at Rukhi | State | D/C | UPPTCL | 69 | JUL-18 | 2018-19
Sarangapur (Allahabad)PG - Phulpur line | State | S/C | UPPTCL | 68 | APR-18 | 2018-19
Inter-connector between Sailana - Ratlam switching (GEC-I) | State | D/C | MPPTCL | 67 | FEB-19 | 2018-19
LILO of Rewa (Allahabad) - Meja lie at Masauli | State | D/C | UPPTCL | 65 | FEB-19 | 2018-19
LILO of one ckt. Ukai - Kosamba at Vav S/s | State | D/C | GETCO | 62 | FEB-19 | 2018-19
LILO of Myvady - Pugalur at Kurukathi | State | D/C | TANTRANSCO | 62 | JAN-19 | 2018-19
LILO of Bhauti - Orai at Sikandara | State | D/C | UPPTCL | 62 | MAY-18 | 2018-19
Badnawar - Kanwan line (GEC-I) | State | D/C | MPPTCL | 62 | MAR-19 | 2018-19
Hapur (765) - Simbhaoli | State | D/C | UPPTCL | 57 | JUL-18 | 2018-19
LILO of Both ckt of Tebhda - Nyara line at Moti Gop S/S (M/C line AL-59) | State | D/C | GETCO | 57 | MAR-19 | 2018-19
Kamudhi - Kavanoor Ckt-II | State | D/C | TANTRANSCO | 56 | FEB-19 | 2018-19
Gorakhpur - Hata | State | D/C | UPPTCL | 53 | AUG-18 | 2018-19
Kheralu - Dharewada (DFCC) line | State | D/C | GETCO | 53 | DEC-18 | 2018-19
Hatkoti - Gumma | State | D/C | HPPTCL | 52 | AUG-18 | 2018-19
LILO of Amawan PG - Sarojni Nagar at Bachrawan | State | D/C | UPPTCL | 49 | MAY-18 | 2018-19
Arasur - Gobi | State | S/C | TANTRANSCO | 48 | MAY-18 | 2018-19
Gavasad - Bhayali (DFCC) line | State | D/C | GETCO | 47 | AUG-18 | 2018-19
LILO of one ckt of 400 kV D/C Kosamba - Chorania line at 400 kV Pachchham S/s | State | D/C | GETCO | 46 | FEB-19 | 2018-19
Anta -Kota (PG) (Extension) | State | D/C | RVPNL | 45 | AUG-18 | 2018-19
IB - Lapanga | State | D/C | OPTCL | 42 | SEP-18 | 2018-19
LILO of both Ckt. of Suryapet - Shankarpally(ckt-II) Kethireddypalli (Manikonda) SS | State | D/C | TSTRANSCO | 42 | FEB-19 | 2018-19
Tanda (NTPC) - Tanda (New) line | State | D/C | UPPTCL | 42 | FEB-19 | 2018-19
LILO of Kasor - Vartej and Karamsad - Vartej at Pachchaam | State | M/C | GETCO | 40 | JUN-18 | 2018-19
LILO of Bhugaon - Warora-I at Warora | State | M/C | MSETCL | 40 | JUL-18 | 2018-19
Sterlite - Lapanga line | State | D/C | OPTCL | 37 | OCT-18 | 2018-19
Balapur - Malegaon line (Ckt-II) | State | D/C | MSETCL | 36 | MAY-18 | 2018-19
Gani/ Panyam - Kurnool (GEC-II) | State | D/C | APTRANSCO | 33 | JUL-18 | 2018-19
Ataur - Mandola Vihar line | State | D/C | UPPTCL | 33 | APR-18 | 2018-19
LILO of Shivalakha - Nanikhakhar at Kukma | State | D/C | GETCO | 33 | SEP-18 | 2018-19
LILO of Narendra-Haveri at Bidnal (GEC-I) | State | D/C | KPTCL | 31 | JUL-18 | 2018-19
Veeranam-Tirunelveli (PG)(GEC-I) | State | S/C on D/C | TANTRANSCO | 31 | JUL-18 | 2018-19
Dhod-Danta Ramgarh | State | S/C | RVPNL | 31 | NOV-18 | 2018-19
LILO of Jaipur - Nirmal at Sundilla LI (Ckt.-I) | State | D/C | TSTRANSCO | 28 | JUL-18 | 2018-19
LILO of Jaipur - Nirmal at Sundilla LI (Ckt.-II) | State | D/C | TANTRANSCO | 28 | AUG-18 | 2018-19
STPP (Jaipur) - Sundilla LI S/S | State | D/C | TSTRANSCO | 28 | SEP-18 | 2018-19
LILO of one Ckt. of Vita - Miraj at Alkud s/s | State | D/C | MSETCL | 27 | OCT-18 | 2018-19
LILO of both Ckts. of Mundra-Zerda at Charanka S/S (ACSR Twin Moose Conductor ) | State | D/C | GETCO | 26 | MAR-19 | 2018-19
LILO of one ckt. Gandhinagar TPS - Chhatral line at Vadavi (AL-59) | State | D/C | GETCO | 25 | MAR-19 | 2018-19
LILO of both Ckt. of Indore-II (Jaitpura)- Ujjain line at Indore (PGCIL)765kV S/S | State | D/C | MPPTCL | 24 | DEC-18 | 2018-19
LILO of Simbhaoli - Shatabdinagar at Hapur (765) | State | D/C | UPPTCL | 23 | JUN-18 | 2018-19
Sirohi-Pindwara line | State | S/C | RVPNL | 23 | FEB-19 | 2018-19
Saharanpur (PG) -Sarsawa | State | D/C | UPPTCL | 22 | JUN-18 | 2018-19
Deepalpur - Rai Khewra at RGEC Kundli S/s | State | M/C | HVPNL | 22 | AUG-18 | 2018-19
Mohangadda - Sarsawa | State | D/C | UPPTCL | 22 | AUG-18 | 2018-19
Teesta LDP -III - Teesta LDP-IV | State | S/C | WBSETCL | 21 | SEP-18 | 2018-19
Legship - New Malli | State | D/C | SIKKIM | 20 | JUN-18 | 2018-19
LILO of 2nd ckt. Nagda - Neemuch line at Daloda s/s | State | D/C | MPPTCL | 20 | MAR-19 | 2018-19
LILO of Both ckt Badod -Kota - Modak at Suwasara S/s | State | D/C | MPPTCL | 18 | JUN-18 | 2018-19
Stringing of 2nd Circuit of LILO of Korba - Vishrampur at Churri | State | D/C | CSPTCL | 17 | AUG-18 | 2018-19
Jayanagar (OPTCL) - Jayanagar (PGCIL) | State | D/C | OPTCL | 17 | SEP-18 | 2018-19
Domjur - N. Chanditala | State | D/C | WBSETCL | 17 | SEP-18 | 2018-19
LILO of both Ckts of Nagda - Rajgarh at Badnawar | State | D/C | MPPTCL | 16 | FEB-19 | 2018-19
LILO of Single ckt. of Mobha - Mangrol at Amod | State | D/C | GETCO | 16 | MAR-19 | 2018-19
Keunjhar - Keunjhar PG | State | D/C | OPTCL | 15 | SEP-18 | 2018-19
LILO of Sterlite - Meramundali at Lapanga 4oo kV s/s | State | D/C | OPTCL | 14 | OCT-18 | 2018-19
Karukadom - Kothamangalam | State | M/C | KSEB | 14 | SEP-18 | 2018-19
Alipurduar - Alipurduar (PG) | State | D/C | WBSETCL | 13 | AUG-18 | 2018-19
LILO of Dautabad -Mau line at Hub Gurgaon S/s | State | D/C | HVPNL | 13 | MAR-19 | 2018-19
LILO of Loni - Muradnagar line at Ator | State | D/C | UPPTCL | 12 | JUL-18 | 2018-19
Construction of 220/220kV MC line for shifting of existing 220kV B1 B2 and B3 B4 lines at proposed HAL premises near Bidarehalldakaval village limits | State | M/C | KPTCL | 12 | SEP-18 | 2018-19
Singanayakanahalli - DG Plant Yelanhanka Station (UG Cable) | State | D/C | KPTCL | 12 | SEP-18 | 2018-19
LILO of one Ckt. Jabalpur - Amarkantak at Gorabazar JBP | State | D/C | MPPTCL | 12 | FEB-19 | 2018-19
LILO of 2nd Ckt. Birsinghpur - Amarkantak line at Shahdol S/s | State | D/C | MPPTCL | 11 | APR-18 | 2018-19
LILO of SIDCUL Puhana at Pirankaliya (Imlikhera) | State | D/C | PTCUL | 11 | SEP-18 | 2018-19
LILO of Existing 220 kV Ajmer - KSG at at 400 kV GSS Ajmer | State | D/C | RVPNL | 11 | SEP-18 | 2018-19
LILO of Gokarna-Sagardighi line at Sagardighi 220kV GIS (ACSR Zebra) | State | D/C | WBSETCL | 11 | DEC-18 | 2018-19
LILO of Bhanjanagar - Meramundali at Narasinghpur | State | D/C | OPTCL | 10 | AUG-18 | 2018-19
LILO of one ckt. of Kishanpur - New wanpoh at Baglihar HEP | State | D/C | JKPDD | 8 | MAY-18 | 2018-19
Koyambedu 230kV AIS - Guindy 230 kV GIS | State | S/C | TANTRANSCO | 8 | MAY-18 | 2018-19
LILO of Khara (HPS) - Shamli at Saharanpur (PG) | State | D/C | UPPTCL | 8 | JUN-18 | 2018-19
Guindy - Porur GIS (Cable) | State | S/C | TANTRANSCO | 8 | JUL-18 | 2018-19
LILO of Bhilai - Seoni at Balaghat / Kirnapur | State | D/C | MPPTCL | 7 | MAR-19 | 2018-19
LILO of Sahibabad - Noida Sec-62 at Indirapuram | State | D/C | UPPTCL | 7 | JUN-18 | 2018-19
LILO of one ckt. of STPS - Ratangarh at Halasar | State | D/C | RVPNL | 7 | SEP-18 | 2018-19
LILO of one Ckt. Muradnagar - Sahibabad line at Pratap Vihar | State | D/C | UPPTCL | 7 | MAR-19 | 2018-19
Manali - Korattur | State | D/C | TANTRANSCO | 6 | SEP-18 | 2018-19
LILO of one Ckt. of Hadala - Sartanpar line at Wankaner on M/C towers | State | D/C | GETCO | 6 | OCT-18 | 2018-19
LILO of one ckt. Indravati - Theruvali at Kashipur | State | D/C | OPTCL | 6 | JAN-19 | 2018-19
Mokha-Chromeni line | State | S/C | GETCO | 6 | MAR-19 | 2018-19
LILO of 400kV Gajwel - Yeddumallaram (Shankarpally) Ckt.-II at Narsapur S/S | State | D/C | TSTRANSCO | 5 | JUN-18 | 2018-19
Nanded (Kumbhargaon) - Nanded (Waghala) Ckt.-II | State | D/C | MSETCL | 5 | MAY-18 | 2018-19
Darbhanga (Essel) - Darbhanga (BSPTCL) | State | D/C | BSPTCL | 5 | JUN-18 | 2018-19
LILO of Parli - Osmanabad line at Parli (PG) | State | D/C | MSETCL | 5 | FEB-19 | 2018-19
LILO of 2nd Ckt. VTS- Malkaram to Suryapet | State | D/C | TSTRANSCO | 4 | APR-18 | 2018-19
LILO of 220 kV Maath (400) - Meetau (Hathras ) line at Maath (220) | State | D/C | UPPTCL | 3 | DEC-18 | 2018-19
LILO of Badarpur TPS - Mehrauli at Tughlakabad | State | D/C | DTL | 3 | FEB-19 | 2018-19
Okhla - Tughlakabad | State | D/C | DTL | 3 | FEB-19 | 2018-19
LILO of both ckts. Sec.-72 - Roj-ka-Meo line on M/C and D/C towers at Gurugram Sec.-69 S/S | State | D/C | HVPNL | 3 | FEB-19 | 2018-19
LILO of Uravakonda-Jammalamadugu to the proposed at Talaricheruvu | State | D/C | APTRANSCO | 2 | NOV-18 | 2018-19
NNTPS - Neyveli 230/110kV s/s | State | D/C | TANTRANSCO | 2 | OCT-18 | 2018-19
LILO of one ckt. Daultabad-IMT Manesar line at Gurgaon Sec.- 85 | State | D/C | HVPNL | 2 | DEC-18 | 2018-19
LILO of Chabra TPS -Dahra at Anta (Ckt. -II) | State | D/C | RVPNL | 1 | AUG-18 | 2018-19
Neyveli 230/110 kV s/s - Eachangadu 230kV Feeder | State | S/C | TANTRANSCO | 1 | OCT-18 | 2018-19
LILO of 2nd Ckt. of Itarsi (MP) - Hoshangabad (PG) at Itarsi (PG) line | State | D/C | MPPTCL | 1 | APR-18 | 2018-19
Yelanhanka CCPP - Yelanhanka(KPTCL) | State | D/C | KPTCL | 1 | MAY-18 | 2018-19
Khaperkheda-II -Khaperkheda-I (Reorientation work of one ckt.) | State | D/C | MSETCL | 1 | JUN-18 | 2018-19
Budidampadu (PG) - Budidampadu | State | S/C | TSTRANSCO | 1 | JUN-18 | 2018-19
LILO of Shoolagiri - Karimanagalam at Uddanapalli | State | D/C | TANTRANSCO | 1 | JUL-18 | 2018-19
LILO of Rishikesh-Dehradun at Harrawala | State | D/C | PTCUL | 1 | AUG-18 | 2018-19
LILO on Ambazari - Amravati at Karanja s/s | State | D/C | MSETCL | 1 | MAR-19 | 2018-19
LILO on Khadka-Amalner at Kekatnimbhora | State | D/C | MSETCL | 1 | MAR-19 | 2018-19
Nerul-Seawood TSS (U/G Cable Ckt -I) | State | S/C | MSETCL | 1 | MAR-19 | 2018-19
Julurupadu - Jangaon | State | D/C | TSTRANSCO | 349 | JUN-19 | 2019-20
Bongaigaon TPS - Rangia (Salakati) | State | D/C | AEGCL | 324 | NOV-19 | 2019-20
Barmer-Bhinmal line | State | D/C | RVPNL | 288 | MAY-19 | 2019-20
Sohawal - Tanda | State | D/C | UPPTCL | 232 | MAY-19 | 2019-20
Banda-Chitrakoot Line | State | D/C | UPPTCL | 226 | APR-19 | 2019-20
Julurupadu - Manuguru TPP | State | D/C | TSTRANSCO | 225 | NOV-19 | 2019-20
Govindpur - Dumka | State | D/C | JUSNL | 203 | OCT-19 | 2019-20
DCDS Barsoor - Jagdalpur line | State | D/C | CSPTCL | 177 | DEC-19 | 2019-20
Kavanoor - Karaikudi (Existing) | State | D/C | TANTRANSCO | 176 | DEC-19 | 2019-20
Satna - Chhatarpur (2nd ckt) | State | S/C | MPPTCL | 160 | AUG-19 | 2019-20
Vadavi-Halvad (Pkg 1) ( Vadavi to AP-41) | State | D/C | GETCO | 149 | MAR-20 | 2019-20
LILO of one ckt. Paras - Balapur at Malkapur s/s | State | M/C | MSETCL | 144 | AUG-19 | 2019-20
Jangaon - Tippapur LI | State | D/C | TSTRANSCO | 138 | MAY-19 | 2019-20
Rampura - Jagalur (Hiremallanahole) | State | D/C | KPTCL | 130 | JUL-19 | 2019-20
LILO of Mopka - Bharatpur and Mopka - Siltara at Dherdehi 220 kV S/S (Bilaspur)(on Multi circuit tower) | State | D/C | CSPTCL | 128 | OCT-19 | 2019-20
Nirmal - Dichpally at Jangaon (QM) line | State | D/C | TSTRANSCO | 120 | JAN-20 | 2019-20
LILO of Hathras - Gokul at Mathura | State | D/C | UPPTCL | 120 | MAY-19 | 2019-20
Sabalgarh - Sheopurline (1st Ckt.) | State | D/C | MPPTCL | 106 | JAN-20 | 2019-20
LILO of existing Waddekothapally - Bhongir (Both Ckts.) to proposed at Jangaon (Jangaon District) | State | M/C | TSTRANSCO | 104 | JAN-20 | 2019-20
LILO of Arambag - Durgapur at N. Chanditala | State | D/C | WBSETCL | 97 | JUL-19 | 2019-20
Sattenapalli - Guntur | State | D/C | APTRANSCO | 96 | SEP-19 | 2019-20
Betul - Gudgaon (GEC-I) | State | D/C | MPPTCL | 94 | JUN-19 | 2019-20
LILO of both ckt. Fatehabad - Rania line at 220kV Mehna Khera | State | D/C | HVPNL | 92 | DEC-19 | 2019-20
Makhu - Rashiana | State | D/C | PSTCL | 92 | JAN-20 | 2019-20
Zainakote - Alusteng (Portion of Zainkote -Alusteng - Mirbazar 220 kV D/C line) | State | D/C | JKPDD | 92 | FEB-20 | 2019-20
Vasanthanarasapura - Madhugiri line | State | D/C | KPTCL | 89 | AUG-19 | 2019-20
Neemuch - Ratangarh line (GEC-I) | State | D/C | MPPTCL | 88 | FEB-20 | 2019-20
Deoria - Rasra | State | S/C | UPPTCL | 83 | AUG-19 | 2019-20
Gorakhpur (PG)-Gola line | State | D/C | UPPTCL | 82 | APR-19 | 2019-20
Nakodar - Ladhowal | State | D/C | PSTCL | 70 | AUG-19 | 2019-20
Sahupuri -Raja ka Talab | State | S/C | UPPTCL | 65 | JUL-19 | 2019-20
Hatia (JUSNL) - Namkum (PGCIL) | State | D/C | JUSNL | 65 | DEC-19 | 2019-20
Kalikiri - Madanapalli line | State | D/C | APTRANSCO | 60 | APR-19 | 2019-20
LILO of one Ckt. Bastara - Kaul at Bhadson | State | D/C | HVPNL | 60 | JUN-19 | 2019-20
Ulundurpet 230 kV SS to the proposed Sankarapuram 230 kV SS | State | S/C on D/C | TANTRANSCO | 58 | MAR-20 | 2019-20
Kumbhari (PGCIL) - Bale | State | D/C | MSETCL | 58 | JUN-19 | 2019-20
Bhanjanagar - Aska | State | D/C | OPTCL | 57 | MAY-19 | 2019-20
Unnao - Phoolbagh (Kanpur ) line | State | D/C | UPPTCL | 57 | OCT-19 | 2019-20
Jagalur (Hiremallanahole) - Thallak | State | D/C | KPTCL | 55 | JUL-19 | 2019-20
Common point A of Thervaikandigai - Manali (8a) | State | D/C | TANTRANSCO | 54 | NOV-19 | 2019-20
Partapur (Jagriti Vihar) - Hapur | State | D/C | UPPTCL | 53 | SEP-19 | 2019-20
Kayathar - Thennampatty | State | D/C | TANTRANSCO | 48 | MAY-19 | 2019-20
LILO of both Ckt. of 220kV Mobha - Mangrol line at 220kV Amod (Balanced portion) | State | D/C | GETCO | 46 | MAY-19 | 2019-20
LILO of existing KTS-Shapurnagar proposed line at Jangaon | State | S/C | TSTRANSCO | 45 | JAN-20 | 2019-20
Soja - Joumang (DFCC) line | State | D/C | GETCO | 44 | OCT-19 | 2019-20
Abdullapur (PG) - Rajokheri | State | D/C | HVPNL | 44 | FEB-20 | 2019-20
Sector-148 t Sector-123 Noida | State | D/C | UPPTCL | 40 | FEB-20 | 2019-20
Bareilly (400) - Pilibhit Ckt.-II | State | S/C | UPPTCL | 39 | MAY-19 | 2019-20
Hadala - Khorana | State | D/C | GETCO | 37 | JUN-19 | 2019-20
Second circuiting of Ratlam - Daloda line (GEC-I) | State | D/C | MPPTCL | 37 | NOV-19 | 2019-20
Charor -Banala | State | D/C | HPPTCL | 36 | OCT-19 | 2019-20
Boksampalli - KIA Motors Switching Station and 220/33kV S/S Ammavaripalli in Anantapur District | State | D/C | APTRANSCO | 35 | SEP-19 | 2019-20
LILO of one ckt of Indravati - Thervali line at Jaypatna | State | D/C | OPTCL | 32 | JUL-19 | 2019-20
Moti Paneli - Open wind line with AL-59 Conductor | State | D/C | GETCO | 28 | AUG-19 | 2019-20
Mator PG (400) - Partapur (Jagriti Vihar) line | State | S/C | UPPTCL | 28 | AUG-19 | 2019-20
LILO of both Ckt. of Badnagar- Ratlam At Badnawar 400 kV S/S | State | D/C | MPPTCL | 28 | NOV-19 | 2019-20
LILO of Nannur - Regumanugadda line at 220/11kV Brahmmanakokur s/s | State | D/C | APTRANSCO | 27 | SEP-19 | 2019-20
Patna (PG) - Khagaul (BSPTCL) | State | D/C | BSPTCL | 26 | OCT-19 | 2019-20
LILO on both ckt Parli - Harangul line at Parli (PG) | State | D/C | MSETCL | 25 | NOV-19 | 2019-20
LILO of both ckts of Rangala Rajpur - Palwal at Prithala | State | M/C | HVPNL | 25 | FEB-20 | 2019-20
LILO of one ckt. of 220KV Humbran - Ferozpur Road (Ludhiana) at 220KV Ladowal | State | D/C | PSTCL | 25 | MAR-20 | 2019-20
Bareilly - C.B. Ganj | State | S/C | UPPTCL | 24 | JUN-19 | 2019-20
LILO of Mainpuri- Sikandrarao at Jawarharpur TPS | State | S/C | UPPTCL | 22 | JUL-19 | 2019-20
Balimela - Malkangiri 2nd Ckt. | State | S/C | OPTCL | 21 | JAN-20 | 2019-20
LILO of one ckt. Jhanor - Navsari at Vav S/s | State | D/C | GETCO | 20 | APR-19 | 2019-20
LILO of 220 kV Baghpat - Muradnagar-II at Mandola Vihar | State | D/C | UPPTCL | 20 | AUG-19 | 2019-20
(PMDP - Kashmir) LILO of Zainkote - Delina at Kunzar (Sterlite S/S) | State | D/C | JKPDD | 20 | FEB-20 | 2019-20
Tervaikandigai - Korattur common point to Kovilpathagai OH-UG Junction Point (Portion of Thervaikandigai - Korattur 400 kV S/C line) | State | D/C | TANTRANSCO | 19 | FEB-20 | 2019-20
Shoolagiri - Hosur S/s | State | S/C | TANTRANSCO | 19 | AUG-19 | 2019-20
Shoolagiri - Uddanapalli | State | S/C | TANTRANSCO | 18 | AUG-19 | 2019-20
Sultanpur-Sangipur LILO Section at Amethi | State | D/C | UPPTCL | 18 | APR-19 | 2019-20
LILO of existing KTS - Shapurnagar at Waddekothapally (Jangaon District) | State | S/C | TSTRANSCO | 17 | JAN-20 | 2019-20
LILO of 220kV Dunara - Laitpur TPS Ckt-II at Babina | State | D/C | UPPTCL | 15 | AUG-19 | 2019-20
LILO of Savarkundla - Sagapara line at Gariyadhar S/s | State | D/C | GETCO | 15 | JAN-20 | 2019-20
LILO of Wanakbori -Soja line at Dehgam (PG) S/S | State | D/C | GETCO | 13 | OCT-19 | 2019-20
GCR Chandrapur - Sicom line | State | D/C | MSETCL | 13 | NOV-19 | 2019-20
2nd Ckt. of 220 kV Tilwani - Miraj line (From loc no 4 to 43) | State | S/C on D/C | MSETCL | 13 | DEC-19 | 2019-20
LILO of 220kV Vapi - Tarapur line at 220kV Sarigam | State | M/C | GETCO | 13 | MAR-20 | 2019-20
Hapur(765) - Faridnagar line | State | S/C | UPPTCL | 11 | APR-19 | 2019-20
TPS-II - Neyveli 230kV S/S | State | D/C | TANTRANSCO | 10 | DEC-19 | 2019-20
Bareilly -Dohna | State | S/C | UPPTCL | 10 | JUN-19 | 2019-20
LILO of Gr. Noida (400) - Noida Sec-148 line at R.C. Green | State | D/C | UPPTCL | 9 | MAY-19 | 2019-20
LILO of both ckts. Palla - Palli at Sector- 46 Faridabad S/S | State | D/C | HVPNL | 9 | SEP-19 | 2019-20
LILO of Gokarna - Krishnanagar at Rejinagar | State | D/C | WBSETCL | 9 | OCT-19 | 2019-20
LILO of T.K. Halli - Madhuvanahally - proposed 220/66 kV SFC S/s at Shivanasamudra (Hebbani Village) | State | D/C | KPTCL | 9 | NOV-19 | 2019-20
Guindy - R.A.Puram (UG Cable) | State | S/C | TANTRANSCO | 8 | JUN-19 | 2019-20
LILO of Bareilly - Shahjahanpur line at Faridpur | State | D/C | UPPTCL | 8 | FEB-20 | 2019-20
Periapanachery - Porur (UG Cable) | State | S/C | TANTRANSCO | 7 | NOV-19 | 2019-20
LILO of Sultanpur - Sangipur First Ckt. at Amethi | State | D/C | UPPTCL | 7 | OCT-19 | 2019-20
LILO of Malda (PG) - Dalkhola (PG) at Gozol | State | D/C | WBSETCL | 6 | JUL-19 | 2019-20
Charla - Meerut line | State | S/C | UPPTCL | 5 | SEP-19 | 2019-20
LILO of Hebbal - Hoody Sc line to proposed ITI S/s | State | S/C | KPTCL | 5 | OCT-19 | 2019-20
LILO of Vapi - Khadoli line at Vaghchhipa s/s | State | D/C | DNH | 5 | NOV-19 | 2019-20
NCTPS - Alamathy Common Point - B (8b1) | State | D/C | TANTRANSCO | 4 | NOV-19 | 2019-20
LILO of Tadikonda - Ongole line to 220/132kV Prathipadu | State | D/C | APTRANSCO | 4 | SEP-19 | 2019-20
Shevgaon - Pathardi line at Amrapur S/S | State | D/C | MSETCL | 4 | SEP-19 | 2019-20
LILO of Ratlam-Daloda line at Jaora (GEC-I) (one ckt.) | State | D/C | MPPTCL | 4 | NOV-19 | 2019-20
Shivarampally - Asifnagar 2nd ckt. | State | S/C | TSTRANSCO | 4 | JAN-20 | 2019-20
LILO of one Ckt. of Badshahpur Pali at Sec.-65 Gurgaon | State | D/C | HVPNL | 3 | APR-19 | 2019-20
LILO of Noida Sec-20-BTPS line at Botanical Garden | State | D/C | UPPTCL | 3 | JUN-19 | 2019-20
LILO of 220 kV KTS- Lower Sileru-I line at 220/11kV VK Ramavaram LI SS | State | D/C | TSTRANSCO | 3 | DEC-19 | 2019-20
LILO of Raita - Jagdalpur at Kurud | State | D/C | CSPTCL | 2 | DEC-19 | 2019-20
LILO of Gr .Noida -Noida Sec-129 at Noida Sec-148 | State | D/C | UPPTCL | 1 | APR-19 | 2019-20
B3 - B4 - Brindavan Alloyas line | State | D/C | KPTCL | 1 | SEP-19 | 2019-20
LILO of Gurur - Barsoor at Narayanpur | State | D/C | CSPTCL | 1 | OCT-19 | 2019-20
LILO of one ckt. of KTPS- Manuguru - proposed Pump House-1 at B.G. Kottur line | State | D/C | TSTRANSCO | 1 | OCT-19 | 2019-20
Cuddalore - Veerapuram (SP Koil) Via Neyveli | State | D/C | TANTRANSCO | 348 | JAN-21 | 2020-21
Daltonganj (PG)- Garhwa | State | D/C | JUSNL | 183 | AUG-20 | 2020-21
Madakkathara - Areekode line | State | D/C | KSEB | 176 | FEB-21 | 2020-21
Jammalamadugu - Chakrayapet | State | D/C | APTRANSCO | 172 | MAR-21 | 2020-21
LILO of 220kV Narwana - Mund line at 400kV PGCIL Jind | State | D/C | HVPNL | 168 | FEB-21 | 2020-21
Dichpally 400kV - Banswada 220kV | State | D/C | TSTRANSCO | 168 | MAR-21 | 2020-21
Gajner - Chhatargarh line (GEC-I) | State | D/C | RVPNL | 166 | FEB-21 | 2020-21
Ramgarh - Bhadla line (Ckt-I) | State | D/C | RVPNL | 160 | DEC-20 | 2020-21
Ramgarh - Bhadla line (Ckt-II) | State | D/C | RVPNL | 160 | JAN-21 | 2020-21
LILO of Both ckt Pulivendula - Hindupur at Gollapuram | State | D/C | APTRANSCO | 156 | MAR-21 | 2020-21
Jasidih - Giridih line | State | D/C | JUSNL | 154 | AUG-20 | 2020-21
Kudagi - Tapping point of NTPC (part of Kudagi-Vajramatti line) | State | D/C | KPTCL | 153 | MAR-21 | 2020-21
Rudrapur (Brahmwari) - Ghansali (Srinagar) line | State | D/C | PTCUL | 150 | JUN-20 | 2020-21
Jasidih - Dumka | State | D/C | JUSNL | 149 | AUG-20 | 2020-21
Kothipura (Ramanagara) - Tubinakere | State | D/C | KPTCL | 142 | APR-20 | 2020-21
Godda - Dumka line | State | D/C | JUSNL | 142 | AUG-20 | 2020-21
Nagda - Mandsaur (GEC-I) | State | DCDS | MPPTCL | 137 | MAR-21 | 2020-21
LILO of chittoor - Krishnapatnam at Rachagunneri S/S | State | D/C | APTRANSCO | 127 | SEP-20 | 2020-21
LILO of Pendurthy - Garividi at Garividi | State | D/C | APTRANSCO | 120 | MAR-21 | 2020-21
Akal- Jaisalmer-2 line (GEC-I) | State | D/C | RVPNL | 114 | MAR-21 | 2020-21
Georai - Thapti Tanda s/s | State | D/C | MSETCL | 110 | FEB-21 | 2020-21
Bahraich - Sohawal 400 (PG) line | State | S/C | UPPTCL | 109 | FEB-21 | 2020-21
Badod - Nalkheda (Susner ) (GEC) | State | DCDS | MPPTCL | 105 | DEC-20 | 2020-21
Thennampatty - SEPC IPP | State | D/C | TANTRANSCO | 104 | OCT-20 | 2020-21
Makhu - Algaon | State | D/C | PSTCL | 101 | FEB-21 | 2020-21
LILO of Kadakola - Chamarajanagara line to the proposed line at Begur | State | M/C | KPTCL | 100 | JUL-20 | 2020-21
LILO of Jhalawar - Chhabra line at 220 KV GSS Aklera | State | D/C | RVPNL | 98 | OCT-20 | 2020-21
Madakkathara - Malaparamba line | State | D/C | KSEB | 97 | SEP-20 | 2020-21
Mandsaur (Sitamau) - Marut Shakti Pool (GEC-I) | State | DCDS | MPPTCL | 93 | AUG-20 | 2020-21
Yurembam - Thoubal via Nambol | State | D/C | ED, Manipur | 90 | MAR-21 | 2020-21
Kamavarapukota - Nuziveedu | State | D/C | APTRANSCO | 90 | MAR-21 | 2020-21
Sagardighi TPS - Gokarna line | State | D/C | WBSETCL | 89 | OCT-20 | 2020-21
Tanda (TPS) - Bhaukhari (Basti) line | State | D/C | UPPTCL | 88 | MAR-21 | 2020-21
LILO of Sikandararao - Jawaharpur TPSat Kashganj | State | D/C | UPPTCL | 88 | JUN-20 | 2020-21
LILO of one Ckt of existing STPS - Ratangarh line at 220kV GSS Rawatsar | State | D/C | RVPNL | 85 | AUG-20 | 2020-21
Jagalur (Hiremallanahole) - Kudligi | State | D/C | KPTCL | 83 | APR-20 | 2020-21
Palanpur - Amarigadh (DFCC) line | State | D/C | GETCO | 80 | NOV-20 | 2020-21
LILO of Podili - Nellore at Atmakur | State | D/C | APTRANSCO | 80 | MAR-21 | 2020-21
LILO of 220 kV Sarni - Pandhurna line at Betul (PGCIL) | State | D/C | MPPTCL | 78 | JUN-20 | 2020-21
Neyveli - Kadalangudi line | State | S/C | TANTRANSCO | 77 | APR-20 | 2020-21
Pithampur -Depalpur | State | DCDS | MPPTCL | 75 | MAR-21 | 2020-21
Gurur - Kurud (Bangoli) | State | D/C | CSPTCL | 74 | NOV-20 | 2020-21
Termination of one d/c of Achhalia- Jambuva line at Vyankatpura s/s | State | D/C | GETCO | 72 | JUL-20 | 2020-21
LILO of one Ckt of Ashta- Dewas line at 220 kV S/S Chapda S/S | State | D/C | MPPTCL | 68 | JUL-20 | 2020-21
Jambuva - Waghodia ( PGCIL) line with AL-59 Conductor | State | D/C | GETCO | 68 | NOV-20 | 2020-21
Aluva - Kothamangalam line | State | D/C | KSEB | 68 | FEB-21 | 2020-21
Asoj - IOCL line with ACSR Zebra conductor | State | D/C | GETCO | 66 | SEP-20 | 2020-21
Upgradation of 132kV Malegaon - Manmad SCSC line to 220kV line using same corridor/ROW | State | D/C | MSETCL | 65 | JUL-20 | 2020-21
LILO in the existing 230 kV Neyveli TS-I Tiruvannamalai at Sankarapuram 230 kV SS | State | D/C | TANTRANSCO | 64 | JUL-20 | 2020-21
Kaithal (PGCIL) - Neemwala | State | D/C | HVPNL | 64 | AUG-20 | 2020-21
Subashgram (PG) - Baruipur | State | D/C | WBSETCL | 64 | JAN-21 | 2020-21
Kanwan - Dhar line (GEC-I) | State | DCDS | MPPTCL | 63 | OCT-20 | 2020-21
LILO of Gorakhpur (PG) - Lucknow (PG) line Ckt.-IV at Basti | State | D/C | UPPTCL | 60 | MAR-21 | 2020-21
HDVC Kolar - T. Gollahali (Thimmasandra) line | State | D/C | KPTCL | 58 | MAR-21 | 2020-21
LILO of both ckt. Nagda - Neemuch at Mandsaur (LILO from loc.No. 211) S/s (GEC-I) | State | DCDS | MPPTCL | 56 | JUN-20 | 2020-21
Nagda - Ujjain line (GEC-I) | State | DCDS | MPPTCL | 53 | FEB-21 | 2020-21
Nagda (400kV) S/S - Ujjain (400kV) S/S (Ckt-II) | State | DCDS | MPPTCL | 53 | MAR-21 | 2020-21
Shujalpur - Narsinghgarh Line | State | DCDS | MPPTCL | 51 | SEP-20 | 2020-21
LILO of one ckt. of Satna (PGCIL) - Bina (PGCIL) at Sagar (GEC-I) | State | DCDS | MPPTCL | 50 | MAR-21 | 2020-21
LILO of both ckt of Nagda - Neemuch 220 KV line at Mandsore(Sitamau) 400 kV S/s (Ckt II) | State | DCDS | MPPTCL | 47 | AUG-20 | 2020-21
Chichali - Udaipura | State | S/C | MPPTCL | 47 | MAR-21 | 2020-21
Godda - Lalmatia | State | D/C | JUSNL | 44 | AUG-20 | 2020-21
Maath(400)- Vrindawan Line | State | S/C | UPPTCL | 44 | AUG-20 | 2020-21
LILO of both ckts. Nagda - Ujjain at Ujjain | State | DCDS | MPPTCL | 43 | MAR-21 | 2020-21
LILO of one Ckt. of 220kV Ukai- Achhaliya line no. 2 at 220kV Virpor s/s on D/C and M/C Tower (Package-1) with AL-59 Condu. and OPGW | State | D/C | GETCO | 42 | FEB-21 | 2020-21
Gonda - Sohawal (PG) | State | D/C | UPPTCL | 41 | JUL-20 | 2020-21
LILO of Chormar - Fathebad line at Hukmawali | State | S/C | HVPNL | 41 | MAR-21 | 2020-21
Bemetara - Mungeli line 2nd circuit | State | S/C | CSPTCL | 40 | NOV-20 | 2020-21
Chhata- Vrindawan Line | State | S/C | UPPTCL | 35 | AUG-20 | 2020-21
Jammalamadugu - Tirumalayapalli | State | D/C | APTRANSCO | 34 | MAR-21 | 2020-21
LILO of Arambag - Rishra at N. Chanditala | State | D/C | WBSETCL | 31 | MAR-21 | 2020-21
Rachagunneru - Naidupeta line | State | D/C | APTRANSCO | 30 | FEB-21 | 2020-21
LILO of Thingalur - Ingur 230kV line at the proposed Erode GIS S/S | State | D/C | TANTRANSCO | 28 | FEB-21 | 2020-21
Kamalapuram LISS - V.K.Ramavaram line | State | D/C | TSTRANSCO | 28 | SEP-20 | 2020-21
LILO of one Ckt. of Ukai - Achhaliya line no.3 at Virpor (Package -2) | State | D/C | GETCO | 27 | DEC-20 | 2020-21
LILO Agra(South)-Fahtehabad(Agra) at Firozabad | State | D/C | UPPTCL | 26 | MAR-21 | 2020-21
Bhatia - Bhogat line (AL-59) | State | D/C | GETCO | 26 | DEC-20 | 2020-21
Deroli Ahir - Narnaul | State | D/C | HVPNL | 26 | MAR-21 | 2020-21
LILO of Baraut (220)- Shamli at Nirpura line | State | D/C | UPPTCL | 26 | MAR-21 | 2020-21
LILO of Rasra (220)- Gazipur at Rasra | State | D/C | UPPTCL | 26 | MAR-21 | 2020-21
Chelari - Nallalam | State | M/C | KSEB | 25 | JAN-21 | 2020-21
LILO of Ataur - Muradnagar-II line at Madhuban Bapudham | State | D/C | UPPTCL | 24 | SEP-20 | 2020-21
LILO of 220kV Kalapaka - Dairyfarm to proposed 220/132/33kV S/S Simhachalam on MC Towers | State | D/C | APTRANSCO | 24 | FEB-21 | 2020-21
LILO of Both ckt. of Badod - Ujjain at Ujjain | State | DCDS | MPPTCL | 24 | MAR-21 | 2020-21
LILO of Wanakbori - Asoj and Wanakbori - Vyankatpura line on M/C tower with ACSR Zebra conductor and OPGW at Selvaliya S/S | State | D/C | GETCO | 23 | SEP-20 | 2020-21
Brahmapuram - Kaloor line | State | D/C | KSEB | 23 | MAR-21 | 2020-21
Pallikkara - Aluva line | State | D/C | KSEB | 23 | MAR-21 | 2020-21
Konnakuzhy - Chalakudy line | State | D/C | KSEB | 22 | NOV-20 | 2020-21
LILO of Firozabad (220) -Agra(PG) at Firozabad(400) | State | D/C | UPPTCL | 22 | FEB-21 | 2020-21
LILO on 220 kV Deoli (PG) - Ghatodi line for 220kV Yavatmal | State | D/C | MSETCL | 21 | JAN-21 | 2020-21
LILO of Pandharpur - Malinagar at Bhalwani S/S | State | D/C | MSETCL | 20 | JUL-20 | 2020-21
LILO to Existing 220kV Podili - Nellore line at Prakasam District | State | M/C | APTRANSCO | 20 | MAR-21 | 2020-21
LILO of Pandharpur - Malinagar line at 220 kV Bhalawani S/S (Ckt-II) | State | D/C | MSETCL | 20 | MAR-21 | 2020-21
LILO of Second Ckts. from BAIL (Begur - Hoskote at Devanahlli H/W Park | State | S/C | KPTCL | 18 | DEC-20 | 2020-21
Kumbhargaon - Krishnoor line (Ckt-I) | State | D/C | MSETCL | 16 | MAR-21 | 2020-21
Baghpat (220) - Baghpat (400) (2nd line) | State | D/C | UPPTCL | 15 | SEP-20 | 2020-21
LILO of one circuit of Akal - Jodhpur (new) line at Jaisalmer-2 (GEC-I) | State | D/C | RVPNL | 14 | OCT-20 | 2020-21
LILO of both Purnea (PG) - Begusarai at Khagaria (New) | State | D/C | BSPTCL | 14 | NOV-20 | 2020-21
Thuthiyoor - Kaloor (UG Cable) | State | D/C | KSEB | 14 | DEC-20 | 2020-21
LILO of both Ckts. of Mamidipalli- Dindi TMDC line to Maheshwaram S/S on M/C | State | M/C | TSTRANSCO | 13 | FEB-21 | 2020-21
PGCIL Bhadson - Salempur | State | D/C | HVPNL | 13 | JUN-20 | 2020-21
Snail -Hatkoti | State | D/C | HPPTCL | 13 | NOV-20 | 2020-21
LILO of existing 230 kV Shoolagiri - Vinnamangalam line at the proposed Tirupattur 230 kV SS | State | D/C | TANTRANSCO | 12 | JAN-21 | 2020-21
LILO of Meramundali - Duburi Ckt-I at Goda | State | S/C | OPTCL | 12 | MAY-20 | 2020-21
Devanahalli Hardware park - Devanahali HW park S/S | State | M/C | KPTCL | 12 | DEC-20 | 2020-21
Dwarka - Budella | State | D/C | DTL | 12 | MAR-21 | 2020-21
LILO of Chikkodi - Ghataprabha at Mughalkod | State | D/C | KPTCL | 12 | MAR-21 | 2020-21
LILO of Jadla - Jamsher at 220 KV S/S Banga | State | D/C | PSTCL | 11 | NOV-20 | 2020-21
LILO of Muzaffarnagar - Nanauta line at Badhaikalan | State | D/C | UPPTCL | 10 | DEC-20 | 2020-21
LILO in the existing 230 kV Pasumalai - Alagarkoil at the proposed Samayanallur 230 kV SS | State | D/C | TANTRANSCO | 9 | OCT-20 | 2020-21
LILO of Vallabhipur - Vartej line at Maglana S/s | State | D/C | GETCO | 9 | NOV-20 | 2020-21
Shalimarbagh - Sanjay Gandhi Transport Nagar | State | M/C | DTL | 8 | SEP-20 | 2020-21
Brahmapuram - Thuthiyoor line | State | M/C | KSEB | 8 | DEC-20 | 2020-21
Kalikiri - Kalikiri line | State | D/C | APTRANSCO | 8 | MAR-21 | 2020-21
(PMDP - Kashmir) Extension of Mirbazar - Alusteng line upto New Wanpoh | State | D/C | JKPDD | 8 | MAR-21 | 2020-21
LILO of Kashipur - Pantnagar line at 220kV S/S Jafarpur | State | D/C | PTCUL | 8 | MAR-21 | 2020-21
Neyveli 230/110 kV SS to the existing Thiruvannamalai and Cuddalore feeders | State | D/C | TANTRANSCO | 6 | SEP-20 | 2020-21
LILO of one Ckt. of Bhopal - Hoshangabad at Adampur | State | D/C | MPPTCL | 6 | MAY-20 | 2020-21
LILO of FGPP - BBMB Samaypur line at Sector58 S/s | State | D/C | HVPNL | 5 | SEP-20 | 2020-21
R.K. Puram- Ridge Valley Ckt-I | State | S/C | DTL | 5 | MAR-21 | 2020-21
R.K. Puram - Ridge Valley Ckt-II | State | S/C | DTL | 5 | MAR-21 | 2020-21
R.K. Puram-Trauma Centre Ckt-I | State | S/C | DTL | 5 | MAR-21 | 2020-21
R.K. Puram- Trauma Centre Ckt-II | State | S/C | DTL | 5 | MAR-21 | 2020-21
LILO in 230 kV Othakalmandapam - Palladam at the proposed Edayarpalayam 400 kV SS | State | D/C | TANTRANSCO | 4 | JUL-20 | 2020-21
LILO of Ratlam - Daloda 220kV line at Jaora (2nd Ckt.) | State | D/C | MPPTCL | 4 | JUN-20 | 2020-21
LILO of one ckt. Nuna Majra - Daultabad at Sec.-107 Gurugram | State | D/C | HVPNL | 4 | SEP-20 | 2020-21
LILO of both ckt. Jhakri Abdullapur at (Gumma) Pragati Nagar | State | D/C | HPPTCL | 3 | OCT-20 | 2020-21
Dwarka - Pappan Kalan-I (underground XLPE Cable) | State | D/C | DTL | 3 | JUL-20 | 2020-21
LILO of both Ckts. of Badshahpur - Sector -77 at Sohna Road Gurugram | State | D/C | HVPNL | 3 | JUL-20 | 2020-21
Bolangir (OPTCL) - Bolangir (PGCIL) | State | D/C | OPTCL | 3 | JUL-20 | 2020-21
Shirsuphal - Shirsai line | State | S/C | MSETCL | 3 | DEC-20 | 2020-21
LILO of Himmatpura - jagraon at Ajitwal | State | D/C | PSTCL | 3 | FEB-21 | 2020-21
LILO of Somanahalli - Kolar SC line to Mylasandra (New Electric City) | State | S/C | KPTCL | 2 | MAR-21 | 2020-21
Lahal - bhudhil line | State | S/C | HPPTCL | 2 | JUL-20 | 2020-21
LILO of 2nd Ckt. of PGCIL Jalandhar - Kotla Jangan (nakodar) line at Kartarpur | State | D/C | PSTCL | 1 | JUN-20 | 2020-21
LILO of one Ckt. of 220kV KTS-Lower Sileru-I line - 400/220kV Asupaka S/S | State | D/C | TSTRANSCO | 1 | JUN-20 | 2020-21
LILO of Bina - Gwalior at Pichhore | State | S/C | MPPTCL | 1 | MAR-21 | 2020-21
North Chennai PS - Ariyalur | State | D/C | TANTRANSCO | 548 | FEB-22 | 2021-22
Anpara D - Unnao | State | S/C | UPPTCL | 426 | NOV-21 | 2021-22
Rasipalayam - Dharmapuri (Palavadi) | State | D/C | TANTRANSCO | 379 | MAR-22 | 2021-22
Telangana STPP - Narsapur | State | D/C | TSTRANSCO | 354 | AUG-21 | 2021-22
Ariyalur - Thiruvalam PGCIL | State | D/C | TANTRANSCO | 347 | FEB-22 | 2021-22
Chatra - Latehar | State | D/C | JUSNL | 218 | OCT-21 | 2021-22
Nirmal - Indravelly (Utnoor) proposed line at Adilabad District | State | D/C | TSTRANSCO | 199 | AUG-21 | 2021-22
TTPS - Govindpur TL | State | D/C | JUSNL | 181 | NOV-21 | 2021-22
Sitamarhi (New) - Raxaul (New) (Twin Moose) | State | D/C | BSPTCL | 177 | JAN-22 | 2021-22
Pallivasal - Aluva line | State | D/C | KSEB | 166 | MAR-22 | 2021-22
Bolangir - Kesinga line | State | D/C | OPTCL | 164 | MAR-22 | 2021-22
Ujjain - Susner (Nalkheda) (GEC) | State | DCDS | MPPTCL | 160 | JUN-21 | 2021-22
Sundilla - Medigadda line | State | D/C | TSTRANSCO | 148 | JUL-21 | 2021-22
Solapur (PG) - Narangwadi | State | D/C | MSETCL | 148 | AUG-21 | 2021-22
Sitamarhi(New) - Motipur | State | D/C | BSPTCL | 140 | NOV-21 | 2021-22
Nirmal -Renzal line | State | D/C | TSTRANSCO | 136 | JUL-21 | 2021-22
Soja - Zerda line (Pkg-1) with Twin AL-59 conductor | State | D/C | GETCO | 134 | JAN-22 | 2021-22
Julwaniya - Kukshi line | State | DCDS | MPPTCL | 133 | OCT-21 | 2021-22
Rajgarh (B) - Susner (Nalkheda) | State | DCDS | MPPTCL | 124 | JUN-21 | 2021-22
Dharmapuri (Palavadi) - Udanapally 230 kV S | State | D/C | TANTRANSCO | 115 | JUL-21 | 2021-22
Bhaukhari (400) - Dulhipar (220) line | State | D/C | UPPTCL | 108 | MAR-22 | 2021-22
Telangana STPP - Ramadugu | State | D/C | TSTRANSCO | 104 | AUG-21 | 2021-22
Nagamangala- Anchepalya | State | D/C | KPTCL | 100 | MAR-22 | 2021-22
Patratu (JUSNL)- Bero (New Ranchi) | State | D/C | JUSNL | 98 | JAN-22 | 2021-22
Honnali - Benkikere (Channagiri) | State | D/C | KPTCL | 97 | FEB-22 | 2021-22
Wanakbori-Soja line (Pkg-2) with Twin AL-59 conductor | State | D/C | GETCO | 94 | MAR-22 | 2021-22
Kapadwanj - Mehmdabad line | State | D/C | GETCO | 93 | MAR-22 | 2021-22
Chhatarpur - Tikamgarh 220 KV Line | State | DCDS | MPPTCL | 92 | SEP-21 | 2021-22
Julurupadu - Pedagopathi line | State | D/C | TSTRANSCO | 90 | JUL-21 | 2021-22
Raebareli-Amethi Line | State | D/C | UPPTCL | 89 | OCT-21 | 2021-22
LILO of Mundra - Hadala line at Halvad | State | D/C | GETCO | 89 | NOV-21 | 2021-22
Bakhtiyarpur (New) - Sheikhpura (New) | State | D/C | BSPTCL | 86 | FEB-22 | 2021-22
Bihta-Sipara (New) | State | D/C | BSPTCL | 84 | MAR-22 | 2021-22
Kethireddypally-Rayadurg (GIS) | State | D/C | TSTRANSCO | 83 | JAN-22 | 2021-22
LILO of Ara (PG) - Pusauli (PG) at Dumraon GIS | State | D/C | BSPTCL | 81 | MAR-22 | 2021-22
Greater Noida (765) - Integrated township Gr. Noida line | State | D/C | UPPTCL | 80 | JUN-21 | 2021-22
Dindi - Nagarkurnool | State | S/C | TSTRANSCO | 79 | JUL-21 | 2021-22
Julurupadu - Kamalapuram line | State | D/C | TSTRANSCO | 79 | NOV-21 | 2021-22
Halvad - Sadla line with AL-59 conductor | State | D/C | GETCO | 76 | OCT-21 | 2021-22
LILO of Ibrahim Patti (PGCIL) - Kasaramau (Mau) at Rasra | State | D/C | UPPTCL | 74 | JUL-21 | 2021-22
Radhanesda - Vav (Khimanvas) line with AL-59 Conductor | State | D/C | GETCO | 73 | JUL-21 | 2021-22
Rampur -Rajeshwar Rao Peta s/s | State | D/C | TSTRANSCO | 72 | JUL-21 | 2021-22
Ramadugu - Rampur | State | D/C | TSTRANSCO | 70 | JUN-21 | 2021-22
Fedra (Pachchham) - Dholera AA line with Twin AL-59 Conductor | State | D/C | GETCO | 67 | MAR-22 | 2021-22
LILO of Ckt.-I of Unchahar (NTPC) - Fatehpur PGCIL line at Raebareli | State | D/C | UPPTCL | 65 | FEB-22 | 2021-22
Patratu - Ratu (Burmu ) line | State | D/C | JUSNL | 63 | JAN-22 | 2021-22
Bakhtiyarpur (New) - Hathidah (New) | State | D/C | BSPTCL | 62 | FEB-22 | 2021-22
LILO of 400 kV Aligarh-Sikandrabad at Harduaganj TPS Line | State | D/C | UPPTCL | 61 | MAY-21 | 2021-22
Itarsi (PGCIL) - Budhni | State | DCDS | MPPTCL | 60 | MAR-22 | 2021-22
Sitapuram -Huzurnagar line | State | D/C | TSTRANSCO | 59 | JUL-21 | 2021-22
2nd ckt. Stringing on existing line from Malyalpally - Jagityal line | State | S/C | TSTRANSCO | 58 | JUL-21 | 2021-22
Sundilla - Annaram line | State | D/C | TSTRANSCO | 58 | JUL-21 | 2021-22
Dhanonda- Deroli Ahir | State | D/C | HVPNL | 57 | JUL-21 | 2021-22
Amreli - Babara line (AL-59) | State | D/C | GETCO | 53 | MAR-22 | 2021-22
LILO of existing 220kV S/C Lingpur-Kushatagi and 220kV Lingapur-Sindhanur lines to the proposed 220/110/11kV Gangavathi (Sulekal) s/s | State | M/C | KPTCL | 52 | JAN-22 | 2021-22
LILO of Vadavi - Chhatral line at Santej S/s | State | D/C | GETCO | 51 | AUG-21 | 2021-22
Kottayam - Thuravoor (Kottayam Dist Alapuzha Dist) | State | D/C | KSEB | 51 | MAR-22 | 2021-22
Shahjahanpur PG (400)- Azizpur line | State | D/C | UPPTCL | 49 | JUL-21 | 2021-22
LILO of both Ckts. Durshed-Sirchilla line at Ramadugu | State | D/C | TSTRANSCO | 48 | JUL-21 | 2021-22
Narsapur -Meenajipet line | State | D/C | TSTRANSCO | 48 | JUL-21 | 2021-22
LILO of Gorakhpur (PG) - Lucknow (PG) line Ckt.-III at Basti | State | D/C | UPPTCL | 47 | JUL-21 | 2021-22
Maheshwaram 400/220 kV SS to Fabcity 220kV SS | State | D/C | TSTRANSCO | 47 | JUL-21 | 2021-22
Maradam (from 400kV Maradam) - Pydibhimavaram line | State | D/C | APTRANSCO | 46 | MAY-21 | 2021-22
Manuguru - BTPS | State | D/C | TSTRANSCO | 46 | JUN-21 | 2021-22
Chitradurga - Hiriyur S/S | State | D/C | KPTCL | 46 | MAR-22 | 2021-22
LILO of 220kV Fatehabad (PGCIL) - Chormar line with (MC at 220kV Hukmawali S/S (Loop in Portion) | State | D/C | HVPNL | 41 | JAN-22 | 2021-22
LILO of Gaya (PG) - Sonenagar at both Bodhgaya (BSPTCL) and Chadauti (New) | State | D/C | BSPTCL | 41 | FEB-22 | 2021-22
Asupaka - Aswaroapet line | State | D/C | TSTRANSCO | 40 | JUL-21 | 2021-22
LILO of both Ckts. Otha - Sagapara line at Talaja | State | D/C | GETCO | 40 | MAR-22 | 2021-22
Kattakkada-Vizhinjam | State | D/C | KSEB | 39 | OCT-21 | 2021-22
LILO of both Ckts. of Fedra (Pachchham) - Dholera SIR AA line at Dholera Solar Park S/S | State | M/C | GETCO | 39 | MAR-22 | 2021-22
Muktsar - Sandhwan line | State | S/C on D/C | PSTCL | 39 | MAR-22 | 2021-22
Bajoli Holi - Lahal | State | D/C | HPPTCL | 36 | DEC-21 | 2021-22
LILO of ckt-I of 400 kV DC Kursi Rd PG- Unnao line at Hardoi Rd(Jehata) | State | D/C | UPPTCL | 34 | AUG-21 | 2021-22
Jassa Singh - HMEL 400kV Switching Station at Village Behman | State | D/C | PSTCL | 34 | MAR-22 | 2021-22
Bihta (New) - Bihta | State | D/C | BSPTCL | 34 | MAR-22 | 2021-22
Gaunsgarh - Ladhowal | State | D/C | PSTCL | 34 | MAR-22 | 2021-22
Mitha - Katosan TSS line | State | D/C | GETCO | 33 | JUL-21 | 2021-22
LILO of 400kV Talwandi Sabo-Moga Ckts. at Switching Station at Behman Jassa Singh | State | D/C | PSTCL | 32 | MAR-22 | 2021-22
LILO the existing 230 kV Alundur - Thanjavur at the proposed Thuvankudy | State | M/C | TANTRANSCO | 30 | SEP-21 | 2021-22
LILO of Joda-TTPS line at Telkoi | State | D/C | OPTCL | 29 | MAY-21 | 2021-22
Melasandra (New elctronic city) - Yerandanahalli | State | M/C | KPTCL | 27 | AUG-21 | 2021-22
LILO of Narendrapur - Therubali line at Gunupur S/S | State | D/C | OPTCL | 27 | MAR-22 | 2021-22
LILO of 220kV Gonda- Basti line at Bhaukhari | State | D/C | UPPTCL | 26 | MAY-21 | 2021-22
LILO of ckt-II of Kursi Rd PG- Unnao line at Hardoi Rd (Jehata) | State | D/C | UPPTCL | 25 | AUG-21 | 2021-22
LILO of one ckt of Rengali-Barkote line at Deogarh | State | S/C | OPTCL | 25 | AUG-21 | 2021-22
LILO of existing Hiriyur -Gowribidanur line to the proposed 220kV at Sira S/S | State | D/C | KPTCL | 25 | DEC-21 | 2021-22
LILO of both Ckts. of Lonikand-II -Girvali line at Karjat S/S | State | M/C | MSETCL | 25 | JAN-22 | 2021-22
Bidadi GI S/s - 220/66/11 kV Vrushabhavathi Valley S/s (UG cable) | State | S/C | KPTCL | 23 | FEB-22 | 2021-22
LILO line on M/C towers from existing 220KV Belagavi- Chikkodi line to the AEQUS S/S | State | D/C | KPTCL | 23 | MAR-22 | 2021-22
LILO of RSS -Nagaram at Ramagundam Fertillizers and Chemicals Limited (RFCL) | State | D/C | TSTRANSCO | 22 | JUL-21 | 2021-22
LILO of Oglapur - Durshad at Huzurabad | State | D/C | TSTRANSCO | 20 | JUL-21 | 2021-22
Mylasandra - Somanahalli-Naganthapura-HSR Layout | State | M/C | KPTCL | 20 | AUG-21 | 2021-22
Jeheta (400)- Hardoi Rd (220) Interconnector | State | D/C | UPPTCL | 20 | MAR-22 | 2021-22
LILO of one Ckt. of Shamshabad - Kethireddypalli (Manikonda) at Kothur S/S | State | D/C | TSTRANSCO | 19 | JUN-21 | 2021-22
Akkaram-Markook | State | D/C | TSTRANSCO | 18 | JUN-21 | 2021-22
Narketpally - Udaya Samudram (LIS) | State | D/C | TSTRANSCO | 18 | JUL-21 | 2021-22
LILO of one Ckt. of Hadala-Sartanpar line at propsed 220kV Ghiyavad on M/C tower | State | D/C | GETCO | 17 | MAR-22 | 2021-22
LILO of Ckt.-I Mainpuri (PG) - Neebkarori line at Farrukhabad | State | D/C | UPPTCL | 16 | JUL-21 | 2021-22
Hindupur (400) - Hindupur (220)(GEC-I) | State | S/C | APTRANSCO | 16 | FEB-22 | 2021-22
LILO of 220kV Sikar -Dhod line at GSS PGCIL Sikar | State | D/C | RVPNL | 16 | MAR-22 | 2021-22
Malayammma - Kunnamangalam | State | M/C | KSEB | 15 | JUL-21 | 2021-22
Second Ckt. stringing Padegaon - Sawangi line | State | S/C on D/C | MSETCL | 15 | AUG-21 | 2021-22
Satgachia - Rishra | State | D/C | WBSETCL | 15 | JAN-22 | 2021-22
PGCIL Station at Beerenahalli (Hiriyur) to existing Hiriyur s/s | State | S/C | KPTCL | 15 | MAR-22 | 2021-22
Gajwel - Akkaram (TMDC) | State | D/C | TSTRANSCO | 14 | JUL-21 | 2021-22
LILO of Shamshabad-Yeddumailaram line and Shadnagar-Shankerpally line to proposed at Kethireddypally | State | D/C | TSTRANSCO | 14 | JUL-21 | 2021-22
2nd ckt stringing of 220 kV Valve - Jamde SCDC line | State | S/C | MSETCL | 13 | APR-21 | 2021-22
LILO of Begusarai - Biharsarif at Mokama line | State | D/C | BSPTCL | 13 | MAR-22 | 2021-22
LILO of 220kV Nanauta -Shamli line at Shamli (400) (GIS) | State | D/C | UPPTCL | 12 | JAN-22 | 2021-22
Kottayam - Ettumanoor | State | D/C | KSEB | 12 | MAR-22 | 2021-22
LILO of Hiranagar-Bishnah line at Samba | State | D/C | JKPDD | 11 | JUL-21 | 2021-22
Sandhour- Kup Kalan line (Raiway) | State | D/C | PSTCL | 11 | MAR-22 | 2021-22
LILO of 220 kV D/C Wagoora-Mirbazar line at Lassipora | State | D/C | JKPDD | 10 | OCT-21 | 2021-22
LILO of both Ckts. Kansari -Deodar line at Bhildi S/S M/C Tower | State | M/C | GETCO | 10 | OCT-21 | 2021-22
Manyatha-(GIS in premises of existing HBR Layout | State | D/C | KPTCL | 10 | FEB-22 | 2021-22
Kethireddypally (Manikonda) - Kankamamidi line | State | D/C | TSTRANSCO | 9 | JUL-21 | 2021-22
Nirmal s/s - Existing 220/132kV Nirmal s/s | State | D/C | TSTRANSCO | 9 | JUL-21 | 2021-22
LILO of Sector- 72 -Ranglarajpur line at Sohna Road | State | D/C | HVPNL | 9 | AUG-21 | 2021-22
LILO of one Ckt. of Budhipadar-Basundhara at Lephripara s/s | State | D/C | OPTCL | 9 | AUG-21 | 2021-22
LILO of 220kV Gachibowli - Shapurnagar line at Rayadurg GIS (UG Cable) | State | D/C | TSTRANSCO | 9 | DEC-21 | 2021-22
LILO of PL -AM - Kottayam at Kottayam | State | M/C | KSEB | 8 | MAR-22 | 2021-22
400/220 kV Janagaon s/s -220/132/33 Janagaon s/s | State | D/C | TSTRANSCO | 7 | JUL-21 | 2021-22
LILO of Regumangadda - Gudipalligattu at Yelluru Water Grid s/s | State | D/C | TSTRANSCO | 7 | JUL-21 | 2021-22
LILO of Shahjahanpur - Nighasan line at Gola (220) | State | D/C | UPPTCL | 7 | NOV-21 | 2021-22
LILO of 220kV Gachibowli - Miyapur line at Rayadurg GIS (UG Cable) | State | D/C | TSTRANSCO | 7 | DEC-21 | 2021-22
Basni-NPH (Jodhpur) Line Ckt-I | State | D/C | RVPNL | 7 | FEB-22 | 2021-22
LILO of 220kV Gachibowli - Erragadda line-400/220/132kV Rayadurg GIS ( UG Cable) | State | D/C | TSTRANSCO | 7 | FEB-22 | 2021-22
LILO of 220kV Sitapur (220) -Shahjahanpur (220) S/C line at Shahjahanpur (400) PG | State | S/C | UPPTCL | 7 | FEB-22 | 2021-22
Basni-NPH (Jodhpur) line (Ckt.-II) | State | D/C | RVPNL | 7 | MAR-22 | 2021-22
LILO of Dindi - Maheshwaram at Madugula | State | D/C | TSTRANSCO | 6 | JUL-21 | 2021-22
LILO of ckt. III and IV (Quad) Patna - Balia at Naubatpur (New) | State | D/C | BSPTCL | 6 | MAR-22 | 2021-22
LILO of Thein-Hiranagar at Kathua-II (Ghatti) | State | D/C | JKPDD | 5 | JUL-21 | 2021-22
LILO of 220 kV Uran- JNPT MUSS line at 220 kV JNPT SEZ S/S | State | S/C | MSETCL | 5 | AUG-21 | 2021-22
(PMDP - Jammu) LILO of Hiranagar - Bishnah at Jatwal Grid station | State | D/C | JKPDD | 4 | JUN-21 | 2021-22
LILO of Yelluru - Gudipalligattu at Gouridevipally | State | S/C | TSTRANSCO | 4 | JUL-21 | 2021-22
LILO of onc Ckt. of 220kV Undi-Eluru (Gudivada) line to proposed S/S at Akiveedu in West Godavari District | State | S/C | APTRANSCO | 3 | MAY-21 | 2021-22
LILO of RSS -Nrimal at Jagityal line | State | D/C | TSTRANSCO | 3 | JUL-21 | 2021-22
LILO of Vemnur-Nirmal to 220kv Jagityal s/s | State | D/C | TSTRANSCO | 3 | JUL-21 | 2021-22
LILO of Korba (E) - Siltara at DSPM | State | D/C | CSPTCL | 3 | FEB-22 | 2021-22
220kV cable terminating tower (Loc No-11 VTP line) to the proposed 220/66kv GIS Exora S/S (UG Cable) | State | D/C | KPTCL | 3 | MAR-22 | 2021-22
Thiruvalam - Singarapet Feeder (Loc1 to 4) | State | D/C | TANTRANSCO | 2 | JUL-21 | 2021-22
LILO of RSS -Bheemgal Feeder at Rampur s/s | State | D/C | TSTRANSCO | 2 | JUL-21 | 2021-22
Guttur S/S - Proposed 220/66 kV S/S at Guttur | State | D/C | KPTCL | 2 | FEB-22 | 2021-22
LILO of Nirmal - Renzal at Mupkal | State | S/C | TSTRANSCO | 1 | JUN-21 | 2021-22
LILO of one Ckt. of Mamidipally - Shadnagar at Kothur S/S | State | D/C | TSTRANSCO | 1 | JUN-21 | 2021-22
LILO Firozabad (400) (TBCB) - Agra PG (765) line at Tundla | State | D/C | UPPTCL | 1 | NOV-21 | 2021-22
LILO of Sasaram - Sahupuri at Karmnasa (New) | State | D/C | BSPTCL | 1 | JAN-22 | 2021-22
Gokarna - New Chanditala | State | D/C | WBSETCL | 360 | MAY-22 | 2022-23
Kalaburagi (Ferozabad) MC tower of 400kV YTPS -BPS line near Merched Village at Kalaburagi | State | D/C | KPTCL | 234 | MAR-23 | 2022-23
Saharsa (New) - Begusarai | State | D/C | BSPTCL | 187 | JUL-22 | 2022-23
Ashta (400kV)- Ujjain (400kV) line | State | DCDS | MPPTCL | 180 | JUN-22 | 2022-23
LILO of Sarnath - Sahupuri at Bhadaura | State | D/C | UPPTCL | 154 | FEB-23 | 2022-23
Amrapur - Thaptitanda line | State | D/C | MSETCL | 145 | JUL-22 | 2022-23
Varanasi (PG)-Jaunpur Line | State | D/C | UPPTCL | 145 | NOV-22 | 2022-23
Kamuthi - Newly constructed Ottapidara | State | D/C | TANTRANSCO | 143 | MAR-23 | 2022-23
Shapar - Babara line (AL-59) | State | D/C | GETCO | 139 | JUN-22 | 2022-23
Raxaul (New) - Gopalganj (TM/ Single Zebra) | State | D/C | BSPTCL | 130 | JUL-22 | 2022-23
Hadala-Shapar line with (Twin AL-59) conductor | State | D/C | GETCO | 129 | JUN-22 | 2022-23
Muzaffarpur (PG) - Chhapra (New) | State | D/C | BSPTCL | 129 | DEC-22 | 2022-23
Vijayapura proposed -Aaheri line | State | D/C | KPTCL | 124 | JUN-22 | 2022-23
Chatra - Pakribarwadih | State | D/C | JUSNL | 120 | FEB-23 | 2022-23
Dehan - Hamirpur | State | D/C | HPPTCL | 116 | JUN-22 | 2022-23
Rasra (400) - Bhadaura (Gazipur) line | State | D/C | UPPTCL | 111 | NOV-22 | 2022-23
Pulivendula - Mutyalacheruvu | State | D/C | APTRANSCO | 109 | JAN-23 | 2022-23
Indore (PGCIL) - Ujjian (GEC-I) | State | DCDS | MPPTCL | 91 | MAY-22 | 2022-23
LILO of 220kv Sambhal -Gajraula line at Sambhal (400) | State | D/C | UPPTCL | 91 | JUL-22 | 2022-23
Badaun-Sambhal Line | State | D/C | UPPTCL | 90 | MAY-22 | 2022-23
Eklahare - Pimpalgaon | State | D/C | MSETCL | 88 | APR-22 | 2022-23
Various DTLs from Solar Park-Pavagada (PS) | State | D/C | KSPDCL | 87 | FEB-23 | 2022-23
Benkikere S/s - proposed Hosadurga line | State | D/C | KPTCL | 82 | MAY-22 | 2022-23
LILO of one Ckt of Azamgarh-II -Bhadoi line at Machhlisahar (Jaunpur) | State | D/C | UPPTCL | 78 | FEB-23 | 2022-23
Rewa 220 - Rewa UMSP 220kV line | State | DCDS | MPPTCL | 77 | JUN-22 | 2022-23
Modipuram-II Bagpat PG line | State | D/C | UPPTCL | 77 | SEP-22 | 2022-23
Bareilly (400) - Amaria line | State | D/C | UPPTCL | 77 | NOV-22 | 2022-23
LILO on Lalpar - Sartanpar line at Wankaner (M/C tower by replacement of existing 132kV towers) (AL-59) | State | D/C | GETCO | 76 | FEB-23 | 2022-23
Karmnasa (New) - Pusauli (BSPTCL) (TM) | State | D/C | BSPTCL | 73 | JUL-22 | 2022-23
Saharsa (New) - Khagaria (New) | State | D/C | BSPTCL | 72 | APR-22 | 2022-23
LILO on existing 220kV Ahemadnagar - Bhose line for 400 kV Karjat S/s | State | D/C | MSETCL | 72 | SEP-22 | 2022-23
LILO of Balimela-Malkangir line at Kalimela | State | D/C | OPTCL | 72 | NOV-22 | 2022-23
Jagalur (Hiremallanahole) - Chitradurga | State | D/C | KPTCL | 72 | MAR-23 | 2022-23
LILO of Lakhwar- Dehradun at Vyasi | State | D/C | PTCUL | 71 | APR-22 | 2022-23
Lahal GISS - Chamera (PS) (Both Ckts.) | State | D/C | HPPTCL | 71 | JAN-23 | 2022-23
Dindi -Existing Kondamallepally line | State | D/C | TSTRANSCO | 66 | APR-22 | 2022-23
Gajwel - Siddipet line (on Galvanized Towers with Mosse ACSR) | State | D/C | TSTRANSCO | 65 | NOV-22 | 2022-23
LILO of one ckt. Fatehpur-Unchahar at Malwan | State | D/C | UPPTCL | 64 | APR-22 | 2022-23
Pandiabili PGCIL - Pratapsasan line | State | D/C | OPTCL | 61 | MAY-22 | 2022-23
LILO of both circuits of Malkaram - Narketpally to Choutuppal SS (Multi circuit towers) | State | M/C | TSTRANSCO | 61 | MAR-23 | 2022-23
LILO of Existing Paramathi - Alundur at Valayapatty | State | D/C | TANTRANSCO | 60 | MAR-23 | 2022-23
LILO of Jaunpur -Gajokhar at Junpur LIne | State | D/C | UPPTCL | 59 | FEB-23 | 2022-23
Ingur - Arasur (PGCIL) | State | S/C | TANTRANSCO | 54 | OCT-22 | 2022-23
Chibramau- Farrukhabad line | State | D/C | UPPTCL | 52 | FEB-23 | 2022-23
LILO of 220kV Meerut - Amroha at Chandpur line | State | D/C | UPPTCL | 51 | SEP-22 | 2022-23
Sunda-Hatkoti | State | D/C | HPPTCL | 50 | JUN-22 | 2022-23
LILO of Khagaul (BSPTCL) - Sipara (BSPTCL) at Jakkanpur (New) | State | S/C | BSPTCL | 50 | MAR-23 | 2022-23
Barabanki - Satrikh Road line | State | D/C | UPPTCL | 49 | MAY-22 | 2022-23
Vellalaviduthi 400 kV SS - Thuvakudy 230 kV SS | State | S/C | TANTRANSCO | 48 | FEB-23 | 2022-23
Pirana (PG) - Barejadi line | State | D/C | GETCO | 46 | APR-22 | 2022-23
2nd Circuit stringing of 220kV Darbhanga (400/220)- Samastipur (New) line | State | D/C | BSPTCL | 46 | DEC-22 | 2022-23
Samardong - Dikchu Pool line | State | D/C | SIKKIM | 45 | MAR-23 | 2022-23
LILO of one Ckt of 220kV D/C Amreli - Babara line at proposed 220kV Patkhilori | State | D/C | GETCO | 43 | DEC-22 | 2022-23
Mundayad - Thalasseri line | State | D/C | KSEB | 43 | JAN-23 | 2022-23
LILO of 400kV HNPCL- Kamavarapukota TMDC line to proposed 400/220/11 kV Guddigudem S/S | State | D/C | APTRANSCO | 41 | JAN-23 | 2022-23
Biharsharif - Asthawan (New) | State | D/C | BSPTCL | 40 | APR-22 | 2022-23
LILO of both Ckts. 220kV Tharad-Deodar line at Mera s/s with AL-59 Conductor line | State | M/C | GETCO | 40 | MAY-22 | 2022-23
Naubatpur (New) - Bihta (BSPTCL) | State | D/C | BSPTCL | 40 | JUN-22 | 2022-23
LILO line on M/C Towers from 220kV RTPS - Sedam - Ramasamudra S/S | State | M/C | KPTCL | 37 | MAR-23 | 2022-23
Sheiikhopursarai-Asthawan (New) | State | D/C | BSPTCL | 35 | JUN-22 | 2022-23
Kalaburagi (Ferozabad) Line1 from proposed Kalaburagi s/s (Ferozabad) - Existing line at Shahabad (Sedam) | State | D/C | KPTCL | 34 | MAR-23 | 2022-23
LILO of Nabinagar -II - Patna (PG) at Jakkanpur (New) | State | D/C | BSPTCL | 33 | APR-22 | 2022-23
LILO of KTPS V-Lower Sileru-II - proposed Pump House-1 at B.G. Kottur | State | D/C | TSTRANSCO | 33 | JUN-22 | 2022-23
LILO of both circuits of 400kV Khammam - Mamidipally to Choutuppal S/S | State | D/C | TSTRANSCO | 33 | MAR-23 | 2022-23
LILO of 220kV Sambhal -Chandausi line at Sambhal (400) | State | D/C | UPPTCL | 32 | MAY-22 | 2022-23
Naubatpur (New) - Bhusaula (New) | State | D/C | BSPTCL | 32 | JUN-22 | 2022-23
LILO of Budhipadar - Tarkera at Kuanramunda | State | D/C | OPTCL | 32 | JAN-23 | 2022-23
Aug. of 1st Ckt from Rajpura - Mandi Gobindgarh 1 with HTLS | State | S/C | PSTCL | 32 | MAR-23 | 2022-23
Aug. of 2nd Ckts from Rajpura-Mandi Gobindgarh 1 with HTLS | State | S/C | PSTCL | 32 | MAR-23 | 2022-23
Badhana - Dadri Toe Jhajjar | State | D/C | HVPNL | 30 | JUL-22 | 2022-23
Malout - Abohar | State | S/C on D/C | PSTCL | 30 | MAR-23 | 2022-23
220kV D/C line from 765kV S/stn. PGCIL Bhiwani to 220kV S/stn HVPNL Bhiwani | State | D/C | HVPNL | 29 | DEC-22 | 2022-23
Balotra -HRRL (Refinery) HPCL Rajasthan Refinery Ltd line from 220kV GSS RVPNL Balotra | State | S/C | RVPNL | 29 | MAR-23 | 2022-23
Kodungallur - Irinjalakuda | State | D/C | KSEB | 28 | APR-22 | 2022-23
LILO of Ara (PG) - Khagaul (BSPTCL) at Naubatpur (New) | State | D/C | BSPTCL | 27 | JUN-22 | 2022-23
LILO of One ckt 220 kV Sohawal (PG) -New Tanda line at Ayodhya (220) | State | D/C | UPPTCL | 26 | APR-22 | 2022-23
Tughlakabad - R.K.Puram (U/G Cable) | State | D/C | DTL | 26 | JUL-22 | 2022-23
Vairag- Avaada Solar Park | State | S/C | MSETCL | 26 | OCT-22 | 2022-23
Raebareli (400) - Sangipur line | State | D/C | UPPTCL | 26 | DEC-22 | 2022-23
Kethireddypally - Chandanvally s/s | State | D/C | TSTRANSCO | 25 | JAN-23 | 2022-23
Vellalavidhuthi 400 kV SS - Nemmeli Thippayakudy 230 kV SS | State | S/C | TANTRANSCO | 23 | APR-22 | 2022-23
Rajarhat (PG) - Newtown- II C 220kV DC/CKt. UG Cable line | State | D/C | WBSETCL | 23 | SEP-22 | 2022-23
Kalapaka -HPCL-I and II | State | D/C | APTRANSCO | 22 | JUN-22 | 2022-23
LILO point -PGCIL Indore at Indore (NZ) line | State | DCDS | MPPTCL | 21 | JUN-22 | 2022-23
Jodhpur (400 kV GSS) - Banar | State | D/C | RVPNL | 21 | MAR-23 | 2022-23
Muzaffarpur (PG) - Gouraul line | State | D/C | BSPTCL | 20 | MAY-22 | 2022-23
Ambetha- Devdha | State | D/C | GETCO | 20 | DEC-22 | 2022-23
LILO on 220kV MC/DC towers from 220kV Narendra-Haveri line to proposed S/S (for a distance of 2.418 kms) | State | D/C | KPTCL | 19 | JAN-23 | 2022-23
Manali - Pulianthoppe | State | D/C | TANTRANSCO | 19 | MAR-23 | 2022-23
Boner - Aligarh (400) line | State | S/C | UPPTCL | 18 | MAR-23 | 2022-23
Rajarhat (PGCIL) - Barasat 220kV s/s | State | D/C | WBSETCL | 17 | MAY-22 | 2022-23
LILO of Moradabad (400) - Rampur (220) at Rampur (765) line | State | D/C | UPPTCL | 17 | MAR-23 | 2022-23
Sembatty-Checkanurani | State | S/C on D/C | TANTRANSCO | 16 | JUN-22 | 2022-23
Damaracherla - Miryalaguda (Ckt.-II) | State | D/C | TSTRANSCO | 16 | DEC-22 | 2022-23
LILO of both Ckt. of 220kV RTPP Salempur at 220kV S/S at Bakana (Ckt.-I) | State | D/C | HVPNL | 15 | JUN-22 | 2022-23
LILO of both Ckt. of 220kV RTPP Salempur at 220kV S/S at Bakana (Ckt.-II) | State | D/C | HVPNL | 15 | JUN-22 | 2022-23
LILO of 220kV Roza-Budaun at Datagang (220) line | State | D/C | UPPTCL | 14 | APR-22 | 2022-23
220kV SCDC line from 220kV Ner S/S - 100MW Solar power plant by M/s. Avaada MH Solar Pvt. Ltd. | State | S/C | MSETCL | 14 | DEC-22 | 2022-23
Koradi-II - Uppalwadi UG and O/H line | State | D/C | MSETCL | 14 | JAN-23 | 2022-23
Maszid Moth - Tughlakabad (U/G) Cable | State | D/C | DTL | 14 | MAR-23 | 2022-23
LILO of Jetpur - Sardargadh line at Shapur s/s | State | D/C | GETCO | 12 | FEB-23 | 2022-23
LILO of T. Sipcot -Savasapuram 230kV Feeder - the Ottapidaram | State | D/C | TANTRANSCO | 12 | MAR-23 | 2022-23
Dwarka -PPK -II U/G | State | D/C | DTL | 11 | JUL-22 | 2022-23
LILO of Budhipadar - Tarkera at Bamra | State | S/C | OPTCL | 11 | JUL-22 | 2022-23
Yadadri TPP switchyard - Damaracherla S/S | State | D/C | TSTRANSCO | 10 | DEC-22 | 2022-23
Galiveedu PSS-1-NP Kunta (CKt.-I) | State | D/C | APSPCL | 9 | FEB-23 | 2022-23
Galiveedu PSS-1- NP Kunta (Ckt.-II) | State | D/C | APSPCL | 9 | FEB-23 | 2022-23
Passian-Dhablan line (Railway) line | State | D/C | PSTCL | 8 | APR-22 | 2022-23
LILO of one Ckt. of Bhopal -Ashta line at 220kv Bairagarh line | State | DCDS | MPPTCL | 7 | JAN-23 | 2022-23
NP Kunta PSS4 -NP Kunta (Ckt-1) | State | D/C | APSPCL | 7 | FEB-23 | 2022-23
NP Kunta PSS4 -NP Kunta (Ckt-2) | State | D/C | APSPCL | 7 | FEB-23 | 2022-23
Tibber -Sohal line | State | D/C | PSTCL | 7 | FEB-23 | 2022-23
Kalaburagi (Ferozabad) line 2 from proposed 400/220 kV Kalaburagi s/s - Existing 220kV S/C line from Shahapur- Kapnoor line at Shahapppur | State | D/C | KPTCL | 7 | MAR-23 | 2022-23
LILO from Kothipura - Tubinakere at Channapatna | State | D/C | KPTCL | 7 | MAR-23 | 2022-23
LILO of 220 kV Panki (220) - Bhauti (PG) Kanpur (400) line at Kidwai Nagar Govindnagar (Kanpur) line | State | D/C | UPPTCL | 6 | SEP-22 | 2022-23
Bhiwadi -DFCCIL TSS Mundana (Deposit work of DFCCIL Railway) | State | D/C | RVPNL | 6 | MAR-23 | 2022-23
Verpal-Dhukhniwaran line | State | D/C | PSTCL | 6 | MAR-23 | 2022-23
LILO of both Ckts. pf 220kV Bhimasar-Chardava line at proposed 220kV Vankada (Nichi Mandal) with AL-59 conductor with OPGW | State | M/C | GETCO | 5 | JUN-22 | 2022-23
LILO of 220kV Chorania - Sadla line and 220kV Sadla- Gondal line at 220kV Shapar s/s | State | M/C | GETCO | 5 | OCT-22 | 2022-23
Tondiarpet SS to Pulianthope GIS SS (UG Cable) | State | D/C | TANTRANSCO | 5 | FEB-23 | 2022-23
NP Kunta PSS3-NP Kunta (Ckt-1) | State | D/C | APSPCL | 5 | FEB-23 | 2022-23
NP Kunta PSS3-NP Kunta (Ckt-2) | State | D/C | APSPCL | 5 | FEB-23 | 2022-23
LILO of Jetpur-Visavadar line at Bhesan s/s | State | D/C | GETCO | 5 | MAR-23 | 2022-23
LILO of 2nd Ckts. of 220kV Kunihar- Panchkula line | State | D/C | HPPTCL | 4 | APR-22 | 2022-23
RA Puram-Mylapore Feeder UG Cable | State | S/C | TANTRANSCO | 4 | OCT-22 | 2022-23
LILO of one Ckt. 220kV D/C FGPP- Pallaline at 220kV S/S Sector-78 Faridabad | State | D/C | HVPNL | 4 | DEC-22 | 2022-23
LILO of one ckt of Khandwa (PGCIL) - Rajgarh (PGCIL) at Chhegaon | State | DCDS | MPPTCL | 3 | DEC-22 | 2022-23
Galiveedu PSS-3-NP Kunta (Ckt-1) | State | D/C | APSPCL | 3 | FEB-23 | 2022-23
Galiveedu PSS-3-NP Kunta (Ckt.II) | State | D/C | APSPCL | 3 | FEB-23 | 2022-23
Sector 69-Sector72 Ckt.-II | State | D/C | HVPNL | 2 | APR-22 | 2022-23
LILO of VTS Ckt.-I Kamavarapukota at Nuziveedu line | State | S/C | APTRANSCO | 2 | JUN-22 | 2022-23
LILO on 220kV ONGC-Panvel S/S at 220kV Panvel TSS | State | D/C | MSETCL | 2 | JUN-22 | 2022-23
LILO of Nagda -Daloda line at Nagda (220kV) line | State | DCDS | MPPTCL | 2 | JUL-22 | 2022-23
Barnala - Handiaya Rly. S/Stn. (Railway Deptt.) | State | D/C | PSTCL | 2 | SEP-22 | 2022-23
230 kV D/C line on tower with Zebra conductor for rerouting the existing 230kV PUSHEP - Arasur and Shenbagapudur- arasur feeders in between loc. 306-309 | State | D/C | TANTRANSCO | 2 | DEC-22 | 2022-23
NP Kunta PSS2-NP Kunta (CKt.-1) | State | D/C | APSPCL | 2 | FEB-23 | 2022-23
NP Kunta Pss2-NP Kunta (Ckt-2) | State | D/C | APSPCL | 2 | FEB-23 | 2022-23
LILO of 220kV Muzaffarnagar - Modipuram (220) at Khatauli (220) | State | D/C | UPPTCL | 2 | MAR-23 | 2022-23
LILO of KTPP-Howrah at Proposed Food Park (GIS) s/s | State | D/C | WBSETCL | 2 | MAR-23 | 2022-23
LILO from existing 200kV HSR -Hoody line (proposed GIS) at Shobha Dream Acres line | State | D/C | KPTCL | 1 | SEP-22 | 2022-23
Panchgaon 400 kV - Panchgaon 220 kV | State | D/C | HVPNL | 1 | OCT-22 | 2022-23
LILO on 220kV Girwali - Hingoli line at 220kV Kurunda S/S | State | D/C | MSETCL | 1 | NOV-22 | 2022-23
LILO of Kharghar -Kalwa (TIFFII-(Trombay section) at Pawne S/S by underground cable | State | D/C | MSETCL | 1 | DEC-22 | 2022-23
Bus Extn. from Old Switchyard - New Switchyard for evacuation arrangement for 1x660MW Generation of Bhusawal | State | D/C | MSETCL | 1 | JAN-23 | 2022-23
LILO of Hiranagar-Gladni at Chowadhi | State | S/C | JKPDD | 1 | JAN-23 | 2022-23
LILO of VTS- 3 and 4 -Piduguralla | State | D/C | APTRANSCO | 1 | JAN-23 | 2022-23
Basin Bride - Pulianthope (UG Cable) | State | S/C | TANTRANSCO | 1 | FEB-23 | 2022-23
Extn. of new EGT supply Laying of 230kV XLPE AI UG cable for a route length of 1Km from CTT tower - Metering point inside consumer premises | State | S/C | TANTRANSCO | 1 | FEB-23 | 2022-23
LILO of VSS - Kakinada line at Parawada in Visakhapatnam District | State | D/C | APTRANSCO | 1 | MAR-23 | 2022-23
(NERPSIP- Meghalya) Byrnihat (Killing) – Mawngap – New Shillong 220 kV D/c line | State | D/C | MeECL | 258 | Mar-24 | 2023-24
400 kV D/C BHOGAT - KALAWAD LINE with Twin AL-59 cond. & 1 OPGW and 1 Earth Wire. | State | D/C | GETCO | 250 | Mar-24 | 2023-24
BTPP-Naubatpur Line (Twin Moose Conductor) | State | D/C | BSPTCL | 248 | Mar-24 | 2023-24
Jammalamadugu - Porumamilla YSR Kadapa District | State | D/C | APTRANSCO | 200 | SEP-23 | 2023-24
Maharajganj - Gorakhpur PG (400) line | State | D/C | UPPTCL | 175 | SEP-23 | 2023-24
LILO of Karaikudi - Pugalur feeder-I at Vellalaviduthi | State | D/C | TANTRANSCO | 167 | OCT-23 | 2023-24
220 kV Jehata(400)-Mallawan DC line | State | D/C | UPPTCL | 158 | Jan-24 | 2023-24
BTPP-Dehri-on-sone (single zebra conductor) | State | D/C | BSPTCL | 150 | Mar-24 | 2023-24
Udangudi - Ottapidaram (QM ACSR Conductor) line | State | D/C | TANTRANSCO | 141 | DEC-23 | 2023-24
Hindupur (400) - Pampanur Tanda (220)(GEC-I) | State | D/C | APTRANSCO | 140 | MAY-23 | 2023-24
Soja -Zerda line (Pkg-2) with Twin AL-59 Conductor | State | D/C | GETCO | 135 | MAY-23 | 2023-24
Rewa UMSP - Sidhi 220kV DCDS line | State | DCDS | MPPTCL | 126 | AUG-23 | 2023-24
Balance work of 400 kV D/C VADINAR - AMRELI LINE (PKG-III) with ACSR Twin Moose condu. & Earth Wire, M/s Jyoti | State | D/C | GETCO | 121 | Mar-24 | 2023-24
• S/C transmission line from PPS-1 to PGCIL Bhadla-II (28.626 CKM) • S/C Transmission Line from PPS-2 to PGCIL Bhadla-II through 220 kV D/C dead end tower outside premises of PPS-1 without entering in PPS-1 (31.612 CKM) • S/C Transmission Line from PPS-3 to PGCIL Bhadla-II through 220 kV D/C dead end tower outside premises of PPS-4 without entering in PPS-4 (30.990 CKM) • S/C Transmission Line from PPS-4 to PGCIL Bhadla-II (29.427 CKM) | State | S/C | Rajasthan Solar Park Development Company Ltd. | 121 | Mar-24 | 2023-24
220kV Shahjahanpur (PG) - Gola (220) DC line | State | D/C | UPPTCL | 115 | OCT-23 | 2023-24
220 kV D/C Kalawad - Kangasiyali Line | State | D/C | GETCO | 114 | NOV-23 | 2023-24
Jeerat - Krishnanagar 220 kV D/C connectivity | State | D/C | WBSETCL | 114 | DEC-23 | 2023-24
Dindi S/s -Yedula s/s | State | D/C | TSTRANSCO | 111 | JUN-23 | 2023-24
Jangaon -Devannapet line | State | D/C | TSTRANSCO | 109 | APR-23 | 2023-24
Rachaganneri-Racherla | State | D/C | APTRANSCO | 107 | Jan-24 | 2023-24
Erection of 230 kV SC line on DC towers with Zebra conductor from Nemmeli Thippiyakudy 230 kV SS to Karaikudi 230 kV SS | State | SC | TANTRANSC O | 104 | NOV-23 | 2023-24
Tajpur- Goraul line | State | D/C | BSPTCL | 102 | APR-23 | 2023-24
220kV Chintamani - Mittemari line:(Work B) | State | D/C | KPTCL | 100 | Mar-24 | 2023-24
LILO of 220kV Phulpur- Jhunsi 400kV Machhalishahar | State | S/C | UPPTCL | 99 | MAY-23 | 2023-24
220kV Deoli (PG) -Ghatodi line upto Yawatmal LILO point | State | D/C | MSETCL | 99 | OCT-23 | 2023-24
Vellaviduthi S/S (Loc. A-61 Nos. ) and 230 kV S/C line on D/C tower for Loc A - Mondipatty 230kV s/s | State | S/C | TANTRANSCO | 92 | OCT-23 | 2023-24
Kursi Road (PG) - Kanduni line | State | D/C | UPPTCL | 91 | OCT-23 | 2023-24
LILO of one circuit of 400 kV VADAVI - HALVAD LINE at 400 kV SANAND-II GIDC S/S with Twin AL-59 cond. & OPGW. | State | D/C | GETCO | 85 | Mar-24 | 2023-24
220kV LILO of Narendrapur-Therubali at Aska New S/s | State | D/C | OPTCL | 85 | Mar-24 | 2023-24
220 kV Pilipokhar Agra (400) - I.O.C.L. Mathura D/C line | State | D/C | UPPTCL | 84 | JUN-23 | 2023-24
220KV DC Kalmeshwar-Warud (Phase IV & V)(from loc no 168 to 313 i.e. upto 220kV Warud SS) | State | D/C | MSETCL | 84 | Mar-24 | 2023-24
220 kV Gonda-Basti (400)-II Line | State | S/C | UPPTCL | 78 | NOV-23 | 2023-24
220 kV Harduaganj - Khair Line | State | D/C | UPPTCL | 77 | NOV-23 | 2023-24
Ramanagara (Kothipura)_MCMV Line: Construction of 220-66 kV MC line from 220 kV Bidadi S/s 18.188 kms | State | M/C | KPTCL | 75 | NOV-23 | 2023-24
220 kV Azamgarh-II-Bhadohi Line | State | D/C | UPPTCL | 72 | NOV-23 | 2023-24
Ghanagapura (Nimbarga) to Kalaburagi (Ferozbad) line | State | D/C | KPTCL | 72 | Mar-24 | 2023-24
LILO of Duburi - Balasore at Dhamra | State | D/C | OPTCL | 70 | APR-23 | 2023-24
LILO of 220kV Gorakhpur (PG)- Mahrajganj DC line at Annand Nagar | State | D/C | UPPTCL | 70 | SEP-23 | 2023-24
Creation of 220kV D/C Mund-IOCL line | State | D/C | HVPNL | 68 | SEP-23 | 2023-24
220 kV DC line from 400 kV Kumbhargaon (Nanded) - Kurunda - Pkg A (Loc 1 to 112 ) | State | D/C | MSETCL | 67 | Mar-24 | 2023-24
Sholinganallur (Ottiyambakkam) - Omega | State | D/C | TANTRANSCO | 66 | APR-23 | 2023-24
220kV DC line from 220kV Wani s/s to 132kV Pandharkawda | State | D/C | MSETCL | 65 | JUN-23 | 2023-24
LILO Mahabubabad - Warangal line to Ammavaripet | State | D/C | TSTRANSCO | 64 | Mar-24 | 2023-24
220 kV D/C Vadavi - Sanand DFCC Line | State | D/C | GETCO | 62 | Jan-24 | 2023-24
220kV TMDC from 400kV Hindupur S/S - 220kV S/S Gollapuram | State | D/C | APTRANSCO | 59 | JUL-23 | 2023-24
Strengthening of existing 220kV Antharasanahalli- Nelamangala SC line by replacing Drake by HTLS conductor | State | S/C | KPTCL | 59 | AUG-23 | 2023-24
LILO of 220kV Sitapur (220) - Nighasan (220) SC line at Kanduni | State | D/C | UPPTCL | 59 | SEP-23 | 2023-24
220kV Budaun (400) - Dataganj DC line | State | D/C | UPPTCL | 55 | JUL-23 | 2023-24
Narlapur SS - Yedula SS | State | D/C | TSTRANSCO | 55 | SEP-23 | 2023-24
220 kV Gr. Noida (765) - YEIDA Sec-24 Line | State | M/C | UPPTCL | 54 | NOV-23 | 2023-24
220KV DC Kalmeshwar-Warud (Phase I & II) (from Kalmeshwar substation to loc no 90) | State | D/C | MSETCL | 53 | Mar-24 | 2023-24
220kV Umred - Nagbhid DCDC line Part-I (Umred SS to loc no 95). | State | D/C | MSETCL | 53 | Mar-24 | 2023-24
Erection of 230KV SC on DC tower with ZEBRA conductor from Pudukottai 230 LV SS to Vellalaviduthy 400/230 KV SS. | State | S/C | TANTRANSCO | 51 | MAY-23 | 2023-24
LILO of both circuits of 220kV D/C Palanpur - Kheralu line at proposed 220kV Sisrana with AL-59 conductor with OPGW | State | M/C | GETCO | 51 | Feb-24 | 2023-24
220kV Wani Pandharkawda DC line (Phase-II) | State | D/C | MSETCL | 51 | Mar-24 | 2023-24
Saharanpur PG (400) - Deoband line | State | D/C | UPPTCL | 50 | APR-23 | 2023-24
LILO of 220kV Sirohi - Bhinmal line at 220kV GSS Reodar line | State | D/C | RVPNL | 50 | AUG-23 | 2023-24
Hindupur - Penukonda | State | D/C | APTRANSCO | 50 | DEC-23 | 2023-24
Construction from the existing Chintamani S/s - the proposed Srinivasapura S/s at Srinivasapura | State | D/C | KPTCL | 48 | OCT-23 | 2023-24
Amnour - Digha | State | D/C | BSPTCL | 48 | DEC-23 | 2023-24
220KV Guddigudem-Purushothapatnam D/C line | State | D/C | APTRANSCO | 47 | Mar-24 | 2023-24
LILO of Pulukurthy- Bheemghanpur line to KTPP SS | State | D/C | TSTRANSCO | 46 | JUN-23 | 2023-24
Erection of 230kV S/C line on D/C tower from Vellalaviduthi 400kV S/S (Common Point-A) - Thuvakudy 230kV S/S | State | S/C | TANTRANSCO | 46 | OCT-23 | 2023-24
LILO of 220 kV Gondal - Sadla line at Kamlapur with AL- 59 conductor | State | D/C | GETCO | 46 | Mar-24 | 2023-24
220 kV Gr. Noida (765) - YEIDA Sec-18 Line | State | M/C | UPPTCL | 45 | NOV-23 | 2023-24
Panchkula (PGCIL)- Panchkula Sector-32 | State | D/C | HVPNL | 43 | Mar-24 | 2023-24
Take in arrangement of Madanpur-Kunihar line at Sector- 32 and take in arrangement from remaining portion of Madanpur-Kunihar line at PGCIL,Naggal(400KV). | State | D/C | HVPNL | 43 | Mar-24 | 2023-24
LILO of Salivagu- Bheemghanpur line to KTPP SS | State | D/C | TSTRANSCO | 42 | SEP-23 | 2023-24
LILO of 220 kV Hapur(220)- Simbhaoli(220) line at Simbhaoli(400) | State | D/C | UPPTCL | 39 | AUG-23 | 2023-24
Sullurpeta-Racherla | State | D/C | APTRANSCO | 39 | Jan-24 | 2023-24
LILO of Birsinghpur-Satna 220kV line at New S/s Manpur (Bijouri)(TBCB) | State | D/C | MPPTCL | 37 | Mar-24 | 2023-24
220 kV Double Circuit Transmission Line from 220/132 kV GIS Sub-Station Mazra to 220/33 GIS Sub-Station Karian. | State | D/C | HPPTCL | 36 | Jan-24 | 2023-24
Yedula-Vattem QMDC line | State | D/C | TSTRANSCO | 30 | OCT-23 | 2023-24
LILO of 220 kV Auraiya (400) - Sikandara (Agra) Ckt- II @ Saifai (220) Line | State | D/C | UPPTCL | 30 | NOV-23 | 2023-24
Stringing of 220 kV Sarnath (400)- Gajokhar Line (Ckt-II) | State | D/C | UPPTCL | 30 | Mar-24 | 2023-24
LILO of 220kV R.C. Green (Gr. Noida)- Gr. Noida(400kV Pali) line at Jalpura | State | D/C | UPPTCL | 28 | Jan-24 | 2023-24
Bhari (proposed) - Daheru Railway TSS line | State | D/C | PSTCL | 26 | JUN-23 | 2023-24
220KV Pallantla-Guddigudem DC Line at Loc.No.54 to 400/220/11KV Guddigudem SS | State | D/C | APTRANSCO | 25 | MAY-23 | 2023-24
LILO of Bina - Ganjbasoda 220 KV Line at Bina (MPPTCL) 400KV S/s | State | DCDS | MPPTCL | 25 | MAY-23 | 2023-24
Erection of 230kV Dc line on DC towers with Zebra conductor by making LILO of 230 kV MTPS- Salem Feeder at the New Karuppur 230/110kV s/s | State | D/C | TANTRANSCO | 25 | OCT-23 | 2023-24
LILO of 220kV Pallantla-Pattisema DC line at Guddigudem | State | D/C | APTRANSCO | 24 | DEC-23 | 2023-24
LILO Pallantla -Pattiseema line at Guddigudem line | State | D/C | APTRANSCO | 23 | MAY-23 | 2023-24
LILO of both Clts. of 220 kV D/C Thavar -Tharad line at proposed 220kV Ghodasr (Rah) with Al-59 conductor with OPGW | State | M/C | GETCO | 23 | OCT-23 | 2023-24
Erection of 230 kV S/C line on DC tower from Vellalaviduthi 400 kV S/S - Nemmeli Thippayajudy 230 kV S/S | State | S/C | TANTRANSCO | 23 | OCT-23 | 2023-24
Vellalaviduthi - existing Pudukottaai 230 kV SS | State | S/C on D/C | TANTRANSCO | 21 | OCT-23 | 2023-24
220kV SCDC line from 220kV Phaltan MIDC to 220kV Mol- Manjarwadi Solar Project of M/s. T.S.Wind Farm Developer. | State | S/C | MSETCL | 20 | Jan-24 | 2023-24
220/ 110 kV MCMV line from kanhirode to Mundayad | State | D/C | KSEB | 18 | NOV-23 | 2023-24
220kV line from 220kV S/s Nipaniya for Power supply of 54.5 MVA to Pump house of Shamgarh - Suwasra | State | S/C | MPPTCL | 15 | Mar-24 | 2023-24
220 kV DC line from 400 kV Jejuri Substation to location no. 28 of existing 220 kV Jejuri-Lonand circuit | State | LILO | MSETCL | 14 | DEC-23 | 2023-24
LILO of 220kV R.C. Green (Gr. Noida)- Sector-148 (Noida) line at Knowledge Park-5 Noida | State | D/C | UPPTCL | 14 | Jan-24 | 2023-24
Alusteng-Harwan Transmission Line | State | S/C | JKPDD | 14 | Feb-24 | 2023-24
LILO of Pugalur - Kalivanthapattu Line at Ariyalur | State | D/C | TANTRANSCO | 14 | Feb-24 | 2023-24
NCTPS Stage-III - North Chennai (PS) line | State | D/C | TANTRANSCO | 13 | Mar-24 | 2023-24
LILO of Modipuram- Faridnagar at Modipuram-II line | State | D/C | UPPTCL | 12 | OCT-23 | 2023-24
(PMDP - Kashmir) Extension of Mirbazar - Alusteng line upto New Wanpoh | State | D/C | JKPDD | 12 | Mar-24 | 2023-24
LILO of one circuit of 220kV D/C BECL - Botad line at proposed 220kV Vallabhipur with ACSR Zebra conductor with OPGW | State | D/C | GETCO | 11 | AUG-23 | 2023-24
LILO of 220kV Parichha (TPS) - Orai Ckt.II at Moth line | State | D/C | UPPTCL | 11 | OCT-23 | 2023-24
220 KV Krishnagiri-Settypalli feeder (2nd circuit) (DC WORK) | State | S/C | APTRANSCO | 11 | Feb-24 | 2023-24
LILO on 220kV Kathapur- Lonikand -I line at 220kV Khed City | State | D/C | MSETCL | 11 | Feb-24 | 2023-24
2-Phase Single Circuit Transmission line on D/C towers from 220 kV S/s Jafferpur to TSS Rudraupur for M/s IRCON | State | S/C | PTCUL | 10 | MAY-23 | 2023-24
LILO of Durgapur - Asansole Tr. Line at proposed Mongalpur 220kV GIS | State | M/C | WBSETCL | 9 | JUL-23 | 2023-24
LILO of Both ckt of 220kV D/C Sohna Road-Rangala Rajpur at 220kV s/stn. RojKaMeo | State | M/C | HVPNL | 9 | Jan-24 | 2023-24
Laying of 400 KV 1X2500 Sq.mm XLPE UG cable from perumbakkam junction to Pallikarunai OH/UG Junction in the Sholinghanallur to Guindy 400 KV Feeder for aroute length of 8.546 Km under turnkey basis | State | S/C | TANTRANSCO | 8 | MAY-23 | 2023-24
LILO of one ckt of 400 KV Jalandhar Kurukshetra DC line at 400 KV Dhanansu. | State | D/C | PSTCL | 8 | Jan-24 | 2023-24
LILO of Krishnapatnam - Manubolu (Ckt - I) Quad Moose line at Sembcorp (M/s SEIL- Plant 2) 400KV GIS Substation | State | D/C | APTRANSCO | 7 | Jan-24 | 2023-24
(PMDP - Kashmir) LILO of one ckt. Alusteng - New Wanpoh at Tailbal | State | D/C | JKPDD | 7 | Mar-24 | 2023-24
220KV DC/SC (2-Phase) line from the existing 220/11KV LIS SS Settypalli to proposed 220/25KV RTSS Veldurthy | State | D/C+S/C | APTRANSCO | 6 | MAY-23 | 2023-24
LILO of Gwalior - Datiya 220kV line at Gwalior(PGCIL) 765kV S/s | State | DCDS | MPPTCL | 6 | NOV-23 | 2023-24
Erection of 230 KV DC line on DC/MC tower with Zebra conductor from LILO of Sanganeri – Abhishekapatti 230KV DC feeder between Tower No.70 – 71 to M/s.TP Solar Ltd | State | D/C | TANTRANSCO | 6 | Feb-24 | 2023-24
LILO of Motiram Adda (400) - Barahuan Line @ 220kV Khorabar (2km Monopole+ 2km Cable) | State | D/C | UPPTCL | 6 | Feb-24 | 2023-24
LILO on 220 kV Nalasopara- Boisar line at Palghar | State | D/C | MSETCL | 5 | MAY-23 | 2023-24
Diversion of existing STPS-Asansol Transmission line | State | D/C | WBSETCL | 5 | JUL-23 | 2023-24
230 kV SC line on DC towers with Zebra conductor from Loc.No:153 of existing 230 kV Chekkanurani - Sembatty feeder to proposed 230 kV Samayanallur SS. | State | S/C | TANTRANSCO | 5 | DEC-23 | 2023-24
Existing 220/132kV Fabcity - Amazon (Fabcity) S/S | State | D/C | TSTRANSCO | 4 | JUN-23 | 2023-24
LILO of 220 kV Agra(765) PG- Sikandra(220) line at Kirawali(220) | State | D/C | UPPTCL | 4 | AUG-23 | 2023-24
Bhadohi - Raja Ka Talab DC line | State | D/C | UPPTCL | 3 | OCT-23 | 2023-24
LILO of 230 kV Sriperumpudur – Korattur feederfor extension of new EHT supply for a initial demand of 40000 KVA to M/s.Ctrls Data Centers Ltd.,- SIDCO Ambathur Industrial Estate, Chennai | State | DC | TANTRANSC O | 3 | NOV-23 | 2023-24
220KV line from 220KV Chandanvally SS to 220KV Amazon (Chandanvally) | State | D/C | TSTRANSCO | 3 | DEC-23 | 2023-24
Provision of 220 KV 2nd Ckt. Using special arrangement for connecting 400 kv S/s Dhanansu with 220 Kv S/s Gounsgarh regading power evacuation from 400 kv S/s Dhanansu | State | S/C | PSTCL | 2 | DEC-23 | 2023-24
220KV DC/SC line from 220KV SWS Inaparajupalli to M/s Shree Cement Ltd. | State | S/C | APTRANSCO | 2 | Jan-24 | 2023-24
LILO of 220 KV Rajpura Mohali at 220 KV Switching Station for release of conncetion to M/s Ultratech. | State | D/C | PSTCL | 2 | Jan-24 | 2023-24
LILO of Howarh-KTPP at Jangalpur 220 kV GIS | State | D/C | WBSETCL | 1 | MAY-23 | 2023-24
220kV 1000Sq.mm XPLE Cable from 220kV SS Maheswaram- 220/33kV Amazon (Pharmacity) SS (Ckt.I 1.464 ckm and Ckt.-II - 1.506ckm) | State | D/C | TSTRANSCO | 1 | AUG-23 | 2023-24
230KV,1X1200 sq mm XLPE Aluminium UG cable from new joint bay in Royapettah high road masilamani road to 230kv Mylapore GIS SS for a route length of 1.149 kms for the deviation of existing 230KV TNEB HQ GIS SS to Mylapore feeder | State | SC | TANTRANSCO | 1 | Jan-24 | 2023-24
400 kV Panki - PTPS Line (Ckt-II) | State | D/C | UPPTCL | 1 | Mar-24 | 2023-24
400kV Shamli - Aligarh Line | State | D/C | UPPTCL | 482 | July-24 | 2024-25
YTPP Switchyard - 400kV Dindi SS | State | D/C | TSTRANSCO | 208 | June-24 | 2024-25
Bachhrawan-Sirsira (400) line | State | D/C | UPPTCL | 161 | Feb-25 | 2024-25
Jammalamadugu (400 kV SS) to proposed Bethamcherla (220 kV SS) in Kurnool District | State | D/C | APTRANSCO | 151 | Nov-24 | 2024-25
220 kV Modipuram-II - Shamli Line | State | D/C | UPPTCL | 150 | Aug-24 | 2024-25
Narsapur - Bowrampet line | State | MC+D/C | TSTRANSCO | 149 | Feb-25 | 2024-25
LILO of Kayathar - Thennampatti 400 kV line Virudhunagar 765/400 KV SS | State | D/C | TANTRANSCO | 140 | Aug-24 | 2024-25
220 kV D/C Choraniya - Salejada line | State | D/C | GETCO | 136 | July-24 | 2024-25
BTPP - Dumraon (New) GSS | State | D/C | BSPTCL | 129 | MAY-24 | 2024-25
LILO of 220 kV M/C Tarapur-Borivali and Boisar- Ghodbandar line at Kudus (400 kV SS) | State | M/C | MSETCL | 126 | Mar-25 | 2024-25
Pusouli (New) - Dehri | State | D/C | BSPTCL | 125 | June-24 | 2024-25
Conversion of 220 kV Bidnal-Soundatti- Mahalingapura S/C line - 220 kV Bidnal - Mahalingapur D/C line | State | D/C | KPTCL | 125 | July-24 | 2024-25
Sagar - Begamganj 220 kV line (TBCB) (charged on 24-04-2024 however late reported by MPPTCL) | State | D/C | MPPTCL | 125 | July-24 | 2024-25
Vemagiri - Kamavarapukota | State | D/C | APTRANSCO | 116 | Oct-24 | 2024-25
Ghangapura (Nimbarga) SS to Sindagi (Aheri) SS in Vijayapura Dist | State | D/C | KPTCL | 112 | Feb-25 | 2024-25
220 kV Koradi-II to Butibori-III DCMC line | State | D/C | MSETCL | 109 | July-24 | 2024-25
Jerur- Karjat line | State | D/C | MSETCL | 101 | Oct-24 | 2024-25
Thakurganj-Kishanganj line (Antitheft Charged) | State | D/C | BSPTCL | 95 | Jan-25 | 2024-25
LILO of 220 kV S/Stn Mansa - Sunam at 400 kV S/Stn Patran | State | D/C | PSTCL | 85 | June-24 | 2024-25
Chandwa - Latehar (JUSNL) line | State | D/C | JUSNL | 83 | Dec-24 | 2024-25
Damaracherla -Huzurnagar line | State | D/C | TSTRANSCO | 77 | Aug-24 | 2024-25
LILO of 400 kV Rajwest-Kankani line at 400 kV Pachpadra GSS | State | D/C | RVPNL | 72 | Dec-24 | 2024-25
400 kV Vemagiri-Kamavarapukota TMDC line from 400 kV Sub-Station Kamavarapukota from Loc No. AP 1/0 to Loc.No.AP 42/0 (102 Locations) (Balance portion) | State | D/C | APTRANSCO | 71 | Mar-25 | 2024-25
Kudligi (Badeladaku) line from existing 220 kV Itagi SS to the proposed Station at Kudligi | State | D/C | KPTCL | 65 | MAY-24 | 2024-25
Banka(PG)-Goradih Transmission line | State | D/C | BSPTCL | 65 | Nov-24 | 2024-25
LILO of STPS - J K NAGAR line at 220 kV Asansol SS | State | D/C | WBSETCL | 63 | Jan-25 | 2024-25
BTPP - Karmnasa GSS line (twin moose conductor) | State | D/C | BSPTCL | 59 | Apr-24 | 2024-25
Halabarga SS to Santhpur SS | State | D/C | KPTCL | 57 | Feb-25 | 2024-25
220 kV AP Carbides - Settipalli D/C Line in Kurnool Dist | State | D/C | APTRANSCO | 57 | Mar-25 | 2024-25
220 kV Kumbhargaon - Kurunda line (Pkg-B) | State | D/C | MSETCL | 57 | Mar-25 | 2024-25
LILO of Ckt.II of 400 KV DC Quad Varanasi (PG) (Thathra) -Biharsharif at 400 kV Sahupuri SS (charged on 18-05-2024 however late reported by UPPTCL) | State | D/C | UPPTCL | 53 | June-24 | 2024-25
LILO of Ckt-I of 400kV Varanasi (PG (Thathra) - Biharshariff DC Line at 400kV Sahupuri | State | D/C | UPPTCL | 52 | Apr-24 | 2024-25
Sonepat to GIS Rai line (late reported commissioned in May-2024) | State | D/C | HVPNL | 51 | Nov-24 | 2024-25
Patan (Upgradation of existing 132/33 KV S/s by 220/132 KV S/s ) | State | D/C | CSPTCL | 45 | June-24 | 2024-25
220KV DC Kalmeshwar-Warud Phase-III | State | D/C | MSETCL | 45 | Mar-25 | 2024-25
LILO of both circuits of 220kV D/C Mota - Ambheta (Chikhli) line at proposed 220kV Mahuva | State | M/C | GETCO | 44 | Apr-24 | 2024-25
Tajpur - Samastipur line (late reported antitheft charged in Dec-24) | State | D/C | BSPTCL | 41 | Jan-25 | 2024-25
400/220 kV BTPS(Kudithini) to Somasamudra S/s for a distance of 20.387 Kms | State | D/C | KPTCL | 41 | Mar-25 | 2024-25
LILO of Ottiyambakkam - Omega 2 at proposed 230/110kV Mambakkam SS (by overhead 230kV D/C line on M/C tower with zebra conductor (Loc 24 to Loc.150) for a route length of 19.918 km (OH portion) | State | D/C | TANTRANSCO | 40 | Mar-25 | 2024-25
LILO of both circuit of 220KV B.Bagewadi-Lingasagur DC line to the proposed 220/110KV Basarkod Sub-station for a distance of 9.623 kms | State | M/C | KPTCL | 39 | Mar-25 | 2024-25
220kV DC line from 400kV Kamavarapukota to 220kV SS Bhimadole SS | State | D/C | APTRANSCO | 37 | July-24 | 2024-25
LILO on 220kV Bhigwan Kurkumb line at 400kV Karjat s/s | State | D/C | MSETCL | 34 | Aug-24 | 2024-25
Kurud-Rajim line (Ckt-I) | State | D/C | CSPTCL | 33 | Feb-25 | 2024-25
LILO of both circuit of 220 kV PTPS-Jind D/C line at 220 kV Nain SS | State | M/C | HVPNL | 32 | Mar-25 | 2024-25
Pachpadra (400kV GSS)- HRRL (Hindustan Rajasthan Refinery Limited) line Ckt-I and Ckt-II | State | D/C | RVPNL | 30 | Jan-25 | 2024-25
220 kV D/C Wagra - Bharuch TSS (NHSRCL) line | State | D/C | GETCO | 30 | Mar-25 | 2024-25
220 kV line from 400 kV Solapur PG to 220 kV Bale S/S (Balance M/C works from loc 37A to Bale SS) | State | D/C | MSETCL | 27 | Mar-25 | 2024-25
220kV D/C line from 220kv Meerpur Kurali to TSS Rundhi as a deposit work of Indian Railway | State | D/C | HVPNL | 25 | Oct-24 | 2024-25
220 kV D/C Baram-Jauljivi Line | State | D/C | PTCUL | 25 | Mar-25 | 2024-25
LILO of Talegaon -Kalwa at Vikroli (Intra state TBCB) | State | D/C | MSETCL | 24 | Oct-24 | 2024-25
220 kV Krishnagiri- Nansuralla Line | State | S/C | APTRANSCO | 24 | Nov-24 | 2024-25
LILO of 400kV Shamli-Aligarh Line at THDC Khurja Power Plant | State | D/C | UPPTCL | 23 | Mar-25 | 2024-25
LILO of 2nd circuit of 220kV Bidnal -Mahalinapur DC Line at Soundatti SS | State | D/C | KPTCL | 21 | July-24 | 2024-25
Devanahalli Hardware Park (WORK-A) from 400 kV DWHP to CTT for Double LILO of 220 kV Nelamanagal -Hoody DC line (Vidyanagar 66kV line corridor) | State | M/C | KPTCL | 21 | Aug-24 | 2024-25
LILO of CKT-I of Patna (PG) - Barh (NTPC) at Bakhtiyarpur SS | State | D/C | BSPTCL | 21 | Jan-25 | 2024-25
LILO of CKT-II of Patna (PG) - Barh (NTPC) at Bakhtiyarpur SS | State | D/C | BSPTCL | 21 | Feb-25 | 2024-25
220 kV D/C Surpura-Banar line (late reported commissioned in October-2024) | State | D/C | RVPNL | 20 | Nov-24 | 2024-25
LILO of one ckt of 220kV D/C Samaypur-Palwal at 220kV Harfali | State | D/C | HVPNL | 19 | Mar-25 | 2024-25
LILO of both circuits of 220 kV D/C Jambuva - Karamsad line at Dhuvaran CCPP | State | D/C | GETCO | 18 | Dec-24 | 2024-25
LILO of 220 kV Balotra-Boranada line at 400 kV Pachpadra GSS | State | D/C | RVPNL | 18 | Dec-24 | 2024-25
LILO of 220kV Sarna Wadala -Granthian at Gurdaspur | State | D/C | PSTCL | 16 | Apr-24 | 2024-25
LILO of Sec -72 Gurugram (PGCIL 400 kV SS) to Sec -72 Gurugram (HVPNL 220 kV SS) ckt - IV at 220 kV Sec 15-II Gurugram220kV Sec 15-II Gurugram | State | D/C | HVPNL | 16 | Dec-24 | 2024-25
LILO of both circuits of Satna-Chhatarpur 220kV line at Ajaygarh (TBCB) | State | D/C | MPPTCL | 14 | June-24 | 2024-25
LILO of one Ckt. of 400kV Ludhiana PGCIL- Koldam at proposed 400kV s/s Ropar | State | D/C | PSTCL | 14 | July-24 | 2024-25
LILO of Somanahalli-hoody line at Keonics (Electronic City) | State | D/C | KPTCL | 14 | Nov-24 | 2024-25
LILO of 220 kV Shendra- Chitepimpalgaon line at 220 kV Shendra DMIC GIS s/s (UG cable) | State | D/C | MSETCL | 12 | Sep-24 | 2024-25
LILO of 220 kV Allipura-Ragalapadu line at Somasamudra SS | State | D/C | KPTCL | 12 | Nov-24 | 2024-25
LILO of Pudhansandhai - Pugalur 230 kV Feeder at Nallur SS | State | D/C | TANTRANSCO | 12 | Jan-25 | 2024-25
Unnao(400)- Ajgain TSS Line | State | S/C | UPPTCL | 12 | Feb-25 | 2024-25
400/220 kV GIS of POWERGRID at Airendwala to 220/132/33 kV AIS of HPPTCL at Andheri Kala Amb Distt. Sirmaur | State | D/C | HPPTCL | 11 | MAY-24 | 2024-25
Connecting 220 kV PGCIL Ludhiana-Doraha SC line with 220 kV Lalton Kalan-Dhandari Kalan forming PGCIL Ludhiana- Dhandari Kalan SC line (charged in June-2024 however late reported by PSTCL) | State | S/C | PSTCL | 10 | July-24 | 2024-25
220 kV U/G cable from Kashmiri Gate SS to 220 kV Timarpur (GIS) SS | State | D/C | DTL | 10 | Nov-24 | 2024-25
LILO of both circuits of Sidhi - Hindalco line at Bargawan 220 kV S/s (Intrastate TBCB) (8 ckm reported earlier however revised to 17 ckm hence additional length considered in Jan-2025) | State | D/C | MPPTCL | 9 | Jan-25 | 2024-25
LILO of 220 kV Durgapur -DPL unit-8 line at AB Zone 220 kV Substation. | State | D/C | WBSETCL | 8 | Nov-24 | 2024-25
LILO of both circuits of Sidhi - Hindalco 220 kV line at Bargawan (220 kV) S/s (TBCB)(late reported commissioned in Nov-2024) | State | D/C | MPPTCL | 8 | Dec-24 | 2024-25
220 kV Brandix - Atchuthapuram | State | D/C | APTRANSCO | 7 | July-24 | 2024-25
LILO of 220 kv ongole-Racherlpadu line at 220 kv ss Kandukur | State | D/C | APTRANSCO | 7 | Aug-24 | 2024-25
LILO of Mylsandra-Yeradanahalli at Keonics (Electronic City) | State | D/C | KPTCL | 7 | Sep-24 | 2024-25
UG Cable from Basin Bridge to TNEB Head Quarters | State | S/C | TANTRANSCO | 6 | Apr-24 | 2024-25
LILO of existing 220 kV Madanapalli-Palamaner line to 220 kV Punganur S/S | State | D/C | APTRANSCO | 5 | Dec-24 | 2024-25
220 kV D/C Motigop Babarzar line (Babarzar gantry to AP 7) - (charged by connecting to stopgap SS) | State | D/C | GETCO | 5 | Jan-25 | 2024-25
Shatabdinagar- NCRTC RSS line | State | D/C | UPPTCL | 5 | Feb-25 | 2024-25
LILO of Ottiyambakkam - Omega 2 at proposed 230/110 kV Mambakkam SS (by Laying of 230 kV DC UG cable for a route length of 2.30KM) | State | D/C | TANTRANSCO | 5 | Mar-25 | 2024-25
Balance work of 220 kV SC Karad- Koyna line (from loc 144 to 157) | State | S/C | MSETCL | 4 | Mar-25 | 2024-25
LILO of 220kV VTS-Tallapally-1 at 220/132 kV SS Rentachintala | State | D/C | APTRANSCO | 3 | MAY-24 | 2024-25
LILO of 220 kV Jalna - Chikhali line at 220 kV Nagewadi S/s | State | D/C | MSETCL | 3 | Dec-24 | 2024-25
LILO of Kamavarapukota (220 kV) - Nuziveedu line at Kamavarapukota SS (400 kV) | State | S/C | APTRANSCO | 3 | Feb-25 | 2024-25
Extension of Shoolagiri Karimangalam line (from location no. 6 of Shoolagiri Karimangalam line) to Udanapally 230 KV SS | State | S/C | TANTRANSCO | 2 | Apr-24 | 2024-25
LILO of 220 KV Balimela Jayanagar Circuit III at 220/33 KV GSS Govindpali | State | D/C | OPTCL | 2 | MAY-24 | 2024-25
LILO of 220 kV line New Duburi - Paradeep Circuit I at 220/33 KV GSS Balichandrapur Palei | State | D/C | OPTCL | 2 | MAY-24 | 2024-25
LILO of KTPP- Jangalpur 220 kV D/C line at Food Park 220 kV Substation | State | D/C | WBSETCL | 2 | July-24 | 2024-25
LILO of KTPP-Howrah 220 kV D/C Line at Proposed Food Park 220/132 KV GIS S/S | State | M/C | WBSETCL | 2 | Aug-24 | 2024-25
LILO of 400kV VTS-IV Sattenapalli TMDC line at Thallayapalem and Temporary diversion of PGCIL VTS/Nunna-Nellore 3 and 4 Ckts. to avoid aerial passage over 400/220kV GIS Thallayapalem | State | D/C | APTRANSCO | 2 | Oct-24 | 2024-25
LILO of 230 kV Basin Bridge -TNEB Head Quarters feeder at Pulianthope 400 KV GIS SS (230KV UG Cable) | State | D/C | TANTRANSCO | 1 | July-24 | 2024-25
Darshan Nagar GIS to Sohawal (Tower NO. 152 of Gonda line) | State | S/C | UPPTCL | 1 | July-24 | 2024-25
LILO of Badaun(400 kV)- C.B. Ganj line at Badaun Road | State | D/C | UPPTCL | 1 | Oct-24 | 2024-25
LILO of 220 kV D/C Bajoli Holi to Lahal Transmission Line at 220/66 kV Heiling S/S | State | D/C | HPPTCL | 1 | Dec-24 | 2024-25
Powerloom metta to Parambayi | State | M/C | KSEB | 1 | Dec-24 | 2024-25
LILO of 220kV Eklahare - Navsari line (ckt-I) at 220 kV Reliance Life science GIS SS | State | S/C | MSETCL | 1 | Jan-25 | 2024-25
400 kV D/C from SSCTPS - Babai line | State | D/C | RRVPNL | 491 | Oct-25 | 2025-26
Yadadri TPP - Choutuppal line | State | D/C | TGTRANSCO | 185 | Sep-25 | 2025-26
Mundayad - Mylatty 220 kV line (part of Kanhirode Mylatty line) (Kolathunad Lines Strengthening Package-KLSP- Project B) | State | D/C | KSEB | 150 | Dec-25 | 2025-26
LILO of Tepla - Madanpur line and Tepla - Raiwali line at Sadhaura SS | State | M/C | HVPNL | 105 | Jul-25 | 2025-26
LILO of 220 kV Nara- Jansath line at Meerut (765) (Late reported, commissioned in June-2025) | State | D/C | UPPTCL | 95 | Nov-25 | 2025-26
400 kV Veltoor - Yedula line (Circuit -I &II) | State | D/C | TGTRANSCO | 94 | Sep-25 | 2025-26
Nuapada (Cuttack)- Pratapsason line | State | D/C | OPTCL | 92 | Apr-25 | 2025-26
Nagewadi- Bhokardhan line | State | D/C | MSETCL | 90 | Apr-25 | 2025-26
220 kV Vishwind- Bhenda line | State | D/C | MSETCL | 86 | Aug-25 | 2025-26
220 kV Janagon to Husnabad line | State | D/C | TGTRANSCO | 79 | Jul-25 | 2025-26
Bhadohi-Sahupuri Line | State | S/C | UPPTCL | 77 | Apr-25 | 2025-26
220 kV Khair-Harduaganj Line | State | D/C | UPPTCL | 77 | May-25 | 2025-26
220 kV Hindupur - Pamapnurthanda Circuit-III | State | D/C | APTRANSCO | 74 | Nov-25 | 2025-26
Hindupur to Pampanurthanda line -II (Circuit-IV)(GEC-I) | State | D/C | APTRANSCO | 74 | Dec-25 | 2025-26
Kurud-Gurur line | State | D/C | CSPTCL | 74 | Dec-25 | 2025-26
220 kV Shamli- Badhaikalan line (Ckt.-I & II) | State | D/C | UPPTCL | 67 | Nov-25 | 2025-26
LILO of one ckt of 400 kV Soja - Zerda line at 400 kV Veloda S/s | State | D/C | GETCO | 61 | Nov-25 | 2025-26
Kushtagi- Yelburga line | State | D/C | KPTCL | 58 | Apr-25 | 2025-26
220 kV Edapon to Pathanamthitta line | State | D/C | KSEBL | 57 | Jul-25 | 2025-26
220 kV Umred-Nagbhid line (Part-II) | State | D/C | MSETCL | 49 | May-25 | 2025-26
220 kV D/C line from Bhadson (800 kV SS ) to Ramana - Ramani SS | State | D/C | HVPNL | 47 | Sep-25 | 2025-26
STPS to Raghunathpur (220 kV SS) | State | D/C | WBSETCL | 46 | Aug-25 | 2025-26
220 kV D/C Sonipat (PG) -Pocket-A IMT Kharkhoda line | State | D/C | HVPNL | 42 | Dec-25 | 2025-26
Keonjhar (PGCIL SS) to Turumunga GSS | State | D/C | OPTCL | 34 | Jun-25 | 2025-26
Kurud-Rajim (Circuit-I) | State | D/C | CSPTCL | 33 | Jul-25 | 2025-26
LILO of Virur-Gadchiroli line at 220 kV Konsari substation (by M/s Lloyds Metal and Energy Ltd.) | State | D/C | MSETCL | 32 | May-25 | 2025-26
400 kV yedula -Vettam (Circuit-II) | State | D/C | TGTRANSCO | 30 | Sep-25 | 2025-26
220 kV Birdha- Lalitpur SC line | State | S/C | UPPTCL | 28 | Nov-25 | 2025-26
LILO of Sector-65 - Palli line at 400 kV Kadarpur SS | State | D/C | HVPNL | 26 | May-25 | 2025-26
220 kV Mansa- Budhlada line (ckt-I) | State | D/C | PSTCL | 26 | Aug-25 | 2025-26
220 kV Mansa- Budhlada line (Ckt-II) | State | D/C | PSTCL | 26 | Oct-25 | 2025-26
LILO of Bhilwara -Beawer S/C line at Rayla (220 kV GSS) | State | D/C | RRVPNL | 26 | Oct-25 | 2025-26
LILO of one ckt of 220 kV Domjur – Arambagh Line at Khanakul 220 KV GIS | State | D/C | WBSETCL | 23 | Dec-25 | 2025-26
LILO of one ckt of Mhaisal-Jath at Alkud SS (Jath to Alkud Portion) | State | D/C | MSETCL | 22 | Jun-25 | 2025-26
LILO of one ckt of Kanhan- Umred line at Pachgaon SS | State | D/C | MSETCL | 22 | Jul-25 | 2025-26
LILO of one ckt of Mhaisal-Jath at Alkud (400 kV S/S)(Mhaissal to Alkud Portion) | State | S/C | MSETCL | 22 | Jul-25 | 2025-26
LILO of Gokarna-New Chanditala line at Satgachia GIS | State | D/C | WBSETCL | 21 | May-25 | 2025-26
Ghanagapura S/S Kalaburagi (Ferozabad) S/s to Kapnoor line | State | D/C | KPTCL | 21 | Jun-25 | 2025-26
LILO of one ckt of 220 kV Nuapada (Cuttack) - Pratapsason D/c line at Balianta GSS | State | D/C | OPTCL | 21 | Sep-25 | 2025-26
230 kV D/c line from Tharamani SS to Kits Park (OH Portion+ UG Cable) | State | D/C | TANTRANSCO | 19 | Dec-25 | 2025-26
220 kV Nunna-Gunadala line (Monopole) | State | D/C | APTRANSCO | 17 | May-25 | 2025-26
LILO of 220 kV Barmer-Akal line at 220 kV GSS Sheo | State | D/C | RRVPNL | 17 | Jul-25 | 2025-26
LILO of one ckt. of 220 kV D/C Nissing to Salempur line at 220 kV substation Ramana Ramani | State | D/C | HVPNL | 17 | Sep-25 | 2025-26
Manali - Korattur S/c Line (Manali to Manjambakkam gantry point- OH line & Manjambakkam gantry point to Koratur- UG Cable) | State | S/C | TANTRANSCO | 16 | Apr-25 | 2025-26
LILO of existing Birpara-Alipurduar 220 kV D/C line of PGCIL at Falakata SS | State | M/C | WBSETCL | 16 | Sep-25 | 2025-26
LILO of Kobra (West) -Khedamara (Bhilai) S/c line at Dhardehi (Bilaspur) S/s | State | S/C | CSPTCL | 14 | Apr-25 | 2025-26
Nayagarh GSS to Railway Traction Substation at Nayagarh | State | S/C | OPTCL | 14 | May-25 | 2025-26
Dudda: Reorientation of Shimoga- Shantigrantigrama line and Mugulavally- Shantigrantigrama line by doing LILO- 220 kV line from 220 kV Mugulavally to Dudda S/s and then to 400 kV PGCIL Shantigrantigrama S/S (M1 Line) and from 220 kV Shivamoga to 220 kV Dudda to 220 kV Hassan and then to Shantigrantigrama S/S (M2 line) | State | D/C | KPTCL | 14 | Oct-25 | 2025-26
220 kV line from Bajakhana SS to RTSS Romana Albel singh | State | S/C | PSTCL | 14 | Dec-25 | 2025-26
220 kV Uppalwadi-Pardi underground cable (circuit I) | State | D/C | MSETCL | 13 | May-25 | 2025-26
LILO of Mohana-Samalkha line at Jajji SS (ckt-1 & ckt-4) | State | M/C | HVPNL | 13 | Jul-25 | 2025-26
400 kV D/c PVUNL - Katia (Patratu) line | State | D/C | JUSNL | 13 | Aug-25 | 2025-26
220 kV Uppalwadi-Pardi line Ckt-II (UG Cable) | State | D/C | MSETCL | 13 | Aug-25 | 2025-26
220 kV Shivajinagar to Ampyr Renewables Energy resources Solar power Park (at Bhamer and Bhadgaon Tal. Sakri Dist Dhule) | State | S/C | MSETCL | 11 | May-25 | 2025-26
LILO of 220 kV Balotra-HRRL Line at 400 kV GSS Pachpadra | State | D/C | RVPNL | 10 | Jun-25 | 2025-26
LILO of 220 kV Narendra-Mahalingapur D/c line at 220 kV Salahalli S/S | State | M/C | KPTCL | 9 | Aug-25 | 2025-26
LILO of Unnao(400)-Bithoor Line at Trans Ganga City(400) | State | D/C | UPPTCL | 9 | Dec-25 | 2025-26
LILO of 220 kV Akal-Giral Line at 220 kV GSS Sheo | State | D/C | RVPNL | 8 | Jun-25 | 2025-26
White field (Hagadur) : 220 kV UG cable from Hoody to Hagadur S/s | State | S/C | KPTCL | 8 | Oct-25 | 2025-26
LILO of one ckt of Mohana-Samalkha line at Jajji SS | State | D/C | HVPNL | 7 | Jun-25 | 2025-26
220 kV Sahakarinagar to Mathikere GIS (UG Cable) | State | S/C | KPTCL | 6 | Aug-25 | 2025-26
Overhead (OH) portion of 230 line from 400 kV Sholinganallur (Ottiyambakkam) SS to 230 kV Kits Park SS (Ottiyambakkam SS to loc.34 upto Cable termination tower) | State | S/C | TANTRANSCO | 6 | Aug-25 | 2025-26
Nagarbhavi: LILO of 220 kV Peenya- Singarpet line at Nagarbhavi S/S (UG Cable) | State | D/C | KPTCL | 5 | Oct-25 | 2025-26
220 kV D/c line from Dhanansu SS to Tata Steel plant, Kadiana Khurd Ckt-I (late reported, commissioned in September- 2025) | State | D/C | PSTCL | 5 | Oct-25 | 2025-26
220 kV Pocket-A IMT Kharkhoda - MSIL line (one ckt). | State | S/C | HVPNL | 4 | Dec-25 | 2025-26
LILO Korattur-Kilpauk 230 kV Feeder at Ganesh Nagar GIS SS (UG Cable) | State | D/C | TANTRANSCO | 3 | Aug-25 | 2025-26
Underground cable portion of 230 kV line from 400 kV Sholinganallur (Ottiyambakkam) SS to 230 kV Kits Park SS (from Loc. No. 35 to Kits Park SS ) | State | S/C | TANTRANSCO | 3 | Sep-25 | 2025-26
220 kV Indirapuram- Sector 62 Noida Line | State | D/C | UPPTCL | 3 | Oct-25 | 2025-26
LILO of one Circuit of 220 kV D/C Cheka- Sonta line at 220 kV Neemwala (Late reported, commissioned in October-2025) | State | D/C | HVPNL | 3 | Nov-25 | 2025-26
Lilo of one ckt of Jamalpur-Dhandari Kalan line at Sherpur SS (by replacing 66 kV Existing multi circuit line to 220kV) | State | D/C | PSTCL | 2 | May-25 | 2025-26
LILO of one circuit of 400 kV D/C Lahal - Chamera (Rajera) line at Tower No- T-08 to Kutehr HEP (240 MW) in Distt- Chamba- | State | D/C | HPPTCL | 2 | Jul-25 | 2025-26
LILO of 220 kV Kalwa - Bapgaon D/c line at Mankoli substation (late reported, commissioned in October-2025) | State | D/C | MSETCL | 1 | Nov-25 | 2025-26
Tashiding - Legship |  | D/C | SEPL | 17 | MAR-18 | 2017-18
Haldia TPP (IPCL) - New Haldia (WBSETCL) |  | D/C | IPCHL | 5 | MAY-17 | 2017-18
TRANSMISSION LINES SUMMARY
Sector | No. of Lines | Total Length (cKM)
Central | 346 | 72091
Private | 224 | 25429
State | 1507 | 87309
TOTAL | 570 | 97520

## Existing Substations
INDIA — Existing Substations
Source: NITI Aayog ICED — Substation Details Dataset (Central, State & Private sectors), Feb 2025. URL: https://iced.niti.gov.in
Name | Sector | Voltage Ratio (kV/kV) | Executive Agency | Capacity (MW/MVA) | Month Of Completion | Year Of Completion (FY)
Biswanath Chariyali & Agra HVDC terminal (Pole-I) | Central | ±800 | PGCIL | 1500 | NOV-15 | 2015-16
Angul (ICT-II) | Central | 765/400 | PGCIL | 1500 | APR-15 | 2015-16
Bareilly (ICT-I) | Central | 765/400 | PGCIL | 1500 | APR-15 | 2015-16
Thiruvalam S/S | Central | 765/400 | PGCIL | 1500 | APR-15 | 2015-16
Angul (ICT-III) | Central | 765/400 | PGCIL | 1500 | MAY-15 | 2015-16
Champa Pooling Station(ICT-I) | Central | 765/400 | PGCIL | 1500 | JUN-15 | 2015-16
Vadodara S/S | Central | 765/400 | PGCIL | 3000 | JUN-15 | 2015-16
Vindhyachal Pooling Station (ICT-II) | Central | 765/400 | PGCIL | 1500 | AUG-15 | 2015-16
Angul S/S (ICT-IV) | Central | 765/400 | PGCIL | 1500 | JAN-16 | 2015-16
Purnea (Aug.) (500-315) | Central | 400/220 | PGCIL | 160 | JUN-15 | 2015-16
Biswanath Chariyali S/S | Central | 400/132 | PGCIL | 200 | SEP-15 | 2015-16
Kozhikode S/Stn. (2x315) | Central | 400/220 | PGCIL | 630 | OCT-15 | 2015-16
Madhugiri S/S | Central | 400/220 | PGCIL | 1000 | NOV-15 | 2015-16
Muzaffarpur (ICT) | Central | 400/220 | PGCIL | 500 | DEC-15 | 2015-16
Agra S/S (Aug.) | Central | 400/220 | PGCIL | 315 | JAN-16 | 2015-16
Biswanath Chariyali S/S (ICT-II) | Central | 400/132 | PGCIL | 200 | JAN-16 | 2015-16
Mokokchung (New) | Central | 220/132 | PGCIL | 30 | JUL-15 | 2015-16
Mokokchung (ICT-II) | Central | 220/132 | PGCIL | 30 | AUG-15 | 2015-16
Ara (ICT) | Central | 220/132 | PGCIL | 160 | DEC-15 | 2015-16
Birpara (160-100) (Aug.) | Central | 220/132 | PGCIL | 60 | DEC-15 | 2015-16
Siliguri (160 - 100) (Aug.) | Central | 220/132 | PGCIL | 60 | JAN-16 | 2015-16
Champa Pooling Station ICT-II | Central | 765/400 | PGCIL | 1500 | MAR-16 | 2015-16
Varanasi (GIS) S/S | Central | 765/400 | PGCIL | 3000 | MAR-16 | 2015-16
Bagpat (GIS) ICT-I S/S | Central | 400/220 | PGCIL | 500 | MAR-16 | 2015-16
Kishanganj ICT-I | Central | 400/220 | PGCIL | 500 | MAR-16 | 2015-16
Malekuttaiayur (Extn.) | Central | 400/220 | PGCIL | 500 | MAR-16 | 2015-16
Mandola (Aug.)ICT-I (4x500-4x315) | Central | 400/220 | PGCIL | 185 | MAR-16 | 2015-16
Panchkula | Central | 400/220 | PGCIL | 500 | MAR-16 | 2015-16
Purnea (Replacement) (500-315) | Central | 400/220 | PGCIL | 185 | MAR-16 | 2015-16
Sasaram (Pusali) (Replacement ) ICT-I (500-315) | Central | 400/220 | PGCIL | 185 | MAR-16 | 2015-16
Girdih (2nd Trf.) S/S | Central | 220/132 | DVC | 150 | MAR-16 | 2015-16
Kalyaneswari S/S | Central | 220/132 | DVC | 160 | MAR-16 | 2015-16
Purnea (Replacements ) (160-100) | Central | 220/132 | PGCIL | 60 | MAR-16 | 2015-16
Purnea ICT-II S/S | Central | 220/132 | PGCIL | 160 | MAR-16 | 2015-16
Biswanath Chariyali & Agra HVDC terminal (Pole-II) | Central | 800 | PGCIL | 1500 | AUG-16 | 2016-17
Alipurduar & Agra (Extn.) HVDC s/s (Pole-3) | Central | 800 | PGCIL | 1500 | MAR-17 | 2016-17
Champa & Kurukshetra HVDC s/s (Pole-1) | Central | 800 | PGCIL | 1500 | MAR-17 | 2016-17
Pune (GIS) S/S | Central | 765/400 | PGCIL | 3000 | JUN-16 | 2016-17
Kanpur (GIS) S/S | Central | 765/400 | PGCIL | 3000 | JUL-16 | 2016-17
Champa Pooling Station (ICT-III & IV) | Central | 765/400 | PGCIL | 3000 | SEP-16 | 2016-17
Champa Pooling Station (ICT-V& VI) | Central | 765/400 | PGCIL | 3000 | DEC-16 | 2016-17
Vemagiri Pooling Station (ICT-1) | Central | 765/400 | PGCIL | 1500 | JAN-17 | 2016-17
Extn. Raigarh S/S | Central | 765/400 | PGCIL | 1500 | MAR-17 | 2016-17
Nizamabad Sub station (ICT-I) | Central | 765/400 | PGCIL | 1500 | MAR-17 | 2016-17
Raipur (Extn.) | Central | 765/400 | PGCIL | 1500 | MAR-17 | 2016-17
Vemagiri PS (ICT-II ) | Central | 765/400 | PGCIL | 1500 | MAR-17 | 2016-17
Mandola S/s (Aug.) ICT-II (Replacing 315 MVA with 500 MVA ICT) | Central | 400/220 | PGCIL | 185 | APR-16 | 2016-17
N.P. Kunta Pooling Station S/S (ICT-I) | Central | 400/220 | PGCIL | 500 | APR-16 | 2016-17
Mandola S/s (Aug.) ICT-III (Replacement of 315 MVA by 500 MVA) | Central | 400/220 | PGCIL | 185 | MAY-16 | 2016-17
Balipara (2nd ICT) | Central | 400/220 | PGCIL | 315 | MAY-16 | 2016-17
Saharanpur S/S | Central | 400/220 | PGCIL | 630 | MAY-16 | 2016-17
Bagpat (ICT-II) S/S | Central | 400/220 | PGCIL | 500 | JUN-16 | 2016-17
Jalandhar (Extn.) | Central | 400/220 | PGCIL | 500 | JUN-16 | 2016-17
Pandiabil S/S (ICT-I & II) | Central | 400/220 | PGCIL | 1000 | JUN-16 | 2016-17
Jharkhand Pool (Chandwa) Switching GIS | Central | 400 | PGCIL | 0 | JUL-16 | 2016-17
N.P. Kunta Pooling Station S/S (ICT-II & III) | Central | 400/220 | PGCIL | 1000 | JUL-16 | 2016-17
Somanahalli S/S | Central | 400/220 | PGCIL | 500 | AUG-16 | 2016-17
Ballabhgarh S/S (Replacement of ICT-I & ICT- II) ((500-315) | Central | 400/220 | PGCIL | 370 | SEP-16 | 2016-17
Baripada (Addl.) | Central | 400/220 | PGCIL | 500 | SEP-16 | 2016-17
Extn. at Mysore S/S | Central | 400/220 | PGCIL | 500 | SEP-16 | 2016-17
Kishanganj S/S (ICT-II) | Central | 400/220/33 | PGCIL | 500 | SEP-16 | 2016-17
Maithon S/S (Replacement of ICT-I) (500-315) | Central | 400/220 | PGCIL | 185 | SEP-16 | 2016-17
Patna (Replacement of ICT-I) (500-315) | Central | 400/220 | PGCIL | 185 | SEP-16 | 2016-17
Purnea S/S (Replacement of ICT-II) (500-315) | Central | 400/220 | PGCIL | 185 | SEP-16 | 2016-17
Mandola s/s (Aug.) ICT-IV (Replacing 315 MVA with 500 MVA ICT) | Central | 400/220 | PGCIL | 185 | OCT-16 | 2016-17
Samba (Extn.) S/S | Central | 400/220 | PGCIL | 315 | OCT-16 | 2016-17
Extn. at 400/220 KV Damoh s/s | Central | 400/220 | PGCIL | 500 | NOV-16 | 2016-17
Extn. at Madurai s/s | Central | 400/220 | PGCIL | 500 | DEC-16 | 2016-17
Dehar s/s (Replacement) | Central | 400/220 | PGCIL | 65 | JAN-17 | 2016-17
Dehradun | Central | 400/220 | PGCIL | 630 | JAN-17 | 2016-17
Extn. at Hyderabad S/s | Central | 400/220 | PGCIL | 500 | FEB-17 | 2016-17
Aug. Vijayawada s/s | Central | 400/220 | PGCIL | 500 | MAR-17 | 2016-17
Aug. at Pugalur s/s | Central | 400/220 | PGCIL | 500 | MAR-17 | 2016-17
Champa and Kurukshetra HVDC S/S (Pole - II) | Central | 800 | PGCIL | 1500 | JUN-17 | 2017-18
Alipurduar and Agra (Extn) HVDC S/S (Pole -4) | Central | 800 | PGCIL | 1500 | SEP-17 | 2017-18
Nizamabad s/s (ICT-II) | Central | 765/400 | PGCIL | 1500 | APR-17 | 2017-18
Bay Extn. at 765KV Jabalpur Pooling Station. (Gadarwara Part A) | Central | 765/400 | PGCIL | 0 | MAY-17 | 2017-18
Bay Extn. at 765/400/220KV Lucknow S/stn. | Central | 765 | PGCIL | 0 | MAY-17 | 2017-18
Bay Extn. at 765/400/220KV KanpurS/stn. | Central | 765 | PGCIL | 0 | MAY-17 | 2017-18
Vindhyachal Pooling Station | Central | 765/400 | PGCIL | 1500 | JUL-17 | 2017-18
Bay Extn. at 765/400KV Hyderabad S/stn for 765KV D/C Nizamabad - Hyderabad line | Central | 765/400 | PGCIL | 0 | JUL-17 | 2017-18
Extn. Ranchi S/S | Central | 765/400 | PGCIL | 0 | JUL-17 | 2017-18
Hyderabad (Maheshwaram) (GIS) S/S - (ICT-I) | Central | 765/400 | PGCIL | 1500 | JUL-17 | 2017-18
Hyderabad (Maheshwaram) (GIS) S/S - (ICT-II) | Central | 765/400 | PGCIL | 1500 | SEP-17 | 2017-18
Bay Extn. at 765/400KV Kanpur GIS | Central | 765/400 | PGCIL | 0 | SEP-17 | 2017-18
Chittorgarh S/S (GEC-I) | Central | 765/400 | PGCIL | 3000 | DEC-17 | 2017-18
Ajmer S/S (GEC-I) | Central | 765/400 | PGCIL | 3000 | DEC-17 | 2017-18
Padghe S/S GIS | Central | 765/400 | PGCIL | 3000 | DEC-17 | 2017-18
Orai (ICT-I) | Central | 765/400 | PGCIL | 1000 | MAR-18 | 2017-18
Extn. Vadodara S/S (GIS) | Central | 400/220 | PGCIL | 1000 | APR-17 | 2017-18
Trichy (Extn.) | Central | 400/220 | PGCIL | 500 | JUN-17 | 2017-18
Agra (Extn.) s/s | Central | 400/220 | PGCIL | 315 | JUN-17 | 2017-18
Ballabhgarh S/S (Replacement of ICT-III and ICT- IV) ((500-315) | Central | 400/220 | PGCIL | 370 | JUN-17 | 2017-18
Itarsi S/S | Central | 400/220 | PGCIL | 500 | JUL-17 | 2017-18
Betul (GIS) S/S | Central | 400/220 | PGCIL | 630 | JUL-17 | 2017-18
Gurgaon S/s 4th-ICT (Aug.) (under NRSS-XXXII) | Central | 400/220 | PGCIL | 500 | JUL-17 | 2017-18
Kala Amb S/S (PKATL-TBCB) | Central | 400/220 | PGCIL | 630 | AUG-17 | 2017-18
Mainpuri Extn. | Central | 400/220 | PGCIL | 500 | AUG-17 | 2017-18
Bay Extn. at 400/220KV Sholapur S/stn. | Central | 400 | PGCIL | 0 | SEP-17 | 2017-18
Maithon S/S (Replacement of ICT-II) (500-315) | Central | 400/220 | PGCIL | 185 | OCT-17 | 2017-18
Kaithal s/s (Extn. ) | Central | 400/220 | PGCIL | 315 | OCT-17 | 2017-18
Satna s/s (Extn.) | Central | 400/220 | PGCIL | 500 | OCT-17 | 2017-18
Tumkur (Pavagada) Pooling Station (ICT-I) | Central | 400/220 | PGCIL | 500 | OCT-17 | 2017-18
Narendra S/S - (ICT-I) Repl. | Central | 400/220 | PGCIL | 185 | DEC-17 | 2017-18
Parbati S/S (PS) | Central | 400/220 | PGCIL | 630 | DEC-17 | 2017-18
Bay Extn at 400KV Tuticorin Pooling Stn. | Central | 400 | PGCIL | 0 | DEC-17 | 2017-18
Jamshedpur S/S | Central | 400/220 | PGCIL | 315 | DEC-17 | 2017-18
Gurgaon S/S - (ICT) | Central | 400/220 | PGCIL | 500 | DEC-17 | 2017-18
Tumkur (Pavagada) PS (3x500) (ICT-II) | Central | 400/220 | PGCIL | 500 | FEB-18 | 2017-18
400/220kV Patna S/S | Central | 400/220 | PGCIL | 500 | FEB-18 | 2017-18
Extn. at Sikar S/S | Central | 400/220 | PGCIL | 500 | MAR-18 | 2017-18
Yehlanka | Central | 400/220 | PGCIL | 1000 | MAR-18 | 2017-18
Rewa (ICT-I and II) | Central | 400/220 | PGCIL | 1000 | MAR-18 | 2017-18
Extn at Tirunelveli S/s | Central | 400/220 | PGCIL | 500 | MAR-18 | 2017-18
Extn. at Kozhikode S/s | Central | 400/220 | PGCIL | 500 | MAR-18 | 2017-18
Extn.at Daltonganj S/S | Central | 400/220 | PGCIL | 320 | MAR-18 | 2017-18
Daltonganj (ICT-I) | Central | 400/220 | PGCIL | 315 | MAR-18 | 2017-18
Extn. at Karaikudi s/s | Central | 400/230 | PGCIL | 500 | MAR-18 | 2017-18
Extn. at Arasur S/s | Central | 400/230 | PGCIL | 500 | MAR-18 | 2017-18
Oragadam (3rd Auto) s/s | Central | 230/110 | TANTRANSCO | 100 | MAY-17 | 2017-18
Central CMRL (GIS) (JICA) | Central | 230/110 | TANTRANSCO | 200 | JUN-17 | 2017-18
Kumbakkonam (JICA) S/S | Central | 230/110 | TANTRANSCO | 200 | JUN-17 | 2017-18
Eachangadu S/S | Central | 230/110 | TANTRANSCO | 30 | JUL-17 | 2017-18
Valayapatty | Central | 230/110 | TANTRANSCO | 80 | JUL-17 | 2017-18
Mondipatty (1x80) | Central | 230/110 | TANTRANSCO | 80 | SEP-17 | 2017-18
Jambunathapuram | Central | 230/110 | TANTRANSCO | 200 | NOV-17 | 2017-18
Pudukkottai (Additional Transformer) | Central | 230/110 | TANTRANSCO | 160 | FEB-18 | 2017-18
Anuppankulam (Enhancement from 1x100- 1x60) | Central | 230/110 | TANTRANSCO | 60 | FEB-18 | 2017-18
Savasapuram | Central | 230/110 | TANTRANSCO | 100 | MAR-18 | 2017-18
Balipara S/S -ICT-I (Repl. 1x160-1x50) | Central | 220/132 | PGCIL | 110 | SEP-17 | 2017-18
Raebareli SS (Repl. of 100 MVA to 200MVA)- ICT- 1 | Central | 220/132 | PGCIL | 100 | NOV-17 | 2017-18
(J and K) Khalsti S/S | Central | 220/66 | PGCONSULTANCY | 50 | NOV-17 | 2017-18
(J and K) Leh S/S | Central | 220/66 | PGCONSULTANCY | 125 | NOV-17 | 2017-18
Raebareli SS )Repl. of 100 MVA - 200 MVA)- (ICT- II) | Central | 220/132 | PGCIL | 100 | FEB-18 | 2017-18
Orai (ICT-II) | Central | 765/400 | PGCIL | 1000 | APR-18 | 2018-19
Parli (New) S/s (PPTL -TBCB) | Central | 765/400 | PGCIL | 3000 | APR-18 | 2018-19
Warora PS (PWTL-TBCB) | Central | 765/400 | PGCIL | 3000 | JUN-18 | 2018-19
Srikakulam S/S | Central | 765/400 | PGCIL | 3000 | AUG-18 | 2018-19
Cuddapah S/s | Central | 765/400 | PGCIL | 3000 | OCT-18 | 2018-19
Extn. at Gaya S/S (1x1500 MVA) | Central | 765/400 | PGCIL | 1500 | JAN-19 | 2018-19
Banaskanta S/S | Central | 765/400 | PGCIL | 3000 | FEB-19 | 2018-19
Bhuj Pooling Station | Central | 765/400 | PGCIL | 3000 | MAR-19 | 2018-19
Narendra (ICT-II Repl.) (500-315) | Central | 400/220 | PGCIL | 185 | APR-18 | 2018-19
Boisar (Extn.) | Central | 400/220 | PGCIL | 500 | MAY-18 | 2018-19
Khandwa (Extn.) | Central | 400/220 | PGCIL | 500 | MAY-18 | 2018-19
Tirunelveli Pooling station | Central | 400/220 | PGCIL | 1000 | JUN-18 | 2018-19
Warangal (Extn) | Central | 400/220 | PGCIL | 500 | JUN-18 | 2018-19
Pondicherry (Extn) | Central | 400/230 | PGCIL | 500 | JUN-18 | 2018-19
Khammam (Extn) | Central | 400/220 | PGCIL | 500 | JUN-18 | 2018-19
Gooty (Extn) | Central | 400/220 | PGCIL | 500 | JUN-18 | 2018-19
Degham (Extn) | Central | 400/220 | PGCIL | 500 | JUN-18 | 2018-19
Tumkur (Pavagada) PS ICT-III | Central | 400/220 | PGCIL | 500 | JUL-18 | 2018-19
Parli Switching Station (Extn.) | Central | 400/220 | PGCIL | 1000 | JUL-18 | 2018-19
Silcher ICT-III | Central | 400/132 | PGCIL | 315 | JUL-18 | 2018-19
Extn. at Indore S/s | Central | 400/220 | PGCIL | 1000 | SEP-18 | 2018-19
Extn. at Cuddapah s/s | Central | 400/220 | PGCIL | 500 | SEP-18 | 2018-19
Extn. at NP Kunta S/s | Central | 400/220 | PGCIL | 500 | SEP-18 | 2018-19
Tughlakabad S/S (GIS) | Central | 400/220 | PGCIL | 1500 | OCT-18 | 2018-19
Tughlakabad GIS (4th-ICT) | Central | 400/220 | PGCIL | 500 | NOV-18 | 2018-19
Daltonganj s/s (2nd -ICT) | Central | 400/220 | PGCIL | 315 | NOV-18 | 2018-19
Kala s/s Extn. (3rd ICT) | Central | 400/220 | PGCIL | 500 | NOV-18 | 2018-19
Imphal S/S (upgradation from 132/33kV to 400/132kV) (ICT-I) | Central | 400/132 | PGCIL | 315 | DEC-18 | 2018-19
Extn. at Gaya s/s | Central | 400/220 | PGCIL | 500 | JAN-19 | 2018-19
Up-grading of 132/33 kV Imphal S/S to 400/132 kV (Installation of 7x105 MVA ICT) | Central | 400/132 | PGCIL | 315 | JAN-19 | 2018-19
Rewa (ICT-III) | Central | 400/220 | PGCIL | 500 | FEB-19 | 2018-19
Cuddapah (Extn.) | Central | 400/220 | PGCIL | 500 | FEB-19 | 2018-19
Rajarhat (GIS) S/S (2x500 MVA)1st Unit | Central | 400/220 | PGCIL | 500 | FEB-19 | 2018-19
Patna (Replacement of ICT-II) (500-315) | Central | 400/220 | PGCIL | 185 | FEB-19 | 2018-19
Lucknow (ICT) | Central | 400/220 | PGCIL | 500 | MAR-19 | 2018-19
Hamirpur (ICT) | Central | 400/220 | PGCIL | 315 | MAR-19 | 2018-19
Dismantling/Removal of 4x105 MVA ICT at 400/220KV Misa s/s and addition of 2x500MVA ICT. (ICT-I com | Central | 400/220 | PGCIL | 500 | MAR-19 | 2018-19
Champa and Kurukshetra HVDC Station (Addl.) (Pole-3 ) | Central | 800 | PGCIL | 1500 | NOV-19 | 2019-20
Champa and Kurukshetra HVDC Station (Pole- 4) | Central | 800 | PGCIL | 1500 | MAR-20 | 2019-20
Bikaner S/S (2x1500 MVA) | Central | 765/400 | PGCIL | 3000 | JUL-19 | 2019-20
Bhadla S/S ( ICTs I II and III) | Central | 765/400/220 | PGCIL | 4500 | SEP-19 | 2019-20
Aligarh (PG) 765kV GIS ( creation of 400kV Level) | Central | 765/400 | PGCIL | 1500 | OCT-19 | 2019-20
Jharsuguda (Sundargarh) S/S (Addl.) | Central | 765/400 | PGCIL | 3000 | NOV-19 | 2019-20
Aligarh (PG) 765 kV GIS (Creation of 400 kV level) (ICT-II) | Central | 765/400 | PGCIL | 1500 | DEC-19 | 2019-20
Chilakaluripeta S/S (PSITL - TBCB) | Central | 765/400 | PGCIL | 3000 | JAN-20 | 2019-20
Bhadla S/S ( 3x500) ICT I | Central | 400/220 | PGCIL | 500 | APR-19 | 2019-20
Bongaigaon (2nd ICT) S/s. | Central | 400/220 | PGCIL | 315 | APR-19 | 2019-20
Extn. at Tumkur (Pavagada ) PS (2x500 MVA) | Central | 400/220 | PGCIL | 500 | APR-19 | 2019-20
Bhadla S/S (3x1500 3x500 MVA) (500 MVA ICTs- II and III) | Central | 400/220 | PGCIL | 1000 | MAY-19 | 2019-20
Extn. at Tumkur (Vasantnarrsapur) S/S | Central | 400/220 | PGCIL | 500 | JUN-19 | 2019-20
Extn at Durgapur S/s (3rd ICT) | Central | 400/220 | PGCIL | 315 | JUN-19 | 2019-20
Navi Mumbai (GIS) | Central | 400/220 | PGCIL | 630 | JUN-19 | 2019-20
Rajarhat (GIS) S/S (2x500 MVA) ICT-II | Central | 400/220 | PGCIL | 500 | AUG-19 | 2019-20
Misa (2x500 MVA ) ICT-II | Central | 400/220 | PGCIL | 500 | AUG-19 | 2019-20
Extn. at Biharshariff | Central | 400/220 | PGCIL | 500 | SEP-19 | 2019-20
Augmentation at Bhuj S/S | Central | 400/220 | PGCIL | 1000 | OCT-19 | 2019-20
Uttra (Pindiabil) S/S | Central | 400/220 | PGCIL | 1000 | NOV-19 | 2019-20
Alipurduar HVDC S/S | Central | 400/220 | PGCIL | 630 | NOV-19 | 2019-20
Extn at Dehgam s/s (3rd ICT) | Central | 400/220 | PGCIL | 500 | NOV-19 | 2019-20
Kurukshetra S/S | Central | 400/220 | PGCIL | 1000 | NOV-19 | 2019-20
Yelahanka (GIS) | Central | 400/220 | PGCIL | 1000 | NOV-19 | 2019-20
Extn. at Lakhisarai s/s | Central | 400/132 | PGCIL | 315 | DEC-19 | 2019-20
Extn. at Banka s/s | Central | 400/132 | PGCIL | 315 | DEC-19 | 2019-20
Repl. of 1x315 MVA ICT with 1x500 MVA ICT at Pusauli s/s (ICT-II) | Central | 400/220 | PGCIL | 185 | JAN-20 | 2019-20
Repl. at Malda (50-160) | Central | 220/132 | PGCIL | 110 | OCT-19 | 2019-20
Dhanbad (Auto-Xmer) T/F-I | Central | 220/132 | DVC | 160 | JAN-20 | 2019-20
Raigarh and Pugalur Station with 6000 MW HVDC Terminal (Pole-II) | Central | 800 | PGCIL | 1500 | MAR-21 | 2020-21
Raigarh and Pugalur Station with 6000 MW HVDC Terminal (Pole-I) | Central | 800 | PGCIL | 1500 | SEP-20 | 2020-21
Tehri PS (GIS) (3 ICTs) | Central | 765/400 | PGCIL | 2400 | APR-20 | 2020-21
Medinipur S/s (PM-JTL -TBCB) | Central | 765/400 | PGCIL | 3000 | FEB-21 | 2020-21
Tehri Pooling Station (GIS) (4th ICT) | Central | 765/400 | PGCIL | 800 | JAN-21 | 2020-21
Extn at Meerut substation | Central | 765/400 | PGCIL | 1500 | JUN-20 | 2020-21
Extn. at Bhadla S/s (ICT-I) | Central | 400/220 | PGCIL | 500 | DEC-20 | 2020-21
Extn. at Rourkela S/s (ICT-I) | Central | 400/220 | PGCIL | 315 | DEC-20 | 2020-21
New Mariani S/s (ICT-I) | Central | 400/220 | PGCIL | 500 | DEC-20 | 2020-21
DSTPS ICT-II S/s | Central | 400/220 | DVC | 315 | FEB-21 | 2020-21
Extn. at Rourkela S/stn. (ICT-II) | Central | 400/220 | PGCIL | 315 | FEB-21 | 2020-21
Extan. at Maithon | Central | 400/220 | PGCIL | 500 | JUL-20 | 2020-21
North Trichur Substation | Central | 400/220 | PGCIL | 630 | MAR-21 | 2020-21
Aug. at Gajuwaka (T/F) | Central | 400/220 | PGCIL | 500 | MAR-21 | 2020-21
Repl of 400/220kV Malda S/s (3x315-2x500) | Central | 400/220 | PGCIL | 185 | MAR-21 | 2020-21
Chandauti S/S (ERSS-XXITL-TBCB) | Central | 400/220 | PGCIL | 1500 | MAR-21 | 2020-21
Extn. at Fatehpur S/S | Central | 400/220 | PGCIL | 500 | MAR-21 | 2020-21
Extn. at Saharanpur S/S | Central | 400/220 | PGCIL | 500 | MAR-21 | 2020-21
Mariani New (ICT-II) extn | Central | 400/220 | PGCIL | 500 | MAR-21 | 2020-21
Extension at Amritsar (Balachak) PG Substation | Central | 400/220 | PGCIL | 500 | OCT-20 | 2020-21
Banaskantha s/s | Central | 400/220 | PGCIL | 1000 | SEP-20 | 2020-21
Augmentation at Bhuj S/S (3rd ICT) | Central | 400/220 | PGCIL | 500 | SEP-20 | 2020-21
Pugalur (2000 MW) and Terminal at North Trichur (2000 MW) VSC based HVDC Station (Monopole-II) | Central | 320 | PGCIL | 1000 | MAR-21 | 2020-21
Repl. of 1x50 MVA to 1x160 MVA at Balipara S/stn.(ICT-II) | Central | 220/132 | PGCIL | 110 | APR-20 | 2020-21
DSTPS | Central | 220/132 | DVC | 160 | FEB-21 | 2020-21
Chandauti Sub station (ERSS-XXITL-TBCB) | Central | 220/132 | PGCIL | 600 | MAR-21 | 2020-21
Extn. at Jeypore s/s (ICT-I) | Central | 400/220 | PGCIL | 315 | APR-21 | 2021-22
Sitamarhi S/S ERSS XXITL-TBCB) | Central | 400/220/132 | PGCIL | 1400 | APR-21 | 2021-22
Bhuj S/S | Central | 765/400 | PGCIL | 3000 | MAY-21 | 2021-22
Extn. at Motihari S/S | Central | 400/132 | PGCIL | 315 | MAY-21 | 2021-22
Bhuj S/S | Central | 400/220 | PGCIL | 1500 | MAY-21 | 2021-22
VSC based HVDC Terminal at Pugalur and North Trishur (2000MW) (Monopole-I) | Central | 320 | PGCIL | 1000 | JUN-21 | 2021-22
Raigarh and Pugalur Station with 6000 MW HVDC Terminal (Pole-III) | Central | 800 | PGCIL | 1500 | JUL-21 | 2021-22
Augmentation of Transformation Capacity at 400/200 KV Gajuwaka S/S | Central | 400/220 | PGCIL | 500 | JUL-21 | 2021-22
Extension 765/400/220 kV Fatehgarh-II PS (Jaisalmer) (PGCIL-RTM) | Central | 765/400/220 | PGCIL | 1000 | AUG-21 | 2021-22
Eastablishment of 765/400 Fathehgarh -II PS | Central | 765/400 | PGCIL | 1500 | AUG-21 | 2021-22
Extension 400/220 kV Bikaner (PG) Substation | Central | 400/220 | PGCIL | 500 | AUG-21 | 2021-22
Extn. at 400/220 kV Jabalpur S/S | Central | 400/220 | PGCIL | 500 | AUG-21 | 2021-22
Extn. at 400/220 kV Bhadla | Central | 400/220 | PGCIL | 500 | AUG-21 | 2021-22
Jeerat (New) S/s (PM-JTL -TBCB) | Central | 765/400 | PGCIL | 3000 | SEP-21 | 2021-22
Khetri SS (ICT-I) | Central | 765/400 | PGCIL | 1500 | SEP-21 | 2021-22
400/220/132 kV Saharsa S/S (1x500 MVA ICT of 400/220 kV) (ERSS-XXITL-TBCB) | Central | 400/220 | PGCIL | 500 | SEP-21 | 2021-22
1x500MVA 400/220kV ICT at Fatehgarh-II PS | Central | 400/220 | PGCIL | 500 | SEP-21 | 2021-22
400/220/132 kV Saharsa S/S (2 x 200 MVA ICTs of 220/132 kV) (ERSS-XXITL-TBCB) | Central | 220/132 | PGCIL | 400 | SEP-21 | 2021-22
Raigarh and Pugalur HVDC (Pole-4) | Central | 800 | PGCIL | 1500 | OCT-21 | 2021-22
Establishment of 765/400 kV 2x1500 MVA S/S at Khetri | Central | 765/400 | PGCIL | 1500 | OCT-21 | 2021-22
Fatehgarh-II PS (2nd ICT Bank) | Central | 765/400 | PGCIL | 1500 | OCT-21 | 2021-22
Establishment of 765/400 kV Bhadla-II PS (PGCIL- RTM) | Central | 765/400 | PGCIL | 3000 | OCT-21 | 2021-22
400/220 kV ICT at Jeypore S/S | Central | 400/220 | PGCIL | 315 | OCT-21 | 2021-22
Extn. of 765/400/220 kV Bhadla (PG) S/S (400/220kV ICT-I at Bhadla S/S) | Central | 400/220 | PGCIL | 500 | OCT-21 | 2021-22
Saharsa S/S (2nd 500 MVA ICT) | Central | 400/220 | PGCIL | 500 | OCT-21 | 2021-22
1x1500MVA 765/400kV ICT at Fatehgarh-II | Central | 765/400 | PGCIL | 1500 | NOV-21 | 2021-22
765/400kV ICT at Bhiwani (PG) SS | Central | 765/400 | PGCIL | 1000 | NOV-21 | 2021-22
1x500MVA 400/220 kV ICT at Fatehgarh-II PS | Central | 400/220 | PGCIL | 500 | NOV-21 | 2021-22
400/220kV ICT at Itarsi S/S | Central | 400/220 | PGCIL | 500 | NOV-21 | 2021-22
400/220kV ICT at Sonepat | Central | 400/220 | PGCIL | 500 | NOV-21 | 2021-22
Establishment of 765/400 kV Fatehgarh-II PS (Jaisalmer) ( 500MVA 400/220kV ICT) (PGCIL-RTM) | Central | 400/220 | PGCIL | 500 | DEC-21 | 2021-22
Extn. at 400/220 kV Roorkee (ICT-III) | Central | 400/220 | PGCIL | 500 | DEC-21 | 2021-22
Extn. of 765/400/220 kV Bhadla (PG) (1x500MVA 400/220kV ICT)S/S | Central | 400/220 | PGCIL | 500 | DEC-21 | 2021-22
Extension 400/220 kV Bikaner (PG) Substation (ICT-II) | Central | 400/220 | PGCIL | 500 | JAN-22 | 2021-22
Dhanbad (2 Auto-Xmer) | Central | 220/132 | DVC | 160 | JAN-22 | 2021-22
Dimapur (PG) GIS S/S | Central | 220/132 | PGCIL | 220 | JAN-22 | 2021-22
Burdwan GIS along with associated line bays at Parulia S/s | Central | 220/132 | DVC | 320 | JAN-22 | 2021-22
Extn at New Siliguri s/s (3rd ICT) | Central | 400/220 | PGCIL | 315 | FEB-22 | 2021-22
Tuticorin-II GIS Additional ICT (4th) (PGCIL-RTM) | Central | 400/220 | PGCIL | 500 | FEB-22 | 2021-22
Wardha SS (ICT) | Central | 400/220 | PGCIL | 500 | FEB-22 | 2021-22
Dwarka SS (3x500MVA 400/220kV ICT) | Central | 400/220 | PGCIL | 1500 | FEB-22 | 2021-22
Malda SS (2nd ICT Replacement) (1x315MVA to 1X500MVA ) | Central | 400/220 | PGCIL | 185 | FEB-22 | 2021-22
Rangpo GIS (ICT) | Central | 220/132 | PGCIL | 100 | FEB-22 | 2021-22
Dwarka SS (4th ICT) | Central | 400/220 | PGCIL | 500 | MAR-22 | 2021-22
Seoni (ICT) | Central | 400/220 | PGCIL | 500 | MAR-22 | 2021-22
Extension 765/400/220 kV Bhadla-II PS (Jodhpur) (PGCIL-RTM) | Central | 400/220 | PGCIL | 500 | MAR-22 | 2021-22
Mokokchung (PG) GIS S/S (220/132 kV 30 MVA 3rd ICT) | Central | 220/132 | PGCIL | 30 | MAR-22 | 2021-22
Extn. at 400/220 kV Muzaffarpur S/S (Extn. including ICT) | Central | 400/220 | PGCIL | 500 | APR-22 | 2022-23
Farakka (400/220 kV ICT) S/S | Central | 400/220 | PGCIL | 315 | APR-22 | 2022-23
ICT at Indore | Central | 400/220 | PGCIL | 500 | APR-22 | 2022-23
Extension 765/400/220 kV Fatehgarh-II PS (1500 MVA ICT-4th) | Central | 765/400 | PGCIL | 1500 | MAY-22 | 2022-23
Vadodara (Aug.) (3rd ICT) | Central | 765/400 | PGCIL | 1500 | MAY-22 | 2022-23
ICT Replacement at Ludhiana (1x315 MVA 400/220 kV ICT by 1x500 MVA 400/220 kV ICT) | Central | 400/220 | PGCIL | 185 | MAY-22 | 2022-23
Extension at Bhadla-II PS (ICT) | Central | 400/220 | PGCIL | 500 | MAY-22 | 2022-23
Establishment of 765/400/220 KV Bhuj-II Substation (T/F-I of 1500 MVA) | Central | 765/400 | PGCIL | 1500 | JUN-22 | 2022-23
Establishment of 765/400/220 KV Bhuj-II Substation (4x500 MVA 400/220 kV) | Central | 400/200 | PGCIL | 2000 | JUN-22 | 2022-23
Extension 400/220kV Bhadla-II PS (500MVA ICT) (Fatehgarh-II and Bhadla-II) | Central | 400/220 | PGCIL | 500 | JUN-22 | 2022-23
ICT at Morena | Central | 400/220 | PGCIL | 500 | JUN-22 | 2022-23
Sambhal (400/220 kV2x500 2x160 MVA) | Central | 400/220 | PGCIL | 1320 | JUL-22 | 2022-23
Extension at 765/400/220kV Bhadla-II (500MVA 400/220 kV ICT 6) | Central | 400/220 | PGCIL | 500 | AUG-22 | 2022-23
Fatehgarh-II (400/220 kV 500MVA ICT-6th) | Central | 400/220 | PGCIL | 500 | SEP-22 | 2022-23
Guna s/s | Central | 400/220 | PGCIL | 1000 | SEP-22 | 2022-23
Bhind s/s | Central | 220/132 | PGCIL | 320 | SEP-22 | 2022-23
Extn. at Bhadla-II PS (1500MVA ICT-3rd) at Bikaner (PG) | Central | 765/400 | PGCIL | 1500 | OCT-22 | 2022-23
ICT at Hiriyur SS | Central | 400/220 | PGCIL | 500 | OCT-22 | 2022-23
Establishment of 765/400/220 KV Bhuj-II Substation (ICT-II) | Central | 765/400 | PGCIL | 1500 | NOV-22 | 2022-23
Jauljivi (GIS) s/s | Central | 400/220 | PGCIL | 630 | NOV-22 | 2022-23
Extension at 765/400/220kV Fatehgarh-II (400/220 kV 500MVA ICT-7th) under Phase-II Part B1 | Central | 400/220 | PGCIL | 500 | DEC-22 | 2022-23
ICT at Shujalpur | Central | 400/220 | PGCIL | 500 | JAN-23 | 2022-23
Rampur (400/220 kV 2x500 MVA) | Central | 400/220 | PGCIL | 1000 | JAN-23 | 2022-23
Chandigarh (GIS) Sub station | Central | 220/66 | PGCIL | 320 | JAN-23 | 2022-23
Meerut (765/400 kV 2x1500 MVA) | Central | 765/400 | PGCIL | 3000 | MAR-23 | 2022-23
Rampur (765/400 kV 2x1500 MVA) | Central | 765/400 | PGCIL | 3000 | MAR-23 | 2022-23
1x500MVA 400/220kV ICT at Fatehgarh-II (under Phase II Part B1 ) | Central | 400/220 | PGCIL | 500 | MAR-23 | 2022-23
Simbhavali (400/220 kV2x500 and 220/132KV2x200 MVA) | Central | 400/220 | PGCIL | 1400 | MAR-23 | 2022-23
1x500MVA 400/220kV ICT (8th) at Bhadla (PG) | Central | 400/220 | PGCIL | 500 | MAR-23 | 2022-23
Meerut (400/220 kV 2x500 MVA) | Central | 400/220 | PGCIL | 1000 | MAR-23 | 2022-23
(MAGHALAYA) Mawngap (GIS) (Upgradation) | Central | 220/132 | PGCONSULTANCY | 320 | MAR-23 | 2022-23
(MAGHALAYA) New Shillong (GIS) | Central | 220/132 | PGCONSULTANCY | 320 | MAR-23 | 2022-23
(Assam) Amingaon (GIS) | Central | 220/132 | PGCONSULTANCY | 320 | MAR-23 | 2022-23
(Assam) Behiating (New Dibrugarh) | Central | 220/132 | PGCONSULTANCY | 200 | MAR-23 | 2022-23
(Assam) Samaguri (Aug.) (160-50) T/F-I | Central | 220/132 | PGCONSULTANCY | 110 | MAR-23 | 2022-23
(Assam) Samaguri (Aug.) (160-50) T/F-II | Central | 220/132 | PGCONSULTANCY | 110 | MAR-23 | 2022-23
765/400 1x1500MVA T/F (3rd) at Bikaner(PG) | Central | 765/400 | PGCIL | 1500 | APR-23 | 2023-24
Extn. at Bhadla-II PS (500MVAICT-2nd 3rd 4th and 5th ) at Bikaner (PG) Fategarh-II and Bhadla-II) | Central | 400/220 | PGCIL | 500 | APR-23 | 2023-24
Replacement of 1x315 MVA 400/220kV ICT (ICT- 1) at 400/220 kV Ludhiana (PG) S/s with 1x500 MVA | Central | 400/220 | PGCIL | 185 | MAY-23 | 2023-24
1x500MVA 400/220kV ICT (3rd) at Ranchi (PG) S/S | Central | 400/220 | PGCIL | 500 | MAY-23 | 2023-24
1x500MVA 400/220kB ICT(7th) at Bhadla-II SS underunder Transmission system strengthening Scheme for | Central | 400/220 | PGCIL | 500 | MAY-23 | 2023-24
Extension 765/400/220kV Bhadla-II PS (500MVA ICT- 5th)(Out of which 3 commissioned) | Central | 400/220 | PGCIL | 500 | MAY-23 | 2023-24
Replacement of 1x250 MVA 400/220 kV ICT at 765/400/220 kV Moga (PG) S/s with 1x500 MVA 400/220kV ICT | Central | 400/220 | PGCIL | 250 | MAY-23 | 2023-24
1x500 MVA 400/220 kV ICT (3rd) at Sohawal (PG) | Central | 400/220 | PGCIL | 500 | JUN-23 | 2023-24
1x500MVA 400/220kV ICT at Kochi SS | Central | 400/220 | PGCIL | 500 | 2023-07-01T00:00:00.000Z | 2023-24
765/400/220kV Extension at Fatehgarh-II (400/220kV 500MVA (9th )) | Central | 400/220 | PGCIL | 500 | 2023-07-01T00:00:00.000Z | 2023-24
Aug. of 1x315MVA 400/220kV ICT to 1x500MVA 400/220kV ICT at Patiala (PG) S/S | Central | 400/220 | PGCIL | 500 | 2023-07-01T00:00:00.000Z | 2023-24
1x500MVA400/230kV ICT-5 (4th) at Tuticorin under Evacuation of RE inTirunelveli and Tuticorin WEZ | Central | 400/230 | PGCIL | 500 | AUG-23 | 2023-24
1x 500MVA 400/220kV ICT (1st) at Fatehgarh-III (Ramgarh-II) | Central | 400/220 | PGCIL | 500 | SEP-23 | 2023-24
1x500MVA 400/220kV ICT (3rd) at Bhatapara (PG) | Central | 400/220 | PGCIL | 500 | SEP-23 | 2023-24
220/132 kV Transformer (3rd) at Salakati (NERSS-XI) | Central | 220/132 | PGCIL | 100 | SEP-23 | 2023-24
1x 500MVA 400/220kV ICT (3rd) at Fatehgarh-III (Ramgarh-II) under phase-II- Part A | Central | 400/220 | PGCIL | 500 | OCT-23 | 2023-24
1x 500MVA 400/220kV ICT (2nd) at Fatehgarh-III (Ramgarh-II) under phase-II- Part A | Central | 400/220 | PGCIL | 500 | OCT-23 | 2023-24
1x 500MVA 400/220kV ICT (4th) at Fatehgarh- III (Ramgarh-II) under Transmission system strengthening scheme for evacuation of power from solar energy zones in Rajasthan (8.1 GW) under phase-II- Part A SPV Name: POWERGRID Ramgarh Transmission Limited | Central | 400/220 | PGCIL | 500 | Nov-23 | 2023-24
1x500MVA 400/220kV ICT along with associated bays at Kurukshetra (PG) GIS SS under Augmentation of transformation capacity at 400/220 kV Kurkshetra (PG) Substation & 400/220 kV Patiala Substation | Central | 400/220 | PGCIL | 500 | Nov-23 | 2023-24
1X500MVA 400/220KV ICT (3rd) at Palakkad (PG) SS under Augmentation of Transformation Capacity in Southern Region | Central | 400/220 | PGCIL | 500 | Dec-23 | 2023-24
Repl. of 220/132KV 1X50 MVA TO 1X160 MVA ICT at Kopili S/S Under North Eastern Region Strengthening Scheme -III | Central | 220/132 | PGCIL | 100 | Dec-23 | 2023-24
1X500MVA 400/230KV 4TH ICT at Tuticorin-II GIS S/S Under Evacuation of RE inTirunelveli & Tuticorin WEZ (TN) 500MW | Central | 400/230 | PGCIL | 500 | Dec-23 | 2023-24
1x1500MVA 765/400kV ICT (3rd) at Nizamabad (PG) SS (2x1500MVA already existing) | Central | 765/400 | PGCIL | 1500 | Jan-24 | 2023-24
1X500MVA 400/220KV ICT-1 at BIKANER-II | Central | 400/220 | PGCIL | 500 | Jan-24 | 2023-24
Replacement of 1X315MVA 400/220KV ICT by 1X500MVA at TRICHY Under Add Cap Works- NLCT2_Block 2019-24 | Central | 400/220 | PGCIL | 185 | Jan-24 | 2023-24
765/400/220kV Extension at Fatehgarh-II 765/400kV, 1500MVA 6th ICT (Transmission system strengthening Scheme for evacuation of power from solar energy zones in Rajasthan (8.1 GW) under Phase II – Part B1) | Central | 765/400 | PGCIL | 1500 | Feb-24 | 2023-24
1X500MVA 400/220KV ICT-2 at BIKANER-II (Implementation of 220 kV bays for RE generators and 400/220kV ICTs at Bikaner II PS) | Central | 400/220 | PGCIL | 500 | Mar-24 | 2023-24
2X500MVA 400/220KV ICT-1 & 2 at Mohanlalganj (MOHANLALGANJ TRANSMISSION LIMITED) :INTRASTATE Project (UP) | Central | 400/220 | PGCIL | 1000 | Mar-24 | 2023-24
2X200MVA 220/132KV ICT-1 & 2 at Mohanlalganj (MOHANLALGANJ TRANSMISSION LIMITED) :INTRASTATE Project (UP) | Central | 220/132 | PGCIL | 400 | Mar-24 | 2023-24
1x500MVA 400/220kV ICT (3rd) at Kolar (PG) SS under Augmentation of Transformation Capacity in Southern Region | Central | 400/220 | PGCIL | 500 | Mar-24 | 2023-24
1x500MVA, 400/230kV ICT (4th) at Hosur SS under Augmentation of Transformation capacity by 1x500MVA, 400/230kV ICT (4th) and common facility works at Hosur SS | Central | 400/230 | PGCIL | 500 | Mar-24 | 2023-24
2x500 MVA, 400/220 kV ICT 1& 2 at Neemuch under Transmission system for evacuation of power from Neemuch Solar Park (1000 MW): SPV Name:POWERGRID Neemuch Transmission System Limited | Central | 400/220 | PGCIL | 1000 | Mar-24 | 2023-24
1X500MVA, 400/220kV ICT (6th) at Pavagada under Augmentation of Transformation capacity by 1X500MVA, 400/220kV ICT (6th) and common facility works at Pavagada (Tumkur) PS | Central | 400/220 | PGCIL | 500 | Mar-24 | 2023-24
1x500MVA 400/220kV ICT (3rd) ICT at Raigarh under Augmentation of transformation capacity by 1x500MVA 400/220kV ICT (3rd) ICT at Raigarh PG | Central | 400/220 | PGCIL | 500 | Mar-24 | 2023-24
1X500MVA 400/220KV ICT (8TH) at 765/400KV Bhadla-II PS under Transmission system strengthening Scheme for evacuation of power from solar energy zones in Rajasthan (8.1 GW) under Phase II – Part B1 | Central | 400/220 | PGCIL | 500 | Mar-24 | 2023-24
1X500 MVA 400/220KV ICT-1 at Bikaner-II PS (Phase-IV (Part 1) Bikaner Complex- PART E | Central | 400/220 | PGCIL | 500 | MAY-24 | 2024-25
1x1500MVA ICT at Padghe (GIS) Trans. Network Expansion in Gujarat to increase ATC from ISTS Part B | Central | 765/400 | PGCIL | 1500 | June-24 | 2024-25
1X500MVA ICT(4TH) at ARASUR s/s (Aug. of T/F Capacity by 500 MVA ICT(4th) at Arasur) | Central | 400/230 | PGCIL | 500 | June-24 | 2024-25
Shifting of ICT from Ludiana to Bhinmal(PG) SS (Aug. of T/F capacity at Bhinmal (PG) SS by ICT 3rd) | Central | 400/220 | PGCIL | 315 | June-24 | 2024-25
1X1500 MVA 765/400 KV (5th) ICT at Fatehgarh-II PS (Rajasthan (8.1 GW) under Phase II- Part- A1) | Central | 765/400 | PGCIL | 1500 | July-24 | 2024-25
1X500 MVA, 400/220 kV ICT-2 at Bikaner-II PS (Phase-IV (Part 1) Bikaner Complex- PART E) | Central | 400/220 | PGCIL | 500 | July-24 | 2024-25
220KV GIS Infrastructure at MTPS | Central | 400/220 | DVC | 315 | Aug-24 | 2024-25
1x500 MVA 400/220 kV ICT 3rd at Bikaner PS to Cater N-1 Contigency at Bikaner PS (Rajasthan) | Central | 400/220 | PGCIL | 500 | Aug-24 | 2024-25
1X500 MVA 400/220 kV (2nd) ICT at Shikrapur (PG) GIS under Western Region Expansion Scheme-XXVI | Central | 400/220 | PGCIL | 500 | Aug-24 | 2024-25
1X200 MVA 220/132 kV (4th) ICT at Ara POWERGRID S/S under ER Expansion Scheme- XXXVI (ERES-XXXVI) | Central | 220/132 | PGCIL | 200 | Aug-24 | 2024-25
1X1500 MVA 765/400 kV ICT (4th) at 765/400 kV Bhadla-II PS under (Phase -II Part -BI) | Central | 765/400 | PGCIL | 1500 | Sep-24 | 2024-25
1X500 MVA, 400/220 kV (1st) ICT at Shikrapur (PG) GIS under Western Region Expansion Scheme-XXVI | Central | 400/220 | PGCIL | 500 | Sep-24 | 2024-25
1X500 MVA, 400/220 kV (1st) ICT at Raipur Pool S/s ( WRES XXVIII (Project: WRES-XXVIII & WRES- XXIX) | Central | 400/220 | PGCIL | 500 | Sep-24 | 2024-25
1X500 MVA, 400/220 kV (2nd) ICT at Raipur Pool S/s (WRES XXVIII (Project: WRES-XXVIII & WRES- XXIX) | Central | 400/220 | PGCIL | 500 | Sep-24 | 2024-25
1X500 MVA, 400/220 kV (4th) ICT at Mysore under Aug. of transformation capacity at Mysore | Central | 400/220 | PGCIL | 500 | Sep-24 | 2024-25
1x500 MVA ICT (3rd ) at 400/220 kV Bahadurgarh (PG) S/s under Aug. of ISTS of HVPNL TS | Central | 400/220 | PGCIL | 500 | Sep-24 | 2024-25
Aug. by 1x500 MVA 400/220 kV ICT (3rd )at 400/220 kV Jind (PG) S/s under Aug. of ISTS for HVPNL TS | Central | 400/220 | PGCIL | 500 | Sep-24 | 2024-25
1x1500 MVA 765/400kV ICT-1 at Sikar-II s/s (Rajasthan (8.1 GW) under phase-II- Part C) | Central | 765/400 | PGCIL | 1500 | Oct-24 | 2024-25
1X1500MVA 765/400 KV ICT-3rd at Raigarh Kotra Section-A) | Central | 765/400 | PGCIL | 1500 | Oct-24 | 2024-25
1x1500 MVA 765/400kV ICT-2 at Sikar-II s/s (Rajasthan (8.1 GW) under phase-II- Part C) | Central | 765/400 | PGCIL | 1500 | Oct-24 | 2024-25
1X500MVA ICT-1 at Banka S/S along with Extn. of 400KV AIS Switch. and creation of 220KV GIS at Banka | Central | 400/220 | PGCIL | 500 | Oct-24 | 2024-25
1X500MVA ICT-2 at Banka S/S along with Extn. of 400KV AIS Switch. and creation of 220KV GIS at Banka | Central | 400/220 | PGCIL | 500 | Oct-24 | 2024-25
Banaskantha SS (Transmission network expansion in Gujarat to increase its ATC from ISTS Part C) | Central | 765/400 | PGCIL | 1500 | Nov-24 | 2024-25
220 kV GIS Infrastructure at RTPS | Central | 400/220 | DVC | 630 | Nov-24 | 2024-25
1X500 MVA 400/220 kV ICT-3 at Bikaner II PS (Phase-IV (Part 1) Bikaner Complex- PART E) | Central | 400/220 | PGCIL | 500 | Nov-24 | 2024-25
1X500 MVA, (3rd) ICT at Raipur Pool S/s (WRES XXVIII {Project name: WRES-XXVIII & WRES-XXIX) | Central | 400/220 | PGCIL | 500 | Dec-24 | 2024-25
1X500 MVA, ICT-1 at Dharamjaigarh S/s (WRES XXIX {Project name: WRES-XXVIII & WRES-XXIX) | Central | 400/220 | PGCIL | 500 | Dec-24 | 2024-25
1X500 MVA 400/220kV ICT-4 at Bikaner-II PS (Phase-IV (Part 1) Bikaner Complex- PART E) | Central | 400/220 | PGCIL | 500 | Dec-24 | 2024-25
1X500 MVA, 400/220 kV ICT-2 at Dharamjaigarh S/s under WRES XXIX | Central | 400/220 | PGCIL | 500 | Jan-25 | 2024-25
1x1500 MVA 765/400 kV ICT (3rd) at Pune (PG) GIS under Western Region Expansion Scheme- XXXI Part C | Central | 765/400 | PGCIL | 1500 | Feb-25 | 2024-25
1x500 MVA 400/220 kV ICT (6th) at Fatehgarh-II PS (PG) to cater the N-1 Contigenecy | Central | 400/220 | PGCIL | 500 | Feb-25 | 2024-25
1X500 MVA 400/220 kV ICT-7th at Bikaner-II PS REZ (Phase-IV (Part 1) Bikaner Complex- PART E) | Central | 400/220 | PGCIL | 500 | Feb-25 | 2024-25
Kurnool-III (ICT3)(Trans. Sys. for Kurnool Wind Energy Zone/ Solar Energy Zone (AP)-Part-A & Part-B) | Central | 765/400 | PGCIL | 1500 | Mar-25 | 2024-25
Kurnool-III (ICT1&2)(Trans. Sys. for Kurnool Wind Energy Zone/Solar Energy Zone (AP)-Part-A & B) | Central | 765/400 | PGCIL | 3000 | Mar-25 | 2024-25
Navsari SS (ICT 1& 2) (Trans. Network Expansion in Gujarat to increase its ATC from ISTS Part B) | Central | 400/220 | PGCIL | 1000 | Mar-25 | 2024-25
Kurnool-III (ICT-1to4, 6&7)(Trans. Sys. for Kurnool Wind Energy Zone/Solar Energy Zone(AP)-Part- A&B) | Central | 400/220 | PGCIL | 3000 | Mar-25 | 2024-25
1X500 MVA, 400/220 kV ICT (3rd) ICT at Bikaner-II PS (8th ICT) (Aug. at Bikaner-II PS ICT(3rd)-PBTSL | Central | 400/220 | PGCIL | 500 | Mar-25 | 2024-25
2x1500 MVA, 765/400 kV ICT-1 & 2 at Navsari (New) Substation under Project: Transmission Network Expansion in Gujarat to increase its ATC from ISTS Part B | Central | 765/400 | PGCIL | 3000 | Apr-25 | 2025-26
1x1500 MVA, 765/400 kV ICT-1 at KPS 2 Substation under Project: Establishment of Khavda Pooling Station-2 (KPS2) in Khavda RE Park | Central | 765/400 | PGCIL | 1500 | Apr-25 | 2025-26
1x1500 MVA, 765/400 kV ICT-1 at Fathehgarh- 3 (New Section) under Project: Transmission system for evacuation of power from REZ in Rajasthan (20GW) under Phase-III Part E1 | Central | 765/400 | PGCIL | 1500 | Apr-25 | 2025-26
1x1500 MVA, 765/400 kV ICT-1 at KPS3 Substation under Project: Establishment of Khavda Pooling Station-3 (KPS3) in Khavda RE Park (SPV Name: POWERGRID KPS3 TRANSMISSION LIMITED) | Central | 765/400 | PGCIL | 1500 | Jun-25 | 2025-26
1x1500 MVA, 765/400 kV ICT-2 at Fathehgarh-3 (New Section) under Project: Transmission system for evacuation of power from REZ in Rajasthan (20GW) under Phase-III Part E1- Given to PRTL (POWERGRID Ramgarh Transmission Limited) | Central | 765/400 | PGCIL | 1500 | Jun-25 | 2025-26
2x160 MVA, 220/132 kV ICT-1&2 at Namsai S/S under Project: System Strengthening Scheme for Eastern and North Eastern Regions (SPV Name: POWERGRID ER NER Transmission Limited) NERSS-XV | Central | 220/132 | PGCIL | 320 | Jun-25 | 2025-26
2x1500 MVA, 765/400 kV ICT-2 & 3 at KPS3 Substation under Project: Establishment of Khavda Pooling Station-3 (KPS3) in Khavda RE Park (SPV Name: POWERGRID KPS3 TRANSMISSION LIMITED) | Central | 765/400 | PGCIL | 3000 | Jul-25 | 2025-26
1x1500 MVA, 765/400 kV ICT-2 at KPS2 Substation under Project: Establishment of Khavda Pooling Station-2 (KPS2) in Khavda RE Park (SPV: POWERGRID KPS2 TRANSMISSION LIMITED) | Central | 765/400 | PGCIL | 1500 | Jul-25 | 2025-26
1X1500MVA, 765/400 KV ICT-5th at Raigarh Kotra Section B under Project: Western Region Expansion Scheme-XXV (WRES-XXV) | Central | 765/400 | PGCIL | 1500 | Jul-25 | 2025-26
1x500 MVA, 400/220 kV ICT-1 at Fathehgarh-3 (New Section) under Project: Transmission system for evacuation of power from REZ in Rajasthan (20GW) under Phase-III Part E1- Given to PRTL (POWERGRID Ramgarh Transmission Limited) | Central | 400/220 | PGCIL | 500 | Jul-25 | 2025-26
1x1500 MVA, 765/400 kV 4th ICT at Bikaner Substation under Project: Transmission Sysytem for evacuation of Power from Rajasthan Phase-IV Part -I Bikaner Complex Part E | Central | 765/400 | PGCIL | 1500 | Aug-25 | 2025-26
1x500 MVA, 400/220 kV (4th) ICT at Nalagarh Substation under Project: Augmentation of Transformation Capacity at 400/220 kV Nalagarh substation by 400/220 kV, 1x500 MVA (4th) ICT | Central | 400/220 | PGCIL | 500 | Aug-25 | 2025-26
1x500 MVA, 400/220 kV (3rd) ICT at Hassan Substation under Project: Augmentation of Transformation Capacity at 400/220 kV Hassan Substation in Karnataka by 400/220 kV, 1x500 MVA ICT (3rd) | Central | 400/220 | PGCIL | 500 | Aug-25 | 2025-26
1x500 MVA, 400/220 kV ICT-2 at Fathehgarh-3 (New Section) under Project: Transmission system for evacuation of power from REZ in Rajasthan (20GW) under Phase-III Part E1- Given to PRTL (POWERGRID Ramgarh Transmission Limited) | Central | 400/220 | PGCIL | 500 | Aug-25 | 2025-26
1x1500 MVA, 765/400 kV ICT-3 at Fathehgarh-3 (New Section) under Project: Transmission system for evacuation of power from REZ in Rajasthan (20GW) under Phase-III Part E1- Given to PRTL (POWERGRID Ramgarh Transmission Limited) | Central | 765/400 | PGCIL | 1500 | Sep-25 | 2025-26
2x1500 MVA, 765/400 kV ICT-1 & 2 at Ahmedabad New SS under Project: Transmission scheme for evacuation of 4.5GW RE injection at Khavda PS under Phase II- Part C (POWERGRID Khavda II C Transmission Limited) | Central | 765/400 | PGCIL | 3000 | Sep-25 | 2025-26
3x1500 MVA, 765/400 kV ICT-1,2 and 3 at Narela GIS under Project: Transmission system strengthening scheme for evacuation of power from solar energy zones in Rajasthan (8.1 GW) under phase- II- Part G (SPV Name: POWERGRID Narela Transmission Limited) | Central | 765/400 | PGCIL | 4500 | Oct-25 | 2025-26
Replacement of 315 MVA ICT-3 with 500 MVA ICT at Bawana (DTL) Substation under Project: Replacement of 400/220 kV , 315 MVA ICT-3 with 400/220 kV,500 MVA ICT at 400/220/66 kV Bawana (DTL) Substation | Central | 400/220 | PGCIL | 185 | Oct-25 | 2025-26
1X500 MVA, 400/220 kV ICT-5 at Kurnool- III under Project: Transmission System for Kurnool Wind Energy Zone/ Solar Energy Zone (AP) – Part-A & Part-B | Central | 400/220 | PGCIL | 500 | Oct-25 | 2025-26
1x1500 MVA, 765/400 kV ICT-3 at KPS 2 Substation under Project: Establishment of Khavda Pooling Station-2 (KPS2) in Khavda RE Park (SPV: POWERGRID KPS2 TRANSMISSION LIMITED) | Central | 765/400 | PGCIL | 1500 | Nov-25 | 2025-26
1X1500 MVA, 765/400 KV ICT-7th at Raigarh Kotra (Section B) under Project: Western Region Expansion Scheme-XXV (WRES-XXV) | Central | 765/400 | PGCIL | 1500 | Nov-25 | 2025-26
1x1500 MVA, 765/400 kV ICT-3 at Ahmedabad New SS under Project: Transmission scheme for evacuation of 4.5GW RE injection at Khavda PS under Phase II- Part C (POWERGRID Khavda II C Transmission Limited) | Central | 765/400 | PGCIL | 1500 | Nov-25 | 2025-26
1x1500 MVA, 765/400 kV ICT-4 at KPS 2 Substation under Project: Establishment of Khavda Pooling Station-2 (KPS2) in Khavda RE Park | Central | 765/400 | PGCIL | 1500 | Dec-25 | 2025-26
1x500 MVA, 400/220 kV ICT-3 at Fathehgarh-3 (New Section) under Project: Transmission system for evacuation of power from REZ in Rajasthan (20GW) under Phase-III Part E1- Given to PRTL | Central | 400/220 | PGCIL | 500 | Dec-25 | 2025-26
Hazira S/S | Private | 400/220 | EPTCL | 1000 | JUL-15 | 2015-16
Rewa Road (GIS) | Private | 400/220 | SEUPPTCL | 630 | NOV-15 | 2015-16
Greater Noida AIS (ICT-2) | Private | 765/400 | WUPPTCL | 1500 | APR-16 | 2016-17
Mainpuri S/S (ICT-1) | Private | 765/400 | SEUPPTCL | 1000 | JAN-17 | 2016-17
Sikandrabad AIS (ICT-2) | Private | 400/220 | WUPPTCL | 500 | APR-16 | 2016-17
Patran S/S (ICT I & II) (PTL - TBCB) | Private | 400/220 | PATRANTCL | 1000 | JUN-16 | 2016-17
Sikandrabad AIS (ICT-1) | Private | 400/220 | WUPPTCL | 500 | JUN-16 | 2016-17
Alwar S/S | Private | 400/220 | APL | 630 | FEB-17 | 2016-17
Deedwana S/S | Private | 400/220/132 | APL | 630 | FEB-17 | 2016-17
400 KV Gonda S/s | Private | 220/132 | SEUPPTCL | 200 | FEB-17 | 2016-17
Hapur AIS (ICT-II) | Private | 765/400 | WUPPTCL | 1500 | AUG-17 | 2017-18
Hapur (New) ICT-I | Private | 765/400 | WUPPTCL | 1500 | JAN-18 | 2017-18
Darbhanga (GIS) (DMTCL - TBCB) | Private | 400/220 | ESSEL | 1000 | APR-17 | 2017-18
Nehtaur (Bijnor) (New) AIS | Private | 400/132 | WUPPTCL | 200 | JUN-17 | 2017-18
Gonda AIS | Private | 400/220 | SEUPPTCL | 630 | JUL-17 | 2017-18
Motihari (GIS) (DMTCL -TBCB) | Private | 400/132 | ESSEL | 400 | AUG-17 | 2017-18
Ataur | Private | 400/220 | WUPPTCL | 500 | SEP-17 | 2017-18
Indirapuram (New) | Private | 400/220 | WUPPTCL | 1000 | OCT-17 | 2017-18
Ataur (New)- ICT-II | Private | 400/220 | WUPPTCL | 500 | NOV-17 | 2017-18
Dasna GIS | Private | 400/220 | WUPPTCL | 630 | NOV-17 | 2017-18
Morena S/S (C-WRTL - TBCB) | Private | 400/220 | APL | 630 | FEB-18 | 2017-18
Ataur (3x60 MVA) | Private | 220/33 | WUPPTCL | 180 | SEP-17 | 2017-18
Amargarh (GIS) S/S (NRSS-XXIX TL - TBCB) | Private | 400/220 | SGL | 630 | AUG-18 | 2018-19
GSS Ranpur Kota S/S | Private | 220/132/33 | APL | 210 | FEB-19 | 2018-19
Khandwa PS (KTL - TBCB) | Private | 765/400 | SGL | 3000 | MAR-20 | 2019-20
Prithala (Palwal) (GIS) (GPTL - TBCB) | Private | 400/220 | SGL | 1000 | JUL-19 | 2019-20
Kadarpur (Gurgaon ) (GIS) (GPTL - TBCB) | Private | 400/220 | SGL | 1000 | NOV-19 | 2019-20
Sohna Road (Gurgaon) (GIS) (GPTL - TBCB) | Private | 400/220 | SGL | 1000 | APR-20 | 2020-21
P.K. Bari S/S (NER-II TL- TBCB) | Private | 400/132 | SGL | 630 | JAN-21 | 2020-21
Surajmaninagar (NER-II TL -TBCB) | Private | 400/132 | SGL | 630 | JAN-21 | 2020-21
New Kohima S/s (K-MTL-TBCB) | Private | 400/220 | KPTL | 1000 | JUL-20 | 2020-21
Badaun GIS (OBTL) | Private | 400/220/132 | APL | 950 | MAR-21 | 2020-21
Dhanbad New s/s (NKTL-TBCB) | Private | 400/220 | APL | 1000 | JUL-21 | 2021-22
Jam Khambhaliya GIS | Private | 400/220 | APL | 2000 | APR-22 | 2022-23
Lakadia s/s | Private | 765/400 | APL | 3000 | OCT-22 | 2022-23
Warangal (New) S/S with 2X1500 MVA transformers and 2X240 MVAR bus reactors. | Private | 765/400 | APL | 3000 | SEP-23 | 2023-24
2x500MVA (400/230 kV) Karur Pooling Station | Private | 400/230 | ADANI | 1000 | OCT-23 | 2023-24
3 x 500 MVA ICT GIS Buildings at Vikhroli | Private | 400/220 | ADANI | 1500 | OCT-23 | 2023-24
Koppal (PS) | Private | 400/220 | RENEW | 1500 | OCT-23 | 2023-24
Augmentation of 400/220 KV Koppal Substation with 2x500 MVA ICTs | Private | 400/220 | RENEW | 1000 | Jan-24 | 2023-24
Establishment of 3X1500 MVA 765/400 kV Khavda (GIS) with 1X330 MVAR 765 kV bus reactor and 1X125 MVAR 420 kV bus reactor | Private | 765/400 | ADANI | 4500 | Feb-24 | 2023-24
Pachora Substation (3x500 MVA T/F) | Private | 400/220 | G R INFRA | 1500 | Feb-24 | 2023-24
Establishment of 2x500MVA, 400/220kV near Kallam PS | Private | 400/220 | INDIGRID | 1000 | Mar-24 | 2023-24
Gadag PS (Trans Scheme for Solar Energy Zone in Gadag (1000 MW) Karnataka Part-A Phase-I) | Private | 400/220 | RENEW | 1000 | Sep-24 | 2024-25
Vapi -II (Western Region Strengthening Scheme-XIX (WRSS-XIX and NERSS - IX) | Private | 400/220 | STERLITE | 1000 | Sep-24 | 2024-25
Xeldem New SS (GTTPL - TBCB) | Private | 400/220 | STERLITE | 1000 | Oct-24 | 2024-25
Nangalbibra 220/132 kV (2x160MVA) | Private | 220/132 | STERLITE | 320 | Oct-24 | 2024-25
Augmentation of transformation capacity 1X500 MVA ICT (3rd ) at patran (GIS) S/s (RTM) | Private | 400/220 | INDIGRID | 500 | Dec-24 | 2024-25
Aug. of transformation capacity at Kallam PS by 400/220 INDIGRID 1000 2x500 MVA, 400/220 kV ICTs (3rd & 4th) (ISTS_RTM) | Private | 400/220 | INDIGRID | 1000 | Jan-25 | 2024-25
Aug. of Khavda PS1 by 2X1500 MVA,765/400kV ICT (MVA:6000) (Late reported-commisioned in Feb 2025) | Private | 765/400 | MEGHA | 3000 | Mar-25 | 2024-25
ACME Solar Holdings limited PS at Jaisalmer (4x315 MVA) (Late reported, commissioned in Oct- 24) | Private | 400/33 | ACME | 1260 | Mar-25 | 2024-25
Adani Green Energy Limited (PSS-13) at Khavda RE Park Gujarat (Late Reported Commissioned Jan-25) | Private | 400/33 | ADANIGREEN | 1320 | Mar-25 | 2024-25
Adani Green Energy Limited (PSS-05) at Khavda RE Park Gujarat (Late Reported Comm. Apr-24) | Private | 400/33 | ADANIGREEN | 660 | Mar-25 | 2024-25
Adani Green Energy Limited (PSS-04) at Khavda RE Park Gujarat (Late Reported Comm. Feb-25) | Private | 400/33 | ADANIGREEN | 660 | Mar-25 | 2024-25
Adani Renewable Energy Holding Four Limited at Badi Sid,Rajasthan (Late Reported Comm. Sep-24) | Private | 400/33 | AREHFL | 660 | Mar-25 | 2024-25
RGESL Pooling S/S at Solapur, Maharashtra (Late Reported Commissioned Jan-25) | Private | 400/33 | Renew Green Energy | 225 | Mar-25 | 2024-25
Sarjan Realities Private Limited at (PSS-09) Khavda RE Park Gujarat ((Late Reported Comm. Nov-24) | Private | 400/33 | Sarjan Realities | 660 | Mar-25 | 2024-25
Adani Renewable Energy Holding Four Limited at Bhimsar, Rajasthan ((Late Reported Comm. Nov- 24) | Private | 220/33 | AREHFL | 500 | Mar-25 | 2024-25
RSJPL Pooling S/S at Jaisalmer | Private | 220/33 | Renew Surya Jyoti | 210 | Mar-25 | 2024-25
RSRPL Pooling S/S (Late Reported Commissioned May-24) | Private | 220/33 | Renew Surya Roshni | 200 | Mar-25 | 2024-25
RSVPL Pooling S/S at Jaisalmer | Private | 220/33 | Renew Surya Vihaan | 200 | Mar-25 | 2024-25
M/s Sembcorp Green Infra Private Limiteds generation (PS) at Koppal (Late Reported Comm. Sep-24) | Private | 220/33 | Sembcorp Green Infra | 320 | Mar-25 | 2024-25
Serentica Renewables India Private Limited(SRIPL) PS at Bikaner,Rajasthan(Late Reported Apr-24) | Private | 220/33 | Serentica Renewables | 550 | Mar-25 | 2024-25
Serentica Renewables India1 Private Limited (SRI1PL)PS atKoppal,Karnataka (Late Reported Comm.May-24) | Private | 220/33 | Serentica Renewables | 300 | Mar-25 | 2024-25
Vena Energy Vidyuth Private Limited PS in Jumlapura Village,Koppal (Late Reported, Comm. Oct-24) | Private | 220/132 | Vena Energy Vidyuth | 160 | Mar-25 | 2024-25
Sangod GSS (2X500 MVA)(Intra-state TBCB) | Private | 400/220 | Adani | 1000 | Apr-25 | 2025-26
Sangod GSS (Intra-state TBCB) | Private | 220/132 | Adani | 160 | Apr-25 | 2025-26
2x1500 MVA ICT (3rd & 4th) at KPS 1 (Augmentation of Khavda PS1 by 4X1500 MVA, 765/400 kV ICT) | Private | 765/400 | Megha Engineering (taken over by Adani) | 3000 | Apr-25 | 2025-26
Augmentation of transformation capacity at KPS1 (GIS) by 1X1500 MVA, 765/400 kV ICT (8th) on bus section-I | Private | 765/400 | Adani | 1500 | Jul-25 | 2025-26
Hazira S/S | Private | 400/220 | Arcelor Mittal Nippon Steel (formerly Essar) | 500 | Oct-25 | 2025-26
Metro Depot S/s (Greater. Noida) (T/F-I & II)_Intra state TBCB_UP | Private | 400/220 | Tata Power | 1000 | Nov-25 | 2025-26
5x500 MVA, 400/220 kV pooling station at Fatehgarh-4 (Transmission system for evacuation of power from REZ in Rajasthan (20 GW) under phase III –Part A1) | Private | 400/220 | Apraava Energy | 2500 | Dec-25 | 2025-26
7 x 66.67 MVA, 400/132 kV Kishtwar (Transmission System for evacuation of power from Pakaldul HEP in Chenab Valley HEPs) | Private | 400/132 | Resonia (formerly Sterlite) | 400 | Dec-25 | 2025-26
Sarnath (Aug) | State | 400/220 | UPPTCL | 500 | APR-15 | 2015-16
Sarojini Nagar (Aug.) | State | 400/220 | UPPTCL | 75 | APR-15 | 2015-16
Kukurmara (Azara) S/S | State | 400/220 | AEGCL | 630 | MAY-15 | 2015-16
Bareilly (Aug) (2x315) S/S | State | 400/220 | UPPTCL | 315 | MAY-15 | 2015-16
Sholinganallur (Ottinmbakkam) S/S | State | 400/230-110 | TANTRANSCO | 0 | JUN-15 | 2015-16
Kanarapatty S/S | State | 400/230-110 | TANTRANSCO | 0 | JUN-15 | 2015-16
Kharghar S/S | State | 400/220 | MSETCL | 315 | JUN-15 | 2015-16
Nagda (Addl.) | State | 400/220 | MPPTCL | 315 | AUG-15 | 2015-16
Duburi S/S | State | 400/220 | OPTCL | 630 | AUG-15 | 2015-16
Muradnagar II (ICT-I) | State | 400/220 | UPPTCL | 240 | SEP-15 | 2015-16
Aligarh S/s | State | 400/220 | UPPTCL | 500 | OCT-15 | 2015-16
Katni (Addl.) | State | 400/220 | MPPTCL | 315 | NOV-15 | 2015-16
Koradi -II | State | 400/220 | MSETCL | 500 | NOV-15 | 2015-16
Muradnagar - II (ICT-II) S/S | State | 400/220 | UPPTCL | 240 | DEC-15 | 2015-16
Manubolu (Nellore) S/S | State | 400/220 | APTRANSCO | 315 | JAN-16 | 2015-16
Chorania (Aug.) S/S | State | 400/220 | GETCO | 500 | JAN-16 | 2015-16
Vadavi (Aug.) S/S | State | 400/220 | GETCO | 315 | JAN-16 | 2015-16
Ajmer S/S | State | 400/220 | RVPNL | 315 | JAN-16 | 2015-16
Mamidipalli S/S | State | 400/220 | TSTRANSCO | 315 | JAN-16 | 2015-16
Mundka s/s(3rd 400/220 kV ICT) | State | 400/220 | DTL | 315 | FEB-16 | 2015-16
Nanded (Kumbhargaon)S/S | State | 400/220 | MSETCL | 500 | FEB-16 | 2015-16
Hindupur (Aug.) | State | 220/66 | APTRANSCO | 60 | APR-15 | 2015-16
Manubolu (Aug.) | State | 220/66 | APTRANSCO | 100 | APR-15 | 2015-16
Peera Garhi (2x100) | State | 220/33 | DTL | 200 | APR-15 | 2015-16
Daultabad | State | 220/66 | HVPNL | 100 | APR-15 | 2015-16
Nawada (Addl.) | State | 220/66 | HVPNL | 100 | APR-15 | 2015-16
Ambewadi (Aug.) | State | 220/110 | KPTCL | 45 | APR-15 | 2015-16
Kemar (Aug.) | State | 230/110 | KPTCL | 100 | APR-15 | 2015-16
Datia S/S | State | 220/132 | MPPTCL | 160 | APR-15 | 2015-16
Gwalior-II (Banmore) S/S | State | 220/132 | MPPTCL | 160 | APR-15 | 2015-16
Boisar S/S | State | 220/33 | MSETCL | 50 | APR-15 | 2015-16
Butibori S/S | State | 220/132 | MSETCL | 100 | APR-15 | 2015-16
Chinchwad S/S | State | 220/22 | MSETCL | 50 | APR-15 | 2015-16
Coiourchem S/S | State | 220/22 | MSETCL | 50 | APR-15 | 2015-16
Dhule S/S | State | 220/33 | MSETCL | 25 | APR-15 | 2015-16
Kamba S/S | State | 220/22 | MSETCL | 50 | APR-15 | 2015-16
Magarpatta S/S | State | 220/132 | MSETCL | 100 | APR-15 | 2015-16
Nalasopara (Aug.) | State | 220/22 | MSETCL | 100 | APR-15 | 2015-16
Pegasus S/S | State | 220/22 | MSETCL | 25 | APR-15 | 2015-16
Raymond S/S | State | 220/33 | MSETCL | 50 | APR-15 | 2015-16
Satana S/S | State | 220/132 | MSETCL | 200 | APR-15 | 2015-16
Serum S/S | State | 220/22 | MSETCL | 50 | APR-15 | 2015-16
Duburi S/S | State | 220/33 | OPTCL | 40 | APR-15 | 2015-16
Banur (Aug.) | State | 220/66 | PSTCL | 100 | APR-15 | 2015-16
Devigarh (Aug.) (2nd Addl.) | State | 220/66 | PSTCL | 160 | APR-15 | 2015-16
Haridwar (Aug.) S/S | State | 220/33 | PTCUL | 120 | APR-15 | 2015-16
Sitapura S/S | State | 220/132 | RVPNL | 160 | APR-15 | 2015-16
Tehendesar S/S | State | 220/132 | RVPNL | 100 | APR-15 | 2015-16
Anthiyur (Addl.) | State | 230/110 | TANTRANSCO | 100 | APR-15 | 2015-16
Guindy (GIS ) (New) S/S | State | 230/110 | TANTRANSCO | 200 | APR-15 | 2015-16
Thondayarpet (Addl) | State | 230/110 | TANTRANSCO | 100 | APR-15 | 2015-16
Fabcity S/S | State | 220/132 | TSTRANSCO | 150 | APR-15 | 2015-16
Miyapur S/S | State | 220/132 | TSTRANSCO | 160 | APR-15 | 2015-16
B.K.T Lucknow (Now) | State | 220/132 | UPPTCL | 120 | APR-15 | 2015-16
Chibramau (Aug.) | State | 220/132 | UPPTCL | 60 | APR-15 | 2015-16
Jansath, Muzaffarnagar (New) | State | 220/132 | UPPTCL | 200 | APR-15 | 2015-16
sarojini Nagar (Aug.) | State | 220/132 | UPPTCL | 60 | APR-15 | 2015-16
Kudus -II (Addl.) S/S | State | 220/33 | MSETCL | 100 | MAY-15 | 2015-16
Abohar S/S | State | 220/66 | PSTCL | 100 | MAY-15 | 2015-16
Aau S/S | State | 220/132 | RVPNL | 160 | MAY-15 | 2015-16
Alandur (GIS) S/S | State | 220/110 | TANTRANSCO | 100 | MAY-15 | 2015-16
Erragadda (3x160) | State | 220/132 | TSTRANSCO | 160 | MAY-15 | 2015-16
B.K.T. (Aug) -II | State | 220/132 | UPPTCL | 60 | MAY-15 | 2015-16
Mirzapur (Aug.) - II | State | 220/132 | UPPTCL | 100 | MAY-15 | 2015-16
RPH (Aug). S/S | State | 220/132 | UPPTCL | 60 | MAY-15 | 2015-16
Sahibabad (Aug.) | State | 220/132 | UPPTCL | 40 | MAY-15 | 2015-16
Shamli (Aug.) S/S | State | 220/132 | UPPTCL | 40 | MAY-15 | 2015-16
Agiyol (Aug.) | State | 220/66 | GETCO | 50 | JUN-15 | 2015-16
Asoj (Aug.) | State | 220/132 | GETCO | 150 | JUN-15 | 2015-16
Dhangadhra (Aug.) | State | 220/66 | GETCO | 60 | JUN-15 | 2015-16
Dhasa (Aug.) | State | 220/66 | GETCO | 60 | JUN-15 | 2015-16
Jamnagar (Aug.) | State | 220/66 | GETCO | 60 | JUN-15 | 2015-16
Jangral (Aug.) | State | 220/66 | GETCO | 60 | JUN-15 | 2015-16
Manjuvas S/S | State | 220/11 | GETCO | 50 | JUN-15 | 2015-16
Radhanpur (Aug.) | State | 220/66 | GETCO | 50 | JUN-15 | 2015-16
Rajkot (Nyara) (Aug.) | State | 220/66 | GETCO | 60 | JUN-15 | 2015-16
Wagra (Aug.) | State | 220/66 | GETCO | 50 | JUN-15 | 2015-16
Dumka S/S | State | 220/132 | JSEB | 300 | JUN-15 | 2015-16
Pithampur S/S | State | 220/132 | MPPTCL | 160 | JUN-15 | 2015-16
Sayane S/S | State | 220/33 | MSETCL | 25 | JUN-15 | 2015-16
Chhajali (Aug.) (Addl.) S/S | State | 220/66 | PSTCL | 100 | JUN-15 | 2015-16
Ghobaya S/S | State | 220/66 | PSTCL | 50 | JUN-15 | 2015-16
Tanda (New) S/S | State | 220/132 | UPPTCL | 320 | JUN-15 | 2015-16
Bakreswar S/S | State | 220/33 | WBSETCL | 50 | JUN-15 | 2015-16
Khoday Glass Factory | State | 220/66 | KPTCL | 300 | JUL-15 | 2015-16
Mendhasal S/S | State | 220/33 | OPTCL | 100 | JUL-15 | 2015-16
Puri (Samangara) S/S | State | 220/132 | OPTCL | 160 | JUL-15 | 2015-16
Rengali S/S | State | 220/33 | OPTCL | 20 | JUL-15 | 2015-16
GNDTP Bathinda (Aug.) | State | 220/66 | PSTCL | 100 | JUL-15 | 2015-16
Mahilpur (Aug.) | State | 220/66 | PSTCL | 100 | JUL-15 | 2015-16
S.P.Koil (3rd Auto) (Aug.) | State | 230/110 | TANTRANSCO | 20 | JUL-15 | 2015-16
Erragadda (2nd) S/S | State | 220/132 | TSTRANSCO | 160 | JUL-15 | 2015-16
Sirathu S/S | State | 220/132 | UPPTCL | 160 | JUL-15 | 2015-16
Bina S/S | State | 220/132 | MPPTCL | 160 | AUG-15 | 2015-16
Julwania S/S | State | 220/132 | MPPTCL | 160 | AUG-15 | 2015-16
Mendhegiri S/S | State | 220/33 | MSETCL | 100 | AUG-15 | 2015-16
Mulund S/S | State | 220/22 | MSETCL | 50 | AUG-15 | 2015-16
Shedyal S/S | State | 220/33 | MSETCL | 100 | AUG-15 | 2015-16
Tilwani S/S | State | 220/33 | MSETCL | 50 | AUG-15 | 2015-16
Alandur (CMRL) | State | 220/110 | TANTRANSCO | 100 | AUG-15 | 2015-16
Bhelupur (New). S/S | State | 220/33 | UPPTCL | 60 | AUG-15 | 2015-16
Lalitpur S/S | State | 220/132 | UPPTCL | 200 | AUG-15 | 2015-16
Rampur -II (Extn.) | State | 220/132 | UPPTCL | 100 | AUG-15 | 2015-16
Indore (Aug.) S/S | State | 220/132 | MPPTCL | 40 | SEP-15 | 2015-16
Colourchem ICT - II S/S | State | 220/22 | MSETCL | 50 | SEP-15 | 2015-16
Shedyal ICT-II S/S | State | 220/33 | MSETCL | 100 | SEP-15 | 2015-16
Vatika S/S | State | 220/132/33 | RVPNL | 160 | SEP-15 | 2015-16
Boner (New) ICT-I | State | 220/132 | UPPTCL | 100 | SEP-15 | 2015-16
Debai (ICT-I) S/S | State | 220/132 | UPPTCL | 100 | SEP-15 | 2015-16
Dewas S/S | State | 220/132 | MPPTCL | 160 | OCT-15 | 2015-16
Kudus-II (2nd T/F) | State | 220/33 | MSETCL | 100 | OCT-15 | 2015-16
Sayla S/S | State | 220/132/33 | RVPNL | 160 | OCT-15 | 2015-16
Thiruverkkadu | State | 230/110 | TANTRANSCO | 200 | OCT-15 | 2015-16
Modipuram (Aug) (200-160) | State | 220/132 | UPPTCL | 40 | OCT-15 | 2015-16
New Jalpaiguri (NJP) (Aug.) S/S | State | 220/132 | WBSETCL | 160 | OCT-15 | 2015-16
Bobbili (Vizianagaram) | State | 220/132 | APTRANSCO | 100 | NOV-15 | 2015-16
Atul (Navera) S/S | State | 220/66 | GETCO | 320 | NOV-15 | 2015-16
Modasa S/S | State | 220/66 | GETCO | 260 | NOV-15 | 2015-16
Fozal S/S | State | 220/33 | HPPTCL | 126 | NOV-15 | 2015-16
Anuppur (Addl.) S/S | State | 220/132 | MPPTCL | 160 | NOV-15 | 2015-16
Chhindwara (Addl.) S/S | State | 220/132 | MPPTCL | 160 | NOV-15 | 2015-16
Sirmour S/S | State | 220/132 | MPPTCL | 160 | NOV-15 | 2015-16
Shirsuphal S/S | State | 220/22 | MSETCL | 50 | NOV-15 | 2015-16
Kharar (Aug.) | State | 220/66 | PSTCL | 60 | NOV-15 | 2015-16
Salem (Aug.) | State | 220/110 | TANTRANSCO | 20 | NOV-15 | 2015-16
Osmania University | State | 220/132 | TSTRANSCO | 160 | NOV-15 | 2015-16
Azamgarh -II (Aug.) | State | 220/132 | UPPTCL | 100 | NOV-15 | 2015-16
Baraut (Aug.) | State | 220/132 | UPPTCL | 40 | NOV-15 | 2015-16
Muradnagar (Aug.) | State | 220/132 | UPPTCL | 100 | NOV-15 | 2015-16
Thimmapuram S/S | State | 220/132 | APTRANSCO | 100 | DEC-15 | 2015-16
Charadava S/S | State | 220/66 | GETCO | 200 | DEC-15 | 2015-16
A-4, Faridabad S/s | State | 220/66 | HVPNL | 200 | DEC-15 | 2015-16
Sampla (Aug.) | State | 220/132 | HVPNL | 100 | DEC-15 | 2015-16
Arasikere S/S | State | 220/110 | KPTCL | 200 | DEC-15 | 2015-16
DG Plant Yelahanka | State | 220/66 | KPTCL | 300 | DEC-15 | 2015-16
Khanapur S/S | State | 220/33 | MSETCL | 100 | DEC-15 | 2015-16
Nandgaon Peth S/S | State | 220/33 | MSETCL | 100 | DEC-15 | 2015-16
Phulambri S/S | State | 220/132 | MSETCL | 100 | DEC-15 | 2015-16
Sayne (Addl.) S/S | State | 220/33 | MSETCL | 25 | DEC-15 | 2015-16
Tembhurni (Addl.) | State | 220/33 | MSETCL | 50 | DEC-15 | 2015-16
Bassi Pathana (Aug.) (2nd Addl.) | State | 220/66 | PSTCL | 100 | DEC-15 | 2015-16
Behror S/S | State | 220/132 | RVPNL | 160 | DEC-15 | 2015-16
Kuchera S/S | State | 220/132 | RVPNL | 160 | DEC-15 | 2015-16
Thingalur S/S | State | 230/110 | TANTRANSCO | 200 | DEC-15 | 2015-16
Chatta (New) (2x160+2x40) | State | 220/132 | UPPTCL | 400 | DEC-15 | 2015-16
Firozabad (Aug) (160-60) | State | 220/132 | UPPTCL | 60 | DEC-15 | 2015-16
Harhua (New) (60) S/S | State | 220/33 | UPPTCL | 60 | DEC-15 | 2015-16
Loni (Aug) (200-150) | State | 220/132 | UPPTCL | 50 | DEC-15 | 2015-16
Mainpuri (Aug.II) (160-100) | State | 220/132 | UPPTCL | 50 | DEC-15 | 2015-16
Sarojini Nagar (Aug.) (200-100) | State | 220/132 | UPPTCL | 100 | DEC-15 | 2015-16
Sonabil (2x100) | State | 220/132 | AEGCL | 200 | JAN-16 | 2015-16
Hinganghat S/S | State | 220/33 | MSETCL | 50 | JAN-16 | 2015-16
GHTP Lehra Mohabbaton (Aug.) (160- 100) | State | 220/66 | PSTCL | 60 | JAN-16 | 2015-16
Omega S/S | State | 230/110 | TANTRANSCO | 100 | JAN-16 | 2015-16
Ulundurpet S/S | State | 230/110 | TANTRANSCO | 100 | JAN-16 | 2015-16
Lalitpur (Aug.) (160-100) | State | 220/132 | UPPTCL | 60 | JAN-16 | 2015-16
Orai (Aug.) -II (160-100) | State | 220/132 | UPPTCL | 60 | JAN-16 | 2015-16
Sambhal (Aug.) III (100) | State | 220/132 | UPPTCL | 100 | JAN-16 | 2015-16
Dharampur S/S | State | 220/132 | WBSETCL | 320 | JAN-16 | 2015-16
Pattiseema S/S | State | 220/11 | APTRANSCO | 60 | FEB-16 | 2015-16
Rachagunneri S/S (in Chitoor distt.) | State | 220/132 | APTRANSCO | 100 | FEB-16 | 2015-16
Wazirpur (GIS) | State | 220/33 | DTL | 200 | FEB-16 | 2015-16
Atri (Karadagadia) 1st ICT S/S | State | 220/132 | OPTCL | 160 | FEB-16 | 2015-16
Chonkarwada S/S (Bharatpur Distt.) | State | 220/132 | RVPNL | 160 | FEB-16 | 2015-16
NPH (Jaipur) (GSS) (AUG.) | State | 220/132 | RVPNL | 160 | FEB-16 | 2015-16
Ramgarh (GSS) (AUG) | State | 220/132 | RVPNL | 160 | FEB-16 | 2015-16
Gurubarapally S/S | State | 230/110 | TANTRANSCO | 100 | FEB-16 | 2015-16
Vyasarpadi | State | 230/110 | TANTRANSCO | 200 | FEB-16 | 2015-16
Aurangabad - III (Ektuni) S/S | State | 765/400 | MSETCL | 1500 | MAR-16 | 2015-16
Raipur S/S (ICT I & II.) | State | 400/220 | CSPTCL | 630 | MAR-16 | 2015-16
Bamnoli (ICT Replacement ) | State | 400/220 | DTL | 370 | MAR-16 | 2015-16
Asoj S/S | State | 400/220/33 | GETCO | 500 | MAR-16 | 2015-16
Soja S/S | State | 400/220/33 | GETCO | 500 | MAR-16 | 2015-16
Rishikesh (Aug.) | State | 400/220 | PTCUL | 75 | MAR-16 | 2015-16
Suryapet S/S | State | 400/220 | TSTRANSCO | 630 | MAR-16 | 2015-16
Boko (Add.Trf) | State | 220/132 | AEGCL | 100 | MAR-16 | 2015-16
Tinsukia (Aug.) (2x50 by 2x100) | State | 220/132 | AEGCL | 100 | MAR-16 | 2015-16
Gangavaram port | State | 220/33 | APTRANSCO | 100 | MAR-16 | 2015-16
Sonenagar S/S | State | 220/132/33 | BSEB | 100 | MAR-16 | 2015-16
Girwani S/S | State | 220/132 | CSPTCL | 160 | MAR-16 | 2015-16
Charanka S/S | State | 220/66 | GETCO | 200 | MAR-16 | 2015-16
Dhangadhra ICT-II | State | 220/66 | GETCO | 60 | MAR-16 | 2015-16
Dhansura S/S | State | 220/66 | GETCO | 50 | MAR-16 | 2015-16
Hadala ICT-II | State | 220/66 | GETCO | 110 | MAR-16 | 2015-16
Jamnagar S/S | State | 220/132 | GETCO | 50 | MAR-16 | 2015-16
Kheralu S/S | State | 220/66 | GETCO | 160 | MAR-16 | 2015-16
Lalpar S/S | State | 220/66 | GETCO | 60 | MAR-16 | 2015-16
Moti Paneli S/S | State | 220/66 | GETCO | 50 | MAR-16 | 2015-16
Navsari S/S | State | 220/66 | GETCO | 50 | MAR-16 | 2015-16
Palanpur S/S | State | 220/66 | GETCO | 160 | MAR-16 | 2015-16
Ranasan S/S | State | 220/132 | GETCO | 50 | MAR-16 | 2015-16
Sagapara S/S | State | 220/66 | GETCO | 50 | MAR-16 | 2015-16
Sardargadh S/S | State | 220/66 | GETCO | 50 | MAR-16 | 2015-16
Tharad S/S | State | 220/66 | GETCO | 100 | MAR-16 | 2015-16
Vallabhipur S/S ( Upgradation from 132 kV) | State | 220/132 | GETCO | 200 | MAR-16 | 2015-16
Vapi (Addl.) S/S | State | 220/66 | GETCO | 60 | MAR-16 | 2015-16
Veloda (Sankhari) S/S | State | 220/66 | GETCO | 320 | MAR-16 | 2015-16
Waghodia S/S | State | 220/66 | GETCO | 50 | MAR-16 | 2015-16
Chaibasa | State | 220/132 | JSEB | 300 | MAR-16 | 2015-16
Ashoknagar S/S (upgradation) | State | 220/132 | MPPTCL | 160 | MAR-16 | 2015-16
Shivpuri (addl) S/S | State | 220/132 | MPPTCL | 160 | MAR-16 | 2015-16
Akurdi (3x50) | State | 220/22 | MSETCL | 150 | MAR-16 | 2015-16
Bhalwani S/S | State | 220/33 | MSETCL | 50 | MAR-16 | 2015-16
Bhokar S/S (addl.) | State | 220/132/33 | MSETCL | 200 | MAR-16 | 2015-16
Bridestone (addl.) | State | 220/33 | MSETCL | 50 | MAR-16 | 2015-16
Chakan-II | State | 220/132 | MSETCL | 200 | MAR-16 | 2015-16
Gadchandur (50-25) | State | 220/33 | MSETCL | 25 | MAR-16 | 2015-16
Kondhwa S/S | State | 220/22 | MSETCL | 100 | MAR-16 | 2015-16
MIDC Lonand S/S | State | 220/132/33 | MSETCL | 150 | MAR-16 | 2015-16
Magarpatta S/S (ICT-I) | State | 220/132 | MSETCL | 100 | MAR-16 | 2015-16
Mahape (addl.) | State | 220/22 | MSETCL | 50 | MAR-16 | 2015-16
Manjarsumbha S/S | State | 220/33 | MSETCL | 25 | MAR-16 | 2015-16
Pal Dombivali S/S | State | 220/22 | MSETCL | 100 | MAR-16 | 2015-16
Walchandnagar | State | 220/132 | MSETCL | 200 | MAR-16 | 2015-16
Nangalbibra S/S (at Agia in Assam for Meghalaya) | State | 220/132 | MeECL | 100 | MAR-16 | 2015-16
Naraingarh S/S (Upgraded from 132 kV) | State | 220/66 | PSTCL | 160 | MAR-16 | 2015-16
Badnu (2nd ICT addl.) | State | 220/132 | RVPNL | 160 | MAR-16 | 2015-16
Barli (Distt. Jodhpur ) S/S | State | 220/132 | RVPNL | 160 | MAR-16 | 2015-16
Danta Ramgarh | State | 220/132 | RVPNL | 160 | MAR-16 | 2015-16
Jethana S/S | State | 220/132 | RVPNL | 160 | MAR-16 | 2015-16
Niawana S/S | State | 220/132 | RVPNL | 160 | MAR-16 | 2015-16
Phalodi (2nd ICT addl.) | State | 220/132 | RVPNL | 160 | MAR-16 | 2015-16
Alandur (Addl.) S/S | State | 230/33 | TANTRANSCO | 200 | MAR-16 | 2015-16
Anuppankulam (3rd auto transformer) | State | 230/110 | TANTRANSCO | 100 | MAR-16 | 2015-16
Guindy (3rd auto tx.) | State | 230/110 | TANTRANSCO | 100 | MAR-16 | 2015-16
Karuvalur (JICA) S/S | State | 230/110 | TANTRANSCO | 200 | MAR-16 | 2015-16
Manthani S/S | State | 220/132 | TSTRANSCO | 200 | MAR-16 | 2015-16
Salivagu Lift Irrigation | State | 220/11 | TSTRANSCO | 63 | MAR-16 | 2015-16
Boner, Aligarh (New) | State | 220/132 | UPPTCL | 160 | MAR-16 | 2015-16
Dadri (Aug)(160-100) | State | 220/132 | UPPTCL | 60 | MAR-16 | 2015-16
Firozabad (Aug.) | State | 220/132 | UPPTCL | 50 | MAR-16 | 2015-16
Gajraula (Aug.) | State | 220/132 | UPPTCL | 60 | MAR-16 | 2015-16
Noida Sector - 129 (Aug.) | State | 220/132 | UPPTCL | 160 | MAR-16 | 2015-16
Sikandara (Agra) (Aug) (2x60-1x60) | State | 220/33 | UPPTCL | 60 | MAR-16 | 2015-16
moradabad (Aug.) (160-100) | State | 220/132 | UPPTCL | 60 | MAR-16 | 2015-16
Aurangabad III (Ektuni) S/S (ICT-I) | State | 765/400 | MSETCL | 1500 | MAY-16 | 2016-17
Agra (UP) S/S (ICT-I) (Fatehabad) | State | 765/400 | UPPTCL | 1500 | SEP-16 | 2016-17
Agra (UP) S/S (ICT-II) (Fatehabad) | State | 765/400 | UPPTCL | 1500 | FEB-17 | 2016-17
N.P. Kunta Poling Station | State | 220/33 | APTRANSCO | 160 | APR-16 | 2016-17
DSIIDC Bawana (Addl.) | State | 220/66 | DTL | 160 | APR-16 | 2016-17
Kanjhawala (Addl.) | State | 220/66 | DTL | 160 | APR-16 | 2016-17
Pappankalan-II (Addl.) | State | 220/66 | DTL | 160 | APR-16 | 2016-17
Replacement of 100 MVA by 160 MVA at Pappankalan-I | State | 220/66 | DTL | 60 | APR-16 | 2016-17
Sarita Vihar (Addl.) | State | 220/66 | DTL | 100 | APR-16 | 2016-17
Pithampur-II S/S (Upgradation of 132 kV S/S) | State | 220/132 | MPPTCL | 160 | APR-16 | 2016-17
Shajapur (Addl. 2nd Unit) | State | 220/132 | MPPTCL | 160 | APR-16 | 2016-17
Sarna (Addl.) | State | 220/132 | PSTCL | 100 | APR-16 | 2016-17
Bansur (Distt. Alwar) S/S | State | 220/132 | RVPNL | 160 | APR-16 | 2016-17
KIDS Park (3r Auto Trf.) | State | 220/110 | TANTRANSCO | 100 | APR-16 | 2016-17
Parigi (ICT-I) S/S | State | 220/132 | TSTRANSCO | 100 | APR-16 | 2016-17
Kaul S/S | State | 220/132 | HVPNL | 100 | MAY-16 | 2016-17
Sonta S/S (ICT-I) | State | 220/66 | HVPNL | 100 | MAY-16 | 2016-17
Gurubarapally S/S (2nd Auto Tr.) | State | 220/110 | TANTRANSCO | 100 | MAY-16 | 2016-17
Singapuram S/S (ICT-I) | State | 220/110 | TANTRANSCO | 100 | MAY-16 | 2016-17
Azamgarh (Aug). (160-100) | State | 220/132 | UPPTCL | 60 | MAY-16 | 2016-17
Baghpat S/S | State | 220/132 | UPPTCL | 100 | MAY-16 | 2016-17
Bhelupur | State | 220/132 | UPPTCL | 60 | MAY-16 | 2016-17
Moradabad (Aug.) (160-100) | State | 220/132 | UPPTCL | 60 | MAY-16 | 2016-17
Nighasan S/S | State | 220/132 | UPPTCL | 200 | MAY-16 | 2016-17
Egra S/S | State | 220/132 | WBSETCL | 160 | MAY-16 | 2016-17
Mugaliachhap (New S/s) Bhopal | State | 220/132 | MPPTCL | 160 | JUN-16 | 2016-17
Badal (New) S/S | State | 220/66 | PSTCL | 100 | JUN-16 | 2016-17
Jadla S/S | State | 220/66 | PSTCL | 160 | JUN-16 | 2016-17
Majra S/S | State | 220/66 | PSTCL | 160 | JUN-16 | 2016-17
Kanasar S/S | State | 220/132 | RVPNL | 160 | JUN-16 | 2016-17
Bahraich S/S | State | 220/132 | UPPTCL | 200 | JUN-16 | 2016-17
Mahoba S/S | State | 220/132 | UPPTCL | 100 | JUN-16 | 2016-17
Sikandra Rau S/S | State | 220/132 | UPPTCL | 160 | JUN-16 | 2016-17
Vajrakarur | State | 220/132 | APTRANSCO | 100 | JUL-16 | 2016-17
Hukmawali S/S | State | 220/132 | HVPNL | 200 | JUL-16 | 2016-17
Egra (ICT-II) S/S | State | 220/132 | WBSETCL | 160 | JUL-16 | 2016-17
Vidyasagar Park (ICT-I & II) | State | 220/132 | WBSETCL | 320 | JUL-16 | 2016-17
Agthala (Aug.) | State | 220/66 | GETCO | 100 | AUG-16 | 2016-17
Chhatral (Aug.) | State | 220/66 | GETCO | 100 | AUG-16 | 2016-17
Kansari (Aug.) | State | 220/66 | GETCO | 60 | AUG-16 | 2016-17
Kim (Aug.) | State | 220/66 | GETCO | 100 | AUG-16 | 2016-17
Mehsana (Aug.) | State | 220/132 | GETCO | 50 | AUG-16 | 2016-17
Mota (Aug.) | State | 220/66 | GETCO | 110 | AUG-16 | 2016-17
Rajkot (Nyara) (Aug.) | State | 220/66 | GETCO | 60 | AUG-16 | 2016-17
Salejada (Aug.) | State | 220/66 | GETCO | 100 | AUG-16 | 2016-17
Atri (Karadagadia ) 2nd ICT S/S | State | 220/132/33 | OPTCL | 160 | AUG-16 | 2016-17
Puri (Samangara) ICT-II S/S | State | 220/132 | OPTCL | 160 | AUG-16 | 2016-17
Abohar (Addl.) | State | 220/66 | PSTCL | 100 | AUG-16 | 2016-17
Echur (Purisai) (JICA) S/S | State | 230/110 | TANTRANSCO | 200 | AUG-16 | 2016-17
Mosur S/S (4th Addl. Auto tr) | State | 220/110 | TANTRANSCO | 100 | AUG-16 | 2016-17
Barahua S/S | State | 220/132 | UPPTCL | 100 | AUG-16 | 2016-17
Dhanaula (Addl.) | State | 220/66 | PSTCL | 100 | SEP-16 | 2016-17
Nurmehal (Addl.) | State | 220/66 | PSTCL | 100 | SEP-16 | 2016-17
Science city (Jalandhar) | State | 220/132 | PSTCL | 100 | SEP-16 | 2016-17
Bah (New) S/S ICT-I | State | 220/132 | UPPTCL | 100 | SEP-16 | 2016-17
Hardoi (Aug.) | State | 220/132 | UPPTCL | 100 | SEP-16 | 2016-17
Sikandra Rau (New) (ICT-II) | State | 220/132 | UPPTCL | 160 | SEP-16 | 2016-17
Sirsaganj (new) S/S | State | 220/132 | UPPTCL | 280 | SEP-16 | 2016-17
Kishanganj S/S | State | 220/132/33 | BSEB | 320 | OCT-16 | 2016-17
Samastipur S/S (ICT-I) | State | 220/132/33 | BSEB | 160 | OCT-16 | 2016-17
Bastara s/s (Addl.) | State | 220/132 | HVPNL | 100 | OCT-16 | 2016-17
Chhatarpur (Addl. X-mer) | State | 220/132 | MPPTCL | 160 | OCT-16 | 2016-17
Rajpura (Addl.) | State | 220/66 | PSTCL | 100 | OCT-16 | 2016-17
Mahoba s/s (ICT-II) | State | 220/132 | UPPTCL | 100 | OCT-16 | 2016-17
Morti (New) S/S | State | 220/132 | UPPTCL | 160 | OCT-16 | 2016-17
Rewari (Aug.) | State | 220/132 | HVPNL | 100 | NOV-16 | 2016-17
Kanakapura (Aug.) | State | 220/66 | KPTCL | 100 | NOV-16 | 2016-17
Handia | State | 220/132 | MPPTCL | 160 | NOV-16 | 2016-17
Kotar (Aug.) | State | 220/132 | MPPTCL | 160 | NOV-16 | 2016-17
Mandideep S/S | State | 220/132 | MPPTCL | 160 | NOV-16 | 2016-17
Amalner (Replacement) (200-100) | State | 220/132 | MSETCL | 100 | NOV-16 | 2016-17
Dondaicha (Additional) | State | 220/33 | MSETCL | 50 | NOV-16 | 2016-17
Halkarni-1 (Replacement)(50-25) | State | 220/33 | MSETCL | 25 | NOV-16 | 2016-17
Karkambh (Additional) | State | 220/33 | MSETCL | 50 | NOV-16 | 2016-17
Mumewadi (Replacement) (50-25) | State | 220/33 | MSETCL | 25 | NOV-16 | 2016-17
Cuddalore s/s (3rd Auto Tr.) | State | 220/110 | TANTRANSCO | 100 | NOV-16 | 2016-17
Hayathnagar | State | 220/33 | TSTRANSCO | 100 | NOV-16 | 2016-17
Gwalior-II(ICT-2)) | State | 220/132 | MPPTCL | 160 | DEC-16 | 2016-17
Julwaniya (Distt.Badwani) (ICT-2) | State | 220/132 | MPPTCL | 160 | DEC-16 | 2016-17
Nagra Switching S/s | State | 220/132 | MPPTCL | 0 | DEC-16 | 2016-17
Badshahpur s/s (Addl.) | State | 220/66 | PSTCL | 100 | DEC-16 | 2016-17
Goner (Jaipur) S/s | State | 220/132/33 | RVPNL | 100 | DEC-16 | 2016-17
Mandelgarh (Distt. Bhilwara) S/S | State | 220/132 | RVPNL | 100 | DEC-16 | 2016-17
Nagole (Uppal) S/S | State | 220/132/33 | TSTRANSCO | 200 | DEC-16 | 2016-17
Charla (ICT-II) | State | 220/132 | UPPTCL | 160 | DEC-16 | 2016-17
Debai (ICT-II) S/S | State | 220/132 | UPPTCL | 100 | DEC-16 | 2016-17
Sahibabad (Aug.) | State | 220/132 | UPPTCL | 40 | DEC-16 | 2016-17
Simbhaoli (Aug.) | State | 220/132 | UPPTCL | 40 | DEC-16 | 2016-17
chinhat (Aug.) | State | 220/132 | UPPTCL | 40 | DEC-16 | 2016-17
Chhegaon s/s (Addl.) | State | 220/132 | MPPTCL | 160 | JAN-17 | 2016-17
Sidhi S/S | State | 220/132 | MPPTCL | 160 | JAN-17 | 2016-17
Ballarshah S/S | State | 220/33 | MSETCL | 25 | JAN-17 | 2016-17
Beed s/s (Addl.) | State | 220/33 | MSETCL | 50 | JAN-17 | 2016-17
Manjarsumbha S/s (Addl.) | State | 220/33 | MSETCL | 25 | JAN-17 | 2016-17
Partur S/S | State | 220/132-33 | MSETCL | 150 | JAN-17 | 2016-17
Phulambri S/S (Addl.) | State | 220/33 | MSETCL | 50 | JAN-17 | 2016-17
Tilawani s/s (Replacement) (100-50) | State | 220/33 | MSETCL | 50 | JAN-17 | 2016-17
Vile Bhagad S/S | State | 220/22 | MSETCL | 25 | JAN-17 | 2016-17
Viraj Profile S/S | State | 220/33 | MSETCL | 100 | JAN-17 | 2016-17
Ajitwal s/s (Addl.) | State | 220/66 | PSTCL | 100 | JAN-17 | 2016-17
Mastewal (Addl.) | State | 220/66 | PSTCL | 100 | JAN-17 | 2016-17
Aliyar (2nd Auto Tr.) | State | 230/110 | TANTRANSCO | 100 | JAN-17 | 2016-17
Kinnimangalam (JICA) S/S | State | 230/110 | TANTRANSCO | 300 | JAN-17 | 2016-17
Nallamanaickenpartty s/s (2nd Auto Tr.) | State | 230/110 | TANTRANSCO | 80 | JAN-17 | 2016-17
Palladam s/s (4th Auto tr.) | State | 230/110 | TANTRANSCO | 100 | JAN-17 | 2016-17
Thiruvalam (4th Auto Tr.) | State | 230/110 | TANTRANSCO | 100 | JAN-17 | 2016-17
Bah (New) S/S ICT-II | State | 220/132 | UPPTCL | 100 | JAN-17 | 2016-17
Kursi Road, Lucknow (Aug.) (200-100) | State | 220/132 | UPPTCL | 100 | JAN-17 | 2016-17
Moradabad s/s (Aug.) (200-100) | State | 220/132 | UPPTCL | 40 | JAN-17 | 2016-17
Sahupuri,Chandauli (Aug.) (200-160) | State | 220/132 | UPPTCL | 40 | JAN-17 | 2016-17
Preet Vihar GIS (ICT-I) | State | 220/33 | DTL | 100 | FEB-17 | 2016-17
Botad (Aug.) | State | 220/132 | GETCO | 150 | FEB-17 | 2016-17
Gondal (Aug.) | State | 220/132 | GETCO | 50 | FEB-17 | 2016-17
Haldarwa (Aug.) | State | 220/66 | GETCO | 100 | FEB-17 | 2016-17
Khanpur (Aug.) | State | 220/66 | GETCO | 100 | FEB-17 | 2016-17
Kheralu (Aug.) | State | 220/66 | GETCO | 60 | FEB-17 | 2016-17
Panandhro (KLTPS) (Aug.) | State | 220/66 | GETCO | 50 | FEB-17 | 2016-17
Ranasan (Aug.) | State | 220/132 | GETCO | 50 | FEB-17 | 2016-17
Wagra (Aug.) | State | 220/66 | GETCO | 50 | FEB-17 | 2016-17
Magadi S/S | State | 220/66 | KPTCL | 200 | FEB-17 | 2016-17
Himmatpura S/s (Trf. Replacement) (160-100) | State | 220/132 | PSTCL | 60 | FEB-17 | 2016-17
Amberi S/S | State | 220/132 | RVPNL | 160 | FEB-17 | 2016-17
Sawaimadhopur S/s (Aug.) (160-100) | State | 220/132 | RVPNL | 60 | FEB-17 | 2016-17
Tiruchuli (Near Muthuramalingapuram) | State | 230/110 | TANTRANSCO | 100 | FEB-17 | 2016-17
Chilakalaguda GIS (Osmania University) (ICT- II) | State | 220/132 | TSTRANSCO | 160 | FEB-17 | 2016-17
Imlibun (GIS) | State | 220/132 | TSTRANSCO | 320 | FEB-17 | 2016-17
Singotam X Roads S/s | State | 220/33 | TSTRANSCO | 40 | FEB-17 | 2016-17
Sircilla S/s (Karimnagar Distt.) | State | 220/132 | TSTRANSCO | 300 | FEB-17 | 2016-17
Badaun (Aug.) ICT-II (200-150) | State | 220/132 | UPPTCL | 50 | FEB-17 | 2016-17
Dohna, Bareily (Aug.) ICT -I (160 -100) | State | 220/132 | UPPTCL | 60 | FEB-17 | 2016-17
Shamli (Aug.) ICT -II (200-160) | State | 220/132 | UPPTCL | 40 | FEB-17 | 2016-17
Sultanpur (Aug.) ICT-I (200-160) | State | 220/132 | UPPTCL | 40 | FEB-17 | 2016-17
Preet Vihar GIS (ICT-II) | State | 220/33 | DTL | 100 | MAR-17 | 2016-17
Bhatia (Aug.) | State | 220/132 | GETCO | 100 | MAR-17 | 2016-17
Gotri s/s (Aug.) | State | 220/66 | GETCO | 160 | MAR-17 | 2016-17
Jamnagar ICT- II | State | 220/132 | GETCO | 50 | MAR-17 | 2016-17
Sartanpar (Aug.) | State | 220/132 | GETCO | 100 | MAR-17 | 2016-17
Bhoktoo S/S | State | 220/66 | HPPTCL | 31 | MAR-17 | 2016-17
Phojal GIS | State | 220/33 | HPPTCL | 100 | MAR-17 | 2016-17
Gowribidanur (Aug.) | State | 220/66 | KPTCL | 100 | MAR-17 | 2016-17
Vikas Tech Park | State | 220/66 | KPTCL | 300 | MAR-17 | 2016-17
Daloda 220 KV S/s (Addl.) (1x160 MVA) | State | 220/132 | MPPTCL | 160 | MAR-17 | 2016-17
Sarni (Aug.) (160-100) | State | 220/132 | MPPTCL | 60 | MAR-17 | 2016-17
Amalner (200-100) 2nd ICT | State | 220/132 | MSETCL | 100 | MAR-17 | 2016-17
Anjangaon S/S | State | 220/132 | MSETCL | 100 | MAR-17 | 2016-17
Ballarshah s/s (2nd ICT) | State | 220/33 | MSETCL | 25 | MAR-17 | 2016-17
Bhugaon (Aug.) 2 x (50- 25) | State | 220/33 | MSETCL | 50 | MAR-17 | 2016-17
Chakan s/s (ICT - II) | State | 220/132 | MSETCL | 100 | MAR-17 | 2016-17
Kandalgaon (Aug.) (100 - 50) | State | 220/132 | MSETCL | 50 | MAR-17 | 2016-17
Loni Deokar S/S (2x100 MVA ICT- I&II | State | 220/132 | MSETCL | 200 | MAR-17 | 2016-17
Lote s/s (Aug.) (50-25) | State | 220/33 | MSETCL | 25 | MAR-17 | 2016-17
Partur S/S (2x100+2x50) | State | 220/132 | MSETCL | 150 | MAR-17 | 2016-17
Ranjangaon (Addl.) | State | 220/22 | MSETCL | 50 | MAR-17 | 2016-17
Vairag s/s (2x25) | State | 220/33 | MSETCL | 50 | MAR-17 | 2016-17
Wathar (Addl.) | State | 220/33 | MSETCL | 50 | MAR-17 | 2016-17
Chandaka - B GIS S/S | State | 220/132 | OPTCL | 320 | MAR-17 | 2016-17
Cuttack s/s (Poporada) | State | 220/132 | OPTCL | 160 | MAR-17 | 2016-17
Infocity-II GIS | State | 220/33 | OPTCL | 80 | MAR-17 | 2016-17
Malkangiri S/S | State | 220/33 | OPTCL | 40 | MAR-17 | 2016-17
Ablowal (Patoala) s/s (Addl.) | State | 220/66 | PSTCL | 160 | MAR-17 | 2016-17
Bhari s/s | State | 220/66 | PSTCL | 160 | MAR-17 | 2016-17
Bhateri s/s (Aug.) (160-100) | State | 220/66 | PSTCL | 60 | MAR-17 | 2016-17
Bhawanimandi s/s | State | 220/132 | RVPNL | 160 | MAR-17 | 2016-17
Jhalamand s/s | State | 220/132 | RVPNL | 160 | MAR-17 | 2016-17
Ambattur 3dr Main Road | State | 230/110 | TANTRANSCO | 200 | MAR-17 | 2016-17
Kurukathi | State | 230/110 | TANTRANSCO | 80 | MAR-17 | 2016-17
Poiyur | State | 230/110 | TANTRANSCO | 200 | MAR-17 | 2016-17
Chandausi, Shambhal (2x160 MVA) | State | 220/132 | UPPTCL | 160 | MAR-17 | 2016-17
Gr. Noida (400) (Aug) (200-160) | State | 220/132 | UPPTCL | 40 | MAR-17 | 2016-17
Rania s/s | State | 220/132 | UPPTCL | 200 | MAR-17 | 2016-17
Domjur s/s | State | 220/132 | WBSETCL | 160 | MAR-17 | 2016-17
Kasor (Aug.) | State | 400/220/33 | GETCO | 315 | AUG-16 | 2016-17
Karamadai S/S | State | 400/230 | TANTRANSCO | 945 | AUG-16 | 2016-17
Jammalamadugu s/s (ICT-I) | State | 400/220 | APTRANSCO | 315 | DEC-16 | 2016-17
Chittorgarh (ICT-II) S/S | State | 400/220 | RVPNL | 315 | DEC-16 | 2016-17
Kamudhi (Addl.) | State | 400/110 | TANTRANSCO | 200 | DEC-16 | 2016-17
Kamavarapukota s/s (ICT-1) | State | 400/220 | APTRANSCO | 315 | FEB-17 | 2016-17
Kosamba (ICT addition) | State | 400/220 | GETCO | 500 | FEB-17 | 2016-17
Gr. Noida (Aug.) (500-315) | State | 400/220 | UPPTCL | 185 | FEB-17 | 2016-17
Kanarapatty S/S | State | 400/230-110 | TANTRANSCO | 1600 | JAN-17 | 2016-17
Alkud S/S | State | 400/220 | MSETCL | 500 | JAN-17 | 2016-17
Uravakonda S/S | State | 400/220 | APTRANSCO | 630 | JUL-16 | 2016-17
Srinagar S/S | State | 400/220 | PTCUL | 630 | JUL-16 | 2016-17
Nanded (Kumbhargaon)S/S (ICT-II) | State | 400/220 | MSETCL | 500 | JUN-16 | 2016-17
Rajpura (New) (2x500) (ICT-I) | State | 400/220 | PSTCL | 500 | JUN-16 | 2016-17
Ghani s/s (PTR-I) | State | 400/220 | APTRANSCO | 500 | MAR-17 | 2016-17
Kamavarapukota s/s (ICT-2) | State | 400/220 | APTRANSCO | 315 | MAR-17 | 2016-17
Amreli s/s(Aug.) | State | 400/220 | GETCO | 500 | MAR-17 | 2016-17
Veloda s/s | State | 400/220 | GETCO | 1000 | MAR-17 | 2016-17
Akola (Addl.) | State | 400/220 | MSETCL | 315 | MAR-17 | 2016-17
Thaptitanda S/s (Aurangabad - II) (ICT- II) | State | 400/220 | MSETCL | 500 | MAR-17 | 2016-17
Rajpura (New) (2x500) (ICT-II) | State | 400/220 | PSTCL | 500 | MAR-17 | 2016-17
Dharmapuri (Palavadi) | State | 400/230 | TANTRANSCO | 515 | MAR-17 | 2016-17
400/220/132kV SS at Narsapur(ICT-I) | State | 400/220 | TSTRANSCO | 315 | MAR-17 | 2016-17
Augmentation at 400/220kV Dichpally (3rd PTR) | State | 400/220 | TSTRANSCO | 315 | MAR-17 | 2016-17
Gokarna S/S | State | 400/220 | WBSETCL | 630 | MAR-17 | 2016-17
Kharagpur s/s | State | 400/220 | WBSETCL | 315 | MAR-17 | 2016-17
Babhaleshwar (Additional ICT-4) | State | 400/220 | MSETCL | 500 | NOV-16 | 2016-17
Aligarh (Aug.) | State | 400/220 | UPPTCL | 500 | NOV-16 | 2016-17
Orai S/S (new) (ICT-I) | State | 400/220 | UPPTCL | 315 | NOV-16 | 2016-17
Sattenapally | State | 400/220 | APTRANSCO | 630 | SEP-16 | 2016-17
Koradi-II (ICT-II) | State | 400/220 | MSETCL | 500 | SEP-16 | 2016-17
Kamudhi S/S | State | 400/230-110 | TANTRANSCO | 1030 | SEP-16 | 2016-17
Anta GSS (ICT-3) | State | 765/400 | RVPNL | 1500 | APR-17 | 2017-18
Unnao (Addl ICT- III) s/s | State | 765/400 | UPPTCL | 1000 | JUN-17 | 2017-18
765 kV S/S Greater Noida (New) ICT-II | State | 765/400 | UPPTCL | 1500 | FEB-18 | 2017-18
Maath (Mathura) s/s (ICT-1) | State | 400/220 | UPPTCL | 315 | APR-17 | 2017-18
Azamgarh (ICT-1) (Aug 500-315) | State | 400/220 | UPPTCL | 185 | APR-17 | 2017-18
Sultanpur (Additional) s/s | State | 400/220 | UPPTCL | 315 | MAY-17 | 2017-18
Maath Mathura (New) (ICT-II) | State | 400/220 | UPPTCL | 315 | MAY-17 | 2017-18
Banda (New) (ICT-I) | State | 400/220 | UPPTCL | 315 | MAY-17 | 2017-18
Agra (Aug) (500-315) | State | 400/220 | UPPTCL | 185 | MAY-17 | 2017-18
Vemagiri (Aug) (ICT-III) | State | 400/220 | APTRANSCO | 315 | JUN-17 | 2017-18
Uravakonda (Aug) (ICT-I) | State | 400/220 | APTRANSCO | 500 | JUN-17 | 2017-18
Jammalamudgu (ICT-II) (GEC-I) | State | 400/220/132 | APTRANSCO | 315 | JUN-17 | 2017-18
Gani (3x500 - ICT-II) | State | 400/220 | APTRANSCO | 500 | JUN-17 | 2017-18
Kasara Mau (Addl ICT-III) S/s | State | 400/132 | UPPTCL | 200 | JUN-17 | 2017-18
Agra (South) S/S | State | 400/132 | UPPTCL | 600 | JUN-17 | 2017-18
Thervaigandigai | State | 400/230/110 | TANTRANSCO | 830 | JUN-17 | 2017-18
Manali (GIS) | State | 400/230/110 | TANTRANSCO | 1030 | JUN-17 | 2017-18
Veltoor (Aug.) | State | 400/220 | TSTRANSCO | 315 | JUN-17 | 2017-18
Rasipalayam S/S | State | 400/230 | TANTRANSCO | 1030 | JUN-17 | 2017-18
Dindi S/S | State | 400/220 | TSTRANSCO | 630 | JUN-17 | 2017-18
Gani (3x500 - ICT-III) | State | 400/220 | APTRANSCO | 500 | JUL-17 | 2017-18
Dhuri (New) (Addl.) | State | 400/220 | PSTCL | 500 | JUL-17 | 2017-18
Asupaka S/S | State | 400/220 | TSTRANSCO | 315 | AUG-17 | 2017-18
Alamathy | State | 400/110 | TANTRANSCO | 200 | AUG-17 | 2017-18
Manali (Addl) | State | 400/110 | TANTRANSCO | 200 | AUG-17 | 2017-18
Bhadla (Distt. Jodhpur)-ICT-1 | State | 400/220 | RVPNL | 500 | AUG-17 | 2017-18
Rasipalayam S/S (ICT-6) | State | 400/110 | TANTRANSCO | 200 | AUG-17 | 2017-18
New Chanditala 400kV S/s | State | 400/220 | WBSETCL | 315 | AUG-17 | 2017-18
Maheswaram S/S | State | 400/220 | TSTRANSCO | 500 | AUG-17 | 2017-18
Dharmapuri (Palavady)-ICT-II | State | 400/230 | TANTRANSCO | 315 | SEP-17 | 2017-18
New Chanditala 400kV- (ICT-II) | State | 400/220 | WBSETCL | 315 | SEP-17 | 2017-18
Narsapur (ICT-II) | State | 400/220 | TSTRANSCO | 315 | SEP-17 | 2017-18
Dharmapuri (Palavady) 200MVA-ICT-II | State | 400/110 | TANTRANSCO | 200 | SEP-17 | 2017-18
Bhadla (Distt Jhodpur)-ICT-II | State | 400/220 | RVPNL | 500 | SEP-17 | 2017-18
Sultanpur (Aug.) (315-240) | State | 400/220 | UPPTCL | 75 | OCT-17 | 2017-18
Narsapur-ICT-III | State | 400/220 | TSTRANSCO | 315 | NOV-17 | 2017-18
Orai (New) (ICT-II) | State | 400/220 | UPPTCL | 315 | NOV-17 | 2017-18
Anaikadavu SS | State | 400/230/110 | TANTRANSCO | 1030 | NOV-17 | 2017-18
Chhegaon Addl. (Distt. Khandwa) (Makhan) | State | 400/220 | MPPTCL | 315 | NOV-17 | 2017-18
Padhge ICT Repl(500-315) | State | 400/220 | MSETCL | 185 | NOV-17 | 2017-18
Maheshwaram (2x500)-ICT-II | State | 400/220 | TSTRANSCO | 500 | NOV-17 | 2017-18
Jagdalpur (ICT-I) | State | 400/220 | CSPTCL | 315 | NOV-17 | 2017-18
Sholinganallur (Ottinmbakkam) S/S | State | 400/230/110 | TANTRANSCO | 830 | DEC-17 | 2017-18
Muradnagar -II (Aug.) S/S (315-240) | State | 400/220 | UPPTCL | 75 | DEC-17 | 2017-18
Moradabad (Aug.) S/S (500 - 315) | State | 400/220 | UPPTCL | 185 | DEC-17 | 2017-18
Kudus New S/S - (ICT-I) | State | 400/220 | MSETCL | 500 | DEC-17 | 2017-18
Gorkhpur (Aug.) (500-240) | State | 400/220 | UPPTCL | 260 | JAN-18 | 2017-18
New Chanditala ICT-III | State | 400/220 | WBSETCL | 315 | FEB-18 | 2017-18
Hinjewadi II (GIS) | State | 400/220 | MSETCL | 1000 | FEB-18 | 2017-18
Chandrapur-II (Addl.) | State | 400/220 | MSETCL | 500 | MAR-18 | 2017-18
Sanand | State | 400/220 | GETCO | 500 | MAR-18 | 2017-18
Mardam | State | 400/220 | APTRANSCO | 630 | MAR-18 | 2017-18
Kudus (ICT -II) | State | 400/220 | MSETCL | 500 | MAR-18 | 2017-18
GSS Babai S/S | State | 400/220 | RVPNL | 315 | MAR-18 | 2017-18
Muradnagar-I (Aug.) (500-315) | State | 400/220 | UPPTCL | 185 | MAR-18 | 2017-18
Jejuri (Addl.) | State | 400/220/33 | MSETCL | 500 | MAR-18 | 2017-18
Aurangabad-II (Thaptitanda) (Addl.) | State | 400/220 | MSETCL | 500 | MAR-18 | 2017-18
Chandausi (Sambhal) (ICT-II) | State | 220/132 | UPPTCL | 160 | APR-17 | 2017-18
RA Puram (GIS) UG (JICA) | State | 220/33 | TANTRANSCO | 200 | APR-17 | 2017-18
Bonai S/S (ICT-1) | State | 220/33 | OPTCL | 20 | APR-17 | 2017-18
Vile Bhagad s/s (ICT-II) | State | 220/22 | MSETCL | 25 | APR-17 | 2017-18
Basti (ICT-1) (Aug 200-160) | State | 220/132 | UPPTCL | 40 | APR-17 | 2017-18
Bharthana (Etawah) (ICT-1)(Aug 160-100) | State | 220/132 | UPPTCL | 60 | APR-17 | 2017-18
Taramani (4th Auto Trf) | State | 220/110 | TANTRANSCO | 100 | APR-17 | 2017-18
Omega Industrial Estate s/s | State | 220/110 | TANTRANSCO | 200 | APR-17 | 2017-18
Sec-1 IMT Manesar s/s | State | 220/66 | HVPNL | 60 | APR-17 | 2017-18
Meerpur Kurali s/s (ICT-1) | State | 220/66 | HVPNL | 100 | APR-17 | 2017-18
Morena (new) s/s | State | 220/132 | MPPTCL | 160 | APR-17 | 2017-18
Chhata (Mathura ) s/s (ICT-1) | State | 220/132 | UPPTCL | 160 | APR-17 | 2017-18
Nanauta (ICT-I) (Aug200-100) | State | 220/132 | UPPTCL | 100 | APR-17 | 2017-18
Sadaipur s/s (ICT-1) | State | 220/132 | WBSETCL | 160 | APR-17 | 2017-18
Kotla Jagan s/s | State | 220/66 | PSTCL | 60 | MAY-17 | 2017-18
Chinchwad-II (Addl-ICT) s/s | State | 220/132 | MSETCL | 200 | MAY-17 | 2017-18
Bhawanigarh s/s | State | 220/66 | PSTCL | 160 | MAY-17 | 2017-18
Bhelupur - (ICT -II) | State | 220/132 | UPPTCL | 60 | MAY-17 | 2017-18
Allahabad (Rewa Road) (Augmentation of 160MVA ICT-II) | State | 220/132 | UPPTCL | 40 | MAY-17 | 2017-18
Gurugram Sec-20 (GIS) | State | 220/66 | HVPNL | 200 | MAY-17 | 2017-18
Sonta s/s (2nd T/F) | State | 220/66 | HVPNL | 100 | MAY-17 | 2017-18
Airoli Knowledge Park s/s | State | 220/22 | MSETCL | 50 | MAY-17 | 2017-18
Mhaisal s/s (Addl ) | State | 220/33 | MSETCL | 25 | MAY-17 | 2017-18
Jorian (Aug) S/s | State | 220/132 | HVPNL | 60 | JUN-17 | 2017-18
Bechraji S/S | State | 220/66 | GETCO | 200 | JUN-17 | 2017-18
Bhestan S/S | State | 220/66 | GETCO | 300 | JUN-17 | 2017-18
Vallabhipur S/S | State | 220/66 | GETCO | 100 | JUN-17 | 2017-18
Gurgaon Sector - 33 S/s | State | 220/66 | HVPNL | 160 | JUN-17 | 2017-18
Chinthamani (Aug.) | State | 220/66 | KPTCL | 100 | JUN-17 | 2017-18
Magadi | State | 220/66 | KPTCL | 200 | JUN-17 | 2017-18
Bagha Purana (Addl) | State | 220/66 | PSTCL | 100 | JUN-17 | 2017-18
Bahadurgarh (Bhater) (Aug.) | State | 220/66 | PSTCL | 100 | JUN-17 | 2017-18
Dharamkot (Addl) | State | 220/66 | PSTCL | 100 | JUN-17 | 2017-18
Kharghar S/s | State | 220/33 | MSETCL | 50 | JUN-17 | 2017-18
Bhokardhan (2nd Trf.) | State | 220/33 | MSETCL | 50 | JUN-17 | 2017-18
Sector -6 Sonipat S/S | State | 220/33 | HVPNL | 100 | JUN-17 | 2017-18
Masjid Moth (Addl.) | State | 220/33 | DTL | 100 | JUN-17 | 2017-18
Hapur (New)(ICT-II) | State | 220/132/33 | UPPTCL | 180 | JUN-17 | 2017-18
Musahari S/S | State | 220/132/33 | BSPTCL | 320 | JUN-17 | 2017-18
Motipur (GSS) (Bikhanpura new) S/S | State | 220/132/33 | BSPTCL | 320 | JUN-17 | 2017-18
Goddumarri | State | 220/11 | APTRANSCO | 100 | JUN-17 | 2017-18
Yellanur | State | 220/11 | APTRANSCO | 50 | JUN-17 | 2017-18
Barahua/ Gorakhpur (Aug) | State | 220/132 | UPPTCL | 60 | JUN-17 | 2017-18
Amroha (New) (ICT-I) | State | 220/132 | UPPTCL | 160 | JUN-17 | 2017-18
Dichpally (Aug.) | State | 220/132 | TSTRANSCO | 315 | JUN-17 | 2017-18
Pratapgarh (Upgradation)(160-100) | State | 220/132 | RVPNL | 60 | JUN-17 | 2017-18
Mandalgarh S/s | State | 220/132 | RVPNL | 100 | JUN-17 | 2017-18
Warud S/S | State | 220/132 | MSETCL | 200 | JUN-17 | 2017-18
Karnal s/s | State | 220/33 | HVPNL | 50 | JUL-17 | 2017-18
Peeragarhi (Addl.) | State | 220/33 | DTL | 100 | JUL-17 | 2017-18
Mahilpur (Addl) | State | 220/66 | PSTCL | 100 | JUL-17 | 2017-18
Mhaisal s/s (Addl-2) | State | 220/33 | MSETCL | 25 | JUL-17 | 2017-18
Panchgaon S/S | State | 220/33 | HVPNL | 100 | JUL-17 | 2017-18
Lodhi Road GIS (Addl.) | State | 220/33 | DTL | 100 | AUG-17 | 2017-18
Talwandi Bhai (Addl) | State | 220/66 | PSTCL | 160 | AUG-17 | 2017-18
Amroha (New)(ICT-II) | State | 220/132 | UPPTCL | 160 | AUG-17 | 2017-18
Malegaon S/S | State | 220/132 | MSETCL | 200 | AUG-17 | 2017-18
Jammalamadugu (220kV ICT-I) | State | 220/132 | APTRANSCO | 160 | AUG-17 | 2017-18
Gurgaon Sector - 20 (Aug.) | State | 220/66 | HVPNL | 100 | SEP-17 | 2017-18
Narsapur (ICT-II) (160 MVA) | State | 220/132 | TSTRANSCO | 160 | SEP-17 | 2017-18
Narsapur (ICT-I) (100 MVA) | State | 220/132 | TSTRANSCO | 100 | SEP-17 | 2017-18
Yawatmal (Addl ICT) | State | 220/132 | MSETCL | 100 | SEP-17 | 2017-18
Jahangirabad (Aug.) (150-100) | State | 220/132 | UPPTCL | 50 | OCT-17 | 2017-18
Mangliya S/s | State | 220/132 | MPPTCL | 160 | OCT-17 | 2017-18
Miraj (Aug.) (200-100) | State | 220/132 | MSETCL | 100 | OCT-17 | 2017-18
Balasore (3rd Trf.) | State | 220/132 | OPTCL | 160 | OCT-17 | 2017-18
Sarnath (Aug.) | State | 220/132 | UPPTCL | 200 | OCT-17 | 2017-18
Beed (Aug.) | State | 220/33 | MSETCL | 25 | OCT-17 | 2017-18
Waluj (Aug.) (100-50) | State | 220/33 | MSETCL | 50 | OCT-17 | 2017-18
Bonai (2nd Trf.) | State | 220/33 | OPTCL | 20 | OCT-17 | 2017-18
Panchgaon | State | 220/66 | HVPNL | 160 | OCT-17 | 2017-18
Kanjli (2nd Addl. Trf.) | State | 220/66 | PSTCL | 100 | OCT-17 | 2017-18
Pilibhit ICT-I | State | 220/132 | UPPTCL | 100 | NOV-17 | 2017-18
Bassi (Said Pura)- ICT-III | State | 220/66 | PSTCL | 100 | NOV-17 | 2017-18
Isherwal (Aug) | State | 220/132 | HVPNL | 100 | NOV-17 | 2017-18
Pinjore s/s | State | 220/66 | HVPNL | 100 | NOV-17 | 2017-18
Pandhurna S/S | State | 220/132 | MPPTCL | 160 | NOV-17 | 2017-18
Hinjewadi Trf repl. (100-50) | State | 220/22 | MSETCL | 50 | DEC-17 | 2017-18
Sitapur (Aug.) S/S (200-100) | State | 220/132 | UPPTCL | 100 | DEC-17 | 2017-18
Shatabdinagar (Aug.) S/S (200-160) | State | 220/132 | UPPTCL | 40 | DEC-17 | 2017-18
Pilibhit (New) S/S (ICT-II) | State | 220/132 | UPPTCL | 100 | DEC-17 | 2017-18
Noida Sec.-62 S/S (Aug.) (160-100) | State | 220/132 | UPPTCL | 60 | DEC-17 | 2017-18
Nanauta (Aug.) S/S (200-160) | State | 220/132 | UPPTCL | 40 | DEC-17 | 2017-18
Anjangaon S/S | State | 220/33 | MSETCL | 50 | DEC-17 | 2017-18
Sarna S/S (ICT-II) | State | 220/66 | PSTCL | 100 | DEC-17 | 2017-18
Panchkula Sector- 32 S/S | State | 220/66 | HVPNL | 200 | DEC-17 | 2017-18
Shahdol (Upgradation) | State | 220/132 | MPPTCL | 160 | JAN-18 | 2017-18
Khurja (Aug.) (200-160)-ICT-I | State | 220/132 | UPPTCL | 40 | JAN-18 | 2017-18
Gr. Noida (Aug) (200-160)-ICT-II | State | 220/132 | UPPTCL | 40 | JAN-18 | 2017-18
Bhugaon (Addl.) | State | 220/132 | MSETCL | 100 | JAN-18 | 2017-18
Arambag (Aug.) | State | 220/132 | WBSETCL | 160 | FEB-18 | 2017-18
Sadaipur s/s (ICT-II) | State | 220/132 | WBSETCL | 160 | FEB-18 | 2017-18
220 kV S/S Sahupuri (Aug.) II (200-160) | State | 220/132 | UPPTCL | 40 | FEB-18 | 2017-18
220kV S/S Shahjahanpur (Aug.) (200-100) | State | 220/132 | UPPTCL | 100 | FEB-18 | 2017-18
Alipurduar S/S | State | 220/132 | WBSETCL | 320 | FEB-18 | 2017-18
Mansa (ICT Repl.) | State | 220/66 | PSTCL | 60 | FEB-18 | 2017-18
KIADB Hardware Park Devanahalli S/S | State | 220/66 | KPTCL | 200 | FEB-18 | 2017-18
Gururam Sec.-56 | State | 220/66 | HVPNL | 160 | FEB-18 | 2017-18
Pappankalan-III | State | 220/66 | DTL | 320 | FEB-18 | 2017-18
220kV S/S Nara Mzn (Aug.)I (200-160) | State | 220/132 | UPPTCL | 40 | FEB-18 | 2017-18
220kV S/S Modipuram (Aug.)II(200-160) | State | 220/132 | UPPTCL | 40 | FEB-18 | 2017-18
220kV S/S Gonda (Aug.) II (160-100) | State | 220/132 | UPPTCL | 60 | FEB-18 | 2017-18
220 kV S/S Gajokhar (Aug.) I (160-100) | State | 220/132 | UPPTCL | 60 | FEB-18 | 2017-18
220kV S/S Fatehpur (Aug(200-160) | State | 220/132 | UPPTCL | 40 | FEB-18 | 2017-18
220 kV S/S Azamgarh-II (New) | State | 220/132 | UPPTCL | 320 | FEB-18 | 2017-18
Jalna MIDC (Nagewadi) | State | 220/132 | MSETCL | 150 | FEB-18 | 2017-18
Bhadrak (ICT Repl.) | State | 220/132 | OPTCL | 60 | FEB-18 | 2017-18
Satgachia Aug. | State | 220/132 | WBSETCL | 160 | FEB-18 | 2017-18
Karian S/S | State | 220/33 | HPPTCL | 63 | FEB-18 | 2017-18
Krishna nagar (Aug.) | State | 220/132 | WBSETCL | 160 | FEB-18 | 2017-18
Rajla (160-100) | State | 220/132 | PSTCL | 60 | MAR-18 | 2017-18
Meerpur Kurali s/s (ICT-2) | State | 220/66 | HVPNL | 100 | MAR-18 | 2017-18
Zagadia | State | 220/66 | GETCO | 160 | MAR-18 | 2017-18
Ukai (Hydro) | State | 220/66 | GETCO | 160 | MAR-18 | 2017-18
Sanand | State | 220/66 | GETCO | 160 | MAR-18 | 2017-18
Sachin (Talangpore) | State | 220/66 | GETCO | 60 | MAR-18 | 2017-18
Botad s/s | State | 220/66 | GETCO | 160 | MAR-18 | 2017-18
CG City (AIS) Lucknow (New) | State | 220/33 | UPPTCL | 180 | MAR-18 | 2017-18
Malkangiri (ICT-II) | State | 220/33 | OPTCL | 40 | MAR-18 | 2017-18
Mendhegiri (Wind) | State | 220/33 | MSETCL | 50 | MAR-18 | 2017-18
Krishnoor S/S | State | 220/33 | MSETCL | 25 | MAR-18 | 2017-18
Theur s/s (Addl.) | State | 220/22 | MSETCL | 50 | MAR-18 | 2017-18
Bargarh New (ICT-I) | State | 220/132/33 | OPTCL | 100 | MAR-18 | 2017-18
R.C. Green Gr. Noida (Aug.) | State | 220/132 | UPPTCL | 160 | MAR-18 | 2017-18
Noida Sec-148 (New) | State | 220/132 | UPPTCL | 160 | MAR-18 | 2017-18
Neebkarori Farrukhabad (New) | State | 220/132 | UPPTCL | 100 | MAR-18 | 2017-18
Motiran Adda Gorakhpur (Aug.) (ICT-III (Addl.) | State | 220/132 | UPPTCL | 160 | MAR-18 | 2017-18
Mirzapur (Aug.) (160-100) | State | 220/132 | UPPTCL | 60 | MAR-18 | 2017-18
Bansi Siddharth Nagar (New) | State | 220/132 | UPPTCL | 100 | MAR-18 | 2017-18
Agra (Aug.) (160-100) | State | 220/132 | UPPTCL | 60 | MAR-18 | 2017-18
Palwal (Aug.) | State | 220/66 | HVPNL | 160 | MAR-18 | 2017-18
Kartarpur (160-100) | State | 220/132 | PSTCL | 60 | MAR-18 | 2017-18
Ahemednagar (Kedgaon) (Addl.) | State | 220/132 | MSETCL | 200 | MAR-18 | 2017-18
Dadhibana (Aug.) | State | 220/132 | HVPNL | 100 | MAR-18 | 2017-18
Shapur s/s | State | 220/132 | GETCO | 100 | MAR-18 | 2017-18
Gotri | State | 220/132 | GETCO | 300 | MAR-18 | 2017-18
Banda (New) ICT-II | State | 400/220 | UPPTCL | 315 | APR-18 | 2018-19
Obra-BTPS (Aug.) (315-240) | State | 400/220 | UPPTCL | 75 | APR-18 | 2018-19
Moradabad (Aug.) (500-315) ICT-II | State | 400/220 | UPPTCL | 185 | APR-18 | 2018-19
Obra -BTPS (Aug.) ICT-II (315-240) | State | 400/220 | UPPTCL | 75 | MAY-18 | 2018-19
Sattenapalli ICT-III | State | 400/220 | APTRANSCO | 315 | MAY-18 | 2018-19
Kalikiri | State | 400/220 | APTRANSCO | 630 | JUN-18 | 2018-19
Bhopal (Sukhi Sewaniya) (Addl.) | State | 400/220 | MPPTCL | 315 | JUN-18 | 2018-19
Julurupadu S/S | State | 400/220 | TSTRANSCO | 630 | JUL-18 | 2018-19
Nirmal S/S | State | 400/220 | TSTRANSCO | 630 | JUL-18 | 2018-19
Garividi (Marala) | State | 400/220 | APTRANSCO | 630 | AUG-18 | 2018-19
Lapanga S/S | State | 400/220 | OPTCL | 315 | AUG-18 | 2018-19
Nirmal ICT-III | State | 400/220 | TSTRANSCO | 315 | AUG-18 | 2018-19
Shankarpally | State | 400/220 | TSTRANSCO | 500 | OCT-18 | 2018-19
Panki Kanpur (Aug.) T/F-I | State | 400/200 | UPPTCL | 75 | OCT-18 | 2018-19
Thappagundu s/s | State | 400/110 | TANTRANSCO | 600 | OCT-18 | 2018-19
Hindupur s/s (1st ICT) | State | 400/220 | APTRANSCO | 315 | OCT-18 | 2018-19
Podili s/s (1st ICT) | State | 400/220 | APTRANSCO | 315 | OCT-18 | 2018-19
Doni (Gadag)S/S | State | 400/220 | KPTCL | 1000 | OCT-18 | 2018-19
Jodhpur s/s (New) | State | 400/220 | RVPNL | 315 | OCT-18 | 2018-19
Kethireddypally | State | 400/220/132 | TSTRANSCO | 630 | NOV-18 | 2018-19
Malkaram (4th -ICT) | State | 400/220 | TSTRANSCO | 315 | NOV-18 | 2018-19
Jagalur (Hiremallanahole) S/S | State | 400/220 | KPTCL | 1000 | DEC-18 | 2018-19
Azamgarh (Aug) T/F-II (500-315) | State | 400/220 | UPPTCL | 185 | JAN-19 | 2018-19
Jagdalpur S/s (ICT-II) | State | 400/220 | CSPTCL | 315 | FEB-19 | 2018-19
Sanand (ICT-II) | State | 400/220 | GETCO | 1000 | FEB-19 | 2018-19
Chandrapur (ICT-II) | State | 400/220 | MSETCL | 1000 | FEB-19 | 2018-19
Jaisalmer -2 S/S | State | 400/220 | RVPNL | 500 | FEB-19 | 2018-19
Masauli (Prayagraj) (New) T/F-I | State | 400/132 | UPPTCL | 200 | FEB-19 | 2018-19
Basti (Aug) T/F-II (200-160) | State | 400/132 | UPPTCL | 40 | FEB-19 | 2018-19
Sambhal (Aug) T/F- II (160-100) | State | 400/220 | UPPTCL | 60 | MAR-19 | 2018-19
Masauli Prayagraj (New) T/F-II | State | 400/132 | UPPTCL | 200 | MAR-19 | 2018-19
Kirnapur (Balaghat) | State | 400/132 | MPPTCL | 200 | MAR-19 | 2018-19
Sarojininagar Lucknow (Aug) T/F- I (500-315) | State | 400/220 | UPPTCL | 185 | MAR-19 | 2018-19
Panki Kanpur (Aug) T/F- II (315-240) | State | 400/220 | UPPTCL | 75 | MAR-19 | 2018-19
Badaun (Aug) T/F- II (200-160) | State | 400/220 | UPPTCL | 40 | MAR-19 | 2018-19
Kalwa s/s (Aug.) | State | 400/220 | MSETCL | 500 | MAR-19 | 2018-19
Chandrapur II S/s (Aug.) | State | 400/220 | MSETCL | 500 | MAR-19 | 2018-19
Badnawar (New) s/s | State | 400/220 | MPPTCL | 315 | MAR-19 | 2018-19
Daultabad S/s (Aug.) | State | 400/220 | HVPNL | 315 | MAR-19 | 2018-19
Keshod s/s Aug. | State | 400/220 | GETCO | 160 | MAR-19 | 2018-19
Porur GIS | State | 230/110 | TANTRANSCO | 100 | JUL-18 | 2018-19
Pudukkottai (Aug) (160-100) | State | 230/110 | TANTRANSCO | 60 | JUL-18 | 2018-19
Sembatty (Aug)(160-100) (GEC-I) | State | 230/110 | TANTRANSCO | 60 | JUL-18 | 2018-19
Kancheepuram | State | 230/110 | TANTRANSCO | 100 | SEP-18 | 2018-19
Mondipatty (Addl Auto T/F ) | State | 230/110 | TANTRANSCO | 80 | SEP-18 | 2018-19
Anuppankulam (Addl. T/F) | State | 230/110 | TANTRANSCO | 60 | OCT-18 | 2018-19
Neyveli S/S | State | 230/110 | TANTRANSCO | 480 | OCT-18 | 2018-19
Porur (Addl T/F) | State | 230/110 | TANTRANSCO | 100 | OCT-18 | 2018-19
Gummidipoondi (IIIrD Auto) | State | 230/110 | TANTRANSCO | 100 | FEB-19 | 2018-19
Thiruvannamalai (Enhancement from 100 MVA to 160 MVA) | State | 230/110 | TANTRANSCO | 60 | MAR-19 | 2018-19
Thiruchuli (II Auto trfo.) | State | 230/110 | TANTRANSCO | 100 | MAR-19 | 2018-19
Thiruchuli (III Auto trafo.) | State | 230/110 | TANTRANSCO | 100 | MAR-19 | 2018-19
Sohawal (Aug.) (160-100) ICT-I | State | 220/132 | UPPTCL | 60 | APR-18 | 2018-19
Sarsawa New (Saharanpur) ICT-I | State | 220/132 | UPPTCL | 160 | APR-18 | 2018-19
Kanpur Road (Lucknow New) | State | 220/33 | UPPTCL | 120 | APR-18 | 2018-19
Barabanki (New) | State | 220/132 | UPPTCL | 320 | APR-18 | 2018-19
Verpal Repl. (100-50) | State | 220/66 | PSTCL | 50 | APR-18 | 2018-19
Sarh (Kanpur Dehat New) ICT-I | State | 220/132 | UPPTCL | 100 | MAY-18 | 2018-19
Sikandara (Kanpur Dehat New) ICT-I | State | 220/132 | UPPTCL | 100 | MAY-18 | 2018-19
Barasat GIS | State | 220/132 | WBSETCL | 320 | MAY-18 | 2018-19
Jalore (160-50) | State | 220/132 | RVPNL | 110 | MAY-18 | 2018-19
Bachrawan Raebareli (New )ICT-I | State | 220/132 | UPPTCL | 160 | MAY-18 | 2018-19
Baghpat (Aug.) (160-100) | State | 220/132 | UPPTCL | 60 | MAY-18 | 2018-19
Hindaun (160-50) | State | 220/132 | RVPNL | 110 | MAY-18 | 2018-19
Gurgaon Sec. -57 | State | 220/66 | HVPNL | 100 | MAY-18 | 2018-19
Jalkot | State | 220/132 | MSETCL | 100 | JUN-18 | 2018-19
Mund | State | 220/132 | HVPNL | 100 | JUN-18 | 2018-19
Betul (Addl.) | State | 220/132 | MPPTCL | 160 | JUN-18 | 2018-19
Suwasara S/S | State | 220/132 | MPPTCL | 160 | JUN-18 | 2018-19
Mandola Vihar (New ICT-I) | State | 220/33 | UPPTCL | 60 | JUN-18 | 2018-19
Maur | State | 220/66 | PSTCL | 100 | JUN-18 | 2018-19
Jalkot ICT-II | State | 220/132 | MSETCL | 100 | JUL-18 | 2018-19
Limbdi (Aug) (150-50) | State | 220/132 | GETCO | 100 | JUL-18 | 2018-19
Kawardha s/s | State | 220/132 | CSPTCL | 160 | JUL-18 | 2018-19
Borjhara | State | 220/132 | CSPTCL | 160 | JUL-18 | 2018-19
Parbhani (Addl) | State | 220/33 | MSETCL | 50 | JUL-18 | 2018-19
Rukhi (New) ICT-I | State | 220/132 | UPPTCL | 160 | JUL-18 | 2018-19
Bhat (Aug) (2x160-100) | State | 220/66 | GETCO | 220 | JUL-18 | 2018-19
Jamnagar (Aug)(160-100) | State | 220/66 | GETCO | 60 | JUL-18 | 2018-19
Radhanpur (Aug) | State | 220/66 | GETCO | 160 | JUL-18 | 2018-19
Tappar (Aug) | State | 220/66 | GETCO | 160 | JUL-18 | 2018-19
Hoshiarpur | State | 220/66 | PSTCL | 160 | JUL-18 | 2018-19
Bansi (New) ICT-II | State | 220/132 | UPPTCL | 100 | JUL-18 | 2018-19
Mohana (Aug) | State | 220/132 | HVPNL | 100 | JUL-18 | 2018-19
Jigani (2x150) | State | 220/66 | KPTCL | 300 | AUG-18 | 2018-19
Mallat (Manvi) S/S | State | 220/66 | KPTCL | 200 | AUG-18 | 2018-19
Morti (New) - ICT-II | State | 220/33 | UPPTCL | 60 | AUG-18 | 2018-19
Harrawala (Dehradun) IIP (2x50) | State | 220/33 | PTCUL | 100 | AUG-18 | 2018-19
Narasinghpur S/S | State | 220/33 | OPTCL | 40 | AUG-18 | 2018-19
Hinganghat | State | 220/33 | MSETCL | 100 | AUG-18 | 2018-19
R.K.Puram -II (GIS) | State | 220/33 | DTL | 200 | AUG-18 | 2018-19
Hapur (New) | State | 220/132/33 | UPPTCL | 320 | AUG-18 | 2018-19
Central (CMRL) (2x100) | State | 220/110 | TANTRANSCO | 200 | AUG-18 | 2018-19
Thiruvannamalai (Addl.) | State | 220/110 | TANTRANSCO | 160 | AUG-18 | 2018-19
Siyana ICT-I | State | 220/132 | UPPTCL | 160 | AUG-18 | 2018-19
Bhawanimandi S/S | State | 220/132 | RVPNL | 160 | AUG-18 | 2018-19
Jalna MIDC (Nagewadi) (ICT) s/s | State | 220/132 | MSETCL | 100 | AUG-18 | 2018-19
Kawant S/s | State | 220/66 | GETCO | 160 | AUG-18 | 2018-19
R.K. Puram - I (GIS) | State | 220/66 | DTL | 320 | AUG-18 | 2018-19
New Town AA-III | State | 220/33 | WBSETCL | 50 | AUG-18 | 2018-19
Pirankaliyar (Imlikhera) | State | 220/132 | PTCUL | 100 | SEP-18 | 2018-19
Chhanera | State | 220/132 | MPPTCL | 320 | SEP-18 | 2018-19
Suwasara (2nd Unit) | State | 220/132 | MPPTCL | 160 | SEP-18 | 2018-19
Shahada Addl ICT | State | 220/132 | MSETCL | 100 | SEP-18 | 2018-19
Cuttack (One Auto T/F ) | State | 220/132 | OPTCL | 100 | SEP-18 | 2018-19
Neebkarori Farrukhabad (New) T/F-II | State | 220/132 | UPPTCL | 100 | SEP-18 | 2018-19
Sarh (Kanpur Dehat New) T/F-II | State | 220/132 | UPPTCL | 160 | SEP-18 | 2018-19
Simbhaoli Ghaziabad (Aug) T/F-II | State | 220/132 | UPPTCL | 40 | SEP-18 | 2018-19
Gadchandur Addl T/F | State | 220/33 | MSETCL | 50 | SEP-18 | 2018-19
Wardha Addl. T/F | State | 220/33 | MSETCL | 50 | SEP-18 | 2018-19
Keonjhar GIS | State | 220/33 | OPTCL | 40 | SEP-18 | 2018-19
Karmsad (Aug.) | State | 220/66 | GETCO | 160 | OCT-18 | 2018-19
Narwana (Aug.) | State | 220/132 | HVPNL | 60 | OCT-18 | 2018-19
Therubali (3rd Auto T/F) | State | 220/132 | OPTCL | 160 | OCT-18 | 2018-19
Halasar s/s | State | 220/132 | RVPNL | 160 | OCT-18 | 2018-19
Madanpur (Aug.) | State | 220/66 | HVPNL | 100 | OCT-18 | 2018-19
Gurgaon Sec.-52A (Aug.) | State | 220/66 | HVPNL | 160 | OCT-18 | 2018-19
Savarkundla (Aug.) | State | 220/66 | GETCO | 60 | OCT-18 | 2018-19
Lalpar (Aug.) | State | 220/66 | GETCO | 60 | OCT-18 | 2018-19
Bansi Siddaharthnagar (Aug) T/F-I | State | 220/132 | UPPTCL | 60 | OCT-18 | 2018-19
Hata Kushinagar (New) T/F-I | State | 220/132 | UPPTCL | 100 | OCT-18 | 2018-19
Bhuna (Aug.) | State | 220/132 | HVPNL | 100 | OCT-18 | 2018-19
Mendhasal (2nd power T/F) | State | 220/33 | OPTCL | 20 | OCT-18 | 2018-19
Gomti nagar Lucknow (Aug.) T/F-IV | State | 220/33 | UPPTCL | 60 | OCT-18 | 2018-19
Kanpur Road Lucknow (New) T/F-III | State | 220/33 | UPPTCL | 60 | OCT-18 | 2018-19
I.A. Hisar (Aug.) | State | 220/132 | HVPNL | 50 | OCT-18 | 2018-19
Asoj (Aug) | State | 220/66 | GETCO | 150 | OCT-18 | 2018-19
Kangasiyali (Aug.) | State | 220/66 | GETCO | 60 | OCT-18 | 2018-19
Borjhara s/s | State | 220/132 | CSPTCL | 160 | NOV-18 | 2018-19
Dharsiwa s/s | State | 220/132 | CSPTCL | 320 | NOV-18 | 2018-19
Kawardha s/s (2nd T/F) | State | 220/132 | CSPTCL | 160 | NOV-18 | 2018-19
Jind s/s (Aug.) | State | 220/132 | HVPNL | 60 | NOV-18 | 2018-19
Bherunda S/S | State | 220/132 | RVPNL | 160 | NOV-18 | 2018-19
Badhni Kalan (New) s/s | State | 220/66 | PSTCL | 100 | NOV-18 | 2018-19
Pavagada S/S | State | 220/66 | KPTCL | 200 | NOV-18 | 2018-19
Panchgaon s/s (Aug.) | State | 220/66 | HVPNL | 160 | NOV-18 | 2018-19
Rookhi Bulandshahar (New) T/F-I | State | 220/33 | UPPTCL | 60 | NOV-18 | 2018-19
Vasai (Addl T/F) | State | 220/22 | MSETCL | 50 | NOV-18 | 2018-19
Sendhwa (New) s/s | State | 220/132 | MPPTCL | 160 | DEC-18 | 2018-19
Jhusi Prayagraj (Aug.) (200-160) | State | 220/132 | UPPTCL | 40 | DEC-18 | 2018-19
Rampur s/s (Aug. (160-100) | State | 220/132 | UPPTCL | 60 | DEC-18 | 2018-19
Sarh Dehat (Aug.) (160-100) | State | 220/132 | UPPTCL | 60 | DEC-18 | 2018-19
Shamli S/S (Aug) Additional T/F | State | 220/132 | UPPTCL | 100 | DEC-18 | 2018-19
New Sagardighi S/S | State | 220/132 | WBSETCL | 320 | DEC-18 | 2018-19
New Town AA-III (Aug.) | State | 220/132 | WBSETCL | 160 | DEC-18 | 2018-19
Kethireddypalli (2 nos of 220/132MVA PTRs) | State | 220/132 | TSTRANSCO | 200 | DEC-18 | 2018-19
Bargarh S/S (ICT-II) | State | 220/132 | OPTCL | 160 | DEC-18 | 2018-19
Banda (Aug) T/F-I (200-160) | State | 220/132 | UPPTCL | 40 | JAN-19 | 2018-19
Sector-6 Sonepat (Capacity Addition) | State | 220/33 | HVPNL | 100 | JAN-19 | 2018-19
Rania (Capacity Addition) | State | 220/132 | HVPNL | 60 | JAN-19 | 2018-19
Saharanpur (Aug) T/F-I (200-160) | State | 220/132 | UPPTCL | 40 | JAN-19 | 2018-19
Maath Mathura (New) T/F-I | State | 220/132 | UPPTCL | 160 | JAN-19 | 2018-19
Kanpur Dehat (New) 160 MVA (100 MVA T/F already energized in May -18). | State | 220/132 | UPPTCL | 60 | JAN-19 | 2018-19
Nissing (Capacity Addition) | State | 220/132 | HVPNL | 110 | JAN-19 | 2018-19
Extn. at Imlikhera (Pirankaliyar) | State | 220/132 | PTCUL | 200 | JAN-19 | 2018-19
Bastara (Capacity Addition) | State | 220/132 | HVPNL | 60 | JAN-19 | 2018-19
Kaithal (Capacity Addition) | State | 220/132 | HVPNL | 60 | JAN-19 | 2018-19
Tughlakabad S/S | State | 220/66 | DTL | 320 | FEB-19 | 2018-19
Kawant S/S 2nd T/F | State | 220/66 | GETCO | 160 | FEB-19 | 2018-19
Lalru S/S (Replacement of 100 MVA T/F by 160 MVA) | State | 220/66 | PSTCL | 60 | FEB-19 | 2018-19
RGEC Sonipat S/S | State | 220/33 | HVPNL | 100 | FEB-19 | 2018-19
Domjur 220kV (Aug) (160-100) | State | 220/132 | WBSETCL | 60 | FEB-19 | 2018-19
Pahari (Chitrakoot) (New) T/F-I | State | 220/132 | UPPTCL | 100 | FEB-19 | 2018-19
Muradnagar Ghaziabad (Aug) T/F-II (200-160) | State | 220/132 | UPPTCL | 40 | FEB-19 | 2018-19
Hardoi Road (Aug) T/F-II (200-160) | State | 220/132 | UPPTCL | 40 | FEB-19 | 2018-19
Ghazipur (Aug) T/F-II (160-100) | State | 220/132 | UPPTCL | 60 | FEB-19 | 2018-19
Barhi (GIS) S/S | State | 220/132 | HVPNL | 100 | FEB-19 | 2018-19
KB Cross Spare (Aug.) | State | 220/110 | KPTCL | 100 | FEB-19 | 2018-19
B.Bagewadi (Aug.) | State | 220/110 | KPTCL | 100 | FEB-19 | 2018-19
Kekatnimbhora s/s | State | 220/132 | MSETCL | 200 | MAR-19 | 2018-19
Jeur S/s (Aug. by Trafo Replacement(200-100)) | State | 220/132 | MSETCL | 100 | MAR-19 | 2018-19
Jalna s/s (Aug.) | State | 220/132 | MSETCL | 100 | MAR-19 | 2018-19
Georai s/s | State | 220/132 | MSETCL | 150 | MAR-19 | 2018-19
Chinchwad-II s/s (Aug.) | State | 220/132 | MSETCL | 200 | MAR-19 | 2018-19
Bhenda s/s (Aug.) | State | 220/132 | MSETCL | 100 | MAR-19 | 2018-19
Kanwan New (GEC-I) | State | 220/132 | MPPTCL | 160 | MAR-19 | 2018-19
Sirsa S/s | State | 220/132 | HVPNL | 100 | MAR-19 | 2018-19
Cheeka S/s | State | 220/132 | HVPNL | 60 | MAR-19 | 2018-19
Godhara S/s Aug. | State | 220/132 | GETCO | 100 | MAR-19 | 2018-19
Asoj S/s Aug. | State | 220/132 | GETCO | 50 | MAR-19 | 2018-19
Agiyol S/s Aug. | State | 220/132 | GETCO | 100 | MAR-19 | 2018-19
Kosamba S/s Aug. | State | 220/66 | GETCO | 60 | MAR-19 | 2018-19
Kangsiyali S/s Aug. | State | 220/66 | GETCO | 60 | MAR-19 | 2018-19
Jambuva s/s (Aug.) | State | 220/66 | GETCO | 160 | MAR-19 | 2018-19
Dhasa S/s Aug. | State | 220/66 | GETCO | 60 | MAR-19 | 2018-19
Deodar S/s Aug. | State | 220/66 | GETCO | 160 | MAR-19 | 2018-19
Bhachunda s/s | State | 220/66 | GETCO | 160 | MAR-19 | 2018-19
Bansi Siddharth nagar (Aug) T/F- II (160-100) | State | 220/132 | UPPTCL | 60 | MAR-19 | 2018-19
Hardoi (Aug) T/F- II (160-100) | State | 220/132 | UPPTCL | 60 | MAR-19 | 2018-19
Mirzapur (Aug) T/F- II (160-100) | State | 220/132 | UPPTCL | 60 | MAR-19 | 2018-19
Orai (400) Jalaun (Extension) T/F- I | State | 220/132 | UPPTCL | 160 | MAR-19 | 2018-19
Unnao (Aug) T/F- II (160-100) | State | 220/132 | UPPTCL | 60 | MAR-19 | 2018-19
Kaulewada S/s (Aug. by Trafo Replacement(200- 100)) | State | 220/132 | MSETCL | 100 | MAR-19 | 2018-19
Vasai s/s (Aug.) | State | 220/22 | MSETCL | 50 | MAR-19 | 2018-19
Jeur S/s (Aug.) | State | 220/33 | MSETCL | 50 | MAR-19 | 2018-19
Karanja s/s | State | 220/33 | MSETCL | 25 | MAR-19 | 2018-19
Kekatnimbhora s/s (Aug.) | State | 220/33 | MSETCL | 100 | MAR-19 | 2018-19
Ner s/s | State | 220/33 | MSETCL | 25 | MAR-19 | 2018-19
Oni S/s (Aug.) | State | 220/33 | MSETCL | 25 | MAR-19 | 2018-19
Parbhani S/s (Aug.) | State | 220/33 | MSETCL | 50 | MAR-19 | 2018-19
Purti S/S | State | 220/33 | MSETCL | 25 | MAR-19 | 2018-19
Sayane S/s (Aug. by Trafo Replacement (50-25)) | State | 220/33 | MSETCL | 25 | MAR-19 | 2018-19
Mittemari S/S | State | 220/66 | KPTCL | 200 | MAR-19 | 2018-19
Zagadia S/s Aug. | State | 220/66 | GETCO | 110 | MAR-19 | 2018-19
Vartej S/s Aug. | State | 220/66 | GETCO | 60 | MAR-19 | 2018-19
Thavar S/s Aug. | State | 220/66 | GETCO | 110 | MAR-19 | 2018-19
Popada S/s Aug. | State | 220/66 | GETCO | 60 | MAR-19 | 2018-19
Nakhatrana S/s Aug. | State | 220/66 | GETCO | 160 | MAR-19 | 2018-19
Mota S/s Aug. | State | 220/66 | GETCO | 60 | MAR-19 | 2018-19
Morbi S/s Aug. | State | 220/66 | GETCO | 160 | MAR-19 | 2018-19
Mehsana S/s Aug. | State | 220/66 | GETCO | 160 | MAR-19 | 2018-19
Bah Agra (Aug) T/F- II (160-100) | State | 220/132 | UPPTCL | 60 | MAR-19 | 2018-19
Yavatmal s/s (Aug.) | State | 220/132 | MSETCL | 50 | MAR-19 | 2018-19
Viroda s/s | State | 220/132 | MSETCL | 200 | MAR-19 | 2018-19
Uppalwadi S/S | State | 220/132 | MSETCL | 200 | MAR-19 | 2018-19
SICOM Chandrapur s/s | State | 220/132 | MSETCL | 100 | MAR-19 | 2018-19
Narangwadi s/s | State | 220/132 | MSETCL | 100 | MAR-19 | 2018-19
Malkapur s/s | State | 220/132 | MSETCL | 100 | MAR-19 | 2018-19
Nawada S/S | State | 400/220 | HVPNL | 315 | APR-19 | 2019-20
Motiram Adda Gorakhpur (Aug.) (Additional T/F) | State | 400/220 | UPPTCL | 240 | APR-19 | 2019-20
Muradnagar-II Ghaziabad (Aug) (Additional T/F) | State | 400/220 | UPPTCL | 240 | APR-19 | 2019-20
Noida Sec- 148 G.B.Nagar (New) | State | 400/220 | UPPTCL | 500 | APR-19 | 2019-20
Sarnath Varanasi (Aug) T/F- II (500-315) | State | 400/220 | UPPTCL | 185 | APR-19 | 2019-20
Unnao (Aug) T/F-III | State | 400/220 | UPPTCL | 315 | APR-19 | 2019-20
Sarojininagar Lucknow Aug) T/F- II (500-315) | State | 400/220 | UPPTCL | 185 | APR-19 | 2019-20
Masauli Prayagraj (New) T/F-III | State | 400/132 | UPPTCL | 200 | MAY-19 | 2019-20
Talaricheruvu S/s | State | 400/220 | APTRANSCO | 945 | MAY-19 | 2019-20
Uravakonda (Aug.) ICT-II | State | 400/220 | APTRANSCO | 500 | MAY-19 | 2019-20
Jangaon s/s (3x500) (ICT-I) | State | 400/220 | TSTRANSCO | 500 | MAY-19 | 2019-20
Moradabad(Aug.) (Additional T/F) | State | 400/220 | UPPTCL | 240 | MAY-19 | 2019-20
Noida Sec-148 G.B Nagar (New)T/F-II | State | 400/220 | UPPTCL | 500 | JUN-19 | 2019-20
Muktsar (Aug) Addl T/F | State | 400/220 | PSTCL | 500 | AUG-19 | 2019-20
Lapanga S/S (ICT-II) | State | 400/220 | OPTCL | 315 | AUG-19 | 2019-20
Wangtoo (GIS) S/S | State | 400/220 | HPPTCL | 630 | OCT-19 | 2019-20
NSPCL (ICT-II) | State | 400/220 | CSPTCL | 315 | NOV-19 | 2019-20
Charanka S/S | State | 400/220 | GETCO | 630 | NOV-19 | 2019-20
Hadala (Aug.) | State | 400/220 | GETCO | 500 | NOV-19 | 2019-20
Thoppankundu s/s | State | 400/110 | TANTRANSCO | 600 | NOV-19 | 2019-20
Thennamapatty s/s | State | 400/230/110 | TANTRANSCO | 1030 | NOV-19 | 2019-20
Jangaon S/S (ICT II and III) | State | 400/220 | TSTRANSCO | 1000 | NOV-19 | 2019-20
Ramadugu s/s | State | 400/220 | TSTRANSCO | 1000 | JAN-20 | 2019-20
Uddanapally S/S | State | 230/110 | TANTRANSCO | 200 | JUN-19 | 2019-20
Arani Addl T/F | State | 230/110 | TANTRANSCO | 80 | JUL-19 | 2019-20
Porur Addl T/F | State | 230/33 | TANTRANSCO | 50 | JUL-19 | 2019-20
Ulundurpettai (Addl T/F) | State | 230/110 | TANTRANSCO | 100 | AUG-19 | 2019-20
Villupura (Aug.) (160-100) | State | 230/110 | TANTRANSCO | 60 | SEP-19 | 2019-20
Othakkalmandapam s/s (Enhancement) | State | 230/110 | TANTRANSCO | 100 | OCT-19 | 2019-20
Kurukathi (Addl T/F) | State | 230/110 | TANTRANSCO | 100 | NOV-19 | 2019-20
Nimmeli Thippiakudi (Addl T/F) | State | 230/110 | TANTRANSCO | 100 | JAN-20 | 2019-20
Thiruchuli (Addl T/F) | State | 230/110 | TANTRANSCO | 50 | JAN-20 | 2019-20
Savasapuram (Addl) | State | 230/110 | TANTRANSCO | 100 | FEB-20 | 2019-20
Guruparapally (Addl) | State | 230/110 | TANTRANSCO | 100 | FEB-20 | 2019-20
Tiruppur (JICA) (ICT-I) | State | 230/110 | TANTRANSCO | 100 | MAR-20 | 2019-20
Sitapur (Aug.) (Additional T/F) | State | 220/132 | UPPTCL | 160 | APR-19 | 2019-20
Sohawal Ayodhya (Aug) T/F-II (160-100) | State | 220/132 | UPPTCL | 60 | APR-19 | 2019-20
Sikandrabad Bulandshahr (Aug) (Additional T/F) | State | 220/132 | UPPTCL | 160 | APR-19 | 2019-20
Pali S/s | State | 220/66 | HVPNL | 160 | APR-19 | 2019-20
A-5 Faridabad S/s | State | 220/66 | HVPNL | 60 | APR-19 | 2019-20
Khurja Bulandshahr (Aug) T/F- II (200-160) | State | 220/132 | UPPTCL | 40 | APR-19 | 2019-20
Gajokhar Varanasi (Aug) T/F- II (160-100) | State | 220/132 | UPPTCL | 60 | APR-19 | 2019-20
Amethi S/s | State | 220/132 | UPPTCL | 160 | APR-19 | 2019-20
Rentachintala S/s Aug.(3X100-2x100) | State | 220/132 | APTRANSCO | 100 | APR-19 | 2019-20
Gola Gorakhpur (New) | State | 220/132 | UPPTCL | 160 | APR-19 | 2019-20
Prathipadu S/S | State | 220/132 | APTRANSCO | 100 | APR-19 | 2019-20
R.C. Green G.B. Nagar (Aug.) T/F-II (160-100) | State | 220/132 | UPPTCL | 60 | APR-19 | 2019-20
Kharepatan S/S | State | 220/33 | MSETCL | 25 | APR-19 | 2019-20
Alawalpur s/s | State | 220/66 | PSTCL | 100 | MAY-19 | 2019-20
Jaunpur (Aug.) (Additional T/F) | State | 220/132 | UPPTCL | 160 | MAY-19 | 2019-20
Hathras (Aug.)T/-I(200-160) | State | 220/132 | UPPTCL | 40 | MAY-19 | 2019-20
Chinhat Lucknow (Aug.) T/F-II (200-160) | State | 220/132 | UPPTCL | 40 | MAY-19 | 2019-20
Sector- 95 Gurgaon | State | 220/33 | HVPNL | 100 | MAY-19 | 2019-20
Laukahi (Supaul new) | State | 220/132/33 | BSPTCL | 320 | MAY-19 | 2019-20
Waghodia Aug. | State | 220/66 | GETCO | 110 | JUN-19 | 2019-20
Savarkundla Aug. | State | 220/66 | GETCO | 60 | JUN-19 | 2019-20
New Haldia NIZ GIS | State | 220/132 | WBSETCL | 160 | JUN-19 | 2019-20
Shatabdinnagar Meerut (Aug.) Addl T/F | State | 220/132 | UPPTCL | 160 | JUN-19 | 2019-20
Achhalia S/s | State | 220/66 | GETCO | 160 | JUN-19 | 2019-20
Etah (Aug.) T/F-II (160-100) | State | 220/132 | UPPTCL | 60 | JUN-19 | 2019-20
C.B. Ganj Bareiilley (Aug.) T/F-I (200-160) | State | 220/132 | UPPTCL | 40 | JUN-19 | 2019-20
Baraut Baghpat (Aug.) Addl T/F | State | 220/132 | UPPTCL | 160 | JUN-19 | 2019-20
Aska S/S | State | 220/132 | OPTCL | 320 | JUN-19 | 2019-20
Rampur (Aug.) Addl T/F | State | 220/132 | UPPTCL | 100 | JUN-19 | 2019-20
Dahi Choki Unnao (New) T/F-I | State | 220/33 | UPPTCL | 60 | JUN-19 | 2019-20
Botanical Garden Sec-38a Noida (New) T/F-I | State | 220/33 | UPPTCL | 60 | JUN-19 | 2019-20
Neebkarori Farrukhabad (Aug. T/F-I (160-100) | State | 220/132 | UPPTCL | 60 | JUN-19 | 2019-20
Rajkot (Nyara) Aug. | State | 220/132 | GETCO | 50 | JUN-19 | 2019-20
Dohna Bareilly (Aug.) T/F-II (160-100) | State | 220/132 | UPPTCL | 60 | JUL-19 | 2019-20
Gazol GIS | State | 220/132 | WBSETCL | 320 | JUL-19 | 2019-20
Raja ka Talab S/S (Varanasi) | State | 220/132 | UPPTCL | 160 | JUL-19 | 2019-20
Jansath Muzaffarnagar (Aug.) T/F-I (160-100) | State | 220/132 | UPPTCL | 60 | JUL-19 | 2019-20
Faridnagar Ghaziabad (Aug.) Addl T/F | State | 220/132 | UPPTCL | 160 | JUL-19 | 2019-20
Jaypatna S/S | State | 220/132 | OPTCL | 160 | JUL-19 | 2019-20
Kashipur S/S | State | 220/33 | OPTCL | 20 | JUL-19 | 2019-20
Motigop T/F-I | State | 220/66 | GETCO | 160 | JUL-19 | 2019-20
Koramangala | State | 220/66 | KPTCL | 300 | JUL-19 | 2019-20
Shivanasamudra (Hebbani Village limits) | State | 220/66 | KPTCL | 200 | JUL-19 | 2019-20
Malkapur (New s/s) ICT-I | State | 220/132 | MSETCL | 100 | AUG-19 | 2019-20
Bachhrawan Rae Bareli (New) T/F-II | State | 220/132 | UPPTCL | 160 | AUG-19 | 2019-20
Fatehpur (Aug) T/F-II (200-160) | State | 220/132 | UPPTCL | 40 | AUG-19 | 2019-20
Partapur (Jagriti Vihar) Meerut (New) T/F I and II (2x160 MVA) | State | 220/132 | UPPTCL | 320 | AUG-19 | 2019-20
Mandola Vihar (New) ICT-II and III (2x60 MVA) | State | 220/33 | UPPTCL | 120 | AUG-19 | 2019-20
Mohana s/s (Aug) | State | 220/33 | HVPNL | 100 | AUG-19 | 2019-20
Jagdalpur | State | 220/132 | CSPTCL | 160 | AUG-19 | 2019-20
Samalkha s/s (Aug) | State | 220/132 | HVPNL | 160 | AUG-19 | 2019-20
Hingoli s/s (Additional T/F) | State | 220/132 | MSETCL | 100 | AUG-19 | 2019-20
Kalwan s/s (Additional T/F) | State | 220/132 | MSETCL | 100 | AUG-19 | 2019-20
Cantt Prayagraj (Aug.) (200-160) | State | 220/33 | UPPTCL | 40 | SEP-19 | 2019-20
Ammavaripalli S/S | State | 220/33 | APTRANSCO | 150 | SEP-19 | 2019-20
220kV Dhanagadhra (Aug.) | State | 220/66 | GETCO | 60 | SEP-19 | 2019-20
220kV Nakhatrana (Aug.) | State | 220/66 | GETCO | 60 | SEP-19 | 2019-20
220 kV Sachin (Talangpore) (Aug.) | State | 220/66 | GETCO | 60 | SEP-19 | 2019-20
GIS Sector -46 Faridabad S/s | State | 220/66 | HVPNL | 320 | SEP-19 | 2019-20
Batta (Aug.) | State | 220/132 | HVPNL | 100 | SEP-19 | 2019-20
Lula Ahir (Aug.) | State | 220/132 | HVPNL | 100 | SEP-19 | 2019-20
Unispur (Aug.) | State | 220/132 | HVPNL | 160 | SEP-19 | 2019-20
Nuna Majra (Aug.) | State | 220/33 | HVPNL | 100 | SEP-19 | 2019-20
Ner S/S (T/F-II) | State | 220/33 | MSETCL | 25 | SEP-19 | 2019-20
Bommuru S/S in East Godavari District (Aug.) | State | 220/132 | APTRANSCO | 60 | SEP-19 | 2019-20
Ongole S/S in Prakasam District (Aug.) | State | 220/132 | APTRANSCO | 60 | SEP-19 | 2019-20
Rachaunneri S/S in Chittoor District (Aug.) | State | 220/132 | APTRANSCO | 60 | SEP-19 | 2019-20
220 kV Limbdi (Aug) | State | 220/132 | GETCO | 50 | SEP-19 | 2019-20
Koppal S/S | State | 220/110 | KPTCL | 200 | SEP-19 | 2019-20
Pratap Vihar Ghaziabad (New) T/F-I | State | 220/33 | UPPTCL | 60 | OCT-19 | 2019-20
Dahi Chowki Unnao (New) T/F-II | State | 220/33 | UPPTCL | 60 | OCT-19 | 2019-20
Narayanpur s/s | State | 220/132 | CSPTCL | 160 | OCT-19 | 2019-20
Maihar (Addl T/F) | State | 220/132 | MPPTCL | 160 | OCT-19 | 2019-20
Sector-85 Gurugram | State | 220/33 | HVPNL | 100 | OCT-19 | 2019-20
Dherdehi (Bilaspur) s/s | State | 220/132 | CSPTCL | 320 | OCT-19 | 2019-20
C. B. Ganj Bareilly (Aug) T/F -II (200-160) | State | 220/132 | UPPTCL | 40 | OCT-19 | 2019-20
Rejinagar S/S | State | 220/132 | WBSETCL | 320 | OCT-19 | 2019-20
ITI S/S | State | 220/66 | KPTCL | 300 | OCT-19 | 2019-20
Sultanpur Lodhi (Addl T/F) | State | 220/66 | PSTCL | 100 | NOV-19 | 2019-20
Kukumara S/S (2x50) | State | 220/132 | AEGCL | 100 | NOV-19 | 2019-20
Rangia S/S (2x100) | State | 220/132 | AEGCL | 200 | NOV-19 | 2019-20
Sonapur (2x100) | State | 220/132 | AEGCL | 200 | NOV-19 | 2019-20
Sector -65 GIS Gurgaon S/s | State | 220/132 | HVPNL | 200 | NOV-19 | 2019-20
Jaora (Upgradation) (GEC-I) | State | 220/132 | MPPTCL | 160 | NOV-19 | 2019-20
Karanja s/s | State | 220/132 | MSETCL | 200 | NOV-19 | 2019-20
Bharthana Etawah (Aug) (Additional T/F) | State | 220/132 | UPPTCL | 160 | NOV-19 | 2019-20
Muradnagar-II (Aug) T/F-I | State | 220/132 | UPPTCL | 100 | NOV-19 | 2019-20
Sec-20 Noida (Aug) (Additional T/F) | State | 220/132 | UPPTCL | 160 | NOV-19 | 2019-20
Govindpur GSS (PGCIL) | State | 220/132/33 | JUSNL | 400 | NOV-19 | 2019-20
Badnagar (Additional T/F) | State | 220/33 | MPPTCL | 50 | NOV-19 | 2019-20
Barsitadesh Rewa Pooling S/s | State | 220/33 | MPPTCL | 300 | NOV-19 | 2019-20
Sagar (Additional T/F) | State | 220/33 | MPPTCL | 50 | NOV-19 | 2019-20
Sicom (Additional T/F) | State | 220/33 | MSETCL | 25 | NOV-19 | 2019-20
Phoolbagh Kanpur (New) T/F-I | State | 220/33 | UPPTCL | 60 | NOV-19 | 2019-20
Sikandrabad Bulandshahr (Aug) T/-I | State | 220/33 | UPPTCL | 60 | NOV-19 | 2019-20
Charanka s/s (8x100 MVA) T/F 6-7 and 8 | State | 220/66 | GETCO | 300 | NOV-19 | 2019-20
Suva s/s | State | 220/66 | GETCO | 200 | NOV-19 | 2019-20
Vondh s/s | State | 220/66 | GETCO | 200 | NOV-19 | 2019-20
Vyankatpura s/s | State | 220/66 | GETCO | 200 | NOV-19 | 2019-20
Nani Hamirpur S/S | State | 220/11 | GETCO | 50 | NOV-19 | 2019-20
Sailana (GEC-I) | State | 220/132 | MPPTCL | 160 | DEC-19 | 2019-20
Pilibhit T/F-I (Aug.)(160 -100) | State | 220/132 | UPPTCL | 60 | DEC-19 | 2019-20
Saharanpur (Aug.) (200-160) | State | 220/132 | UPPTCL | 40 | DEC-19 | 2019-20
Sarojininagar Lucknow (Aug) T/F-II (200-160) | State | 220/132 | UPPTCL | 40 | DEC-19 | 2019-20
Sector 52A Gurugram | State | 220/66 | HVPNL | 160 | DEC-19 | 2019-20
Prayagraj Cantt (Aug.) T/F-II (200-160) | State | 220/66 | UPPTCL | 40 | DEC-19 | 2019-20
Gudgaon (GEC-I) | State | 220/132 | MPPTCL | 160 | DEC-19 | 2019-20
Jetpur (Aug) (1x160 2x100) - (3x100) | State | 220/66 | GETCO | 60 | JAN-20 | 2019-20
Jamla (Aug) (1x160 2x100 1x50) - (2x100 1x50) | State | 220/66 | GETCO | 160 | JAN-20 | 2019-20
Morena S/s (Addl. X-mer) | State | 220/132 | MPPTCL | 160 | JAN-20 | 2019-20
Wangtoo (2x100 MVA T/F of 220/66 kV) | State | 220/66 | HPPTCL | 200 | JAN-20 | 2019-20
Vallabhipur (Aug) (1x160 2x100) - (2x100) | State | 220/66 | GETCO | 160 | JAN-20 | 2019-20
Vadavi (Aug) (1x160 3x100) - (3x100) | State | 220/66 | GETCO | 160 | JAN-20 | 2019-20
Otha (Aug) (1x160 2x100) - (2x100) | State | 220/66 | GETCO | 160 | JAN-20 | 2019-20
Motigop T/F-II | State | 220/66 | GETCO | 160 | JAN-20 | 2019-20
Morbi (Aug) (2x160 2x100) - (1x160 3x100) | State | 220/66 | GETCO | 60 | JAN-20 | 2019-20
Uppalwadi (220/33 kV 50 MVA T/F) | State | 220/33 | MSETCL | 50 | JAN-20 | 2019-20
Chardava (Aug) (1x160 2x100) - (2x100) | State | 220/22 | GETCO | 160 | JAN-20 | 2019-20
Narangwadi (100 MVA ICT-II and 25 MVA 220/33 kV T/F-III) | State | 220/132/33 | MSETCL | 150 | JAN-20 | 2019-20
Karanja (1x25 MVA 220/33 kV T/F) | State | 220/132/33 | MSETCL | 25 | JAN-20 | 2019-20
Unnao (Aug) T/F-II (160-100) | State | 220/132 | UPPTCL | 60 | JAN-20 | 2019-20
Rewa Road Prayagraj (Aug) T/F-II (200-160) | State | 220/132 | UPPTCL | 40 | JAN-20 | 2019-20
Pratap Vihar Ghaziabad (New) T/F-I | State | 220/132 | UPPTCL | 160 | JAN-20 | 2019-20
Muradnagar-II (Aug) T/F-II | State | 220/132 | UPPTCL | 100 | JAN-20 | 2019-20
Kursi Road (Aug) (Additional T/F) | State | 220/132 | UPPTCL | 160 | JAN-20 | 2019-20
Jhunsi Prayagraj (Aug) T/F-II (200-160) | State | 220/132 | UPPTCL | 40 | JAN-20 | 2019-20
Hathras (Aug) T/F-II (200-160) | State | 220/132 | UPPTCL | 40 | JAN-20 | 2019-20
Gonda (Aug) T/F-I (200-160) | State | 220/132 | UPPTCL | 40 | JAN-20 | 2019-20
Deoria (Aug) T/F-II (160-100) | State | 220/132 | UPPTCL | 60 | JAN-20 | 2019-20
Banda (Aug) T/F-II (200-160) | State | 220/132 | UPPTCL | 40 | JAN-20 | 2019-20
Jaypatna T/F-II | State | 220/132 | OPTCL | 160 | JAN-20 | 2019-20
Up-gradation of existing 132 kV Pandharkawda substation to 220 kV level | State | 220/132 | MSETCL | 100 | JAN-20 | 2019-20
Georai S/S (ICT-II) | State | 220/132 | MSETCL | 100 | JAN-20 | 2019-20
Satna S/s (Addl. X-mer) | State | 220/132 | MPPTCL | 160 | JAN-20 | 2019-20
Malanpur S/s (Addl. X-mer) | State | 220/132 | MPPTCL | 160 | JAN-20 | 2019-20
Jaora S/s (Balance 2nd X-mer)) | State | 220/132 | MPPTCL | 160 | JAN-20 | 2019-20
Azamgarh (Aug. T/F-I (200-160) | State | 220/132 | UPPTCL | 40 | FEB-20 | 2019-20
Bolangir S/S | State | 220/132 | OPTCL | 160 | FEB-20 | 2019-20
Sheopurkalan (1st unit) | State | 220/132 | MPPTCL | 160 | FEB-20 | 2019-20
Sailana (2nd Unit) | State | 220/132 | MPPTCL | 160 | FEB-20 | 2019-20
Alusteng S/S | State | 220/132 | JKPDD | 320 | FEB-20 | 2019-20
Mehna Khera S/s | State | 220/132 | HVPNL | 100 | FEB-20 | 2019-20
Chhajpur (Addl.) | State | 220/132 | HVPNL | 100 | FEB-20 | 2019-20
Sector -85 Gurugram (2nd T/F) | State | 220/33 | HVPNL | 100 | FEB-20 | 2019-20
Naganathapura (Aug.) (T/F-I) | State | 220/66 | KPTCL | 100 | FEB-20 | 2019-20
Ashta (Addl T/F) | State | 220/33 | MPPTCL | 50 | FEB-20 | 2019-20
Morti Ghaziabad (Aug.) T/F-II | State | 220/132 | UPPTCL | 160 | FEB-20 | 2019-20
Gola Gorakhpur (New) T/F-II | State | 220/132 | UPPTCL | 160 | FEB-20 | 2019-20
Bahraich (Aug.) T/F | State | 220/132 | UPPTCL | 160 | FEB-20 | 2019-20
Mitha (Aug) (100-50) | State | 220/66 | GETCO | 50 | MAR-20 | 2019-20
Bhutiya (Aug) (3x100 - 2x100) | State | 220/66 | GETCO | 100 | MAR-20 | 2019-20
Brindavan Alloys | State | 220/66 | KPTCL | 300 | MAR-20 | 2019-20
Timbdi(Aug) (100-50) | State | 220/66 | GETCO | 50 | MAR-20 | 2019-20
Vijapur (Aug) (1x160) | State | 220/66 | GETCO | 160 | MAR-20 | 2019-20
Chandrapura (Aug) (160-50) | State | 220/66 | GETCO | 110 | MAR-20 | 2019-20
Dhuvaran (Aug) (100-50) | State | 220/132 | GETCO | 50 | MAR-20 | 2019-20
Sankhari (Aug) (100-50) | State | 220/66 | GETCO | 50 | MAR-20 | 2019-20
Podili (3rd ICT)) | State | 400/220 | APTRANSCO | 315 | DEC-20 | 2020-21
Kurud (Dhamtari) (T/F-II) | State | 400/220 | CSPTCL | 315 | DEC-20 | 2020-21
Rachaganneri (T/F-II) | State | 400/220/132 | APTRANSCO | 315 | DEC-20 | 2020-21
Muzaffarnagar (Additional T/F) | State | 400/220 | UPPTCL | 500 | DEC-20 | 2020-21
Ujjain 400 KV sub-station (T/F-I) | State | 400/220 | MPPTCL | 315 | FEB-21 | 2020-21
Firozabad S/s | State | 400/220 | UPPTCL | 1000 | FEB-21 | 2020-21
Maradam (Addl ICT) | State | 400/220 | APTRANSCO | 500 | JAN-21 | 2020-21
Gr. Noida G.B. Nagar (Additional T/F) | State | 400/132 | UPPTCL | 200 | JUL-20 | 2020-21
Bhachunda GIS (Dist. Kutch) (T/F-I) | State | 400/220 | GETCO | 500 | MAR-21 | 2020-21
Thoubal S/S | State | 400/132 | ED, Manipur | 315 | MAR-21 | 2020-21
Chakan (Addl-ICT) | State | 400/220 | MSETCL | 315 | MAR-21 | 2020-21
Pithampur 400kV S/S (Addl. X-mer) | State | 400/220 | MPPTCL | 315 | MAR-21 | 2020-21
Mandsaur (Sitamau) (GEC-I) | State | 400/220 | MPPTCL | 630 | MAR-21 | 2020-21
Mandsaur (Addl T/F) | State | 400/220 | MPPTCL | 160 | MAR-21 | 2020-21
Mylasandra GIS (Near Electronic city) | State | 400/220 | KPTCL | 1500 | MAR-21 | 2020-21
Pachcham (Transformer-I) | State | 400/220 | GETCO | 500 | MAR-21 | 2020-21
Gumma S/S | State | 400/220 | HPPTCL | 315 | NOV-20 | 2020-21
Rachaganneri (T/F-I) | State | 400/220/132 | APTRANSCO | 315 | NOV-20 | 2020-21
Podili (2nd ICT)) | State | 400/220 | APTRANSCO | 315 | NOV-20 | 2020-21
Kurud (Dhamtari) (T/F-I) | State | 400/220 | CSPTCL | 315 | NOV-20 | 2020-21
Lahal S/S | State | 400/220 | HPPTCL | 630 | NOV-20 | 2020-21
Sector-123 Noida New T/F- I and II | State | 400/132 | UPPTCL | 400 | OCT-20 | 2020-21
Devanahalli (Hardware Park) | State | 400/220 | KPTCL | 1000 | SEP-20 | 2020-21
Karamadai (3rd Auto T/F) | State | 230/110 | TANTRANSCO | 100 | AUG-20 | 2020-21
Singarapet | State | 230/110 | TANTRANSCO | 100 | FEB-21 | 2020-21
Shenbagapudur | State | 230/110 | TANTRANSCO | 200 | FEB-21 | 2020-21
Karaikudi (Enhancement from 50 MVA to 100 MVA) | State | 230/110 | TANTRANSCO | 50 | JAN-21 | 2020-21
Sankarapuram S/S | State | 230/110 | TANTRANSCO | 100 | JUL-20 | 2020-21
Tirupur (JICA) | State | 230/110 | TANTRANSCO | 100 | JUN-20 | 2020-21
Villupuram (2x100 to 2x160) (GEC-I) | State | 230/110 | TANTRANSCO | 60 | MAR-21 | 2020-21
Samayanallur S/S | State | 230/110 | TANTRANSCO | 200 | OCT-20 | 2020-21
Sultanpur Lodhi (T/F) | State | 220/66 | PSTCL | 100 | APR-20 | 2020-21
Neemwala S/s | State | 220/132 | HVPNL | 100 | AUG-20 | 2020-21
Bagalkot (Addl T/F) | State | 220/110 | KPTCL | 100 | AUG-20 | 2020-21
Vrindawan Mathura (New) T/F-I | State | 220/132 | UPPTCL | 160 | AUG-20 | 2020-21
Mehna Khera (T/F-II) | State | 220/132 | HVPNL | 100 | AUG-20 | 2020-21
Mehna Khera (T/F-III) | State | 220/132 | HVPNL | 100 | AUG-20 | 2020-21
Neemwala | State | 220/33 | HVPNL | 100 | AUG-20 | 2020-21
Partapur Meerut (Aug) T/F-III | State | 220/132 | UPPTCL | 160 | AUG-20 | 2020-21
Madhuvan Bapudham Ghaziabad (Aug) T/F-II | State | 220/132 | UPPTCL | 160 | AUG-20 | 2020-21
Sheopur (2nd T/F) | State | 220/132 | MPPTCL | 160 | AUG-20 | 2020-21
Jasidih S/S | State | 220/132 | JUSNL | 300 | AUG-20 | 2020-21
Godda GSS | State | 220/132 | JUSNL | 300 | AUG-20 | 2020-21
Giridih S/S | State | 220/132 | JUSNL | 300 | AUG-20 | 2020-21
Garhwa | State | 220/132 | JUSNL | 300 | AUG-20 | 2020-21
Ratangarh (T/F-II) | State | 220/132 | MPPTCL | 160 | DEC-20 | 2020-21
Chalakudy S/S | State | 220/110 | KSEB | 200 | DEC-20 | 2020-21
Kaloor (T/F-I) | State | 220/110 | KSEB | 160 | DEC-20 | 2020-21
Badhaikala Muzaffarnagar (New) T/F- I | State | 220/132 | UPPTCL | 160 | DEC-20 | 2020-21
Charla Meerut (Additional T/F) | State | 220/132 | UPPTCL | 100 | DEC-20 | 2020-21
Madhuvan Bapudham Ghaziabad (New) T/F-II | State | 220/132 | UPPTCL | 60 | DEC-20 | 2020-21
Motigop S/S | State | 220/66 | GETCO | 160 | DEC-20 | 2020-21
Virpore S/s | State | 220/66 | GETCO | 160 | DEC-20 | 2020-21
Simhachalam | State | 220/132 | APTRANSCO | 200 | FEB-21 | 2020-21
RS Gooty at Anantapuram District (Aug.) | State | 220/132 | APTRANSCO | 60 | FEB-21 | 2020-21
Nuziveedu at Guntur Dist. (Aug) | State | 220/132 | APTRANSCO | 60 | FEB-21 | 2020-21
Kamavarapukota at West Godavarai District (Aug.) | State | 220/132 | APTRANSCO | 160 | FEB-21 | 2020-21
Bhenda S/s (Addl T/F) (220/132/33kV) | State | 220/33 | MSETCL | 50 | FEB-21 | 2020-21
Selavadar (Talaja) | State | 220/66 | GETCO | 160 | FEB-21 | 2020-21
Delina (Augmentation ) | State | 220/132 | JKPDD | 160 | FEB-21 | 2020-21
Aluva | State | 220/110 | KSEB | 400 | FEB-21 | 2020-21
Tadikonda at (Guntur District (Aug)) | State | 220/132 | APTRANSCO | 50 | FEB-21 | 2020-21
Kaloor (T/F-II) | State | 220/110 | KSEB | 160 | JAN-21 | 2020-21
Sukha (Jabalpur) (Addl. T/F-I) | State | 220/33 | MPPTCL | 50 | JAN-21 | 2020-21
Somanahalli T/F-II Aug (1x150 - 1x100) | State | 220/66 | KPTCL | 50 | JAN-21 | 2020-21
Thallak (Aug) | State | 220/66 | KPTCL | 100 | JAN-21 | 2020-21
Batta (Aug) | State | 220/33 | HVPNL | 100 | JAN-21 | 2020-21
Chikkodi (Aug) | State | 220/110 | KPTCL | 100 | JAN-21 | 2020-21
Manmad Sub-Station (Up-Gradation ) | State | 220/132 | MSETCL | 200 | JUL-20 | 2020-21
Rupkheda (Zalod) | State | 220/132 | GETCO | 300 | JUL-20 | 2020-21
Upgradation of Chapda 132Kv S/s to 220kv with 1x160MVA | State | 220/132 | MPPTCL | 160 | JUL-20 | 2020-21
Maath (Aug) T/F-II | State | 220/132 | UPPTCL | 160 | JUL-20 | 2020-21
Madhuvan Bapudham (New) T/F-I | State | 220/132 | UPPTCL | 160 | JUL-20 | 2020-21
Sarsawa (Saharanpur) (ICT-II) S/S | State | 220/132 | UPPTCL | 160 | JUL-20 | 2020-21
Sultanpur (Aug) (Additional T/F) | State | 220/132 | UPPTCL | 160 | JUL-20 | 2020-21
Joda S/S | State | 220/132/33 | OPTCL | 160 | JUL-20 | 2020-21
Barejdi S/s | State | 220/66 | GETCO | 160 | JUL-20 | 2020-21
Rupkheda (Zalod) S/s | State | 220/66 | GETCO | 160 | JUL-20 | 2020-21
Begur | State | 220/66 | KPTCL | 200 | JUL-20 | 2020-21
Adampur | State | 220/33 | MPPTCL | 50 | JUN-20 | 2020-21
Sarita Vihar (Replacement) (160-100) | State | 220/66 | DTL | 60 | JUN-20 | 2020-21
Temghar Replacement T/F (50 MVA replaced by 80 MVA) | State | 220/22 | MSETCL | 30 | JUN-20 | 2020-21
Bahraich T/F-II (Aug.) | State | 220/132 | UPPTCL | 160 | JUN-20 | 2020-21
IMT Manesar Gurugram Sector -1 | State | 220/66 | HVPNL | 100 | JUN-20 | 2020-21
Barahua T/F-I (Aug.) (200-100) | State | 220/132 | UPPTCL | 100 | JUN-20 | 2020-21
Noida Sector-148 T/F-II (Aug.) | State | 220/132 | UPPTCL | 100 | JUN-20 | 2020-21
Pratap Vihar T/F (Aug.) | State | 220/132 | UPPTCL | 100 | JUN-20 | 2020-21
Upgration of Depalpur 132 Kv S/s 220kv with 1x160MVA | State | 220/132 | MPPTCL | 160 | JUN-20 | 2020-21
Nanauta T/F (Aug.) | State | 220/33 | UPPTCL | 60 | JUN-20 | 2020-21
Pandharpur Replacement ICT T/F | State | 220/33 | MSETCL | 50 | MAR-21 | 2020-21
Pydibhimavaram S/S | State | 220/132 | APTRANSCO | 300 | MAR-21 | 2020-21
Tirumalayapalli | State | 220/132 | APTRANSCO | 300 | MAR-21 | 2020-21
Dumraon (GIS) ICT-I and II | State | 220/132 | BSPTCL | 320 | MAR-21 | 2020-21
Khagaria New ICT-I | State | 220/132 | BSPTCL | 160 | MAR-21 | 2020-21
DSIIDC Bawana | State | 220/66 | DTL | 160 | MAR-21 | 2020-21
Pachcham (T/F-I) | State | 220/66 | GETCO | 160 | MAR-21 | 2020-21
Wankaner S/S (Dist. Rajkot) (GEC-I) (3x160 MVA) | State | 220/66 | GETCO | 480 | MAR-21 | 2020-21
T. Gollahalli (Thimmansandra) S/S | State | 220/66 | KPTCL | 200 | MAR-21 | 2020-21
Upgradation of the existing 220/11KV Lift Irrigation S/S to Ramavaram at East Godavari District | State | 220/132/33 | APTRANSCO | 200 | MAR-21 | 2020-21
Rania Kanpur (T/F aug) | State | 220/132 | UPPTCL | 100 | MAR-21 | 2020-21
Nirpura S/s Baghpat | State | 220/132 | UPPTCL | 160 | MAR-21 | 2020-21
Banswada | State | 220/132 | TSTRANSCO | 200 | MAR-21 | 2020-21
Indore S/s (Addl T/F) | State | 220/132 | MPPTCL | 160 | MAR-21 | 2020-21
Sikarai (Aug) | State | 220/132 | RVPNL | 100 | MAR-21 | 2020-21
Nalkheda (T/F-I) (Susner) (GEC) | State | 220/132 | MPPTCL | 160 | MAR-21 | 2020-21
Kanasar ICT-II | State | 220/132 | RVPNL | 160 | MAR-21 | 2020-21
Chhatargarh GSS (Upgradation) (GEC-I) | State | 220/132 | RVPNL | 160 | MAR-21 | 2020-21
Akal (Aug) | State | 220/132 | RVPNL | 500 | MAR-21 | 2020-21
Panagar (Addl T/F) | State | 220/132 | MPPTCL | 160 | MAR-21 | 2020-21
Jaffarpur S/S | State | 220/33 | PTCUL | 100 | MAR-21 | 2020-21
Heggunje (Mandarthi) S/S | State | 220/110 | KPTCL | 200 | MAR-21 | 2020-21
Mughalkod S/S (GEC-I) | State | 220/110 | KPTCL | 200 | MAR-21 | 2020-21
Chakrayapet | State | 220/132 | APTRANSCO | 200 | MAR-21 | 2020-21
Gollapuram | State | 220/132 | APTRANSCO | 200 | MAR-21 | 2020-21
Baja Khanna (Aug. of 100 MVA T/F with 160 MVA | State | 220/66 | PSTCL | 60 | MAY-20 | 2020-21
Ferozepur road Ludhiana (Aug. of 100 MVA T/F with 160 MVA T/F) | State | 220/66 | PSTCL | 60 | MAY-20 | 2020-21
Maur (Addl. T/F) | State | 220/66 | PSTCL | 100 | MAY-20 | 2020-21
Gurugram Sector-95 (T/F-II) | State | 220/33 | HVPNL | 100 | MAY-20 | 2020-21
Goda S/S | State | 220/132/33 | OPTCL | 320 | MAY-20 | 2020-21
Shahjahanpur (T/F-II) | State | 220/132 | UPPTCL | 160 | MAY-20 | 2020-21
Ratangarh (GEC-I) | State | 220/132 | MPPTCL | 160 | MAY-20 | 2020-21
Kudligi (Badeladaku) S/S | State | 220/66 | KPTCL | 200 | MAY-20 | 2020-21
Bangan (Addl. T/F) | State | 220/66 | PSTCL | 100 | MAY-20 | 2020-21
Govindpalli | State | 220/33 | OPTCL | 40 | NOV-20 | 2020-21
Rajokheri (T/F-I) | State | 220/66 | HVPNL | 160 | NOV-20 | 2020-21
Babara (Dist. Amreli) S/S | State | 220/66 | GETCO | 320 | NOV-20 | 2020-21
Bakana (T/F-I) | State | 220/66 | HVPNL | 160 | NOV-20 | 2020-21
Kasganj (New) T/F- I | State | 220/132 | UPPTCL | 160 | NOV-20 | 2020-21
Hata Kushinagar T/F- II ( Augmentation) | State | 220/132 | UPPTCL | 100 | NOV-20 | 2020-21
Aklera (Dist. Jhalawar) | State | 220/132 | RVPNL | 160 | NOV-20 | 2020-21
Kesinga (2nd Auto T/F) | State | 220/132 | OPTCL | 160 | NOV-20 | 2020-21
Chitegaon (Repl ICT ) | State | 220/132 | MSETCL | 100 | NOV-20 | 2020-21
Vidisha (Addl. T/F) | State | 220/132 | MPPTCL | 160 | NOV-20 | 2020-21
Neemwala (3rd T/F) | State | 220/132 | HVPNL | 100 | SEP-20 | 2020-21
RGEC Sonipat (2nd T/F) | State | 220/33 | HVPNL | 100 | SEP-20 | 2020-21
Manjeri s/s | State | 220/110 | KSEB | 200 | SEP-20 | 2020-21
Rawatsar | State | 220/132 | RVPNL | 160 | SEP-20 | 2020-21
Kesinga (1st Auto T/F) | State | 220/132 | OPTCL | 160 | SEP-20 | 2020-21
New Tanda Ambedkar Nagar (Aug) T/F-III | State | 220/132 | UPPTCL | 160 | SEP-20 | 2020-21
Deroli Ahir S/s | State | 220/33 | HVPNL | 100 | SEP-20 | 2020-21
Mesanka | State | 220/66 | GETCO | 160 | SEP-20 | 2020-21
Patparganj (Addl.) | State | 220/33 | DTL | 100 | NOV-20 | 2020-21
Sanjay Gandhi Transport Nagar (SGTN) GIS | State | 220/66 | DTL | 320 | NOV-20 | 2020-21
Ashoknagar (Addl T/F) | State | 220/132 | MPPTCL | 160 | NOV-20 | 2020-21
Narsinghpur (Addl T/F) | State | 220/132 | MPPTCL | 160 | NOV-20 | 2020-21
Deroli Ahir (T/F-II) | State | 220/132 | HVPNL | 160 | NOV-20 | 2020-21
Babara (Dist. Amreli) S/S | State | 220/132 | GETCO | 300 | NOV-20 | 2020-21
Mokama S/S | State | 220/132 | BSPTCL | 420 | NOV-20 | 2020-21
Udaipura S/S (Upgradation) | State | 220/132 | MPPTCL | 160 | NOV-20 | 2020-21
Pipariya (Addl T/F) | State | 220/132 | MPPTCL | 160 | NOV-20 | 2020-21
Kothamangalam (T/F-II) | State | 220/110 | KSEB | 100 | NOV-20 | 2020-21
Gorabazar S/S | State | 220/132 | MPPTCL | 160 | OCT-20 | 2020-21
Kothamangalam (T/F-I) | State | 220/110 | KSEB | 100 | OCT-20 | 2020-21
Asoj (Aug.) (1x160 ) | State | 220/66 | GETCO | 160 | OCT-20 | 2020-21
Somanahalli T/F-I Aug (1x150 - 1x100) | State | 220/66 | KPTCL | 50 | OCT-20 | 2020-21
Neebkarori T/F- II (Capacity Augmentation) | State | 220/132 | UPPTCL | 100 | OCT-20 | 2020-21
Hoshangabad S/S | State | 220/132 | MPPTCL | 160 | OCT-20 | 2020-21
Vemagiri (ICT-4) | State | 400/220 | APTRANSCO | 500 | APR-21 | 2021-22
TNEB Head Quarters | State | 230/33 | TANTRANSCO | 200 | APR-21 | 2021-22
Gadag (Addl.- T/F) | State | 220/110 | KPTCL | 100 | APR-21 | 2021-22
Hukmawali (Aug.) | State | 220/33 | HVPNL | 100 | APR-21 | 2021-22
Maath Mathura (Capacity Augmentation) | State | 400/220 | UPPTCL | 500 | MAY-21 | 2021-22
Banga (Upgradation of 132 KV S/Stn. to 220 KV S/Stn. ) | State | 220/132 | PSTCL | 100 | MAY-21 | 2021-22
Akiveedu S/S at West Godavari Dist. | State | 220/33 | APTRANSCO | 80 | MAY-21 | 2021-22
Nirpura Baghpat (New) T/F | State | 220/33 | UPPTCL | 60 | MAY-21 | 2021-22
BTPS Switchyard | State | 400/220 | TSTRANSCO | 315 | JUN-21 | 2021-22
Ujjain S/S (T/F-II) | State | 400/220 | MPPTCL | 315 | JUN-21 | 2021-22
Bheemghanpur | State | 220/33 | TSTRANSCO | 32 | JUN-21 | 2021-22
Akkaram LIS s/s (Station T/F-I and II) and (Pump T/F-I) (3x31.5MVA) | State | 220/11 | TSTRANSCO | 95 | JUN-21 | 2021-22
Markook LIS s/s (16 MVA Station PTR-II) and (6x40 MVA Pump PTR- I to VI) | State | 220/11 | TSTRANSCO | 256 | JUN-21 | 2021-22
Markook LIS s/s (Station PTR-I) | State | 220/11 | TSTRANSCO | 16 | JUN-21 | 2021-22
Mupkal LIS s/s (T/F-I and II) (2x60 MVA) | State | 220/11 | TSTRANSCO | 120 | JUN-21 | 2021-22
Ujjain S/S (160) | State | 220/132 | MPPTCL | 160 | JUN-21 | 2021-22
Pratapsasan S/s (T/F-I) | State | 220/132 | OPTCL | 160 | JUN-21 | 2021-22
Kothur s/s (2x160 MVA) | State | 220/132 | TSTRANSCO | 320 | JUN-21 | 2021-22
Phaltan S/s (Addl T/F) | State | 220/33 | MSETCL | 25 | JUN-21 | 2021-22
Akkaram LIS s/s (Aug) (Pump T/F-II to VI) (5x31.5MVA) | State | 220/11 | TSTRANSCO | 158 | JUN-21 | 2021-22
Chanchalguda GIS (3x50 MVA) | State | 220/33 | TSTRANSCO | 150 | JUN-21 | 2021-22
Rampur Kamboyan (Aug.) | State | 220/66 | HVPNL | 100 | JUN-21 | 2021-22
K.R.Thoppur (Addl T/F) | State | 400/110 | TANTRANSCO | 200 | JUL-21 | 2021-22
Sundilla s/s (2x315 MVA ICTs-I and II 50 MVA STR-I and 50 MVA PTR-I) | State | 400/220/11 | TSTRANSCO | 730 | JUL-21 | 2021-22
Sundilla s/s (2x315 MVA ICTs-III and IV 50 MVA STR-II and 6x50 MVA PTR-II to VII) | State | 400/220/33 | TSTRANSCO | 980 | JUL-21 | 2021-22
Mambakkam (Addl T/F) | State | 230/110 | TANTRANSCO | 100 | JUL-21 | 2021-22
Valayapatti (Addl T/F) | State | 230/110 | TANTRANSCO | 100 | JUL-21 | 2021-22
Radhanesda | State | 220/33 | GETCO | 375 | JUL-21 | 2021-22
Telkoi | State | 220/33 | OPTCL | 20 | JUL-21 | 2021-22
Domalapenta s/s | State | 220/33 | TSTRANSCO | 63 | JUL-21 | 2021-22
Nagaram S/S | State | 220/33 | TSTRANSCO | 63 | JUL-21 | 2021-22
Phoolbagh Kanpur (New) T/F-II | State | 220/33 | UPPTCL | 60 | JUL-21 | 2021-22
Sikandarabad T/F-II (Capacity Augmentation) | State | 220/33 | UPPTCL | 60 | JUL-21 | 2021-22
Annaram S/S (50 MVA STR-I and 4x50 MVA PTR-I to IV) | State | 220/11 | TSTRANSCO | 250 | JUL-21 | 2021-22
Kathua-II (Ghatti) (New) Grid station | State | 220/66 | JKPDD | 160 | JUL-21 | 2021-22
Samba(New) Grid station | State | 220/66 | JKPDD | 160 | JUL-21 | 2021-22
Huzurnagar S/S | State | 220/132/33 | TSTRANSCO | 200 | JUL-21 | 2021-22
Aswaraopet SS upgradation from 132 kV | State | 220/132/33 | TSTRANSCO | 100 | JUL-21 | 2021-22
Renzal S/S (Upgradation of existing 132/33 s/s) | State | 220/132 | TSTRANSCO | 200 | JUL-21 | 2021-22
Pedagopathi S/S | State | 220/132 | TSTRANSCO | 200 | JUL-21 | 2021-22
Nagarkurnool | State | 220/132 | TSTRANSCO | 200 | JUL-21 | 2021-22
Mahabubabad (Ayyagaripally) | State | 220/132 | TSTRANSCO | 100 | JUL-21 | 2021-22
Madugula | State | 220/132 | TSTRANSCO | 200 | JUL-21 | 2021-22
Kalluru S/S | State | 220/132 | TSTRANSCO | 200 | JUL-21 | 2021-22
Janagaon s/s (Upgradation of existing 132/33 s/s) | State | 220/132 | TSTRANSCO | 200 | JUL-21 | 2021-22
Huzurabad S/S | State | 220/132 | TSTRANSCO | 200 | JUL-21 | 2021-22
Medigadda s/s (50 MVA STR-I and 3x50 MVA PTR-I to III) | State | 220/110 | TSTRANSCO | 200 | JUL-21 | 2021-22
Kunnamangalam GIS s/s | State | 220/110 | KSEB | 100 | JUL-21 | 2021-22
Yelluru Water Grid S/S | State | 220/11 | TSTRANSCO | 100 | JUL-21 | 2021-22
Rampur (120 MVA) S/S | State | 220/11 | TSTRANSCO | 120 | JUL-21 | 2021-22
Rajeshwarrao peta s/s | State | 220/11 | TSTRANSCO | 120 | JUL-21 | 2021-22
Meenajipet s/s | State | 220/132/33 | TSTRANSCO | 200 | JUL-21 | 2021-22
Medigadda s/s (50 MVA STR-II and 8x50 MVA PTR-IVto XI) | State | 220/11 | TSTRANSCO | 450 | JUL-21 | 2021-22
Gouridevipally S/S | State | 220/11 | TSTRANSCO | 100 | JUL-21 | 2021-22
Annaram S/S (50 MVA STR-II and 4x50 MVA PTR- V to VIII) | State | 220/11 | TSTRANSCO | 250 | JUL-21 | 2021-22
Jehta (Hardoi Road) S/s Lucknow | State | 400/220 | UPPTCL | 1000 | AUG-21 | 2021-22
Acharapakkam (Addl T/F) | State | 230/110 | TANTRANSCO | 100 | AUG-21 | 2021-22
Thirupathur S/S | State | 230/110 | TANTRANSCO | 100 | AUG-21 | 2021-22
I.I.T.G.N.L. Gr. Noida (New) T/F-I | State | 220/33 | UPPTCL | 60 | AUG-21 | 2021-22
Hayathnagar (Aug) (2x100) - (1x100 1x50) | State | 220/33 | TSTRANSCO | 50 | AUG-21 | 2021-22
Laphripara | State | 220/33 | OPTCL | 40 | AUG-21 | 2021-22
Deogarh | State | 220/33 | OPTCL | 40 | AUG-21 | 2021-22
Kalwan (Bhendi) (Addl T/F) | State | 220/33 | MSETCL | 50 | AUG-21 | 2021-22
Sukha (Jabalpur) (Addl. T/F-II) | State | 220/33 | MPPTCL | 50 | AUG-21 | 2021-22
Gurgaon Sector-107 GIS | State | 220/33 | HVPNL | 200 | AUG-21 | 2021-22
Radhanesda (Addl T/F) | State | 220/33 | GETCO | 125 | AUG-21 | 2021-22
Jehta (Hardoi Road) S/s (Lucknow) | State | 220/132 | UPPTCL | 200 | AUG-21 | 2021-22
Indravelly (Utnoor) S/S with Automation System | State | 220/132 | TSTRANSCO | 200 | AUG-21 | 2021-22
Radhanesda (Addl. T/F) | State | 220/33 | GETCO | 125 | SEP-21 | 2021-22
Babhaleshwar S/s (Addl T/F) | State | 220/33 | MSETCL | 50 | SEP-21 | 2021-22
Ujjain (T/F-II) | State | 220/132 | MPPTCL | 160 | SEP-21 | 2021-22
Faridabad Sector-58 GIS | State | 220/66 | HVPNL | 320 | SEP-21 | 2021-22
Makhu (Addl. T/F) | State | 400/220 | PSTCL | 500 | OCT-21 | 2021-22
Addl. T/F (ICT-2) at Jaisalmer | State | 400/220 | RVPNL | 500 | OCT-21 | 2021-22
Kanchipuram s/s | State | 230/110 | TANTRANSCO | 100 | OCT-21 | 2021-22
Thuvakudy S/S | State | 230/110 | TANTRANSCO | 100 | OCT-21 | 2021-22
Karuvalur S/S | State | 230/110 | TANTRANSCO | 100 | OCT-21 | 2021-22
Pydibhimavaram at (Srikakulam District) | State | 220/132 | APTRANSCO | 100 | OCT-21 | 2021-22
GNDTP Bhatinda | State | 220/66 | PSTCL | 200 | OCT-21 | 2021-22
Wankaner S/S (Dist. Rajkot) (GEC-I) | State | 220/132 | GETCO | 300 | OCT-21 | 2021-22
Kukshi 220/132kV S/S | State | 220/132 | MPPTCL | 160 | OCT-21 | 2021-22
GNDTP Bhatinda | State | 220/132 | PSTCL | 300 | OCT-21 | 2021-22
Amethi (New) T/F-I | State | 220/132 | UPPTCL | 160 | OCT-21 | 2021-22
Chatra S/S | State | 220/132/33 | JUSNL | 300 | OCT-21 | 2021-22
Lassipora (GIS) | State | 220/33 | JKPDD | 160 | OCT-21 | 2021-22
Indore (East) | State | 220/33 | MPPTCL | 50 | OCT-21 | 2021-22
Botanical Garden (Sec-38A)Noida (Capacity Aug.) T/F-III) | State | 220/33 | UPPTCL | 60 | OCT-21 | 2021-22
Pratap Vihar (Capacity Aug.) T/F-II | State | 220/33 | UPPTCL | 60 | OCT-21 | 2021-22
Tubinakere (T/F-I Replacement (150-100)) | State | 220/66 | KPTCL | 50 | OCT-21 | 2021-22
Alawalpur (Addl. T/F) | State | 220/66 | PSTCL | 100 | OCT-21 | 2021-22
Kamalapuram SS (2x315 ICT I and II ) | State | 400/220/11 | TSTRANSCO | 630 | NOV-21 | 2021-22
Dahi Chowki Unnao (New) T/F-III | State | 220/33 | UPPTCL | 60 | NOV-21 | 2021-22
Shivpuri s/s | State | 220/132 | MPPTCL | 160 | NOV-21 | 2021-22
Tubinakere (T/F-II Replacement (150-100)) | State | 220/66 | KPTCL | 50 | NOV-21 | 2021-22
Magarpatta (ICT Replacement) (200-100) | State | 220/132 | MSETCL | 100 | NOV-21 | 2021-22
Huzurabad (Aug) ((2x100 160) -(2x100)) | State | 220/132 | TSTRANSCO | 160 | NOV-21 | 2021-22
Gola (New) T/F-I | State | 220/132 | UPPTCL | 160 | NOV-21 | 2021-22
Pratapgarh T/F (Capacity Augmentation) | State | 220/132 | UPPTCL | 160 | NOV-21 | 2021-22
Tundla Firozabad (New) T/F-I | State | 220/132 | UPPTCL | 160 | NOV-21 | 2021-22
Badaikala Muzaffarnagar (New) T/F-II | State | 220/132 | UPPTCL | 160 | DEC-21 | 2021-22
Satrikh Road (Lucknow) (New) T/F-I | State | 220/33 | UPPTCL | 60 | DEC-21 | 2021-22
Sagar | State | 220/132 | MPPTCL | 160 | DEC-21 | 2021-22
Jadla (Addl. T/F) | State | 220/66 | PSTCL | 100 | DEC-21 | 2021-22
Mohali (Aug. of 100 to 160 MVA) | State | 220/66 | PSTCL | 60 | DEC-21 | 2021-22
Sira (T/F-I) | State | 220/66 | KPTCL | 100 | DEC-21 | 2021-22
Rayadurg (GIS) S/S | State | 220/132 | TSTRANSCO | 320 | DEC-21 | 2021-22
400 kV S/s Gr Noida G B Nagar T/F (Capacity Aug) | State | 220/132 | UPPTCL | 160 | DEC-21 | 2021-22
Meramundali-B (ICT-I) | State | 400/220 | OPTCL | 500 | JAN-22 | 2021-22
Akal Jaisalmer (Aug.) (500-315) | State | 400/220 | RVPNL | 185 | JAN-22 | 2021-22
Kankani s/s (Addl T/F) | State | 400/220 | RVPNL | 315 | JAN-22 | 2021-22
Basti (GIS) (T/F-I) | State | 400/220 | UPPTCL | 500 | JAN-22 | 2021-22
Talandage S/s (ICT Replacement) (501-315) | State | 400/220/132 | MSETCL | 186 | JAN-22 | 2021-22
Rayadurg GIS S/S | State | 400/220/132 | TSTRANSCO | 1000 | JAN-22 | 2021-22
Bhogat S/S | State | 400/220 | GETCO | 500 | JAN-22 | 2021-22
Patratu GSS (PGCIL) | State | 400/220 | JUSNL | 630 | JAN-22 | 2021-22
Karjat S/S | State | 400/220 | MSETCL | 1000 | JAN-22 | 2021-22
Azizpur S/s Shahjahanpur (T/F-I) | State | 220/132 | UPPTCL | 160 | JAN-22 | 2021-22
Jehta Hardoi Road (GIS) (New) T/F-II | State | 220/132 | UPPTCL | 200 | JAN-22 | 2021-22
Gangavathi (Sulekal) S/S | State | 220/110 | KPTCL | 200 | JAN-22 | 2021-22
Pilibhit T/F-II (Capacity Aug.) | State | 220/132 | UPPTCL | 60 | JAN-22 | 2021-22
Sambhal T/F-I (Capacity Aug.) | State | 220/132 | UPPTCL | 60 | JAN-22 | 2021-22
Shamli s/s (220 /132 kV T/F-I) | State | 220/132 | UPPTCL | 200 | JAN-22 | 2021-22
Bhogat s/s | State | 220/66 | GETCO | 320 | JAN-22 | 2021-22
Kim (Aug) ((1x160 4x100)-(4x100)) | State | 220/66 | GETCO | 160 | JAN-22 | 2021-22
Timbdi (Aug) ((3x100)-(2x100 1x50)) | State | 220/66 | GETCO | 50 | JAN-22 | 2021-22
Hoody (T/F-I Replacement of 100 MVA by 150 MVA) | State | 220/66 | KPTCL | 50 | JAN-22 | 2021-22
Dasuya (Addl. T/F) | State | 220/66 | PSTCL | 100 | JAN-22 | 2021-22
Nighasan Lakhimpur T/F-I (Capacity Aug.) | State | 220/132 | UPPTCL | 160 | JAN-22 | 2021-22
Kudachi (Addl T/F) | State | 220/110 | KPTCL | 100 | JAN-22 | 2021-22
Netlamadnur (Addl T/F) | State | 220/110 | KPTCL | 100 | JAN-22 | 2021-22
Karamnasha (New) s/s | State | 220/132 | BSPTCL | 400 | JAN-22 | 2021-22
Ratu | State | 220/132 | JUSNL | 300 | JAN-22 | 2021-22
Mandsaur | State | 220/132 | MPPTCL | 160 | JAN-22 | 2021-22
Bhandara S/s (ICT Replacement) (200-100) | State | 220/132 | MSETCL | 100 | JAN-22 | 2021-22
Lonikand -II S/S (ICT-I) | State | 220/132 | MSETCL | 100 | JAN-22 | 2021-22
Lonikand -II S/S (ICT-II) | State | 220/132 | MSETCL | 100 | JAN-22 | 2021-22
Bansur s/s (Aug.) | State | 220/132 | RVPNL | 100 | JAN-22 | 2021-22
Dechu s/s (Aug.) | State | 220/132 | RVPNL | 100 | JAN-22 | 2021-22
Sirohi s/s (Aug) | State | 220/132 | RVPNL | 100 | JAN-22 | 2021-22
Amaria S/S (T/F-I) Pilibhit | State | 220/132 | UPPTCL | 100 | JAN-22 | 2021-22
Mambalam (GIS) | State | 230/110 | TANTRANSCO | 320 | FEB-22 | 2021-22
Magarpatta (ICT Replacement ) (200-100) | State | 220/132 | MSETCL | 100 | FEB-22 | 2021-22
Ranjangaon SS (Aug.) | State | 220/132 | MSETCL | 100 | FEB-22 | 2021-22
NPH (Distt. Jodhpur) | State | 220/132 | RVPNL | 160 | FEB-22 | 2021-22
Madhuvan Bapudham (GIS Ghaziabad) T/F-III | State | 220/132 | UPPTCL | 60 | FEB-22 | 2021-22
Sikandara Kanpur Dehat T/F-II | State | 220/132 | UPPTCL | 60 | FEB-22 | 2021-22
Khaperkheda s/s (T/F) | State | 220/33 | MSETCL | 25 | FEB-22 | 2021-22
Kunnamkulam | State | 220/110 | KSEB | 200 | FEB-22 | 2021-22
Channagiri (Nallur/Benkikere) | State | 220/66 | KPTCL | 200 | FEB-22 | 2021-22
Guttur | State | 220/66 | KPTCL | 200 | FEB-22 | 2021-22
HBR Layout GIS | State | 220/66 | KPTCL | 300 | FEB-22 | 2021-22
Chithirapuram S/S | State | 220/66 | KSEB | 63 | FEB-22 | 2021-22
Bottianwala (Addl. T/f) | State | 220/66 | PSTCL | 160 | FEB-22 | 2021-22
Pakhowal (Augmentation of 100 to 160 MVA) | State | 220/66 | PSTCL | 60 | FEB-22 | 2021-22
Sahnewal (Augmentation of 100 to 160 MVA) | State | 220/66 | PSTCL | 60 | FEB-22 | 2021-22
Telkoi s/s (T/F-II) | State | 220/33 | OPTCL | 20 | FEB-22 | 2021-22
Darbhanga GSS (Aug) (200-160) T/F-I | State | 220/132 | BSPTCL | 40 | FEB-22 | 2021-22
Gopalganj GSS (Aug) (200-100) T/F-I | State | 220/132 | BSPTCL | 100 | FEB-22 | 2021-22
Hazipur GSS (Aug) (200-100) T/F-I | State | 220/132 | BSPTCL | 100 | FEB-22 | 2021-22
Kishanganj (Addl T/F) | State | 220/132 | BSPTCL | 160 | FEB-22 | 2021-22
Sonenagar (New) GSS (Addl T/F) | State | 220/132 | BSPTCL | 160 | FEB-22 | 2021-22
Dhuvaran (Aug) ((100 150)-(2x100)) | State | 220/132 | GETCO | 50 | FEB-22 | 2021-22
Naubatpur GIS (400/220 kV T/F-I of 500 MVA 220/132 kV T/Fs of 160 MVA and 80 MVA) | State | 400/220/132 | BSPTCL | 740 | MAR-22 | 2021-22
Shapar S/s | State | 400/200 | GETCO | 500 | MAR-22 | 2021-22
Aug. at Hindupur | State | 400/220 | APTRANSCO | 315 | MAR-22 | 2021-22
Asoj | State | 400/220 | GETCO | 500 | MAR-22 | 2021-22
Bhachunda | State | 400/220 | GETCO | 500 | MAR-22 | 2021-22
Paccham (2nd ICT) | State | 400/220 | GETCO | 500 | MAR-22 | 2021-22
(Basti) (GIS) T/F-II | State | 400/220 | UPPTCL | 500 | MAR-22 | 2021-22
Nagda (Addl T/F) | State | 220/33 | MPPTCL | 50 | MAR-22 | 2021-22
Road Lucknow T/F-II | State | 220/33 | UPPTCL | 60 | MAR-22 | 2021-22
Kalawad | State | 220/66 | GETCO | 480 | MAR-22 | 2021-22
Salejada (Aug) ((3x100 1x160)-(3x100)) | State | 220/66 | GETCO | 160 | MAR-22 | 2021-22
Shapar S/s | State | 220/66 | GETCO | 160 | MAR-22 | 2021-22
Aequs Sez s/s | State | 220/66 | KPTCL | 200 | MAR-22 | 2021-22
Belagavi (Addl T/F) | State | 220/66 | KPTCL | 100 | MAR-22 | 2021-22
Cessna Business Park GIS s/s | State | 220/66 | KPTCL | 300 | MAR-22 | 2021-22
Kumbalgodu S/S | State | 220/66 | KPTCL | 300 | MAR-22 | 2021-22
Nagamangala (Karadahally) s/s | State | 220/66 | KPTCL | 200 | MAR-22 | 2021-22
Sahakarinagar s/s | State | 220/66 | KPTCL | 300 | MAR-22 | 2021-22
Tibber (Additional T/F) | State | 220/66 | PSTCL | 100 | MAR-22 | 2021-22
Augmnetation works at 220KV SS Anantapuramu | State | 220/132 | APTRANSCO | 80 | MAR-22 | 2021-22
Pichhore S/s (Upgradation) | State | 220/132 | MPPTCL | 160 | MAR-22 | 2021-22
Nalkheda 220/132 kV S/s (T/F-II) | State | 220/132 | MPPTCL | 160 | MAR-22 | 2021-22
Budhni s/s | State | 220/132 | MPPTCL | 160 | MAR-22 | 2021-22
Sirmour Addl. Xmer | State | 220/132 | MPPTCL | 160 | MAR-22 | 2021-22
Gunupur | State | 220/132 | OPTCL | 320 | MAR-22 | 2021-22
Dulhipar Sant Kabir Nagar (New) T/F-I | State | 220/132 | UPPTCL | 160 | MAR-22 | 2021-22
Gola (T/F-II) | State | 220/132 | UPPTCL | 160 | MAR-22 | 2021-22
Tundla Firozabad (New) T/F-II | State | 220/132 | UPPTCL | 160 | MAR-22 | 2021-22
Dholera | State | 220/33 | GETCO | 375 | MAR-22 | 2021-22
765 kV GSS Phagi (Addl T/Fs 3x500 MVA) | State | 765/400 | RVPNL | 1500 | APR-22 | 2022-23
Rasra (New) T/F-I | State | 400/220 | UPPTCL | 500 | APR-22 | 2022-23
Jakkanpur (GIS) s/s (ICT-I of 500 MVA) | State | 400/220/132 | BSPTCL | 500 | APR-22 | 2022-23
Nirpura S/s (T/F-II) | State | 220/132 | UPPTCL | 160 | APR-22 | 2022-23
Rasra (New) T/F-I and II | State | 220/132 | UPPTCL | 320 | APR-22 | 2022-23
HSIIDC Bawal (Aug.) | State | 220/33 | HVPNL | 100 | APR-22 | 2022-23
Metrajpally LI SS (2x31.5 MVA) | State | 220/11 | TSTRANSCO | 63 | APR-22 | 2022-23
Morti Ghaziabad T/F-III | State | 220/33 | UPPTCL | 60 | APR-22 | 2022-23
Bhalwani substation (T/F Replacement 25MVA by 50 MVA) | State | 220/33 | MSETCL | 25 | APR-22 | 2022-23
Sirsi (Esale) s/s (Addl T/F) | State | 220/110 | KPTCL | 55 | APR-22 | 2022-23
Vizhinjam (T/F-I) | State | 220/110 | KSEB | 100 | APR-22 | 2022-23
Tiruvuru | State | 220/132 | APTRANSCO | 300 | APR-22 | 2022-23
Ayodhya (New) T/F-I | State | 220/132 | UPPTCL | 160 | APR-22 | 2022-23
Babina s/s (Jhansi) (T/F-I) | State | 220/132 | UPPTCL | 160 | APR-22 | 2022-23
Rajpura | State | 400/220 | PSTCL | 500 | MAY-22 | 2022-23
Khedamara (Bhilai) (Addl T/F) | State | 400/220 | CSPTCL | 315 | MAY-22 | 2022-23
Thervoikandigai (Addl T/F) | State | 400/230 | TANTRANSCO | 315 | MAY-22 | 2022-23
Khair Aligarh T/F (Capacity Augmentation) | State | 220/132 | UPPTCL | 160 | MAY-22 | 2022-23
Malwan S/S (Fatehpur) | State | 220/132 | UPPTCL | 320 | MAY-22 | 2022-23
Ammavaripalli in Ananthapur (Aug.) (2x50 - 1x50) | State | 220/33 | APTRANSCO | 50 | MAY-22 | 2022-23
Gurgaon Sector-69 GIS (T/F-I) | State | 220/33 | HVPNL | 100 | MAY-22 | 2022-23
Ettumanoor | State | 220/110 | KSEB | 200 | MAY-22 | 2022-23
Chithirapuram (T/F-II) | State | 220/66 | KSEB | 63 | MAY-22 | 2022-23
BBMB Jamalpur (Augmentation of 100 to 160 MVA) | State | 220/66 | PSTCL | 60 | MAY-22 | 2022-23
Patti (Augmentation of 100 to 160 MVA) | State | 220/66 | PSTCL | 60 | MAY-22 | 2022-23
Hosdurga (Madure) | State | 220/66 | KPTCL | 200 | MAY-22 | 2022-23
Vizhinjam (T/F-II) | State | 220/110 | KSEB | 100 | MAY-22 | 2022-23
Asthawan GSS (2x160 3x50) | State | 220/132 | BSPTCL | 320 | MAY-22 | 2022-23
Goraul GSS | State | 220/132 | BSPTCL | 320 | MAY-22 | 2022-23
Chapda 220 KV S/s Addl. 160 MVA X-mer | State | 220/132 | MPPTCL | 160 | MAY-22 | 2022-23
Pithampur Sec-I Addl. Xmer | State | 220/132 | MPPTCL | 160 | MAY-22 | 2022-23
Bhaukhari (Basti) (GIS) (New) T/F-I and II | State | 220/132 | UPPTCL | 400 | MAY-22 | 2022-23
400/220/66 kV Shapar S/S (400/220 kV 2x500 MVA) | State | 400/220 | GETCO | 1000 | JUN-22 | 2022-23
Bhilwara (T/F Replacement of 315 MVA by 500 MVA) | State | 400/220 | RVPNL | 185 | JUN-22 | 2022-23
Faridabad Sector-78 GIS | State | 220/33 | HVPNL | 200 | JUN-22 | 2022-23
Godisahi S/s (2x63 MVA) | State | 220/33 | OPTCL | 126 | JUN-22 | 2022-23
Aaheri | State | 220/110 | KPTCL | 200 | JUN-22 | 2022-23
Amloh (Aug. of 100 to 160 MVA) | State | 220/66 | PSTCL | 60 | JUN-22 | 2022-23
Bakana s/s (T/F-II) | State | 220/66 | HVPNL | 160 | JUN-22 | 2022-23
Athani (Addl T/F) | State | 220/110 | KPTCL | 100 | JUN-22 | 2022-23
Balligavi (Addl T/F) | State | 220/110 | KPTCL | 100 | JUN-22 | 2022-23
Vijayapura (Addl T/F) | State | 220/110 | KPTCL | 100 | JUN-22 | 2022-23
400/220/132 kV GIS S/s Shamli (New) T/F-II | State | 220/132 | UPPTCL | 200 | JUN-22 | 2022-23
Bhusaula (GIS) s/s (T/F-I) | State | 220/33 | BSPTCL | 100 | JUN-22 | 2022-23
Aligarh (Augmentation) T/F-II | State | 400/220 | UPPTCL | 500 | JUL-22 | 2022-23
AP Carbides s/s in Kurnool Dist (Aug) | State | 220/132 | APTRANSCO | 60 | JUL-22 | 2022-23
Bemetara (Addl T/F) | State | 220/132 | CSPTCL | 160 | JUL-22 | 2022-23
Mungeli (Addl T/F) | State | 220/132 | CSPTCL | 160 | JUL-22 | 2022-23
Dehan s/s (GEC-I) | State | 220/132 | HPPTCL | 200 | JUL-22 | 2022-23
Damoh (Aug. of 160 by 200 MVA) | State | 220/132 | MPPTCL | 40 | JUL-22 | 2022-23
Katni 400 kV S/S ( Addl. X-mer) | State | 220/132 | MPPTCL | 160 | JUL-22 | 2022-23
Amrapur (Pathardi) S/S | State | 220/132 | MSETCL | 200 | JUL-22 | 2022-23
Balapur (Aug.) | State | 220/132 | MSETCL | 100 | JUL-22 | 2022-23
Saundatti (Addl T/F) | State | 220/110 | KPTCL | 100 | JUL-22 | 2022-23
Azizpur (New) T/F-II | State | 220/132 | UPPTCL | 160 | JUL-22 | 2022-23
Baruipur GIS | State | 220/132 | WBSETCL | 320 | JUL-22 | 2022-23
Dadri Toe S/s (T/F-I) | State | 220/33 | HVPNL | 100 | JUL-22 | 2022-23
Gurugram sector-72 S/S (Aug.) | State | 220/33 | HVPNL | 100 | JUL-22 | 2022-23
Rangala Rajpur s/s (3rd T/F) | State | 220/33 | HVPNL | 100 | JUL-22 | 2022-23
Bhalwani substation (T/F-II replacement of 25MVA by 50 MVA) | State | 220/33 | MSETCL | 25 | JUL-22 | 2022-23
400/220/66 kV Shapar S/S (220/66kV 2x160 MVA) | State | 220/66 | GETCO | 320 | JUL-22 | 2022-23
T.K.Halli (Addl T/F) | State | 220/66 | KPTCL | 100 | JUL-22 | 2022-23
Satara MIDC | State | 220/132 | MSETCL | 100 | JUL-22 | 2022-23
Singarapet 230/110 KV SS (Second unit) | State | 220/110 | TANTRANSCO | 100 | JUL-22 | 2022-23
Zerda S/s | State | 400/200 | GETCO | 500 | AUG-22 | 2022-23
Jetpur (Aug.) | State | 400/220 | GETCO | 185 | AUG-22 | 2022-23
Bhopal T/F Replacement/Aug. of 315 MVA by 500 MVA | State | 400/220 | MPPTCL | 185 | AUG-22 | 2022-23
Bah Agra (Capacity Augmentation) (160-100) | State | 220/132 | UPPTCL | 60 | AUG-22 | 2022-23
Balrampur (T/F-I) | State | 220/132 | UPPTCL | 160 | AUG-22 | 2022-23
Bijnor Lunknow (T/F-I) | State | 220/132 | UPPTCL | 160 | AUG-22 | 2022-23
Dulhipar Sant Kabir Nagar (New) T/F-II | State | 220/132 | UPPTCL | 160 | AUG-22 | 2022-23
Kasganj (New) T/F-II | State | 220/132 | UPPTCL | 160 | AUG-22 | 2022-23
Mallawan Hardoi ( T/F-I) | State | 220/132 | UPPTCL | 160 | AUG-22 | 2022-23
Vrindawan Mathura (New) T/F-II | State | 220/132 | UPPTCL | 160 | AUG-22 | 2022-23
Jewar (T/F-I) | State | 220/33 | UPPTCL | 60 | AUG-22 | 2022-23
Ambhetha (Chikhali) (Aug.) | State | 220/66 | GETCO | 110 | AUG-22 | 2022-23
Sunda S/S | State | 220/132 | HPPTCL | 200 | AUG-22 | 2022-23
Khanpur (Aug.) | State | 220/66 | GETCO | 60 | AUG-22 | 2022-23
Kosamba (Aug.) | State | 220/66 | GETCO | 60 | AUG-22 | 2022-23
Vartej (Aug.) | State | 220/66 | GETCO | 60 | AUG-22 | 2022-23
Vav (Aug.) | State | 220/66 | GETCO | 110 | AUG-22 | 2022-23
Sunda (Addl. T/F) | State | 220/66 | HPPTCL | 100 | AUG-22 | 2022-23
Bhawanigarh (Addl. T/F) | State | 220/66 | PSTCL | 100 | AUG-22 | 2022-23
Ladhowal (Addl. T/f) | State | 220/66 | PSTCL | 160 | AUG-22 | 2022-23
Majra (Addl. T/F) | State | 220/66 | PSTCL | 100 | AUG-22 | 2022-23
Kangashiyali (Aug.) | State | 220/66 | GETCO | 60 | AUG-22 | 2022-23
Bina (Replacement/Aug.3x40MVA by 200 MVA) | State | 220/132 | MPPTCL | 80 | AUG-22 | 2022-23
Rewa Augmentation of Xmer (200-160) | State | 220/132 | MPPTCL | 40 | AUG-22 | 2022-23
Gajwel (Aug.) | State | 220/132 | TSTRANSCO | 60 | AUG-22 | 2022-23
Damoh (Addl T/F) | State | 220/132 | MPPTCL | 160 | SEP-22 | 2022-23
Bijnor Road S/s Lucknow (T/F-II) | State | 220/132 | UPPTCL | 160 | SEP-22 | 2022-23
Chandpur (Bijnor) S/s | State | 220/132 | UPPTCL | 320 | SEP-22 | 2022-23
Faridpur (Bareilly) S/s | State | 220/132 | UPPTCL | 100 | SEP-22 | 2022-23
Allipura (Addl T/F) | State | 220/110 | KPTCL | 100 | SEP-22 | 2022-23
Robertsganj (Aug) | State | 220/132 | UPPTCL | 160 | SEP-22 | 2022-23
Belmuri GIS | State | 220/132 | WBSETCL | 320 | SEP-22 | 2022-23
220/66kV GIS S/S at sobha dreams acres | State | 220/66 | KPTCL | 300 | SEP-22 | 2022-23
Doddaballapura (Addl T/F) | State | 220/66 | KPTCL | 100 | SEP-22 | 2022-23
Malerkotla (Augmentation of 100 to 160 MVA) | State | 220/66 | PSTCL | 60 | SEP-22 | 2022-23
Farrukhabad S/s (T/F-I) | State | 220/132 | UPPTCL | 160 | SEP-22 | 2022-23
Bhopal (Aug. of 160 by 200 MVA ) | State | 220/132 | MPPTCL | 40 | SEP-22 | 2022-23
Chhegaon Addl. T/F | State | 220/132 | MPPTCL | 200 | SEP-22 | 2022-23
Addl. 400 KV X-mer at Ashta | State | 400/220 | MPPTCL | 315 | OCT-22 | 2022-23
Kukshi 220 KV S/s Addl. 160 MVA X-mer | State | 220/132 | MPPTCL | 160 | OCT-22 | 2022-23
Ayodhya (New) T/F-II | State | 220/132 | UPPTCL | 160 | OCT-22 | 2022-23
Modipuram-II (T/F-I) | State | 220/132 | UPPTCL | 160 | OCT-22 | 2022-23
Sangipur S/s Pratapgarh (T/F-I) | State | 220/132 | UPPTCL | 160 | OCT-22 | 2022-23
Akiveedu SS (Addl T/F) | State | 220/33 | APTRANSCO | 50 | OCT-22 | 2022-23
Malegaon (Aug) | State | 220/33 | MSETCL | 50 | OCT-22 | 2022-23
Kidwainagar S/s Kanpur (T/F-I) | State | 220/33 | UPPTCL | 60 | OCT-22 | 2022-23
Jetpur (Aug) | State | 220/66 | GETCO | 60 | OCT-22 | 2022-23
Visavadar (Aug.) | State | 220/66 | GETCO | 50 | OCT-22 | 2022-23
Dabaspet T/F-I (Aug) | State | 220/66 | KPTCL | 50 | OCT-22 | 2022-23
Gerwani (Addl T/F) | State | 220/132 | CSPTCL | 160 | OCT-22 | 2022-23
Timbdi (Aug.) | State | 220/132 | GETCO | 50 | OCT-22 | 2022-23
Barwaha Addl. T/F | State | 220/132 | MPPTCL | 160 | OCT-22 | 2022-23
Erode (T/F-I) | State | 230/110 | TANTRANSCO | 100 | NOV-22 | 2022-23
Amariya (T/F-II) | State | 220/132 | UPPTCL | 100 | NOV-22 | 2022-23
Kurunda S/S | State | 220/132/33 | MSETCL | 200 | NOV-22 | 2022-23
Seoni Addl. T/F | State | 220/132 | MPPTCL | 200 | NOV-22 | 2022-23
Bhose (Aug) | State | 220/33 | MSETCL | 50 | NOV-22 | 2022-23
Kalimela S/s (T/F-I) | State | 220/33 | OPTCL | 20 | NOV-22 | 2022-23
Masudpur (Aug) (Addl T/F) | State | 220/33 | HVPNL | 100 | NOV-22 | 2022-23
Pimpalgaon (ICT-II) | State | 220/132 | MSETCL | 100 | NOV-22 | 2022-23
Bhinmal Aug (160-100) | State | 220/132 | RVPNL | 60 | NOV-22 | 2022-23
Bhachunda (T/F-III) | State | 400/220 | GETCO | 500 | DEC-22 | 2022-23
Damaracherla S/S | State | 400/220 | TSTRANSCO | 1000 | DEC-22 | 2022-23
Jaunpur S/s (T/F-I) | State | 400/220 | UPPTCL | 315 | DEC-22 | 2022-23
Dev Nagar GIS | State | 220/33 | DTL | 400 | DEC-22 | 2022-23
Palanpur (Aug.) | State | 220/66 | GETCO | 60 | DEC-22 | 2022-23
Guna Addl. T/F | State | 220/132 | MPPTCL | 160 | DEC-22 | 2022-23
Kadur (Addl T/F) | State | 220/66 | KPTCL | 100 | DEC-22 | 2022-23
Sadla (Aug.) | State | 220/66 | GETCO | 160 | DEC-22 | 2022-23
220 kV GSS Laxmangarh (Addl. T/F) | State | 220/132 | RVPNL | 100 | DEC-22 | 2022-23
Mallawan S/s Hardoi (T/F-II) | State | 220/132 | UPPTCL | 160 | DEC-22 | 2022-23
Pawane GIS | State | 220/22 | MSETCL | 100 | DEC-22 | 2022-23
Guddigudem S/S | State | 400/220/11 | APTRANSCO | 1080 | JAN-23 | 2022-23
Suryapet (Aug.) | State | 400/220/132 | TSTRANSCO | 160 | JAN-23 | 2022-23
Chandanvally ( T/F -I ) | State | 220/132 | TSTRANSCO | 100 | JAN-23 | 2022-23
Rampur (Aug.) T/F-III | State | 220/132 | UPPTCL | 100 | JAN-23 | 2022-23
Chowadi GSS (220/33 kV 1 Unit ) | State | 220/33 | JKPDD | 53 | JAN-23 | 2022-23
Uppalwadi Substation (1 x 50 MVA) (TF-II) | State | 220/33 | MSETCL | 50 | JAN-23 | 2022-23
Shiggaon (Ganjigatti) S/S ( 2x100MVA 220/110/11kV ) | State | 220/110 | KPTCL | 100 | JAN-23 | 2022-23
Jewar (New) (T/F-II) | State | 220/33 | UPPTCL | 60 | JAN-23 | 2022-23
Kansari (Aug.) | State | 220/66 | GETCO | 60 | JAN-23 | 2022-23
Popda (Aug.) | State | 220/66 | GETCO | 160 | JAN-23 | 2022-23
Kalimela S/s (T/F- II ) | State | 220/33 | OPTCL | 20 | JAN-23 | 2022-23
Thalassery (GIS) (2 100 MVA T/F) | State | 220/110 | KSEB | 200 | JAN-23 | 2022-23
Niwaliphata substation (T/F Aug) | State | 220/132 | MSETCL | 100 | JAN-23 | 2022-23
Bamra S/s ( T/F -I ) | State | 220/132 | OPTCL | 160 | JAN-23 | 2022-23
Kuanramunda S/s ( T/F ) | State | 220/132 | OPTCL | 160 | JAN-23 | 2022-23
Gajwel Sangareddy S/S | State | 400/220 | TSTRANSCO | 185 | FEB-23 | 2022-23
Veltoor Mahaboobnagar S/S | State | 400/220 | TSTRANSCO | 185 | FEB-23 | 2022-23
Shamli T/F-I | State | 400/220 | UPPTCL | 500 | FEB-23 | 2022-23
Machhlisahar (Jaunpur) T/F- I | State | 220/132 | UPPTCL | 160 | FEB-23 | 2022-23
Nighasan Lakhimpur Kheri T/F- II (Capacity Augmentation) | State | 220/132 | UPPTCL | 100 | FEB-23 | 2022-23
Raja ka Talab Varanasi T/F- II (New) | State | 220/132 | UPPTCL | 160 | FEB-23 | 2022-23
Piduguralla | State | 220/132/33 | APTRANSCO | 160 | FEB-23 | 2022-23
Mau (T/F T-4) | State | 220/33 | HVPNL | 100 | FEB-23 | 2022-23
Mutyalacheruvu | State | 220/132 | APTRANSCO | 100 | FEB-23 | 2022-23
Pratap Vihar Ghaziabad (Hybrid) (New) T/F- III | State | 220/33 | UPPTCL | 60 | FEB-23 | 2022-23
Agiyol S/S | State | 220/66 | GETCO | 110 | FEB-23 | 2022-23
Morbi-KSY S/S | State | 220/66 | GETCO | 60 | FEB-23 | 2022-23
Sankhari S/S | State | 220/66 | GETCO | 110 | FEB-23 | 2022-23
Talangpore s/s | State | 220/66 | GETCO | 160 | FEB-23 | 2022-23
Kidwainagar (Govindnagar) Kanpur (GIS) T/F- II | State | 220/33 | UPPTCL | 60 | FEB-23 | 2022-23
Chhuri (Addl T/F) | State | 220/132 | CSPTCL | 160 | FEB-23 | 2022-23
Latehar GSS (PGCIL) | State | 220/132 | JUSNL | 400 | FEB-23 | 2022-23
BARA TPS (New) 3x500 MVA ICT-2 | State | 765/400 | UPPTCL | 1500 | MAR-23 | 2022-23
Kalaburagi (Ferozabad) | State | 400/220 | KPTCL | 500 | MAR-23 | 2022-23
400 kV S/s Nehtaur BijnaurT/F-III (Capacity Augmentation) | State | 400/132 | UPPTCL | 200 | MAR-23 | 2022-23
Aug. at Manubolu (Nellore) | State | 400/220 | APTRANSCO | 500 | MAR-23 | 2022-23
Jakkanpur (GIS) s/s (ICT-II) | State | 400/220 | BSPTCL | 500 | MAR-23 | 2022-23
Naubatpur GIS (Balanced) (400/220 kV T/F-II of | State | 400/220 | BSPTCL | 500 | MAR-23 | 2022-23
Raita ( Raipur) (Addl T/F) | State | 400/220 | CSPTCL | 315 | MAR-23 | 2022-23
Bhogat S/S (400/220 kV 500 MVA T/F) | State | 400/220 | GETCO | 1000 | MAR-23 | 2022-23
Devanahalli Hardware Park SS (Additional 500 MVA T/F) | State | 400/220 | KPTCL | 500 | MAR-23 | 2022-23
Ottapidaram (2X200) | State | 400/110 | TANTRANSCO | 400 | MAR-23 | 2022-23
Choutuppal S/S | State | 400/220 | TSTRANSCO | 500 | MAR-23 | 2022-23
Ottapidaram | State | 400/230 | TANTRANSCO | 1000 | MAR-23 | 2022-23
Pulianthope (GIS) | State | 400/230 | TANTRANSCO | 945 | MAR-23 | 2022-23
Hunsur (Thammadahally) Mysuru District | State | 220/66 | KPTCL | 200 | MAR-23 | 2022-23
Ramasamudra | State | 220/110 | KPTCL | 200 | MAR-23 | 2022-23
Shiggaon (Ganjigatti) (T/F II) | State | 220/110 | KPTCL | 100 | MAR-23 | 2022-23
Jakkanpur (GIS) s/s (160 MVA T/F-I) | State | 220/132 | BSPTCL | 160 | MAR-23 | 2022-23
220 kV Ranavav | State | 220/132 | GETCO | 50 | MAR-23 | 2022-23
Bishnah GSS Aug.(3x160-2x160) | State | 220/132 | JKPDD | 160 | MAR-23 | 2022-23
220 kV GSS Goner | State | 220/132 | RVPNL | 160 | MAR-23 | 2022-23
220 KV GSS Khushkhera Aug.(160-100) | State | 220/132 | RVPNL | 60 | MAR-23 | 2022-23
220 kV S/s Bhadaura Ghazipur (New) T/F- I | State | 220/132 | UPPTCL | 100 | MAR-23 | 2022-23
Khatauli S/s | State | 220/132 | UPPTCL | 160 | MAR-23 | 2022-23
Bhusaula (GIS) s/s (T/F-II) | State | 220/33 | BSPTCL | 100 | MAR-23 | 2022-23
Chowadi GSS (220/33 kV 3x53.33 MVA) | State | 220/33 | JKPDD | 107 | MAR-23 | 2022-23
220 KV Khanpur | State | 220/66 | GETCO | 60 | MAR-23 | 2022-23
220 kV Mota | State | 220/66 | GETCO | 60 | MAR-23 | 2022-23
Rajula (1x160 1x100) | State | 220/66 | GETCO | 260 | MAR-23 | 2022-23
Channapatna S/S | State | 220/66 | KPTCL | 100 | MAR-23 | 2022-23
Indi (3rd T/F) | State | 220/110 | KPTCL | 100 | MAR-23 | 2022-23
MRS Shivamogga (Additional 100MVA T/F) | State | 220/66 | KPTCL | 100 | MAR-23 | 2022-23
Dhanansu SS (T/F I) | State | 220/66 | PSTCL | 100 | MAR-23 | 2022-23
Aug. at Jammalamadugu | State | 400/220 | APTRANSCO | 500 | APR-23 | 2023-24
Guddigudem SS (LIS) (2x315 MVA) | State | 400/220/11 | APTRANSCO | 630 | APR-23 | 2023-24
Kadapperi S/S Aug.(160-100) | State | 230/110 | TANTRANSCO | 60 | APR-23 | 2023-24
Deoband (Saharanpur) S/s | State | 220/132 | UPPTCL | 320 | APR-23 | 2023-24
Farrukhabad S/s (T/F II) | State | 220/132 | UPPTCL | 160 | APR-23 | 2023-24
Moth-II Jhansi T/F-I | State | 220/132 | UPPTCL | 160 | APR-23 | 2023-24
220kV Narendra S/S (Additional 1X100MVA T/F) | State | 220/110 | KPTCL | 100 | APR-23 | 2023-24
2X63 MVA 220/33kV Kantabada S/s | State | 220/33 | OPTCL | 126 | APR-23 | 2023-24
Deoband Saharanpur (New) T/F | State | 220/33 | UPPTCL | 60 | APR-23 | 2023-24
Bavojipeta | State | 220/33 | APTRANSCO | 50 | APR-23 | 2023-24
Dhamra S/s (T/F -I) | State | 220/132 | OPTCL | 160 | APR-23 | 2023-24
Babina S/s Jhansi (T/F II) | State | 220/132 | UPPTCL | 160 | APR-23 | 2023-24
Balrampur S/s (T/F II) | State | 220/132 | UPPTCL | 160 | APR-23 | 2023-24
Barahua Aug.(160-100) | State | 220/132 | UPPTCL | 60 | APR-23 | 2023-24
Sultanpur (Capacity Aug.) T/F-III | State | 400/220 | UPPTCL | 315 | MAY-23 | 2023-24
New Koyna (Aug) (3x105 MVA) | State | 400/220 | MSETCL | 315 | MAY-23 | 2023-24
Kottayam | State | 400/220 | KSEB | 315 | MAY-23 | 2023-24
Hindupur (ICT 3rd ) | State | 400/220 | APTRANSCO | 315 | MAY-23 | 2023-24
Shendra s/s (2 x 100MVA 220/132kV ICTs) | State | 220/132 | MSETCL | 200 | MAY-23 | 2023-24
Pinjore s/s | State | 220/66 | HVPNL | 100 | MAY-23 | 2023-24
220 kV S/S G-1. (Aug. of 1x100 MVA T/F with 1x160 MVA) | State | 220/66 | PSTCL | 60 | MAY-23 | 2023-24
Kidwainagar S/s Kanpur (T/F III) | State | 220/33 | UPPTCL | 60 | MAY-23 | 2023-24
Charor (Additional T/F) | State | 220/33 | HPPTCL | 100 | MAY-23 | 2023-24
Rukhi Syana (New) T/F-II | State | 220/132 | UPPTCL | 160 | MAY-23 | 2023-24
Bhadrekhi (Orai) (New) T/F-II | State | 220/132 | UPPTCL | 160 | MAY-23 | 2023-24
Rajgarh (D) Addl. (1x160MVA) X-mer | State | 220/132 | MPPTCL | 160 | MAY-23 | 2023-24
Nimrani Addl. T/F | State | 220/132 | MPPTCL | 160 | MAY-23 | 2023-24
Jabalpur 220 kV S/s replacement of 3x40MVA by 1x160MVA X-mer | State | 220/132 | MPPTCL | 40 | MAY-23 | 2023-24
Chichli Addl. T/F | State | 220/132 | MPPTCL | 160 | MAY-23 | 2023-24
Aug. of Mehgaon Xmer (200-160) | State | 220/132 | MPPTCL | 40 | MAY-23 | 2023-24
Safidon s/s | State | 220/132 | HVPNL | 60 | MAY-23 | 2023-24
Chajjpur (Panipat) s/s | State | 220/132 | HVPNL | 60 | MAY-23 | 2023-24
Charor GIS | State | 220/132 | HPPTCL | 100 | MAY-23 | 2023-24
Gumma ( GIS S/S ) | State | 220/66 | HPPTCL | 100 | MAY-23 | 2023-24
Kolshet s/s | State | 220/110 | MSETCL | 50 | MAY-23 | 2023-24
33KV features at existing 220/11KV Pattiseema LIS | State | 220/33 | APTRANSCO | 50 | JUN-23 | 2023-24
Piduguralla (Upgradation) | State | 220/132 | APTRANSCO | 160 | JUN-23 | 2023-24
Gurgaon Sector-69 GIS (T/F II) | State | 220/33 | HVPNL | 100 | JUN-23 | 2023-24
220 Kv Substation Salempur | State | 220/66 | HVPNL | 160 | JUN-23 | 2023-24
Indore -SZ 220 kV S/s Replacement of 3x40MVA by | State | 220/132 | MPPTCL | 40 | JUN-23 | 2023-24
Julwaniya S/s (Addl. 160MVA X-mer ) | State | 220/132 | MPPTCL | 160 | JUN-23 | 2023-24
Nakodar (Aug .of 1x315 MVA T/F 1 with 1x500 MVA | State | 400/220 | PSTCL | 185 | JUN-23 | 2023-24
220 kV S/S G-1. (Aug. of 2x100 MVA T/F with 2x160 MVA) T/F-II Aug. | State | 220/66 | PSTCL | 60 | JUN-23 | 2023-24
Devannapet LI SS (3x40 2x25 MVA) | State | 220/11 | TSTRANSCO | 170 | JUN-23 | 2023-24
Modipuram-II (T/F II) | State | 220/132 | UPPTCL | 160 | JUN-23 | 2023-24
Enhancement of Transformer capacity from 50MVA to 100MVA in Eachangadu 230/110KV SS | State | 230/110 | TANTRANSCO | 50 | 2023-07-01T00:00:00.000Z | 2023-24
Erode (T/F - II) | State | 230/110 | TANTRANSCO | 100 | 2023-07-01T00:00:00.000Z | 2023-24
Jangalpur GIS | State | 220/132 | WBSETCL | 320 | 2023-07-01T00:00:00.000Z | 2023-24
Kushtagi (3rd T/F) | State | 220/110 | KPTCL | 100 | 2023-07-01T00:00:00.000Z | 2023-24
Yerandanahalli Replacing 2x100MVA 220/66kV PT by 2x150MVA 220/66kV PT (1st T/F replacement) | State | 220/66 | KPTCL | 50 | 2023-07-01T00:00:00.000Z | 2023-24
220/33KV GIS at Ulwe node | State | 220/33 | MSETCL | 100 | 2023-07-01T00:00:00.000Z | 2023-24
Raxaul (New) s/s (T/F I) | State | 220/132 | BSPTCL | 200 | 2023-07-01T00:00:00.000Z | 2023-24
220 kV GSS Dholpur (160-100) | State | 220/132 | RVPNL | 60 | 2023-07-01T00:00:00.000Z | 2023-24
220 kV GSS Dhorimanna (160-100) | State | 220/132 | RVPNL | 60 | 2023-07-01T00:00:00.000Z | 2023-24
220 kV GSS Sridungargarh (160-100) | State | 220/132 | RVPNL | 60 | 2023-07-01T00:00:00.000Z | 2023-24
400KV Veltoor Substation | State | 400/220 | TSTRANSCO | 185 | AUG-23 | 2023-24
Kottayam (T/F - II) | State | 400/220 | KSEB | 315 | AUG-23 | 2023-24
Durgapur 400KV SS Tr. Aug. | State | 400/220 | WBSETCL | 315 | AUG-23 | 2023-24
Veerapuram 230 kV | State | 230/110 | TANTRANSCO | 100 | AUG-23 | 2023-24
Sira (Kallukote)s/s | State | 220/66/11 | KPTCL | 100 | AUG-23 | 2023-24
Shahabad | State | 220/66 | HVPNL | 100 | AUG-23 | 2023-24
Amargarh (Delina) | State | 220/132 | JKPDD | 160 | AUG-23 | 2023-24
Ganjbasoda 220KV S/s additional 1x160 MVA X- mer | State | 220/132 | MPPTCL | 160 | AUG-23 | 2023-24
Itarsi 220 kV S/s replacement of 3x40MVA by 1x160MVA X-mer | State | 220/132 | MPPTCL | 40 | AUG-23 | 2023-24
220kV GSS Halasar | State | 220/132 | RVPNL | 100 | AUG-23 | 2023-24
220/132/33 KV S/s DataganjBadaun (New) T/F- I and II | State | 220/132 | UPPTCL | 320 | AUG-23 | 2023-24
220 kV S/s Morta Ghaziabad (New) T/F- II and III | State | 220/33 | UPPTCL | 120 | AUG-23 | 2023-24
220kV Bastara | State | 220/132 | HVPNL | 160 | SEP-23 | 2023-24
220 kV Kaithal | State | 220/132 | HVPNL | 60 | SEP-23 | 2023-24
Nagda 220 kV S/s Aug. (200-125) | State | 220/132 | MPPTCL | 75 | SEP-23 | 2023-24
220 kV S/S Banga (Addl. 100 MVA T/F) | State | 220/132 | PSTCL | 100 | SEP-23 | 2023-24
Udhoke (Addl. T/F) | State | 220/66 | PSTCL | 100 | SEP-23 | 2023-24
220/132/33 kV S/s Mahrajganj (New) T/F- I | State | 220/132 | UPPTCL | 160 | SEP-23 | 2023-24
Kanduni Sitapur (New) T/F- I | State | 220/132 | UPPTCL | 200 | SEP-23 | 2023-24
Kirawali Agra (New) T/F- I | State | 220/132 | UPPTCL | 100 | SEP-23 | 2023-24
Anand Nagar Mahrajganj (New) T/F- I and II | State | 220/132/33 | UPPTCL | 320 | SEP-23 | 2023-24
220/33 kV S/s IITGNL (GIS) GB Nagar | State | 220/33 | UPPTCL | 60 | SEP-23 | 2023-24
Khatauli S/s (T/F-II) | State | 220/132 | UPPTCL | 160 | SEP-23 | 2023-24
220KV Dhuvaran | State | 220/132 | GETCO | 50 | OCT-23 | 2023-24
220KV Karamsad | State | 220/66 | GETCO | 110 | OCT-23 | 2023-24
220 kV Raiwali | State | 220/66 | HVPNL | 100 | OCT-23 | 2023-24
220/33 Bastara s/s | State | 220/33 | HVPNL | 100 | OCT-23 | 2023-24
Srinivasapura s/s | State | 220/66 | KPTCL | 200 | OCT-23 | 2023-24
Kirnapur Addl. T/F | State | 400/132 | MPPTCL | 100 | OCT-23 | 2023-24
220kV GSS Pindwara | State | 220/132 | RVPNL | 100 | OCT-23 | 2023-24
Vellalaviduthi (2X315 ) | State | 400/230 | TANTRANSCO | 315 | OCT-23 | 2023-24
Nokia 230kV (1x100 to 2x100) | State | 230/110 | TANTRANSCO | 100 | OCT-23 | 2023-24
Athipattu 230kV (1x100 to 2x100) | State | 230/110 | TANTRANSCO | 100 | OCT-23 | 2023-24
Karuppur | State | 230/110 | TANTRANSCO | 100 | OCT-23 | 2023-24
Kits Park 230/110 KV SS (1x80 to 1x100) | State | 230/110 | TANTRANSCO | 20 | OCT-23 | 2023-24
Singapuram S/S (ICT-II) | State | 230/110 | TANTRANSCO | 100 | OCT-23 | 2023-24
Thirupathur 230/110 KV (Second 100 MVA ICT) | State | 230/110 | TANTRANSCO | 100 | OCT-23 | 2023-24
Rasra Ballia (New (T/F-II ) | State | 400/220 | UPPTCL | 500 | OCT-23 | 2023-24
Bhadohi S/S (T/F - I) | State | 220/132 | UPPTCL | 200 | OCT-23 | 2023-24
Kirawali Agra (New) T/F- II | State | 220/132 | UPPTCL | 100 | OCT-23 | 2023-24
220 kV Sadla | State | 220/66 | GETCO | 420 | Nov-23 | 2023-24
220 kV Ranavav | State | 220/132 | GETCO | 400 | Nov-23 | 2023-24
220kV Bastara | State | 220/132 | HVPNL | 60 | Nov-23 | 2023-24
220 kV Sagwan | State | 220/33 | HVPNL | 100 | Nov-23 | 2023-24
Tikamgarh 220 KV S/s, Addl 1x160 MVA X-mer | State | 220/132 | MPPTCL | 160 | Nov-23 | 2023-24
400kV Waluj substation (1x50MVA, 220/33kV T/F) | State | 220/33 | MSETCL | 50 | Nov-23 | 2023-24
220/132/33kV Balimunda | State | 220/132 | OPTCL | 160 | Nov-23 | 2023-24
Thiruchuli 230/110 kV SS (Enhancement from 1x50 to 1x100 MVA) | State | 230/110 | TANTRANSCO | 50 | Nov-23 | 2023-24
Sankarapuram 230/110 kV SS (Additional Transformer from 1x100 to 2x100 MVA) | State | 230/110 | TANTRANSCO | 100 | Nov-23 | 2023-24
Coimbatore 230/110 kV SS (Additional Transformer from 2x100 to 3x100 MVA) | State | 230/110 | TANTRANSCO | 100 | Nov-23 | 2023-24
Choutuppal (Ist Transformer) | State | 400/220/ 132 | TSTRANSCO | 500 | Nov-23 | 2023-24
220/132 kV S/s Moth (New) T/F | State | 220/132 | UPPTCL | 160 | Nov-23 | 2023-24
220/33 kV S/s YEIDA SEC-18, GB Nagar (New) T/F-I & II | State | 220/33 | UPPTCL | 120 | Nov-23 | 2023-24
220/33 kV S/s Morta, Ghaziabad (New) T/F-I | State | 220/33 | UPPTCL | 60 | Nov-23 | 2023-24
220/132KV SS at Pampanur tanda | State | 220/132 | APTRANSCO | 160 | Dec-23 | 2023-24
400/220kV SS Hindupur | State | 400/220 | APTRANSCO | 315 | Dec-23 | 2023-24
Dumraon (GIS) s/s (2nd T/F) | State | 220/132 | BSPTCL | 160 | Dec-23 | 2023-24
Raxaul (New) s/s (T/F -II) | State | 220/132 | BSPTCL | 200 | Dec-23 | 2023-24
220KV Bhat (Augmentation of 100 MVA T/F to 160 MVA) | State | 220/66 | GETCO | 60 | Dec-23 | 2023-24
Puttenahalli(DG Plant): (Additional 3rd T/F) | State | 220/66 | KPTCL | 150 | Dec-23 | 2023-24
Bamra SS T/F-II | State | 220/132 | OPTCL | 160 | Dec-23 | 2023-24
220 kV S/S Kharar (Aug. of 1x100 MVA T/F with 1x160 MVA T/F) | State | 220/66 | PSTCL | 60 | Dec-23 | 2023-24
220 kV S/S Dhandari Kalan-1 (Aug. of 1x100 MVA T/F with 1x160 MVA T/F) | State | 220/66 | PSTCL | 60 | Dec-23 | 2023-24
220 kV S/S Sahnewal (Augmentation of 100 MVA 220/66 to 160 MVA) | State | 220/66 | PSTCL | 60 | Dec-23 | 2023-24
Ariyalur | State | 765/400 | TANTRANSCO | 1500 | Dec-23 | 2023-24
Vellalaviduthi T/F-II | State | 400/230 | TANTRANSCO | 315 | Dec-23 | 2023-24
Suryapet | State | 400/220 | TSTRANSCO | 500 | Dec-23 | 2023-24
220/33 kV S/s YEIDA SEC-18, GB Nagar (New) T/F-III | State | 220/33 | UPPTCL | 60 | Dec-23 | 2023-24
220/132 kV S/s Bhadohi (New) T/F-II | State | 220/132 | UPPTCL | 200 | Dec-23 | 2023-24
Gokarna 400KV | State | 400/220 | WBSETCL | 315 | Dec-23 | 2023-24
220/33kv Purusothapatnam (T/F-II) | State | 220/33 | APTRANSCO | 50 | Jan-24 | 2023-24
220/33kv Pattiseema (T/F-II) | State | 220/33 | APTRANSCO | 50 | Jan-24 | 2023-24
220/132/33 KV GSS Digha (New) (2x200 MVA T/F) | State | 220/132 | BSPTCL | 400 | Jan-24 | 2023-24
400 kV Vav (Augmentation of 100 MVA T/F to 160 MVA) | State | 220/66 | GETCO | 60 | Jan-24 | 2023-24
220/132 kV GIS Sub-Station at Mazra, Distt. Chamba | State | 220/132 | HPPTCL | 200 | Jan-24 | 2023-24
33/220 kV, 25/31.5 MVA Power Transformer at 220 kV Switchyard of AD Hydro Power Ltd at Prini | State | 33/220 | HPPTCL | 32 | Jan-24 | 2023-24
220kV METL Dadri Toe | State | 220/33 | HVPNL | 100 | Jan-24 | 2023-24
400 kV S/S Dhanansu (1x500 MVA) | State | 400/220 | PSTCL | 500 | Jan-24 | 2023-24
220 kV S/S Talwandi Sabo (Addl. 100 MVA T/F) | State | 220/66 | PSTCL | 100 | Jan-24 | 2023-24
400kV GSS Chittorgarh | State | 400/220 | RVPNL | 315 | Jan-24 | 2023-24
Choutuppal SS | State | 220/ 132 | TSTRANSCO | 160 | Jan-24 | 2023-24
220 kV S/s YEIDA SEC-24, Gr. Noida (New) T/F-I | State | 220/132 | UPPTCL | 160 | Jan-24 | 2023-24
220 kV S/s Sikandra, Agra (Capacity Augmentation) T/F-III | State | 220/33 | UPPTCL | 60 | Jan-24 | 2023-24
220 kV S/s Knowledge Park-5, Gr. Noida (New) T/F-I | State | 220/132 | UPPTCL | 160 | Jan-24 | 2023-24
220 kV S/s Jalpura, Gr. Noida (New) T/F-I & II | State | 220/132 | UPPTCL | 320 | Jan-24 | 2023-24
Mangalpur 220KV S/S (2X100 MVA T/F) | State | 220/33 | WBSETCL | 200 | Jan-24 | 2023-24
Newtown AA II C (2X160 MVA T/F) | State | 220/132 | WBSETCL | 320 | Jan-24 | 2023-24
Newtown AA II C (2X100 MVA T/F) | State | 220/33 | WBSETCL | 200 | Jan-24 | 2023-24
Naubatpur GIS (Balanced) ( 220/132 kV T/Fs of 160 MVA ) | State | 220/132 | BSPTCL | 160 | Feb-24 | 2023-24
GIS Harwan | State | 220/33 | JKPDD | 160 | Feb-24 | 2023-24
Yerandanahalli: Replacing 2x100MVA, 220/66kV PT by 2x150MVA, 220/66kV Power Transformers | State | 220/66 | KPTCL | 50 | Feb-24 | 2023-24
220kV Boisar-II Substation(Aug.) (1x 200-150) | State | 220/132 | MSETCL | 50 | Feb-24 | 2023-24
220/33kV Khed City substation (2x50 MVA, 220/33kV T/Fs) | State | 220/33 | MSETCL | 100 | Feb-24 | 2023-24
400kV Babhaleshwar Substation (3x167) | State | 400/220/33 | MSETCL | 500 | Feb-24 | 2023-24
North Chennai Pooling Station (NCPS) 765/400 kV GIS SS (3x1500MVA) | State | 765/400 | TANTRANSCO | 4500 | Feb-24 | 2023-24
Vyasarpadi 230kV SS (2x100 to 3x100) | State | 230/110 | TANTRANSCO | 100 | Feb-24 | 2023-24
Choutuppal SS (160 MVA T/F-II) | State | 220/ 132 | TSTRANSCO | 160 | Feb-24 | 2023-24
Dichpally (3x315 MVA to 3x315 +1x500) | State | 400/220 | TSTRANSCO | 500 | Feb-24 | 2023-24
400 kV S/s Panki, Kanpur (Capacity Augmentation) (500-315) ICT-I | State | 400/220 | UPPTCL | 185 | Feb-24 | 2023-24
220 kV S/s Khorabar, Gorakhpur (New) T/F-I | State | 220/33 | UPPTCL | 60 | Feb-24 | 2023-24
220 kV S/s Mahoba (Capacity Augmentation) (160-100) T/F-I | State | 220/33 | UPPTCL | 60 | Feb-24 | 2023-24
Sahupuri, Chandauli (New) T/F-II | State | 400/220 | UPPTCL | 500 | Feb-24 | 2023-24
220 KV S/s Saraipali | State | 220/132 | CSPTCL | 160 | Mar-24 | 2023-24
220kV Giyavad | State | 220/66 | GETCO | 320 | Mar-24 | 2023-24
220kV Kamlapur Panchvada (Jasdan) | State | 220/66 | GETCO | 320 | Mar-24 | 2023-24
220kV Mera (Mithi Paldi) (Upgradation-66kV) | State | 220/66 | GETCO | 160 | Mar-24 | 2023-24
220kV Metoda (Upgradation-66kV metoda-iii) | State | 220/66 | GETCO | 320 | Mar-24 | 2023-24
220kV Sevaliya (Upgradation-66kV) | State | 220/66 | GETCO | 320 | Mar-24 | 2023-24
400KV Kasor (3X315+1X500 - 3X315) | State | 400/220 | GETCO | 500 | Mar-24 | 2023-24
220KV Chhatral (3x100+1X160 - 4X100) | State | 220/66 | GETCO | 60 | Mar-24 | 2023-24
220kV Palwal | State | 220/66 | HVPNL | 60 | Mar-24 | 2023-24
220KV GIS HSIIDC Rai, Sonepat | State | 220/132 | HVPNL | 160 | Mar-24 | 2023-24
220 KV Dadhibana | State | 220/33 | HVPNL | 100 | Mar-24 | 2023-24
220/33 kV Haripora (Tailbal) (GIS) Grid S/S (earlier Batpora) (PMDP- Kashmir) | State | 220/33 | JKPDD | 160 | Mar-24 | 2023-24
Kalaburagi (Ferozabad) S/s (T/F - II) | State | 400/220 | KPTCL | 500 | Mar-24 | 2023-24
Ghanagapura: Establishing 2X100MVA, 220/110kV sub- station. | State | 220/110 | KPTCL | 200 | Mar-24 | 2023-24
Ashta 400KV S/s, Addl. 1x160 MVA X-mer | State | 220/132 | MPPTCL | 160 | Mar-24 | 2023-24
Mugaliyachhap 220 KV S/s, Addl. 1x160MVA X- mer | State | 220/132 | MPPTCL | 160 | Mar-24 | 2023-24
Manpur (Bijouri) 220/33kV substation (TBCB) | State | 220/33 | MPPTCL | 100 | Mar-24 | 2023-24
400kV Kharghar substation (1 X 50MVA, 220/33kV T/F) | State | 220/33 | MSETCL | 50 | Mar-24 | 2023-24
220kV Pandharpur substation 1 X (200-100) MVA 220/132kV ICT | State | 220/132 | MSETCL | 100 | Mar-24 | 2023-24
Up-gradation of existing 132 kV Pandharkawda substation to 220 kV level | State | 220/132 | MSETCL | 100 | Mar-24 | 2023-24
220kV Nanded City substation (1x50MVA, 220/22kV T/F) | State | 220/22 | MSETCL | 50 | Mar-24 | 2023-24
Creation of 110 kV Level at 220 kV Peth S/s (1x 100MVA, 220/110kV ICT) | State | 220/110 | MSETCL | 100 | Mar-24 | 2023-24
220kV GSS Reodar (Distt. Sirohi) | State | 220/132 | RRVPNL | 160 | Mar-24 | 2023-24
220kV GSS Chaksu (Additional 100 MVA T/F) | State | 220/132 | RRVPNL | 100 | Mar-24 | 2023-24
Ammavaripet T/F-I | State | 220/132 | TSTRANSCO | 100 | Mar-24 | 2023-24
New Chanditola 400KV | State | 400/220 | WBSETCL | 315 | Mar-24 | 2023-24
Vellalaviduthi (T/F-I) (400/110 (2X200 MVA) | State | 400/110 | TANTRANSCO | 200 | Apr-24 | 2024-25
Kamalapuram Substation (3rd ICT) | State | 400/220 | TSTRANSCO | 315 | Apr-24 | 2024-25
400 kV S/s Unnao Capacity Aug. (500-315) | State | 400/220 | UPPTCL | 185 | Apr-24 | 2024-25
220/132 kV SS Madanapalli in Chittoor Dist. (3X100-2X100) | State | 220/132 | APTRANSCO | 100 | Apr-24 | 2024-25
Jakkanpur (GIS) s/s (160 MVA T/F-II) | State | 220/132 | BSPTCL | 160 | Apr-24 | 2024-25
GIS Timarpur (100 MVA T/F) | State | 220/33 | DTL | 100 | Apr-24 | 2024-25
220kV I.A. Hisar (160-100) | State | 220/132 | HVPNL | 60 | Apr-24 | 2024-25
220KV Chormar (100 MVA T/F) | State | 220/132 | HVPNL | 100 | Apr-24 | 2024-25
220 kV S/S Bhari (Addl. 100 MVA 220/66 kV PT/f) | State | 220/66 | PSTCL | 100 | Apr-24 | 2024-25
220 kV S/S Botianwala (Addl. 100 MVA 220/66 kV PT/f) | State | 220/66 | PSTCL | 100 | Apr-24 | 2024-25
220 kV S/s Sangipur (New) 160 MVA T/F-II | State | 220/132 | UPPTCL | 160 | Apr-24 | 2024-25
220 kV S/s Kanpur South (Capacity Augmentation 60 MVA T/F-III) | State | 220/33 | UPPTCL | 60 | Apr-24 | 2024-25
220 kV S/s Sirathu (Capacity Aug. 160 MVA T/F-III) | State | 220/132 | UPPTCL | 160 | Apr-24 | 2024-25
220 kV S/s Khurja (Capacity Augmentation 160 MVA T/F-III) | State | 220/132 | UPPTCL | 160 | Apr-24 | 2024-25
Sriperumbudhur 400/230-110 kV SS- capacity enhancement from 3x315 MVA to 3x315MVA+ 1x500MVA | State | 400/230 | TANTRANSCO | 500 | MAY-24 | 2024-25
400 kV S/s Machhalishahar Jaunpur (New) T/F-III | State | 400/220 | UPPTCL | 315 | MAY-24 | 2024-25
Thiruvalam 400/230 KV SS- Capacity enhancement from 2x315 to 2x315 + 1x500 MVA | State | 400/230 | TANTRANSCO | 500 | MAY-24 | 2024-25
Bairagarh (Bhopal) 220 KV S/s Addl. 1x160MVA X-mer | State | 220/132 | MPPTCL | 160 | MAY-24 | 2024-25
HSIIDC Rai Sonepat 220/33 kV T/F-I | State | 220/33 | HVPNL | 100 | MAY-24 | 2024-25
220kV Jambhul (Additional T/F) | State | 220/22 | MSETCL | 50 | MAY-24 | 2024-25
HSIIDC Rai Sonepat 220/132 kV T/F-II | State | 220/132 | HVPNL | 160 | MAY-24 | 2024-25
220 kV S/s Bhadaura Ghazipur (New) T/F-II | State | 220/132 | UPPTCL | 100 | MAY-24 | 2024-25
220 kV S/s Mainpuri (Capacity Augmentation) T/F-III (160-100) | State | 220/132 | UPPTCL | 60 | MAY-24 | 2024-25
220 kV S/s Khorabar Gorakhpur (New) T/F-II | State | 220/33 | UPPTCL | 60 | MAY-24 | 2024-25
220kV GSS Bap (Additional T/F) | State | 220/132 | RVPNL | 160 | MAY-24 | 2024-25
Sonta ss (160-100 MVA) | State | 220/66 | HVPNL | 60 | MAY-24 | 2024-25
220 kV S/S Banur (Aug. of 1x100 MVA T/F with 1x160 MVA T/F) | State | 220/66 | PSTCL | 60 | MAY-24 | 2024-25
Addl 100 MVA 220/66 KV T/F at 220 KV S/S Naraingarh (N-1) | State | 220/66 | PSTCL | 100 | MAY-24 | 2024-25
220KV SS Pallantla in West Godavari Dist. (2 x100-1x100) | State | 220/132 | APTRANSCO | 100 | MAY-24 | 2024-25
220 kV S/s Maharajganj (New) T/F-II | State | 220/132 | UPPTCL | 160 | MAY-24 | 2024-25
Addl 100 MVA 220/66 KV T/F at 220 KV S/S Badhshahpur | State | 220/66 | PSTCL | 100 | MAY-24 | 2024-25
220/33 KV GSS Balichandrapur Palei | State | 220/33 | OPTCL | 20 | MAY-24 | 2024-25
Jakkanpur (GIS) s/s (160 MVA T/F-III) | State | 220/132 | BSPTCL | 160 | MAY-24 | 2024-25
220 kV S/s Jahangirabad Bulandshahr (Capacity Augmentation) T/F-III | State | 220/132 | UPPTCL | 160 | MAY-24 | 2024-25
220kV Chalisgaon Substation(1x200 MVA Additional T/F) | State | 220/132 | MSETCL | 200 | MAY-24 | 2024-25
Aug. of 100MVA 220/66kV T/F to 160MVA 220/66kV T/F at 220kV S/Stn Bajakhana | State | 220/66 | PSTCL | 60 | MAY-24 | 2024-25
220 kV S/s Hata Kushinagar (Capacity Augmentation) (160-100) | State | 220/132 | UPPTCL | 60 | MAY-24 | 2024-25
Penukonda (Gorantla) (GEC-I) | State | 220/132 | APTRANSCO | 160 | MAY-24 | 2024-25
220/132/33 kV AIS at Andheri (Kala Amb) District Sirmaur H.P. | State | 220/132 | HPPTCL | 200 | MAY-24 | 2024-25
Alamathy 400/230-110 kV SS (enhancement of capacity at from 2x200 MVA to 3x200 MVA | State | 400/110 | TANTRANSCO | 200 | June-24 | 2024-25
400 kV S/s Motiram Adda Gorakhpur Capacity Aug. (500-240) T/F-II | State | 400/220 | UPPTCL | 260 | June-24 | 2024-25
Karuppur (T/F- II) | State | 230/110 | TANTRANSCO | 100 | June-24 | 2024-25
Siruseri 230 KV SS (enhancement of capacity from 2x100MVA to 3x100MVA) | State | 230/110 | TANTRANSCO | 100 | June-24 | 2024-25
Krishnagiri S/s (T/F-II) | State | 220/33 | APTRANSCO | 50 | June-24 | 2024-25
220kV SS Kuppam in Chittoor District (3x100- 2x100) | State | 220/132 | APTRANSCO | 100 | June-24 | 2024-25
Patan (Upgradation of existing 132/33 KV S/s by 220/132 KV S/s ) | State | 220/132 | CSPTCL | 320 | June-24 | 2024-25
220/132/33kV Ajaygarh S/s (TBCB) | State | 220/132 | MPPTCL | 320 | June-24 | 2024-25
220/33kV New Timber Market GIS (Panvel -II )(50 MVA T/F) | State | 220/33 | MSETCL | 50 | June-24 | 2024-25
Aug 100 to 160 MVA at 220 KV S/S Kartarpur | State | 220/66 | PSTCL | 60 | June-24 | 2024-25
220 kV S/s Knowledge Park-5 Gr. Noida GB Nagar (New) T/F-II | State | 220/132 | UPPTCL | 160 | June-24 | 2024-25
Kayathar 400/230-110 KV SS | State | 400/110 | TANTRANSCO | 200 | July-24 | 2024-25
Selvapuram 230/110 kV SS (T/F-I) | State | 230/110 | TANTRANSCO | 100 | July-24 | 2024-25
220 kV SS AP Carbides in Kurnool District (3x160+1x100 - 2x160 +1x100) | State | 220/132 | APTRANSCO | 160 | July-24 | 2024-25
220kV GIS Substation at Timarpur (100 MVA T/F-II) | State | 220/33 | DTL | 100 | July-24 | 2024-25
220 kV Talangpor | State | 220/66 | GETCO | 60 | July-24 | 2024-25
HSIIDC Rai Sonepat (220/33 kV 100 MVA T/F-II) (charged on 02-05-2024 however late reported by HVPNL) | State | 220/33 | HVPNL | 100 | July-24 | 2024-25
Construction of Begamganj SS (TBCB) (charged on 24-04-2024 however late reported by MPPTCL) | State | 220/132 | MPPTCL | 320 | July-24 | 2024-25
220kV Walchandnagar substation (replacement of 100 MVA by 200 MVA T/F) | State | 220/132 | MSETCL | 100 | July-24 | 2024-25
220/132/33KV Turmunga GSS (1st 160 MVA Auto Transformer) | State | 220/132 | OPTCL | 160 | July-24 | 2024-25
220/132/33kV Kuarnmunda GSS (2nd 160 MVA Auto transformer) | State | 220/132 | OPTCL | 160 | July-24 | 2024-25
220 kV S/S Gurdaspur (1x100 MVA) (Upgraded from 132 KV to 220 KV) | State | 220/66 | PSTCL | 100 | July-24 | 2024-25
Aug. of 100 MVA T/F to 160 MVA T/F at 220 kV SS Mandi Gobindgarh G-3 | State | 220/66 | PSTCL | 60 | July-24 | 2024-25
220 kV GSS Khinvsar (replacement of 100 MVA T/F with 160 MVA T/F) | State | 220/132 | RVPNL | 60 | July-24 | 2024-25
220 kV S/s Darshan Nagar Ayodhya (New) T/F-I | State | 220/132 | UPPTCL | 160 | July-24 | 2024-25
220 kV S/s Kanduni Sitapur (New) T/F-II | State | 220/132 | UPPTCL | 200 | July-24 | 2024-25
220 kV S/s Metro Depot Gr. Noida GB Nagar (New) T/F-I and T/F-II | State | 220/132 | UPPTCL | 320 | July-24 | 2024-25
400 kV S/S Ropar (1x500 MVA ) 2nd T/F | State | 400/220 | PSTCL | 500 | Aug-24 | 2024-25
400 kV S/S Ropar (1x500 MVA ) 1st T/F | State | 400/220 | PSTCL | 500 | Aug-24 | 2024-25
Karaikudi 230/110 kV SS (50 MVA to 100MVA enhancement) | State | 230/110 | TANTRANSCO | 50 | Aug-24 | 2024-25
220 kV Besan | State | 220/66 | GETCO | 320 | Aug-24 | 2024-25
220kV Samain | State | 220/33 | HVPNL | 100 | Aug-24 | 2024-25
220 kV Nalasopara substation (additional 100 MVA T/F) | State | 220/22 | MSETCL | 100 | Aug-24 | 2024-25
220 kV Tembhurni substation (replacement of 25 MVA by 100 MVA T/F) | State | 220/33 | MSETCL | 25 | Aug-24 | 2024-25
220 kV GSS Heerapura (replacement of 100 MVA T/F with 160 MVA) | State | 220/132 | RVPNL | 60 | Aug-24 | 2024-25
220 kV S/s Pahadi Chitrakoot (Capacity Augmentation) | State | 220/132 | UPPTCL | 160 | Aug-24 | 2024-25
Food Park (T/F-I) 220 KV GIS | State | 220/132 | WBSETCL | 160 | Aug-24 | 2024-25
Food Park (T/F-II) 220 KV GIS | State | 220/132 | WBSETCL | 160 | Aug-24 | 2024-25
220 kV GIS Transport Hub, Sector-8 IMT Manesar | State | 220/66 | HVPNL | 100 | Sep-24 | 2024-25
Keonics (Electronic City): 2x150 MVA ICT | State | 220/66 | KPTCL | 300 | Sep-24 | 2024-25
220 kV Jeur (Replacement of 100 MVA T/F with 200 MVA T/F) | State | 220/132 | MSETCL | 100 | Sep-24 | 2024-25
220/33 kV Shendra GIS (DMIC)(2X50 MVA T/F) | State | 220/33 | MSETCL | 100 | Sep-24 | 2024-25
220 kV Sandhwan S/s | State | 220/66 | PSTCL | 100 | Sep-24 | 2024-25
220 kV GSS Nimbahera (replacement of existing 100 MVA T/F with 160 MVA T/F) | State | 220/132 | RVPNL | 60 | Sep-24 | 2024-25
220 kV S/s Debai Bulandshaher (Capacity | State | 220/132 | UPPTCL | 160 | Sep-24 | 2024-25
New Chanditala (4th ICT) | State | 400/220 | WBSETCL | 315 | Oct-24 | 2024-25
Bhimadole Aug. (100 to 160MVA) | State | 220/132 | APTRANSCO | 60 | Oct-24 | 2024-25
Sawai Madhopur (100 to 160 MVA) | State | 220/132 | RVPNL | 60 | Oct-24 | 2024-25
Bharatpur (100 to 160 MVA) | State | 220/132 | RVPNL | 60 | Oct-24 | 2024-25
Banar GIS (Distt. Jodhpur) | State | 220/132 | RVPNL | 200 | Oct-24 | 2024-25
220 kV GIS S/s Badaun Road Bareilly (New) GIS | State | 220/33 | UPPTCL | 60 | Oct-24 | 2024-25
Bhopal 400 kV SS (replacement of 315 MVA by 500 MVA T/F) | State | 400/220 | MPPTCL | 185 | Nov-24 | 2024-25
400 kV S/S Nakodar | State | 400/220 | PSTCL | 500 | Nov-24 | 2024-25
Vellalaviduthi (400/110 kV T/F-II) | State | 400/110 | TANTRANSCO | 200 | Nov-24 | 2024-25
Sriperumbudur 400/230 kV SS (enhancement from 3x315+1x500 MVA to 2x315+2x500 MVA) | State | 400/230 | TANTRANSCO | 185 | Nov-24 | 2024-25
Mondipatty SS (replacement of 80 MVA T/F with 100 MVA) | State | 230/110 | TANTRANSCO | 20 | Nov-24 | 2024-25
220 kV SS Nansuralla in Kurnool District (Additional 50 MVA T/F) | State | 220/33 | APTRANSCO | 50 | Nov-24 | 2024-25
Bethamcherla in Kurnool District (GEC-I) | State | 220/132 | APTRANSCO | 160 | Nov-24 | 2024-25
Parchanpal (Jagdalpur) SS (late reported, commissioned in October-2024) | State | 220/132 | CSPTCL | 160 | Nov-24 | 2024-25
220 kV Jambuva (Augmentation from 260 MVA to 420MVA) | State | 220/66 | GETCO | 160 | Nov-24 | 2024-25
220 kV Suva (late reported, commissioned in October-2024) | State | 220/66 | GETCO | 160 | Nov-24 | 2024-25
Augmentation at 220 kV Masudpur SS | State | 220/132 | HVPNL | 100 | Nov-24 | 2024-25
Somasamudra SS (2X100 MVA T/F) | State | 220/110 | KPTCL | 200 | Nov-24 | 2024-25
Nagda 220 kV SS (replacement of 160 MVA by 200 MVA T/F) | State | 220/132 | MPPTCL | 40 | Nov-24 | 2024-25
220/33 kV New Timber Market GIS (Panvel -II ) | State | 220/33 | MSETCL | 50 | Nov-24 | 2024-25
220 kV SS Sandhaur (late reported, commissioned in October-2024) | State | 220/66 | PSTCL | 100 | Nov-24 | 2024-25
Addl. 100 MVA 220/66 kV T/F at 220 kV Badni Kalan SS | State | 220/66 | PSTCL | 100 | Nov-24 | 2024-25
220 kV SS Civil line Amritsar (late reported, commissioned in October-2024) | State | 220/132 | PSTCL | 100 | Nov-24 | 2024-25
220 kV GSS Balotra (replacement of 100 MVA T/F with 160 MVA T/F) | State | 220/132 | RVPNL | 60 | Nov-24 | 2024-25
220 kV GIS SS Badaun Road Bareilly (T/F-II) | State | 220/33 | UPPTCL | 60 | Nov-24 | 2024-25
AB Zone 220 KV GIS (upgraded to 220 kV from 132 kV) | State | 220/132 | WBSETCL | 320 | Nov-24 | 2024-25
Ariyalur (1500 MVA ICT-II) | State | 765/400 | TANTRANSCO | 1500 | Dec-24 | 2024-25
Jammalamadugu SS in Kadapa Dist | State | 400/220 | APTRANSCO | 500 | Dec-24 | 2024-25
Latehar SS (2X315 MVA T/F) | State | 400/220 | JUSNL | 630 | Dec-24 | 2024-25
400 kV Khadka S/s (3x105 MVA ICT) | State | 400/220/33 | MSETCL | 315 | Dec-24 | 2024-25
400 kV GSS Pachpadra | State | 400/220 | RVPNL | 500 | Dec-24 | 2024-25
Punganur SS in Chittoor Dist. (T/F-I) | State | 220/132 | APTRANSCO | 100 | Dec-24 | 2024-25
220 kV Chandrapura (Aug. from 360 to 470 MVA) | State | 220/66 | GETCO | 110 | Dec-24 | 2024-25
220 kV Jamla (Aug. from 410 MVA to 520 MVA) | State | 220/66 | GETCO | 110 | Dec-24 | 2024-25
Mera (Mithi Paldi) (T/F-II) (late reported commissioned in Nov-2024) | State | 220/66 | GETCO | 160 | Dec-24 | 2024-25
220/66 kV Heiling Sub-Station | State | 220/66 | HPPTCL | 100 | Dec-24 | 2024-25
220 kV Rangala Rajpur (additional 100 MVA) | State | 220/66 | HVPNL | 100 | Dec-24 | 2024-25
220 kV Fatehabad (augmentation from 100 to 160 MVA) | State | 220/132 | HVPNL | 60 | Dec-24 | 2024-25
220 kV Rohtak (augmentation from 100 to 160 MVA) | State | 220/132 | HVPNL | 60 | Dec-24 | 2024-25
GIS Sector-15 II Gurugram (T/F-I) | State | 220/66 | HVPNL | 160 | Dec-24 | 2024-25
Lohardaga GSS | State | 220/132 | JUSNL | 300 | Dec-24 | 2024-25
Construction of 220/132 kV substation at Bargawan (TBCB) (late reported commissioned in Sept-2024) | State | 220/132 | MPPTCL | 320 | Dec-24 | 2024-25
220 kV Vairag S/s (replacement of 2X25 MVA by 2X50 MVA T/F) | State | 220/33 | MSETCL | 50 | Dec-24 | 2024-25
220 kV Bhigwan S/s (replacement of 25 MVA by 50 MVA T/F) | State | 220/33 | MSETCL | 25 | Dec-24 | 2024-25
Balichandarpur Palei GSS (T/F-II) | State | 220/33 | OPTCL | 40 | Dec-24 | 2024-25
220 kV Rajpura SS (Aug. of 100 MVA by 160 MVA) | State | 220/66 | PSTCL | 60 | Dec-24 | 2024-25
220 kV Gurdaspur SS (T/F-II) | State | 220/66 | PSTCL | 100 | Dec-24 | 2024-25
220 kV Jhunjhunu GSS (replacement of 100 MVA T/F by 160 MVA) | State | 220/132 | RVPNL | 60 | Dec-24 | 2024-25
Sirsaganj Firozabad S/s (Capacity Augmentation) | State | 220/132 | UPPTCL | 160 | Dec-24 | 2024-25
400 kV GSS Hindaun (Augmentation) | State | 400/220 | RVPNL | 500 | Jan-25 | 2024-25
Asupaka LI Substation T/F-II (late reported, commissioned in Oct-2024) | State | 400/220 | TSTRANSCO | 315 | Jan-25 | 2024-25
400 kV S/s Sector-123 Noida, GB Nagar (T/F-III) | State | 400/220 | UPPTCL | 200 | Jan-25 | 2024-25
400 kV S/s Sahupuri, Chandauli T/F-I | State | 400/220 | UPPTCL | 500 | Jan-25 | 2024-25
Kumbakonam SS (Additional 100 MVA) | State | 230/110 | TANTRANSCO | 100 | Jan-25 | 2024-25
Tiruppur 230/110 kV SS (Enhancement from 100 MVA to 160 MVA) | State | 230/110 | TANTRANSCO | 60 | Jan-25 | 2024-25
Selvapuram T/F-II | State | 230/110 | TANTRANSCO | 100 | Jan-25 | 2024-25
Kadapperi 230/110 kV SS (Enhancement from 100 MVA to 160 MVA) | State | 230/110 | TANTRANSCO | 60 | Jan-25 | 2024-25
220 kV Anjar (Augmentation from 300 MVA to 360 MVA) | State | 220/66 | GETCO | 60 | Jan-25 | 2024-25
220 kV Ichhapore (Augmentation from 410 MVA to 520 MVA) | State | 220/66 | GETCO | 110 | Jan-25 | 2024-25
400 kV Vav (Augmentation from 660 MVA to 720 MVA) | State | 220/66 | GETCO | 60 | Jan-25 | 2024-25
400 kV Nawada | State | 220/33 | HVPNL | 100 | Jan-25 | 2024-25
220 kV Sampla | State | 220/132 | HVPNL | 100 | Jan-25 | 2024-25
220 kV Mehna Khera | State | 220/33 | HVPNL | 100 | Jan-25 | 2024-25
Nepanagar 220 kV S/s (agumentation of 160 MVA by 200 MVA X-mer) | State | 220/132 | MPPTCL | 40 | Jan-25 | 2024-25
Indore II (Jaitpura) 220 kV S/s (additional T/F) | State | 220/132 | MPPTCL | 160 | Jan-25 | 2024-25
Pithampur (sector III) 220 kV S/s (agumentation of 160 MVA by 200 MVA X-mer) | State | 220/132 | MPPTCL | 40 | Jan-25 | 2024-25
220 kV Jalna substation (Replacement of 50 MVA T/F with 100 MVA T/F) | State | 220/132 | MSETCL | 50 | Jan-25 | 2024-25
220/132/33 kV Turmunga GSS (20 MVA T/F-I)(late reported, commissioned in August-2024) | State | 220/33 | OPTCL | 20 | Jan-25 | 2024-25
Addl 100 MVA T/F at 220 kV S/S Majitha (N-1) | State | 220/66 | PSTCL | 100 | Jan-25 | 2024-25
220 kV GSS Udyog Vihar, Sriganganagar (Augmentation) | State | 220/132 | RVPNL | 160 | Jan-25 | 2024-25
220 kV GSS MIA, Alwar (Augmentation) | State | 220/132 | RVPNL | 100 | Jan-25 | 2024-25
220 kV S/s Hardoi Road, Lucknow (Capacity Augmentation) T/F-III | State | 220/132 | UPPTCL | 160 | Jan-25 | 2024-25
220 kV S/s Jewar Extn., GB Nagar T/F-I | State | 220/132 | UPPTCL | 160 | Jan-25 | 2024-25
220 kV S/s Sector-129 Noida, GB Nagar (Capacity Augmentation) T/F-IV | State | 220/132 | UPPTCL | 160 | Jan-25 | 2024-25
400 kV S/s Sector-148 Noida, GB Nagar (Capacity Augmentation) T/F-II | State | 220/132 | UPPTCL | 160 | Jan-25 | 2024-25
400 kV GIS Thallayapalem in Guntur Dist (T/F-I) | State | 400/220 | APTRANSCO | 500 | Feb-25 | 2024-25
KTPP Bhupalapally SS (2x500 MVA) | State | 400/220 | TSTRANSCO | 1000 | Feb-25 | 2024-25
Kavanoor 230 kV SS (100-50 MVA) | State | 230/110 | TANTRANSCO | 50 | Feb-25 | 2024-25
Oragadam 230 kV SS (160-100 MVA) | State | 230/110 | TANTRANSCO | 60 | Feb-25 | 2024-25
Somayajulapalli SS in kurnool Dist | State | 220/132 | APTRANSCO | 100 | Feb-25 | 2024-25
Betamcherla SS in Kurnool District (T/F-II) (GEC-I) | State | 220/132 | APTRANSCO | 160 | Feb-25 | 2024-25
Rajim SS (T/F-I) | State | 220/132 | CSPTCL | 160 | Feb-25 | 2024-25
Tivim SS | State | 220/33 | ED-GOA | 63 | Feb-25 | 2024-25
220 kV Babarzar | State | 220/66 | GETCO | 320 | Feb-25 | 2024-25
220 kV Kim (Aug. from 560 to 620 MVA) | State | 220/66 | GETCO | 60 | Feb-25 | 2024-25
220 kV A-5 Faridabad | State | 220/66 | HVPNL | 60 | Feb-25 | 2024-25
Santhpur SS (2X100 MVA T/F at Kappakera village, Santapur Hobli, in Bidar Dist.) (GEC-II) | State | 220/110 | KPTCL | 200 | Feb-25 | 2024-25
220 kV Palghar SS (ICT-II) | State | 220/132 | MSETCL | 100 | Feb-25 | 2024-25
220 kV Mohali-2 SS (Aug of 100 MVA to 160 MVA ) | State | 220/66 | PSTCL | 60 | Feb-25 | 2024-25
220 kV Ghulal SS (Aug. 100 MVA to 160 MVA) | State | 220/66 | PSTCL | 60 | Feb-25 | 2024-25
220 kV GSS Sayla | State | 220/132 | RVPNL | 160 | Feb-25 | 2024-25
Narsapur SS (late reported, charged in October- 2024) | State | 220/132 | TSTRANSCO | 160 | Feb-25 | 2024-25
220 kV Nirmal SS (160-100 MVA) | State | 220/132 | TSTRANSCO | 60 | Feb-25 | 2024-25
220 kV Jurala SS (160-100 MVA) | State | 220/132 | TSTRANSCO | 60 | Feb-25 | 2024-25
Hial SS (50-20 MVA)(Late reported, charged in July 2024) | State | 220/33 | TSTRANSCO | 30 | Feb-25 | 2024-25
220 kV Kursi Road SS, Lucknow (160-100 MVA) | State | 220/132 | UPPTCL | 60 | Feb-25 | 2024-25
Augmentation of 400 kV SS Maradam at Vizianagaram Dist | State | 400/220 | APTRANSCO | 500 | Mar-25 | 2024-25
Augmentation of 400 kV SS Narnoor at Kurnool Dist | State | 400/220 | APTRANSCO | 500 | Mar-25 | 2024-25
400/220/132 kV GIS Bakhtiyarpur (2x500 MVA) | State | 400/220/132 | BSPTCL | 1000 | Mar-25 | 2024-25
Kurud (Dhamtari) | State | 400/220 | CSPTCL | 315 | Mar-25 | 2024-25
400 kV Kharghar substation (3x167 MVA, 400/220/33 kV ICT) | State | 400/220/33 | MSETCL | 500 | Mar-25 | 2024-25
400 kV Padghe substation ( 3x167 MVA, 400/220/33 kV ICT ) | State | 400/220/33 | MSETCL | 500 | Mar-25 | 2024-25
400 kV GSS Jaisalmer-2 (Bhensara) (MVA, 3x500) | State | 400/220/33 | RVPNL | 1500 | Mar-25 | 2024-25
Kadalangudi 230/110 kV SS (enhancement from 100 MVA to 160 MVA) | State | 230/110 | TANTRANSCO | 60 | Mar-25 | 2024-25
Cuddalore 230/110 kV S/S(Enhancement from 100 MVA to 160 MVA) | State | 230/110 | TANTRANSCO | 60 | Mar-25 | 2024-25
220 kV SS Nidadavole at West Godavari Dist | State | 220/132 | APTRANSCO | 60 | Mar-25 | 2024-25
220 kV SS Narasaraopeta at Guntur District | State | 220/132 | APTRANSCO | 60 | Mar-25 | 2024-25
Augmentation of 400 kV SS Rachaganneri at Chittoor Dist | State | 220/132 | APTRANSCO | 160 | Mar-25 | 2024-25
400/220/132 kV GIS Bakhtiyarpur (1x160 MVA) | State | 220/132 | BSPTCL | 160 | Mar-25 | 2024-25
220/132/33 kV GSS Thakurganj (1x160 MVA) | State | 220/132 | BSPTCL | 160 | Mar-25 | 2024-25
400 kV Vadavi | State | 220/66 | GETCO | 60 | Mar-25 | 2024-25
220 kV Deodar (Vakha) | State | 220/66 | GETCO | 60 | Mar-25 | 2024-25
220 kV Ghodasar | State | 220/66 | GETCO | 160 | Mar-25 | 2024-25
220 kV Jangral | State | 220/66 | GETCO | 160 | Mar-25 | 2024-25
220 kV Kukma | State | 220/66 | GETCO | 100 | Mar-25 | 2024-25
220 kV Mitha | State | 220/66 | GETCO | 100 | Mar-25 | 2024-25
220 kV Sarigam (Upgradation 66kV) | State | 220/66 | GETCO | 320 | Mar-25 | 2024-25
220 kV Sisrana | State | 220/66 | GETCO | 160 | Mar-25 | 2024-25
220 kV Tappar | State | 220/66 | GETCO | 160 | Mar-25 | 2024-25
220 kV Sector-15-II Gurugram ( 2nd T/F) | State | 220/66 | HVPNL | 160 | Mar-25 | 2024-25
220 kV Tepla | State | 220/66 | HVPNL | 60 | Mar-25 | 2024-25
220 kV Sector-32 Panchkula | State | 220/66 | HVPNL | 100 | Mar-25 | 2024-25
220 kV Harfali ( New) | State | 220/66 | HVPNL | 200 | Mar-25 | 2024-25
Hosakote (Ekarajapura) Providing Additional 1X100 MVA, 220/66 kV Transformer | State | 220/66 | KPTCL | 100 | Mar-25 | 2024-25
Basarkod ( Establishing 2x100 MVA, 220/110 kV Sub-station ) | State | 220/110 | KPTCL | 100 | Mar-25 | 2024-25
220 kV GIS Pathnamthitta | State | 220/110 | KSEB | 100 | Mar-25 | 2024-25
Malanpur 220 kV s/s Repl of 160 MVA by new 200 MVA X-mer | State | 220/132 | MPPTCL | 40 | Mar-25 | 2024-25
220 kV Five star MIDC substation ( 1x50 MVA, 220/33kV T/F ) | State | 220/33 | MSETCL | 50 | Mar-25 | 2024-25
220 kV Colourchem substation ( 1 x(100-50) MVA, 220/22-22 kV) | State | 220/22 | MSETCL | 50 | Mar-25 | 2024-25
220 kV Colourchem substation (1x(100-50) MVA, 220/22-22 kV) | State | 220/22 | MSETCL | 50 | Mar-25 | 2024-25
220 kV Jambhul substation ( 1 x50 MVA, 220/22 kV T/F ) | State | 220/22 | MSETCL | 50 | Mar-25 | 2024-25
220 kV Tilwani substation ( 1X 100 MVA, 220/33 kV T/F) | State | 220/22 | MSETCL | 100 | Mar-25 | 2024-25
220 kV Anand Nagar substation (1x(100-50) MVA, 220/22-22 kV) | State | 220/22 | MSETCL | 50 | Mar-25 | 2024-25
400 kV Lonikand-I substation (1x50 MVA, 220/33 kV T/F ) | State | 220/33 | MSETCL | 50 | Mar-25 | 2024-25
220 kV Nagewadi substation ( 1X 50 MVA, 220/33 kV T/F ) | State | 220/33 | MSETCL | 50 | Mar-25 | 2024-25
220 kV GIS S/s Baram | State | 220/33 | PTCUL | 50 | Mar-25 | 2024-25
220 kV GSS Aspur | State | 220/132 | RVPNL | 100 | Mar-25 | 2024-25
220 kV GSS, Bansur | State | 220/132 | RVPNL | 100 | Mar-25 | 2024-25
220 kV GSS, Bhiwadi | State | 220/132 | RVPNL | 100 | Mar-25 | 2024-25
220 kV GSS IG Nagar (160-100) =60 | State | 220/132 | RVPNL | 60 | Mar-25 | 2024-25
220 kV GSS, Ratangarh | State | 220/132 | RVPNL | 100 | Mar-25 | 2024-25
220 kV GSS Suratgarh (160-100) =60 | State | 220/132 | RVPNL | 60 | Mar-25 | 2024-25
220/132/33 kV S/S, Bowrampet | State | 220/33 | TSTRANSCO | 50 | Mar-25 | 2024-25
220 kV Mahabubabad S/S | State | 220/132 | TSTRANSCO | 100 | Mar-25 | 2024-25
220 kV S/s Boner, Aligarh (Capacity Augmentation) (160-100) | State | 220/132 | UPPTCL | 60 | Mar-25 | 2024-25
220 kV S/s Pratap Vihar, Ghaziabad (Capacity Augmentation) (160-100) | State | 220/132 | UPPTCL | 60 | Mar-25 | 2024-25
220 kV S/s Faridpur, Bareilly (New T/F-II) | State | 220/132 | UPPTCL | 100 | Mar-25 | 2024-25
220 kV Racherlapadu SS in Nellore District (Aug.) | State | 220/132 | APTRANSCO | 100 | Apr-25 | 2025-26
Gopalganj SS (Aug.) | State | 220/132 | BSPTCL | 200 | Apr-25 | 2025-26
220 kV GIS Transport Hub, Sector-8 IMT Manesar (T/F-II) | State | 220/66 | HVPNL | 100 | Apr-25 | 2025-26
220 kV Palla (Aug.) (160-100 MVA) | State | 220/66 | HVPNL | 60 | Apr-25 | 2025-26
Yelburga SS (2×100 MVA) | State | 220/110 | KPTCL | 200 | Apr-25 | 2025-26
Julwaniya 400 kV S/s (Aug.) | State | 400/220 | MPPTCL | 500 | Apr-25 | 2025-26
Nayagarh (Aug.) (40-20 MVA) | State | 220/33 | OPTCL | 20 | Apr-25 | 2025-26
Patti (200 kV SS)(Aug.) | State | 220/66 | PSTCL | 100 | Apr-25 | 2025-26
220 kV Mohali-1(Aug.)(160-100 MVA) | State | 220/66 | PSTCL | 60 | Apr-25 | 2025-26
220 kV Humbran SS (Aug.) (160-100 MVA) | State | 220/66 | PSTCL | 60 | Apr-25 | 2025-26
220 kV IG Nagar SS (Aug.) (160-100 MVA) | State | 220/132 | RRVPNL | 60 | Apr-25 | 2025-26
Korattur SS (upgradation from 230 kV to 400 kV GIS) T/F-I | State | 400/230 | TANTRANSCO | 500 | Apr-25 | 2025-26
Korattur SS (upgradation from 230 kV to 400 kV GIS) (2X200 MVA) | State | 400/110 | TANTRANSCO | 400 | Apr-25 | 2025-26
K.R.Thoppur SS (Aug.) | State | 400/230 | TANTRANSCO | 500 | Apr-25 | 2025-26
Chandrayanagutta SS (Aug.) | State | 220/132 | TGTRANSCO | 160 | Apr-25 | 2025-26
Sivarampally (Aug.)(160-100 MVA) | State | 220/132 | TGTRANSCO | 60 | Apr-25 | 2025-26
Wanaparthy SS (Aug.) | State | 220/132 | TGTRANSCO | 160 | Apr-25 | 2025-26
220 kV Hafizpur S/s, Azamgarh Aug. (200-160 MVA) | State | 220/132 | UPPTCL | 40 | Apr-25 | 2025-26
Sriperumbudur SS (Aug.) (500-315 MVA) | State | 400/230 | TANTRANSCO | 185 | May-25 | 2025-26
Upgradation of Satgachia GIS (from 220 kV SS to 400 kV) | State | 400/220 | WBSETCL | 1000 | May-25 | 2025-26
Mambakkam SS (T/F-I) | State | 230/110 | TANTRANSCO | 100 | May-25 | 2025-26
220 kV Gorantla S/S in Ananthapur Dist | State | 220/132 | APTRANSCO | 160 | May-25 | 2025-26
Hajipur (T/F-I) | State | 220/132 | BSPTCL | 200 | May-25 | 2025-26
220 kV Radhanpur (Aug.)(420-310 MVA) | State | 220/66 | GETCO | 110 | May-25 | 2025-26
220 kV Talangpore (Aug.) (800-740 MVA) | State | 220/66 | GETCO | 60 | May-25 | 2025-26
Basarkod-T/F-II | State | 220/110 | KPTCL | 100 | May-25 | 2025-26
Antharasanahalli (Aug.)(150-100 MVA) | State | 220/66 | KPTCL | 50 | May-25 | 2025-26
220 kV Konsari SS (2 x 100 MVA ICTs) (by M/s Lloyds Metal & Energy Ltd.) | State | 220/132 | MSETCL | 200 | May-25 | 2025-26
Nagbhid S/s (1 x 100 MVA ICT I) | State | 220/132 | MSETCL | 100 | May-25 | 2025-26
Nagbhid S/s (1 x 25 MVA T/F) | State | 220/33 | MSETCL | 25 | May-25 | 2025-26
Pardi substation (2 x100 MVA ICTs) | State | 220/132 | MSETCL | 200 | May-25 | 2025-26
Mendhasal GSS (Aug.) (40-20 MVA) | State | 220/33 | OPTCL | 20 | May-25 | 2025-26
Moga (Singhawala) (220 kV SS) (Aug.) | State | 220/66 | PSTCL | 100 | May-25 | 2025-26
220 kV GSS Danta Ramgarh (Aug.) | State | 220/132 | RVPNL | 100 | May-25 | 2025-26
220 kV GSS Gangapur City (Aug.) (160-100 MVA) | State | 220/132 | RVPNL | 60 | May-25 | 2025-26
220 kV S/s Banda (Aug.) | State | 220/132 | UPPTCL | 160 | May-25 | 2025-26
220 kV S/s Bhelupur, Varanasi (Aug.) | State | 220/33 | UPPTCL | 60 | May-25 | 2025-26
400 kV S/s Jaunpur (Machhlishshar) (T/F-II) | State | 220/132 | UPPTCL | 160 | May-25 | 2025-26
Dhanansu (400 kV SS) (Aug.) | State | 400/220 | PSTCL | 500 | Jun-25 | 2025-26
Korattur SS (ICT-II) (upgradation from 230 kV to 400 kV GIS) | State | 400/230 | TANTRANSCO | 500 | Jun-25 | 2025-26
Pampanurthanda SS in Ananthapur Dist (T/F-II) | State | 220/132 | APTRANSCO | 160 | Jun-25 | 2025-26
Tajpur SS (2X160 MVA) | State | 220/132 | BSPTCL | 320 | Jun-25 | 2025-26
Rajokheri SS (Aug.) | State | 220/66 | HVPNL | 160 | Jun-25 | 2025-26
Sherpur SS (Upgradation from 66 kV to 220 kV) | State | 220/66 | PSTCL | 160 | Jun-25 | 2025-26
Addl 100 MVA at 220 KV S/S Ikolaha | State | 220/66 | PSTCL | 100 | Jun-25 | 2025-26
Sherpur S/S (Aug.) | State | 220/66 | PSTCL | 160 | Jun-25 | 2025-26
220 kV GSS Sheo (Upgradation) | State | 220/132 | RVPNL | 160 | Jun-25 | 2025-26
Jurala SS (Aug.)(160-100 MVA) | State | 220/132 | TSTRANSCO | 60 | Jun-25 | 2025-26
Chinturu SS in East Godavari District (2nd T/F) | State | 220/33 | APTRANSCO | 50 | Jul-25 | 2025-26
Sattenapalli SS in Guntur Dist (Aug.) (500- 315 MVA) | State | 400/220 | APTRANSCO | 185 | Jul-25 | 2025-26
220 kV SS Renigunta in Chittoor Dist (Aug.)(160-100 MVA) | State | 220/132 | APTRANSCO | 60 | Jul-25 | 2025-26
Rajim SS (T/F-II) | State | 220/132 | CSPTCL | 160 | Jul-25 | 2025-26
Dhardehi (Bilaspur)SS (2X315 MVA) | State | 400/220 | CSPTCL | 630 | Jul-25 | 2025-26
220 kV Anjar (Augmentation) | State | 220/66 | GETCO | 160 | Jul-25 | 2025-26
220 kV Pachgaon Substation (2 x50 MVA T/F's) | State | 220/33 | MSETCL | 100 | Jul-25 | 2025-26
Turumunga GSS (20 MVA T/F-II) | State | 220/33 | OPTCL | 20 | Jul-25 | 2025-26
Rengali GSS (Aug.) (40-20 MVA) | State | 220/33 | OPTCL | 20 | Jul-25 | 2025-26
Turumunga GSS (160 MVA T/F-II) (Late reported, charged in June-2025) | State | 220/132 | OPTCL | 160 | Jul-25 | 2025-26
Ambattur 3rd Main road (Aug.) | State | 230/110 | TANTRANSCO | 100 | Jul-25 | 2025-26
Hosur SS (Aug.)(160-100 MVA) | State | 230/110 | TANTRANSCO | 60 | Jul-25 | 2025-26
220 kV Husnabad SS | State | 220/132 | TGTRANSCO | 100 | Jul-25 | 2025-26
220 kV Siddipet SS (Aug.)(160-100 MVA) | State | 220/132 | TGTRANSCO | 60 | Jul-25 | 2025-26
Khedamara (Bhilai) (Aug.) | State | 400/220 | CSPTCL | 315 | Aug-25 | 2025-26
400 kV Kansari (Aug.)(500-315 MVA) | State | 400/220 | GETCO | 185 | Aug-25 | 2025-26
400 kV Charal (Aug.) | State | 220/66 | GETCO | 160 | Aug-25 | 2025-26
220 kV Samalkha SS (Aug.) (160 -100 MVA) | State | 220/132 | HVPNL | 60 | Aug-25 | 2025-26
220 kV Lula Ahir SS (Aug.) | State | 220/33 | HVPNL | 100 | Aug-25 | 2025-26
Establishing Salahalli (Bannur) S/s (2X100 MVA) | State | 220/110 | KPTCL | 200 | Aug-25 | 2025-26
Establishing 220/66 kV Mathikere GIS (2x150 MVA) | State | 220/66 | KPTCL | 300 | Aug-25 | 2025-26
New Duburi GSS (Aug.) | State | 400/220/33 | OPTCL | 500 | Aug-25 | 2025-26
Wazirabad S/s (1X160 MVA) | State | 220/66 | PSTCL | 160 | Aug-25 | 2025-26
220 kV GSS Karoli (Upgradation) | State | 220/132 | RRVPNL | 160 | Aug-25 | 2025-26
220 KV GSS Phulera | State | 220/132 | RRVPNL | 100 | Aug-25 | 2025-26
230/33 kV Ganesh Nagar GIS SS (2x100 MVA) | State | 230/33 | TANTRANSCO | 200 | Aug-25 | 2025-26
220/132 kV Ammavaripeta (T/F-II) | State | 220/132 | TGTRANSCO | 100 | Aug-25 | 2025-26
Raghunathpur 220 kV GIS (Upg) (1X160 MVA & 1X150 MVA) | State | 220/132 | WBSETCL | 310 | Aug-25 | 2025-26
220 kV SS Bommuru in East Godavari Dist. (Aug.) (160-100 MVA) | State | 220/132 | APTRANSCO | 60 | Sep-25 | 2025-26
220 kV SS Pydibhimavaram in Srikakulam Dist. (Aug.) | State | 220/132 | APTRANSCO | 160 | Sep-25 | 2025-26
Urla (Raipur) | State | 220/132 | CSPTCL | 160 | Sep-25 | 2025-26
220 kV Agthala (Augmentation) | State | 220/66 | GETCO | 160 | Sep-25 | 2025-26
Ukai | State | 400/220 | GETCO | 500 | Sep-25 | 2025-26
220 kV Ramana Ramani SS (2×160 MVA) | State | 220/132 | HVPNL | 320 | Sep-25 | 2025-26
220 kV Ramana Ramani SS (2×100 MVA) | State | 220/33 | HVPNL | 200 | Sep-25 | 2025-26
Pandhurna 220 kV S/s (Aug.) (200-160 MVA) | State | 220/132 | MPPTCL | 40 | Sep-25 | 2025-26
220 kV S/s Gajraula, Amroha T/F-III (Aug.) | State | 220/132 | UPPTCL | 160 | Sep-25 | 2025-26
220kV S/s Sikandra Rao, Hathras T/F-III (Aug.) | State | 220/132 | UPPTCL | 160 | Sep-25 | 2025-26
Falakata 220 kV GIS | State | 220/132 | WBSETCL | 320 | Sep-25 | 2025-26
Racherla SS in chittoor dist. | State | 220/132 | APTRANSCO | 100 | Oct-25 | 2025-26
220 kV Dhansura(Augmentation) | State | 220/66 | GETCO | 110 | Oct-25 | 2025-26
400 kV Hadala(Augmentation) | State | 220/66 | GETCO | 110 | Oct-25 | 2025-26
220 kV Kaul (Kaithal) | State | 220/132 | HVPNL | 160 | Oct-25 | 2025-26
Nagarbhavi SS (2x150 MVA) | State | 220/66 | KPTCL | 300 | Oct-25 | 2025-26
White field (Hagadur) GIS: (2X150 MVA) | State | 220/66 | KPTCL | 300 | Oct-25 | 2025-26
Dudda SS (HassanTaluk, Hassan distict): (220/66 kV, 100 MVA T/F) | State | 220/66 | KPTCL | 100 | Oct-25 | 2025-26
Dudda SS (HassanTaluk, Hassan distict): (220/110 kV, 100 MVA T/F) | State | 220/110 | KPTCL | 100 | Oct-25 | 2025-26
220 kV Chakan S/s (1x50 MVA T/F) | State | 220/ 22 | MSETCL | 50 | Oct-25 | 2025-26
220 kV S/S Dhandari Kalan-2 (Aug.) (160- 100 MVA) | State | 220/66 | PSTCL | 60 | Oct-25 | 2025-26
220 kV Budhlada SS (1X100 MVA T/F)(Upgraded from 66kV to 220 kV) | State | 220/66 | PSTCL | 100 | Oct-25 | 2025-26
220 kV GSS Rayla (Upg.) | State | 220/132 | RRVPNL | 160 | Oct-25 | 2025-26
Kalisindh TPS (RVUN) Aug. (500-315 MVA) (Late reported, commissioned in September-2025) | State | 400/220 | RRVPNL | 185 | Oct-25 | 2025-26
220 kV GSS Dechu (Aug.) (200-100 MVA) | State | 220/132 | RRVPNL | 100 | Oct-25 | 2025-26
220 kV S/s Harduaganj, Aligarh (Capacity Augmentation T/F-II) | State | 220/132 | UPPTCL | 160 | Oct-25 | 2025-26
Hajipur (T/F-II -200 MVA) | State | 220/132 | BSPTCL | 200 | Oct-25 | 2025-26
Bobbili SS Growth Center (Aug.) | State | 220/132 | APTRANSCO | 160 | Nov-25 | 2025-26
220 kV Keshod (Augmentation) | State | 220/66 | GETCO | 60 | Nov-25 | 2025-26
220 kV Thavar(Augmentation) | State | 220/66 | GETCO | 60 | Nov-25 | 2025-26
220 kV Sartanpar(Augmentation) | State | 220/66 | GETCO | 160 | Nov-25 | 2025-26
220 kV Jind (Aug.) | State | 220/132 | HVPNL | 60 | Nov-25 | 2025-26
220 kV Badhana (Aug.) | State | 220/132 | HVPNL | 60 | Nov-25 | 2025-26
MRS Shivamogga (Aug.)(3rd 100 MVA) | State | 220/110 | KPTCL | 100 | Nov-25 | 2025-26
220 kV Mankoli GIS S/s (2x50 MVA) | State | 220/ 22 | MSETCL | 100 | Nov-25 | 2025-26
400 kV Nagothane substation (Aug.)(3x167 MVA) | State | 400/220 | MSETCL | 500 | Nov-25 | 2025-26
220 kV Gadchiroli substation (Aug.)(100-50) MVA | State | 220/132 | MSETCL | 50 | Nov-25 | 2025-26
Bidanasi SS | State | 220/132 | OPTCL | 160 | Nov-25 | 2025-26
Legship Pool (under comprehensive scheme) | State | 220/132 | PD, Sikkim | 200 | Nov-25 | 2025-26
220 kV S/S Nabha (Aug.)(160-100 MVA) | State | 220/66 | PSTCL | 60 | Nov-25 | 2025-26
220 kV GSS Sanchore (Aug.) (200-100 MVA) | State | 220/132 | RRVPNL | 100 | Nov-25 | 2025-26
220 kV Janagaon (Aug.)(160-100 MVA) | State | 220/132 | TGTRANSCO | 60 | Nov-25 | 2025-26
220/132 kV S/s Amaria (Capacity Augmentation T/F-I- 160-100) | State | 220/132 | UPPTCL | 60 | Nov-25 | 2025-26
400 kV S/s Unnao (Capacity Augmentation T/F-II- 500-315 MVA) | State | 400/220 | UPPTCL | 185 | Nov-25 | 2025-26
Ponda SS (Aug.) (ICT-II) | State | 220/33 | GED | 63 | Dec-25 | 2025-26
220 kV Savdas na Muvada (Augmentation) | State | 220/66 | GETCO | 100 | Dec-25 | 2025-26
400kV Kalawad GIS (2X500 MVA) | State | 400/220 | GETCO | 1000 | Dec-25 | 2025-26
220 kV Botad (Augmentation) | State | 220/66 | GETCO | 60 | Dec-25 | 2025-26
220 kV GIS at Pocket A, IMT Kharkhoda Sonipat | State | 220/33 | HVPNL | 100 | Dec-25 | 2025-26
220 kV Sec-15 (II) Gurugram (Aug.) | State | 220/66 | HVPNL | 100 | Dec-25 | 2025-26
220 kV Sec-20 Gurugram (Aug.) | State | 220/66 | HVPNL | 60 | Dec-25 | 2025-26
220 kV Samain (Aug.) | State | 220/132 | HVPNL | 100 | Dec-25 | 2025-26
220 kV Deroli Ahir (Aug.) | State | 220/132 | HVPNL | 100 | Dec-25 | 2025-26
220 kV A-4, Faridabad (Aug.) (160-100 MVA) | State | 220/66 | HVPNL | 60 | Dec-25 | 2025-26
220 kV Meerpur Kurali (Aug.) 160-100 MVA) | State | 220/66 | HVPNL | 60 | Dec-25 | 2025-26
220 kV Nuna Majra (Aug.) (160-100 MVA) | State | 220/132 | HVPNL | 60 | Dec-25 | 2025-26
NRS Substation (Augmentation) (2x150 - 2X100 MVA) | State | 220/66 | KPTCL | 100 | Dec-25 | 2025-26
400 kV S/s Badnawar (Aug.) (500 MVA) | State | 400/220 | MPPTCL | 500 | Dec-25 | 2025-26
220 kV S/s Barwaha (Aug.) (200-160 MVA) | State | 220/132 | MPPTCL | 40 | Dec-25 | 2025-26
220 kV Hinganghat (Aug.) (100-80 MVA) (late reported, commissioned in August- 2025) | State | 220/132 | MSETCL | 20 | Dec-25 | 2025-26
400 kV Thaptitanda (3x167 MVA) | State | 400/220 | MSETCL | 500 | Dec-25 | 2025-26
220 kV Lote (Aug.) (1X50 MVA) | State | 220/ 33 | MSETCL | 50 | Dec-25 | 2025-26
220 kV Kaulewada (Aug.) (50-25 MVA) | State | 220/ 22 | MSETCL | 25 | Dec-25 | 2025-26
220/33 KV Grid Substation Narasinghpur (Aug.) (40-20 MVA) | State | 220/132 | OPTCL | 20 | Dec-25 | 2025-26
220 kV S/S Budhlada(1X160 MVA T/F)(Upgraded from 66kV to 220 kV) | State | 220/66 | PSTCL | 160 | Dec-25 | 2025-26
400 kV GSS Heerapura (Aug.) | State | 400/220 | RRVPNL | 500 | Dec-25 | 2025-26
220kV GSS Mandawar (Aug.) (200-100 MVA) | State | 220/132 | RRVPNL | 100 | Dec-25 | 2025-26
Arani SS (Aug.)(100-80 MVA) | State | 230/110 | TANTRANSCO | 20 | Dec-25 | 2025-26
Vinnamangalam (Aug.) | State | 230/110 | TANTRANSCO | 100 | Dec-25 | 2025-26
220/132 kV Banswada SS (Aug.)(3rd T/F) | State | 220/132 | TGTRANSCO | 100 | Dec-25 | 2025-26
220 kV GIS S/s Trans Ganga City (Unnao) (2X60 MVA) | State | 220/132 | UPPTCL | 120 | Dec-25 | 2025-26
Khanakul 220/33 kV GIS | State | 220/33 | WBSETCL | 100 | Dec-25 | 2025-26

## Planned Transmission
INDIA — Planned Transmission Projects (NEP 2022-32 & CEA)
Source: National Electricity Plan Volume II — Transmission (CEA, 2022-32). CEA Manual on Transmission Planning Criteria 2023. PGCIL Capex Plan. Ministry of New & Renewable Energy (MNRE) RE Targets.
Project | From | To | Voltage Level | Function | Capacity (MW) | Circuit Type | Background/Rationale | Expected COD | Status | Source
Green Energy Corridor Phase-II (GEC-II) — Karnataka | Karnataka RE zones | 400/220 kV pooling points | 400/220 kV | RE evacuation (Wind+Solar) | 7000 | D/C & S/C | 8,350 MW RE evacuation. World Bank funded. Part of ISTS augmentation. | 2026-27 | Under Construction | NEP Vol.II; MoP; World Bank
Green Energy Corridor Phase-II — Rajasthan | Rajasthan RE zones | Rajasthan Pooling Stations | 400/220 kV | RE evacuation (Solar+Wind) | 5000 | D/C | Desert solar & wind evacuation. Fatehgarh, Bhadla, Bikaner corridors. | 2025-26 | Partly commissioned | NEP Vol.II; CEA
Green Energy Corridor Phase-II — Himachal Pradesh | HP Hydro projects | Punjab/Haryana grid | 220 kV | Hydro evacuation | 2000 | D/C | Hydro-rich HP to load centres. | 2026-27 | Under Construction | NEP Vol.II
Green Energy Corridor Phase-II — Andhra Pradesh | AP RE zones | 400kV pooling | 400 kV | RE evacuation | 3000 | D/C | Solar park evacuation in Kurnool, Kadapa zones. | 2026-27 | Under Construction | NEP Vol.II
Green Energy Corridor Phase-II — Tamil Nadu | TN RE zones (Ramnad, Tuticorin) | 400kV pooling | 400 kV | RE evacuation (Wind+Solar) | 3500 | D/C & S/C | Offshore wind future. Currently coastal wind zones. | 2026-27 | Under Construction | NEP Vol.II
Leh-Lahaul-Kullu-Mandi 400kV | Leh (Ladakh) | Mandi (HP) | 400 kV | Load supply + Ladakh RE evacuation | 2000 | D/C | Critical for Ladakh RE (Solar+Wind) evacuation. Proposed 10 GW from Ladakh. | 2027-28 | DPR Approved | NEP Vol.II; CEA; PM-KUSUM
Bikaner-II PS to Khetri 400kV (Phase II) | Bikaner-II PS | Khetri (Rajasthan) | 400 kV | RE evacuation | 1600 | M/C | Multi-circuit tower. Rajasthan solar evacuation to NR grid. | 2024-25 | Commissioned (partial) | CEA Transmission Lines data
Raipur-Pugalur 2nd HVDC (±800kV) | Raipur (CG) | Pugalur (TN) | ±800 kV HVDC | North-South bulk power transfer | 6000 | BIPOLE | Second ±800kV HVDC to strengthen north-south grid. NEP corridor. | 2028-30 | Planning | NEP Vol.II
Khargone-Pune 765kV | Khargone (MP) | Pune (MH) | 765 kV | WR internal strengthening | 5000 | D/C | Strengthen WR-SR interface. Long-distance bulk AC. | 2027-28 | DPR Stage | NEP Vol.II
Sipat-Ranchi 765kV | Sipat (CG) | Ranchi (JH) | 765 kV | ER-NR strengthening | 3000 | D/C | Coal belt to load centres. ER strengthening. | 2028-29 | Planning | NEP Vol.II
Vindhyachal-Satna-Agra 765kV | Vindhyachal (MP) | Agra (UP) | 765 kV | NR load supply; RE corridor | 4000 | D/C | NR demand growth. Supports UP high load zone. | 2027-28 | DPR Stage | NEP Vol.II
PGCIL Greenko-Kurnool Corridor | Kurnool RE Park | Pooling Station | 220/400 kV | RE (Solar+Storage) evacuation | 1000 | D/C | Large solar park with BESS evacuation. | 2025-26 | Under Construction | PGCIL Capex Plan
NER Strengthening — Bongaigaon-Siliguri 400kV | Bongaigaon (Assam) | Siliguri (WB) | 400 kV | NER-ER grid strengthening | 2000 | D/C | Critical NER import path upgrade. Reduces dependence on chicken-neck corridor. | 2026-27 | Under Construction | NEP Vol.II; PGCIL
Arunachal HEP Evacuation — Kameng-Bhalukpong | Kameng HEP (AP) | Bhalukpong PS | 400 kV | Hydro evacuation | 600 | D/C | 600 MW Kameng HEP evacuation. | 2024-25 | Commissioned | CEA/PGCIL
Ladakh RE 10GW Evacuation Phase-1 | Ladakh RE Zone | Mandi/Kaithal (HP/Haryana) | ±800kV HVDC + 400kV AC | RE evacuation from Ladakh | 2000 | BIPOLE + D/C | First phase of 10 GW Ladakh RE target. Critical national project. | 2030+ | Planning/EIA | MoP; PM Ladakh RE Policy
Offshore Wind Evacuation — Gujarat Coast | Gujarat OWF (Gulf of Khambhat) | Rajpipla/Navsari | 220/400 kV | Offshore Wind evacuation | 1000 | D/C Submarine | India first offshore wind 1 GW pilot. Gujarat. MNRE target. | 2030+ | Planning | MNRE; CEA OWF Study
Offshore Wind Evacuation — Tamil Nadu Coast | TN OWF (Ramnad/Pudukottai) | Madurai | 220/400 kV | Offshore Wind evacuation | 1500 | D/C + Submarine | TN 1500 MW OWF pilot. MNRE / SECI. | 2030+ | Planning | MNRE; SECI
HVDC VSC — Delhi Underground | Mundka | Tikri/Dwarka | ±320kV HVDC VSC | Urban load density; undergrounding | 2000 | UG Cable | HVDC VSC underground cable for Delhi. Replaces overhead lines. | 2030+ | Concept | CEA Manual 2023; Delhi DPR

## Planned Generation
INDIA — Planned/Pipeline Generation Projects
Source: NITI Aayog ICED — Plant Info (Pipeline / Under Construction), Feb 2025. URL: https://iced.niti.gov.in
Project/Plant | Zone | State | Fuel Type | Capacity (MW) | Technology | Developer | Status | Expected COD | Notes/Source
Hiranmaye TPP | ER | West Bengal | Coal | 150 |  | Hiranmaye Energy Ltd. | Pipeline |  | Source: NITI Aayog ICED Pipeline Data
Kandarei TPP | ER | Odisha | Coal | 1050 |  | KVK Nilanchal Ltd. | Pipeline |  | Source: NITI Aayog ICED Pipeline Data
Kodarma TPP | ER | Jharkhand | Coal | 1600 |  | Damodar Valley Corporation(DVC) | Pipeline |  | Source: NITI Aayog ICED Pipeline Data
Lanco Babandh TPP | ER | Odisha | Coal | 1320 |  | LBP Ltd. | Pipeline |  | Source: NITI Aayog ICED Pipeline Data
Malibrahmani Power Station | ER | Odisha | Coal | 1050 |  | Jindal Power Ltd. (JPL) | Pipeline |  | Source: NITI Aayog ICED Pipeline Data
Matrishri Usha Jayaswal TPP | ER | Jharkhand | Coal | 1080 |  | Corporate Power Ltd. | Pipeline |  | Source: NITI Aayog ICED Pipeline Data
New NabiNagar TPP (Majhiyan) | ER | Bihar | Coal | 2400 |  | NTPC Ltd. & BSPGCL (NPGCL) | Pipeline |  | Source: NITI Aayog ICED Pipeline Data
Patratu TPS | ER | Jharkhand | Coal | 1600 |  | Patratu Vidyut Utpadan Nigam Limited | Pipeline |  | Source: NITI Aayog ICED Pipeline Data
Raghunathpur TPS | ER | West Bengal | Coal | 1320 |  | Damodar Valley Corporation(DVC) | Pipeline |  | Source: NITI Aayog ICED Pipeline Data
Sagardighi TPS | ER | West Bengal | Coal | 660 |  | West Bengal Power Development Corp. Ltd. | Pipeline |  | Source: NITI Aayog ICED Pipeline Data
Siriya TPS or Banka Power Project | ER | Bihar | Coal | 2640 |  | Jas Infrastructure and Power | Pipeline |  | Source: NITI Aayog ICED Pipeline Data
Super Critical Buxar Thermal Power Plant | ER | Bihar | Coal | 660 |  | Satlaj Jal Vidhut Nigam Limited (SJVN Ltd) | Pipeline |  | Source: NITI Aayog ICED Pipeline Data
Talabira TPP | ER | Odisha | Coal | 2400 |  | NLC India Limited (formerly Neyveli Lignite Corp. Ltd.) | Pipeline |  | Source: NITI Aayog ICED Pipeline Data
Talcher or Kaniha Talcher STPS | ER | Odisha | Coal | 1320 |  | NTPC Ltd. | Pipeline |  | Source: NITI Aayog ICED Pipeline Data
Tori TPP | ER | Jharkhand | Coal | 1800 |  | Essar Power Ltd. | Pipeline |  | Source: NITI Aayog ICED Pipeline Data
Bhasmey Hydro Power Project | ER | Sikkim | Hydro | 51 |  | Gati Infrastructure Pvt. Limited (GIPL) | Pipeline |  | Source: NITI Aayog ICED Pipeline Data
Panan Hydro Power Project | ER | Sikkim | Hydro | 300 |  | Himgiri Hydro Energy Private Limited | Pipeline |  | Source: NITI Aayog ICED Pipeline Data
Rammam III Hydro Power Project | ER | West Bengal | Hydro | 120 |  | National Thermal Power Corporation Limited (NTPC) | Pipeline |  | Source: NITI Aayog ICED Pipeline Data
Rangit-II Hydro Power Project | ER | Sikkim | Hydro | 66 |  | Sikkim Hydro Power Limited | Pipeline |  | Source: NITI Aayog ICED Pipeline Data
Rangit-IV Hydro Power Project | ER | Sikkim | Hydro | 120 |  | Jal Power Corporation Limited | Pipeline |  | Source: NITI Aayog ICED Pipeline Data
Teesta- VI Hydro Power Project | ER | Sikkim | Hydro | 500 |  | National Hydroelectric Power Corporation (NHPC) | Pipeline |  | Source: NITI Aayog ICED Pipeline Data
Damodar Valley Corporation (DVC) Jharkhand 10.0 | ER | Jharkhand | Solar | 10 |  | Damodar Valley Corporation (DVC) | Pipeline |  | Source: NITI Aayog ICED Pipeline Data
GVREL Jharkhand 155.0 | ER | Jharkhand | Solar | 155 |  | GVREL | Pipeline |  | Source: NITI Aayog ICED Pipeline Data
GVREL Jharkhand 80.0 | ER | Jharkhand | Solar | 80 |  | GVREL | Pipeline |  | Source: NITI Aayog ICED Pipeline Data
GVREL West Bengal 75.0 | ER | West Bengal | Solar | 75 |  | GVREL | Pipeline |  | Source: NITI Aayog ICED Pipeline Data
NHPC Limited Odisha 40.0 | ER | Odisha | Solar | 40 |  | NHPC Limited | Pipeline |  | Source: NITI Aayog ICED Pipeline Data
SECI Jharkhand 100.0 | ER | Jharkhand | Solar | 100 |  | SECI | Pipeline |  | Source: NITI Aayog ICED Pipeline Data
SJVN GREEN ENERGY LIMITED Bihar 75.0 | ER | Bihar | Solar | 75 |  | SJVN GREEN ENERGY LIMITED | Pipeline |  | Source: NITI Aayog ICED Pipeline Data
SPD Jharkhand 8.0 | ER | Jharkhand | Solar | 8 |  | SPD | Pipeline |  | Source: NITI Aayog ICED Pipeline Data
SPD West Bengal 10.0 | ER | West Bengal | Solar | 10 |  | SPD | Pipeline |  | Source: NITI Aayog ICED Pipeline Data
SPD West Bengal 14.0 | ER | West Bengal | Solar | 14 |  | SPD | Pipeline |  | Source: NITI Aayog ICED Pipeline Data
Dibang Hydro Power Project | NER | Arunachal Pradesh | Hydro | 2880 |  | National Hydroelectric Power Corporation (NHPC) | Pipeline |  | Source: NITI Aayog ICED Pipeline Data
HEO Hydro Electric Project | NER | Arunachal Pradesh | Hydro | 240 |  | North Eastern Electric Power Corporation Ltd.(NEEPCO) and Government of Arunachal Pradesh | Pipeline |  | Source: NITI Aayog ICED Pipeline Data
Lower Kopili Hydro Power Project | NER | Assam | Hydro | 120 |  | Assam Power Generation Corporation Limited (APGCL) | Pipeline |  | Source: NITI Aayog ICED Pipeline Data
Subansiri Lower Hydro Power Project | NER | Arunachal Pradesh | Hydro | 1750 |  | National Hydroelectric Power Corporation (NHPC) | Pipeline |  | Source: NITI Aayog ICED Pipeline Data
Tato-I Hydro Electric Project | NER | Arunachal Pradesh | Hydro | 186 |  | North Eastern Electric Power Corporation Ltd.(NEEPCO) and Government of Arunachal Pradesh | Pipeline |  | Source: NITI Aayog ICED Pipeline Data
SJVN GREEN ENERGY LIMITED Assam 50.0 | NER | Assam | Solar | 50 |  | SJVN GREEN ENERGY LIMITED | Pipeline |  | Source: NITI Aayog ICED Pipeline Data
SJVN GREEN ENERGY LIMITED Assam 70.0 | NER | Assam | Solar | 70 |  | SJVN GREEN ENERGY LIMITED | Pipeline |  | Source: NITI Aayog ICED Pipeline Data
Barsingar Lignite TPP | NR | Rajasthan | Coal | 250 |  | NLC India Limited (formerly Neyveli Lignite Corp. Ltd.) | Pipeline |  | Source: NITI Aayog ICED Pipeline Data
Bithnok TPP | NR | Rajasthan | Coal | 250 |  | Rajasthan Rajya Vidyut Utpadan Nigam Ltd. | Pipeline |  | Source: NITI Aayog ICED Pipeline Data
Ghatampur TPP | NR | Uttar Pradesh | Coal | 660 |  | NLC & UPRVUNL | Pipeline |  | Source: NITI Aayog ICED Pipeline Data
Singrauli STPS | NR | Uttar Pradesh | Coal | 1600 |  | NTPC Ltd. | Pipeline |  | Source: NITI Aayog ICED Pipeline Data
Yamuna Nagar or Deenbandhu Chotu Ram TPS | NR | Haryana | Coal | 800 |  | Haryana Power Generation Corp. Ltd.(HPGCL) | Pipeline |  | Source: NITI Aayog ICED Pipeline Data
Chanju-III Hydro Power Project | NR | Himachal Pradesh | Hydro | 48 |  | Himachal Pradesh Power Corporation Limited (HPPCL) | Pipeline |  | Source: NITI Aayog ICED Pipeline Data
Dhaulasidh Hydro Power Project | NR | Himachal Pradesh | Hydro | 66 |  | Satluj Jal Vidyut Nigam Limited (SJVNL) | Pipeline |  | Source: NITI Aayog ICED Pipeline Data
Kiru Hydro Power Project | NR | Jammu and Kashmir | Hydro | 624 |  | Chenab Valley Power Projects Private Limited (CVPPL) | Pipeline |  | Source: NITI Aayog ICED Pipeline Data
Kwar Hydro Power Project | NR | Jammu and Kashmir | Hydro | 540 |  | Chenab Valley Power Projects Private Limited (CVPPL) | Pipeline |  | Source: NITI Aayog ICED Pipeline Data
Lakhwar Hydro Power Project | NR | Uttarakhand | Hydro | 300 |  | Uttarakhand Jal Vidyut Nigam Limited (UJVNL) | Pipeline |  | Source: NITI Aayog ICED Pipeline Data
Lata Tapovan Hydro Power Project | NR | Uttarakhand | Hydro | 171 |  | National Thermal Power Corporation Limited (NTPC) | Pipeline |  | Source: NITI Aayog ICED Pipeline Data
Lower Kalnai Hydro Power Project | NR | Jammu and Kashmir | Hydro | 48 |  | J&K State Power Development Corporation Limited (JKSPDC) | Pipeline |  | Source: NITI Aayog ICED Pipeline Data
Luhri Stage-I Hydro Power Project | NR | Himachal Pradesh | Hydro | 210 |  | Satluj Jal Vidyut Nigam Limited (SJVNL) | Pipeline |  | Source: NITI Aayog ICED Pipeline Data
Pakal Dul Hydro Power Project | NR | Jammu and Kashmir | Hydro | 1000 |  | Chenab Valley Power Projects Private Limited (CVPPL) | Pipeline |  | Source: NITI Aayog ICED Pipeline Data
Parnai Hydro Power Project | NR | Jammu and Kashmir | Hydro | 37.5 |  | J&K State Power Development Corporation Limited (JKSPDC) | Pipeline |  | Source: NITI Aayog ICED Pipeline Data
Phata Byung Hydro Power Project | NR | Uttarakhand | Hydro | 76 |  | Lanco Mandakini Hydro Energy Private Limited | Pipeline |  | Source: NITI Aayog ICED Pipeline Data
Ratle Hydro Power Project | NR | Jammu and Kashmir | Hydro | 850 |  | Ratle Hydro Electric Project Private Limited | Pipeline |  | Source: NITI Aayog ICED Pipeline Data
Shahpurkandi Hydro Power Project | NR | Punjab | Hydro | 206 |  | Punjab State Power Corporation Limited (PSPCL) | Pipeline |  | Source: NITI Aayog ICED Pipeline Data
Shongtong Karcham Hydro Power Project | NR | Himachal Pradesh | Hydro | 450 |  | Himachal Pradesh Power Corporation Limited (HPPCL) | Pipeline |  | Source: NITI Aayog ICED Pipeline Data
Sunni Dam Hydro Power Project | NR | Himachal Pradesh | Hydro | 382 |  | Satluj Jal Vidyut Nigam Limited (SJVNL) | Pipeline |  | Source: NITI Aayog ICED Pipeline Data
Tangnu Romai- I Hydro Power Project | NR | Himachal Pradesh | Hydro | 44 |  | Tangu Romai Power Generation | Pipeline |  | Source: NITI Aayog ICED Pipeline Data
Tapovan Vishnugad Hydro Power Project | NR | Uttarakhand | Hydro | 520 |  | National Thermal Power Corporation Limited (NTPC) | Pipeline |  | Source: NITI Aayog ICED Pipeline Data
Tehri Pumped Storage Hydro Power Project | NR | Uttarakhand | Hydro | 250 |  | Tehri Hydro Development Corporation (THDC) | Pipeline |  | Source: NITI Aayog ICED Pipeline Data
Tidong-I Hydro Power Project | NR | Himachal Pradesh | Hydro | 150 |  | Statkraft India Private Limited | Pipeline |  | Source: NITI Aayog ICED Pipeline Data
Vishnugad Pipalkoti Hydro Power Project | NR | Uttarakhand | Hydro | 444 |  | Tehri Hydro Development Corporation (THDC) | Pipeline |  | Source: NITI Aayog ICED Pipeline Data
Gorakhpur Haryana Anu Vidyut Pariyojana | NR | Haryana | Nuclear | 1400 |  | Nuclear Power Corporation of India | Pipeline |  | Source: NITI Aayog ICED Pipeline Data
Rajasthan Atomic Power Station | NR | Rajasthan | Nuclear | 700 |  | Nuclear Power Corporation of India | Pipeline |  | Source: NITI Aayog ICED Pipeline Data
BETA Combined Cycle Power Plant Module I | NR | Uttarakhand | Oil & Gas | 225 |  | Beta Infratech Pvt. Ltd. | Pipeline |  | Source: NITI Aayog ICED Pipeline Data
ABC RENEWABLE ENERGY RJ-01 Private Limited Rajasthan 400.0 | NR | Rajasthan | Solar | 400 |  | ABC RENEWABLE ENERGY RJ-01 Private Limited | Pipeline |  | Source: NITI Aayog ICED Pipeline Data
ABC RJ LAND 01 Private Limited Rajasthan 380.0 | NR | Rajasthan | Solar | 380 |  | ABC RJ LAND 01 Private Limited | Pipeline |  | Source: NITI Aayog ICED Pipeline Data
ABU RENEWABLES INDIA PRIVATE LIMITED Rajasthan 340.0 | NR | Rajasthan | Solar | 340 |  | ABU RENEWABLES INDIA PRIVATE LIMITED | Pipeline |  | Source: NITI Aayog ICED Pipeline Data
ACME Sun Power Private Limited Rajasthan 320.0 | NR | Rajasthan | Solar | 320 |  | ACME Sun Power Private Limited | Pipeline |  | Source: NITI Aayog ICED Pipeline Data
ACME Surya Power Private Limited Rajasthan 250.0 | NR | Rajasthan | Solar | 250 |  | ACME Surya Power Private Limited | Pipeline |  | Source: NITI Aayog ICED Pipeline Data
ACME Venus Urja Private Limited Rajasthan 400.0 | NR | Rajasthan | Solar | 400 |  | ACME Venus Urja Private Limited | Pipeline |  | Source: NITI Aayog ICED Pipeline Data
AM Green Energy Private Limited, Bikaner Rajasthan 300.0 | NR | Rajasthan | Solar | 300 |  | AM Green Energy Private Limited, Bikaner | Pipeline |  | Source: NITI Aayog ICED Pipeline Data
Acme Renewtech Fifth Private Limited Rajasthan 250.0 | NR | Rajasthan | Solar | 250 |  | Acme Renewtech Fifth Private Limited | Pipeline |  | Source: NITI Aayog ICED Pipeline Data
Adani Renewable Energy Holding Eighteen Limited (AREH18L) Rajasthan 50.0 | NR | Rajasthan | Solar | 50 |  | Adani Renewable Energy Holding Eighteen Limited (AREH18L) | Pipeline |  | Source: NITI Aayog ICED Pipeline Data
Adani Renewable Energy Holding Four Limited Rajasthan 250.0 | NR | Rajasthan | Solar | 250 |  | Adani Renewable Energy Holding Four Limited | Pipeline |  | Source: NITI Aayog ICED Pipeline Data
Adani Renewable Energy Holding Four Limited Rajasthan 284.0 | NR | Rajasthan | Solar | 284 |  | Adani Renewable Energy Holding Four Limited | Pipeline |  | Source: NITI Aayog ICED Pipeline Data
Adani Renewable Energy Holding Four Limited Rajasthan 500.0 | NR | Rajasthan | Solar | 1500 |  | Adani Renewable Energy Holding Four Limited | Pipeline |  | Source: NITI Aayog ICED Pipeline Data
Adani Renewable Energy Holding Four Limited Rajasthan 717.0 | NR | Rajasthan | Solar | 717 |  | Adani Renewable Energy Holding Four Limited | Pipeline |  | Source: NITI Aayog ICED Pipeline Data
Adani Renewable Energy Holding Four Limited Rajasthan 765.0 | NR | Rajasthan | Solar | 765 |  | Adani Renewable Energy Holding Four Limited | Pipeline |  | Source: NITI Aayog ICED Pipeline Data
Adani Renewable Energy Holding Seventeen Private Limited Rajasthan 600.0 | NR | Rajasthan | Solar | 600 |  | Adani Renewable Energy Holding Seventeen Private Limited | Pipeline |  | Source: NITI Aayog ICED Pipeline Data
Adani Renewable Energy Park Rajasthan Limited Rajasthan 1000.0 | NR | Rajasthan | Solar | 2000 |  | Adani Renewable Energy Park Rajasthan Limited | Pipeline |  | Source: NITI Aayog ICED Pipeline Data
Adani Renewable Energy Park Rajasthan Limited – AREPRL – a JV of State Govt. & Adani Renewable Energy Park Limited Rajasthan 266.0 | NR | Rajasthan | Solar | 266 |  | Adani Renewable Energy Park Rajasthan Limited – AREPRL – a JV of State Govt. & Adani Renewable Energy Park Limited | Pipeline |  | Source: NITI Aayog ICED Pipeline Data
Adani Solar Energy AP Three Limited Rajasthan 150.0 | NR | Rajasthan | Solar | 150 |  | Adani Solar Energy AP Three Limited | Pipeline |  | Source: NITI Aayog ICED Pipeline Data
Amplus Tungabhadra Private Limited Uttar Pradesh 50.0 | NR | Uttar Pradesh | Solar | 50 |  | Amplus Tungabhadra Private Limited | Pipeline |  | Source: NITI Aayog ICED Pipeline Data
Apraava Energy Private Limited Rajasthan 250.0 | NR | Rajasthan | Solar | 250 |  | Apraava Energy Private Limited | Pipeline |  | Source: NITI Aayog ICED Pipeline Data
Apraava Energy Private Limited Rajasthan 300.0 | NR | Rajasthan | Solar | 300 |  | Apraava Energy Private Limited | Pipeline |  | Source: NITI Aayog ICED Pipeline Data
Apraava Energy Private Limited Rajasthan 50.0 | NR | Rajasthan | Solar | 50 |  | Apraava Energy Private Limited | Pipeline |  | Source: NITI Aayog ICED Pipeline Data
Auxo Sunlight Private Limited Rajasthan 300.0 | NR | Rajasthan | Solar | 600 |  | Auxo Sunlight Private Limited | Pipeline |  | Source: NITI Aayog ICED Pipeline Data
Avaada RJSustainable Private Limited Rajasthan 300.0 | NR | Rajasthan | Solar | 300 |  | Avaada RJSustainable Private Limited | Pipeline |  | Source: NITI Aayog ICED Pipeline Data
Avaada RJSustainable Private Limited Rajasthan 700.0 | NR | Rajasthan | Solar | 700 |  | Avaada RJSustainable Private Limited | Pipeline |  | Source: NITI Aayog ICED Pipeline Data
Avaada Surya Power Private Limited Rajasthan 300.0 | NR | Rajasthan | Solar | 300 |  | Avaada Surya Power Private Limited | Pipeline |  | Source: NITI Aayog ICED Pipeline Data
Avaada Suryaenergy Private Limited Rajasthan 1100.0 | NR | Rajasthan | Solar | 1100 |  | Avaada Suryaenergy Private Limited | Pipeline |  | Source: NITI Aayog ICED Pipeline Data
CESC Limited (Developer Company) Rajasthan 300.0 | NR | Rajasthan | Solar | 300 |  | CESC Limited (Developer Company) | Pipeline |  | Source: NITI Aayog ICED Pipeline Data
EG Mega Urja Private Limited Rajasthan 300.0 | NR | Rajasthan | Solar | 300 |  | EG Mega Urja Private Limited | Pipeline |  | Source: NITI Aayog ICED Pipeline Data
EG Saur Urja Private Limited Rajasthan 300.0 | NR | Rajasthan | Solar | 300 |  | EG Saur Urja Private Limited | Pipeline |  | Source: NITI Aayog ICED Pipeline Data
Energizent Power Private Limited Rajasthan 205.0 | NR | Rajasthan | Solar | 205 |  | Energizent Power Private Limited | Pipeline |  | Source: NITI Aayog ICED Pipeline Data
Enfinity Global Surya Kiran Private Limited Rajasthan 300.0 | NR | Rajasthan | Solar | 300 |  | Enfinity Global Surya Kiran Private Limited | Pipeline |  | Source: NITI Aayog ICED Pipeline Data
Frugal Energy Private Limited Rajasthan 300.0 | NR | Rajasthan | Solar | 300 |  | Frugal Energy Private Limited | Pipeline |  | Source: NITI Aayog ICED Pipeline Data
Furies Solren Private Limited Rajasthan 300.0 | NR | Rajasthan | Solar | 300 |  | Furies Solren Private Limited | Pipeline |  | Source: NITI Aayog ICED Pipeline Data
Furies Solren Rajasthan 300.0 | NR | Rajasthan | Solar | 300 |  | Furies Solren | Pipeline |  | Source: NITI Aayog ICED Pipeline Data
Hazel Hybren Private Limited Rajasthan 300.0 | NR | Rajasthan | Solar | 300 |  | Hazel Hybren Private Limited | Pipeline |  | Source: NITI Aayog ICED Pipeline Data
Helia Energy Park Private Limited Rajasthan 300.0 | NR | Rajasthan | Solar | 300 |  | Helia Energy Park Private Limited | Pipeline |  | Source: NITI Aayog ICED Pipeline Data
IB Vogt Solar Seven Private Limited Rajasthan 300.0 | NR | Rajasthan | Solar | 600 |  | IB Vogt Solar Seven Private Limited | Pipeline |  | Source: NITI Aayog ICED Pipeline Data
Inox Wind Energy Limited Rajasthan 500.0 | NR | Rajasthan | Solar | 500 |  | Inox Wind Energy Limited | Pipeline |  | Source: NITI Aayog ICED Pipeline Data
Izhma Solar Private Limited Rajasthan 200.0 | NR | Rajasthan | Solar | 200 |  | Izhma Solar Private Limited | Pipeline |  | Source: NITI Aayog ICED Pipeline Data
JGRJ One Solar Private Limited Rajasthan 100.0 | NR | Rajasthan | Solar | 100 |  | JGRJ One Solar Private Limited | Pipeline |  | Source: NITI Aayog ICED Pipeline Data
JGRJ One Solar Private Limited Rajasthan 50.0 | NR | Rajasthan | Solar | 50 |  | JGRJ One Solar Private Limited | Pipeline |  | Source: NITI Aayog ICED Pipeline Data
JGRJ Two Solar Private Limited Rajasthan 400.0 | NR | Rajasthan | Solar | 400 |  | JGRJ Two Solar Private Limited | Pipeline |  | Source: NITI Aayog ICED Pipeline Data
Juniper Green Beta Private Limited Rajasthan 300.0 | NR | Rajasthan | Solar | 300 |  | Juniper Green Beta Private Limited | Pipeline |  | Source: NITI Aayog ICED Pipeline Data
Juniper Green Cosmic Private Limited Rajasthan 100.0 | NR | Rajasthan | Solar | 100 |  | Juniper Green Cosmic Private Limited | Pipeline |  | Source: NITI Aayog ICED Pipeline Data
Juniper Green Cosmic Private Limited Rajasthan 150.0 | NR | Rajasthan | Solar | 150 |  | Juniper Green Cosmic Private Limited | Pipeline |  | Source: NITI Aayog ICED Pipeline Data
Juniper Green Energy Private Limited Rajasthan 130.0 | NR | Rajasthan | Solar | 130 |  | Juniper Green Energy Private Limited | Pipeline |  | Source: NITI Aayog ICED Pipeline Data
Juniper Green Energy Private Limited Rajasthan 300.0 | NR | Rajasthan | Solar | 300 |  | Juniper Green Energy Private Limited | Pipeline |  | Source: NITI Aayog ICED Pipeline Data
Juniper Green Energy Private Limited Rajasthan 50.0 | NR | Rajasthan | Solar | 50 |  | Juniper Green Energy Private Limited | Pipeline |  | Source: NITI Aayog ICED Pipeline Data
Juniper Green India Six Private Limited Rajasthan 300.0 | NR | Rajasthan | Solar | 300 |  | Juniper Green India Six Private Limited | Pipeline |  | Source: NITI Aayog ICED Pipeline Data
Juniper Green Stellar Private Limited Rajasthan 300.0 | NR | Rajasthan | Solar | 300 |  | Juniper Green Stellar Private Limited | Pipeline |  | Source: NITI Aayog ICED Pipeline Data
Juniper Nirjara Energy Private Limited Rajasthan 50.0 | NR | Rajasthan | Solar | 50 |  | Juniper Nirjara Energy Private Limited | Pipeline |  | Source: NITI Aayog ICED Pipeline Data
Khidrat Renewable Energy Private Limited Rajasthan 300.0 | NR | Rajasthan | Solar | 300 |  | Khidrat Renewable Energy Private Limited | Pipeline |  | Source: NITI Aayog ICED Pipeline Data
M/s Hinduja Renewables Energy Private Limited (LoA has been cancelled) Uttar Pradesh 600.0 | NR | Uttar Pradesh | Solar | 600 |  | M/s Hinduja Renewables Energy Private Limited (LoA has been cancelled) | Pipeline |  | Source: NITI Aayog ICED Pipeline Data
M/s. Essel Surya Urja Company of Rajasthan Limited -ESUCRL- A JV of Rajasthan State Govt. and Essel Infraprojects Limited Rajasthan 300.0 | NR | Rajasthan | Solar | 300 |  | M/s. Essel Surya Urja Company of Rajasthan Limited -ESUCRL- A JV of Rajasthan State Govt. and Essel Infraprojects Limited | Pipeline |  | Source: NITI Aayog ICED Pipeline Data
Martial Solren Private Limited Rajasthan 200.0 | NR | Rajasthan | Solar | 200 |  | Martial Solren Private Limited | Pipeline |  | Source: NITI Aayog ICED Pipeline Data
NEEPCO Limited (SPD) Rajasthan 100.0 | NR | Rajasthan | Solar | 100 |  | NEEPCO Limited (SPD) | Pipeline |  | Source: NITI Aayog ICED Pipeline Data
NEEPCO Limited (SPD) Rajasthan 200.0 | NR | Rajasthan | Solar | 200 |  | NEEPCO Limited (SPD) | Pipeline |  | Source: NITI Aayog ICED Pipeline Data
NHPC Limited Rajasthan 192.86 | NR | Rajasthan | Solar | 192.86 |  | NHPC Limited | Pipeline |  | Source: NITI Aayog ICED Pipeline Data
NTPC Limited Rajasthan 78.0 | NR | Rajasthan | Solar | 78 |  | NTPC Limited | Pipeline |  | Source: NITI Aayog ICED Pipeline Data
NTPC Limited Uttar Pradesh 20.0 | NR | Uttar Pradesh | Solar | 20 |  | NTPC Limited | Pipeline |  | Source: NITI Aayog ICED Pipeline Data
NTPC REL Rajasthan 250.0 | NR | Rajasthan | Solar | 500 |  | NTPC REL | Pipeline |  | Source: NITI Aayog ICED Pipeline Data
NTPC REL Rajasthan 325.0 | NR | Rajasthan | Solar | 650 |  | NTPC REL | Pipeline |  | Source: NITI Aayog ICED Pipeline Data
NTPC REL Rajasthan 500.0 | NR | Rajasthan | Solar | 500 |  | NTPC REL | Pipeline |  | Source: NITI Aayog ICED Pipeline Data
NTPC Renewables Energy Limited Uttar Pradesh 600.0 | NR | Uttar Pradesh | Solar | 600 |  | NTPC Renewables Energy Limited | Pipeline |  | Source: NITI Aayog ICED Pipeline Data
NTPC Renewables Energy Limited Uttar Pradesh 800.0 | NR | Uttar Pradesh | Solar | 800 |  | NTPC Renewables Energy Limited | Pipeline |  | Source: NITI Aayog ICED Pipeline Data
Others Rajasthan 300.0 | NR | Rajasthan | Solar | 600 |  | Others | Pipeline |  | Source: NITI Aayog ICED Pipeline Data
Proteus Energy Private Limited Rajasthan 217.0 | NR | Rajasthan | Solar | 217 |  | Proteus Energy Private Limited | Pipeline |  | Source: NITI Aayog ICED Pipeline Data
Purvah Green Power Private Limited (Developer Company) Rajasthan 300.0 | NR | Rajasthan | Solar | 900 |  | Purvah Green Power Private Limited (Developer Company) | Pipeline |  | Source: NITI Aayog ICED Pipeline Data
Radiant Star Solar Park Private Limited Rajasthan 300.0 | NR | Rajasthan | Solar | 300 |  | Radiant Star Solar Park Private Limited | Pipeline |  | Source: NITI Aayog ICED Pipeline Data
ReNew Dinkar Jyoti Private Limited Rajasthan 100.0 | NR | Rajasthan | Solar | 100 |  | ReNew Dinkar Jyoti Private Limited | Pipeline |  | Source: NITI Aayog ICED Pipeline Data
ReNew Dinkar Urja Private Limited Rajasthan 200.0 | NR | Rajasthan | Solar | 200 |  | ReNew Dinkar Urja Private Limited | Pipeline |  | Source: NITI Aayog ICED Pipeline Data
ReNew Samir Shakti Private Limited Rajasthan 300.0 | NR | Rajasthan | Solar | 300 |  | ReNew Samir Shakti Private Limited | Pipeline |  | Source: NITI Aayog ICED Pipeline Data
ReNew Solar (Shakti Five) Private Limited Rajasthan 400.0 | NR | Rajasthan | Solar | 400 |  | ReNew Solar (Shakti Five) Private Limited | Pipeline |  | Source: NITI Aayog ICED Pipeline Data
ReNew Solar (Shakti Six) Private Limited (400+400) Rajasthan 400.0 | NR | Rajasthan | Solar | 800 |  | ReNew Solar (Shakti Six) Private Limited (400+400) | Pipeline |  | Source: NITI Aayog ICED Pipeline Data
ReNew Solar (Shakti Six) Private Limited Rajasthan 1000.0 | NR | Rajasthan | Solar | 1000 |  | ReNew Solar (Shakti Six) Private Limited | Pipeline |  | Source: NITI Aayog ICED Pipeline Data
ReNew Solar (Shakti Three) Private Limited Rajasthan 300.0 | NR | Rajasthan | Solar | 300 |  | ReNew Solar (Shakti Three) Private Limited | Pipeline |  | Source: NITI Aayog ICED Pipeline Data
ReNew Solar Power P. Limited Rajasthan 200.0 | NR | Rajasthan | Solar | 200 |  | ReNew Solar Power P. Limited | Pipeline |  | Source: NITI Aayog ICED Pipeline Data
ReNew Solar Power P. Limited Rajasthan 300.0 | NR | Rajasthan | Solar | 600 |  | ReNew Solar Power P. Limited | Pipeline |  | Source: NITI Aayog ICED Pipeline Data
ReNew Solar Power P. Limited Rajasthan 400.0 | NR | Rajasthan | Solar | 400 |  | ReNew Solar Power P. Limited | Pipeline |  | Source: NITI Aayog ICED Pipeline Data
ReNew Solar Power Private Limited (2 x 300) Rajasthan 300.0 | NR | Rajasthan | Solar | 600 |  | ReNew Solar Power Private Limited (2 x 300) | Pipeline |  | Source: NITI Aayog ICED Pipeline Data
ReNew Solar Power Private Limited Rajasthan 100.0 | NR | Rajasthan | Solar | 300 |  | ReNew Solar Power Private Limited | Pipeline |  | Source: NITI Aayog ICED Pipeline Data
ReNew Solar Power Private Limited Rajasthan 150.0 | NR | Rajasthan | Solar | 300 |  | ReNew Solar Power Private Limited | Pipeline |  | Source: NITI Aayog ICED Pipeline Data
ReNew Solar Power Private Limited Rajasthan 200.0 | NR | Rajasthan | Solar | 1000 |  | ReNew Solar Power Private Limited | Pipeline |  | Source: NITI Aayog ICED Pipeline Data
ReNew Solar Power Private Limited Rajasthan 250.0 | NR | Rajasthan | Solar | 250 |  | ReNew Solar Power Private Limited | Pipeline |  | Source: NITI Aayog ICED Pipeline Data
ReNew Solar Power Private Limited Rajasthan 300.0 | NR | Rajasthan | Solar | 3600 |  | ReNew Solar Power Private Limited | Pipeline |  | Source: NITI Aayog ICED Pipeline Data
ReNew Solar Power Private Limited Rajasthan 400.0 | NR | Rajasthan | Solar | 400 |  | ReNew Solar Power Private Limited | Pipeline |  | Source: NITI Aayog ICED Pipeline Data
ReNew Solar Power Private Limited Rajasthan 70.0 | NR | Rajasthan | Solar | 140 |  | ReNew Solar Power Private Limited | Pipeline |  | Source: NITI Aayog ICED Pipeline Data
ReNew Surya Jyoti Private Limited Rajasthan 210.0 | NR | Rajasthan | Solar | 210 |  | ReNew Surya Jyoti Private Limited | Pipeline |  | Source: NITI Aayog ICED Pipeline Data
ReNew Surya Pratap Private Limited Rajasthan 210.0 | NR | Rajasthan | Solar | 210 |  | ReNew Surya Pratap Private Limited | Pipeline |  | Source: NITI Aayog ICED Pipeline Data
Renew Sun Power Private Limited Rajasthan 300.0 | NR | Rajasthan | Solar | 300 |  | Renew Sun Power Private Limited | Pipeline |  | Source: NITI Aayog ICED Pipeline Data
Resco Global Wind Services Private Limited Rajasthan 300.0 | NR | Rajasthan | Solar | 300 |  | Resco Global Wind Services Private Limited | Pipeline |  | Source: NITI Aayog ICED Pipeline Data
Resco Global Wind Services Private Limited Rajasthan 76.0 | NR | Rajasthan | Solar | 76 |  | Resco Global Wind Services Private Limited | Pipeline |  | Source: NITI Aayog ICED Pipeline Data
SJVN GREEN ENERGY LIMITED Himachal Pradesh 15.0 | NR | Himachal Pradesh | Solar | 15 |  | SJVN GREEN ENERGY LIMITED | Pipeline |  | Source: NITI Aayog ICED Pipeline Data
SJVN GREEN ENERGY LIMITED Punjab 100.0 | NR | Punjab | Solar | 100 |  | SJVN GREEN ENERGY LIMITED | Pipeline |  | Source: NITI Aayog ICED Pipeline Data
SJVN GREEN ENERGY LIMITED Rajasthan 100.0 | NR | Rajasthan | Solar | 100 |  | SJVN GREEN ENERGY LIMITED | Pipeline |  | Source: NITI Aayog ICED Pipeline Data
SJVN GREEN ENERGY LIMITED Rajasthan 370.1 | NR | Rajasthan | Solar | 370.1 |  | SJVN GREEN ENERGY LIMITED | Pipeline |  | Source: NITI Aayog ICED Pipeline Data
SPV - Deshraj Solar Energy Private Limited Rajasthan 150.0 | NR | Rajasthan | Solar | 150 |  | SPV - Deshraj Solar Energy Private Limited | Pipeline |  | Source: NITI Aayog ICED Pipeline Data
SPV - HRP Green Power Private Limited Rajasthan 300.0 | NR | Rajasthan | Solar | 300 |  | SPV - HRP Green Power Private Limited | Pipeline |  | Source: NITI Aayog ICED Pipeline Data
SRIPL5, SRIPL8, SRIPL9 Rajasthan 200.0 | NR | Rajasthan | Solar | 800 |  | SRIPL5, SRIPL8, SRIPL9 | Pipeline |  | Source: NITI Aayog ICED Pipeline Data
SRIPL5, SRIPL8, SRIPL9 Rajasthan 50.0 | NR | Rajasthan | Solar | 100 |  | SRIPL5, SRIPL8, SRIPL9 | Pipeline |  | Source: NITI Aayog ICED Pipeline Data
Saimaa Solar Private Limited Rajasthan 150.0 | NR | Rajasthan | Solar | 150 |  | Saimaa Solar Private Limited | Pipeline |  | Source: NITI Aayog ICED Pipeline Data
Shikhar Surya (One) Private Limited Rajasthan 300.0 | NR | Rajasthan | Solar | 300 |  | Shikhar Surya (One) Private Limited | Pipeline |  | Source: NITI Aayog ICED Pipeline Data
Sone Solar Private Limited Punjab 40.0 | NR | Punjab | Solar | 40 |  | Sone Solar Private Limited | Pipeline |  | Source: NITI Aayog ICED Pipeline Data
Sourya Manthan Renewable Energy Private Limited Rajasthan 100.0 | NR | Rajasthan | Solar | 100 |  | Sourya Manthan Renewable Energy Private Limited | Pipeline |  | Source: NITI Aayog ICED Pipeline Data
Sprng Power Private Limited Rajasthan 250.0 | NR | Rajasthan | Solar | 250 |  | Sprng Power Private Limited | Pipeline |  | Source: NITI Aayog ICED Pipeline Data
Sunbreeze Renewables Nine Private Limited Rajasthan 1000.0 | NR | Rajasthan | Solar | 1000 |  | Sunbreeze Renewables Nine Private Limited | Pipeline |  | Source: NITI Aayog ICED Pipeline Data
Sunbreeze Renewables Nine Private Limited Rajasthan 400.0 | NR | Rajasthan | Solar | 400 |  | Sunbreeze Renewables Nine Private Limited | Pipeline |  | Source: NITI Aayog ICED Pipeline Data
TEQ Green Power XIII Private Limited Rajasthan 120.0 | NR | Rajasthan | Solar | 120 |  | TEQ Green Power XIII Private Limited | Pipeline |  | Source: NITI Aayog ICED Pipeline Data
TEQ Green Power XVI Private Limited Rajasthan 50.0 | NR | Rajasthan | Solar | 50 |  | TEQ Green Power XVI Private Limited | Pipeline |  | Source: NITI Aayog ICED Pipeline Data
TP SAURYA LIMITED Rajasthan 300.0 | NR | Rajasthan | Solar | 300 |  | TP SAURYA LIMITED | Pipeline |  | Source: NITI Aayog ICED Pipeline Data
Tejorupa Renewables India Project Private Limited Rajasthan 250.0 | NR | Rajasthan | Solar | 250 |  | Tejorupa Renewables India Project Private Limited | Pipeline |  | Source: NITI Aayog ICED Pipeline Data
Tepsol Sun Sparkle Private Limited Rajasthan 300.0 | NR | Rajasthan | Solar | 300 |  | Tepsol Sun Sparkle Private Limited | Pipeline |  | Source: NITI Aayog ICED Pipeline Data
Acme Renewtech Sixth Private Limited Gujarat, Andhra Pradesh & Rajasthan 250.0 | Other | Gujarat, Andhra Pradesh & Rajasthan | Solar | 250 |  | Acme Renewtech Sixth Private Limited | Pipeline |  | Source: NITI Aayog ICED Pipeline Data
Adani Green Energy Twenty Five A Limited N.A. 250.0 | Other | N.A. | Solar | 500 |  | Adani Green Energy Twenty Five A Limited | Pipeline |  | Source: NITI Aayog ICED Pipeline Data
Adani Green Energy Twenty Five B Limited N.A. 250.0 | Other | N.A. | Solar | 1000 |  | Adani Green Energy Twenty Five B Limited | Pipeline |  | Source: NITI Aayog ICED Pipeline Data
Adani Green Energy Twenty Five B Limited N.A. 83.0 | Other | N.A. | Solar | 83 |  | Adani Green Energy Twenty Five B Limited | Pipeline |  | Source: NITI Aayog ICED Pipeline Data
Adani Green Energy Twenty Five C Limited N.A. 250.0 | Other | N.A. | Solar | 500 |  | Adani Green Energy Twenty Five C Limited | Pipeline |  | Source: NITI Aayog ICED Pipeline Data
Adani Green Energy Twenty Five Limited N.A. 250.0 | Other | N.A. | Solar | 500 |  | Adani Green Energy Twenty Five Limited | Pipeline |  | Source: NITI Aayog ICED Pipeline Data
Adani Green Energy Twenty Four A Limited N.A. 250.0 | Other | N.A. | Solar | 500 |  | Adani Green Energy Twenty Four A Limited | Pipeline |  | Source: NITI Aayog ICED Pipeline Data
Adani Green Energy Twenty Four B Limited N.A. 250.0 | Other | N.A. | Solar | 500 |  | Adani Green Energy Twenty Four B Limited | Pipeline |  | Source: NITI Aayog ICED Pipeline Data
Adani Green Energy Twenty Four Limited N.A. 250.0 | Other | N.A. | Solar | 500 |  | Adani Green Energy Twenty Four Limited | Pipeline |  | Source: NITI Aayog ICED Pipeline Data
Adani Green Energy Twenty Seven A Limited N.A. 250.0 | Other | N.A. | Solar | 500 |  | Adani Green Energy Twenty Seven A Limited | Pipeline |  | Source: NITI Aayog ICED Pipeline Data
Adani Green Energy Twenty Six A Limited N.A. 167.0 | Other | N.A. | Solar | 167 |  | Adani Green Energy Twenty Six A Limited | Pipeline |  | Source: NITI Aayog ICED Pipeline Data
Adani Green Energy Twenty Six A Limited N.A. 200.0 | Other | N.A. | Solar | 200 |  | Adani Green Energy Twenty Six A Limited | Pipeline |  | Source: NITI Aayog ICED Pipeline Data
Adani Green Energy Twenty Six A Limited N.A. 234.0 | Other | N.A. | Solar | 234 |  | Adani Green Energy Twenty Six A Limited | Pipeline |  | Source: NITI Aayog ICED Pipeline Data
Adani Green Energy Twenty Six A Limited N.A. 50.0 | Other | N.A. | Solar | 100 |  | Adani Green Energy Twenty Six A Limited | Pipeline |  | Source: NITI Aayog ICED Pipeline Data
Adani Green Energy Twenty Six B Limited N.A. 134.0 | Other | N.A. | Solar | 134 |  | Adani Green Energy Twenty Six B Limited | Pipeline |  | Source: NITI Aayog ICED Pipeline Data
Adani Green Energy Twenty Six B Limited N.A. 150.0 | Other | N.A. | Solar | 150 |  | Adani Green Energy Twenty Six B Limited | Pipeline |  | Source: NITI Aayog ICED Pipeline Data
Adani Green Energy Twenty Six B Limited N.A. 167.0 | Other | N.A. | Solar | 167 |  | Adani Green Energy Twenty Six B Limited | Pipeline |  | Source: NITI Aayog ICED Pipeline Data
Adani Green Energy Twenty Six B Limited N.A. 250.0 | Other | N.A. | Solar | 250 |  | Adani Green Energy Twenty Six B Limited | Pipeline |  | Source: NITI Aayog ICED Pipeline Data
Adani Renewable Energy Fifty Five Limited N.A. 100.0 | Other | N.A. | Solar | 100 |  | Adani Renewable Energy Fifty Five Limited | Pipeline |  | Source: NITI Aayog ICED Pipeline Data
Adani Renewable Energy Fifty Five Limited N.A. 250.0 | Other | N.A. | Solar | 250 |  | Adani Renewable Energy Fifty Five Limited | Pipeline |  | Source: NITI Aayog ICED Pipeline Data
Adani Renewable Energy Fifty Five Limited N.A. 67.0 | Other | N.A. | Solar | 67 |  | Adani Renewable Energy Fifty Five Limited | Pipeline |  | Source: NITI Aayog ICED Pipeline Data
Adani Renewable Energy Fifty Five Limited N.A. 99.0 | Other | N.A. | Solar | 99 |  | Adani Renewable Energy Fifty Five Limited | Pipeline |  | Source: NITI Aayog ICED Pipeline Data
Adani Renewable Energy Fifty Seven Limited N.A. 100.0 | Other | N.A. | Solar | 200 |  | Adani Renewable Energy Fifty Seven Limited | Pipeline |  | Source: NITI Aayog ICED Pipeline Data
Adani Renewable Energy Fifty Seven Limited N.A. 150.0 | Other | N.A. | Solar | 300 |  | Adani Renewable Energy Fifty Seven Limited | Pipeline |  | Source: NITI Aayog ICED Pipeline Data
Adani Renewable Energy Fifty Seven Limited N.A. 200.0 | Other | N.A. | Solar | 200 |  | Adani Renewable Energy Fifty Seven Limited | Pipeline |  | Source: NITI Aayog ICED Pipeline Data
Adani Renewable Energy Fifty Seven Limited N.A. 250.0 | Other | N.A. | Solar | 500 |  | Adani Renewable Energy Fifty Seven Limited | Pipeline |  | Source: NITI Aayog ICED Pipeline Data
Adani Renewable Energy Fifty Six Limited N.A. 250.0 | Other | N.A. | Solar | 500 |  | Adani Renewable Energy Fifty Six Limited | Pipeline |  | Source: NITI Aayog ICED Pipeline Data
Azure Power Fifty One Private Limited N.A. 100.0 | Other | N.A. | Solar | 100 |  | Azure Power Fifty One Private Limited | Pipeline |  | Source: NITI Aayog ICED Pipeline Data
Azure Power Fifty One Private Limited N.A. 50.0 | Other | N.A. | Solar | 100 |  | Azure Power Fifty One Private Limited | Pipeline |  | Source: NITI Aayog ICED Pipeline Data
Azure Power Fifty Two Private Limited N.A. 167.0 | Other | N.A. | Solar | 167 |  | Azure Power Fifty Two Private Limited | Pipeline |  | Source: NITI Aayog ICED Pipeline Data
Azure Power Fifty Two Private Limited N.A. 333.0 | Other | N.A. | Solar | 333 |  | Azure Power Fifty Two Private Limited | Pipeline |  | Source: NITI Aayog ICED Pipeline Data
Damodar Valley Corporation (DVC) Jharkand & West Bengal 10.0 | Other | Jharkand & West Bengal | Solar | 10 |  | Damodar Valley Corporation (DVC) | Pipeline |  | Source: NITI Aayog ICED Pipeline Data
Eden Renewable Bercy Private Limited N.A. 300.0 | Other | N.A. | Solar | 300 |  | Eden Renewable Bercy Private Limited | Pipeline |  | Source: NITI Aayog ICED Pipeline Data
Gorbea Solar Private Limited N.A. 200.0 | Other | N.A. | Solar | 200 |  | Gorbea Solar Private Limited | Pipeline |  | Source: NITI Aayog ICED Pipeline Data
Green Infra Renewable Projects Limited N.A. 298.0 | Other | N.A. | Solar | 298 |  | Green Infra Renewable Projects Limited | Pipeline |  | Source: NITI Aayog ICED Pipeline Data
Green Valley Renewable Energy GVREL - A JV of DVC & NTPC Green Energy Limited Jharkand & West Bengal 310.0 | Other | Jharkand & West Bengal | Solar | 310 |  | Green Valley Renewable Energy GVREL - A JV of DVC & NTPC Green Energy Limited | Pipeline |  | Source: NITI Aayog ICED Pipeline Data
JSW Renew Energy Eleven Limited N.A. 700.0 | Other | N.A. | Solar | 700 |  | JSW Renew Energy Eleven Limited | Pipeline |  | Source: NITI Aayog ICED Pipeline Data
Jakson Limited N.A. 50.0 | Other | N.A. | Solar | 50 |  | Jakson Limited | Pipeline |  | Source: NITI Aayog ICED Pipeline Data
Juniper Green Energy Private Limited N.A. 300.0 | Other | N.A. | Solar | 300 |  | Juniper Green Energy Private Limited | Pipeline |  | Source: NITI Aayog ICED Pipeline Data
MRS Green Energy Private Limited N.A. 100.0 | Other | N.A. | Solar | 100 |  | MRS Green Energy Private Limited | Pipeline |  | Source: NITI Aayog ICED Pipeline Data
NTPC Renewable Energy Limited N.A. 250.0 | Other | N.A. | Solar | 250 |  | NTPC Renewable Energy Limited | Pipeline |  | Source: NITI Aayog ICED Pipeline Data
NTPC Renewable Energy Limited N.A. 500.0 | Other | N.A. | Solar | 500 |  | NTPC Renewable Energy Limited | Pipeline |  | Source: NITI Aayog ICED Pipeline Data
Pace Digitek Private Limited N.A. 100.0 | Other | N.A. | Solar | 100 |  | Pace Digitek Private Limited | Pipeline |  | Source: NITI Aayog ICED Pipeline Data
Pavni (Raj) Solar Private Limited (erstwhile: AEW India North One Private Limited) N.A. 200.0 | Other | N.A. | Solar | 200 |  | Pavni (Raj) Solar Private Limited (erstwhile: AEW India North One Private Limited) | Pipeline |  | Source: NITI Aayog ICED Pipeline Data
Project Nine Renewable Power Private Limited Rajasthan, Karnataka & Andhra Pradesh 300.0 | Other | Rajasthan, Karnataka & Andhra Pradesh | Solar | 300 |  | Project Nine Renewable Power Private Limited | Pipeline |  | Source: NITI Aayog ICED Pipeline Data
Reliance NU Suntech Private Limited N.A. 930.0 | Other | N.A. | Solar | 930 |  | Reliance NU Suntech Private Limited | Pipeline |  | Source: NITI Aayog ICED Pipeline Data
SAEL Industries Limited N.A. 250.0 | Other | N.A. | Solar | 250 |  | SAEL Industries Limited | Pipeline |  | Source: NITI Aayog ICED Pipeline Data
SAEL SOLAR MHP1 Private Limited N.A. 300.0 | Other | N.A. | Solar | 300 |  | SAEL SOLAR MHP1 Private Limited | Pipeline |  | Source: NITI Aayog ICED Pipeline Data
SAEL SOLAR MHP2 Private Limited N.A. 300.0 | Other | N.A. | Solar | 300 |  | SAEL SOLAR MHP2 Private Limited | Pipeline |  | Source: NITI Aayog ICED Pipeline Data
SJVN GREEN ENERGY LIMITED Punjab & Himachal Pradesh 18.0 | Other | Punjab & Himachal Pradesh | Solar | 18 |  | SJVN GREEN ENERGY LIMITED | Pipeline |  | Source: NITI Aayog ICED Pipeline Data
Sembcorp Green Infra Private Limited N.A. 150.0 | Other | N.A. | Solar | 150 |  | Sembcorp Green Infra Private Limited | Pipeline |  | Source: NITI Aayog ICED Pipeline Data
Sunsure Solarpark Fourteen Private Limited N.A. 300.0 | Other | N.A. | Solar | 300 |  | Sunsure Solarpark Fourteen Private Limited | Pipeline |  | Source: NITI Aayog ICED Pipeline Data
The Singareni Collieries Company Limited N.A. 76.0 | Other | N.A. | Solar | 76 |  | The Singareni Collieries Company Limited | Pipeline |  | Source: NITI Aayog ICED Pipeline Data
Bhavanapadu Thermal Power Plant Phase I | SR | Andhra Pradesh | Coal | 1320 |  | East Coast Energy Ltd. | Pipeline |  | Source: NITI Aayog ICED Pipeline Data
Ennore SEZ Expansion SCTPP | SR | Tamil Nadu | Coal | 1320 |  | Tamil Nadu Generation & Distribution Corp. Ltd. (TANGEDCO) | Pipeline |  | Source: NITI Aayog ICED Pipeline Data
North Chennai TPS | SR | Tamil Nadu | Coal | 800 |  | Tamil Nadu Generation & Distribution Corp. Ltd. (TANGEDCO) | Pipeline |  | Source: NITI Aayog ICED Pipeline Data
Singareni TPP | SR | Telangana | Coal | 800 |  | The Singareni Collieries Co. Ltd. | Pipeline |  | Source: NITI Aayog ICED Pipeline Data
Tuticorin (P) TPP | SR | Tamil Nadu | Coal | 660 |  | Ind Barath Power Infra Limited (IBPIL) | Pipeline |  | Source: NITI Aayog ICED Pipeline Data
Udangudi Power Station | SR | Tamil Nadu | Coal | 1320 |  | Tamil Nadu Generation & Distribution Corp. Ltd. (TANGEDCO) | Pipeline |  | Source: NITI Aayog ICED Pipeline Data
Yadadri Thermal Power Station | SR | Telangana | Coal | 2400 |  | Telangana State Power Generation Corp. Ltd. (TSGENCO) | Pipeline |  | Source: NITI Aayog ICED Pipeline Data
Chitravathi Pumped Storage Project | SR | Andhra Pradesh | Hydro | 500 |  | Adani Renewable Energy Forty-Two Limited | Pipeline |  | Source: NITI Aayog ICED Pipeline Data
Gandikota Pumped Storage Project | SR | Andhra Pradesh | Hydro | 1000 |  | Adani Renewable Energy Fifty-One Limited | Pipeline |  | Source: NITI Aayog ICED Pipeline Data
Kundah Pumped Storage Phase-I, II & III | SR | Tamil Nadu | Hydro | 500 |  | Tamil Nadu Generation & Distribution Co. Limited (TANGEDCO) | Pipeline |  | Source: NITI Aayog ICED Pipeline Data
Lower Sileru (Extension) Hydroelectric Power Project | SR | Andhra Pradesh | Hydro | 230 |  | Andhra Pradesh Power Generation Corporation Limited (APGENCO) | Pipeline |  | Source: NITI Aayog ICED Pipeline Data
Mankulam Hydro Power Project | SR | Kerala | Hydro | 40 |  | Kerala State Electricity Board (KSEB) | Pipeline |  | Source: NITI Aayog ICED Pipeline Data
Polavaram Hydro Power Project | SR | Andhra Pradesh | Hydro | 960 |  | Andhra Pradesh Power Generation Corporation Limited (APGENCO) | Pipeline |  | Source: NITI Aayog ICED Pipeline Data
Saundatti Pumped Storage Project | SR | Karnataka | Hydro | 1600 |  | Greenko KA01 IREP Private Limited | Pipeline |  | Source: NITI Aayog ICED Pipeline Data
Sharavathy Pumped Storage Project | SR | Karnataka | Hydro | 2000 |  | Karnataka Power Corporation Limited (KPCL) | Pipeline |  | Source: NITI Aayog ICED Pipeline Data
Upper Sileru Pumped Storage Project | SR | Andhra Pradesh | Hydro | 1350 |  | Andhra Pradesh Power Generation Corporation Limited (APGENCO) | Pipeline |  | Source: NITI Aayog ICED Pipeline Data
BHAVINI PFBR Atomic Power Station | SR | Tamil Nadu | Nuclear | 500 |  | Bharatiya Nabhikiya Vidyut Nigam Limited | Pipeline |  | Source: NITI Aayog ICED Pipeline Data
Kudankulam Atomic Power Project | SR | Tamil Nadu | Nuclear | 4000 |  | Nuclear Power Corporation of India | Pipeline |  | Source: NITI Aayog ICED Pipeline Data
ACME Hybrid Urja Private Limited Karnataka 280.0 | SR | Karnataka | Solar | 280 |  | ACME Hybrid Urja Private Limited | Pipeline |  | Source: NITI Aayog ICED Pipeline Data
ACME Omega Urja Private Limited Karnataka 300.0 | SR | Karnataka | Solar | 300 |  | ACME Omega Urja Private Limited | Pipeline |  | Source: NITI Aayog ICED Pipeline Data
ACME Platinum Urja Private Limited Karnataka 350.0 | SR | Karnataka | Solar | 350 |  | ACME Platinum Urja Private Limited | Pipeline |  | Source: NITI Aayog ICED Pipeline Data
APSPCL - a JV of NREDCAP, APGENCO & SECI Andhra Pradesh 100.0 | SR | Andhra Pradesh | Solar | 100 |  | APSPCL - a JV of NREDCAP, APGENCO & SECI | Pipeline |  | Source: NITI Aayog ICED Pipeline Data
APSPCL - a JV of NREDCAP, APGENCO & SECI Andhra Pradesh 750.0 | SR | Andhra Pradesh | Solar | 750 |  | APSPCL - a JV of NREDCAP, APGENCO & SECI | Pipeline |  | Source: NITI Aayog ICED Pipeline Data
Ayana Kadapa Renewable Power Private Limited Andhra Pradesh 250.0 | SR | Andhra Pradesh | Solar | 250 |  | Ayana Kadapa Renewable Power Private Limited | Pipeline |  | Source: NITI Aayog ICED Pipeline Data
Clean Renewable Energy Hybrid Eight Private Limited (SPV of Hero Solar Energy Private Limited) Karnataka 250.0 | SR | Karnataka | Solar | 250 |  | Clean Renewable Energy Hybrid Eight Private Limited (SPV of Hero Solar Energy Private Limited) | Pipeline |  | Source: NITI Aayog ICED Pipeline Data
INGEL Tamil Nadu 200.0 | SR | Tamil Nadu | Solar | 200 |  | INGEL | Pipeline |  | Source: NITI Aayog ICED Pipeline Data
IRCON RENEWABLE POWER LIMITED Karnataka 100.0 | SR | Karnataka | Solar | 100 |  | IRCON RENEWABLE POWER LIMITED | Pipeline |  | Source: NITI Aayog ICED Pipeline Data
NHPC Limited Andhra Pradesh 100.0 | SR | Andhra Pradesh | Solar | 100 |  | NHPC Limited | Pipeline |  | Source: NITI Aayog ICED Pipeline Data
NHPC Limited Kerala 50.0 | SR | Kerala | Solar | 50 |  | NHPC Limited | Pipeline |  | Source: NITI Aayog ICED Pipeline Data
NTPC Limited Telangana 176.0 | SR | Telangana | Solar | 176 |  | NTPC Limited | Pipeline |  | Source: NITI Aayog ICED Pipeline Data
Purvah Green Power Private Limited (Developer Company) Andhra Pradesh 300.0 | SR | Andhra Pradesh | Solar | 900 |  | Purvah Green Power Private Limited (Developer Company) | Pipeline |  | Source: NITI Aayog ICED Pipeline Data
Purvah Green Power Private Limited (Developer Company) Karnataka 300.0 | SR | Karnataka | Solar | 300 |  | Purvah Green Power Private Limited (Developer Company) | Pipeline |  | Source: NITI Aayog ICED Pipeline Data
Reliance Jio Infocomm Limited Karnataka 25.0 | SR | Karnataka | Solar | 25 |  | Reliance Jio Infocomm Limited | Pipeline |  | Source: NITI Aayog ICED Pipeline Data
SECI Andhra Pradesh 300.0 | SR | Andhra Pradesh | Solar | 300 |  | SECI | Pipeline |  | Source: NITI Aayog ICED Pipeline Data
Sprng Soura Kiran Private Limited Andhra Pradesh 250.0 | SR | Andhra Pradesh | Solar | 250 |  | Sprng Soura Kiran Private Limited | Pipeline |  | Source: NITI Aayog ICED Pipeline Data
TEQ Green Power XVI Private Limited Karnataka 70.0 | SR | Karnataka | Solar | 70 |  | TEQ Green Power XVI Private Limited | Pipeline |  | Source: NITI Aayog ICED Pipeline Data
Tata Power Renewable Energy Limited Karnataka 170.0 | SR | Karnataka | Solar | 170 |  | Tata Power Renewable Energy Limited | Pipeline |  | Source: NITI Aayog ICED Pipeline Data
Tata Power Renewable Energy Limited Karnataka 200.0 | SR | Karnataka | Solar | 200 |  | Tata Power Renewable Energy Limited | Pipeline |  | Source: NITI Aayog ICED Pipeline Data
Tata Power Renewable Energy Limited Karnataka 202.5 | SR | Karnataka | Solar | 202.5 |  | Tata Power Renewable Energy Limited | Pipeline |  | Source: NITI Aayog ICED Pipeline Data
Tata Power Renewable Energy Limited Karnataka 300.0 | SR | Karnataka | Solar | 300 |  | Tata Power Renewable Energy Limited | Pipeline |  | Source: NITI Aayog ICED Pipeline Data
Tata Power Renewable Energy Limited Karnataka 400.0 | SR | Karnataka | Solar | 400 |  | Tata Power Renewable Energy Limited | Pipeline |  | Source: NITI Aayog ICED Pipeline Data
Akaltara TPS | WR | Chhattisgarh | Coal | 1800 |  | JSW Energy Ltd. | Pipeline |  | Source: NITI Aayog ICED Pipeline Data
Amaravati TPS | WR | Maharashtra | Coal | 1350 |  | Indiabulls Realtech Ltd. | Pipeline |  | Source: NITI Aayog ICED Pipeline Data
Avantha Bhandar TPS | WR | Chhattisgarh | Coal | 1600 |  | Adani Power Co. Ltd. (APL) | Pipeline |  | Source: NITI Aayog ICED Pipeline Data
Bijora Ghanmukh TPP | WR | Maharashtra | Coal | 600 |  | Jinbhuvish Power Generation Pvt. Ltd. | Pipeline |  | Source: NITI Aayog ICED Pipeline Data
Binjkote TPP | WR | Chhattisgarh | Coal | 600 |  | SKS Power Generation Ltd. | Pipeline |  | Source: NITI Aayog ICED Pipeline Data
Deveri TPP/ Visa Thermal Power Plant | WR | Chhattisgarh | Coal | 600 |  | Visa Power Ltd. | Pipeline |  | Source: NITI Aayog ICED Pipeline Data
Gadarwara STPS | WR | Madhya Pradesh | Coal | 1600 |  | NTPC Ltd. | Pipeline |  | Source: NITI Aayog ICED Pipeline Data
Gorgi Thermal Power Project | WR | Madhya Pradesh | Coal | 660 |  | DB Power Ltd. | Pipeline |  | Source: NITI Aayog ICED Pipeline Data
Koradi TPS | WR | Maharashtra | Coal | 1320 |  | Maharashtra State Power Generation Co. Ltd. | Pipeline |  | Source: NITI Aayog ICED Pipeline Data
Korba West or Hasdeo TPS | WR | Chhattisgarh | Coal | 1320 |  | Chhattisgarh State Power Generation Co. Ltd. | Pipeline |  | Source: NITI Aayog ICED Pipeline Data
Lanco Vidarbha TPP | WR | Maharashtra | Coal | 1320 |  | LVP Pvt. Ltd. | Pipeline |  | Source: NITI Aayog ICED Pipeline Data
Lara STPS | WR | Chhattisgarh | Coal | 1600 |  | NTPC Ltd. | Pipeline |  | Source: NITI Aayog ICED Pipeline Data
Mahan TPP | WR | Madhya Pradesh | Coal | 3200 |  | Essar Power M.P. Limited (ESSARPMPL) | Pipeline |  | Source: NITI Aayog ICED Pipeline Data
Nasik RattanIndia or Nasik (P) TPS | WR | Maharashtra | Coal | 1350 |  | Rattanindia Power Limited | Pipeline |  | Source: NITI Aayog ICED Pipeline Data
Pathadi TPP | WR | Chhattisgarh | Coal | 1320 |  | Adani Power Co. Ltd. (APL) | Pipeline |  | Source: NITI Aayog ICED Pipeline Data
Raikheda TPP | WR | Chhattisgarh | Coal | 1600 |  | Adani Power Co. Ltd. (APL) | Pipeline |  | Source: NITI Aayog ICED Pipeline Data
Salora TPP | WR | Chhattisgarh | Coal | 135 |  | Vandana Vidyut Ltd. | Pipeline |  | Source: NITI Aayog ICED Pipeline Data
Singhitarai TPP | WR | Chhattisgarh | Coal | 600 |  | Vedanta Ltd. | Pipeline |  | Source: NITI Aayog ICED Pipeline Data
Sipat STPS | WR | Chhattisgarh | Coal | 800 |  | NTPC Ltd. | Pipeline |  | Source: NITI Aayog ICED Pipeline Data
Ukai TPS | WR | Gujarat | Coal | 800 |  | Gujarat State Energy Corp. Ltd. | Pipeline |  | Source: NITI Aayog ICED Pipeline Data
Bhavali Pumped Storage Project | WR | Maharashtra | Hydro | 1500 |  | JSW Energy PSP Two Limited | Pipeline |  | Source: NITI Aayog ICED Pipeline Data
Bhivpuri Pumped Storage Project | WR | Maharashtra | Hydro | 1000 |  | Tata Power Company Limited | Pipeline |  | Source: NITI Aayog ICED Pipeline Data
Koyna Left Bank PSS Hydro Power Project | WR | Maharashtra | Hydro | 80 |  | Water Resource Department, Government of Maharashtra | Pipeline |  | Source: NITI Aayog ICED Pipeline Data
MP30 Gandhi Sagar Pumped Storage Project | WR | Madhya Pradesh | Hydro | 1920 |  | Greenko MP01 IREP Private Limited | Pipeline |  | Source: NITI Aayog ICED Pipeline Data
Maheshwar Hydro Power Project | WR | Madhya Pradesh | Hydro | 400 |  | Shree Maheshwar Hydel Power Corporation Limited (SMHPCL) | Pipeline |  | Source: NITI Aayog ICED Pipeline Data
ADANI RENEWABLE ENERGY EIGHT LIMITED Gujarat 115.0 | WR | Gujarat | Solar | 115 |  | ADANI RENEWABLE ENERGY EIGHT LIMITED | Pipeline |  | Source: NITI Aayog ICED Pipeline Data
Adani Renewable Energy Holding Four Limited Gujarat 500.0 | WR | Gujarat | Solar | 500 |  | Adani Renewable Energy Holding Four Limited | Pipeline |  | Source: NITI Aayog ICED Pipeline Data
Adani Renewable Energy Holding Four Limited Gujarat 750.0 | WR | Gujarat | Solar | 750 |  | Adani Renewable Energy Holding Four Limited | Pipeline |  | Source: NITI Aayog ICED Pipeline Data
Amplus Kaveri Solar Private Limited Maharashtra 100.0 | WR | Maharashtra | Solar | 100 |  | Amplus Kaveri Solar Private Limited | Pipeline |  | Source: NITI Aayog ICED Pipeline Data
Asnen Solar Private Limited Madhya Pradesh 200.0 | WR | Madhya Pradesh | Solar | 200 |  | Asnen Solar Private Limited | Pipeline |  | Source: NITI Aayog ICED Pipeline Data
Avaada GJGreen Private Limited Gujarat 300.0 | WR | Gujarat | Solar | 300 |  | Avaada GJGreen Private Limited | Pipeline |  | Source: NITI Aayog ICED Pipeline Data
Avaada GJSolar Private Limited Gujarat 200.0 | WR | Gujarat | Solar | 200 |  | Avaada GJSolar Private Limited | Pipeline |  | Source: NITI Aayog ICED Pipeline Data
Avaada GJSustainable Private Limited [Lakadiya-SECI] Gujarat 200.0 | WR | Gujarat | Solar | 200 |  | Avaada GJSustainable Private Limited [Lakadiya-SECI] | Pipeline |  | Source: NITI Aayog ICED Pipeline Data
Avaada InClean Private Limited Gujarat 300.0 | WR | Gujarat | Solar | 300 |  | Avaada InClean Private Limited | Pipeline |  | Source: NITI Aayog ICED Pipeline Data
Avaada KNClean Private Limited Madhya Pradesh 700.0 | WR | Madhya Pradesh | Solar | 700 |  | Avaada KNClean Private Limited | Pipeline |  | Source: NITI Aayog ICED Pipeline Data
Avaada KNClean Private Limited Madhya Pradesh 900.0 | WR | Madhya Pradesh | Solar | 900 |  | Avaada KNClean Private Limited | Pipeline |  | Source: NITI Aayog ICED Pipeline Data
Avaada MHRenewable1 Private Limited Maharashtra 500.0 | WR | Maharashtra | Solar | 500 |  | Avaada MHRenewable1 Private Limited | Pipeline |  | Source: NITI Aayog ICED Pipeline Data
Avaada MPSolar Private Limited Madhya Pradesh 500.0 | WR | Madhya Pradesh | Solar | 500 |  | Avaada MPSolar Private Limited | Pipeline |  | Source: NITI Aayog ICED Pipeline Data
Avaada MPSustainable Private Limited Madhya Pradesh 750.0 | WR | Madhya Pradesh | Solar | 750 |  | Avaada MPSustainable Private Limited | Pipeline |  | Source: NITI Aayog ICED Pipeline Data
Avaada SunEnergy Private Limited Maharashtra 400.0 | WR | Maharashtra | Solar | 400 |  | Avaada SunEnergy Private Limited | Pipeline |  | Source: NITI Aayog ICED Pipeline Data
Avaada Sustainable Urja Private Limited Maharashtra 73.0 | WR | Maharashtra | Solar | 73 |  | Avaada Sustainable Urja Private Limited | Pipeline |  | Source: NITI Aayog ICED Pipeline Data
Clean Renewable Energy Hybrid Eleven Private Limited(SPV of Hero Solar Energy Private Limited) Gujarat 270.0 | WR | Gujarat | Solar | 270 |  | Clean Renewable Energy Hybrid Eleven Private Limited(SPV of Hero Solar Energy Private Limited) | Pipeline |  | Source: NITI Aayog ICED Pipeline Data
Ctrls Datacenters Limited Maharashtra 50.0 | WR | Maharashtra | Solar | 50 |  | Ctrls Datacenters Limited | Pipeline |  | Source: NITI Aayog ICED Pipeline Data
Femund Solar Private Limited Gujarat 150.0 | WR | Gujarat | Solar | 150 |  | Femund Solar Private Limited | Pipeline |  | Source: NITI Aayog ICED Pipeline Data
GSECL Gujarat 1200.0 | WR | Gujarat | Solar | 1200 |  | GSECL | Pipeline |  | Source: NITI Aayog ICED Pipeline Data
GSECL Gujarat 3325.0 | WR | Gujarat | Solar | 3325 |  | GSECL | Pipeline |  | Source: NITI Aayog ICED Pipeline Data
GSECL Gujarat 600.0 | WR | Gujarat | Solar | 600 |  | GSECL | Pipeline |  | Source: NITI Aayog ICED Pipeline Data
GSECL Gujarat 700.0 | WR | Gujarat | Solar | 700 |  | GSECL | Pipeline |  | Source: NITI Aayog ICED Pipeline Data
HR Sabarmati Private Limited Gujarat 158.0 | WR | Gujarat | Solar | 158 |  | HR Sabarmati Private Limited | Pipeline |  | Source: NITI Aayog ICED Pipeline Data
HR Sabarmati Private Limited Gujarat 52.0 | WR | Gujarat | Solar | 52 |  | HR Sabarmati Private Limited | Pipeline |  | Source: NITI Aayog ICED Pipeline Data
INGEL Gujarat 600.0 | WR | Gujarat | Solar | 600 |  | INGEL | Pipeline |  | Source: NITI Aayog ICED Pipeline Data
Juniper Green Energy Private Limited Gujarat 150.0 | WR | Gujarat | Solar | 150 |  | Juniper Green Energy Private Limited | Pipeline |  | Source: NITI Aayog ICED Pipeline Data
Juniper Green Energy Private Limited Gujarat 200.0 | WR | Gujarat | Solar | 200 |  | Juniper Green Energy Private Limited | Pipeline |  | Source: NITI Aayog ICED Pipeline Data
Juniper Green Energy Private Limited Gujarat 600.0 | WR | Gujarat | Solar | 600 |  | Juniper Green Energy Private Limited | Pipeline |  | Source: NITI Aayog ICED Pipeline Data
Juniper Green Energy Private Limited Maharashtra 350.0 | WR | Maharashtra | Solar | 350 |  | Juniper Green Energy Private Limited | Pipeline |  | Source: NITI Aayog ICED Pipeline Data
Juniper Green Energy Private Limited Maharashtra 50.0 | WR | Maharashtra | Solar | 50 |  | Juniper Green Energy Private Limited | Pipeline |  | Source: NITI Aayog ICED Pipeline Data
Juniper Green Gem Private Limited Maharashtra 100.0 | WR | Maharashtra | Solar | 100 |  | Juniper Green Gem Private Limited | Pipeline |  | Source: NITI Aayog ICED Pipeline Data
Juniper Green Gem Private Limited Maharashtra 200.0 | WR | Maharashtra | Solar | 200 |  | Juniper Green Gem Private Limited | Pipeline |  | Source: NITI Aayog ICED Pipeline Data
MSKVY Eleventh Solar Private Limited Maharashtra 183.0 | WR | Maharashtra | Solar | 183 |  | MSKVY Eleventh Solar Private Limited | Pipeline |  | Source: NITI Aayog ICED Pipeline Data
MSKVY Fifth Solar Private Limited Maharashtra 103.0 | WR | Maharashtra | Solar | 103 |  | MSKVY Fifth Solar Private Limited | Pipeline |  | Source: NITI Aayog ICED Pipeline Data
MSKVY First Kusum Private Limited Maharashtra 185.0 | WR | Maharashtra | Solar | 185 |  | MSKVY First Kusum Private Limited | Pipeline |  | Source: NITI Aayog ICED Pipeline Data
MSKVY Tenth Solar Private Limited Maharashtra 154.0 | WR | Maharashtra | Solar | 154 |  | MSKVY Tenth Solar Private Limited | Pipeline |  | Source: NITI Aayog ICED Pipeline Data
MSKVY Twentieth Solar Private Limited Maharashtra 129.0 | WR | Maharashtra | Solar | 129 |  | MSKVY Twentieth Solar Private Limited | Pipeline |  | Source: NITI Aayog ICED Pipeline Data
Maharashtra State Electricity Generating Co. Limited - MAHAGENCO Maharashtra 250.0 | WR | Maharashtra | Solar | 250 |  | Maharashtra State Electricity Generating Co. Limited - MAHAGENCO | Pipeline |  | Source: NITI Aayog ICED Pipeline Data
Malaren Solar Private Limited Gujarat 150.0 | WR | Gujarat | Solar | 150 |  | Malaren Solar Private Limited | Pipeline |  | Source: NITI Aayog ICED Pipeline Data
NHPC Limited Gujarat 200.0 | WR | Gujarat | Solar | 400 |  | NHPC Limited | Pipeline |  | Source: NITI Aayog ICED Pipeline Data
NHPC Limited Gujarat 600.0 | WR | Gujarat | Solar | 600 |  | NHPC Limited | Pipeline |  | Source: NITI Aayog ICED Pipeline Data
NTPC Limited Chhattisgarh 26.0 | WR | Chhattisgarh | Solar | 26 |  | NTPC Limited | Pipeline |  | Source: NITI Aayog ICED Pipeline Data
NTPC Limited Madhya Pradesh 20.0 | WR | Madhya Pradesh | Solar | 20 |  | NTPC Limited | Pipeline |  | Source: NITI Aayog ICED Pipeline Data
NTPC Limited Maharashtra 13.0 | WR | Maharashtra | Solar | 13 |  | NTPC Limited | Pipeline |  | Source: NITI Aayog ICED Pipeline Data
NTPC REL Gujarat 1200.0 | WR | Gujarat | Solar | 2400 |  | NTPC REL | Pipeline |  | Source: NITI Aayog ICED Pipeline Data
NTPC REL Gujarat 137.0 | WR | Gujarat | Solar | 137 |  | NTPC REL | Pipeline |  | Source: NITI Aayog ICED Pipeline Data
NTPC REL Gujarat 200.0 | WR | Gujarat | Solar | 200 |  | NTPC REL | Pipeline |  | Source: NITI Aayog ICED Pipeline Data
NTPC REL Gujarat 225.0 | WR | Gujarat | Solar | 225 |  | NTPC REL | Pipeline |  | Source: NITI Aayog ICED Pipeline Data
NTPC REL Gujarat 245.0 | WR | Gujarat | Solar | 245 |  | NTPC REL | Pipeline |  | Source: NITI Aayog ICED Pipeline Data
NTPC REL Gujarat 275.0 | WR | Gujarat | Solar | 550 |  | NTPC REL | Pipeline |  | Source: NITI Aayog ICED Pipeline Data
NTPC REL Gujarat 721.0 | WR | Gujarat | Solar | 721 |  | NTPC REL | Pipeline |  | Source: NITI Aayog ICED Pipeline Data
Ortusun Renewables Maharashtra 20.0 | WR | Maharashtra | Solar | 20 |  | Ortusun Renewables | Pipeline |  | Source: NITI Aayog ICED Pipeline Data
Purvah Green Power Private Limited(Developer Company) Gujarat 300.0 | WR | Gujarat | Solar | 300 |  | Purvah Green Power Private Limited(Developer Company) | Pipeline |  | Source: NITI Aayog ICED Pipeline Data
RDS Solar Park Private Limited Gujarat 350.0 | WR | Gujarat | Solar | 350 |  | RDS Solar Park Private Limited | Pipeline |  | Source: NITI Aayog ICED Pipeline Data
ReNew Solar (Shakti Eight) Private Limited Gujarat 100.0 | WR | Gujarat | Solar | 100 |  | ReNew Solar (Shakti Eight) Private Limited | Pipeline |  | Source: NITI Aayog ICED Pipeline Data
ReNew Solar (Shakti Eight) Private Limited Gujarat 200.0 | WR | Gujarat | Solar | 200 |  | ReNew Solar (Shakti Eight) Private Limited | Pipeline |  | Source: NITI Aayog ICED Pipeline Data
ReNew Solar Power Private Limited Gujarat 100.0 | WR | Gujarat | Solar | 400 |  | ReNew Solar Power Private Limited | Pipeline |  | Source: NITI Aayog ICED Pipeline Data
ReNew Solar Power Private Limited Gujarat 200.0 | WR | Gujarat | Solar | 400 |  | ReNew Solar Power Private Limited | Pipeline |  | Source: NITI Aayog ICED Pipeline Data
ReNew Solar Power Private Limited Gujarat 300.0 | WR | Gujarat | Solar | 1200 |  | ReNew Solar Power Private Limited | Pipeline |  | Source: NITI Aayog ICED Pipeline Data
ReNew Solar Power Private Limited Madhya Pradesh 200.0 | WR | Madhya Pradesh | Solar | 200 |  | ReNew Solar Power Private Limited | Pipeline |  | Source: NITI Aayog ICED Pipeline Data
ReNew Solar Power Private Limited Maharashtra 100.0 | WR | Maharashtra | Solar | 100 |  | ReNew Solar Power Private Limited | Pipeline |  | Source: NITI Aayog ICED Pipeline Data
Reliance New Energy Maharashtra 93.0 | WR | Maharashtra | Solar | 93 |  | Reliance New Energy | Pipeline |  | Source: NITI Aayog ICED Pipeline Data
Resco Global Wind Services Private Limited Gujarat 100.0 | WR | Gujarat | Solar | 100 |  | Resco Global Wind Services Private Limited | Pipeline |  | Source: NITI Aayog ICED Pipeline Data
Resco Global Wind Services Private Limited Gujarat 500.0 | WR | Gujarat | Solar | 500 |  | Resco Global Wind Services Private Limited | Pipeline |  | Source: NITI Aayog ICED Pipeline Data
Resco Global Wind Services Private Limited Madhya Pradesh 200.0 | WR | Madhya Pradesh | Solar | 200 |  | Resco Global Wind Services Private Limited | Pipeline |  | Source: NITI Aayog ICED Pipeline Data
Resco Global Wind Services Private Limited Madhya Pradesh 240.0 | WR | Madhya Pradesh | Solar | 240 |  | Resco Global Wind Services Private Limited | Pipeline |  | Source: NITI Aayog ICED Pipeline Data
Rewa Ultra Mega Solar Limited RUMSL- a JV of MPUVN and SECI Madhya Pradesh 170.0 | WR | Madhya Pradesh | Solar | 170 |  | Rewa Ultra Mega Solar Limited RUMSL- a JV of MPUVN and SECI | Pipeline |  | Source: NITI Aayog ICED Pipeline Data
SJVN GREEN ENERGY LIMITED Gujarat 100.0 | WR | Gujarat | Solar | 100 |  | SJVN GREEN ENERGY LIMITED | Pipeline |  | Source: NITI Aayog ICED Pipeline Data
SJVN GREEN ENERGY LIMITED Gujarat 200.0 | WR | Gujarat | Solar | 200 |  | SJVN GREEN ENERGY LIMITED | Pipeline |  | Source: NITI Aayog ICED Pipeline Data
SJVN GREEN ENERGY LIMITED Gujarat 260.0 | WR | Gujarat | Solar | 260 |  | SJVN GREEN ENERGY LIMITED | Pipeline |  | Source: NITI Aayog ICED Pipeline Data
SJVN GREEN ENERGY LIMITED Gujarat 70.0 | WR | Gujarat | Solar | 70 |  | SJVN GREEN ENERGY LIMITED | Pipeline |  | Source: NITI Aayog ICED Pipeline Data
SPV Maharashtra 1.3 | WR | Maharashtra | Solar | 1.3 |  | SPV | Pipeline |  | Source: NITI Aayog ICED Pipeline Data
Skadar Solar Private Limited Maharashtra 200.0 | WR | Maharashtra | Solar | 200 |  | Skadar Solar Private Limited | Pipeline |  | Source: NITI Aayog ICED Pipeline Data
Sprng Green Power Private Limited Gujarat 300.0 | WR | Gujarat | Solar | 300 |  | Sprng Green Power Private Limited | Pipeline |  | Source: NITI Aayog ICED Pipeline Data
Sprng Power Earth Private Limited Gujarat 250.0 | WR | Gujarat | Solar | 250 |  | Sprng Power Earth Private Limited | Pipeline |  | Source: NITI Aayog ICED Pipeline Data
Tata Power Renewable Energy Limited Maharashtra 270.0 | WR | Maharashtra | Solar | 270 |  | Tata Power Renewable Energy Limited | Pipeline |  | Source: NITI Aayog ICED Pipeline Data
Teq Green Power Private Limited Gujarat 200.0 | WR | Gujarat | Solar | 200 |  | Teq Green Power Private Limited | Pipeline |  | Source: NITI Aayog ICED Pipeline Data
TOTAL PIPELINE CAPACITY |  |  |  | 183567.26

## Additional Data
INDIA — Additional Electricity Sector Data
Source: CEA Manual on Transmission Planning Criteria 2023 (Central Electricity Authority). NITI Aayog ICED (https://iced.niti.gov.in). National Electricity Plan Vol.I & II (CEA 2023). Ministry of Power, Government of India.
Category | Subcategory | Description/Metric | Value/Data | Unit | Year/Date | Source
Regulatory | Planning Authority | Transmission Planning Coordinator | Central Electricity Authority (CEA) | — | 2023 | CEA Manual on Transmission Planning Criteria 2023
Regulatory | Legislation | Primary Legislation | The Electricity Act 2003 | — | 2003 | Electricity Act 2003
Regulatory | Rules | Transmission Planning Rules | Electricity (Transmission System Planning, Development and Recovery) Rules 2021 | — | 2021 | CEA Manual 2023; MoP Gazette 01.10.2021
Regulatory | Grid Code | Grid Interconnection Regulations | CERC (Indian Electricity Grid Code) Regulations 2010 | — | 2010 | CEA Manual 2023
Regulatory | Connectivity | General Network Access (GNA) | GNA introduced in ISTS for open access; replaces Long-Term Access | — | 2021 | CERC GNA Regulations 2021
Regulatory | Voltage Standards | Nominal System Voltages (kV) | 66, 110, 132, 220, 230, 400, 765, ±800 (HVDC) | kV | 2023 | CEA Manual 2023, Chapter 4
Grid Structure | Regions | No. of Regional Grids | 5 (NR, WR, SR, ER, NER) — synchronously connected since Dec 2013 | — | 2013 | CEA Manual 2023
Grid Structure | Grid Unity | National Grid Formation | All 5 regions synchronously interconnected — one of world largest synchronous grids | — | Dec-2013 | CEA Manual 2023
Grid Structure | System Operators | NLDC | National Load Dispatch Centre — top-level operator | — | 2023 | CEA Manual 2023
Grid Structure | System Operators | RLDCs | 5 Regional Load Dispatch Centres (NR, WR, SR, ER, NER) | — | 2023 | CEA Manual 2023
Grid Structure | System Operators | SLDCs | State Load Dispatch Centres in each state | — | 2023 | CEA Manual 2023
Planning Criteria | Voltage Limits | Normal Max Voltage 765kV | 800 kV (1.05 pu) | kV | 2023 | CEA Manual 2023, Table 4.3
Planning Criteria | Voltage Limits | Normal Min Voltage 765kV | 728 kV (0.95 pu) | kV | 2023 | CEA Manual 2023, Table 4.3
Planning Criteria | Voltage Limits | Normal Max Voltage 400kV | 420 kV (1.05 pu) | kV | 2023 | CEA Manual 2023, Table 4.3
Planning Criteria | Voltage Limits | Normal Min Voltage 400kV | 380 kV (0.95 pu) | kV | 2023 | CEA Manual 2023, Table 4.3
Planning Criteria | Voltage Limits | Normal Max Voltage 220kV | 245 kV (1.11 pu) | kV | 2023 | CEA Manual 2023, Table 4.3
Planning Criteria | Voltage Limits | Normal Min Voltage 220kV | 198 kV (0.90 pu) | kV | 2023 | CEA Manual 2023, Table 4.3
Planning Criteria | Voltage Limits | Normal Max Voltage 132kV | 145 kV (1.10 pu) | kV | 2023 | CEA Manual 2023, Table 4.3
Planning Criteria | Voltage Limits | Normal Min Voltage 132kV | 122 kV (0.92 pu) | kV | 2023 | CEA Manual 2023, Table 4.3
Planning Criteria | Contingency | N-0 Normal Operation | All system parameters within normal limits; angular separation ≤30° | — | 2023 | CEA Manual 2023, §4.4.1
Planning Criteria | Contingency | N-1 Single Contingency | Outage of any single element — system stays within normal limits without load shedding | — | 2023 | CEA Manual 2023, §4.4.2
Planning Criteria | Contingency | N-1-1 Double Contingency | System may use emergency limits; load shedding allowed; restore within 1 hour | — | 2023 | CEA Manual 2023, §4.4.3
Planning Criteria | Contingency | Fault Clearing Time 765kV | 100 ms (3-phase fault) | ms | 2023 | CEA Manual 2023, §4.4.2.2
Planning Criteria | Contingency | Fault Clearing Time 400kV | 100 ms (3-phase fault) | ms | 2023 | CEA Manual 2023, §4.4.2.2
Planning Criteria | Contingency | Fault Clearing Time 220/132kV | 160 ms = 8 cycles (3-phase fault) | ms | 2023 | CEA Manual 2023, §4.4.2.2
Planning Criteria | Planning Margins | Thermal Loading Margin (lines/transformers) | 10% margin on thermal loading limits | % | 2023 | CEA Manual 2023, §3.10.3
Planning Criteria | Planning Margins | Inter-regional Margin | 15% on interregional link thermal limits | % | 2023 | CEA Manual 2023, §3.10.3
Planning Criteria | Planning Margins | Voltage Planning Margin | ±2% on steady-state voltage limits for N-0 and N-1 | pu | 2023 | CEA Manual 2023, §3.10.4
Planning Criteria | Substations | Short Circuit Max Limit | Max SC level = 80% of rated SC capacity of equipment | % | 2023 | CEA Manual 2023, §5.1.5
Planning Criteria | Substations | 765kV Breaker Rating | 50 kA or 63 kA | kA | 2023 | CEA Manual 2023, §5.1.5
Planning Criteria | Substations | 400kV Breaker Rating | 63 kA or 80 kA | kA | 2023 | CEA Manual 2023, §5.1.5
Planning Criteria | Substations | Max LSS Capacity 765kV | 9,000 MVA | MVA | 2023 | CEA Manual 2023, Table 5.2.2
Planning Criteria | Substations | Max LSS Capacity 400kV | 2,500 MVA | MVA | 2023 | CEA Manual 2023, Table 5.2.2
Planning Criteria | Substations | Max GPS Capacity 400kV | 5,000 MVA | MVA | 2023 | CEA Manual 2023, Table 5.2.2
Planning Criteria | HVDC | HVDC Bipole Threshold | >2,000 MW over >700 km preferred for HVDC | MW/km | 2023 | CEA Manual 2023, §6.3.1
Planning Criteria | HVDC | SCR Min Ratio (LCC) | Fault level/HVDC power ≥3.0 at converter station | ratio | 2023 | CEA Manual 2023, §6.3.2
Planning Criteria | Renewable | N-1 Exemption for RE | N-1 not required for immediate RE connectivity line (non-firm/non-dispatchable) | — | 2023 | CEA Manual 2023, §4.4.5
Planning Criteria | Renewable | N-1 for RE+Storage | N-1 required if RE+storage (firm, fully dispatchable) | — | 2023 | CEA Manual 2023, §4.4.5
Demand Statistics | Peak Demand | All India Peak Demand FY2015-16 | 156871 | MW | 2015-16 | NITI Aayog ICED; CEA
Demand Statistics | Peak Demand | All India Peak Demand FY2019-20 | 196028 | MW | 2019-20 | NITI Aayog ICED; CEA
Demand Statistics | Peak Demand | All India Peak Demand FY2020-21 | 190198 | MW | 2020-21 | NITI Aayog ICED; CEA (COVID dip)
Demand Statistics | Peak Demand | All India Peak Demand FY2021-22 | 203014 | MW | 2021-22 | NITI Aayog ICED; CEA
Demand Statistics | Peak Demand | All India Peak Demand FY2022-23 | 215888 | MW | 2022-23 | NITI Aayog ICED; CEA
Demand Statistics | Peak Demand | All India Peak Demand FY2023-24 | 243271 | MW | 2023-24 | NITI Aayog ICED; CEA
Demand Statistics | Peak Demand | All India Peak Demand FY2024-25 | 249856 | MW | 2024-25 | NITI Aayog ICED; CEA
Demand Statistics | Peak Demand | All India Peak Demand FY2025-26 | 245416 | MW | 2025-26 | NITI Aayog ICED; CEA
Installed Capacity | Total | Total Installed Capacity FY2025-26 | 513729.69 | MW | 2025-26 | NITI Aayog ICED; CEA (sum all sources)
Installed Capacity | Coal | Coal Installed Capacity FY2025-26 | 226230 | MW | 2025-26 | NITI Aayog ICED
Installed Capacity | Solar | Solar Installed Capacity FY2025-26 | 135810 | MW | 2025-26 | NITI Aayog ICED
Installed Capacity | Wind | Wind Installed Capacity FY2025-26 | 54511 | MW | 2025-26 | NITI Aayog ICED
Installed Capacity | Hydro | Large Hydro Installed Capacity FY2025-26 | 50915 | MW | 2025-26 | NITI Aayog ICED
Installed Capacity | Nuclear | Nuclear Installed Capacity FY2025-26 | 8780 | MW | 2025-26 | NITI Aayog ICED
Installed Capacity | Oil & Gas | Oil & Gas Installed Capacity FY2025-26 | 20712 | MW | 2025-26 | NITI Aayog ICED
Installed Capacity | Bio Power | Bio Power Installed Capacity FY2025-26 | 11614 | MW | 2025-26 | NITI Aayog ICED
Installed Capacity | Small Hydro | Small Hydro Installed Capacity FY2025-26 | 5159 | MW | 2025-26 | NITI Aayog ICED
Generation | Retired | Retired plants in database | 70 | plants | 2025 | NITI Aayog ICED
Generation | Retired | Retired capacity | 20086.88 | MW | 2025 | NITI Aayog ICED
Transmission | Infrastructure | Total Existing ISTS + State Transmission Lines in database | 2079 | circuit-km entries | 2025 | NITI Aayog ICED / CEA data
Transmission | Infrastructure | Total Existing Substations in database | 2629 | substation entries | 2025 | NITI Aayog ICED / CEA data
Transmission | Infrastructure | HVDC Bipole Lines (existing) | 3 (Biswanath-Agra ±800kV; Champa-Kurukshetra ±800kV; Raigarh-Pugalur ±800kV) | — | 2025 | Transmission Lines database
Load Factors | All India | All India Monsoon Day Peak Load Factor | 83% | % of annual peak | 2023 | CEA Manual 2023, Annexure-III Table-I
Load Factors | All India | All India Summer Evening Peak Load Factor | 100% | % of annual peak | 2023 | CEA Manual 2023, Annexure-III Table-I
Load Factors | All India | All India Winter Night Off-Peak Load Factor | 69% | % of annual peak | 2023 | CEA Manual 2023, Annexure-III Table-I
Load Factors | NR | NR Summer Evening Peak Load Factor | 104% | % of annual peak | 2023 | CEA Manual 2023, Annexure-III Table-I
Policy | RE Target | India RE Installed Capacity Target | 500 GW by 2030 (non-fossil) | GW | 2030 | India NDC; MoP
Policy | RE Target | Solar Target | 280 GW by 2030 | GW | 2030 | MNRE
Policy | RE Target | Wind Target | 140 GW by 2030 | GW | 2030 | MNRE
Policy | RE Target | Non-fossil share target | 50%+ by 2030 | % | 2030 | India NDC
Policy | Transmission | TBCB Process | Tariff Based Competitive Bidding for new ISTS transmission | — | 2023 | Transmission Rules 2021
Data Sources | Primary | NITI Aayog ICED Platform | India Climate and Energy Dashboard — generation plant data | — | 2025 | https://iced.niti.gov.in
Data Sources | Primary | CEA Manual | Manual on Transmission Planning Criteria 2023 | — | 2023 | Central Electricity Authority, New Delhi
Data Sources | Primary | National Electricity Plan (NEP) 2022-32 | 10-year transmission & generation plan by CEA | — | 2023 | CEA
Data Sources | Primary | Daily Demand Profile | Region-wise hourly demand data (May 2024 - Jun 2025) | — | 2024-25 | NITI Aayog ICED
Data Sources | Primary | Peak Demand Historical | All India annual peak demand FY2015-16 to FY2025-26 | — | 2025 | NITI Aayog ICED