## README
OSTRAM — OSeMOSYS for Transmission
South Asia Power System Connectivity Model
Version: | 1.1
Last Updated: | 2026-04-16
Prepared for: | UN ESCAP
═══ WHAT IS THIS TEMPLATE ══════════════════════════════════════════════
This workbook collects the South Asia power-system data needed to run OSTRAM,
an OSeMOSYS-based connectivity model covering BD, BT, IN (×5), NP, LK, MV over 2023–2050.
The study is centred on cross-border interconnection — the orange tabs carry that focus;
the blue, red, and green tabs supply the surrounding system context the interconnector
question has to be answered within.
═══ HOW THE COLOURS WORK ══════════════════════════════════════════════
Each tab is colour-coded by its role in the pipeline:
BLUE — Model inputs. The A3 step reads these directly to populate OSeMOSYS.
7 sheets covering fixed parameters, per-tech trajectories, demand,
transmission, variable cost, and emissions.
RED — Timeslice-dependent sheets. The OSTRAM timeslice Python will rewrite
these whenever the temporal resolution changes (4 seasons × 3 bands today,
but not a hard assumption). Everything indexed by S_D_ lives here.
ORANGE — Interconnectors. The study focus: project inventory and the corresponding
TRNCBD_* tech parameters that encode cross-border corridors in OSeMOSYS.
GREEN — Provenance / nice-to-have. Country-lead inventories and cost-source tables
that explain (or will explain) where the numbers in the blue sheets come from.
Not read by A3 — these are the audit trail.
═══ SHEET INDEX ═══════════════════════════════════════════════════════
Sheet | Colour | What it contains
README | Gray | This sheet.
Fixed_Horizon_Parameters | Blue | Time-invariant per-tech parameters: CapacityToActivityUnit, OperationalLife, Input/OutputActivityRatio. Long-form: one row per (Tech × Parameter).
Primary_Techs | Blue | Fuel-supply / mining techs (MIN*). CapitalCost, FixedCost, ResidualCapacity, TotalAnnualMaxCapacity by year 2023–2050 in wide format.
Secondary_Techs | Blue | Power generation techs (PWR*). Same parameter set as Primary_Techs plus additional fields; the heart of the technology database.
Capacities_CF | Red | CapacityFactor (fraction) per (Timeslice × Tech) by year. 12 timeslices × all generation techs.
VariableCost | Blue | VariableCost (USD/GJ) by Mode.Operation × Tech × year. Primary-tech fuels only.
Demand_Projection | Blue | Annual electricity demand per node-ELC fuel (PJ/yr), 2023–2050. One row per node.
Demand_Profiles | Red | Demand fractions per (Timeslice × node-ELC) by year. Must sum to 1.0 across the 12 timeslices for each node-year.
Demand_Techs | Blue | Transmission tech parameters (PWRTRN, RNWTRN, TRNNLI, TRNRPO) — internal transmission layer, not cross-border.
Emissions | Blue | EmissionActivityRatio (tCO2/PJ) for emitting PWR techs by year. Currently IPCC 2006 defaults; to be replaced with country-specific NC values.
Yearsplit_Template | Red | YearSplit fractions per timeslice (must sum to 1.0 per year). Template form — timeslice Python regenerates this when resolution changes.
DaySplit | Red | DaySplit fractions per daily time bracket. Same rewrite rule as Yearsplit.
Interconnectors | Orange | Project inventory of cross-border corridors: 51 rows with from/to node, circuits, COD year, affiliated power, MW capacity, voltage, AC/DC, status. Pre-populated from Zixuan v3.
Interconnector_Params | Orange | OSeMOSYS parameters for cross-border TRN technologies: cost/life, RC Authority V1, capacity/loss profiles, the additive minimum/FUTURE contribution authority, and the minimum-only LinkFreeze compatibility boundary. The boundary is neither installed residual capacity nor a FUTURE addition.
Existing_Generation | Green | Plant-level inventory: ~2,112 plants with capacity MW, commissioning year, expected retirement, annual CF, status, source. Provenance for ResidualCapacity in Secondary_Techs.
Planned_Generation | Green | Project pipeline: ~541 committed/announced projects with expected COD, developer, source. Provenance for TotalAnnualMinCapacity / MaxCapacity in Secondary_Techs.
Technology_Costs | Green | Tech-level CAPEX / Fixed O&M / Variable O&M / Heat Rate trajectories 2023→2050, with source. Provenance for CapitalCost, FixedCost in Secondary_Techs.
RE_Targets_Policies | Green | National RE targets and NDC commitments per country-node: target type (Capacity_GW or RE_share), target year, mandate vs aspirational, source.
═══ HOW TO FILL IT IN ═════════════════════════════════════════════════
Step 1 — Send the green sheets to each country lead
They populate: existing plants, planned projects, cost assumptions, RE targets.
Pre-filled headers and dropdowns; only the empty yellow cells need values.
Step 2 — Transfer green-sheet data into the blue sheets
Existing plants → ResidualCapacity in Secondary_Techs
Planned projects → TotalAnnualMinCapacity (committed) and TotalAnnualMaxCapacity
Cost data → CapitalCost and FixedCost in Secondary_Techs and Primary_Techs
Hourly load data → Demand_Projection (annual) and Demand_Profiles (shapes)
Renewable resource data → Capacities_CF
Step 3 — Update the orange sheets if interconnector plans change
Corridor inventory changes in Interconnectors must be mirrored in Interconnector_Params.
Step 4 — Check before running
Every yellow cell with blue text is a flagged gap — it still needs a value.
Demand profile fractions must sum to 1.0 across the 12 timeslices per node-year.
YearSplit fractions must also sum to 1.0.
ResidualCapacity should decline over time as plants retire.
Step 5 — Run the pipeline
A3 reads the blue + orange sheets. The timeslice Python handles the red sheets.
The otoole-based pipeline produces the OSeMOSYS .txt data file.
═══ RULES — DO NOT BREAK THESE ═══════════════════════════════════════
1. Do not rename or reorder columns in the blue sheets. The pipeline reads exact column names.
2. Do not merge cells. The Python reader cannot handle them.
3. Do not delete rows. If a technology is not available at a node, set TotalAnnualMaxCapacity = 0.
4. Projection.Mode = "User defined" and Projection.Parameter = 0 means year-column values are used as-is.
5. CapacityToActivityUnit = 31.536 converts GW → PJ/yr. Do not change this.
6. All costs in USD 2023. Capacity in GW. Energy in PJ. Fractions as decimals (0.0–1.0).
7. Every VRE technology needs capacity factor values for all 12 timeslices.
8. Backstop (PWRBCK) is a safety valve at every node. Give it a very high cost (~99999 USD/kW).
═══ NAMING CONVENTIONS ════════════════════════════════════════════════
Technologies:
PWR + tech code + node code + XX + 01
PWRSPVBDXX01 = Solar PV, Bangladesh
PWRHDRBTXX01 = Hydro Reservoir, Bhutan
PWRCOASCPCIN_NXX01 = Coal Supercritical, India North
Demand fuels:
ELC + node code + XX02
ELCBDXX02 = Electricity demand, Bangladesh
Cross-border interconnectors:
TRNCBD_ + from_node + _ + to_node
TRNCBD_BD_IN_E = Bangladesh ↔ India East
═══ NODE CODES ════════════════════════════════════════════════════════
BD | Bangladesh
BT | Bhutan
IN_N | India – North
IN_S | India – South
IN_E | India – East
IN_W | India – West
IN_NE | India – Northeast
NP | Nepal
LK | Sri Lanka
MV | Maldives
═══ TIMESLICES ════════════════════════════════════════════════════════
Code | Season | Daily Band
S1D1 | Summer (Apr–May) | Night/Off-peak (22:00–06:00)
S1D2 | Summer (Apr–May) | Day/Shoulder (06:00–17:00)
S1D3 | Summer (Apr–May) | Evening/Peak (17:00–22:00)
S2D1 | Monsoon (Jun–Sep) | Night/Off-peak (22:00–06:00)
S2D2 | Monsoon (Jun–Sep) | Day/Shoulder (06:00–17:00)
S2D3 | Monsoon (Jun–Sep) | Evening/Peak (17:00–22:00)
S3D1 | Post-Monsoon (Oct–Nov) | Night/Off-peak (22:00–06:00)
S3D2 | Post-Monsoon (Oct–Nov) | Day/Shoulder (06:00–17:00)
S3D3 | Post-Monsoon (Oct–Nov) | Evening/Peak (17:00–22:00)
S4D1 | Winter (Dec–Mar) | Night/Off-peak (22:00–06:00)
S4D2 | Winter (Dec–Mar) | Day/Shoulder (06:00–17:00)
S4D3 | Winter (Dec–Mar) | Evening/Peak (17:00–22:00)
═══ UNITS ═════════════════════════════════════════════════════════════
Quantity | Unit
Capacity | GW
Energy | PJ
CAPEX | USD2023/kW
Fixed O&M | USD2023/kW/yr
Variable O&M / Fuel | USD/GJ
Demand | PJ/yr
CapacityToActivityUnit | 31.536 (GW → PJ/yr)
Emissions | tCO₂/PJ
Capacity factors | fraction (0.0–1.0)
Demand profiles | fraction (sum to 1.0 per node-year)
═══ TECHNOLOGY CODES ══════════════════════════════════════════════════
Code | Technology | Eligible Nodes
PWRSPV | Solar PV (utility-scale) | All nodes
PWRSPR | Solar PV (rooftop) | All nodes
PWRCSP | Concentrated Solar Power | IN_N/S/E/W/NE, LK
PWRWON | Onshore Wind | All nodes
PWRWOF | Offshore Wind | IN_S/W/E, BD, LK, MV
PWRHDR | Hydro – Reservoir | NP, BT, IN_N/NE/E, LK
PWRHRO | Hydro – Run-of-River | NP, BT, IN_N/NE
PWRHPS | Hydro – Pumped Storage | IN_S/W/N, NP, LK
PWRCOASCPC | Coal – Supercritical | BD, IN_N/S/E/W, LK
PWRCOAUSC | Coal – Ultra-supercritical | IN_N/S/E/W
PWRCCG | CCGT | BD, IN nodes, MV, LK
PWROCG | OCGT | BD, IN nodes, MV, LK
PWROIL | Oil/Diesel | MV, BD, LK
PWRBIO | Biomass/Bagasse | BD, IN nodes, NP, LK
PWRWTE | Waste-to-Energy | IN nodes, BD, LK
PWRURN | Nuclear | IN nodes, BD
PWRGEO | Geothermal | IN_N
PWRSDS | Short-duration storage (Li-ion 4h) | All nodes
PWRLDS | Long-duration storage (8h+) | All nodes
PWRFPV | Floating Solar PV | IN_S/E, BD, LK, MV
PWRH2G | Green Hydrogen Fuel Cell | IN nodes
PWRTDL | Tidal / Marine | IN_S, LK
PWRBCK | Backstop (penalty generator) | All nodes
MINCOA | Coal mining/import | All nodes
MINGAS | Natural Gas supply | All nodes
MINOIL | Oil supply | All nodes
MINURN | Uranium supply | All nodes
MINBIO | Biomass supply | All nodes
MINH2G | Green hydrogen production | All nodes
PWRTRN | Existing transmission (non-RE) | All nodes
RNWTRN | Existing transmission (RE) | All nodes
TRNNLI | New transmission line | All nodes
TRNRPO | Repower/upgrade transmission | All nodes
TRNCBD | Cross-border interconnector | Per corridor

## Control
scenario | active | rules_script | inherit_restrictions_from | notes
BAU | TRUE | add_max_cap_investment_lid_rule.py |  | Base scenario
A_Calibrated_BAU | TRUE | set_retirement_schedule.py, add_max_cap_investment_lid_rule.py, set_min_capacity_floors.py, relax_interconnectors.py | BAU | Test multi-script chain
B_Optimised_VRE | TRUE | set_retirement_schedule.py, add_max_cap_investment_lid_rule.py, relax_interconnectors.py, add_storage_min_investment.py |  | Loose VRE + open interconnectors (3x). No inheritance — independent solve from BAU base.
C_Target_VRE | TRUE | set_retirement_schedule.py, add_max_cap_investment_lid_rule.py, set_vre_targets.py, relax_interconnectors.py, add_storage_min_investment.py |  | NDC renewable targets. Independent solve from BAU base; hard dep is Executables/BAU_0/ProductionByTechnology.csv read by set_vre_targets.

## Restrictions
scenario | source_sheet | tech | parameter | year | value | rule_applied | source_run_timestamp
BAU | Secondary Techs | PWRWONINDWE | TotalAnnualMaxCapacityInvestment | 2023 | 0 | lid_fill | 2026-05-26T16:12:06.094262
BAU | Secondary Techs | PWRWONINDWE | TotalAnnualMaxCapacityInvestment | 2024 | 1.0954 | lid_fill | 2026-05-26T16:12:06.094262
BAU | Secondary Techs | PWRWONINDWE | TotalAnnualMaxCapacityInvestment | 2025 | 1.1985 | lid_fill | 2026-05-26T16:12:06.094262
BAU | Secondary Techs | PWRWONINDWE | TotalAnnualMaxCapacityInvestment | 2026 | 1.3513 | lid_fill | 2026-05-26T16:12:06.094262
BAU | Secondary Techs | PWRWONINDWE | TotalAnnualMaxCapacityInvestment | 2027 | 1.3031 | lid_fill | 2026-05-26T16:12:06.094262
BAU | Secondary Techs | PWRWONINDWE | TotalAnnualMaxCapacityInvestment | 2028 | 1.3501 | lid_fill | 2026-05-26T16:12:06.094262
BAU | Secondary Techs | PWRWONINDWE | TotalAnnualMaxCapacityInvestment | 2029 | 1.6668 | lid_fill | 2026-05-26T16:12:06.094262
BAU | Secondary Techs | PWRWONINDWE | TotalAnnualMaxCapacityInvestment | 2030 | 0.95088 | lid_fill | 2026-05-26T16:12:06.094262
BAU | Secondary Techs | PWRWONINDWE | TotalAnnualMaxCapacityInvestment | 2031 | 0.91056 | lid_fill | 2026-05-26T16:12:06.094262
BAU | Secondary Techs | PWRWONINDWE | TotalAnnualMaxCapacityInvestment | 2032 | 1.3746 | lid_fill | 2026-05-26T16:12:06.094262
BAU | Secondary Techs | PWRWONINDWE | TotalAnnualMaxCapacityInvestment | 2033 | 1.3746 | lid_fill | 2026-05-26T16:12:06.094262
BAU | Secondary Techs | PWRWONINDWE | TotalAnnualMaxCapacityInvestment | 2034 | 1.3746 | lid_fill | 2026-05-26T16:12:06.094262
BAU | Secondary Techs | PWRWONINDWE | TotalAnnualMaxCapacityInvestment | 2035 | 1.3746 | lid_fill | 2026-05-26T16:12:06.094262
BAU | Secondary Techs | PWRWONINDWE | TotalAnnualMaxCapacityInvestment | 2036 | 1.3746 | lid_fill | 2026-05-26T16:12:06.094262
BAU | Secondary Techs | PWRWONINDWE | TotalAnnualMaxCapacityInvestment | 2037 | 1.5165 | lid_fill | 2026-05-26T16:12:06.094262
BAU | Secondary Techs | PWRWONINDWE | TotalAnnualMaxCapacityInvestment | 2038 | 1.5165 | lid_fill | 2026-05-26T16:12:06.094262
BAU | Secondary Techs | PWRWONINDWE | TotalAnnualMaxCapacityInvestment | 2039 | 1.5166 | lid_fill | 2026-05-26T16:12:06.094262
BAU | Secondary Techs | PWRWONINDWE | TotalAnnualMaxCapacityInvestment | 2040 | 1.5165 | lid_fill | 2026-05-26T16:12:06.094262
BAU | Secondary Techs | PWRWONINDWE | TotalAnnualMaxCapacityInvestment | 2041 | 1.5165 | lid_fill | 2026-05-26T16:12:06.094262
BAU | Secondary Techs | PWRWONINDWE | TotalAnnualMaxCapacityInvestment | 2042 | 1.7022 | lid_fill | 2026-05-26T16:12:06.094262
BAU | Secondary Techs | PWRWONINDWE | TotalAnnualMaxCapacityInvestment | 2043 | 1.7698 | lid_fill | 2026-05-26T16:12:06.094262
BAU | Secondary Techs | PWRWONINDWE | TotalAnnualMaxCapacityInvestment | 2044 | 1.8402 | lid_fill | 2026-05-26T16:12:06.094262
BAU | Secondary Techs | PWRWONINDWE | TotalAnnualMaxCapacityInvestment | 2045 | 1.9134 | lid_fill | 2026-05-26T16:12:06.094262
BAU | Secondary Techs | PWRWONINDWE | TotalAnnualMaxCapacityInvestment | 2046 | 1.9895 | lid_fill | 2026-05-26T16:12:06.094262
BAU | Secondary Techs | PWRWONINDWE | TotalAnnualMaxCapacityInvestment | 2047 | 2.0686 | lid_fill | 2026-05-26T16:12:06.094262
BAU | Secondary Techs | PWRWONINDWE | TotalAnnualMaxCapacityInvestment | 2048 | 2.1508 | lid_fill | 2026-05-26T16:12:06.094262
BAU | Secondary Techs | PWRWONINDWE | TotalAnnualMaxCapacityInvestment | 2049 | 2.2364 | lid_fill | 2026-05-26T16:12:06.094262
BAU | Secondary Techs | PWRWONINDWE | TotalAnnualMaxCapacityInvestment | 2050 | 2.3253 | lid_fill | 2026-05-26T16:12:06.094262
BAU | Secondary Techs | PWRHYDINDNO | TotalAnnualMaxCapacityInvestment | 2023 | 0 | lid_fill | 2026-05-26T16:12:06.094262
BAU | Secondary Techs | PWRHYDINDNO | TotalAnnualMaxCapacityInvestment | 2024 | 1.1991 | lid_fill | 2026-05-26T16:12:06.094262
BAU | Secondary Techs | PWRHYDINDNO | TotalAnnualMaxCapacityInvestment | 2025 | 1.2677 | lid_fill | 2026-05-26T16:12:06.094262
BAU | Secondary Techs | PWRHYDINDNO | TotalAnnualMaxCapacityInvestment | 2026 | 2.0442 | untie_min_inv | 2026-05-26T16:12:06.094262
BAU | Secondary Techs | PWRHYDINDNO | TotalAnnualMaxCapacityInvestment | 2027 | 1.4449 | lid_fill | 2026-05-26T16:12:06.094262
BAU | Secondary Techs | PWRHYDINDNO | TotalAnnualMaxCapacityInvestment | 2028 | 1.8584 | untie_min_inv | 2026-05-26T16:12:06.094262
BAU | Secondary Techs | PWRHYDINDNO | TotalAnnualMaxCapacityInvestment | 2029 | 1.7758 | lid_fill | 2026-05-26T16:12:06.094262
BAU | Secondary Techs | PWRHYDINDNO | TotalAnnualMaxCapacityInvestment | 2030 | 1.3511 | lid_fill | 2026-05-26T16:12:06.094262
BAU | Secondary Techs | PWRHYDINDNO | TotalAnnualMaxCapacityInvestment | 2031 | 1.3629 | lid_fill | 2026-05-26T16:12:06.094262
BAU | Secondary Techs | PWRHYDINDNO | TotalAnnualMaxCapacityInvestment | 2032 | 1.6023 | lid_fill | 2026-05-26T16:12:06.094262
BAU | Secondary Techs | PWRHYDINDNO | TotalAnnualMaxCapacityInvestment | 2033 | 1.6023 | lid_fill | 2026-05-26T16:12:06.094262
BAU | Secondary Techs | PWRHYDINDNO | TotalAnnualMaxCapacityInvestment | 2034 | 1.6023 | lid_fill | 2026-05-26T16:12:06.094262
BAU | Secondary Techs | PWRHYDINDNO | TotalAnnualMaxCapacityInvestment | 2035 | 1.6023 | lid_fill | 2026-05-26T16:12:06.094262
BAU | Secondary Techs | PWRHYDINDNO | TotalAnnualMaxCapacityInvestment | 2036 | 1.6023 | lid_fill | 2026-05-26T16:12:06.094262
BAU | Secondary Techs | PWRHYDINDNO | TotalAnnualMaxCapacityInvestment | 2037 | 1.7424 | lid_fill | 2026-05-26T16:12:06.094262
BAU | Secondary Techs | PWRHYDINDNO | TotalAnnualMaxCapacityInvestment | 2038 | 1.7424 | lid_fill | 2026-05-26T16:12:06.094262
BAU | Secondary Techs | PWRHYDINDNO | TotalAnnualMaxCapacityInvestment | 2039 | 1.7424 | lid_fill | 2026-05-26T16:12:06.094262
BAU | Secondary Techs | PWRHYDINDNO | TotalAnnualMaxCapacityInvestment | 2040 | 1.6645 | lid_fill | 2026-05-26T16:12:06.094262
BAU | Secondary Techs | PWRHYDINDNO | TotalAnnualMaxCapacityInvestment | 2041 | 1.7395 | lid_fill | 2026-05-26T16:12:06.094262
BAU | Secondary Techs | PWRHYDINDNO | TotalAnnualMaxCapacityInvestment | 2042 | 1.9542 | lid_fill | 2026-05-26T16:12:06.094262
BAU | Secondary Techs | PWRHYDINDNO | TotalAnnualMaxCapacityInvestment | 2043 | 2.0345 | lid_fill | 2026-05-26T16:12:06.094262
BAU | Secondary Techs | PWRHYDINDNO | TotalAnnualMaxCapacityInvestment | 2044 | 2.091 | lid_fill | 2026-05-26T16:12:06.094262
BAU | Secondary Techs | PWRHYDINDNO | TotalAnnualMaxCapacityInvestment | 2045 | 2.1344 | lid_fill | 2026-05-26T16:12:06.094262
BAU | Secondary Techs | PWRHYDINDNO | TotalAnnualMaxCapacityInvestment | 2046 | 2.2872 | lid_fill | 2026-05-26T16:12:06.094262
BAU | Secondary Techs | PWRHYDINDNO | TotalAnnualMaxCapacityInvestment | 2047 | 2.3795 | lid_fill | 2026-05-26T16:12:06.094262
BAU | Secondary Techs | PWRHYDINDNO | TotalAnnualMaxCapacityInvestment | 2048 | 2.4755 | lid_fill | 2026-05-26T16:12:06.094262
BAU | Secondary Techs | PWRHYDINDNO | TotalAnnualMaxCapacityInvestment | 2049 | 2.5754 | lid_fill | 2026-05-26T16:12:06.094262
BAU | Secondary Techs | PWRHYDINDNO | TotalAnnualMaxCapacityInvestment | 2050 | 2.6794 | lid_fill | 2026-05-26T16:12:06.094262
BAU | Secondary Techs | PWRBIOINDNO | TotalAnnualMaxCapacityInvestment | 2023 | 0 | lid_fill | 2026-05-26T16:12:06.094262
BAU | Secondary Techs | PWRBIOINDNO | TotalAnnualMaxCapacityInvestment | 2024 | 0.18911 | lid_fill | 2026-05-26T16:12:06.094262
BAU | Secondary Techs | PWRBIOINDNO | TotalAnnualMaxCapacityInvestment | 2025 | 0.19993 | lid_fill | 2026-05-26T16:12:06.094262
BAU | Secondary Techs | PWRBIOINDNO | TotalAnnualMaxCapacityInvestment | 2026 | 0.21466 | lid_fill | 2026-05-26T16:12:06.094262
BAU | Secondary Techs | PWRBIOINDNO | TotalAnnualMaxCapacityInvestment | 2027 | 0.22787 | lid_fill | 2026-05-26T16:12:06.094262
BAU | Secondary Techs | PWRBIOINDNO | TotalAnnualMaxCapacityInvestment | 2028 | 0.23956 | lid_fill | 2026-05-26T16:12:06.094262
BAU | Secondary Techs | PWRBIOINDNO | TotalAnnualMaxCapacityInvestment | 2029 | 0.28006 | lid_fill | 2026-05-26T16:12:06.094262
BAU | Secondary Techs | PWRBIOINDNO | TotalAnnualMaxCapacityInvestment | 2030 | 0.21309 | lid_fill | 2026-05-26T16:12:06.094262
BAU | Secondary Techs | PWRBIOINDNO | TotalAnnualMaxCapacityInvestment | 2031 | 0.21495 | lid_fill | 2026-05-26T16:12:06.094262
BAU | Secondary Techs | PWRBIOINDNO | TotalAnnualMaxCapacityInvestment | 2032 | 0.2527 | lid_fill | 2026-05-26T16:12:06.094262
BAU | Secondary Techs | PWRBIOINDNO | TotalAnnualMaxCapacityInvestment | 2033 | 0.2527 | lid_fill | 2026-05-26T16:12:06.094262
BAU | Secondary Techs | PWRBIOINDNO | TotalAnnualMaxCapacityInvestment | 2034 | 0.2527 | lid_fill | 2026-05-26T16:12:06.094262
BAU | Secondary Techs | PWRBIOINDNO | TotalAnnualMaxCapacityInvestment | 2035 | 0.2527 | lid_fill | 2026-05-26T16:12:06.094262
BAU | Secondary Techs | PWRBIOINDNO | TotalAnnualMaxCapacityInvestment | 2036 | 0.2527 | lid_fill | 2026-05-26T16:12:06.094262
BAU | Secondary Techs | PWRBIOINDNO | TotalAnnualMaxCapacityInvestment | 2037 | 0.2748 | lid_fill | 2026-05-26T16:12:06.094262
BAU | Secondary Techs | PWRBIOINDNO | TotalAnnualMaxCapacityInvestment | 2038 | 0.2748 | lid_fill | 2026-05-26T16:12:06.094262
BAU | Secondary Techs | PWRBIOINDNO | TotalAnnualMaxCapacityInvestment | 2039 | 0.2748 | lid_fill | 2026-05-26T16:12:06.094262
BAU | Secondary Techs | PWRBIOINDNO | TotalAnnualMaxCapacityInvestment | 2040 | 0.26251 | lid_fill | 2026-05-26T16:12:06.094262
BAU | Secondary Techs | PWRBIOINDNO | TotalAnnualMaxCapacityInvestment | 2041 | 0.27434 | lid_fill | 2026-05-26T16:12:06.094262
BAU | Secondary Techs | PWRBIOINDNO | TotalAnnualMaxCapacityInvestment | 2042 | 0.30821 | lid_fill | 2026-05-26T16:12:06.094262
BAU | Secondary Techs | PWRBIOINDNO | TotalAnnualMaxCapacityInvestment | 2043 | 0.32087 | lid_fill | 2026-05-26T16:12:06.094262
BAU | Secondary Techs | PWRBIOINDNO | TotalAnnualMaxCapacityInvestment | 2044 | 0.32978 | lid_fill | 2026-05-26T16:12:06.094262
BAU | Secondary Techs | PWRBIOINDNO | TotalAnnualMaxCapacityInvestment | 2045 | 0.33661 | lid_fill | 2026-05-26T16:12:06.094262
BAU | Secondary Techs | PWRBIOINDNO | TotalAnnualMaxCapacityInvestment | 2046 | 0.36072 | lid_fill | 2026-05-26T16:12:06.094262
BAU | Secondary Techs | PWRBIOINDNO | TotalAnnualMaxCapacityInvestment | 2047 | 0.37527 | lid_fill | 2026-05-26T16:12:06.094262
BAU | Secondary Techs | PWRBIOINDNO | TotalAnnualMaxCapacityInvestment | 2048 | 0.39042 | lid_fill | 2026-05-26T16:12:06.094262
BAU | Secondary Techs | PWRBIOINDNO | TotalAnnualMaxCapacityInvestment | 2049 | 0.40618 | lid_fill | 2026-05-26T16:12:06.094262
BAU | Secondary Techs | PWRBIOINDNO | TotalAnnualMaxCapacityInvestment | 2050 | 0.42257 | lid_fill | 2026-05-26T16:12:06.094262
BAU | Secondary Techs | PWRHYDBTNXX | TotalAnnualMaxCapacityInvestment | 2023 | 0 | lid_fill | 2026-05-26T16:12:06.094262
BAU | Secondary Techs | PWRHYDBTNXX | TotalAnnualMaxCapacityInvestment | 2024 | 0.1674 | lid_fill | 2026-05-26T16:12:06.094262
BAU | Secondary Techs | PWRHYDBTNXX | TotalAnnualMaxCapacityInvestment | 2025 | 1.1494 | untie_min_inv | 2026-05-26T16:12:06.094262
BAU | Secondary Techs | PWRHYDBTNXX | TotalAnnualMaxCapacityInvestment | 2026 | 0.19167 | lid_fill | 2026-05-26T16:12:06.094262
BAU | Secondary Techs | PWRHYDBTNXX | TotalAnnualMaxCapacityInvestment | 2027 | 0.606 | untie_min_inv | 2026-05-26T16:12:06.094262
BAU | Secondary Techs | PWRHYDBTNXX | TotalAnnualMaxCapacityInvestment | 2028 | 0.6767 | untie_min_inv | 2026-05-26T16:12:06.094262
BAU | Secondary Techs | PWRHYDBTNXX | TotalAnnualMaxCapacityInvestment | 2029 | 0.2348 | lid_fill | 2026-05-26T16:12:06.094262
BAU | Secondary Techs | PWRHYDBTNXX | TotalAnnualMaxCapacityInvestment | 2030 | 4.1864 | untie_min_inv | 2026-05-26T16:12:06.094262
BAU | Secondary Techs | PWRHYDBTNXX | TotalAnnualMaxCapacityInvestment | 2031 | 0.26889 | lid_fill | 2026-05-26T16:12:06.094262
BAU | Secondary Techs | PWRHYDBTNXX | TotalAnnualMaxCapacityInvestment | 2032 | 0.28774 | lid_fill | 2026-05-26T16:12:06.094262
BAU | Secondary Techs | PWRHYDBTNXX | TotalAnnualMaxCapacityInvestment | 2033 | 0.30783 | lid_fill | 2026-05-26T16:12:06.094262
BAU | Secondary Techs | PWRHYDBTNXX | TotalAnnualMaxCapacityInvestment | 2034 | 0.32939 | lid_fill | 2026-05-26T16:12:06.094262
BAU | Secondary Techs | PWRHYDBTNXX | TotalAnnualMaxCapacityInvestment | 2035 | 2.6109 | untie_min_inv | 2026-05-26T16:12:06.094262
BAU | Secondary Techs | PWRHYDBTNXX | TotalAnnualMaxCapacityInvestment | 2036 | 0.37714 | lid_fill | 2026-05-26T16:12:06.094262
BAU | Secondary Techs | PWRHYDBTNXX | TotalAnnualMaxCapacityInvestment | 2037 | 0.40333 | lid_fill | 2026-05-26T16:12:06.094262
BAU | Secondary Techs | PWRHYDBTNXX | TotalAnnualMaxCapacityInvestment | 2038 | 0.43166 | lid_fill | 2026-05-26T16:12:06.094262
BAU | Secondary Techs | PWRHYDBTNXX | TotalAnnualMaxCapacityInvestment | 2039 | 0.46192 | lid_fill | 2026-05-26T16:12:06.094262
BAU | Secondary Techs | PWRHYDBTNXX | TotalAnnualMaxCapacityInvestment | 2040 | 0.49409 | lid_fill | 2026-05-26T16:12:06.094262
BAU | Secondary Techs | PWRHYDBTNXX | TotalAnnualMaxCapacityInvestment | 2041 | 0.52874 | lid_fill | 2026-05-26T16:12:06.094262
BAU | Secondary Techs | PWRHYDBTNXX | TotalAnnualMaxCapacityInvestment | 2042 | 0.56565 | lid_fill | 2026-05-26T16:12:06.094262
BAU | Secondary Techs | PWRHYDBTNXX | TotalAnnualMaxCapacityInvestment | 2043 | 0.60528 | lid_fill | 2026-05-26T16:12:06.094262
BAU | Secondary Techs | PWRHYDBTNXX | TotalAnnualMaxCapacityInvestment | 2044 | 0.64749 | lid_fill | 2026-05-26T16:12:06.094262
BAU | Secondary Techs | PWRHYDBTNXX | TotalAnnualMaxCapacityInvestment | 2045 | 0.69299 | lid_fill | 2026-05-26T16:12:06.094262
BAU | Secondary Techs | PWRHYDBTNXX | TotalAnnualMaxCapacityInvestment | 2046 | 0.7413 | lid_fill | 2026-05-26T16:12:06.094262
BAU | Secondary Techs | PWRHYDBTNXX | TotalAnnualMaxCapacityInvestment | 2047 | 0.79323 | lid_fill | 2026-05-26T16:12:06.094262
BAU | Secondary Techs | PWRHYDBTNXX | TotalAnnualMaxCapacityInvestment | 2048 | 0.84865 | lid_fill | 2026-05-26T16:12:06.094262
BAU | Secondary Techs | PWRHYDBTNXX | TotalAnnualMaxCapacityInvestment | 2049 | 0.90803 | lid_fill | 2026-05-26T16:12:06.094262
BAU | Secondary Techs | PWRHYDBTNXX | TotalAnnualMaxCapacityInvestment | 2050 | 0.97158 | lid_fill | 2026-05-26T16:12:06.094262
BAU | Secondary Techs | PWROILINDSO | TotalAnnualMaxCapacityInvestment | 2023 | 0 | lid_fill | 2026-05-26T16:12:06.094262
BAU | Secondary Techs | PWROILINDSO | TotalAnnualMaxCapacityInvestment | 2024 | 0.026178 | lid_fill | 2026-05-26T16:12:06.094262
BAU | Secondary Techs | PWROILINDSO | TotalAnnualMaxCapacityInvestment | 2025 | 0.027795 | lid_fill | 2026-05-26T16:12:06.094262
BAU | Secondary Techs | PWROILINDSO | TotalAnnualMaxCapacityInvestment | 2026 | 0.030604 | lid_fill | 2026-05-26T16:12:06.094262
BAU | Secondary Techs | PWROILINDSO | TotalAnnualMaxCapacityInvestment | 2027 | 0.03096 | lid_fill | 2026-05-26T16:12:06.094262
BAU | Secondary Techs | PWROILINDSO | TotalAnnualMaxCapacityInvestment | 2028 | 0.032249 | lid_fill | 2026-05-26T16:12:06.094262
BAU | Secondary Techs | PWROILINDSO | TotalAnnualMaxCapacityInvestment | 2029 | 0.037352 | lid_fill | 2026-05-26T16:12:06.094262
BAU | Secondary Techs | PWROILINDSO | TotalAnnualMaxCapacityInvestment | 2030 | 0.028918 | lid_fill | 2026-05-26T16:12:06.094262
BAU | Secondary Techs | PWROILINDSO | TotalAnnualMaxCapacityInvestment | 2031 | 0.028183 | lid_fill | 2026-05-26T16:12:06.094262
BAU | Secondary Techs | PWROILINDSO | TotalAnnualMaxCapacityInvestment | 2032 | 0.033858 | lid_fill | 2026-05-26T16:12:06.094262
BAU | Secondary Techs | PWROILINDSO | TotalAnnualMaxCapacityInvestment | 2033 | 0.033857 | lid_fill | 2026-05-26T16:12:06.094262
BAU | Secondary Techs | PWROILINDSO | TotalAnnualMaxCapacityInvestment | 2034 | 0.033858 | lid_fill | 2026-05-26T16:12:06.094262
BAU | Secondary Techs | PWROILINDSO | TotalAnnualMaxCapacityInvestment | 2035 | 0.033857 | lid_fill | 2026-05-26T16:12:06.094262
BAU | Secondary Techs | PWROILINDSO | TotalAnnualMaxCapacityInvestment | 2036 | 0.033858 | lid_fill | 2026-05-26T16:12:06.094262
BAU | Secondary Techs | PWROILINDSO | TotalAnnualMaxCapacityInvestment | 2037 | 0.036198 | lid_fill | 2026-05-26T16:12:06.094262
BAU | Secondary Techs | PWROILINDSO | TotalAnnualMaxCapacityInvestment | 2038 | 0.036198 | lid_fill | 2026-05-26T16:12:06.094262
BAU | Secondary Techs | PWROILINDSO | TotalAnnualMaxCapacityInvestment | 2039 | 0.036198 | lid_fill | 2026-05-26T16:12:06.094262
BAU | Secondary Techs | PWROILINDSO | TotalAnnualMaxCapacityInvestment | 2040 | 0.03534 | lid_fill | 2026-05-26T16:12:06.094262
BAU | Secondary Techs | PWROILINDSO | TotalAnnualMaxCapacityInvestment | 2041 | 0.036167 | lid_fill | 2026-05-26T16:12:06.094262
BAU | Secondary Techs | PWROILINDSO | TotalAnnualMaxCapacityInvestment | 2042 | 0.040488 | lid_fill | 2026-05-26T16:12:06.094262
BAU | Secondary Techs | PWROILINDSO | TotalAnnualMaxCapacityInvestment | 2043 | 0.042061 | lid_fill | 2026-05-26T16:12:06.094262
BAU | Secondary Techs | PWROILINDSO | TotalAnnualMaxCapacityInvestment | 2044 | 0.043694 | lid_fill | 2026-05-26T16:12:06.094262
BAU | Secondary Techs | PWROILINDSO | TotalAnnualMaxCapacityInvestment | 2045 | 0.045391 | lid_fill | 2026-05-26T16:12:06.094262
BAU | Secondary Techs | PWROILINDSO | TotalAnnualMaxCapacityInvestment | 2046 | 0.047154 | lid_fill | 2026-05-26T16:12:06.094262
BAU | Secondary Techs | PWROILINDSO | TotalAnnualMaxCapacityInvestment | 2047 | 0.048986 | lid_fill | 2026-05-26T16:12:06.094262
BAU | Secondary Techs | PWROILINDSO | TotalAnnualMaxCapacityInvestment | 2048 | 0.050888 | lid_fill | 2026-05-26T16:12:06.094262
BAU | Secondary Techs | PWROILINDSO | TotalAnnualMaxCapacityInvestment | 2049 | 0.052864 | lid_fill | 2026-05-26T16:12:06.094262
BAU | Secondary Techs | PWROILINDSO | TotalAnnualMaxCapacityInvestment | 2050 | 0.054918 | lid_fill | 2026-05-26T16:12:06.094262
BAU | Secondary Techs | PWRURNINDSO | TotalAnnualMaxCapacityInvestment | 2023 | 0 | lid_fill | 2026-05-26T16:12:06.094262
BAU | Secondary Techs | PWRURNINDSO | TotalAnnualMaxCapacityInvestment | 2024 | 0.505 | untie_min_inv | 2026-05-26T16:12:06.094262
BAU | Secondary Techs | PWRURNINDSO | TotalAnnualMaxCapacityInvestment | 2025 | 4.04 | untie_min_inv | 2026-05-26T16:12:06.094262
BAU | Secondary Techs | PWRURNINDSO | TotalAnnualMaxCapacityInvestment | 2026 | 0.2343 | lid_fill | 2026-05-26T16:12:06.094262
BAU | Secondary Techs | PWRURNINDSO | TotalAnnualMaxCapacityInvestment | 2027 | 0.23702 | lid_fill | 2026-05-26T16:12:06.094262
BAU | Secondary Techs | PWRURNINDSO | TotalAnnualMaxCapacityInvestment | 2028 | 0.24689 | lid_fill | 2026-05-26T16:12:06.094262
BAU | Secondary Techs | PWRURNINDSO | TotalAnnualMaxCapacityInvestment | 2029 | 0.28596 | lid_fill | 2026-05-26T16:12:06.094262
BAU | Secondary Techs | PWRURNINDSO | TotalAnnualMaxCapacityInvestment | 2030 | 0.22139 | lid_fill | 2026-05-26T16:12:06.094262
BAU | Secondary Techs | PWRURNINDSO | TotalAnnualMaxCapacityInvestment | 2031 | 0.21577 | lid_fill | 2026-05-26T16:12:06.094262
BAU | Secondary Techs | PWRURNINDSO | TotalAnnualMaxCapacityInvestment | 2032 | 0.25921 | lid_fill | 2026-05-26T16:12:06.094262
BAU | Secondary Techs | PWRURNINDSO | TotalAnnualMaxCapacityInvestment | 2033 | 0.2592 | lid_fill | 2026-05-26T16:12:06.094262
BAU | Secondary Techs | PWRURNINDSO | TotalAnnualMaxCapacityInvestment | 2034 | 0.25921 | lid_fill | 2026-05-26T16:12:06.094262
BAU | Secondary Techs | PWRURNINDSO | TotalAnnualMaxCapacityInvestment | 2035 | 0.2592 | lid_fill | 2026-05-26T16:12:06.094262
BAU | Secondary Techs | PWRURNINDSO | TotalAnnualMaxCapacityInvestment | 2036 | 0.25921 | lid_fill | 2026-05-26T16:12:06.094262
BAU | Secondary Techs | PWRURNINDSO | TotalAnnualMaxCapacityInvestment | 2037 | 0.27712 | lid_fill | 2026-05-26T16:12:06.094262
BAU | Secondary Techs | PWRURNINDSO | TotalAnnualMaxCapacityInvestment | 2038 | 0.27712 | lid_fill | 2026-05-26T16:12:06.094262
BAU | Secondary Techs | PWRURNINDSO | TotalAnnualMaxCapacityInvestment | 2039 | 0.27712 | lid_fill | 2026-05-26T16:12:06.094262
BAU | Secondary Techs | PWRURNINDSO | TotalAnnualMaxCapacityInvestment | 2040 | 0.27056 | lid_fill | 2026-05-26T16:12:06.094262
BAU | Secondary Techs | PWRURNINDSO | TotalAnnualMaxCapacityInvestment | 2041 | 0.27689 | lid_fill | 2026-05-26T16:12:06.094262
BAU | Secondary Techs | PWRURNINDSO | TotalAnnualMaxCapacityInvestment | 2042 | 0.30997 | lid_fill | 2026-05-26T16:12:06.094262
BAU | Secondary Techs | PWRURNINDSO | TotalAnnualMaxCapacityInvestment | 2043 | 0.32201 | lid_fill | 2026-05-26T16:12:06.094262
BAU | Secondary Techs | PWRURNINDSO | TotalAnnualMaxCapacityInvestment | 2044 | 0.33451 | lid_fill | 2026-05-26T16:12:06.094262
BAU | Secondary Techs | PWRURNINDSO | TotalAnnualMaxCapacityInvestment | 2045 | 0.3475 | lid_fill | 2026-05-26T16:12:06.094262
BAU | Secondary Techs | PWRURNINDSO | TotalAnnualMaxCapacityInvestment | 2046 | 0.361 | lid_fill | 2026-05-26T16:12:06.094262
BAU | Secondary Techs | PWRURNINDSO | TotalAnnualMaxCapacityInvestment | 2047 | 0.37502 | lid_fill | 2026-05-26T16:12:06.094262
BAU | Secondary Techs | PWRURNINDSO | TotalAnnualMaxCapacityInvestment | 2048 | 0.38959 | lid_fill | 2026-05-26T16:12:06.094262
BAU | Secondary Techs | PWRURNINDSO | TotalAnnualMaxCapacityInvestment | 2049 | 0.40472 | lid_fill | 2026-05-26T16:12:06.094262
BAU | Secondary Techs | PWRURNINDSO | TotalAnnualMaxCapacityInvestment | 2050 | 0.42044 | lid_fill | 2026-05-26T16:12:06.094262
BAU | Secondary Techs | PWRCOABGDXX | TotalAnnualMaxCapacityInvestment | 2023 | 0 | lid_fill | 2026-05-26T16:12:06.094262
BAU | Secondary Techs | PWRCOABGDXX | TotalAnnualMaxCapacityInvestment | 2024 | 0.39701 | lid_fill | 2026-05-26T16:12:06.094262
BAU | Secondary Techs | PWRCOABGDXX | TotalAnnualMaxCapacityInvestment | 2025 | 1.3332 | untie_min_inv | 2026-05-26T16:12:06.094262
BAU | Secondary Techs | PWRCOABGDXX | TotalAnnualMaxCapacityInvestment | 2026 | 0.45269 | lid_fill | 2026-05-26T16:12:06.094262
BAU | Secondary Techs | PWRCOABGDXX | TotalAnnualMaxCapacityInvestment | 2027 | 0.48337 | lid_fill | 2026-05-26T16:12:06.094262
BAU | Secondary Techs | PWRCOABGDXX | TotalAnnualMaxCapacityInvestment | 2028 | 0.51616 | lid_fill | 2026-05-26T16:12:06.094262
BAU | Secondary Techs | PWRCOABGDXX | TotalAnnualMaxCapacityInvestment | 2029 | 0.55117 | lid_fill | 2026-05-26T16:12:06.094262
BAU | Secondary Techs | PWRCOABGDXX | TotalAnnualMaxCapacityInvestment | 2030 | 0.58853 | lid_fill | 2026-05-26T16:12:06.094262
BAU | Secondary Techs | PWRCOABGDXX | TotalAnnualMaxCapacityInvestment | 2031 | 0.49618 | lid_fill | 2026-05-26T16:12:06.094262
BAU | Secondary Techs | PWRCOABGDXX | TotalAnnualMaxCapacityInvestment | 2032 | 0.52275 | lid_fill | 2026-05-26T16:12:06.094262
BAU | Secondary Techs | PWRCOABGDXX | TotalAnnualMaxCapacityInvestment | 2033 | 0.55074 | lid_fill | 2026-05-26T16:12:06.094262
BAU | Secondary Techs | PWRCOABGDXX | TotalAnnualMaxCapacityInvestment | 2034 | 0.58022 | lid_fill | 2026-05-26T16:12:06.094262
BAU | Secondary Techs | PWRCOABGDXX | TotalAnnualMaxCapacityInvestment | 2035 | 0.61129 | lid_fill | 2026-05-26T16:12:06.094262
BAU | Secondary Techs | PWRCOABGDXX | TotalAnnualMaxCapacityInvestment | 2036 | 0.64402 | lid_fill | 2026-05-26T16:12:06.094262
BAU | Secondary Techs | PWRCOABGDXX | TotalAnnualMaxCapacityInvestment | 2037 | 0.67849 | lid_fill | 2026-05-26T16:12:06.094262
BAU | Secondary Techs | PWRCOABGDXX | TotalAnnualMaxCapacityInvestment | 2038 | 0.71483 | lid_fill | 2026-05-26T16:12:06.094262
BAU | Secondary Techs | PWRCOABGDXX | TotalAnnualMaxCapacityInvestment | 2039 | 0.7531 | lid_fill | 2026-05-26T16:12:06.094262
BAU | Secondary Techs | PWRCOABGDXX | TotalAnnualMaxCapacityInvestment | 2040 | 0.79343 | lid_fill | 2026-05-26T16:12:06.094262
BAU | Secondary Techs | PWRCOABGDXX | TotalAnnualMaxCapacityInvestment | 2041 | 0.8359 | lid_fill | 2026-05-26T16:12:06.094262
BAU | Secondary Techs | PWRCOABGDXX | TotalAnnualMaxCapacityInvestment | 2042 | 0.70163 | lid_fill | 2026-05-26T16:12:06.094262
BAU | Secondary Techs | PWRCOABGDXX | TotalAnnualMaxCapacityInvestment | 2043 | 0.73155 | lid_fill | 2026-05-26T16:12:06.094262
BAU | Secondary Techs | PWRCOABGDXX | TotalAnnualMaxCapacityInvestment | 2044 | 0.76275 | lid_fill | 2026-05-26T16:12:06.094262
BAU | Secondary Techs | PWRCOABGDXX | TotalAnnualMaxCapacityInvestment | 2045 | 0.79529 | lid_fill | 2026-05-26T16:12:06.094262
BAU | Secondary Techs | PWRCOABGDXX | TotalAnnualMaxCapacityInvestment | 2046 | 0.82923 | lid_fill | 2026-05-26T16:12:06.094262
BAU | Secondary Techs | PWRCOABGDXX | TotalAnnualMaxCapacityInvestment | 2047 | 0.86459 | lid_fill | 2026-05-26T16:12:06.094262
BAU | Secondary Techs | PWRCOABGDXX | TotalAnnualMaxCapacityInvestment | 2048 | 0.90147 | lid_fill | 2026-05-26T16:12:06.094262
BAU | Secondary Techs | PWRCOABGDXX | TotalAnnualMaxCapacityInvestment | 2049 | 0.93992 | lid_fill | 2026-05-26T16:12:06.094262
BAU | Secondary Techs | PWRCOABGDXX | TotalAnnualMaxCapacityInvestment | 2050 | 0.98002 | lid_fill | 2026-05-26T16:12:06.094262
BAU | Secondary Techs | PWRWASINDNO | TotalAnnualMaxCapacityInvestment | 2023 | 0 | lid_fill | 2026-05-26T16:12:06.094262
BAU | Secondary Techs | PWRWASINDNO | TotalAnnualMaxCapacityInvestment | 2024 | 0.014652 | lid_fill | 2026-05-26T16:12:06.094262
BAU | Secondary Techs | PWRWASINDNO | TotalAnnualMaxCapacityInvestment | 2025 | 0.015491 | lid_fill | 2026-05-26T16:12:06.094262
BAU | Secondary Techs | PWRWASINDNO | TotalAnnualMaxCapacityInvestment | 2026 | 0.016632 | lid_fill | 2026-05-26T16:12:06.094262
BAU | Secondary Techs | PWRWASINDNO | TotalAnnualMaxCapacityInvestment | 2027 | 0.017656 | lid_fill | 2026-05-26T16:12:06.094262
BAU | Secondary Techs | PWRWASINDNO | TotalAnnualMaxCapacityInvestment | 2028 | 0.018562 | lid_fill | 2026-05-26T16:12:06.094262
BAU | Secondary Techs | PWRWASINDNO | TotalAnnualMaxCapacityInvestment | 2029 | 0.021699 | lid_fill | 2026-05-26T16:12:06.094262
BAU | Secondary Techs | PWRWASINDNO | TotalAnnualMaxCapacityInvestment | 2030 | 0.01651 | lid_fill | 2026-05-26T16:12:06.094262
BAU | Secondary Techs | PWRWASINDNO | TotalAnnualMaxCapacityInvestment | 2031 | 0.016654 | lid_fill | 2026-05-26T16:12:06.094262
BAU | Secondary Techs | PWRWASINDNO | TotalAnnualMaxCapacityInvestment | 2032 | 0.019579 | lid_fill | 2026-05-26T16:12:06.094262
BAU | Secondary Techs | PWRWASINDNO | TotalAnnualMaxCapacityInvestment | 2033 | 0.019579 | lid_fill | 2026-05-26T16:12:06.094262
BAU | Secondary Techs | PWRWASINDNO | TotalAnnualMaxCapacityInvestment | 2034 | 0.019579 | lid_fill | 2026-05-26T16:12:06.094262
BAU | Secondary Techs | PWRWASINDNO | TotalAnnualMaxCapacityInvestment | 2035 | 0.019579 | lid_fill | 2026-05-26T16:12:06.094262
BAU | Secondary Techs | PWRWASINDNO | TotalAnnualMaxCapacityInvestment | 2036 | 0.019579 | lid_fill | 2026-05-26T16:12:06.094262
BAU | Secondary Techs | PWRWASINDNO | TotalAnnualMaxCapacityInvestment | 2037 | 0.021291 | lid_fill | 2026-05-26T16:12:06.094262
BAU | Secondary Techs | PWRWASINDNO | TotalAnnualMaxCapacityInvestment | 2038 | 0.021291 | lid_fill | 2026-05-26T16:12:06.094262
BAU | Secondary Techs | PWRWASINDNO | TotalAnnualMaxCapacityInvestment | 2039 | 0.021291 | lid_fill | 2026-05-26T16:12:06.094262
BAU | Secondary Techs | PWRWASINDNO | TotalAnnualMaxCapacityInvestment | 2040 | 0.020339 | lid_fill | 2026-05-26T16:12:06.094262
BAU | Secondary Techs | PWRWASINDNO | TotalAnnualMaxCapacityInvestment | 2041 | 0.021256 | lid_fill | 2026-05-26T16:12:06.094262
BAU | Secondary Techs | PWRWASINDNO | TotalAnnualMaxCapacityInvestment | 2042 | 0.02388 | lid_fill | 2026-05-26T16:12:06.094262
BAU | Secondary Techs | PWRWASINDNO | TotalAnnualMaxCapacityInvestment | 2043 | 0.024861 | lid_fill | 2026-05-26T16:12:06.094262
BAU | Secondary Techs | PWRWASINDNO | TotalAnnualMaxCapacityInvestment | 2044 | 0.025551 | lid_fill | 2026-05-26T16:12:06.094262
BAU | Secondary Techs | PWRWASINDNO | TotalAnnualMaxCapacityInvestment | 2045 | 0.026081 | lid_fill | 2026-05-26T16:12:06.094262
BAU | Secondary Techs | PWRWASINDNO | TotalAnnualMaxCapacityInvestment | 2046 | 0.027948 | lid_fill | 2026-05-26T16:12:06.094262
BAU | Secondary Techs | PWRWASINDNO | TotalAnnualMaxCapacityInvestment | 2047 | 0.029077 | lid_fill | 2026-05-26T16:12:06.094262
BAU | Secondary Techs | PWRWASINDNO | TotalAnnualMaxCapacityInvestment | 2048 | 0.03025 | lid_fill | 2026-05-26T16:12:06.094262
BAU | Secondary Techs | PWRWASINDNO | TotalAnnualMaxCapacityInvestment | 2049 | 0.031471 | lid_fill | 2026-05-26T16:12:06.094262
BAU | Secondary Techs | PWRWASINDNO | TotalAnnualMaxCapacityInvestment | 2050 | 0.032741 | lid_fill | 2026-05-26T16:12:06.094262
BAU | Secondary Techs | PWRWONBTNXX | TotalAnnualMaxCapacityInvestment | 2023 | 0 | lid_fill | 2026-05-26T16:12:06.094262
BAU | Secondary Techs | PWRWONBTNXX | TotalAnnualMaxCapacityInvestment | 2024 | 7.1848e-05 | lid_fill | 2026-05-26T16:12:06.094262
BAU | Secondary Techs | PWRWONBTNXX | TotalAnnualMaxCapacityInvestment | 2025 | 7.6935e-05 | lid_fill | 2026-05-26T16:12:06.094262
BAU | Secondary Techs | PWRWONBTNXX | TotalAnnualMaxCapacityInvestment | 2026 | 8.2264e-05 | lid_fill | 2026-05-26T16:12:06.094262
BAU | Secondary Techs | PWRWONBTNXX | TotalAnnualMaxCapacityInvestment | 2027 | 8.7981e-05 | lid_fill | 2026-05-26T16:12:06.094262
BAU | Secondary Techs | PWRWONBTNXX | TotalAnnualMaxCapacityInvestment | 2028 | 9.4182e-05 | lid_fill | 2026-05-26T16:12:06.094262
BAU | Secondary Techs | PWRWONBTNXX | TotalAnnualMaxCapacityInvestment | 2029 | 0.00010077 | lid_fill | 2026-05-26T16:12:06.094262
BAU | Secondary Techs | PWRWONBTNXX | TotalAnnualMaxCapacityInvestment | 2030 | 0.0001078 | lid_fill | 2026-05-26T16:12:06.094262
BAU | Secondary Techs | PWRWONBTNXX | TotalAnnualMaxCapacityInvestment | 2031 | 0.0001154 | lid_fill | 2026-05-26T16:12:06.094262
BAU | Secondary Techs | PWRWONBTNXX | TotalAnnualMaxCapacityInvestment | 2032 | 0.00012349 | lid_fill | 2026-05-26T16:12:06.094262
BAU | Secondary Techs | PWRWONBTNXX | TotalAnnualMaxCapacityInvestment | 2033 | 0.00013212 | lid_fill | 2026-05-26T16:12:06.094262
BAU | Secondary Techs | PWRWONBTNXX | TotalAnnualMaxCapacityInvestment | 2034 | 0.00014137 | lid_fill | 2026-05-26T16:12:06.094262
BAU | Secondary Techs | PWRWONBTNXX | TotalAnnualMaxCapacityInvestment | 2035 | 0.0001512 | lid_fill | 2026-05-26T16:12:06.094262
BAU | Secondary Techs | PWRWONBTNXX | TotalAnnualMaxCapacityInvestment | 2036 | 0.00016186 | lid_fill | 2026-05-26T16:12:06.094262
BAU | Secondary Techs | PWRWONBTNXX | TotalAnnualMaxCapacityInvestment | 2037 | 0.0001731 | lid_fill | 2026-05-26T16:12:06.094262
BAU | Secondary Techs | PWRWONBTNXX | TotalAnnualMaxCapacityInvestment | 2038 | 0.00018526 | lid_fill | 2026-05-26T16:12:06.094262
BAU | Secondary Techs | PWRWONBTNXX | TotalAnnualMaxCapacityInvestment | 2039 | 0.00019825 | lid_fill | 2026-05-26T16:12:06.094262
BAU | Secondary Techs | PWRWONBTNXX | TotalAnnualMaxCapacityInvestment | 2040 | 0.00021205 | lid_fill | 2026-05-26T16:12:06.094262
BAU | Secondary Techs | PWRWONBTNXX | TotalAnnualMaxCapacityInvestment | 2041 | 0.00022693 | lid_fill | 2026-05-26T16:12:06.094262
BAU | Secondary Techs | PWRWONBTNXX | TotalAnnualMaxCapacityInvestment | 2042 | 0.00024277 | lid_fill | 2026-05-26T16:12:06.094262
BAU | Secondary Techs | PWRWONBTNXX | TotalAnnualMaxCapacityInvestment | 2043 | 0.00025978 | lid_fill | 2026-05-26T16:12:06.094262
BAU | Secondary Techs | PWRWONBTNXX | TotalAnnualMaxCapacityInvestment | 2044 | 0.00027789 | lid_fill | 2026-05-26T16:12:06.094262
BAU | Secondary Techs | PWRWONBTNXX | TotalAnnualMaxCapacityInvestment | 2045 | 0.00029742 | lid_fill | 2026-05-26T16:12:06.094262
BAU | Secondary Techs | PWRWONBTNXX | TotalAnnualMaxCapacityInvestment | 2046 | 0.00031815 | lid_fill | 2026-05-26T16:12:06.094262
BAU | Secondary Techs | PWRWONBTNXX | TotalAnnualMaxCapacityInvestment | 2047 | 0.00034044 | lid_fill | 2026-05-26T16:12:06.094262
BAU | Secondary Techs | PWRWONBTNXX | TotalAnnualMaxCapacityInvestment | 2048 | 0.00036423 | lid_fill | 2026-05-26T16:12:06.094262
BAU | Secondary Techs | PWRWONBTNXX | TotalAnnualMaxCapacityInvestment | 2049 | 0.00038971 | lid_fill | 2026-05-26T16:12:06.094262
BAU | Secondary Techs | PWRWONBTNXX | TotalAnnualMaxCapacityInvestment | 2050 | 0.00041699 | lid_fill | 2026-05-26T16:12:06.094262
BAU | Secondary Techs | PWRHYDINDWE | TotalAnnualMaxCapacityInvestment | 2023 | 0 | lid_fill | 2026-05-26T16:12:06.094262
BAU | Secondary Techs | PWRHYDINDWE | TotalAnnualMaxCapacityInvestment | 2024 | 0.45397 | lid_fill | 2026-05-26T16:12:06.094262
BAU | Secondary Techs | PWRHYDINDWE | TotalAnnualMaxCapacityInvestment | 2025 | 0.49673 | lid_fill | 2026-05-26T16:12:06.094262
BAU | Secondary Techs | PWRHYDINDWE | TotalAnnualMaxCapacityInvestment | 2026 | 1.9392 | untie_min_inv | 2026-05-26T16:12:06.094262
BAU | Secondary Techs | PWRHYDINDWE | TotalAnnualMaxCapacityInvestment | 2027 | 0.54008 | lid_fill | 2026-05-26T16:12:06.094262
BAU | Secondary Techs | PWRHYDINDWE | TotalAnnualMaxCapacityInvestment | 2028 | 2.525 | untie_min_inv | 2026-05-26T16:12:06.094262
BAU | Secondary Techs | PWRHYDINDWE | TotalAnnualMaxCapacityInvestment | 2029 | 0.69081 | lid_fill | 2026-05-26T16:12:06.094262
BAU | Secondary Techs | PWRHYDINDWE | TotalAnnualMaxCapacityInvestment | 2030 | 0.39408 | lid_fill | 2026-05-26T16:12:06.094262
BAU | Secondary Techs | PWRHYDINDWE | TotalAnnualMaxCapacityInvestment | 2031 | 0.37738 | lid_fill | 2026-05-26T16:12:06.094262
BAU | Secondary Techs | PWRHYDINDWE | TotalAnnualMaxCapacityInvestment | 2032 | 0.5697 | lid_fill | 2026-05-26T16:12:06.094262
BAU | Secondary Techs | PWRHYDINDWE | TotalAnnualMaxCapacityInvestment | 2033 | 0.5697 | lid_fill | 2026-05-26T16:12:06.094262
BAU | Secondary Techs | PWRHYDINDWE | TotalAnnualMaxCapacityInvestment | 2034 | 0.5697 | lid_fill | 2026-05-26T16:12:06.094262
BAU | Secondary Techs | PWRHYDINDWE | TotalAnnualMaxCapacityInvestment | 2035 | 0.5697 | lid_fill | 2026-05-26T16:12:06.094262
BAU | Secondary Techs | PWRHYDINDWE | TotalAnnualMaxCapacityInvestment | 2036 | 0.5697 | lid_fill | 2026-05-26T16:12:06.094262
BAU | Secondary Techs | PWRHYDINDWE | TotalAnnualMaxCapacityInvestment | 2037 | 0.62852 | lid_fill | 2026-05-26T16:12:06.094262
BAU | Secondary Techs | PWRHYDINDWE | TotalAnnualMaxCapacityInvestment | 2038 | 0.62852 | lid_fill | 2026-05-26T16:12:06.094262
BAU | Secondary Techs | PWRHYDINDWE | TotalAnnualMaxCapacityInvestment | 2039 | 0.62852 | lid_fill | 2026-05-26T16:12:06.094262
BAU | Secondary Techs | PWRHYDINDWE | TotalAnnualMaxCapacityInvestment | 2040 | 0.62852 | lid_fill | 2026-05-26T16:12:06.094262
BAU | Secondary Techs | PWRHYDINDWE | TotalAnnualMaxCapacityInvestment | 2041 | 0.62852 | lid_fill | 2026-05-26T16:12:06.094262
BAU | Secondary Techs | PWRHYDINDWE | TotalAnnualMaxCapacityInvestment | 2042 | 0.70545 | lid_fill | 2026-05-26T16:12:06.094262
BAU | Secondary Techs | PWRHYDINDWE | TotalAnnualMaxCapacityInvestment | 2043 | 0.7335 | lid_fill | 2026-05-26T16:12:06.094262
BAU | Secondary Techs | PWRHYDINDWE | TotalAnnualMaxCapacityInvestment | 2044 | 0.76266 | lid_fill | 2026-05-26T16:12:06.094262
BAU | Secondary Techs | PWRHYDINDWE | TotalAnnualMaxCapacityInvestment | 2045 | 0.79299 | lid_fill | 2026-05-26T16:12:06.094262
BAU | Secondary Techs | PWRHYDINDWE | TotalAnnualMaxCapacityInvestment | 2046 | 0.82452 | lid_fill | 2026-05-26T16:12:06.094262
BAU | Secondary Techs | PWRHYDINDWE | TotalAnnualMaxCapacityInvestment | 2047 | 0.85731 | lid_fill | 2026-05-26T16:12:06.094262
BAU | Secondary Techs | PWRHYDINDWE | TotalAnnualMaxCapacityInvestment | 2048 | 0.89139 | lid_fill | 2026-05-26T16:12:06.094262
BAU | Secondary Techs | PWRHYDINDWE | TotalAnnualMaxCapacityInvestment | 2049 | 0.92684 | lid_fill | 2026-05-26T16:12:06.094262
BAU | Secondary Techs | PWRHYDINDWE | TotalAnnualMaxCapacityInvestment | 2050 | 0.96369 | lid_fill | 2026-05-26T16:12:06.094262
BAU | Secondary Techs | PWRSPVBGDXX | TotalAnnualMaxCapacityInvestment | 2023 | 0 | lid_fill | 2026-05-26T16:12:06.094262
BAU | Secondary Techs | PWRSPVBGDXX | TotalAnnualMaxCapacityInvestment | 2024 | 0.041985 | lid_fill | 2026-05-26T16:12:06.094262
BAU | Secondary Techs | PWRSPVBGDXX | TotalAnnualMaxCapacityInvestment | 2025 | 3.1159 | untie_min_inv | 2026-05-26T16:12:06.094262
BAU | Secondary Techs | PWRSPVBGDXX | TotalAnnualMaxCapacityInvestment | 2026 | 0.047873 | lid_fill | 2026-05-26T16:12:06.094262
BAU | Secondary Techs | PWRSPVBGDXX | TotalAnnualMaxCapacityInvestment | 2027 | 0.051119 | lid_fill | 2026-05-26T16:12:06.094262
BAU | Secondary Techs | PWRSPVBGDXX | TotalAnnualMaxCapacityInvestment | 2028 | 0.054586 | lid_fill | 2026-05-26T16:12:06.094262
BAU | Secondary Techs | PWRSPVBGDXX | TotalAnnualMaxCapacityInvestment | 2029 | 0.058289 | lid_fill | 2026-05-26T16:12:06.094262
BAU | Secondary Techs | PWRSPVBGDXX | TotalAnnualMaxCapacityInvestment | 2030 | 0.06224 | lid_fill | 2026-05-26T16:12:06.094262
BAU | Secondary Techs | PWRSPVBGDXX | TotalAnnualMaxCapacityInvestment | 2031 | 0.052473 | lid_fill | 2026-05-26T16:12:06.094262
BAU | Secondary Techs | PWRSPVBGDXX | TotalAnnualMaxCapacityInvestment | 2032 | 0.055283 | lid_fill | 2026-05-26T16:12:06.094262
BAU | Secondary Techs | PWRSPVBGDXX | TotalAnnualMaxCapacityInvestment | 2033 | 0.058242 | lid_fill | 2026-05-26T16:12:06.094262
BAU | Secondary Techs | PWRSPVBGDXX | TotalAnnualMaxCapacityInvestment | 2034 | 0.06136 | lid_fill | 2026-05-26T16:12:06.094262
BAU | Secondary Techs | PWRSPVBGDXX | TotalAnnualMaxCapacityInvestment | 2035 | 0.064646 | lid_fill | 2026-05-26T16:12:06.094262
BAU | Secondary Techs | PWRSPVBGDXX | TotalAnnualMaxCapacityInvestment | 2036 | 0.068107 | lid_fill | 2026-05-26T16:12:06.094262
BAU | Secondary Techs | PWRSPVBGDXX | TotalAnnualMaxCapacityInvestment | 2037 | 0.071753 | lid_fill | 2026-05-26T16:12:06.094262
BAU | Secondary Techs | PWRSPVBGDXX | TotalAnnualMaxCapacityInvestment | 2038 | 0.075596 | lid_fill | 2026-05-26T16:12:06.094262
BAU | Secondary Techs | PWRSPVBGDXX | TotalAnnualMaxCapacityInvestment | 2039 | 0.079643 | lid_fill | 2026-05-26T16:12:06.094262
BAU | Secondary Techs | PWRSPVBGDXX | TotalAnnualMaxCapacityInvestment | 2040 | 0.083908 | lid_fill | 2026-05-26T16:12:06.094262
BAU | Secondary Techs | PWRSPVBGDXX | TotalAnnualMaxCapacityInvestment | 2041 | 0.0884 | lid_fill | 2026-05-26T16:12:06.094262
BAU | Secondary Techs | PWRSPVBGDXX | TotalAnnualMaxCapacityInvestment | 2042 | 0.0742 | lid_fill | 2026-05-26T16:12:06.094262
BAU | Secondary Techs | PWRSPVBGDXX | TotalAnnualMaxCapacityInvestment | 2043 | 0.077364 | lid_fill | 2026-05-26T16:12:06.094262
BAU | Secondary Techs | PWRSPVBGDXX | TotalAnnualMaxCapacityInvestment | 2044 | 0.080664 | lid_fill | 2026-05-26T16:12:06.094262
BAU | Secondary Techs | PWRSPVBGDXX | TotalAnnualMaxCapacityInvestment | 2045 | 0.084105 | lid_fill | 2026-05-26T16:12:06.094262
BAU | Secondary Techs | PWRSPVBGDXX | TotalAnnualMaxCapacityInvestment | 2046 | 0.087694 | lid_fill | 2026-05-26T16:12:06.094262
BAU | Secondary Techs | PWRSPVBGDXX | TotalAnnualMaxCapacityInvestment | 2047 | 0.091433 | lid_fill | 2026-05-26T16:12:06.094262
BAU | Secondary Techs | PWRSPVBGDXX | TotalAnnualMaxCapacityInvestment | 2048 | 0.095334 | lid_fill | 2026-05-26T16:12:06.094262
BAU | Secondary Techs | PWRSPVBGDXX | TotalAnnualMaxCapacityInvestment | 2049 | 0.099401 | lid_fill | 2026-05-26T16:12:06.094262
BAU | Secondary Techs | PWRSPVBGDXX | TotalAnnualMaxCapacityInvestment | 2050 | 0.10364 | lid_fill | 2026-05-26T16:12:06.094262
BAU | Secondary Techs | PWRCOAINDWE | TotalAnnualMaxCapacityInvestment | 2023 | 0 | lid_fill | 2026-05-26T16:12:06.094262
BAU | Secondary Techs | PWRCOAINDWE | TotalAnnualMaxCapacityInvestment | 2024 | 5.2684 | lid_fill | 2026-05-26T16:12:06.094262
BAU | Secondary Techs | PWRCOAINDWE | TotalAnnualMaxCapacityInvestment | 2025 | 5.7646 | lid_fill | 2026-05-26T16:12:06.094262
BAU | Secondary Techs | PWRCOAINDWE | TotalAnnualMaxCapacityInvestment | 2026 | 6.4994 | lid_fill | 2026-05-26T16:12:06.094262
BAU | Secondary Techs | PWRCOAINDWE | TotalAnnualMaxCapacityInvestment | 2027 | 6.2677 | lid_fill | 2026-05-26T16:12:06.094262
BAU | Secondary Techs | PWRCOAINDWE | TotalAnnualMaxCapacityInvestment | 2028 | 6.4937 | lid_fill | 2026-05-26T16:12:06.094262
BAU | Secondary Techs | PWRCOAINDWE | TotalAnnualMaxCapacityInvestment | 2029 | 8.017 | lid_fill | 2026-05-26T16:12:06.094262
BAU | Secondary Techs | PWRCOAINDWE | TotalAnnualMaxCapacityInvestment | 2030 | 4.5734 | lid_fill | 2026-05-26T16:12:06.094262
BAU | Secondary Techs | PWRCOAINDWE | TotalAnnualMaxCapacityInvestment | 2031 | 4.3795 | lid_fill | 2026-05-26T16:12:06.094262
BAU | Secondary Techs | PWRCOAINDWE | TotalAnnualMaxCapacityInvestment | 2032 | 6.6116 | lid_fill | 2026-05-26T16:12:06.094262
BAU | Secondary Techs | PWRCOAINDWE | TotalAnnualMaxCapacityInvestment | 2033 | 6.6116 | lid_fill | 2026-05-26T16:12:06.094262
BAU | Secondary Techs | PWRCOAINDWE | TotalAnnualMaxCapacityInvestment | 2034 | 6.6115 | lid_fill | 2026-05-26T16:12:06.094262
BAU | Secondary Techs | PWRCOAINDWE | TotalAnnualMaxCapacityInvestment | 2035 | 6.6116 | lid_fill | 2026-05-26T16:12:06.094262
BAU | Secondary Techs | PWRCOAINDWE | TotalAnnualMaxCapacityInvestment | 2036 | 6.6116 | lid_fill | 2026-05-26T16:12:06.094262
BAU | Secondary Techs | PWRCOAINDWE | TotalAnnualMaxCapacityInvestment | 2037 | 7.2941 | lid_fill | 2026-05-26T16:12:06.094262
BAU | Secondary Techs | PWRCOAINDWE | TotalAnnualMaxCapacityInvestment | 2038 | 7.2941 | lid_fill | 2026-05-26T16:12:06.094262
BAU | Secondary Techs | PWRCOAINDWE | TotalAnnualMaxCapacityInvestment | 2039 | 7.2942 | lid_fill | 2026-05-26T16:12:06.094262
BAU | Secondary Techs | PWRCOAINDWE | TotalAnnualMaxCapacityInvestment | 2040 | 7.2941 | lid_fill | 2026-05-26T16:12:06.094262
BAU | Secondary Techs | PWRCOAINDWE | TotalAnnualMaxCapacityInvestment | 2041 | 7.2941 | lid_fill | 2026-05-26T16:12:06.094262
BAU | Secondary Techs | PWRCOAINDWE | TotalAnnualMaxCapacityInvestment | 2042 | 8.1869 | lid_fill | 2026-05-26T16:12:06.094262
BAU | Secondary Techs | PWRCOAINDWE | TotalAnnualMaxCapacityInvestment | 2043 | 8.5124 | lid_fill | 2026-05-26T16:12:06.094262
BAU | Secondary Techs | PWRCOAINDWE | TotalAnnualMaxCapacityInvestment | 2044 | 8.8509 | lid_fill | 2026-05-26T16:12:06.094262
BAU | Secondary Techs | PWRCOAINDWE | TotalAnnualMaxCapacityInvestment | 2045 | 9.2028 | lid_fill | 2026-05-26T16:12:06.094262
BAU | Secondary Techs | PWRCOAINDWE | TotalAnnualMaxCapacityInvestment | 2046 | 9.5688 | lid_fill | 2026-05-26T16:12:06.094262
BAU | Secondary Techs | PWRCOAINDWE | TotalAnnualMaxCapacityInvestment | 2047 | 9.9493 | lid_fill | 2026-05-26T16:12:06.094262
BAU | Secondary Techs | PWRCOAINDWE | TotalAnnualMaxCapacityInvestment | 2048 | 10.3449 | lid_fill | 2026-05-26T16:12:06.094262
BAU | Secondary Techs | PWRCOAINDWE | TotalAnnualMaxCapacityInvestment | 2049 | 10.7562 | lid_fill | 2026-05-26T16:12:06.094262
BAU | Secondary Techs | PWRCOAINDWE | TotalAnnualMaxCapacityInvestment | 2050 | 11.1839 | lid_fill | 2026-05-26T16:12:06.094262
BAU | Secondary Techs | PWRWONLKAXX | TotalAnnualMaxCapacityInvestment | 2023 | 0 | lid_fill | 2026-05-26T16:12:06.094262
BAU | Secondary Techs | PWRWONLKAXX | TotalAnnualMaxCapacityInvestment | 2024 | 0.021187 | lid_fill | 2026-05-26T16:12:06.094262
BAU | Secondary Techs | PWRWONLKAXX | TotalAnnualMaxCapacityInvestment | 2025 | 0.015954 | lid_fill | 2026-05-26T16:12:06.094262
BAU | Secondary Techs | PWRWONLKAXX | TotalAnnualMaxCapacityInvestment | 2026 | 0.1414 | untie_min_inv | 2026-05-26T16:12:06.094262
BAU | Secondary Techs | PWRWONLKAXX | TotalAnnualMaxCapacityInvestment | 2027 | 0.7373 | untie_min_inv | 2026-05-26T16:12:06.094262
BAU | Secondary Techs | PWRWONLKAXX | TotalAnnualMaxCapacityInvestment | 2028 | 0.202 | untie_min_inv | 2026-05-26T16:12:06.094262
BAU | Secondary Techs | PWRWONLKAXX | TotalAnnualMaxCapacityInvestment | 2029 | 0.1515 | untie_min_inv | 2026-05-26T16:12:06.094262
BAU | Secondary Techs | PWRWONLKAXX | TotalAnnualMaxCapacityInvestment | 2030 | 0.38784 | untie_min_inv | 2026-05-26T16:12:06.094262
BAU | Secondary Techs | PWRWONLKAXX | TotalAnnualMaxCapacityInvestment | 2031 | 0.303 | untie_min_inv | 2026-05-26T16:12:06.094262
BAU | Secondary Techs | PWRWONLKAXX | TotalAnnualMaxCapacityInvestment | 2032 | 0.2222 | untie_min_inv | 2026-05-26T16:12:06.094262
BAU | Secondary Techs | PWRWONLKAXX | TotalAnnualMaxCapacityInvestment | 2033 | 0.020654 | lid_fill | 2026-05-26T16:12:06.094262
BAU | Secondary Techs | PWRWONLKAXX | TotalAnnualMaxCapacityInvestment | 2034 | 0.101 | untie_min_inv | 2026-05-26T16:12:06.094262
BAU | Secondary Techs | PWRWONLKAXX | TotalAnnualMaxCapacityInvestment | 2035 | 0.101 | untie_min_inv | 2026-05-26T16:12:06.094262
BAU | Secondary Techs | PWRWONLKAXX | TotalAnnualMaxCapacityInvestment | 2036 | 0.025061 | lid_fill | 2026-05-26T16:12:06.094262
BAU | Secondary Techs | PWRWONLKAXX | TotalAnnualMaxCapacityInvestment | 2037 | 0.026651 | lid_fill | 2026-05-26T16:12:06.094262
BAU | Secondary Techs | PWRWONLKAXX | TotalAnnualMaxCapacityInvestment | 2038 | 0.101 | untie_min_inv | 2026-05-26T16:12:06.094262
BAU | Secondary Techs | PWRWONLKAXX | TotalAnnualMaxCapacityInvestment | 2039 | 0.101 | untie_min_inv | 2026-05-26T16:12:06.094262
BAU | Secondary Techs | PWRWONLKAXX | TotalAnnualMaxCapacityInvestment | 2040 | 0.030472 | lid_fill | 2026-05-26T16:12:06.094262
BAU | Secondary Techs | PWRWONLKAXX | TotalAnnualMaxCapacityInvestment | 2041 | 0.032042 | lid_fill | 2026-05-26T16:12:06.094262
BAU | Secondary Techs | PWRWONLKAXX | TotalAnnualMaxCapacityInvestment | 2042 | 0.032407 | lid_fill | 2026-05-26T16:12:06.094262
BAU | Secondary Techs | PWRWONLKAXX | TotalAnnualMaxCapacityInvestment | 2043 | 0.505 | untie_min_inv | 2026-05-26T16:12:06.094262
BAU | Secondary Techs | PWRWONLKAXX | TotalAnnualMaxCapacityInvestment | 2044 | 0.034294 | lid_fill | 2026-05-26T16:12:06.094262
BAU | Secondary Techs | PWRWONLKAXX | TotalAnnualMaxCapacityInvestment | 2045 | 0.033718 | lid_fill | 2026-05-26T16:12:06.094262
BAU | Secondary Techs | PWRWONLKAXX | TotalAnnualMaxCapacityInvestment | 2046 | 0.034015 | lid_fill | 2026-05-26T16:12:06.094262
BAU | Secondary Techs | PWRWONLKAXX | TotalAnnualMaxCapacityInvestment | 2047 | 0.034601 | lid_fill | 2026-05-26T16:12:06.094262
BAU | Secondary Techs | PWRWONLKAXX | TotalAnnualMaxCapacityInvestment | 2048 | 0.033703 | lid_fill | 2026-05-26T16:12:06.094262
BAU | Secondary Techs | PWRWONLKAXX | TotalAnnualMaxCapacityInvestment | 2049 | 0.034606 | lid_fill | 2026-05-26T16:12:06.094262
BAU | Secondary Techs | PWRWONLKAXX | TotalAnnualMaxCapacityInvestment | 2050 | 0.035912 | lid_fill | 2026-05-26T16:12:06.094262
BAU | Secondary Techs | PWRURNINDWE | TotalAnnualMaxCapacityInvestment | 2023 | 0 | lid_fill | 2026-05-26T16:12:06.094262
BAU | Secondary Techs | PWRURNINDWE | TotalAnnualMaxCapacityInvestment | 2024 | 0.15599 | lid_fill | 2026-05-26T16:12:06.094262
BAU | Secondary Techs | PWRURNINDWE | TotalAnnualMaxCapacityInvestment | 2025 | 0.17068 | lid_fill | 2026-05-26T16:12:06.094262
BAU | Secondary Techs | PWRURNINDWE | TotalAnnualMaxCapacityInvestment | 2026 | 0.19244 | lid_fill | 2026-05-26T16:12:06.094262
BAU | Secondary Techs | PWRURNINDWE | TotalAnnualMaxCapacityInvestment | 2027 | 0.18558 | lid_fill | 2026-05-26T16:12:06.094262
BAU | Secondary Techs | PWRURNINDWE | TotalAnnualMaxCapacityInvestment | 2028 | 0.19227 | lid_fill | 2026-05-26T16:12:06.094262
BAU | Secondary Techs | PWRURNINDWE | TotalAnnualMaxCapacityInvestment | 2029 | 0.23737 | lid_fill | 2026-05-26T16:12:06.094262
BAU | Secondary Techs | PWRURNINDWE | TotalAnnualMaxCapacityInvestment | 2030 | 0.13541 | lid_fill | 2026-05-26T16:12:06.094262
BAU | Secondary Techs | PWRURNINDWE | TotalAnnualMaxCapacityInvestment | 2031 | 0.12967 | lid_fill | 2026-05-26T16:12:06.094262
BAU | Secondary Techs | PWRURNINDWE | TotalAnnualMaxCapacityInvestment | 2032 | 0.19576 | lid_fill | 2026-05-26T16:12:06.094262
BAU | Secondary Techs | PWRURNINDWE | TotalAnnualMaxCapacityInvestment | 2033 | 0.19576 | lid_fill | 2026-05-26T16:12:06.094262
BAU | Secondary Techs | PWRURNINDWE | TotalAnnualMaxCapacityInvestment | 2034 | 0.19576 | lid_fill | 2026-05-26T16:12:06.094262
BAU | Secondary Techs | PWRURNINDWE | TotalAnnualMaxCapacityInvestment | 2035 | 0.19576 | lid_fill | 2026-05-26T16:12:06.094262
BAU | Secondary Techs | PWRURNINDWE | TotalAnnualMaxCapacityInvestment | 2036 | 0.19576 | lid_fill | 2026-05-26T16:12:06.094262
BAU | Secondary Techs | PWRURNINDWE | TotalAnnualMaxCapacityInvestment | 2037 | 0.21597 | lid_fill | 2026-05-26T16:12:06.094262
BAU | Secondary Techs | PWRURNINDWE | TotalAnnualMaxCapacityInvestment | 2038 | 0.21597 | lid_fill | 2026-05-26T16:12:06.094262
BAU | Secondary Techs | PWRURNINDWE | TotalAnnualMaxCapacityInvestment | 2039 | 0.21597 | lid_fill | 2026-05-26T16:12:06.094262
BAU | Secondary Techs | PWRURNINDWE | TotalAnnualMaxCapacityInvestment | 2040 | 0.21597 | lid_fill | 2026-05-26T16:12:06.094262
BAU | Secondary Techs | PWRURNINDWE | TotalAnnualMaxCapacityInvestment | 2041 | 0.21597 | lid_fill | 2026-05-26T16:12:06.094262
BAU | Secondary Techs | PWRURNINDWE | TotalAnnualMaxCapacityInvestment | 2042 | 0.2424 | lid_fill | 2026-05-26T16:12:06.094262
BAU | Secondary Techs | PWRURNINDWE | TotalAnnualMaxCapacityInvestment | 2043 | 0.25204 | lid_fill | 2026-05-26T16:12:06.094262
BAU | Secondary Techs | PWRURNINDWE | TotalAnnualMaxCapacityInvestment | 2044 | 0.26206 | lid_fill | 2026-05-26T16:12:06.094262
BAU | Secondary Techs | PWRURNINDWE | TotalAnnualMaxCapacityInvestment | 2045 | 0.27248 | lid_fill | 2026-05-26T16:12:06.094262
BAU | Secondary Techs | PWRURNINDWE | TotalAnnualMaxCapacityInvestment | 2046 | 0.28332 | lid_fill | 2026-05-26T16:12:06.094262
BAU | Secondary Techs | PWRURNINDWE | TotalAnnualMaxCapacityInvestment | 2047 | 0.29458 | lid_fill | 2026-05-26T16:12:06.094262
BAU | Secondary Techs | PWRURNINDWE | TotalAnnualMaxCapacityInvestment | 2048 | 0.3063 | lid_fill | 2026-05-26T16:12:06.094262
BAU | Secondary Techs | PWRURNINDWE | TotalAnnualMaxCapacityInvestment | 2049 | 0.31848 | lid_fill | 2026-05-26T16:12:06.094262
BAU | Secondary Techs | PWRURNINDWE | TotalAnnualMaxCapacityInvestment | 2050 | 0.33114 | lid_fill | 2026-05-26T16:12:06.094262
BAU | Secondary Techs | PWRBIOBGDXX | TotalAnnualMaxCapacityInvestment | 2023 | 0 | lid_fill | 2026-05-26T16:12:06.094262
BAU | Secondary Techs | PWRBIOBGDXX | TotalAnnualMaxCapacityInvestment | 2024 | 6.9859e-05 | lid_fill | 2026-05-26T16:12:06.094262
BAU | Secondary Techs | PWRBIOBGDXX | TotalAnnualMaxCapacityInvestment | 2025 | 7.4596e-05 | lid_fill | 2026-05-26T16:12:06.094262
BAU | Secondary Techs | PWRBIOBGDXX | TotalAnnualMaxCapacityInvestment | 2026 | 7.9656e-05 | lid_fill | 2026-05-26T16:12:06.094262
BAU | Secondary Techs | PWRBIOBGDXX | TotalAnnualMaxCapacityInvestment | 2027 | 8.5056e-05 | lid_fill | 2026-05-26T16:12:06.094262
BAU | Secondary Techs | PWRBIOBGDXX | TotalAnnualMaxCapacityInvestment | 2028 | 9.0825e-05 | lid_fill | 2026-05-26T16:12:06.094262
BAU | Secondary Techs | PWRBIOBGDXX | TotalAnnualMaxCapacityInvestment | 2029 | 9.6986e-05 | lid_fill | 2026-05-26T16:12:06.094262
BAU | Secondary Techs | PWRBIOBGDXX | TotalAnnualMaxCapacityInvestment | 2030 | 0.00010356 | lid_fill | 2026-05-26T16:12:06.094262
BAU | Secondary Techs | PWRBIOBGDXX | TotalAnnualMaxCapacityInvestment | 2031 | 8.731e-05 | lid_fill | 2026-05-26T16:12:06.094262
BAU | Secondary Techs | PWRBIOBGDXX | TotalAnnualMaxCapacityInvestment | 2032 | 9.1984e-05 | lid_fill | 2026-05-26T16:12:06.094262
BAU | Secondary Techs | PWRBIOBGDXX | TotalAnnualMaxCapacityInvestment | 2033 | 9.6909e-05 | lid_fill | 2026-05-26T16:12:06.094262
BAU | Secondary Techs | PWRBIOBGDXX | TotalAnnualMaxCapacityInvestment | 2034 | 0.0001021 | lid_fill | 2026-05-26T16:12:06.094262
BAU | Secondary Techs | PWRBIOBGDXX | TotalAnnualMaxCapacityInvestment | 2035 | 0.00010756 | lid_fill | 2026-05-26T16:12:06.094262
BAU | Secondary Techs | PWRBIOBGDXX | TotalAnnualMaxCapacityInvestment | 2036 | 0.00011332 | lid_fill | 2026-05-26T16:12:06.094262
BAU | Secondary Techs | PWRBIOBGDXX | TotalAnnualMaxCapacityInvestment | 2037 | 0.00011939 | lid_fill | 2026-05-26T16:12:06.094262
BAU | Secondary Techs | PWRBIOBGDXX | TotalAnnualMaxCapacityInvestment | 2038 | 0.00012578 | lid_fill | 2026-05-26T16:12:06.094262
BAU | Secondary Techs | PWRBIOBGDXX | TotalAnnualMaxCapacityInvestment | 2039 | 0.00013252 | lid_fill | 2026-05-26T16:12:06.094262
BAU | Secondary Techs | PWRBIOBGDXX | TotalAnnualMaxCapacityInvestment | 2040 | 0.00013961 | lid_fill | 2026-05-26T16:12:06.094262
BAU | Secondary Techs | PWRBIOBGDXX | TotalAnnualMaxCapacityInvestment | 2041 | 0.00014709 | lid_fill | 2026-05-26T16:12:06.094262
BAU | Secondary Techs | PWRBIOBGDXX | TotalAnnualMaxCapacityInvestment | 2042 | 0.00012346 | lid_fill | 2026-05-26T16:12:06.094262
BAU | Secondary Techs | PWRBIOBGDXX | TotalAnnualMaxCapacityInvestment | 2043 | 0.00012873 | lid_fill | 2026-05-26T16:12:06.094262
BAU | Secondary Techs | PWRBIOBGDXX | TotalAnnualMaxCapacityInvestment | 2044 | 0.00013422 | lid_fill | 2026-05-26T16:12:06.094262
BAU | Secondary Techs | PWRBIOBGDXX | TotalAnnualMaxCapacityInvestment | 2045 | 0.00013994 | lid_fill | 2026-05-26T16:12:06.094262
BAU | Secondary Techs | PWRBIOBGDXX | TotalAnnualMaxCapacityInvestment | 2046 | 0.00014591 | lid_fill | 2026-05-26T16:12:06.094262
BAU | Secondary Techs | PWRBIOBGDXX | TotalAnnualMaxCapacityInvestment | 2047 | 0.00015214 | lid_fill | 2026-05-26T16:12:06.094262
BAU | Secondary Techs | PWRBIOBGDXX | TotalAnnualMaxCapacityInvestment | 2048 | 0.00015863 | lid_fill | 2026-05-26T16:12:06.094262
BAU | Secondary Techs | PWRBIOBGDXX | TotalAnnualMaxCapacityInvestment | 2049 | 0.00016539 | lid_fill | 2026-05-26T16:12:06.094262
BAU | Secondary Techs | PWRBIOBGDXX | TotalAnnualMaxCapacityInvestment | 2050 | 0.00017245 | lid_fill | 2026-05-26T16:12:06.094262
BAU | Secondary Techs | PWRWONBGDXX | TotalAnnualMaxCapacityInvestment | 2023 | 0 | lid_fill | 2026-05-26T16:12:06.094262
BAU | Secondary Techs | PWRWONBGDXX | TotalAnnualMaxCapacityInvestment | 2024 | 0.0044011 | lid_fill | 2026-05-26T16:12:06.094262
BAU | Secondary Techs | PWRWONBGDXX | TotalAnnualMaxCapacityInvestment | 2025 | 0.0046996 | lid_fill | 2026-05-26T16:12:06.094262
BAU | Secondary Techs | PWRWONBGDXX | TotalAnnualMaxCapacityInvestment | 2026 | 0.0050183 | lid_fill | 2026-05-26T16:12:06.094262
BAU | Secondary Techs | PWRWONBGDXX | TotalAnnualMaxCapacityInvestment | 2027 | 0.0053585 | lid_fill | 2026-05-26T16:12:06.094262
BAU | Secondary Techs | PWRWONBGDXX | TotalAnnualMaxCapacityInvestment | 2028 | 0.005722 | lid_fill | 2026-05-26T16:12:06.094262
BAU | Secondary Techs | PWRWONBGDXX | TotalAnnualMaxCapacityInvestment | 2029 | 0.0061101 | lid_fill | 2026-05-26T16:12:06.094262
BAU | Secondary Techs | PWRWONBGDXX | TotalAnnualMaxCapacityInvestment | 2030 | 0.0065243 | lid_fill | 2026-05-26T16:12:06.094262
BAU | Secondary Techs | PWRWONBGDXX | TotalAnnualMaxCapacityInvestment | 2031 | 0.0055005 | lid_fill | 2026-05-26T16:12:06.094262
BAU | Secondary Techs | PWRWONBGDXX | TotalAnnualMaxCapacityInvestment | 2032 | 0.005795 | lid_fill | 2026-05-26T16:12:06.094262
BAU | Secondary Techs | PWRWONBGDXX | TotalAnnualMaxCapacityInvestment | 2033 | 0.0061053 | lid_fill | 2026-05-26T16:12:06.094262
BAU | Secondary Techs | PWRWONBGDXX | TotalAnnualMaxCapacityInvestment | 2034 | 0.0064321 | lid_fill | 2026-05-26T16:12:06.094262
BAU | Secondary Techs | PWRWONBGDXX | TotalAnnualMaxCapacityInvestment | 2035 | 0.202 | untie_min_inv | 2026-05-26T16:12:06.094262
BAU | Secondary Techs | PWRWONBGDXX | TotalAnnualMaxCapacityInvestment | 2036 | 0.0071394 | lid_fill | 2026-05-26T16:12:06.094262
BAU | Secondary Techs | PWRWONBGDXX | TotalAnnualMaxCapacityInvestment | 2037 | 0.0075215 | lid_fill | 2026-05-26T16:12:06.094262
BAU | Secondary Techs | PWRWONBGDXX | TotalAnnualMaxCapacityInvestment | 2038 | 0.0079244 | lid_fill | 2026-05-26T16:12:06.094262
BAU | Secondary Techs | PWRWONBGDXX | TotalAnnualMaxCapacityInvestment | 2039 | 0.0083486 | lid_fill | 2026-05-26T16:12:06.094262
BAU | Secondary Techs | PWRWONBGDXX | TotalAnnualMaxCapacityInvestment | 2040 | 0.0087957 | lid_fill | 2026-05-26T16:12:06.094262
BAU | Secondary Techs | PWRWONBGDXX | TotalAnnualMaxCapacityInvestment | 2041 | 0.0092665 | lid_fill | 2026-05-26T16:12:06.094262
BAU | Secondary Techs | PWRWONBGDXX | TotalAnnualMaxCapacityInvestment | 2042 | 0.007778 | lid_fill | 2026-05-26T16:12:06.094262
BAU | Secondary Techs | PWRWONBGDXX | TotalAnnualMaxCapacityInvestment | 2043 | 0.0081097 | lid_fill | 2026-05-26T16:12:06.094262
BAU | Secondary Techs | PWRWONBGDXX | TotalAnnualMaxCapacityInvestment | 2044 | 0.0084557 | lid_fill | 2026-05-26T16:12:06.094262
BAU | Secondary Techs | PWRWONBGDXX | TotalAnnualMaxCapacityInvestment | 2045 | 0.0088164 | lid_fill | 2026-05-26T16:12:06.094262
BAU | Secondary Techs | PWRWONBGDXX | TotalAnnualMaxCapacityInvestment | 2046 | 0.0091926 | lid_fill | 2026-05-26T16:12:06.094262
BAU | Secondary Techs | PWRWONBGDXX | TotalAnnualMaxCapacityInvestment | 2047 | 0.0095845 | lid_fill | 2026-05-26T16:12:06.094262
BAU | Secondary Techs | PWRWONBGDXX | TotalAnnualMaxCapacityInvestment | 2048 | 0.0099934 | lid_fill | 2026-05-26T16:12:06.094262
BAU | Secondary Techs | PWRWONBGDXX | TotalAnnualMaxCapacityInvestment | 2049 | 0.01042 | lid_fill | 2026-05-26T16:12:06.094262
BAU | Secondary Techs | PWRWONBGDXX | TotalAnnualMaxCapacityInvestment | 2050 | 0.010864 | lid_fill | 2026-05-26T16:12:06.094262
BAU | Secondary Techs | PWRSPVNPLXX | TotalAnnualMaxCapacityInvestment | 2023 | 0 | lid_fill | 2026-05-26T16:12:06.094262
BAU | Secondary Techs | PWRSPVNPLXX | TotalAnnualMaxCapacityInvestment | 2024 | 0.0052528 | lid_fill | 2026-05-26T16:12:06.094262
BAU | Secondary Techs | PWRSPVNPLXX | TotalAnnualMaxCapacityInvestment | 2025 | 0.9696 | untie_min_inv | 2026-05-26T16:12:06.094262
BAU | Secondary Techs | PWRSPVNPLXX | TotalAnnualMaxCapacityInvestment | 2026 | 0.0058383 | lid_fill | 2026-05-26T16:12:06.094262
BAU | Secondary Techs | PWRSPVNPLXX | TotalAnnualMaxCapacityInvestment | 2027 | 0.0061649 | lid_fill | 2026-05-26T16:12:06.094262
BAU | Secondary Techs | PWRSPVNPLXX | TotalAnnualMaxCapacityInvestment | 2028 | 0.0070065 | lid_fill | 2026-05-26T16:12:06.094262
BAU | Secondary Techs | PWRSPVNPLXX | TotalAnnualMaxCapacityInvestment | 2029 | 0.007657 | lid_fill | 2026-05-26T16:12:06.094262
BAU | Secondary Techs | PWRSPVNPLXX | TotalAnnualMaxCapacityInvestment | 2030 | 0.0082868 | lid_fill | 2026-05-26T16:12:06.094262
BAU | Secondary Techs | PWRSPVNPLXX | TotalAnnualMaxCapacityInvestment | 2031 | 0.0089664 | lid_fill | 2026-05-26T16:12:06.094262
BAU | Secondary Techs | PWRSPVNPLXX | TotalAnnualMaxCapacityInvestment | 2032 | 0.0097055 | lid_fill | 2026-05-26T16:12:06.094262
BAU | Secondary Techs | PWRSPVNPLXX | TotalAnnualMaxCapacityInvestment | 2033 | 0.010504 | lid_fill | 2026-05-26T16:12:06.094262
BAU | Secondary Techs | PWRSPVNPLXX | TotalAnnualMaxCapacityInvestment | 2034 | 0.0063518 | lid_fill | 2026-05-26T16:12:06.094262
BAU | Secondary Techs | PWRSPVNPLXX | TotalAnnualMaxCapacityInvestment | 2035 | 0.0063518 | lid_fill | 2026-05-26T16:12:06.094262
BAU | Secondary Techs | PWRSPVNPLXX | TotalAnnualMaxCapacityInvestment | 2036 | 0.0063518 | lid_fill | 2026-05-26T16:12:06.094262
BAU | Secondary Techs | PWRSPVNPLXX | TotalAnnualMaxCapacityInvestment | 2037 | 0.0063504 | lid_fill | 2026-05-26T16:12:06.094262
BAU | Secondary Techs | PWRSPVNPLXX | TotalAnnualMaxCapacityInvestment | 2038 | 0.0063518 | lid_fill | 2026-05-26T16:12:06.094262
BAU | Secondary Techs | PWRSPVNPLXX | TotalAnnualMaxCapacityInvestment | 2039 | 0.0063518 | lid_fill | 2026-05-26T16:12:06.094262
BAU | Secondary Techs | PWRSPVNPLXX | TotalAnnualMaxCapacityInvestment | 2040 | 0.0063518 | lid_fill | 2026-05-26T16:12:06.094262
BAU | Secondary Techs | PWRSPVNPLXX | TotalAnnualMaxCapacityInvestment | 2041 | 0.0063518 | lid_fill | 2026-05-26T16:12:06.094262
BAU | Secondary Techs | PWRSPVNPLXX | TotalAnnualMaxCapacityInvestment | 2042 | 0.0063518 | lid_fill | 2026-05-26T16:12:06.094262
BAU | Secondary Techs | PWRSPVNPLXX | TotalAnnualMaxCapacityInvestment | 2043 | 0.0063518 | lid_fill | 2026-05-26T16:12:06.094262
BAU | Secondary Techs | PWRSPVNPLXX | TotalAnnualMaxCapacityInvestment | 2044 | 0.0063518 | lid_fill | 2026-05-26T16:12:06.094262
BAU | Secondary Techs | PWRSPVNPLXX | TotalAnnualMaxCapacityInvestment | 2045 | 0.0063518 | lid_fill | 2026-05-26T16:12:06.094262
BAU | Secondary Techs | PWRSPVNPLXX | TotalAnnualMaxCapacityInvestment | 2046 | 0.0063518 | lid_fill | 2026-05-26T16:12:06.094262
BAU | Secondary Techs | PWRSPVNPLXX | TotalAnnualMaxCapacityInvestment | 2047 | 0.0063518 | lid_fill | 2026-05-26T16:12:06.094262
BAU | Secondary Techs | PWRSPVNPLXX | TotalAnnualMaxCapacityInvestment | 2048 | 0.0063518 | lid_fill | 2026-05-26T16:12:06.094262
BAU | Secondary Techs | PWRSPVNPLXX | TotalAnnualMaxCapacityInvestment | 2049 | 0.0063518 | lid_fill | 2026-05-26T16:12:06.094262
BAU | Secondary Techs | PWRSPVNPLXX | TotalAnnualMaxCapacityInvestment | 2050 | 0.0063518 | lid_fill | 2026-05-26T16:12:06.094262
BAU | Secondary Techs | PWRCSPINDSO | TotalAnnualMaxCapacityInvestment | 2023 | 0 | lid_fill | 2026-05-26T16:12:06.094262
BAU | Secondary Techs | PWRCSPINDSO | TotalAnnualMaxCapacityInvestment | 2024 | 0.0060365 | lid_fill | 2026-05-26T16:12:06.094262
BAU | Secondary Techs | PWRCSPINDSO | TotalAnnualMaxCapacityInvestment | 2025 | 0.0064095 | lid_fill | 2026-05-26T16:12:06.094262
BAU | Secondary Techs | PWRCSPINDSO | TotalAnnualMaxCapacityInvestment | 2026 | 0.0070572 | lid_fill | 2026-05-26T16:12:06.094262
BAU | Secondary Techs | PWRCSPINDSO | TotalAnnualMaxCapacityInvestment | 2027 | 0.0071393 | lid_fill | 2026-05-26T16:12:06.094262
BAU | Secondary Techs | PWRCSPINDSO | TotalAnnualMaxCapacityInvestment | 2028 | 0.0074366 | lid_fill | 2026-05-26T16:12:06.094262
BAU | Secondary Techs | PWRCSPINDSO | TotalAnnualMaxCapacityInvestment | 2029 | 0.0086133 | lid_fill | 2026-05-26T16:12:06.094262
BAU | Secondary Techs | PWRCSPINDSO | TotalAnnualMaxCapacityInvestment | 2030 | 0.0066683 | lid_fill | 2026-05-26T16:12:06.094262
BAU | Secondary Techs | PWRCSPINDSO | TotalAnnualMaxCapacityInvestment | 2031 | 0.006499 | lid_fill | 2026-05-26T16:12:06.094262
BAU | Secondary Techs | PWRCSPINDSO | TotalAnnualMaxCapacityInvestment | 2032 | 0.0078074 | lid_fill | 2026-05-26T16:12:06.094262
BAU | Secondary Techs | PWRCSPINDSO | TotalAnnualMaxCapacityInvestment | 2033 | 0.0078073 | lid_fill | 2026-05-26T16:12:06.094262
BAU | Secondary Techs | PWRCSPINDSO | TotalAnnualMaxCapacityInvestment | 2034 | 0.0078074 | lid_fill | 2026-05-26T16:12:06.094262
BAU | Secondary Techs | PWRCSPINDSO | TotalAnnualMaxCapacityInvestment | 2035 | 0.0078073 | lid_fill | 2026-05-26T16:12:06.094262
BAU | Secondary Techs | PWRCSPINDSO | TotalAnnualMaxCapacityInvestment | 2036 | 0.0078074 | lid_fill | 2026-05-26T16:12:06.094262
BAU | Secondary Techs | PWRCSPINDSO | TotalAnnualMaxCapacityInvestment | 2037 | 0.0083471 | lid_fill | 2026-05-26T16:12:06.094262
BAU | Secondary Techs | PWRCSPINDSO | TotalAnnualMaxCapacityInvestment | 2038 | 0.0083471 | lid_fill | 2026-05-26T16:12:06.094262
BAU | Secondary Techs | PWRCSPINDSO | TotalAnnualMaxCapacityInvestment | 2039 | 0.0083471 | lid_fill | 2026-05-26T16:12:06.094262
BAU | Secondary Techs | PWRCSPINDSO | TotalAnnualMaxCapacityInvestment | 2040 | 0.0081493 | lid_fill | 2026-05-26T16:12:06.094262
BAU | Secondary Techs | PWRCSPINDSO | TotalAnnualMaxCapacityInvestment | 2041 | 0.00834 | lid_fill | 2026-05-26T16:12:06.094262
BAU | Secondary Techs | PWRCSPINDSO | TotalAnnualMaxCapacityInvestment | 2042 | 0.0093363 | lid_fill | 2026-05-26T16:12:06.094262
BAU | Secondary Techs | PWRCSPINDSO | TotalAnnualMaxCapacityInvestment | 2043 | 0.009699 | lid_fill | 2026-05-26T16:12:06.094262
BAU | Secondary Techs | PWRCSPINDSO | TotalAnnualMaxCapacityInvestment | 2044 | 0.010076 | lid_fill | 2026-05-26T16:12:06.094262
BAU | Secondary Techs | PWRCSPINDSO | TotalAnnualMaxCapacityInvestment | 2045 | 0.010467 | lid_fill | 2026-05-26T16:12:06.094262
BAU | Secondary Techs | PWRCSPINDSO | TotalAnnualMaxCapacityInvestment | 2046 | 0.010873 | lid_fill | 2026-05-26T16:12:06.094262
BAU | Secondary Techs | PWRCSPINDSO | TotalAnnualMaxCapacityInvestment | 2047 | 0.011296 | lid_fill | 2026-05-26T16:12:06.094262
BAU | Secondary Techs | PWRCSPINDSO | TotalAnnualMaxCapacityInvestment | 2048 | 0.011735 | lid_fill | 2026-05-26T16:12:06.094262
BAU | Secondary Techs | PWRCSPINDSO | TotalAnnualMaxCapacityInvestment | 2049 | 0.01219 | lid_fill | 2026-05-26T16:12:06.094262
BAU | Secondary Techs | PWRCSPINDSO | TotalAnnualMaxCapacityInvestment | 2050 | 0.012664 | lid_fill | 2026-05-26T16:12:06.094262
BAU | Secondary Techs | PWRBIOINDSO | TotalAnnualMaxCapacityInvestment | 2023 | 0 | lid_fill | 2026-05-26T16:12:06.094262
BAU | Secondary Techs | PWRBIOINDSO | TotalAnnualMaxCapacityInvestment | 2024 | 0.21472 | lid_fill | 2026-05-26T16:12:06.094262
BAU | Secondary Techs | PWRBIOINDSO | TotalAnnualMaxCapacityInvestment | 2025 | 0.22799 | lid_fill | 2026-05-26T16:12:06.094262
BAU | Secondary Techs | PWRBIOINDSO | TotalAnnualMaxCapacityInvestment | 2026 | 0.25103 | lid_fill | 2026-05-26T16:12:06.094262
BAU | Secondary Techs | PWRBIOINDSO | TotalAnnualMaxCapacityInvestment | 2027 | 0.25395 | lid_fill | 2026-05-26T16:12:06.094262
BAU | Secondary Techs | PWRBIOINDSO | TotalAnnualMaxCapacityInvestment | 2028 | 0.26453 | lid_fill | 2026-05-26T16:12:06.094262
BAU | Secondary Techs | PWRBIOINDSO | TotalAnnualMaxCapacityInvestment | 2029 | 0.30638 | lid_fill | 2026-05-26T16:12:06.094262
BAU | Secondary Techs | PWRBIOINDSO | TotalAnnualMaxCapacityInvestment | 2030 | 0.2372 | lid_fill | 2026-05-26T16:12:06.094262
BAU | Secondary Techs | PWRBIOINDSO | TotalAnnualMaxCapacityInvestment | 2031 | 0.23117 | lid_fill | 2026-05-26T16:12:06.094262
BAU | Secondary Techs | PWRBIOINDSO | TotalAnnualMaxCapacityInvestment | 2032 | 0.27772 | lid_fill | 2026-05-26T16:12:06.094262
BAU | Secondary Techs | PWRBIOINDSO | TotalAnnualMaxCapacityInvestment | 2033 | 0.27771 | lid_fill | 2026-05-26T16:12:06.094262
BAU | Secondary Techs | PWRBIOINDSO | TotalAnnualMaxCapacityInvestment | 2034 | 0.27772 | lid_fill | 2026-05-26T16:12:06.094262
BAU | Secondary Techs | PWRBIOINDSO | TotalAnnualMaxCapacityInvestment | 2035 | 0.27771 | lid_fill | 2026-05-26T16:12:06.094262
BAU | Secondary Techs | PWRBIOINDSO | TotalAnnualMaxCapacityInvestment | 2036 | 0.27772 | lid_fill | 2026-05-26T16:12:06.094262
BAU | Secondary Techs | PWRBIOINDSO | TotalAnnualMaxCapacityInvestment | 2037 | 0.29691 | lid_fill | 2026-05-26T16:12:06.094262
BAU | Secondary Techs | PWRBIOINDSO | TotalAnnualMaxCapacityInvestment | 2038 | 0.29691 | lid_fill | 2026-05-26T16:12:06.094262
BAU | Secondary Techs | PWRBIOINDSO | TotalAnnualMaxCapacityInvestment | 2039 | 0.29691 | lid_fill | 2026-05-26T16:12:06.094262
BAU | Secondary Techs | PWRBIOINDSO | TotalAnnualMaxCapacityInvestment | 2040 | 0.28988 | lid_fill | 2026-05-26T16:12:06.094262
BAU | Secondary Techs | PWRBIOINDSO | TotalAnnualMaxCapacityInvestment | 2041 | 0.29666 | lid_fill | 2026-05-26T16:12:06.094262
BAU | Secondary Techs | PWRBIOINDSO | TotalAnnualMaxCapacityInvestment | 2042 | 0.3321 | lid_fill | 2026-05-26T16:12:06.094262
BAU | Secondary Techs | PWRBIOINDSO | TotalAnnualMaxCapacityInvestment | 2043 | 0.345 | lid_fill | 2026-05-26T16:12:06.094262
BAU | Secondary Techs | PWRBIOINDSO | TotalAnnualMaxCapacityInvestment | 2044 | 0.3584 | lid_fill | 2026-05-26T16:12:06.094262
BAU | Secondary Techs | PWRBIOINDSO | TotalAnnualMaxCapacityInvestment | 2045 | 0.37232 | lid_fill | 2026-05-26T16:12:06.094262
BAU | Secondary Techs | PWRBIOINDSO | TotalAnnualMaxCapacityInvestment | 2046 | 0.38678 | lid_fill | 2026-05-26T16:12:06.094262
BAU | Secondary Techs | PWRBIOINDSO | TotalAnnualMaxCapacityInvestment | 2047 | 0.4018 | lid_fill | 2026-05-26T16:12:06.094262
BAU | Secondary Techs | PWRBIOINDSO | TotalAnnualMaxCapacityInvestment | 2048 | 0.41741 | lid_fill | 2026-05-26T16:12:06.094262
BAU | Secondary Techs | PWRBIOINDSO | TotalAnnualMaxCapacityInvestment | 2049 | 0.43362 | lid_fill | 2026-05-26T16:12:06.094262
BAU | Secondary Techs | PWRBIOINDSO | TotalAnnualMaxCapacityInvestment | 2050 | 0.45046 | lid_fill | 2026-05-26T16:12:06.094262
BAU | Secondary Techs | PWRWASINDEA | TotalAnnualMaxCapacityInvestment | 2023 | 0 | lid_fill | 2026-05-26T16:12:06.094262
BAU | Secondary Techs | PWRWASINDEA | TotalAnnualMaxCapacityInvestment | 2024 | 0.00037493 | lid_fill | 2026-05-26T16:12:06.094262
BAU | Secondary Techs | PWRWASINDEA | TotalAnnualMaxCapacityInvestment | 2025 | 0.00042653 | lid_fill | 2026-05-26T16:12:06.094262
BAU | Secondary Techs | PWRWASINDEA | TotalAnnualMaxCapacityInvestment | 2026 | 0.00043551 | lid_fill | 2026-05-26T16:12:06.094262
BAU | Secondary Techs | PWRWASINDEA | TotalAnnualMaxCapacityInvestment | 2027 | 0.00046603 | lid_fill | 2026-05-26T16:12:06.094262
BAU | Secondary Techs | PWRWASINDEA | TotalAnnualMaxCapacityInvestment | 2028 | 0.00048356 | lid_fill | 2026-05-26T16:12:06.094262
BAU | Secondary Techs | PWRWASINDEA | TotalAnnualMaxCapacityInvestment | 2029 | 0.0005827 | lid_fill | 2026-05-26T16:12:06.094262
BAU | Secondary Techs | PWRWASINDEA | TotalAnnualMaxCapacityInvestment | 2030 | 0.00040757 | lid_fill | 2026-05-26T16:12:06.094262
BAU | Secondary Techs | PWRWASINDEA | TotalAnnualMaxCapacityInvestment | 2031 | 0.00039566 | lid_fill | 2026-05-26T16:12:06.094262
BAU | Secondary Techs | PWRWASINDEA | TotalAnnualMaxCapacityInvestment | 2032 | 0.00054243 | lid_fill | 2026-05-26T16:12:06.094262
BAU | Secondary Techs | PWRWASINDEA | TotalAnnualMaxCapacityInvestment | 2033 | 0.00054243 | lid_fill | 2026-05-26T16:12:06.094262
BAU | Secondary Techs | PWRWASINDEA | TotalAnnualMaxCapacityInvestment | 2034 | 0.00054243 | lid_fill | 2026-05-26T16:12:06.094262
BAU | Secondary Techs | PWRWASINDEA | TotalAnnualMaxCapacityInvestment | 2035 | 0.00054243 | lid_fill | 2026-05-26T16:12:06.094262
BAU | Secondary Techs | PWRWASINDEA | TotalAnnualMaxCapacityInvestment | 2036 | 0.00054243 | lid_fill | 2026-05-26T16:12:06.094262
BAU | Secondary Techs | PWRWASINDEA | TotalAnnualMaxCapacityInvestment | 2037 | 0.00061315 | lid_fill | 2026-05-26T16:12:06.094262
BAU | Secondary Techs | PWRWASINDEA | TotalAnnualMaxCapacityInvestment | 2038 | 0.00061315 | lid_fill | 2026-05-26T16:12:06.094262
BAU | Secondary Techs | PWRWASINDEA | TotalAnnualMaxCapacityInvestment | 2039 | 0.00061314 | lid_fill | 2026-05-26T16:12:06.094262
BAU | Secondary Techs | PWRWASINDEA | TotalAnnualMaxCapacityInvestment | 2040 | 0.00061315 | lid_fill | 2026-05-26T16:12:06.094262
BAU | Secondary Techs | PWRWASINDEA | TotalAnnualMaxCapacityInvestment | 2041 | 0.00061315 | lid_fill | 2026-05-26T16:12:06.094262
BAU | Secondary Techs | PWRWASINDEA | TotalAnnualMaxCapacityInvestment | 2042 | 0.00069942 | lid_fill | 2026-05-26T16:12:06.094262
BAU | Secondary Techs | PWRWASINDEA | TotalAnnualMaxCapacityInvestment | 2043 | 0.00073126 | lid_fill | 2026-05-26T16:12:06.094262
BAU | Secondary Techs | PWRWASINDEA | TotalAnnualMaxCapacityInvestment | 2044 | 0.00076458 | lid_fill | 2026-05-26T16:12:06.094262
BAU | Secondary Techs | PWRWASINDEA | TotalAnnualMaxCapacityInvestment | 2045 | 0.0007994 | lid_fill | 2026-05-26T16:12:06.094262
BAU | Secondary Techs | PWRWASINDEA | TotalAnnualMaxCapacityInvestment | 2046 | 0.00083581 | lid_fill | 2026-05-26T16:12:06.094262
BAU | Secondary Techs | PWRWASINDEA | TotalAnnualMaxCapacityInvestment | 2047 | 0.00087388 | lid_fill | 2026-05-26T16:12:06.094262
BAU | Secondary Techs | PWRWASINDEA | TotalAnnualMaxCapacityInvestment | 2048 | 0.00091368 | lid_fill | 2026-05-26T16:12:06.094262
BAU | Secondary Techs | PWRWASINDEA | TotalAnnualMaxCapacityInvestment | 2049 | 0.00095531 | lid_fill | 2026-05-26T16:12:06.094262
BAU | Secondary Techs | PWRWASINDEA | TotalAnnualMaxCapacityInvestment | 2050 | 0.00099881 | lid_fill | 2026-05-26T16:12:06.094262
BAU | Secondary Techs | PWRSPVINDWE | TotalAnnualMaxCapacityInvestment | 2023 | 0.15958 | untie_min_inv | 2026-05-26T16:12:06.094262
BAU | Secondary Techs | PWRSPVINDWE | TotalAnnualMaxCapacityInvestment | 2024 | 4.2329 | untie_min_inv | 2026-05-26T16:12:06.094262
BAU | Secondary Techs | PWRSPVINDWE | TotalAnnualMaxCapacityInvestment | 2025 | 5.4166 | untie_min_inv | 2026-05-26T16:12:06.094262
BAU | Secondary Techs | PWRSPVINDWE | TotalAnnualMaxCapacityInvestment | 2026 | 9.8505 | untie_min_inv | 2026-05-26T16:12:06.094262
BAU | Secondary Techs | PWRSPVINDWE | TotalAnnualMaxCapacityInvestment | 2027 | 5.4742 | untie_min_inv | 2026-05-26T16:12:06.094262
BAU | Secondary Techs | PWRSPVINDWE | TotalAnnualMaxCapacityInvestment | 2028 | 2.5755 | untie_min_inv | 2026-05-26T16:12:06.094262
BAU | Secondary Techs | PWRSPVINDWE | TotalAnnualMaxCapacityInvestment | 2029 | 1.6636 | lid_fill | 2026-05-26T16:12:06.094262
BAU | Secondary Techs | PWRSPVINDWE | TotalAnnualMaxCapacityInvestment | 2030 | 0.94903 | lid_fill | 2026-05-26T16:12:06.094262
BAU | Secondary Techs | PWRSPVINDWE | TotalAnnualMaxCapacityInvestment | 2031 | 0.90879 | lid_fill | 2026-05-26T16:12:06.094262
BAU | Secondary Techs | PWRSPVINDWE | TotalAnnualMaxCapacityInvestment | 2032 | 1.372 | lid_fill | 2026-05-26T16:12:06.094262
BAU | Secondary Techs | PWRSPVINDWE | TotalAnnualMaxCapacityInvestment | 2033 | 1.372 | lid_fill | 2026-05-26T16:12:06.094262
BAU | Secondary Techs | PWRSPVINDWE | TotalAnnualMaxCapacityInvestment | 2034 | 1.372 | lid_fill | 2026-05-26T16:12:06.094262
BAU | Secondary Techs | PWRSPVINDWE | TotalAnnualMaxCapacityInvestment | 2035 | 1.372 | lid_fill | 2026-05-26T16:12:06.094262
BAU | Secondary Techs | PWRSPVINDWE | TotalAnnualMaxCapacityInvestment | 2036 | 1.372 | lid_fill | 2026-05-26T16:12:06.094262
BAU | Secondary Techs | PWRSPVINDWE | TotalAnnualMaxCapacityInvestment | 2037 | 1.5136 | lid_fill | 2026-05-26T16:12:06.094262
BAU | Secondary Techs | PWRSPVINDWE | TotalAnnualMaxCapacityInvestment | 2038 | 1.5136 | lid_fill | 2026-05-26T16:12:06.094262
BAU | Secondary Techs | PWRSPVINDWE | TotalAnnualMaxCapacityInvestment | 2039 | 1.5136 | lid_fill | 2026-05-26T16:12:06.094262
BAU | Secondary Techs | PWRSPVINDWE | TotalAnnualMaxCapacityInvestment | 2040 | 1.5136 | lid_fill | 2026-05-26T16:12:06.094262
BAU | Secondary Techs | PWRSPVINDWE | TotalAnnualMaxCapacityInvestment | 2041 | 1.5136 | lid_fill | 2026-05-26T16:12:06.094262
BAU | Secondary Techs | PWRSPVINDWE | TotalAnnualMaxCapacityInvestment | 2042 | 1.6989 | lid_fill | 2026-05-26T16:12:06.094262
BAU | Secondary Techs | PWRSPVINDWE | TotalAnnualMaxCapacityInvestment | 2043 | 1.7664 | lid_fill | 2026-05-26T16:12:06.094262
BAU | Secondary Techs | PWRSPVINDWE | TotalAnnualMaxCapacityInvestment | 2044 | 1.8366 | lid_fill | 2026-05-26T16:12:06.094262
BAU | Secondary Techs | PWRSPVINDWE | TotalAnnualMaxCapacityInvestment | 2045 | 1.9097 | lid_fill | 2026-05-26T16:12:06.094262
BAU | Secondary Techs | PWRSPVINDWE | TotalAnnualMaxCapacityInvestment | 2046 | 1.9856 | lid_fill | 2026-05-26T16:12:06.094262
BAU | Secondary Techs | PWRSPVINDWE | TotalAnnualMaxCapacityInvestment | 2047 | 2.0646 | lid_fill | 2026-05-26T16:12:06.094262
BAU | Secondary Techs | PWRSPVINDWE | TotalAnnualMaxCapacityInvestment | 2048 | 2.1467 | lid_fill | 2026-05-26T16:12:06.094262
BAU | Secondary Techs | PWRSPVINDWE | TotalAnnualMaxCapacityInvestment | 2049 | 2.232 | lid_fill | 2026-05-26T16:12:06.094262
BAU | Secondary Techs | PWRSPVINDWE | TotalAnnualMaxCapacityInvestment | 2050 | 2.3208 | lid_fill | 2026-05-26T16:12:06.094262
BAU | Secondary Techs | PWRWASLKAXX | TotalAnnualMaxCapacityInvestment | 2023 | 0 | lid_fill | 2026-05-26T16:12:06.094262
BAU | Secondary Techs | PWRWASLKAXX | TotalAnnualMaxCapacityInvestment | 2024 | 0.00080254 | lid_fill | 2026-05-26T16:12:06.094262
BAU | Secondary Techs | PWRWASLKAXX | TotalAnnualMaxCapacityInvestment | 2025 | 0.00060431 | lid_fill | 2026-05-26T16:12:06.094262
BAU | Secondary Techs | PWRWASLKAXX | TotalAnnualMaxCapacityInvestment | 2026 | 0.00060558 | lid_fill | 2026-05-26T16:12:06.094262
BAU | Secondary Techs | PWRWASLKAXX | TotalAnnualMaxCapacityInvestment | 2027 | 0.00064159 | lid_fill | 2026-05-26T16:12:06.094262
BAU | Secondary Techs | PWRWASLKAXX | TotalAnnualMaxCapacityInvestment | 2028 | 0.0006756 | lid_fill | 2026-05-26T16:12:06.094262
BAU | Secondary Techs | PWRWASLKAXX | TotalAnnualMaxCapacityInvestment | 2029 | 0.00071233 | lid_fill | 2026-05-26T16:12:06.094262
BAU | Secondary Techs | PWRWASLKAXX | TotalAnnualMaxCapacityInvestment | 2030 | 0.00077053 | lid_fill | 2026-05-26T16:12:06.094262
BAU | Secondary Techs | PWRWASLKAXX | TotalAnnualMaxCapacityInvestment | 2031 | 0.00071961 | lid_fill | 2026-05-26T16:12:06.094262
BAU | Secondary Techs | PWRWASLKAXX | TotalAnnualMaxCapacityInvestment | 2032 | 0.00075143 | lid_fill | 2026-05-26T16:12:06.094262
BAU | Secondary Techs | PWRWASLKAXX | TotalAnnualMaxCapacityInvestment | 2033 | 0.00078235 | lid_fill | 2026-05-26T16:12:06.094262
BAU | Secondary Techs | PWRWASLKAXX | TotalAnnualMaxCapacityInvestment | 2034 | 0.00082163 | lid_fill | 2026-05-26T16:12:06.094262
BAU | Secondary Techs | PWRWASLKAXX | TotalAnnualMaxCapacityInvestment | 2035 | 0.00087546 | lid_fill | 2026-05-26T16:12:06.094262
BAU | Secondary Techs | PWRWASLKAXX | TotalAnnualMaxCapacityInvestment | 2036 | 0.00094929 | lid_fill | 2026-05-26T16:12:06.094262
BAU | Secondary Techs | PWRWASLKAXX | TotalAnnualMaxCapacityInvestment | 2037 | 0.0010095 | lid_fill | 2026-05-26T16:12:06.094262
BAU | Secondary Techs | PWRWASLKAXX | TotalAnnualMaxCapacityInvestment | 2038 | 0.0010742 | lid_fill | 2026-05-26T16:12:06.094262
BAU | Secondary Techs | PWRWASLKAXX | TotalAnnualMaxCapacityInvestment | 2039 | 0.0011006 | lid_fill | 2026-05-26T16:12:06.094262
BAU | Secondary Techs | PWRWASLKAXX | TotalAnnualMaxCapacityInvestment | 2040 | 0.0011542 | lid_fill | 2026-05-26T16:12:06.094262
BAU | Secondary Techs | PWRWASLKAXX | TotalAnnualMaxCapacityInvestment | 2041 | 0.0012137 | lid_fill | 2026-05-26T16:12:06.094262
BAU | Secondary Techs | PWRWASLKAXX | TotalAnnualMaxCapacityInvestment | 2042 | 0.0012275 | lid_fill | 2026-05-26T16:12:06.094262
BAU | Secondary Techs | PWRWASLKAXX | TotalAnnualMaxCapacityInvestment | 2043 | 0.0012583 | lid_fill | 2026-05-26T16:12:06.094262
BAU | Secondary Techs | PWRWASLKAXX | TotalAnnualMaxCapacityInvestment | 2044 | 0.001299 | lid_fill | 2026-05-26T16:12:06.094262
BAU | Secondary Techs | PWRWASLKAXX | TotalAnnualMaxCapacityInvestment | 2045 | 0.0012772 | lid_fill | 2026-05-26T16:12:06.094262
BAU | Secondary Techs | PWRWASLKAXX | TotalAnnualMaxCapacityInvestment | 2046 | 0.0012885 | lid_fill | 2026-05-26T16:12:06.094262
BAU | Secondary Techs | PWRWASLKAXX | TotalAnnualMaxCapacityInvestment | 2047 | 0.0013106 | lid_fill | 2026-05-26T16:12:06.094262
BAU | Secondary Techs | PWRWASLKAXX | TotalAnnualMaxCapacityInvestment | 2048 | 0.0012766 | lid_fill | 2026-05-26T16:12:06.094262
BAU | Secondary Techs | PWRWASLKAXX | TotalAnnualMaxCapacityInvestment | 2049 | 0.0013108 | lid_fill | 2026-05-26T16:12:06.094262
BAU | Secondary Techs | PWRWASLKAXX | TotalAnnualMaxCapacityInvestment | 2050 | 0.0013603 | lid_fill | 2026-05-26T16:12:06.094262
BAU | Secondary Techs | PWRSPVINDEA | TotalAnnualMaxCapacityInvestment | 2023 | 0.07575 | untie_min_inv | 2026-05-26T16:12:06.094262
BAU | Secondary Techs | PWRSPVINDEA | TotalAnnualMaxCapacityInvestment | 2024 | 0.062475 | lid_fill | 2026-05-26T16:12:06.094262
BAU | Secondary Techs | PWRSPVINDEA | TotalAnnualMaxCapacityInvestment | 2025 | 0.36158 | untie_min_inv | 2026-05-26T16:12:06.094262
BAU | Secondary Techs | PWRSPVINDEA | TotalAnnualMaxCapacityInvestment | 2026 | 0.07257 | lid_fill | 2026-05-26T16:12:06.094262
BAU | Secondary Techs | PWRSPVINDEA | TotalAnnualMaxCapacityInvestment | 2027 | 0.101 | untie_min_inv | 2026-05-26T16:12:06.094262
BAU | Secondary Techs | PWRSPVINDEA | TotalAnnualMaxCapacityInvestment | 2028 | 0.080577 | lid_fill | 2026-05-26T16:12:06.094262
BAU | Secondary Techs | PWRSPVINDEA | TotalAnnualMaxCapacityInvestment | 2029 | 0.097097 | lid_fill | 2026-05-26T16:12:06.094262
BAU | Secondary Techs | PWRSPVINDEA | TotalAnnualMaxCapacityInvestment | 2030 | 0.067914 | lid_fill | 2026-05-26T16:12:06.094262
BAU | Secondary Techs | PWRSPVINDEA | TotalAnnualMaxCapacityInvestment | 2031 | 0.06593 | lid_fill | 2026-05-26T16:12:06.094262
BAU | Secondary Techs | PWRSPVINDEA | TotalAnnualMaxCapacityInvestment | 2032 | 0.090387 | lid_fill | 2026-05-26T16:12:06.094262
BAU | Secondary Techs | PWRSPVINDEA | TotalAnnualMaxCapacityInvestment | 2033 | 0.090386 | lid_fill | 2026-05-26T16:12:06.094262
BAU | Secondary Techs | PWRSPVINDEA | TotalAnnualMaxCapacityInvestment | 2034 | 0.090387 | lid_fill | 2026-05-26T16:12:06.094262
BAU | Secondary Techs | PWRSPVINDEA | TotalAnnualMaxCapacityInvestment | 2035 | 0.090386 | lid_fill | 2026-05-26T16:12:06.094262
BAU | Secondary Techs | PWRSPVINDEA | TotalAnnualMaxCapacityInvestment | 2036 | 0.090387 | lid_fill | 2026-05-26T16:12:06.094262
BAU | Secondary Techs | PWRSPVINDEA | TotalAnnualMaxCapacityInvestment | 2037 | 0.10217 | lid_fill | 2026-05-26T16:12:06.094262
BAU | Secondary Techs | PWRSPVINDEA | TotalAnnualMaxCapacityInvestment | 2038 | 0.10217 | lid_fill | 2026-05-26T16:12:06.094262
BAU | Secondary Techs | PWRSPVINDEA | TotalAnnualMaxCapacityInvestment | 2039 | 0.10217 | lid_fill | 2026-05-26T16:12:06.094262
BAU | Secondary Techs | PWRSPVINDEA | TotalAnnualMaxCapacityInvestment | 2040 | 0.10217 | lid_fill | 2026-05-26T16:12:06.094262
BAU | Secondary Techs | PWRSPVINDEA | TotalAnnualMaxCapacityInvestment | 2041 | 0.10217 | lid_fill | 2026-05-26T16:12:06.094262
BAU | Secondary Techs | PWRSPVINDEA | TotalAnnualMaxCapacityInvestment | 2042 | 0.11655 | lid_fill | 2026-05-26T16:12:06.094262
BAU | Secondary Techs | PWRSPVINDEA | TotalAnnualMaxCapacityInvestment | 2043 | 0.12185 | lid_fill | 2026-05-26T16:12:06.094262
BAU | Secondary Techs | PWRSPVINDEA | TotalAnnualMaxCapacityInvestment | 2044 | 0.1274 | lid_fill | 2026-05-26T16:12:06.094262
BAU | Secondary Techs | PWRSPVINDEA | TotalAnnualMaxCapacityInvestment | 2045 | 0.13321 | lid_fill | 2026-05-26T16:12:06.094262
BAU | Secondary Techs | PWRSPVINDEA | TotalAnnualMaxCapacityInvestment | 2046 | 0.13927 | lid_fill | 2026-05-26T16:12:06.094262
BAU | Secondary Techs | PWRSPVINDEA | TotalAnnualMaxCapacityInvestment | 2047 | 0.14562 | lid_fill | 2026-05-26T16:12:06.094262
BAU | Secondary Techs | PWRSPVINDEA | TotalAnnualMaxCapacityInvestment | 2048 | 0.15225 | lid_fill | 2026-05-26T16:12:06.094262
BAU | Secondary Techs | PWRSPVINDEA | TotalAnnualMaxCapacityInvestment | 2049 | 0.15919 | lid_fill | 2026-05-26T16:12:06.094262
BAU | Secondary Techs | PWRSPVINDEA | TotalAnnualMaxCapacityInvestment | 2050 | 0.16644 | lid_fill | 2026-05-26T16:12:06.094262
BAU | Secondary Techs | PWRNGSINDEA | TotalAnnualMaxCapacityInvestment | 2023 | 0 | lid_fill | 2026-05-26T16:12:06.094262
BAU | Secondary Techs | PWRNGSINDEA | TotalAnnualMaxCapacityInvestment | 2024 | 0.0051714 | lid_fill | 2026-05-26T16:12:06.094262
BAU | Secondary Techs | PWRNGSINDEA | TotalAnnualMaxCapacityInvestment | 2025 | 0.0058832 | lid_fill | 2026-05-26T16:12:06.094262
BAU | Secondary Techs | PWRNGSINDEA | TotalAnnualMaxCapacityInvestment | 2026 | 0.006007 | lid_fill | 2026-05-26T16:12:06.094262
BAU | Secondary Techs | PWRNGSINDEA | TotalAnnualMaxCapacityInvestment | 2027 | 0.006428 | lid_fill | 2026-05-26T16:12:06.094262
BAU | Secondary Techs | PWRNGSINDEA | TotalAnnualMaxCapacityInvestment | 2028 | 0.0066698 | lid_fill | 2026-05-26T16:12:06.094262
BAU | Secondary Techs | PWRNGSINDEA | TotalAnnualMaxCapacityInvestment | 2029 | 0.0080372 | lid_fill | 2026-05-26T16:12:06.094262
BAU | Secondary Techs | PWRNGSINDEA | TotalAnnualMaxCapacityInvestment | 2030 | 0.0056216 | lid_fill | 2026-05-26T16:12:06.094262
BAU | Secondary Techs | PWRNGSINDEA | TotalAnnualMaxCapacityInvestment | 2031 | 0.0054574 | lid_fill | 2026-05-26T16:12:06.094262
BAU | Secondary Techs | PWRNGSINDEA | TotalAnnualMaxCapacityInvestment | 2032 | 0.0074819 | lid_fill | 2026-05-26T16:12:06.094262
BAU | Secondary Techs | PWRNGSINDEA | TotalAnnualMaxCapacityInvestment | 2033 | 0.0074817 | lid_fill | 2026-05-26T16:12:06.094262
BAU | Secondary Techs | PWRNGSINDEA | TotalAnnualMaxCapacityInvestment | 2034 | 0.0074819 | lid_fill | 2026-05-26T16:12:06.094262
BAU | Secondary Techs | PWRNGSINDEA | TotalAnnualMaxCapacityInvestment | 2035 | 0.0074817 | lid_fill | 2026-05-26T16:12:06.094262
BAU | Secondary Techs | PWRNGSINDEA | TotalAnnualMaxCapacityInvestment | 2036 | 0.0074819 | lid_fill | 2026-05-26T16:12:06.094262
BAU | Secondary Techs | PWRNGSINDEA | TotalAnnualMaxCapacityInvestment | 2037 | 0.0084572 | lid_fill | 2026-05-26T16:12:06.094262
BAU | Secondary Techs | PWRNGSINDEA | TotalAnnualMaxCapacityInvestment | 2038 | 0.0084572 | lid_fill | 2026-05-26T16:12:06.094262
BAU | Secondary Techs | PWRNGSINDEA | TotalAnnualMaxCapacityInvestment | 2039 | 0.0084571 | lid_fill | 2026-05-26T16:12:06.094262
BAU | Secondary Techs | PWRNGSINDEA | TotalAnnualMaxCapacityInvestment | 2040 | 0.0084572 | lid_fill | 2026-05-26T16:12:06.094262
BAU | Secondary Techs | PWRNGSINDEA | TotalAnnualMaxCapacityInvestment | 2041 | 0.0084572 | lid_fill | 2026-05-26T16:12:06.094262
BAU | Secondary Techs | PWRNGSINDEA | TotalAnnualMaxCapacityInvestment | 2042 | 0.0096471 | lid_fill | 2026-05-26T16:12:06.094262
BAU | Secondary Techs | PWRNGSINDEA | TotalAnnualMaxCapacityInvestment | 2043 | 0.010086 | lid_fill | 2026-05-26T16:12:06.094262
BAU | Secondary Techs | PWRNGSINDEA | TotalAnnualMaxCapacityInvestment | 2044 | 0.010546 | lid_fill | 2026-05-26T16:12:06.094262
BAU | Secondary Techs | PWRNGSINDEA | TotalAnnualMaxCapacityInvestment | 2045 | 0.011026 | lid_fill | 2026-05-26T16:12:06.094262
BAU | Secondary Techs | PWRNGSINDEA | TotalAnnualMaxCapacityInvestment | 2046 | 0.011528 | lid_fill | 2026-05-26T16:12:06.094262
BAU | Secondary Techs | PWRNGSINDEA | TotalAnnualMaxCapacityInvestment | 2047 | 0.012054 | lid_fill | 2026-05-26T16:12:06.094262
BAU | Secondary Techs | PWRNGSINDEA | TotalAnnualMaxCapacityInvestment | 2048 | 0.012603 | lid_fill | 2026-05-26T16:12:06.094262
BAU | Secondary Techs | PWRNGSINDEA | TotalAnnualMaxCapacityInvestment | 2049 | 0.013177 | lid_fill | 2026-05-26T16:12:06.094262
BAU | Secondary Techs | PWRNGSINDEA | TotalAnnualMaxCapacityInvestment | 2050 | 0.013777 | lid_fill | 2026-05-26T16:12:06.094262
BAU | Secondary Techs | PWRBIOLKAXX | TotalAnnualMaxCapacityInvestment | 2023 | 0 | lid_fill | 2026-05-26T16:12:06.094262
BAU | Secondary Techs | PWRBIOLKAXX | TotalAnnualMaxCapacityInvestment | 2024 | 0.0035312 | lid_fill | 2026-05-26T16:12:06.094262
BAU | Secondary Techs | PWRBIOLKAXX | TotalAnnualMaxCapacityInvestment | 2025 | 0.0101 | untie_min_inv | 2026-05-26T16:12:06.094262
BAU | Secondary Techs | PWRBIOLKAXX | TotalAnnualMaxCapacityInvestment | 2026 | 0.01515 | untie_min_inv | 2026-05-26T16:12:06.094262
BAU | Secondary Techs | PWRBIOLKAXX | TotalAnnualMaxCapacityInvestment | 2027 | 0.0202 | untie_min_inv | 2026-05-26T16:12:06.094262
BAU | Secondary Techs | PWRBIOLKAXX | TotalAnnualMaxCapacityInvestment | 2028 | 0.0202 | untie_min_inv | 2026-05-26T16:12:06.094262
BAU | Secondary Techs | PWRBIOLKAXX | TotalAnnualMaxCapacityInvestment | 2029 | 0.0202 | untie_min_inv | 2026-05-26T16:12:06.094262
BAU | Secondary Techs | PWRBIOLKAXX | TotalAnnualMaxCapacityInvestment | 2030 | 0.0202 | untie_min_inv | 2026-05-26T16:12:06.094262
BAU | Secondary Techs | PWRBIOLKAXX | TotalAnnualMaxCapacityInvestment | 2031 | 0.0202 | untie_min_inv | 2026-05-26T16:12:06.094262
BAU | Secondary Techs | PWRBIOLKAXX | TotalAnnualMaxCapacityInvestment | 2032 | 0.0033063 | lid_fill | 2026-05-26T16:12:06.094262
BAU | Secondary Techs | PWRBIOLKAXX | TotalAnnualMaxCapacityInvestment | 2033 | 0.0034423 | lid_fill | 2026-05-26T16:12:06.094262
BAU | Secondary Techs | PWRBIOLKAXX | TotalAnnualMaxCapacityInvestment | 2034 | 0.0036152 | lid_fill | 2026-05-26T16:12:06.094262
BAU | Secondary Techs | PWRBIOLKAXX | TotalAnnualMaxCapacityInvestment | 2035 | 0.003852 | lid_fill | 2026-05-26T16:12:06.094262
BAU | Secondary Techs | PWRBIOLKAXX | TotalAnnualMaxCapacityInvestment | 2036 | 0.0041769 | lid_fill | 2026-05-26T16:12:06.094262
BAU | Secondary Techs | PWRBIOLKAXX | TotalAnnualMaxCapacityInvestment | 2037 | 0.0044418 | lid_fill | 2026-05-26T16:12:06.094262
BAU | Secondary Techs | PWRBIOLKAXX | TotalAnnualMaxCapacityInvestment | 2038 | 0.0047266 | lid_fill | 2026-05-26T16:12:06.094262
BAU | Secondary Techs | PWRBIOLKAXX | TotalAnnualMaxCapacityInvestment | 2039 | 0.0048426 | lid_fill | 2026-05-26T16:12:06.094262
BAU | Secondary Techs | PWRBIOLKAXX | TotalAnnualMaxCapacityInvestment | 2040 | 0.0050787 | lid_fill | 2026-05-26T16:12:06.094262
BAU | Secondary Techs | PWRBIOLKAXX | TotalAnnualMaxCapacityInvestment | 2041 | 0.0053403 | lid_fill | 2026-05-26T16:12:06.094262
BAU | Secondary Techs | PWRBIOLKAXX | TotalAnnualMaxCapacityInvestment | 2042 | 0.0054012 | lid_fill | 2026-05-26T16:12:06.094262
BAU | Secondary Techs | PWRBIOLKAXX | TotalAnnualMaxCapacityInvestment | 2043 | 0.0055364 | lid_fill | 2026-05-26T16:12:06.094262
BAU | Secondary Techs | PWRBIOLKAXX | TotalAnnualMaxCapacityInvestment | 2044 | 0.0057156 | lid_fill | 2026-05-26T16:12:06.094262
BAU | Secondary Techs | PWRBIOLKAXX | TotalAnnualMaxCapacityInvestment | 2045 | 0.0056196 | lid_fill | 2026-05-26T16:12:06.094262
BAU | Secondary Techs | PWRBIOLKAXX | TotalAnnualMaxCapacityInvestment | 2046 | 0.0056692 | lid_fill | 2026-05-26T16:12:06.094262
BAU | Secondary Techs | PWRBIOLKAXX | TotalAnnualMaxCapacityInvestment | 2047 | 0.0057668 | lid_fill | 2026-05-26T16:12:06.094262
BAU | Secondary Techs | PWRBIOLKAXX | TotalAnnualMaxCapacityInvestment | 2048 | 0.0056172 | lid_fill | 2026-05-26T16:12:06.094262
BAU | Secondary Techs | PWRBIOLKAXX | TotalAnnualMaxCapacityInvestment | 2049 | 0.0057676 | lid_fill | 2026-05-26T16:12:06.094262
BAU | Secondary Techs | PWRBIOLKAXX | TotalAnnualMaxCapacityInvestment | 2050 | 0.0059853 | lid_fill | 2026-05-26T16:12:06.094262
BAU | Secondary Techs | PWRBIOINDWE | TotalAnnualMaxCapacityInvestment | 2023 | 0 | lid_fill | 2026-05-26T16:12:06.094262
BAU | Secondary Techs | PWRBIOINDWE | TotalAnnualMaxCapacityInvestment | 2024 | 0.18692 | lid_fill | 2026-05-26T16:12:06.094262
BAU | Secondary Techs | PWRBIOINDWE | TotalAnnualMaxCapacityInvestment | 2025 | 0.20453 | lid_fill | 2026-05-26T16:12:06.094262
BAU | Secondary Techs | PWRBIOINDWE | TotalAnnualMaxCapacityInvestment | 2026 | 0.2306 | lid_fill | 2026-05-26T16:12:06.094262
BAU | Secondary Techs | PWRBIOINDWE | TotalAnnualMaxCapacityInvestment | 2027 | 0.22238 | lid_fill | 2026-05-26T16:12:06.094262
BAU | Secondary Techs | PWRBIOINDWE | TotalAnnualMaxCapacityInvestment | 2028 | 0.23039 | lid_fill | 2026-05-26T16:12:06.094262
BAU | Secondary Techs | PWRBIOINDWE | TotalAnnualMaxCapacityInvestment | 2029 | 0.28444 | lid_fill | 2026-05-26T16:12:06.094262
BAU | Secondary Techs | PWRBIOINDWE | TotalAnnualMaxCapacityInvestment | 2030 | 0.16226 | lid_fill | 2026-05-26T16:12:06.094262
BAU | Secondary Techs | PWRBIOINDWE | TotalAnnualMaxCapacityInvestment | 2031 | 0.15538 | lid_fill | 2026-05-26T16:12:06.094262
BAU | Secondary Techs | PWRBIOINDWE | TotalAnnualMaxCapacityInvestment | 2032 | 0.23457 | lid_fill | 2026-05-26T16:12:06.094262
BAU | Secondary Techs | PWRBIOINDWE | TotalAnnualMaxCapacityInvestment | 2033 | 0.23457 | lid_fill | 2026-05-26T16:12:06.094262
BAU | Secondary Techs | PWRBIOINDWE | TotalAnnualMaxCapacityInvestment | 2034 | 0.23457 | lid_fill | 2026-05-26T16:12:06.094262
BAU | Secondary Techs | PWRBIOINDWE | TotalAnnualMaxCapacityInvestment | 2035 | 0.23457 | lid_fill | 2026-05-26T16:12:06.094262
BAU | Secondary Techs | PWRBIOINDWE | TotalAnnualMaxCapacityInvestment | 2036 | 0.23457 | lid_fill | 2026-05-26T16:12:06.094262
BAU | Secondary Techs | PWRBIOINDWE | TotalAnnualMaxCapacityInvestment | 2037 | 0.25879 | lid_fill | 2026-05-26T16:12:06.094262
BAU | Secondary Techs | PWRBIOINDWE | TotalAnnualMaxCapacityInvestment | 2038 | 0.25879 | lid_fill | 2026-05-26T16:12:06.094262
BAU | Secondary Techs | PWRBIOINDWE | TotalAnnualMaxCapacityInvestment | 2039 | 0.25879 | lid_fill | 2026-05-26T16:12:06.094262
BAU | Secondary Techs | PWRBIOINDWE | TotalAnnualMaxCapacityInvestment | 2040 | 0.25879 | lid_fill | 2026-05-26T16:12:06.094262
BAU | Secondary Techs | PWRBIOINDWE | TotalAnnualMaxCapacityInvestment | 2041 | 0.25879 | lid_fill | 2026-05-26T16:12:06.094262
BAU | Secondary Techs | PWRBIOINDWE | TotalAnnualMaxCapacityInvestment | 2042 | 0.29047 | lid_fill | 2026-05-26T16:12:06.094262
BAU | Secondary Techs | PWRBIOINDWE | TotalAnnualMaxCapacityInvestment | 2043 | 0.30202 | lid_fill | 2026-05-26T16:12:06.094262
BAU | Secondary Techs | PWRBIOINDWE | TotalAnnualMaxCapacityInvestment | 2044 | 0.31402 | lid_fill | 2026-05-26T16:12:06.094262
BAU | Secondary Techs | PWRBIOINDWE | TotalAnnualMaxCapacityInvestment | 2045 | 0.32651 | lid_fill | 2026-05-26T16:12:06.094262
BAU | Secondary Techs | PWRBIOINDWE | TotalAnnualMaxCapacityInvestment | 2046 | 0.3395 | lid_fill | 2026-05-26T16:12:06.094262
BAU | Secondary Techs | PWRBIOINDWE | TotalAnnualMaxCapacityInvestment | 2047 | 0.35299 | lid_fill | 2026-05-26T16:12:06.094262
BAU | Secondary Techs | PWRBIOINDWE | TotalAnnualMaxCapacityInvestment | 2048 | 0.36703 | lid_fill | 2026-05-26T16:12:06.094262
BAU | Secondary Techs | PWRBIOINDWE | TotalAnnualMaxCapacityInvestment | 2049 | 0.38163 | lid_fill | 2026-05-26T16:12:06.094262
BAU | Secondary Techs | PWRBIOINDWE | TotalAnnualMaxCapacityInvestment | 2050 | 0.3968 | lid_fill | 2026-05-26T16:12:06.094262
BAU | Secondary Techs | PWRHYDNPLXX | TotalAnnualMaxCapacityInvestment | 2023 | 0 | lid_fill | 2026-05-26T16:12:06.094262
BAU | Secondary Techs | PWRHYDNPLXX | TotalAnnualMaxCapacityInvestment | 2024 | 0.21819 | lid_fill | 2026-05-26T16:12:06.094262
BAU | Secondary Techs | PWRHYDNPLXX | TotalAnnualMaxCapacityInvestment | 2025 | 0.54096 | untie_min_inv | 2026-05-26T16:12:06.094262
BAU | Secondary Techs | PWRHYDNPLXX | TotalAnnualMaxCapacityInvestment | 2026 | 0.24251 | lid_fill | 2026-05-26T16:12:06.094262
BAU | Secondary Techs | PWRHYDNPLXX | TotalAnnualMaxCapacityInvestment | 2027 | 0.25608 | lid_fill | 2026-05-26T16:12:06.094262
BAU | Secondary Techs | PWRHYDNPLXX | TotalAnnualMaxCapacityInvestment | 2028 | 0.29104 | lid_fill | 2026-05-26T16:12:06.094262
BAU | Secondary Techs | PWRHYDNPLXX | TotalAnnualMaxCapacityInvestment | 2029 | 0.31806 | lid_fill | 2026-05-26T16:12:06.094262
BAU | Secondary Techs | PWRHYDNPLXX | TotalAnnualMaxCapacityInvestment | 2030 | 0.34422 | lid_fill | 2026-05-26T16:12:06.094262
BAU | Secondary Techs | PWRHYDNPLXX | TotalAnnualMaxCapacityInvestment | 2031 | 0.37245 | lid_fill | 2026-05-26T16:12:06.094262
BAU | Secondary Techs | PWRHYDNPLXX | TotalAnnualMaxCapacityInvestment | 2032 | 0.40315 | lid_fill | 2026-05-26T16:12:06.094262
BAU | Secondary Techs | PWRHYDNPLXX | TotalAnnualMaxCapacityInvestment | 2033 | 0.43633 | lid_fill | 2026-05-26T16:12:06.094262
BAU | Secondary Techs | PWRHYDNPLXX | TotalAnnualMaxCapacityInvestment | 2034 | 0.26384 | lid_fill | 2026-05-26T16:12:06.094262
BAU | Secondary Techs | PWRHYDNPLXX | TotalAnnualMaxCapacityInvestment | 2035 | 0.26384 | lid_fill | 2026-05-26T16:12:06.094262
BAU | Secondary Techs | PWRHYDNPLXX | TotalAnnualMaxCapacityInvestment | 2036 | 0.26384 | lid_fill | 2026-05-26T16:12:06.094262
BAU | Secondary Techs | PWRHYDNPLXX | TotalAnnualMaxCapacityInvestment | 2037 | 0.26379 | lid_fill | 2026-05-26T16:12:06.094262
BAU | Secondary Techs | PWRHYDNPLXX | TotalAnnualMaxCapacityInvestment | 2038 | 0.26384 | lid_fill | 2026-05-26T16:12:06.094262
BAU | Secondary Techs | PWRHYDNPLXX | TotalAnnualMaxCapacityInvestment | 2039 | 0.26384 | lid_fill | 2026-05-26T16:12:06.094262
BAU | Secondary Techs | PWRHYDNPLXX | TotalAnnualMaxCapacityInvestment | 2040 | 0.26384 | lid_fill | 2026-05-26T16:12:06.094262
BAU | Secondary Techs | PWRHYDNPLXX | TotalAnnualMaxCapacityInvestment | 2041 | 0.26384 | lid_fill | 2026-05-26T16:12:06.094262
BAU | Secondary Techs | PWRHYDNPLXX | TotalAnnualMaxCapacityInvestment | 2042 | 0.26384 | lid_fill | 2026-05-26T16:12:06.094262
BAU | Secondary Techs | PWRHYDNPLXX | TotalAnnualMaxCapacityInvestment | 2043 | 0.26384 | lid_fill | 2026-05-26T16:12:06.094262
BAU | Secondary Techs | PWRHYDNPLXX | TotalAnnualMaxCapacityInvestment | 2044 | 0.26384 | lid_fill | 2026-05-26T16:12:06.094262
BAU | Secondary Techs | PWRHYDNPLXX | TotalAnnualMaxCapacityInvestment | 2045 | 0.26384 | lid_fill | 2026-05-26T16:12:06.094262
BAU | Secondary Techs | PWRHYDNPLXX | TotalAnnualMaxCapacityInvestment | 2046 | 0.26384 | lid_fill | 2026-05-26T16:12:06.094262
BAU | Secondary Techs | PWRHYDNPLXX | TotalAnnualMaxCapacityInvestment | 2047 | 0.26384 | lid_fill | 2026-05-26T16:12:06.094262
BAU | Secondary Techs | PWRHYDNPLXX | TotalAnnualMaxCapacityInvestment | 2048 | 0.26384 | lid_fill | 2026-05-26T16:12:06.094262
BAU | Secondary Techs | PWRHYDNPLXX | TotalAnnualMaxCapacityInvestment | 2049 | 0.26384 | lid_fill | 2026-05-26T16:12:06.094262
BAU | Secondary Techs | PWRHYDNPLXX | TotalAnnualMaxCapacityInvestment | 2050 | 0.26384 | lid_fill | 2026-05-26T16:12:06.094262
BAU | Secondary Techs | PWRBIOINDNE | TotalAnnualMaxCapacityInvestment | 2023 | 0 | lid_fill | 2026-05-26T16:12:06.094262
BAU | Secondary Techs | PWRBIOINDNE | TotalAnnualMaxCapacityInvestment | 2024 | 0.00092517 | lid_fill | 2026-05-26T16:12:06.094262
BAU | Secondary Techs | PWRBIOINDNE | TotalAnnualMaxCapacityInvestment | 2025 | 0.00098372 | lid_fill | 2026-05-26T16:12:06.094262
BAU | Secondary Techs | PWRBIOINDNE | TotalAnnualMaxCapacityInvestment | 2026 | 0.0010796 | lid_fill | 2026-05-26T16:12:06.094262
BAU | Secondary Techs | PWRBIOINDNE | TotalAnnualMaxCapacityInvestment | 2027 | 0.0010837 | lid_fill | 2026-05-26T16:12:06.094262
BAU | Secondary Techs | PWRBIOINDNE | TotalAnnualMaxCapacityInvestment | 2028 | 0.0011399 | lid_fill | 2026-05-26T16:12:06.094262
BAU | Secondary Techs | PWRBIOINDNE | TotalAnnualMaxCapacityInvestment | 2029 | 0.0012546 | lid_fill | 2026-05-26T16:12:06.094262
BAU | Secondary Techs | PWRBIOINDNE | TotalAnnualMaxCapacityInvestment | 2030 | 0.0011876 | lid_fill | 2026-05-26T16:12:06.094262
BAU | Secondary Techs | PWRBIOINDNE | TotalAnnualMaxCapacityInvestment | 2031 | 0.0011657 | lid_fill | 2026-05-26T16:12:06.094262
BAU | Secondary Techs | PWRBIOINDNE | TotalAnnualMaxCapacityInvestment | 2032 | 0.0013958 | lid_fill | 2026-05-26T16:12:06.094262
BAU | Secondary Techs | PWRBIOINDNE | TotalAnnualMaxCapacityInvestment | 2033 | 0.0013958 | lid_fill | 2026-05-26T16:12:06.094262
BAU | Secondary Techs | PWRBIOINDNE | TotalAnnualMaxCapacityInvestment | 2034 | 0.0013958 | lid_fill | 2026-05-26T16:12:06.094262
BAU | Secondary Techs | PWRBIOINDNE | TotalAnnualMaxCapacityInvestment | 2035 | 0.0013958 | lid_fill | 2026-05-26T16:12:06.094262
BAU | Secondary Techs | PWRBIOINDNE | TotalAnnualMaxCapacityInvestment | 2036 | 0.0013958 | lid_fill | 2026-05-26T16:12:06.094262
BAU | Secondary Techs | PWRBIOINDNE | TotalAnnualMaxCapacityInvestment | 2037 | 0.0016359 | lid_fill | 2026-05-26T16:12:06.094262
BAU | Secondary Techs | PWRBIOINDNE | TotalAnnualMaxCapacityInvestment | 2038 | 0.0016359 | lid_fill | 2026-05-26T16:12:06.094262
BAU | Secondary Techs | PWRBIOINDNE | TotalAnnualMaxCapacityInvestment | 2039 | 0.0016356 | lid_fill | 2026-05-26T16:12:06.094262
BAU | Secondary Techs | PWRBIOINDNE | TotalAnnualMaxCapacityInvestment | 2040 | 0.0016359 | lid_fill | 2026-05-26T16:12:06.094262
BAU | Secondary Techs | PWRBIOINDNE | TotalAnnualMaxCapacityInvestment | 2041 | 0.0016359 | lid_fill | 2026-05-26T16:12:06.094262
BAU | Secondary Techs | PWRBIOINDNE | TotalAnnualMaxCapacityInvestment | 2042 | 0.0018696 | lid_fill | 2026-05-26T16:12:06.094262
BAU | Secondary Techs | PWRBIOINDNE | TotalAnnualMaxCapacityInvestment | 2043 | 0.001956 | lid_fill | 2026-05-26T16:12:06.094262
BAU | Secondary Techs | PWRBIOINDNE | TotalAnnualMaxCapacityInvestment | 2044 | 0.0020464 | lid_fill | 2026-05-26T16:12:06.094262
BAU | Secondary Techs | PWRBIOINDNE | TotalAnnualMaxCapacityInvestment | 2045 | 0.0021412 | lid_fill | 2026-05-26T16:12:06.094262
BAU | Secondary Techs | PWRBIOINDNE | TotalAnnualMaxCapacityInvestment | 2046 | 0.0022401 | lid_fill | 2026-05-26T16:12:06.094262
BAU | Secondary Techs | PWRBIOINDNE | TotalAnnualMaxCapacityInvestment | 2047 | 0.0023435 | lid_fill | 2026-05-26T16:12:06.094262
BAU | Secondary Techs | PWRBIOINDNE | TotalAnnualMaxCapacityInvestment | 2048 | 0.0024522 | lid_fill | 2026-05-26T16:12:06.094262
BAU | Secondary Techs | PWRBIOINDNE | TotalAnnualMaxCapacityInvestment | 2049 | 0.0025654 | lid_fill | 2026-05-26T16:12:06.094262
BAU | Secondary Techs | PWRBIOINDNE | TotalAnnualMaxCapacityInvestment | 2050 | 0.002684 | lid_fill | 2026-05-26T16:12:06.094262
BAU | Secondary Techs | PWRNGSINDNO | TotalAnnualMaxCapacityInvestment | 2023 | 0 | lid_fill | 2026-05-26T16:12:06.094262
BAU | Secondary Techs | PWRNGSINDNO | TotalAnnualMaxCapacityInvestment | 2024 | 0.36386 | lid_fill | 2026-05-26T16:12:06.094262
BAU | Secondary Techs | PWRNGSINDNO | TotalAnnualMaxCapacityInvestment | 2025 | 0.38469 | lid_fill | 2026-05-26T16:12:06.094262
BAU | Secondary Techs | PWRNGSINDNO | TotalAnnualMaxCapacityInvestment | 2026 | 0.41302 | lid_fill | 2026-05-26T16:12:06.094262
BAU | Secondary Techs | PWRNGSINDNO | TotalAnnualMaxCapacityInvestment | 2027 | 0.43845 | lid_fill | 2026-05-26T16:12:06.094262
BAU | Secondary Techs | PWRNGSINDNO | TotalAnnualMaxCapacityInvestment | 2028 | 0.46095 | lid_fill | 2026-05-26T16:12:06.094262
BAU | Secondary Techs | PWRNGSINDNO | TotalAnnualMaxCapacityInvestment | 2029 | 0.53886 | lid_fill | 2026-05-26T16:12:06.094262
BAU | Secondary Techs | PWRNGSINDNO | TotalAnnualMaxCapacityInvestment | 2030 | 0.41 | lid_fill | 2026-05-26T16:12:06.094262
BAU | Secondary Techs | PWRNGSINDNO | TotalAnnualMaxCapacityInvestment | 2031 | 0.41358 | lid_fill | 2026-05-26T16:12:06.094262
BAU | Secondary Techs | PWRNGSINDNO | TotalAnnualMaxCapacityInvestment | 2032 | 0.48622 | lid_fill | 2026-05-26T16:12:06.094262
BAU | Secondary Techs | PWRNGSINDNO | TotalAnnualMaxCapacityInvestment | 2033 | 0.48621 | lid_fill | 2026-05-26T16:12:06.094262
BAU | Secondary Techs | PWRNGSINDNO | TotalAnnualMaxCapacityInvestment | 2034 | 0.48622 | lid_fill | 2026-05-26T16:12:06.094262
BAU | Secondary Techs | PWRNGSINDNO | TotalAnnualMaxCapacityInvestment | 2035 | 0.48621 | lid_fill | 2026-05-26T16:12:06.094262
BAU | Secondary Techs | PWRNGSINDNO | TotalAnnualMaxCapacityInvestment | 2036 | 0.48622 | lid_fill | 2026-05-26T16:12:06.094262
BAU | Secondary Techs | PWRNGSINDNO | TotalAnnualMaxCapacityInvestment | 2037 | 0.52874 | lid_fill | 2026-05-26T16:12:06.094262
BAU | Secondary Techs | PWRNGSINDNO | TotalAnnualMaxCapacityInvestment | 2038 | 0.52874 | lid_fill | 2026-05-26T16:12:06.094262
BAU | Secondary Techs | PWRNGSINDNO | TotalAnnualMaxCapacityInvestment | 2039 | 0.52874 | lid_fill | 2026-05-26T16:12:06.094262
BAU | Secondary Techs | PWRNGSINDNO | TotalAnnualMaxCapacityInvestment | 2040 | 0.50509 | lid_fill | 2026-05-26T16:12:06.094262
BAU | Secondary Techs | PWRNGSINDNO | TotalAnnualMaxCapacityInvestment | 2041 | 0.52786 | lid_fill | 2026-05-26T16:12:06.094262
BAU | Secondary Techs | PWRNGSINDNO | TotalAnnualMaxCapacityInvestment | 2042 | 0.59302 | lid_fill | 2026-05-26T16:12:06.094262
BAU | Secondary Techs | PWRNGSINDNO | TotalAnnualMaxCapacityInvestment | 2043 | 0.61739 | lid_fill | 2026-05-26T16:12:06.094262
BAU | Secondary Techs | PWRNGSINDNO | TotalAnnualMaxCapacityInvestment | 2044 | 0.63452 | lid_fill | 2026-05-26T16:12:06.094262
BAU | Secondary Techs | PWRNGSINDNO | TotalAnnualMaxCapacityInvestment | 2045 | 0.64768 | lid_fill | 2026-05-26T16:12:06.094262
BAU | Secondary Techs | PWRNGSINDNO | TotalAnnualMaxCapacityInvestment | 2046 | 0.69405 | lid_fill | 2026-05-26T16:12:06.094262
BAU | Secondary Techs | PWRNGSINDNO | TotalAnnualMaxCapacityInvestment | 2047 | 0.72207 | lid_fill | 2026-05-26T16:12:06.094262
BAU | Secondary Techs | PWRNGSINDNO | TotalAnnualMaxCapacityInvestment | 2048 | 0.7512 | lid_fill | 2026-05-26T16:12:06.094262
BAU | Secondary Techs | PWRNGSINDNO | TotalAnnualMaxCapacityInvestment | 2049 | 0.78152 | lid_fill | 2026-05-26T16:12:06.094262
BAU | Secondary Techs | PWRNGSINDNO | TotalAnnualMaxCapacityInvestment | 2050 | 0.81307 | lid_fill | 2026-05-26T16:12:06.094262
BAU | Secondary Techs | PWRSPVINDNE | TotalAnnualMaxCapacityInvestment | 2023 | 0 | lid_fill | 2026-05-26T16:12:06.094262
BAU | Secondary Techs | PWRSPVINDNE | TotalAnnualMaxCapacityInvestment | 2024 | 0.013154 | lid_fill | 2026-05-26T16:12:06.094262
BAU | Secondary Techs | PWRSPVINDNE | TotalAnnualMaxCapacityInvestment | 2025 | 0.1212 | untie_min_inv | 2026-05-26T16:12:06.094262
BAU | Secondary Techs | PWRSPVINDNE | TotalAnnualMaxCapacityInvestment | 2026 | 0.015349 | lid_fill | 2026-05-26T16:12:06.094262
BAU | Secondary Techs | PWRSPVINDNE | TotalAnnualMaxCapacityInvestment | 2027 | 0.015408 | lid_fill | 2026-05-26T16:12:06.094262
BAU | Secondary Techs | PWRSPVINDNE | TotalAnnualMaxCapacityInvestment | 2028 | 0.016206 | lid_fill | 2026-05-26T16:12:06.094262
BAU | Secondary Techs | PWRSPVINDNE | TotalAnnualMaxCapacityInvestment | 2029 | 0.017837 | lid_fill | 2026-05-26T16:12:06.094262
BAU | Secondary Techs | PWRSPVINDNE | TotalAnnualMaxCapacityInvestment | 2030 | 0.016885 | lid_fill | 2026-05-26T16:12:06.094262
BAU | Secondary Techs | PWRSPVINDNE | TotalAnnualMaxCapacityInvestment | 2031 | 0.016573 | lid_fill | 2026-05-26T16:12:06.094262
BAU | Secondary Techs | PWRSPVINDNE | TotalAnnualMaxCapacityInvestment | 2032 | 0.019845 | lid_fill | 2026-05-26T16:12:06.094262
BAU | Secondary Techs | PWRSPVINDNE | TotalAnnualMaxCapacityInvestment | 2033 | 0.019845 | lid_fill | 2026-05-26T16:12:06.094262
BAU | Secondary Techs | PWRSPVINDNE | TotalAnnualMaxCapacityInvestment | 2034 | 0.019845 | lid_fill | 2026-05-26T16:12:06.094262
BAU | Secondary Techs | PWRSPVINDNE | TotalAnnualMaxCapacityInvestment | 2035 | 0.019845 | lid_fill | 2026-05-26T16:12:06.094262
BAU | Secondary Techs | PWRSPVINDNE | TotalAnnualMaxCapacityInvestment | 2036 | 0.019845 | lid_fill | 2026-05-26T16:12:06.094262
BAU | Secondary Techs | PWRSPVINDNE | TotalAnnualMaxCapacityInvestment | 2037 | 0.023258 | lid_fill | 2026-05-26T16:12:06.094262
BAU | Secondary Techs | PWRSPVINDNE | TotalAnnualMaxCapacityInvestment | 2038 | 0.023258 | lid_fill | 2026-05-26T16:12:06.094262
BAU | Secondary Techs | PWRSPVINDNE | TotalAnnualMaxCapacityInvestment | 2039 | 0.023255 | lid_fill | 2026-05-26T16:12:06.094262
BAU | Secondary Techs | PWRSPVINDNE | TotalAnnualMaxCapacityInvestment | 2040 | 0.023258 | lid_fill | 2026-05-26T16:12:06.094262
BAU | Secondary Techs | PWRSPVINDNE | TotalAnnualMaxCapacityInvestment | 2041 | 0.023258 | lid_fill | 2026-05-26T16:12:06.094262
BAU | Secondary Techs | PWRSPVINDNE | TotalAnnualMaxCapacityInvestment | 2042 | 0.026582 | lid_fill | 2026-05-26T16:12:06.094262
BAU | Secondary Techs | PWRSPVINDNE | TotalAnnualMaxCapacityInvestment | 2043 | 0.027809 | lid_fill | 2026-05-26T16:12:06.094262
BAU | Secondary Techs | PWRSPVINDNE | TotalAnnualMaxCapacityInvestment | 2044 | 0.029095 | lid_fill | 2026-05-26T16:12:06.094262
BAU | Secondary Techs | PWRSPVINDNE | TotalAnnualMaxCapacityInvestment | 2045 | 0.030442 | lid_fill | 2026-05-26T16:12:06.094262
BAU | Secondary Techs | PWRSPVINDNE | TotalAnnualMaxCapacityInvestment | 2046 | 0.031848 | lid_fill | 2026-05-26T16:12:06.094262
BAU | Secondary Techs | PWRSPVINDNE | TotalAnnualMaxCapacityInvestment | 2047 | 0.033319 | lid_fill | 2026-05-26T16:12:06.094262
BAU | Secondary Techs | PWRSPVINDNE | TotalAnnualMaxCapacityInvestment | 2048 | 0.034864 | lid_fill | 2026-05-26T16:12:06.094262
BAU | Secondary Techs | PWRSPVINDNE | TotalAnnualMaxCapacityInvestment | 2049 | 0.036474 | lid_fill | 2026-05-26T16:12:06.094262
BAU | Secondary Techs | PWRSPVINDNE | TotalAnnualMaxCapacityInvestment | 2050 | 0.03816 | lid_fill | 2026-05-26T16:12:06.094262
BAU | Secondary Techs | PWRHYDINDNE | TotalAnnualMaxCapacityInvestment | 2023 | 0 | lid_fill | 2026-05-26T16:12:06.094262
BAU | Secondary Techs | PWRHYDINDNE | TotalAnnualMaxCapacityInvestment | 2024 | 0.11869 | lid_fill | 2026-05-26T16:12:06.094262
BAU | Secondary Techs | PWRHYDINDNE | TotalAnnualMaxCapacityInvestment | 2025 | 0.1262 | lid_fill | 2026-05-26T16:12:06.094262
BAU | Secondary Techs | PWRHYDINDNE | TotalAnnualMaxCapacityInvestment | 2026 | 1.8887 | untie_min_inv | 2026-05-26T16:12:06.094262
BAU | Secondary Techs | PWRHYDINDNE | TotalAnnualMaxCapacityInvestment | 2027 | 0.13903 | lid_fill | 2026-05-26T16:12:06.094262
BAU | Secondary Techs | PWRHYDINDNE | TotalAnnualMaxCapacityInvestment | 2028 | 0.14624 | lid_fill | 2026-05-26T16:12:06.094262
BAU | Secondary Techs | PWRHYDINDNE | TotalAnnualMaxCapacityInvestment | 2029 | 0.43026 | untie_min_inv | 2026-05-26T16:12:06.094262
BAU | Secondary Techs | PWRHYDINDNE | TotalAnnualMaxCapacityInvestment | 2030 | 0.15236 | lid_fill | 2026-05-26T16:12:06.094262
BAU | Secondary Techs | PWRHYDINDNE | TotalAnnualMaxCapacityInvestment | 2031 | 0.14955 | lid_fill | 2026-05-26T16:12:06.094262
BAU | Secondary Techs | PWRHYDINDNE | TotalAnnualMaxCapacityInvestment | 2032 | 2.9088 | untie_min_inv | 2026-05-26T16:12:06.094262
BAU | Secondary Techs | PWRHYDINDNE | TotalAnnualMaxCapacityInvestment | 2033 | 0.17907 | lid_fill | 2026-05-26T16:12:06.094262
BAU | Secondary Techs | PWRHYDINDNE | TotalAnnualMaxCapacityInvestment | 2034 | 0.17907 | lid_fill | 2026-05-26T16:12:06.094262
BAU | Secondary Techs | PWRHYDINDNE | TotalAnnualMaxCapacityInvestment | 2035 | 0.17907 | lid_fill | 2026-05-26T16:12:06.094262
BAU | Secondary Techs | PWRHYDINDNE | TotalAnnualMaxCapacityInvestment | 2036 | 0.17907 | lid_fill | 2026-05-26T16:12:06.094262
BAU | Secondary Techs | PWRHYDINDNE | TotalAnnualMaxCapacityInvestment | 2037 | 0.20987 | lid_fill | 2026-05-26T16:12:06.094262
BAU | Secondary Techs | PWRHYDINDNE | TotalAnnualMaxCapacityInvestment | 2038 | 0.20987 | lid_fill | 2026-05-26T16:12:06.094262
BAU | Secondary Techs | PWRHYDINDNE | TotalAnnualMaxCapacityInvestment | 2039 | 0.20984 | lid_fill | 2026-05-26T16:12:06.094262
BAU | Secondary Techs | PWRHYDINDNE | TotalAnnualMaxCapacityInvestment | 2040 | 0.20987 | lid_fill | 2026-05-26T16:12:06.094262
BAU | Secondary Techs | PWRHYDINDNE | TotalAnnualMaxCapacityInvestment | 2041 | 0.20987 | lid_fill | 2026-05-26T16:12:06.094262
BAU | Secondary Techs | PWRHYDINDNE | TotalAnnualMaxCapacityInvestment | 2042 | 0.23986 | lid_fill | 2026-05-26T16:12:06.094262
BAU | Secondary Techs | PWRHYDINDNE | TotalAnnualMaxCapacityInvestment | 2043 | 0.25093 | lid_fill | 2026-05-26T16:12:06.094262
BAU | Secondary Techs | PWRHYDINDNE | TotalAnnualMaxCapacityInvestment | 2044 | 0.26253 | lid_fill | 2026-05-26T16:12:06.094262
BAU | Secondary Techs | PWRHYDINDNE | TotalAnnualMaxCapacityInvestment | 2045 | 0.27469 | lid_fill | 2026-05-26T16:12:06.094262
BAU | Secondary Techs | PWRHYDINDNE | TotalAnnualMaxCapacityInvestment | 2046 | 0.28738 | lid_fill | 2026-05-26T16:12:06.094262
BAU | Secondary Techs | PWRHYDINDNE | TotalAnnualMaxCapacityInvestment | 2047 | 0.30065 | lid_fill | 2026-05-26T16:12:06.094262
BAU | Secondary Techs | PWRHYDINDNE | TotalAnnualMaxCapacityInvestment | 2048 | 0.31459 | lid_fill | 2026-05-26T16:12:06.094262
BAU | Secondary Techs | PWRHYDINDNE | TotalAnnualMaxCapacityInvestment | 2049 | 0.32911 | lid_fill | 2026-05-26T16:12:06.094262
BAU | Secondary Techs | PWRHYDINDNE | TotalAnnualMaxCapacityInvestment | 2050 | 0.34433 | lid_fill | 2026-05-26T16:12:06.094262
BAU | Secondary Techs | PWRSPVBTNXX | TotalAnnualMaxCapacityInvestment | 2023 | 0 | lid_fill | 2026-05-26T16:12:06.094262
BAU | Secondary Techs | PWRSPVBTNXX | TotalAnnualMaxCapacityInvestment | 2024 | 0.0001437 | lid_fill | 2026-05-26T16:12:06.094262
BAU | Secondary Techs | PWRSPVBTNXX | TotalAnnualMaxCapacityInvestment | 2025 | 0.00015387 | lid_fill | 2026-05-26T16:12:06.094262
BAU | Secondary Techs | PWRSPVBTNXX | TotalAnnualMaxCapacityInvestment | 2026 | 0.00016453 | lid_fill | 2026-05-26T16:12:06.094262
BAU | Secondary Techs | PWRSPVBTNXX | TotalAnnualMaxCapacityInvestment | 2027 | 0.00017596 | lid_fill | 2026-05-26T16:12:06.094262
BAU | Secondary Techs | PWRSPVBTNXX | TotalAnnualMaxCapacityInvestment | 2028 | 0.00018836 | lid_fill | 2026-05-26T16:12:06.094262
BAU | Secondary Techs | PWRSPVBTNXX | TotalAnnualMaxCapacityInvestment | 2029 | 0.00020154 | lid_fill | 2026-05-26T16:12:06.094262
BAU | Secondary Techs | PWRSPVBTNXX | TotalAnnualMaxCapacityInvestment | 2030 | 0.0505 | untie_min_inv | 2026-05-26T16:12:06.094262
BAU | Secondary Techs | PWRSPVBTNXX | TotalAnnualMaxCapacityInvestment | 2031 | 0.0002308 | lid_fill | 2026-05-26T16:12:06.094262
BAU | Secondary Techs | PWRSPVBTNXX | TotalAnnualMaxCapacityInvestment | 2032 | 0.00024699 | lid_fill | 2026-05-26T16:12:06.094262
BAU | Secondary Techs | PWRSPVBTNXX | TotalAnnualMaxCapacityInvestment | 2033 | 0.00026423 | lid_fill | 2026-05-26T16:12:06.094262
BAU | Secondary Techs | PWRSPVBTNXX | TotalAnnualMaxCapacityInvestment | 2034 | 0.00028274 | lid_fill | 2026-05-26T16:12:06.094262
BAU | Secondary Techs | PWRSPVBTNXX | TotalAnnualMaxCapacityInvestment | 2035 | 0.00030241 | lid_fill | 2026-05-26T16:12:06.094262
BAU | Secondary Techs | PWRSPVBTNXX | TotalAnnualMaxCapacityInvestment | 2036 | 0.00032373 | lid_fill | 2026-05-26T16:12:06.094262
BAU | Secondary Techs | PWRSPVBTNXX | TotalAnnualMaxCapacityInvestment | 2037 | 0.00034621 | lid_fill | 2026-05-26T16:12:06.094262
BAU | Secondary Techs | PWRSPVBTNXX | TotalAnnualMaxCapacityInvestment | 2038 | 0.00037053 | lid_fill | 2026-05-26T16:12:06.094262
BAU | Secondary Techs | PWRSPVBTNXX | TotalAnnualMaxCapacityInvestment | 2039 | 0.00039649 | lid_fill | 2026-05-26T16:12:06.094262
BAU | Secondary Techs | PWRSPVBTNXX | TotalAnnualMaxCapacityInvestment | 2040 | 0.00042411 | lid_fill | 2026-05-26T16:12:06.094262
BAU | Secondary Techs | PWRSPVBTNXX | TotalAnnualMaxCapacityInvestment | 2041 | 0.00045386 | lid_fill | 2026-05-26T16:12:06.094262
BAU | Secondary Techs | PWRSPVBTNXX | TotalAnnualMaxCapacityInvestment | 2042 | 0.00048554 | lid_fill | 2026-05-26T16:12:06.094262
BAU | Secondary Techs | PWRSPVBTNXX | TotalAnnualMaxCapacityInvestment | 2043 | 0.00051955 | lid_fill | 2026-05-26T16:12:06.094262
BAU | Secondary Techs | PWRSPVBTNXX | TotalAnnualMaxCapacityInvestment | 2044 | 0.00055579 | lid_fill | 2026-05-26T16:12:06.094262
BAU | Secondary Techs | PWRSPVBTNXX | TotalAnnualMaxCapacityInvestment | 2045 | 0.00059484 | lid_fill | 2026-05-26T16:12:06.094262
BAU | Secondary Techs | PWRSPVBTNXX | TotalAnnualMaxCapacityInvestment | 2046 | 0.00063631 | lid_fill | 2026-05-26T16:12:06.094262
BAU | Secondary Techs | PWRSPVBTNXX | TotalAnnualMaxCapacityInvestment | 2047 | 0.00068088 | lid_fill | 2026-05-26T16:12:06.094262
BAU | Secondary Techs | PWRSPVBTNXX | TotalAnnualMaxCapacityInvestment | 2048 | 0.00072846 | lid_fill | 2026-05-26T16:12:06.094262
BAU | Secondary Techs | PWRSPVBTNXX | TotalAnnualMaxCapacityInvestment | 2049 | 0.00077942 | lid_fill | 2026-05-26T16:12:06.094262
BAU | Secondary Techs | PWRSPVBTNXX | TotalAnnualMaxCapacityInvestment | 2050 | 0.00083397 | lid_fill | 2026-05-26T16:12:06.094262
BAU | Secondary Techs | PWROILBGDXX | TotalAnnualMaxCapacityInvestment | 2023 | 0 | lid_fill | 2026-05-26T16:12:06.094262
BAU | Secondary Techs | PWROILBGDXX | TotalAnnualMaxCapacityInvestment | 2024 | 0.40749 | lid_fill | 2026-05-26T16:12:06.094262
BAU | Secondary Techs | PWROILBGDXX | TotalAnnualMaxCapacityInvestment | 2025 | 0.43512 | lid_fill | 2026-05-26T16:12:06.094262
BAU | Secondary Techs | PWROILBGDXX | TotalAnnualMaxCapacityInvestment | 2026 | 0.46463 | lid_fill | 2026-05-26T16:12:06.094262
BAU | Secondary Techs | PWROILBGDXX | TotalAnnualMaxCapacityInvestment | 2027 | 0.49613 | lid_fill | 2026-05-26T16:12:06.094262
BAU | Secondary Techs | PWROILBGDXX | TotalAnnualMaxCapacityInvestment | 2028 | 0.52978 | lid_fill | 2026-05-26T16:12:06.094262
BAU | Secondary Techs | PWROILBGDXX | TotalAnnualMaxCapacityInvestment | 2029 | 0.56572 | lid_fill | 2026-05-26T16:12:06.094262
BAU | Secondary Techs | PWROILBGDXX | TotalAnnualMaxCapacityInvestment | 2030 | 0.60407 | lid_fill | 2026-05-26T16:12:06.094262
BAU | Secondary Techs | PWROILBGDXX | TotalAnnualMaxCapacityInvestment | 2031 | 0.50928 | lid_fill | 2026-05-26T16:12:06.094262
BAU | Secondary Techs | PWROILBGDXX | TotalAnnualMaxCapacityInvestment | 2032 | 0.53654 | lid_fill | 2026-05-26T16:12:06.094262
BAU | Secondary Techs | PWROILBGDXX | TotalAnnualMaxCapacityInvestment | 2033 | 0.56527 | lid_fill | 2026-05-26T16:12:06.094262
BAU | Secondary Techs | PWROILBGDXX | TotalAnnualMaxCapacityInvestment | 2034 | 0.59553 | lid_fill | 2026-05-26T16:12:06.094262
BAU | Secondary Techs | PWROILBGDXX | TotalAnnualMaxCapacityInvestment | 2035 | 0.62742 | lid_fill | 2026-05-26T16:12:06.094262
BAU | Secondary Techs | PWROILBGDXX | TotalAnnualMaxCapacityInvestment | 2036 | 0.66102 | lid_fill | 2026-05-26T16:12:06.094262
BAU | Secondary Techs | PWROILBGDXX | TotalAnnualMaxCapacityInvestment | 2037 | 0.6964 | lid_fill | 2026-05-26T16:12:06.094262
BAU | Secondary Techs | PWROILBGDXX | TotalAnnualMaxCapacityInvestment | 2038 | 0.7337 | lid_fill | 2026-05-26T16:12:06.094262
BAU | Secondary Techs | PWROILBGDXX | TotalAnnualMaxCapacityInvestment | 2039 | 0.77297 | lid_fill | 2026-05-26T16:12:06.094262
BAU | Secondary Techs | PWROILBGDXX | TotalAnnualMaxCapacityInvestment | 2040 | 0.81437 | lid_fill | 2026-05-26T16:12:06.094262
BAU | Secondary Techs | PWROILBGDXX | TotalAnnualMaxCapacityInvestment | 2041 | 0.85796 | lid_fill | 2026-05-26T16:12:06.094262
BAU | Secondary Techs | PWROILBGDXX | TotalAnnualMaxCapacityInvestment | 2042 | 0.72015 | lid_fill | 2026-05-26T16:12:06.094262
BAU | Secondary Techs | PWROILBGDXX | TotalAnnualMaxCapacityInvestment | 2043 | 0.75086 | lid_fill | 2026-05-26T16:12:06.094262
BAU | Secondary Techs | PWROILBGDXX | TotalAnnualMaxCapacityInvestment | 2044 | 0.78289 | lid_fill | 2026-05-26T16:12:06.094262
BAU | Secondary Techs | PWROILBGDXX | TotalAnnualMaxCapacityInvestment | 2045 | 0.81628 | lid_fill | 2026-05-26T16:12:06.094262
BAU | Secondary Techs | PWROILBGDXX | TotalAnnualMaxCapacityInvestment | 2046 | 0.85111 | lid_fill | 2026-05-26T16:12:06.094262
BAU | Secondary Techs | PWROILBGDXX | TotalAnnualMaxCapacityInvestment | 2047 | 0.88741 | lid_fill | 2026-05-26T16:12:06.094262
BAU | Secondary Techs | PWROILBGDXX | TotalAnnualMaxCapacityInvestment | 2048 | 0.92526 | lid_fill | 2026-05-26T16:12:06.094262
BAU | Secondary Techs | PWROILBGDXX | TotalAnnualMaxCapacityInvestment | 2049 | 0.96473 | lid_fill | 2026-05-26T16:12:06.094262
BAU | Secondary Techs | PWROILBGDXX | TotalAnnualMaxCapacityInvestment | 2050 | 1.0059 | lid_fill | 2026-05-26T16:12:06.094262
BAU | Secondary Techs | PWRCOALKAXX | TotalAnnualMaxCapacityInvestment | 2023 | 0 | lid_fill | 2026-05-26T16:12:06.094262
BAU | Secondary Techs | PWRCOALKAXX | TotalAnnualMaxCapacityInvestment | 2024 | 0.065005 | lid_fill | 2026-05-26T16:12:06.094262
BAU | Secondary Techs | PWRCOALKAXX | TotalAnnualMaxCapacityInvestment | 2025 | 0.048949 | lid_fill | 2026-05-26T16:12:06.094262
BAU | Secondary Techs | PWRCOALKAXX | TotalAnnualMaxCapacityInvestment | 2026 | 0.049052 | lid_fill | 2026-05-26T16:12:06.094262
BAU | Secondary Techs | PWRCOALKAXX | TotalAnnualMaxCapacityInvestment | 2027 | 0.051969 | lid_fill | 2026-05-26T16:12:06.094262
BAU | Secondary Techs | PWRCOALKAXX | TotalAnnualMaxCapacityInvestment | 2028 | 0.054724 | lid_fill | 2026-05-26T16:12:06.094262
BAU | Secondary Techs | PWRCOALKAXX | TotalAnnualMaxCapacityInvestment | 2029 | 0.057699 | lid_fill | 2026-05-26T16:12:06.094262
BAU | Secondary Techs | PWRCOALKAXX | TotalAnnualMaxCapacityInvestment | 2030 | 0.062413 | lid_fill | 2026-05-26T16:12:06.094262
BAU | Secondary Techs | PWRCOALKAXX | TotalAnnualMaxCapacityInvestment | 2031 | 0.058288 | lid_fill | 2026-05-26T16:12:06.094262
BAU | Secondary Techs | PWRCOALKAXX | TotalAnnualMaxCapacityInvestment | 2032 | 0.060866 | lid_fill | 2026-05-26T16:12:06.094262
BAU | Secondary Techs | PWRCOALKAXX | TotalAnnualMaxCapacityInvestment | 2033 | 0.06337 | lid_fill | 2026-05-26T16:12:06.094262
BAU | Secondary Techs | PWRCOALKAXX | TotalAnnualMaxCapacityInvestment | 2034 | 0.066552 | lid_fill | 2026-05-26T16:12:06.094262
BAU | Secondary Techs | PWRCOALKAXX | TotalAnnualMaxCapacityInvestment | 2035 | 0.070912 | lid_fill | 2026-05-26T16:12:06.094262
BAU | Secondary Techs | PWRCOALKAXX | TotalAnnualMaxCapacityInvestment | 2036 | 0.076893 | lid_fill | 2026-05-26T16:12:06.094262
BAU | Secondary Techs | PWRCOALKAXX | TotalAnnualMaxCapacityInvestment | 2037 | 0.081769 | lid_fill | 2026-05-26T16:12:06.094262
BAU | Secondary Techs | PWRCOALKAXX | TotalAnnualMaxCapacityInvestment | 2038 | 0.087013 | lid_fill | 2026-05-26T16:12:06.094262
BAU | Secondary Techs | PWRCOALKAXX | TotalAnnualMaxCapacityInvestment | 2039 | 0.089149 | lid_fill | 2026-05-26T16:12:06.094262
BAU | Secondary Techs | PWRCOALKAXX | TotalAnnualMaxCapacityInvestment | 2040 | 0.093494 | lid_fill | 2026-05-26T16:12:06.094262
BAU | Secondary Techs | PWRCOALKAXX | TotalAnnualMaxCapacityInvestment | 2041 | 0.098311 | lid_fill | 2026-05-26T16:12:06.094262
BAU | Secondary Techs | PWRCOALKAXX | TotalAnnualMaxCapacityInvestment | 2042 | 0.09943 | lid_fill | 2026-05-26T16:12:06.094262
BAU | Secondary Techs | PWRCOALKAXX | TotalAnnualMaxCapacityInvestment | 2043 | 0.10192 | lid_fill | 2026-05-26T16:12:06.094262
BAU | Secondary Techs | PWRCOALKAXX | TotalAnnualMaxCapacityInvestment | 2044 | 0.10522 | lid_fill | 2026-05-26T16:12:06.094262
BAU | Secondary Techs | PWRCOALKAXX | TotalAnnualMaxCapacityInvestment | 2045 | 0.10345 | lid_fill | 2026-05-26T16:12:06.094262
BAU | Secondary Techs | PWRCOALKAXX | TotalAnnualMaxCapacityInvestment | 2046 | 0.10437 | lid_fill | 2026-05-26T16:12:06.094262
BAU | Secondary Techs | PWRCOALKAXX | TotalAnnualMaxCapacityInvestment | 2047 | 0.10616 | lid_fill | 2026-05-26T16:12:06.094262
BAU | Secondary Techs | PWRCOALKAXX | TotalAnnualMaxCapacityInvestment | 2048 | 0.10341 | lid_fill | 2026-05-26T16:12:06.094262
BAU | Secondary Techs | PWRCOALKAXX | TotalAnnualMaxCapacityInvestment | 2049 | 0.10618 | lid_fill | 2026-05-26T16:12:06.094262
BAU | Secondary Techs | PWRCOALKAXX | TotalAnnualMaxCapacityInvestment | 2050 | 0.11018 | lid_fill | 2026-05-26T16:12:06.094262
BAU | Secondary Techs | PWRCOAINDNO | TotalAnnualMaxCapacityInvestment | 2023 | 0 | lid_fill | 2026-05-26T16:12:06.094262
BAU | Secondary Techs | PWRCOAINDNO | TotalAnnualMaxCapacityInvestment | 2024 | 2.7837 | lid_fill | 2026-05-26T16:12:06.094262
BAU | Secondary Techs | PWRCOAINDNO | TotalAnnualMaxCapacityInvestment | 2025 | 2.9431 | lid_fill | 2026-05-26T16:12:06.094262
BAU | Secondary Techs | PWRCOAINDNO | TotalAnnualMaxCapacityInvestment | 2026 | 3.1598 | lid_fill | 2026-05-26T16:12:06.094262
BAU | Secondary Techs | PWRCOAINDNO | TotalAnnualMaxCapacityInvestment | 2027 | 3.3543 | lid_fill | 2026-05-26T16:12:06.094262
BAU | Secondary Techs | PWRCOAINDNO | TotalAnnualMaxCapacityInvestment | 2028 | 3.5265 | lid_fill | 2026-05-26T16:12:06.094262
BAU | Secondary Techs | PWRCOAINDNO | TotalAnnualMaxCapacityInvestment | 2029 | 4.1226 | lid_fill | 2026-05-26T16:12:06.094262
BAU | Secondary Techs | PWRCOAINDNO | TotalAnnualMaxCapacityInvestment | 2030 | 3.1368 | lid_fill | 2026-05-26T16:12:06.094262
BAU | Secondary Techs | PWRCOAINDNO | TotalAnnualMaxCapacityInvestment | 2031 | 3.1641 | lid_fill | 2026-05-26T16:12:06.094262
BAU | Secondary Techs | PWRCOAINDNO | TotalAnnualMaxCapacityInvestment | 2032 | 3.7198 | lid_fill | 2026-05-26T16:12:06.094262
BAU | Secondary Techs | PWRCOAINDNO | TotalAnnualMaxCapacityInvestment | 2033 | 3.7198 | lid_fill | 2026-05-26T16:12:06.094262
BAU | Secondary Techs | PWRCOAINDNO | TotalAnnualMaxCapacityInvestment | 2034 | 3.7198 | lid_fill | 2026-05-26T16:12:06.094262
BAU | Secondary Techs | PWRCOAINDNO | TotalAnnualMaxCapacityInvestment | 2035 | 3.7198 | lid_fill | 2026-05-26T16:12:06.094262
BAU | Secondary Techs | PWRCOAINDNO | TotalAnnualMaxCapacityInvestment | 2036 | 3.7198 | lid_fill | 2026-05-26T16:12:06.094262
BAU | Secondary Techs | PWRCOAINDNO | TotalAnnualMaxCapacityInvestment | 2037 | 4.0451 | lid_fill | 2026-05-26T16:12:06.094262
BAU | Secondary Techs | PWRCOAINDNO | TotalAnnualMaxCapacityInvestment | 2038 | 4.0451 | lid_fill | 2026-05-26T16:12:06.094262
BAU | Secondary Techs | PWRCOAINDNO | TotalAnnualMaxCapacityInvestment | 2039 | 4.0451 | lid_fill | 2026-05-26T16:12:06.094262
BAU | Secondary Techs | PWRCOAINDNO | TotalAnnualMaxCapacityInvestment | 2040 | 3.8642 | lid_fill | 2026-05-26T16:12:06.094262
BAU | Secondary Techs | PWRCOAINDNO | TotalAnnualMaxCapacityInvestment | 2041 | 4.0384 | lid_fill | 2026-05-26T16:12:06.094262
BAU | Secondary Techs | PWRCOAINDNO | TotalAnnualMaxCapacityInvestment | 2042 | 4.5369 | lid_fill | 2026-05-26T16:12:06.094262
BAU | Secondary Techs | PWRCOAINDNO | TotalAnnualMaxCapacityInvestment | 2043 | 4.7234 | lid_fill | 2026-05-26T16:12:06.094262
BAU | Secondary Techs | PWRCOAINDNO | TotalAnnualMaxCapacityInvestment | 2044 | 4.8544 | lid_fill | 2026-05-26T16:12:06.094262
BAU | Secondary Techs | PWRCOAINDNO | TotalAnnualMaxCapacityInvestment | 2045 | 4.9551 | lid_fill | 2026-05-26T16:12:06.094262
BAU | Secondary Techs | PWRCOAINDNO | TotalAnnualMaxCapacityInvestment | 2046 | 5.3099 | lid_fill | 2026-05-26T16:12:06.094262
BAU | Secondary Techs | PWRCOAINDNO | TotalAnnualMaxCapacityInvestment | 2047 | 5.5242 | lid_fill | 2026-05-26T16:12:06.094262
BAU | Secondary Techs | PWRCOAINDNO | TotalAnnualMaxCapacityInvestment | 2048 | 5.7471 | lid_fill | 2026-05-26T16:12:06.094262
BAU | Secondary Techs | PWRCOAINDNO | TotalAnnualMaxCapacityInvestment | 2049 | 5.9791 | lid_fill | 2026-05-26T16:12:06.094262
BAU | Secondary Techs | PWRCOAINDNO | TotalAnnualMaxCapacityInvestment | 2050 | 6.2204 | lid_fill | 2026-05-26T16:12:06.094262
BAU | Secondary Techs | PWRHYDINDSO | TotalAnnualMaxCapacityInvestment | 2023 | 0 | lid_fill | 2026-05-26T16:12:06.094262
BAU | Secondary Techs | PWRHYDINDSO | TotalAnnualMaxCapacityInvestment | 2024 | 0.70911 | lid_fill | 2026-05-26T16:12:06.094262
BAU | Secondary Techs | PWRHYDINDSO | TotalAnnualMaxCapacityInvestment | 2025 | 0.75292 | lid_fill | 2026-05-26T16:12:06.094262
BAU | Secondary Techs | PWRHYDINDSO | TotalAnnualMaxCapacityInvestment | 2026 | 1.2423 | untie_min_inv | 2026-05-26T16:12:06.094262
BAU | Secondary Techs | PWRHYDINDSO | TotalAnnualMaxCapacityInvestment | 2027 | 1.6564 | untie_min_inv | 2026-05-26T16:12:06.094262
BAU | Secondary Techs | PWRHYDINDSO | TotalAnnualMaxCapacityInvestment | 2028 | 0.9696 | untie_min_inv | 2026-05-26T16:12:06.094262
BAU | Secondary Techs | PWRHYDINDSO | TotalAnnualMaxCapacityInvestment | 2029 | 4.3935 | untie_min_inv | 2026-05-26T16:12:06.094262
BAU | Secondary Techs | PWRHYDINDSO | TotalAnnualMaxCapacityInvestment | 2030 | 0.78332 | lid_fill | 2026-05-26T16:12:06.094262
BAU | Secondary Techs | PWRHYDINDSO | TotalAnnualMaxCapacityInvestment | 2031 | 0.76343 | lid_fill | 2026-05-26T16:12:06.094262
BAU | Secondary Techs | PWRHYDINDSO | TotalAnnualMaxCapacityInvestment | 2032 | 0.91713 | lid_fill | 2026-05-26T16:12:06.094262
BAU | Secondary Techs | PWRHYDINDSO | TotalAnnualMaxCapacityInvestment | 2033 | 0.91713 | lid_fill | 2026-05-26T16:12:06.094262
BAU | Secondary Techs | PWRHYDINDSO | TotalAnnualMaxCapacityInvestment | 2034 | 0.91713 | lid_fill | 2026-05-26T16:12:06.094262
BAU | Secondary Techs | PWRHYDINDSO | TotalAnnualMaxCapacityInvestment | 2035 | 0.91713 | lid_fill | 2026-05-26T16:12:06.094262
BAU | Secondary Techs | PWRHYDINDSO | TotalAnnualMaxCapacityInvestment | 2036 | 0.91713 | lid_fill | 2026-05-26T16:12:06.094262
BAU | Secondary Techs | PWRHYDINDSO | TotalAnnualMaxCapacityInvestment | 2037 | 0.98053 | lid_fill | 2026-05-26T16:12:06.094262
BAU | Secondary Techs | PWRHYDINDSO | TotalAnnualMaxCapacityInvestment | 2038 | 0.98053 | lid_fill | 2026-05-26T16:12:06.094262
BAU | Secondary Techs | PWRHYDINDSO | TotalAnnualMaxCapacityInvestment | 2039 | 0.98053 | lid_fill | 2026-05-26T16:12:06.094262
BAU | Secondary Techs | PWRHYDINDSO | TotalAnnualMaxCapacityInvestment | 2040 | 0.95729 | lid_fill | 2026-05-26T16:12:06.094262
BAU | Secondary Techs | PWRHYDINDSO | TotalAnnualMaxCapacityInvestment | 2041 | 0.9797 | lid_fill | 2026-05-26T16:12:06.094262
BAU | Secondary Techs | PWRHYDINDSO | TotalAnnualMaxCapacityInvestment | 2042 | 1.0967 | lid_fill | 2026-05-26T16:12:06.094262
BAU | Secondary Techs | PWRHYDINDSO | TotalAnnualMaxCapacityInvestment | 2043 | 1.1393 | lid_fill | 2026-05-26T16:12:06.094262
BAU | Secondary Techs | PWRHYDINDSO | TotalAnnualMaxCapacityInvestment | 2044 | 1.1836 | lid_fill | 2026-05-26T16:12:06.094262
BAU | Secondary Techs | PWRHYDINDSO | TotalAnnualMaxCapacityInvestment | 2045 | 1.2296 | lid_fill | 2026-05-26T16:12:06.094262
BAU | Secondary Techs | PWRHYDINDSO | TotalAnnualMaxCapacityInvestment | 2046 | 1.2773 | lid_fill | 2026-05-26T16:12:06.094262
BAU | Secondary Techs | PWRHYDINDSO | TotalAnnualMaxCapacityInvestment | 2047 | 1.3269 | lid_fill | 2026-05-26T16:12:06.094262
BAU | Secondary Techs | PWRHYDINDSO | TotalAnnualMaxCapacityInvestment | 2048 | 1.3785 | lid_fill | 2026-05-26T16:12:06.094262
BAU | Secondary Techs | PWRHYDINDSO | TotalAnnualMaxCapacityInvestment | 2049 | 1.432 | lid_fill | 2026-05-26T16:12:06.094262
BAU | Secondary Techs | PWRHYDINDSO | TotalAnnualMaxCapacityInvestment | 2050 | 1.4876 | lid_fill | 2026-05-26T16:12:06.094262
BAU | Secondary Techs | PWRSPVINDSO | TotalAnnualMaxCapacityInvestment | 2023 | 0.101 | untie_min_inv | 2026-05-26T16:12:06.094262
BAU | Secondary Techs | PWRSPVINDSO | TotalAnnualMaxCapacityInvestment | 2024 | 1.5112 | lid_fill | 2026-05-26T16:12:06.094262
BAU | Secondary Techs | PWRSPVINDSO | TotalAnnualMaxCapacityInvestment | 2025 | 1.6046 | lid_fill | 2026-05-26T16:12:06.094262
BAU | Secondary Techs | PWRSPVINDSO | TotalAnnualMaxCapacityInvestment | 2026 | 1.919 | untie_min_inv | 2026-05-26T16:12:06.094262
BAU | Secondary Techs | PWRSPVINDSO | TotalAnnualMaxCapacityInvestment | 2027 | 1.7873 | lid_fill | 2026-05-26T16:12:06.094262
BAU | Secondary Techs | PWRSPVINDSO | TotalAnnualMaxCapacityInvestment | 2028 | 1.8617 | lid_fill | 2026-05-26T16:12:06.094262
BAU | Secondary Techs | PWRSPVINDSO | TotalAnnualMaxCapacityInvestment | 2029 | 2.1563 | lid_fill | 2026-05-26T16:12:06.094262
BAU | Secondary Techs | PWRSPVINDSO | TotalAnnualMaxCapacityInvestment | 2030 | 1.6694 | lid_fill | 2026-05-26T16:12:06.094262
BAU | Secondary Techs | PWRSPVINDSO | TotalAnnualMaxCapacityInvestment | 2031 | 1.627 | lid_fill | 2026-05-26T16:12:06.094262
BAU | Secondary Techs | PWRSPVINDSO | TotalAnnualMaxCapacityInvestment | 2032 | 1.9546 | lid_fill | 2026-05-26T16:12:06.094262
BAU | Secondary Techs | PWRSPVINDSO | TotalAnnualMaxCapacityInvestment | 2033 | 1.9546 | lid_fill | 2026-05-26T16:12:06.094262
BAU | Secondary Techs | PWRSPVINDSO | TotalAnnualMaxCapacityInvestment | 2034 | 1.9546 | lid_fill | 2026-05-26T16:12:06.094262
BAU | Secondary Techs | PWRSPVINDSO | TotalAnnualMaxCapacityInvestment | 2035 | 1.9546 | lid_fill | 2026-05-26T16:12:06.094262
BAU | Secondary Techs | PWRSPVINDSO | TotalAnnualMaxCapacityInvestment | 2036 | 1.9546 | lid_fill | 2026-05-26T16:12:06.094262
BAU | Secondary Techs | PWRSPVINDSO | TotalAnnualMaxCapacityInvestment | 2037 | 2.0897 | lid_fill | 2026-05-26T16:12:06.094262
BAU | Secondary Techs | PWRSPVINDSO | TotalAnnualMaxCapacityInvestment | 2038 | 2.0897 | lid_fill | 2026-05-26T16:12:06.094262
BAU | Secondary Techs | PWRSPVINDSO | TotalAnnualMaxCapacityInvestment | 2039 | 2.0897 | lid_fill | 2026-05-26T16:12:06.094262
BAU | Secondary Techs | PWRSPVINDSO | TotalAnnualMaxCapacityInvestment | 2040 | 2.0402 | lid_fill | 2026-05-26T16:12:06.094262
BAU | Secondary Techs | PWRSPVINDSO | TotalAnnualMaxCapacityInvestment | 2041 | 2.0879 | lid_fill | 2026-05-26T16:12:06.094262
BAU | Secondary Techs | PWRSPVINDSO | TotalAnnualMaxCapacityInvestment | 2042 | 2.3374 | lid_fill | 2026-05-26T16:12:06.094262
BAU | Secondary Techs | PWRSPVINDSO | TotalAnnualMaxCapacityInvestment | 2043 | 2.4282 | lid_fill | 2026-05-26T16:12:06.094262
BAU | Secondary Techs | PWRSPVINDSO | TotalAnnualMaxCapacityInvestment | 2044 | 2.5224 | lid_fill | 2026-05-26T16:12:06.094262
BAU | Secondary Techs | PWRSPVINDSO | TotalAnnualMaxCapacityInvestment | 2045 | 2.6204 | lid_fill | 2026-05-26T16:12:06.094262
BAU | Secondary Techs | PWRSPVINDSO | TotalAnnualMaxCapacityInvestment | 2046 | 2.7222 | lid_fill | 2026-05-26T16:12:06.094262
BAU | Secondary Techs | PWRSPVINDSO | TotalAnnualMaxCapacityInvestment | 2047 | 2.8279 | lid_fill | 2026-05-26T16:12:06.094262
BAU | Secondary Techs | PWRSPVINDSO | TotalAnnualMaxCapacityInvestment | 2048 | 2.9377 | lid_fill | 2026-05-26T16:12:06.094262
BAU | Secondary Techs | PWRSPVINDSO | TotalAnnualMaxCapacityInvestment | 2049 | 3.0518 | lid_fill | 2026-05-26T16:12:06.094262
BAU | Secondary Techs | PWRSPVINDSO | TotalAnnualMaxCapacityInvestment | 2050 | 3.1704 | lid_fill | 2026-05-26T16:12:06.094262
BAU | Secondary Techs | PWRCOAINDEA | TotalAnnualMaxCapacityInvestment | 2023 | 0 | lid_fill | 2026-05-26T16:12:06.094262
BAU | Secondary Techs | PWRCOAINDEA | TotalAnnualMaxCapacityInvestment | 2024 | 2.3916 | lid_fill | 2026-05-26T16:12:06.094262
BAU | Secondary Techs | PWRCOAINDEA | TotalAnnualMaxCapacityInvestment | 2025 | 2.7207 | lid_fill | 2026-05-26T16:12:06.094262
BAU | Secondary Techs | PWRCOAINDEA | TotalAnnualMaxCapacityInvestment | 2026 | 2.778 | lid_fill | 2026-05-26T16:12:06.094262
BAU | Secondary Techs | PWRCOAINDEA | TotalAnnualMaxCapacityInvestment | 2027 | 2.9727 | lid_fill | 2026-05-26T16:12:06.094262
BAU | Secondary Techs | PWRCOAINDEA | TotalAnnualMaxCapacityInvestment | 2028 | 3.0845 | lid_fill | 2026-05-26T16:12:06.094262
BAU | Secondary Techs | PWRCOAINDEA | TotalAnnualMaxCapacityInvestment | 2029 | 3.7169 | lid_fill | 2026-05-26T16:12:06.094262
BAU | Secondary Techs | PWRCOAINDEA | TotalAnnualMaxCapacityInvestment | 2030 | 2.5998 | lid_fill | 2026-05-26T16:12:06.094262
BAU | Secondary Techs | PWRCOAINDEA | TotalAnnualMaxCapacityInvestment | 2031 | 2.5238 | lid_fill | 2026-05-26T16:12:06.094262
BAU | Secondary Techs | PWRCOAINDEA | TotalAnnualMaxCapacityInvestment | 2032 | 3.4601 | lid_fill | 2026-05-26T16:12:06.094262
BAU | Secondary Techs | PWRCOAINDEA | TotalAnnualMaxCapacityInvestment | 2033 | 3.46 | lid_fill | 2026-05-26T16:12:06.094262
BAU | Secondary Techs | PWRCOAINDEA | TotalAnnualMaxCapacityInvestment | 2034 | 3.4601 | lid_fill | 2026-05-26T16:12:06.094262
BAU | Secondary Techs | PWRCOAINDEA | TotalAnnualMaxCapacityInvestment | 2035 | 8.1204 | untie_min_inv | 2026-05-26T16:12:06.094262
BAU | Secondary Techs | PWRCOAINDEA | TotalAnnualMaxCapacityInvestment | 2036 | 3.4601 | lid_fill | 2026-05-26T16:12:06.094262
BAU | Secondary Techs | PWRCOAINDEA | TotalAnnualMaxCapacityInvestment | 2037 | 3.9111 | lid_fill | 2026-05-26T16:12:06.094262
BAU | Secondary Techs | PWRCOAINDEA | TotalAnnualMaxCapacityInvestment | 2038 | 3.9111 | lid_fill | 2026-05-26T16:12:06.094262
BAU | Secondary Techs | PWRCOAINDEA | TotalAnnualMaxCapacityInvestment | 2039 | 3.9111 | lid_fill | 2026-05-26T16:12:06.094262
BAU | Secondary Techs | PWRCOAINDEA | TotalAnnualMaxCapacityInvestment | 2040 | 3.9111 | lid_fill | 2026-05-26T16:12:06.094262
BAU | Secondary Techs | PWRCOAINDEA | TotalAnnualMaxCapacityInvestment | 2041 | 3.9111 | lid_fill | 2026-05-26T16:12:06.094262
BAU | Secondary Techs | PWRCOAINDEA | TotalAnnualMaxCapacityInvestment | 2042 | 4.4614 | lid_fill | 2026-05-26T16:12:06.094262
BAU | Secondary Techs | PWRCOAINDEA | TotalAnnualMaxCapacityInvestment | 2043 | 4.6646 | lid_fill | 2026-05-26T16:12:06.094262
BAU | Secondary Techs | PWRCOAINDEA | TotalAnnualMaxCapacityInvestment | 2044 | 4.8771 | lid_fill | 2026-05-26T16:12:06.094262
BAU | Secondary Techs | PWRCOAINDEA | TotalAnnualMaxCapacityInvestment | 2045 | 5.0992 | lid_fill | 2026-05-26T16:12:06.094262
BAU | Secondary Techs | PWRCOAINDEA | TotalAnnualMaxCapacityInvestment | 2046 | 5.3315 | lid_fill | 2026-05-26T16:12:06.094262
BAU | Secondary Techs | PWRCOAINDEA | TotalAnnualMaxCapacityInvestment | 2047 | 5.5743 | lid_fill | 2026-05-26T16:12:06.094262
BAU | Secondary Techs | PWRCOAINDEA | TotalAnnualMaxCapacityInvestment | 2048 | 5.8282 | lid_fill | 2026-05-26T16:12:06.094262
BAU | Secondary Techs | PWRCOAINDEA | TotalAnnualMaxCapacityInvestment | 2049 | 6.0937 | lid_fill | 2026-05-26T16:12:06.094262
BAU | Secondary Techs | PWRCOAINDEA | TotalAnnualMaxCapacityInvestment | 2050 | 6.3712 | lid_fill | 2026-05-26T16:12:06.094262
BAU | Secondary Techs | PWRSPVINDNO | TotalAnnualMaxCapacityInvestment | 2023 | 0.19479 | untie_min_inv | 2026-05-26T16:12:06.094262
BAU | Secondary Techs | PWRSPVINDNO | TotalAnnualMaxCapacityInvestment | 2024 | 1.3817 | lid_fill | 2026-05-26T16:12:06.094262
BAU | Secondary Techs | PWRSPVINDNO | TotalAnnualMaxCapacityInvestment | 2025 | 9.4325 | untie_min_inv | 2026-05-26T16:12:06.094262
BAU | Secondary Techs | PWRSPVINDNO | TotalAnnualMaxCapacityInvestment | 2026 | 18.6052 | untie_min_inv | 2026-05-26T16:12:06.094262
BAU | Secondary Techs | PWRSPVINDNO | TotalAnnualMaxCapacityInvestment | 2027 | 11.2554 | untie_min_inv | 2026-05-26T16:12:06.094262
BAU | Secondary Techs | PWRSPVINDNO | TotalAnnualMaxCapacityInvestment | 2028 | 1.7503 | lid_fill | 2026-05-26T16:12:06.094262
BAU | Secondary Techs | PWRSPVINDNO | TotalAnnualMaxCapacityInvestment | 2029 | 2.0462 | lid_fill | 2026-05-26T16:12:06.094262
BAU | Secondary Techs | PWRSPVINDNO | TotalAnnualMaxCapacityInvestment | 2030 | 7.8063 | untie_min_inv | 2026-05-26T16:12:06.094262
BAU | Secondary Techs | PWRSPVINDNO | TotalAnnualMaxCapacityInvestment | 2031 | 1.5705 | lid_fill | 2026-05-26T16:12:06.094262
BAU | Secondary Techs | PWRSPVINDNO | TotalAnnualMaxCapacityInvestment | 2032 | 1.8463 | lid_fill | 2026-05-26T16:12:06.094262
BAU | Secondary Techs | PWRSPVINDNO | TotalAnnualMaxCapacityInvestment | 2033 | 1.8463 | lid_fill | 2026-05-26T16:12:06.094262
BAU | Secondary Techs | PWRSPVINDNO | TotalAnnualMaxCapacityInvestment | 2034 | 1.8463 | lid_fill | 2026-05-26T16:12:06.094262
BAU | Secondary Techs | PWRSPVINDNO | TotalAnnualMaxCapacityInvestment | 2035 | 7.7275 | untie_min_inv | 2026-05-26T16:12:06.094262
BAU | Secondary Techs | PWRSPVINDNO | TotalAnnualMaxCapacityInvestment | 2036 | 1.8463 | lid_fill | 2026-05-26T16:12:06.094262
BAU | Secondary Techs | PWRSPVINDNO | TotalAnnualMaxCapacityInvestment | 2037 | 2.0078 | lid_fill | 2026-05-26T16:12:06.094262
BAU | Secondary Techs | PWRSPVINDNO | TotalAnnualMaxCapacityInvestment | 2038 | 2.0078 | lid_fill | 2026-05-26T16:12:06.094262
BAU | Secondary Techs | PWRSPVINDNO | TotalAnnualMaxCapacityInvestment | 2039 | 2.0078 | lid_fill | 2026-05-26T16:12:06.094262
BAU | Secondary Techs | PWRSPVINDNO | TotalAnnualMaxCapacityInvestment | 2040 | 1.918 | lid_fill | 2026-05-26T16:12:06.094262
BAU | Secondary Techs | PWRSPVINDNO | TotalAnnualMaxCapacityInvestment | 2041 | 2.0044 | lid_fill | 2026-05-26T16:12:06.094262
BAU | Secondary Techs | PWRSPVINDNO | TotalAnnualMaxCapacityInvestment | 2042 | 2.2519 | lid_fill | 2026-05-26T16:12:06.094262
BAU | Secondary Techs | PWRSPVINDNO | TotalAnnualMaxCapacityInvestment | 2043 | 2.3444 | lid_fill | 2026-05-26T16:12:06.094262
BAU | Secondary Techs | PWRSPVINDNO | TotalAnnualMaxCapacityInvestment | 2044 | 2.4094 | lid_fill | 2026-05-26T16:12:06.094262
BAU | Secondary Techs | PWRSPVINDNO | TotalAnnualMaxCapacityInvestment | 2045 | 2.4594 | lid_fill | 2026-05-26T16:12:06.094262
BAU | Secondary Techs | PWRSPVINDNO | TotalAnnualMaxCapacityInvestment | 2046 | 2.6355 | lid_fill | 2026-05-26T16:12:06.094262
BAU | Secondary Techs | PWRSPVINDNO | TotalAnnualMaxCapacityInvestment | 2047 | 2.7419 | lid_fill | 2026-05-26T16:12:06.094262
BAU | Secondary Techs | PWRSPVINDNO | TotalAnnualMaxCapacityInvestment | 2048 | 2.8525 | lid_fill | 2026-05-26T16:12:06.094262
BAU | Secondary Techs | PWRSPVINDNO | TotalAnnualMaxCapacityInvestment | 2049 | 2.9676 | lid_fill | 2026-05-26T16:12:06.094262
BAU | Secondary Techs | PWRSPVINDNO | TotalAnnualMaxCapacityInvestment | 2050 | 3.0874 | lid_fill | 2026-05-26T16:12:06.094262
BAU | Secondary Techs | PWRURNINDNO | TotalAnnualMaxCapacityInvestment | 2023 | 0 | lid_fill | 2026-05-26T16:12:06.094262
BAU | Secondary Techs | PWRURNINDNO | TotalAnnualMaxCapacityInvestment | 2024 | 0.098325 | lid_fill | 2026-05-26T16:12:06.094262
BAU | Secondary Techs | PWRURNINDNO | TotalAnnualMaxCapacityInvestment | 2025 | 0.10395 | lid_fill | 2026-05-26T16:12:06.094262
BAU | Secondary Techs | PWRURNINDNO | TotalAnnualMaxCapacityInvestment | 2026 | 0.707 | untie_min_inv | 2026-05-26T16:12:06.094262
BAU | Secondary Techs | PWRURNINDNO | TotalAnnualMaxCapacityInvestment | 2027 | 0.11848 | lid_fill | 2026-05-26T16:12:06.094262
BAU | Secondary Techs | PWRURNINDNO | TotalAnnualMaxCapacityInvestment | 2028 | 0.12456 | lid_fill | 2026-05-26T16:12:06.094262
BAU | Secondary Techs | PWRURNINDNO | TotalAnnualMaxCapacityInvestment | 2029 | 1.414 | untie_min_inv | 2026-05-26T16:12:06.094262
BAU | Secondary Techs | PWRURNINDNO | TotalAnnualMaxCapacityInvestment | 2030 | 0.11079 | lid_fill | 2026-05-26T16:12:06.094262
BAU | Secondary Techs | PWRURNINDNO | TotalAnnualMaxCapacityInvestment | 2031 | 0.11176 | lid_fill | 2026-05-26T16:12:06.094262
BAU | Secondary Techs | PWRURNINDNO | TotalAnnualMaxCapacityInvestment | 2032 | 0.13139 | lid_fill | 2026-05-26T16:12:06.094262
BAU | Secondary Techs | PWRURNINDNO | TotalAnnualMaxCapacityInvestment | 2033 | 0.13139 | lid_fill | 2026-05-26T16:12:06.094262
BAU | Secondary Techs | PWRURNINDNO | TotalAnnualMaxCapacityInvestment | 2034 | 0.13139 | lid_fill | 2026-05-26T16:12:06.094262
BAU | Secondary Techs | PWRURNINDNO | TotalAnnualMaxCapacityInvestment | 2035 | 0.13139 | lid_fill | 2026-05-26T16:12:06.094262
BAU | Secondary Techs | PWRURNINDNO | TotalAnnualMaxCapacityInvestment | 2036 | 0.13139 | lid_fill | 2026-05-26T16:12:06.094262
BAU | Secondary Techs | PWRURNINDNO | TotalAnnualMaxCapacityInvestment | 2037 | 0.14288 | lid_fill | 2026-05-26T16:12:06.094262
BAU | Secondary Techs | PWRURNINDNO | TotalAnnualMaxCapacityInvestment | 2038 | 0.14288 | lid_fill | 2026-05-26T16:12:06.094262
BAU | Secondary Techs | PWRURNINDNO | TotalAnnualMaxCapacityInvestment | 2039 | 0.14288 | lid_fill | 2026-05-26T16:12:06.094262
BAU | Secondary Techs | PWRURNINDNO | TotalAnnualMaxCapacityInvestment | 2040 | 0.13649 | lid_fill | 2026-05-26T16:12:06.094262
BAU | Secondary Techs | PWRURNINDNO | TotalAnnualMaxCapacityInvestment | 2041 | 0.14264 | lid_fill | 2026-05-26T16:12:06.094262
BAU | Secondary Techs | PWRURNINDNO | TotalAnnualMaxCapacityInvestment | 2042 | 0.16025 | lid_fill | 2026-05-26T16:12:06.094262
BAU | Secondary Techs | PWRURNINDNO | TotalAnnualMaxCapacityInvestment | 2043 | 0.16683 | lid_fill | 2026-05-26T16:12:06.094262
BAU | Secondary Techs | PWRURNINDNO | TotalAnnualMaxCapacityInvestment | 2044 | 0.17146 | lid_fill | 2026-05-26T16:12:06.094262
BAU | Secondary Techs | PWRURNINDNO | TotalAnnualMaxCapacityInvestment | 2045 | 0.17502 | lid_fill | 2026-05-26T16:12:06.094262
BAU | Secondary Techs | PWRURNINDNO | TotalAnnualMaxCapacityInvestment | 2046 | 0.18755 | lid_fill | 2026-05-26T16:12:06.094262
BAU | Secondary Techs | PWRURNINDNO | TotalAnnualMaxCapacityInvestment | 2047 | 0.19512 | lid_fill | 2026-05-26T16:12:06.094262
BAU | Secondary Techs | PWRURNINDNO | TotalAnnualMaxCapacityInvestment | 2048 | 0.20299 | lid_fill | 2026-05-26T16:12:06.094262
BAU | Secondary Techs | PWRURNINDNO | TotalAnnualMaxCapacityInvestment | 2049 | 0.21119 | lid_fill | 2026-05-26T16:12:06.094262
BAU | Secondary Techs | PWRURNINDNO | TotalAnnualMaxCapacityInvestment | 2050 | 0.21971 | lid_fill | 2026-05-26T16:12:06.094262
BAU | Secondary Techs | PWRWONINDNO | TotalAnnualMaxCapacityInvestment | 2023 | 0 | lid_fill | 2026-05-26T16:12:06.094262
BAU | Secondary Techs | PWRWONINDNO | TotalAnnualMaxCapacityInvestment | 2024 | 0.313 | lid_fill | 2026-05-26T16:12:06.094262
BAU | Secondary Techs | PWRWONINDNO | TotalAnnualMaxCapacityInvestment | 2025 | 0.33092 | lid_fill | 2026-05-26T16:12:06.094262
BAU | Secondary Techs | PWRWONINDNO | TotalAnnualMaxCapacityInvestment | 2026 | 0.35529 | lid_fill | 2026-05-26T16:12:06.094262
BAU | Secondary Techs | PWRWONINDNO | TotalAnnualMaxCapacityInvestment | 2027 | 0.37716 | lid_fill | 2026-05-26T16:12:06.094262
BAU | Secondary Techs | PWRWONINDNO | TotalAnnualMaxCapacityInvestment | 2028 | 0.39651 | lid_fill | 2026-05-26T16:12:06.094262
BAU | Secondary Techs | PWRWONINDNO | TotalAnnualMaxCapacityInvestment | 2029 | 0.46354 | lid_fill | 2026-05-26T16:12:06.094262
BAU | Secondary Techs | PWRWONINDNO | TotalAnnualMaxCapacityInvestment | 2030 | 0.35269 | lid_fill | 2026-05-26T16:12:06.094262
BAU | Secondary Techs | PWRWONINDNO | TotalAnnualMaxCapacityInvestment | 2031 | 0.35577 | lid_fill | 2026-05-26T16:12:06.094262
BAU | Secondary Techs | PWRWONINDNO | TotalAnnualMaxCapacityInvestment | 2032 | 0.41825 | lid_fill | 2026-05-26T16:12:06.094262
BAU | Secondary Techs | PWRWONINDNO | TotalAnnualMaxCapacityInvestment | 2033 | 0.41825 | lid_fill | 2026-05-26T16:12:06.094262
BAU | Secondary Techs | PWRWONINDNO | TotalAnnualMaxCapacityInvestment | 2034 | 0.41825 | lid_fill | 2026-05-26T16:12:06.094262
BAU | Secondary Techs | PWRWONINDNO | TotalAnnualMaxCapacityInvestment | 2035 | 0.41825 | lid_fill | 2026-05-26T16:12:06.094262
BAU | Secondary Techs | PWRWONINDNO | TotalAnnualMaxCapacityInvestment | 2036 | 0.41825 | lid_fill | 2026-05-26T16:12:06.094262
BAU | Secondary Techs | PWRWONINDNO | TotalAnnualMaxCapacityInvestment | 2037 | 0.45483 | lid_fill | 2026-05-26T16:12:06.094262
BAU | Secondary Techs | PWRWONINDNO | TotalAnnualMaxCapacityInvestment | 2038 | 0.45483 | lid_fill | 2026-05-26T16:12:06.094262
BAU | Secondary Techs | PWRWONINDNO | TotalAnnualMaxCapacityInvestment | 2039 | 0.45483 | lid_fill | 2026-05-26T16:12:06.094262
BAU | Secondary Techs | PWRWONINDNO | TotalAnnualMaxCapacityInvestment | 2040 | 0.43449 | lid_fill | 2026-05-26T16:12:06.094262
BAU | Secondary Techs | PWRWONINDNO | TotalAnnualMaxCapacityInvestment | 2041 | 0.45407 | lid_fill | 2026-05-26T16:12:06.094262
BAU | Secondary Techs | PWRWONINDNO | TotalAnnualMaxCapacityInvestment | 2042 | 0.51013 | lid_fill | 2026-05-26T16:12:06.094262
BAU | Secondary Techs | PWRWONINDNO | TotalAnnualMaxCapacityInvestment | 2043 | 0.53109 | lid_fill | 2026-05-26T16:12:06.094262
BAU | Secondary Techs | PWRWONINDNO | TotalAnnualMaxCapacityInvestment | 2044 | 0.54583 | lid_fill | 2026-05-26T16:12:06.094262
BAU | Secondary Techs | PWRWONINDNO | TotalAnnualMaxCapacityInvestment | 2045 | 0.55714 | lid_fill | 2026-05-26T16:12:06.094262
BAU | Secondary Techs | PWRWONINDNO | TotalAnnualMaxCapacityInvestment | 2046 | 0.59704 | lid_fill | 2026-05-26T16:12:06.094262
BAU | Secondary Techs | PWRWONINDNO | TotalAnnualMaxCapacityInvestment | 2047 | 0.62113 | lid_fill | 2026-05-26T16:12:06.094262
BAU | Secondary Techs | PWRWONINDNO | TotalAnnualMaxCapacityInvestment | 2048 | 0.6462 | lid_fill | 2026-05-26T16:12:06.094262
BAU | Secondary Techs | PWRWONINDNO | TotalAnnualMaxCapacityInvestment | 2049 | 0.67228 | lid_fill | 2026-05-26T16:12:06.094262
BAU | Secondary Techs | PWRWONINDNO | TotalAnnualMaxCapacityInvestment | 2050 | 0.69941 | lid_fill | 2026-05-26T16:12:06.094262
BAU | Secondary Techs | PWRBIONPLXX | TotalAnnualMaxCapacityInvestment | 2023 | 0 | lid_fill | 2026-05-26T16:12:06.094262
BAU | Secondary Techs | PWRBIONPLXX | TotalAnnualMaxCapacityInvestment | 2024 | 0.00048487 | lid_fill | 2026-05-26T16:12:06.094262
BAU | Secondary Techs | PWRBIONPLXX | TotalAnnualMaxCapacityInvestment | 2025 | 0.00051094 | lid_fill | 2026-05-26T16:12:06.094262
BAU | Secondary Techs | PWRBIONPLXX | TotalAnnualMaxCapacityInvestment | 2026 | 0.00053892 | lid_fill | 2026-05-26T16:12:06.094262
BAU | Secondary Techs | PWRBIONPLXX | TotalAnnualMaxCapacityInvestment | 2027 | 0.00056907 | lid_fill | 2026-05-26T16:12:06.094262
BAU | Secondary Techs | PWRBIONPLXX | TotalAnnualMaxCapacityInvestment | 2028 | 0.00064675 | lid_fill | 2026-05-26T16:12:06.094262
BAU | Secondary Techs | PWRBIONPLXX | TotalAnnualMaxCapacityInvestment | 2029 | 0.0007068 | lid_fill | 2026-05-26T16:12:06.094262
BAU | Secondary Techs | PWRBIONPLXX | TotalAnnualMaxCapacityInvestment | 2030 | 0.00076493 | lid_fill | 2026-05-26T16:12:06.094262
BAU | Secondary Techs | PWRBIONPLXX | TotalAnnualMaxCapacityInvestment | 2031 | 0.00082767 | lid_fill | 2026-05-26T16:12:06.094262
BAU | Secondary Techs | PWRBIONPLXX | TotalAnnualMaxCapacityInvestment | 2032 | 0.00089589 | lid_fill | 2026-05-26T16:12:06.094262
BAU | Secondary Techs | PWRBIONPLXX | TotalAnnualMaxCapacityInvestment | 2033 | 0.00096961 | lid_fill | 2026-05-26T16:12:06.094262
BAU | Secondary Techs | PWRBIONPLXX | TotalAnnualMaxCapacityInvestment | 2034 | 0.00058632 | lid_fill | 2026-05-26T16:12:06.094262
BAU | Secondary Techs | PWRBIONPLXX | TotalAnnualMaxCapacityInvestment | 2035 | 0.00058632 | lid_fill | 2026-05-26T16:12:06.094262
BAU | Secondary Techs | PWRBIONPLXX | TotalAnnualMaxCapacityInvestment | 2036 | 0.00058632 | lid_fill | 2026-05-26T16:12:06.094262
BAU | Secondary Techs | PWRBIONPLXX | TotalAnnualMaxCapacityInvestment | 2037 | 0.00058619 | lid_fill | 2026-05-26T16:12:06.094262
BAU | Secondary Techs | PWRBIONPLXX | TotalAnnualMaxCapacityInvestment | 2038 | 0.00058632 | lid_fill | 2026-05-26T16:12:06.094262
BAU | Secondary Techs | PWRBIONPLXX | TotalAnnualMaxCapacityInvestment | 2039 | 0.00058632 | lid_fill | 2026-05-26T16:12:06.094262
BAU | Secondary Techs | PWRBIONPLXX | TotalAnnualMaxCapacityInvestment | 2040 | 0.00058632 | lid_fill | 2026-05-26T16:12:06.094262
BAU | Secondary Techs | PWRBIONPLXX | TotalAnnualMaxCapacityInvestment | 2041 | 0.00058632 | lid_fill | 2026-05-26T16:12:06.094262
BAU | Secondary Techs | PWRBIONPLXX | TotalAnnualMaxCapacityInvestment | 2042 | 0.00058632 | lid_fill | 2026-05-26T16:12:06.094262
BAU | Secondary Techs | PWRBIONPLXX | TotalAnnualMaxCapacityInvestment | 2043 | 0.00058632 | lid_fill | 2026-05-26T16:12:06.094262
BAU | Secondary Techs | PWRBIONPLXX | TotalAnnualMaxCapacityInvestment | 2044 | 0.00058632 | lid_fill | 2026-05-26T16:12:06.094262
BAU | Secondary Techs | PWRBIONPLXX | TotalAnnualMaxCapacityInvestment | 2045 | 0.00058632 | lid_fill | 2026-05-26T16:12:06.094262
BAU | Secondary Techs | PWRBIONPLXX | TotalAnnualMaxCapacityInvestment | 2046 | 0.00058632 | lid_fill | 2026-05-26T16:12:06.094262
BAU | Secondary Techs | PWRBIONPLXX | TotalAnnualMaxCapacityInvestment | 2047 | 0.00058632 | lid_fill | 2026-05-26T16:12:06.094262
BAU | Secondary Techs | PWRBIONPLXX | TotalAnnualMaxCapacityInvestment | 2048 | 0.00058632 | lid_fill | 2026-05-26T16:12:06.094262
BAU | Secondary Techs | PWRBIONPLXX | TotalAnnualMaxCapacityInvestment | 2049 | 0.00058632 | lid_fill | 2026-05-26T16:12:06.094262
BAU | Secondary Techs | PWRBIONPLXX | TotalAnnualMaxCapacityInvestment | 2050 | 0.00058632 | lid_fill | 2026-05-26T16:12:06.094262
BAU | Secondary Techs | PWRSPVLKAXX | TotalAnnualMaxCapacityInvestment | 2023 | 0 | lid_fill | 2026-05-26T16:12:06.094262
BAU | Secondary Techs | PWRSPVLKAXX | TotalAnnualMaxCapacityInvestment | 2024 | 0.076 | lid_fill | 2026-05-26T16:12:06.094262
BAU | Secondary Techs | PWRSPVLKAXX | TotalAnnualMaxCapacityInvestment | 2025 | 0.202 | untie_min_inv | 2026-05-26T16:12:06.094262
BAU | Secondary Techs | PWRSPVLKAXX | TotalAnnualMaxCapacityInvestment | 2026 | 0.4747 | untie_min_inv | 2026-05-26T16:12:06.094262
BAU | Secondary Techs | PWRSPVLKAXX | TotalAnnualMaxCapacityInvestment | 2027 | 0.505 | untie_min_inv | 2026-05-26T16:12:06.094262
BAU | Secondary Techs | PWRSPVLKAXX | TotalAnnualMaxCapacityInvestment | 2028 | 0.505 | untie_min_inv | 2026-05-26T16:12:06.094262
BAU | Secondary Techs | PWRSPVLKAXX | TotalAnnualMaxCapacityInvestment | 2029 | 0.8787 | untie_min_inv | 2026-05-26T16:12:06.094262
BAU | Secondary Techs | PWRSPVLKAXX | TotalAnnualMaxCapacityInvestment | 2030 | 0.4545 | untie_min_inv | 2026-05-26T16:12:06.094262
BAU | Secondary Techs | PWRSPVLKAXX | TotalAnnualMaxCapacityInvestment | 2031 | 0.4545 | untie_min_inv | 2026-05-26T16:12:06.094262
BAU | Secondary Techs | PWRSPVLKAXX | TotalAnnualMaxCapacityInvestment | 2032 | 0.3535 | untie_min_inv | 2026-05-26T16:12:06.094262
BAU | Secondary Techs | PWRSPVLKAXX | TotalAnnualMaxCapacityInvestment | 2033 | 0.074089 | lid_fill | 2026-05-26T16:12:06.094262
BAU | Secondary Techs | PWRSPVLKAXX | TotalAnnualMaxCapacityInvestment | 2034 | 0.3535 | untie_min_inv | 2026-05-26T16:12:06.094262
BAU | Secondary Techs | PWRSPVLKAXX | TotalAnnualMaxCapacityInvestment | 2035 | 0.3535 | untie_min_inv | 2026-05-26T16:12:06.094262
BAU | Secondary Techs | PWRSPVLKAXX | TotalAnnualMaxCapacityInvestment | 2036 | 0.3535 | untie_min_inv | 2026-05-26T16:12:06.094262
BAU | Secondary Techs | PWRSPVLKAXX | TotalAnnualMaxCapacityInvestment | 2037 | 0.095599 | lid_fill | 2026-05-26T16:12:06.094262
BAU | Secondary Techs | PWRSPVLKAXX | TotalAnnualMaxCapacityInvestment | 2038 | 0.404 | untie_min_inv | 2026-05-26T16:12:06.094262
BAU | Secondary Techs | PWRSPVLKAXX | TotalAnnualMaxCapacityInvestment | 2039 | 0.404 | untie_min_inv | 2026-05-26T16:12:06.094262
BAU | Secondary Techs | PWRSPVLKAXX | TotalAnnualMaxCapacityInvestment | 2040 | 0.10931 | lid_fill | 2026-05-26T16:12:06.094262
BAU | Secondary Techs | PWRSPVLKAXX | TotalAnnualMaxCapacityInvestment | 2041 | 0.11494 | lid_fill | 2026-05-26T16:12:06.094262
BAU | Secondary Techs | PWRSPVLKAXX | TotalAnnualMaxCapacityInvestment | 2042 | 0.11625 | lid_fill | 2026-05-26T16:12:06.094262
BAU | Secondary Techs | PWRSPVLKAXX | TotalAnnualMaxCapacityInvestment | 2043 | 0.11916 | lid_fill | 2026-05-26T16:12:06.094262
BAU | Secondary Techs | PWRSPVLKAXX | TotalAnnualMaxCapacityInvestment | 2044 | 0.4545 | untie_min_inv | 2026-05-26T16:12:06.094262
BAU | Secondary Techs | PWRSPVLKAXX | TotalAnnualMaxCapacityInvestment | 2045 | 0.12095 | lid_fill | 2026-05-26T16:12:06.094262
BAU | Secondary Techs | PWRSPVLKAXX | TotalAnnualMaxCapacityInvestment | 2046 | 0.12202 | lid_fill | 2026-05-26T16:12:06.094262
BAU | Secondary Techs | PWRSPVLKAXX | TotalAnnualMaxCapacityInvestment | 2047 | 0.12412 | lid_fill | 2026-05-26T16:12:06.094262
BAU | Secondary Techs | PWRSPVLKAXX | TotalAnnualMaxCapacityInvestment | 2048 | 0.1209 | lid_fill | 2026-05-26T16:12:06.094262
BAU | Secondary Techs | PWRSPVLKAXX | TotalAnnualMaxCapacityInvestment | 2049 | 0.12414 | lid_fill | 2026-05-26T16:12:06.094262
BAU | Secondary Techs | PWRSPVLKAXX | TotalAnnualMaxCapacityInvestment | 2050 | 0.12882 | lid_fill | 2026-05-26T16:12:06.094262
BAU | Secondary Techs | PWRWASINDSO | TotalAnnualMaxCapacityInvestment | 2023 | 0 | lid_fill | 2026-05-26T16:12:06.094262
BAU | Secondary Techs | PWRWASINDSO | TotalAnnualMaxCapacityInvestment | 2024 | 0.011395 | lid_fill | 2026-05-26T16:12:06.094262
BAU | Secondary Techs | PWRWASINDSO | TotalAnnualMaxCapacityInvestment | 2025 | 0.012099 | lid_fill | 2026-05-26T16:12:06.094262
BAU | Secondary Techs | PWRWASINDSO | TotalAnnualMaxCapacityInvestment | 2026 | 0.013321 | lid_fill | 2026-05-26T16:12:06.094262
BAU | Secondary Techs | PWRWASINDSO | TotalAnnualMaxCapacityInvestment | 2027 | 0.013476 | lid_fill | 2026-05-26T16:12:06.094262
BAU | Secondary Techs | PWRWASINDSO | TotalAnnualMaxCapacityInvestment | 2028 | 0.014037 | lid_fill | 2026-05-26T16:12:06.094262
BAU | Secondary Techs | PWRWASINDSO | TotalAnnualMaxCapacityInvestment | 2029 | 0.016258 | lid_fill | 2026-05-26T16:12:06.094262
BAU | Secondary Techs | PWRWASINDSO | TotalAnnualMaxCapacityInvestment | 2030 | 0.012587 | lid_fill | 2026-05-26T16:12:06.094262
BAU | Secondary Techs | PWRWASINDSO | TotalAnnualMaxCapacityInvestment | 2031 | 0.012267 | lid_fill | 2026-05-26T16:12:06.094262
BAU | Secondary Techs | PWRWASINDSO | TotalAnnualMaxCapacityInvestment | 2032 | 0.014737 | lid_fill | 2026-05-26T16:12:06.094262
BAU | Secondary Techs | PWRWASINDSO | TotalAnnualMaxCapacityInvestment | 2033 | 0.014737 | lid_fill | 2026-05-26T16:12:06.094262
BAU | Secondary Techs | PWRWASINDSO | TotalAnnualMaxCapacityInvestment | 2034 | 0.014737 | lid_fill | 2026-05-26T16:12:06.094262
BAU | Secondary Techs | PWRWASINDSO | TotalAnnualMaxCapacityInvestment | 2035 | 0.014737 | lid_fill | 2026-05-26T16:12:06.094262
BAU | Secondary Techs | PWRWASINDSO | TotalAnnualMaxCapacityInvestment | 2036 | 0.014737 | lid_fill | 2026-05-26T16:12:06.094262
BAU | Secondary Techs | PWRWASINDSO | TotalAnnualMaxCapacityInvestment | 2037 | 0.015756 | lid_fill | 2026-05-26T16:12:06.094262
BAU | Secondary Techs | PWRWASINDSO | TotalAnnualMaxCapacityInvestment | 2038 | 0.015756 | lid_fill | 2026-05-26T16:12:06.094262
BAU | Secondary Techs | PWRWASINDSO | TotalAnnualMaxCapacityInvestment | 2039 | 0.015756 | lid_fill | 2026-05-26T16:12:06.094262
BAU | Secondary Techs | PWRWASINDSO | TotalAnnualMaxCapacityInvestment | 2040 | 0.015383 | lid_fill | 2026-05-26T16:12:06.094262
BAU | Secondary Techs | PWRWASINDSO | TotalAnnualMaxCapacityInvestment | 2041 | 0.015743 | lid_fill | 2026-05-26T16:12:06.094262
BAU | Secondary Techs | PWRWASINDSO | TotalAnnualMaxCapacityInvestment | 2042 | 0.017623 | lid_fill | 2026-05-26T16:12:06.094262
BAU | Secondary Techs | PWRWASINDSO | TotalAnnualMaxCapacityInvestment | 2043 | 0.018308 | lid_fill | 2026-05-26T16:12:06.094262
BAU | Secondary Techs | PWRWASINDSO | TotalAnnualMaxCapacityInvestment | 2044 | 0.019019 | lid_fill | 2026-05-26T16:12:06.094262
BAU | Secondary Techs | PWRWASINDSO | TotalAnnualMaxCapacityInvestment | 2045 | 0.019757 | lid_fill | 2026-05-26T16:12:06.094262
BAU | Secondary Techs | PWRWASINDSO | TotalAnnualMaxCapacityInvestment | 2046 | 0.020525 | lid_fill | 2026-05-26T16:12:06.094262
BAU | Secondary Techs | PWRWASINDSO | TotalAnnualMaxCapacityInvestment | 2047 | 0.021322 | lid_fill | 2026-05-26T16:12:06.094262
BAU | Secondary Techs | PWRWASINDSO | TotalAnnualMaxCapacityInvestment | 2048 | 0.02215 | lid_fill | 2026-05-26T16:12:06.094262
BAU | Secondary Techs | PWRWASINDSO | TotalAnnualMaxCapacityInvestment | 2049 | 0.02301 | lid_fill | 2026-05-26T16:12:06.094262
BAU | Secondary Techs | PWRWASINDSO | TotalAnnualMaxCapacityInvestment | 2050 | 0.023904 | lid_fill | 2026-05-26T16:12:06.094262
BAU | Secondary Techs | PWRWONINDSO | TotalAnnualMaxCapacityInvestment | 2023 | 0 | lid_fill | 2026-05-26T16:12:06.094262
BAU | Secondary Techs | PWRWONINDSO | TotalAnnualMaxCapacityInvestment | 2024 | 1.1831 | lid_fill | 2026-05-26T16:12:06.094262
BAU | Secondary Techs | PWRWONINDSO | TotalAnnualMaxCapacityInvestment | 2025 | 1.2562 | lid_fill | 2026-05-26T16:12:06.094262
BAU | Secondary Techs | PWRWONINDSO | TotalAnnualMaxCapacityInvestment | 2026 | 1.3832 | lid_fill | 2026-05-26T16:12:06.094262
BAU | Secondary Techs | PWRWONINDSO | TotalAnnualMaxCapacityInvestment | 2027 | 1.3992 | lid_fill | 2026-05-26T16:12:06.094262
BAU | Secondary Techs | PWRWONINDSO | TotalAnnualMaxCapacityInvestment | 2028 | 1.4575 | lid_fill | 2026-05-26T16:12:06.094262
BAU | Secondary Techs | PWRWONINDSO | TotalAnnualMaxCapacityInvestment | 2029 | 1.6881 | lid_fill | 2026-05-26T16:12:06.094262
BAU | Secondary Techs | PWRWONINDSO | TotalAnnualMaxCapacityInvestment | 2030 | 1.3069 | lid_fill | 2026-05-26T16:12:06.094262
BAU | Secondary Techs | PWRWONINDSO | TotalAnnualMaxCapacityInvestment | 2031 | 1.2738 | lid_fill | 2026-05-26T16:12:06.094262
BAU | Secondary Techs | PWRWONINDSO | TotalAnnualMaxCapacityInvestment | 2032 | 1.5302 | lid_fill | 2026-05-26T16:12:06.094262
BAU | Secondary Techs | PWRWONINDSO | TotalAnnualMaxCapacityInvestment | 2033 | 1.5302 | lid_fill | 2026-05-26T16:12:06.094262
BAU | Secondary Techs | PWRWONINDSO | TotalAnnualMaxCapacityInvestment | 2034 | 1.5302 | lid_fill | 2026-05-26T16:12:06.094262
BAU | Secondary Techs | PWRWONINDSO | TotalAnnualMaxCapacityInvestment | 2035 | 1.5302 | lid_fill | 2026-05-26T16:12:06.094262
BAU | Secondary Techs | PWRWONINDSO | TotalAnnualMaxCapacityInvestment | 2036 | 1.5302 | lid_fill | 2026-05-26T16:12:06.094262
BAU | Secondary Techs | PWRWONINDSO | TotalAnnualMaxCapacityInvestment | 2037 | 1.636 | lid_fill | 2026-05-26T16:12:06.094262
BAU | Secondary Techs | PWRWONINDSO | TotalAnnualMaxCapacityInvestment | 2038 | 1.636 | lid_fill | 2026-05-26T16:12:06.094262
BAU | Secondary Techs | PWRWONINDSO | TotalAnnualMaxCapacityInvestment | 2039 | 1.636 | lid_fill | 2026-05-26T16:12:06.094262
BAU | Secondary Techs | PWRWONINDSO | TotalAnnualMaxCapacityInvestment | 2040 | 1.5972 | lid_fill | 2026-05-26T16:12:06.094262
BAU | Secondary Techs | PWRWONINDSO | TotalAnnualMaxCapacityInvestment | 2041 | 1.6346 | lid_fill | 2026-05-26T16:12:06.094262
BAU | Secondary Techs | PWRWONINDSO | TotalAnnualMaxCapacityInvestment | 2042 | 1.8299 | lid_fill | 2026-05-26T16:12:06.094262
BAU | Secondary Techs | PWRWONINDSO | TotalAnnualMaxCapacityInvestment | 2043 | 1.901 | lid_fill | 2026-05-26T16:12:06.094262
BAU | Secondary Techs | PWRWONINDSO | TotalAnnualMaxCapacityInvestment | 2044 | 1.9748 | lid_fill | 2026-05-26T16:12:06.094262
BAU | Secondary Techs | PWRWONINDSO | TotalAnnualMaxCapacityInvestment | 2045 | 2.0515 | lid_fill | 2026-05-26T16:12:06.094262
BAU | Secondary Techs | PWRWONINDSO | TotalAnnualMaxCapacityInvestment | 2046 | 2.1311 | lid_fill | 2026-05-26T16:12:06.094262
BAU | Secondary Techs | PWRWONINDSO | TotalAnnualMaxCapacityInvestment | 2047 | 2.2139 | lid_fill | 2026-05-26T16:12:06.094262
BAU | Secondary Techs | PWRWONINDSO | TotalAnnualMaxCapacityInvestment | 2048 | 2.2999 | lid_fill | 2026-05-26T16:12:06.094262
BAU | Secondary Techs | PWRWONINDSO | TotalAnnualMaxCapacityInvestment | 2049 | 2.3892 | lid_fill | 2026-05-26T16:12:06.094262
BAU | Secondary Techs | PWRWONINDSO | TotalAnnualMaxCapacityInvestment | 2050 | 2.482 | lid_fill | 2026-05-26T16:12:06.094262
BAU | Secondary Techs | PWRWASINDWE | TotalAnnualMaxCapacityInvestment | 2023 | 0 | lid_fill | 2026-05-26T16:12:06.094262
BAU | Secondary Techs | PWRWASINDWE | TotalAnnualMaxCapacityInvestment | 2024 | 0.0072505 | lid_fill | 2026-05-26T16:12:06.094262
BAU | Secondary Techs | PWRWASINDWE | TotalAnnualMaxCapacityInvestment | 2025 | 0.0079334 | lid_fill | 2026-05-26T16:12:06.094262
BAU | Secondary Techs | PWRWASINDWE | TotalAnnualMaxCapacityInvestment | 2026 | 0.0089446 | lid_fill | 2026-05-26T16:12:06.094262
BAU | Secondary Techs | PWRWASINDWE | TotalAnnualMaxCapacityInvestment | 2027 | 0.0086257 | lid_fill | 2026-05-26T16:12:06.094262
BAU | Secondary Techs | PWRWASINDWE | TotalAnnualMaxCapacityInvestment | 2028 | 0.0089368 | lid_fill | 2026-05-26T16:12:06.094262
BAU | Secondary Techs | PWRWASINDWE | TotalAnnualMaxCapacityInvestment | 2029 | 0.011033 | lid_fill | 2026-05-26T16:12:06.094262
BAU | Secondary Techs | PWRWASINDWE | TotalAnnualMaxCapacityInvestment | 2030 | 0.006294 | lid_fill | 2026-05-26T16:12:06.094262
BAU | Secondary Techs | PWRWASINDWE | TotalAnnualMaxCapacityInvestment | 2031 | 0.0060272 | lid_fill | 2026-05-26T16:12:06.094262
BAU | Secondary Techs | PWRWASINDWE | TotalAnnualMaxCapacityInvestment | 2032 | 0.0090989 | lid_fill | 2026-05-26T16:12:06.094262
BAU | Secondary Techs | PWRWASINDWE | TotalAnnualMaxCapacityInvestment | 2033 | 0.0090989 | lid_fill | 2026-05-26T16:12:06.094262
BAU | Secondary Techs | PWRWASINDWE | TotalAnnualMaxCapacityInvestment | 2034 | 0.0090989 | lid_fill | 2026-05-26T16:12:06.094262
BAU | Secondary Techs | PWRWASINDWE | TotalAnnualMaxCapacityInvestment | 2035 | 0.0090989 | lid_fill | 2026-05-26T16:12:06.094262
BAU | Secondary Techs | PWRWASINDWE | TotalAnnualMaxCapacityInvestment | 2036 | 0.0090989 | lid_fill | 2026-05-26T16:12:06.094262
BAU | Secondary Techs | PWRWASINDWE | TotalAnnualMaxCapacityInvestment | 2037 | 0.010038 | lid_fill | 2026-05-26T16:12:06.094262
BAU | Secondary Techs | PWRWASINDWE | TotalAnnualMaxCapacityInvestment | 2038 | 0.010038 | lid_fill | 2026-05-26T16:12:06.094262
BAU | Secondary Techs | PWRWASINDWE | TotalAnnualMaxCapacityInvestment | 2039 | 0.010038 | lid_fill | 2026-05-26T16:12:06.094262
BAU | Secondary Techs | PWRWASINDWE | TotalAnnualMaxCapacityInvestment | 2040 | 0.010038 | lid_fill | 2026-05-26T16:12:06.094262
BAU | Secondary Techs | PWRWASINDWE | TotalAnnualMaxCapacityInvestment | 2041 | 0.010038 | lid_fill | 2026-05-26T16:12:06.094262
BAU | Secondary Techs | PWRWASINDWE | TotalAnnualMaxCapacityInvestment | 2042 | 0.011267 | lid_fill | 2026-05-26T16:12:06.094262
BAU | Secondary Techs | PWRWASINDWE | TotalAnnualMaxCapacityInvestment | 2043 | 0.011715 | lid_fill | 2026-05-26T16:12:06.094262
BAU | Secondary Techs | PWRWASINDWE | TotalAnnualMaxCapacityInvestment | 2044 | 0.012181 | lid_fill | 2026-05-26T16:12:06.094262
BAU | Secondary Techs | PWRWASINDWE | TotalAnnualMaxCapacityInvestment | 2045 | 0.012665 | lid_fill | 2026-05-26T16:12:06.094262
BAU | Secondary Techs | PWRWASINDWE | TotalAnnualMaxCapacityInvestment | 2046 | 0.013169 | lid_fill | 2026-05-26T16:12:06.094262
BAU | Secondary Techs | PWRWASINDWE | TotalAnnualMaxCapacityInvestment | 2047 | 0.013692 | lid_fill | 2026-05-26T16:12:06.094262
BAU | Secondary Techs | PWRWASINDWE | TotalAnnualMaxCapacityInvestment | 2048 | 0.014237 | lid_fill | 2026-05-26T16:12:06.094262
BAU | Secondary Techs | PWRWASINDWE | TotalAnnualMaxCapacityInvestment | 2049 | 0.014803 | lid_fill | 2026-05-26T16:12:06.094262
BAU | Secondary Techs | PWRWASINDWE | TotalAnnualMaxCapacityInvestment | 2050 | 0.015391 | lid_fill | 2026-05-26T16:12:06.094262
BAU | Secondary Techs | PWRNGSINDWE | TotalAnnualMaxCapacityInvestment | 2023 | 0 | lid_fill | 2026-05-26T16:12:06.094262
BAU | Secondary Techs | PWRNGSINDWE | TotalAnnualMaxCapacityInvestment | 2024 | 0.66363 | lid_fill | 2026-05-26T16:12:06.094262
BAU | Secondary Techs | PWRNGSINDWE | TotalAnnualMaxCapacityInvestment | 2025 | 0.72614 | lid_fill | 2026-05-26T16:12:06.094262
BAU | Secondary Techs | PWRNGSINDWE | TotalAnnualMaxCapacityInvestment | 2026 | 0.8187 | lid_fill | 2026-05-26T16:12:06.094262
BAU | Secondary Techs | PWRNGSINDWE | TotalAnnualMaxCapacityInvestment | 2027 | 0.78951 | lid_fill | 2026-05-26T16:12:06.094262
BAU | Secondary Techs | PWRNGSINDWE | TotalAnnualMaxCapacityInvestment | 2028 | 0.81798 | lid_fill | 2026-05-26T16:12:06.094262
BAU | Secondary Techs | PWRNGSINDWE | TotalAnnualMaxCapacityInvestment | 2029 | 1.0099 | lid_fill | 2026-05-26T16:12:06.094262
BAU | Secondary Techs | PWRNGSINDWE | TotalAnnualMaxCapacityInvestment | 2030 | 0.57609 | lid_fill | 2026-05-26T16:12:06.094262
BAU | Secondary Techs | PWRNGSINDWE | TotalAnnualMaxCapacityInvestment | 2031 | 0.55167 | lid_fill | 2026-05-26T16:12:06.094262
BAU | Secondary Techs | PWRNGSINDWE | TotalAnnualMaxCapacityInvestment | 2032 | 0.83282 | lid_fill | 2026-05-26T16:12:06.094262
BAU | Secondary Techs | PWRNGSINDWE | TotalAnnualMaxCapacityInvestment | 2033 | 0.83282 | lid_fill | 2026-05-26T16:12:06.094262
BAU | Secondary Techs | PWRNGSINDWE | TotalAnnualMaxCapacityInvestment | 2034 | 0.83282 | lid_fill | 2026-05-26T16:12:06.094262
BAU | Secondary Techs | PWRNGSINDWE | TotalAnnualMaxCapacityInvestment | 2035 | 0.83282 | lid_fill | 2026-05-26T16:12:06.094262
BAU | Secondary Techs | PWRNGSINDWE | TotalAnnualMaxCapacityInvestment | 2036 | 0.83282 | lid_fill | 2026-05-26T16:12:06.094262
BAU | Secondary Techs | PWRNGSINDWE | TotalAnnualMaxCapacityInvestment | 2037 | 0.9188 | lid_fill | 2026-05-26T16:12:06.094262
BAU | Secondary Techs | PWRNGSINDWE | TotalAnnualMaxCapacityInvestment | 2038 | 0.9188 | lid_fill | 2026-05-26T16:12:06.094262
BAU | Secondary Techs | PWRNGSINDWE | TotalAnnualMaxCapacityInvestment | 2039 | 0.91881 | lid_fill | 2026-05-26T16:12:06.094262
BAU | Secondary Techs | PWRNGSINDWE | TotalAnnualMaxCapacityInvestment | 2040 | 0.9188 | lid_fill | 2026-05-26T16:12:06.094262
BAU | Secondary Techs | PWRNGSINDWE | TotalAnnualMaxCapacityInvestment | 2041 | 0.9188 | lid_fill | 2026-05-26T16:12:06.094262
BAU | Secondary Techs | PWRNGSINDWE | TotalAnnualMaxCapacityInvestment | 2042 | 1.0313 | lid_fill | 2026-05-26T16:12:06.094262
BAU | Secondary Techs | PWRNGSINDWE | TotalAnnualMaxCapacityInvestment | 2043 | 1.0723 | lid_fill | 2026-05-26T16:12:06.094262
BAU | Secondary Techs | PWRNGSINDWE | TotalAnnualMaxCapacityInvestment | 2044 | 1.1149 | lid_fill | 2026-05-26T16:12:06.094262
BAU | Secondary Techs | PWRNGSINDWE | TotalAnnualMaxCapacityInvestment | 2045 | 1.1592 | lid_fill | 2026-05-26T16:12:06.094262
BAU | Secondary Techs | PWRNGSINDWE | TotalAnnualMaxCapacityInvestment | 2046 | 1.2053 | lid_fill | 2026-05-26T16:12:06.094262
BAU | Secondary Techs | PWRNGSINDWE | TotalAnnualMaxCapacityInvestment | 2047 | 1.2533 | lid_fill | 2026-05-26T16:12:06.094262
BAU | Secondary Techs | PWRNGSINDWE | TotalAnnualMaxCapacityInvestment | 2048 | 1.3031 | lid_fill | 2026-05-26T16:12:06.094262
BAU | Secondary Techs | PWRNGSINDWE | TotalAnnualMaxCapacityInvestment | 2049 | 1.3549 | lid_fill | 2026-05-26T16:12:06.094262
BAU | Secondary Techs | PWRNGSINDWE | TotalAnnualMaxCapacityInvestment | 2050 | 1.4088 | lid_fill | 2026-05-26T16:12:06.094262
BAU | Secondary Techs | PWRHYDBGDXX | TotalAnnualMaxCapacityInvestment | 2023 | 0 | lid_fill | 2026-05-26T16:12:06.094262
BAU | Secondary Techs | PWRHYDBGDXX | TotalAnnualMaxCapacityInvestment | 2024 | 0.016068 | lid_fill | 2026-05-26T16:12:06.094262
BAU | Secondary Techs | PWRHYDBGDXX | TotalAnnualMaxCapacityInvestment | 2025 | 0.017157 | lid_fill | 2026-05-26T16:12:06.094262
BAU | Secondary Techs | PWRHYDBGDXX | TotalAnnualMaxCapacityInvestment | 2026 | 0.018321 | lid_fill | 2026-05-26T16:12:06.094262
BAU | Secondary Techs | PWRHYDBGDXX | TotalAnnualMaxCapacityInvestment | 2027 | 0.019563 | lid_fill | 2026-05-26T16:12:06.094262
BAU | Secondary Techs | PWRHYDBGDXX | TotalAnnualMaxCapacityInvestment | 2028 | 0.02089 | lid_fill | 2026-05-26T16:12:06.094262
BAU | Secondary Techs | PWRHYDBGDXX | TotalAnnualMaxCapacityInvestment | 2029 | 0.022307 | lid_fill | 2026-05-26T16:12:06.094262
BAU | Secondary Techs | PWRHYDBGDXX | TotalAnnualMaxCapacityInvestment | 2030 | 0.023819 | lid_fill | 2026-05-26T16:12:06.094262
BAU | Secondary Techs | PWRHYDBGDXX | TotalAnnualMaxCapacityInvestment | 2031 | 0.020081 | lid_fill | 2026-05-26T16:12:06.094262
BAU | Secondary Techs | PWRHYDBGDXX | TotalAnnualMaxCapacityInvestment | 2032 | 0.021156 | lid_fill | 2026-05-26T16:12:06.094262
BAU | Secondary Techs | PWRHYDBGDXX | TotalAnnualMaxCapacityInvestment | 2033 | 0.022289 | lid_fill | 2026-05-26T16:12:06.094262
BAU | Secondary Techs | PWRHYDBGDXX | TotalAnnualMaxCapacityInvestment | 2034 | 0.023482 | lid_fill | 2026-05-26T16:12:06.094262
BAU | Secondary Techs | PWRHYDBGDXX | TotalAnnualMaxCapacityInvestment | 2035 | 0.02474 | lid_fill | 2026-05-26T16:12:06.094262
BAU | Secondary Techs | PWRHYDBGDXX | TotalAnnualMaxCapacityInvestment | 2036 | 0.026064 | lid_fill | 2026-05-26T16:12:06.094262
BAU | Secondary Techs | PWRHYDBGDXX | TotalAnnualMaxCapacityInvestment | 2037 | 0.027459 | lid_fill | 2026-05-26T16:12:06.094262
BAU | Secondary Techs | PWRHYDBGDXX | TotalAnnualMaxCapacityInvestment | 2038 | 0.02893 | lid_fill | 2026-05-26T16:12:06.094262
BAU | Secondary Techs | PWRHYDBGDXX | TotalAnnualMaxCapacityInvestment | 2039 | 0.030479 | lid_fill | 2026-05-26T16:12:06.094262
BAU | Secondary Techs | PWRHYDBGDXX | TotalAnnualMaxCapacityInvestment | 2040 | 0.032111 | lid_fill | 2026-05-26T16:12:06.094262
BAU | Secondary Techs | PWRHYDBGDXX | TotalAnnualMaxCapacityInvestment | 2041 | 0.03383 | lid_fill | 2026-05-26T16:12:06.094262
BAU | Secondary Techs | PWRHYDBGDXX | TotalAnnualMaxCapacityInvestment | 2042 | 0.028396 | lid_fill | 2026-05-26T16:12:06.094262
BAU | Secondary Techs | PWRHYDBGDXX | TotalAnnualMaxCapacityInvestment | 2043 | 0.029607 | lid_fill | 2026-05-26T16:12:06.094262
BAU | Secondary Techs | PWRHYDBGDXX | TotalAnnualMaxCapacityInvestment | 2044 | 0.03087 | lid_fill | 2026-05-26T16:12:06.094262
BAU | Secondary Techs | PWRHYDBGDXX | TotalAnnualMaxCapacityInvestment | 2045 | 0.032187 | lid_fill | 2026-05-26T16:12:06.094262
BAU | Secondary Techs | PWRHYDBGDXX | TotalAnnualMaxCapacityInvestment | 2046 | 0.03356 | lid_fill | 2026-05-26T16:12:06.094262
BAU | Secondary Techs | PWRHYDBGDXX | TotalAnnualMaxCapacityInvestment | 2047 | 0.034991 | lid_fill | 2026-05-26T16:12:06.094262
BAU | Secondary Techs | PWRHYDBGDXX | TotalAnnualMaxCapacityInvestment | 2048 | 0.036484 | lid_fill | 2026-05-26T16:12:06.094262
BAU | Secondary Techs | PWRHYDBGDXX | TotalAnnualMaxCapacityInvestment | 2049 | 0.03804 | lid_fill | 2026-05-26T16:12:06.094262
BAU | Secondary Techs | PWRHYDBGDXX | TotalAnnualMaxCapacityInvestment | 2050 | 0.039663 | lid_fill | 2026-05-26T16:12:06.094262
BAU | Secondary Techs | PWRCSPINDNO | TotalAnnualMaxCapacityInvestment | 2023 | 0 | lid_fill | 2026-05-26T16:12:06.094262
BAU | Secondary Techs | PWRCSPINDNO | TotalAnnualMaxCapacityInvestment | 2024 | 0.021577 | lid_fill | 2026-05-26T16:12:06.094262
BAU | Secondary Techs | PWRCSPINDNO | TotalAnnualMaxCapacityInvestment | 2025 | 0.022812 | lid_fill | 2026-05-26T16:12:06.094262
BAU | Secondary Techs | PWRCSPINDNO | TotalAnnualMaxCapacityInvestment | 2026 | 0.024492 | lid_fill | 2026-05-26T16:12:06.094262
BAU | Secondary Techs | PWRCSPINDNO | TotalAnnualMaxCapacityInvestment | 2027 | 0.026 | lid_fill | 2026-05-26T16:12:06.094262
BAU | Secondary Techs | PWRCSPINDNO | TotalAnnualMaxCapacityInvestment | 2028 | 0.027334 | lid_fill | 2026-05-26T16:12:06.094262
BAU | Secondary Techs | PWRCSPINDNO | TotalAnnualMaxCapacityInvestment | 2029 | 0.031954 | lid_fill | 2026-05-26T16:12:06.094262
BAU | Secondary Techs | PWRCSPINDNO | TotalAnnualMaxCapacityInvestment | 2030 | 0.024313 | lid_fill | 2026-05-26T16:12:06.094262
BAU | Secondary Techs | PWRCSPINDNO | TotalAnnualMaxCapacityInvestment | 2031 | 0.024525 | lid_fill | 2026-05-26T16:12:06.094262
BAU | Secondary Techs | PWRCSPINDNO | TotalAnnualMaxCapacityInvestment | 2032 | 0.028832 | lid_fill | 2026-05-26T16:12:06.094262
BAU | Secondary Techs | PWRCSPINDNO | TotalAnnualMaxCapacityInvestment | 2033 | 0.028832 | lid_fill | 2026-05-26T16:12:06.094262
BAU | Secondary Techs | PWRCSPINDNO | TotalAnnualMaxCapacityInvestment | 2034 | 0.028832 | lid_fill | 2026-05-26T16:12:06.094262
BAU | Secondary Techs | PWRCSPINDNO | TotalAnnualMaxCapacityInvestment | 2035 | 0.028832 | lid_fill | 2026-05-26T16:12:06.094262
BAU | Secondary Techs | PWRCSPINDNO | TotalAnnualMaxCapacityInvestment | 2036 | 0.028832 | lid_fill | 2026-05-26T16:12:06.094262
BAU | Secondary Techs | PWRCSPINDNO | TotalAnnualMaxCapacityInvestment | 2037 | 0.031354 | lid_fill | 2026-05-26T16:12:06.094262
BAU | Secondary Techs | PWRCSPINDNO | TotalAnnualMaxCapacityInvestment | 2038 | 0.031354 | lid_fill | 2026-05-26T16:12:06.094262
BAU | Secondary Techs | PWRCSPINDNO | TotalAnnualMaxCapacityInvestment | 2039 | 0.031354 | lid_fill | 2026-05-26T16:12:06.094262
BAU | Secondary Techs | PWRCSPINDNO | TotalAnnualMaxCapacityInvestment | 2040 | 0.029952 | lid_fill | 2026-05-26T16:12:06.094262
BAU | Secondary Techs | PWRCSPINDNO | TotalAnnualMaxCapacityInvestment | 2041 | 0.031302 | lid_fill | 2026-05-26T16:12:06.094262
BAU | Secondary Techs | PWRCSPINDNO | TotalAnnualMaxCapacityInvestment | 2042 | 0.035166 | lid_fill | 2026-05-26T16:12:06.094262
BAU | Secondary Techs | PWRCSPINDNO | TotalAnnualMaxCapacityInvestment | 2043 | 0.036611 | lid_fill | 2026-05-26T16:12:06.094262
BAU | Secondary Techs | PWRCSPINDNO | TotalAnnualMaxCapacityInvestment | 2044 | 0.037627 | lid_fill | 2026-05-26T16:12:06.094262
BAU | Secondary Techs | PWRCSPINDNO | TotalAnnualMaxCapacityInvestment | 2045 | 0.038407 | lid_fill | 2026-05-26T16:12:06.094262
BAU | Secondary Techs | PWRCSPINDNO | TotalAnnualMaxCapacityInvestment | 2046 | 0.041157 | lid_fill | 2026-05-26T16:12:06.094262
BAU | Secondary Techs | PWRCSPINDNO | TotalAnnualMaxCapacityInvestment | 2047 | 0.042818 | lid_fill | 2026-05-26T16:12:06.094262
BAU | Secondary Techs | PWRCSPINDNO | TotalAnnualMaxCapacityInvestment | 2048 | 0.044546 | lid_fill | 2026-05-26T16:12:06.094262
BAU | Secondary Techs | PWRCSPINDNO | TotalAnnualMaxCapacityInvestment | 2049 | 0.046344 | lid_fill | 2026-05-26T16:12:06.094262
BAU | Secondary Techs | PWRCSPINDNO | TotalAnnualMaxCapacityInvestment | 2050 | 0.048214 | lid_fill | 2026-05-26T16:12:06.094262
BAU | Secondary Techs | PWRNGSLKAXX | TotalAnnualMaxCapacityInvestment | 2023 | 0 | lid_fill | 2026-05-26T16:12:06.094262
BAU | Secondary Techs | PWRNGSLKAXX | TotalAnnualMaxCapacityInvestment | 2024 | 0 | lid_fill | 2026-05-26T16:12:06.094262
BAU | Secondary Techs | PWRNGSLKAXX | TotalAnnualMaxCapacityInvestment | 2025 | 0.23735 | untie_min_inv | 2026-05-26T16:12:06.094262
BAU | Secondary Techs | PWRNGSLKAXX | TotalAnnualMaxCapacityInvestment | 2026 | 0.3535 | untie_min_inv | 2026-05-26T16:12:06.094262
BAU | Secondary Techs | PWRNGSLKAXX | TotalAnnualMaxCapacityInvestment | 2027 | 0.11615 | untie_min_inv | 2026-05-26T16:12:06.094262
BAU | Secondary Techs | PWRNGSLKAXX | TotalAnnualMaxCapacityInvestment | 2028 | 0.202 | untie_min_inv | 2026-05-26T16:12:06.094262
BAU | Secondary Techs | PWRNGSLKAXX | TotalAnnualMaxCapacityInvestment | 2029 | 0 | lid_fill | 2026-05-26T16:12:06.094262
BAU | Secondary Techs | PWRNGSLKAXX | TotalAnnualMaxCapacityInvestment | 2030 | 0.1313 | untie_min_inv | 2026-05-26T16:12:06.094262
BAU | Secondary Techs | PWRNGSLKAXX | TotalAnnualMaxCapacityInvestment | 2031 | 0.101 | untie_min_inv | 2026-05-26T16:12:06.094262
BAU | Secondary Techs | PWRNGSLKAXX | TotalAnnualMaxCapacityInvestment | 2032 | 0 | lid_fill | 2026-05-26T16:12:06.094262
BAU | Secondary Techs | PWRNGSLKAXX | TotalAnnualMaxCapacityInvestment | 2033 | 0 | lid_fill | 2026-05-26T16:12:06.094262
BAU | Secondary Techs | PWRNGSLKAXX | TotalAnnualMaxCapacityInvestment | 2034 | 0 | lid_fill | 2026-05-26T16:12:06.094262
BAU | Secondary Techs | PWRNGSLKAXX | TotalAnnualMaxCapacityInvestment | 2035 | 0.303 | untie_min_inv | 2026-05-26T16:12:06.094262
BAU | Secondary Techs | PWRNGSLKAXX | TotalAnnualMaxCapacityInvestment | 2036 | 0.202 | untie_min_inv | 2026-05-26T16:12:06.094262
BAU | Secondary Techs | PWRNGSLKAXX | TotalAnnualMaxCapacityInvestment | 2037 | 0.202 | untie_min_inv | 2026-05-26T16:12:06.094262
BAU | Secondary Techs | PWRNGSLKAXX | TotalAnnualMaxCapacityInvestment | 2038 | 0.202 | untie_min_inv | 2026-05-26T16:12:06.094262
BAU | Secondary Techs | PWRNGSLKAXX | TotalAnnualMaxCapacityInvestment | 2039 | 0.202 | untie_min_inv | 2026-05-26T16:12:06.094262
BAU | Secondary Techs | PWRNGSLKAXX | TotalAnnualMaxCapacityInvestment | 2040 | 0.202 | untie_min_inv | 2026-05-26T16:12:06.094262
BAU | Secondary Techs | PWRNGSLKAXX | TotalAnnualMaxCapacityInvestment | 2041 | 0 | lid_fill | 2026-05-26T16:12:06.094262
BAU | Secondary Techs | PWRNGSLKAXX | TotalAnnualMaxCapacityInvestment | 2042 | 0 | lid_fill | 2026-05-26T16:12:06.094262
BAU | Secondary Techs | PWRNGSLKAXX | TotalAnnualMaxCapacityInvestment | 2043 | 0 | lid_fill | 2026-05-26T16:12:06.094262
BAU | Secondary Techs | PWRNGSLKAXX | TotalAnnualMaxCapacityInvestment | 2044 | 0.202 | untie_min_inv | 2026-05-26T16:12:06.094262
BAU | Secondary Techs | PWRNGSLKAXX | TotalAnnualMaxCapacityInvestment | 2045 | 0 | lid_fill | 2026-05-26T16:12:06.094262
BAU | Secondary Techs | PWRNGSLKAXX | TotalAnnualMaxCapacityInvestment | 2046 | 0 | lid_fill | 2026-05-26T16:12:06.094262
BAU | Secondary Techs | PWRNGSLKAXX | TotalAnnualMaxCapacityInvestment | 2047 | 0 | lid_fill | 2026-05-26T16:12:06.094262
BAU | Secondary Techs | PWRNGSLKAXX | TotalAnnualMaxCapacityInvestment | 2048 | 0 | lid_fill | 2026-05-26T16:12:06.094262
BAU | Secondary Techs | PWRNGSLKAXX | TotalAnnualMaxCapacityInvestment | 2049 | 0 | lid_fill | 2026-05-26T16:12:06.094262
BAU | Secondary Techs | PWRNGSLKAXX | TotalAnnualMaxCapacityInvestment | 2050 | 0 | lid_fill | 2026-05-26T16:12:06.094262
BAU | Secondary Techs | PWROILINDNE | TotalAnnualMaxCapacityInvestment | 2023 | 0 | lid_fill | 2026-05-26T16:12:06.094262
BAU | Secondary Techs | PWROILINDNE | TotalAnnualMaxCapacityInvestment | 2024 | 0.002108 | lid_fill | 2026-05-26T16:12:06.094262
BAU | Secondary Techs | PWROILINDNE | TotalAnnualMaxCapacityInvestment | 2025 | 0.0022414 | lid_fill | 2026-05-26T16:12:06.094262
BAU | Secondary Techs | PWROILINDNE | TotalAnnualMaxCapacityInvestment | 2026 | 0.0024598 | lid_fill | 2026-05-26T16:12:06.094262
BAU | Secondary Techs | PWROILINDNE | TotalAnnualMaxCapacityInvestment | 2027 | 0.0024692 | lid_fill | 2026-05-26T16:12:06.094262
BAU | Secondary Techs | PWROILINDNE | TotalAnnualMaxCapacityInvestment | 2028 | 0.0025972 | lid_fill | 2026-05-26T16:12:06.094262
BAU | Secondary Techs | PWROILINDNE | TotalAnnualMaxCapacityInvestment | 2029 | 0.0028586 | lid_fill | 2026-05-26T16:12:06.094262
BAU | Secondary Techs | PWROILINDNE | TotalAnnualMaxCapacityInvestment | 2030 | 0.0027059 | lid_fill | 2026-05-26T16:12:06.094262
BAU | Secondary Techs | PWROILINDNE | TotalAnnualMaxCapacityInvestment | 2031 | 0.002656 | lid_fill | 2026-05-26T16:12:06.094262
BAU | Secondary Techs | PWROILINDNE | TotalAnnualMaxCapacityInvestment | 2032 | 0.0031803 | lid_fill | 2026-05-26T16:12:06.094262
BAU | Secondary Techs | PWROILINDNE | TotalAnnualMaxCapacityInvestment | 2033 | 0.0031803 | lid_fill | 2026-05-26T16:12:06.094262
BAU | Secondary Techs | PWROILINDNE | TotalAnnualMaxCapacityInvestment | 2034 | 0.0031803 | lid_fill | 2026-05-26T16:12:06.094262
BAU | Secondary Techs | PWROILINDNE | TotalAnnualMaxCapacityInvestment | 2035 | 0.0031803 | lid_fill | 2026-05-26T16:12:06.094262
BAU | Secondary Techs | PWROILINDNE | TotalAnnualMaxCapacityInvestment | 2036 | 0.0031803 | lid_fill | 2026-05-26T16:12:06.094262
BAU | Secondary Techs | PWROILINDNE | TotalAnnualMaxCapacityInvestment | 2037 | 0.0037273 | lid_fill | 2026-05-26T16:12:06.094262
BAU | Secondary Techs | PWROILINDNE | TotalAnnualMaxCapacityInvestment | 2038 | 0.0037273 | lid_fill | 2026-05-26T16:12:06.094262
BAU | Secondary Techs | PWROILINDNE | TotalAnnualMaxCapacityInvestment | 2039 | 0.0037268 | lid_fill | 2026-05-26T16:12:06.094262
BAU | Secondary Techs | PWROILINDNE | TotalAnnualMaxCapacityInvestment | 2040 | 0.0037273 | lid_fill | 2026-05-26T16:12:06.094262
BAU | Secondary Techs | PWROILINDNE | TotalAnnualMaxCapacityInvestment | 2041 | 0.0037273 | lid_fill | 2026-05-26T16:12:06.094262
BAU | Secondary Techs | PWROILINDNE | TotalAnnualMaxCapacityInvestment | 2042 | 0.0042599 | lid_fill | 2026-05-26T16:12:06.094262
BAU | Secondary Techs | PWROILINDNE | TotalAnnualMaxCapacityInvestment | 2043 | 0.0044566 | lid_fill | 2026-05-26T16:12:06.094262
BAU | Secondary Techs | PWROILINDNE | TotalAnnualMaxCapacityInvestment | 2044 | 0.0046627 | lid_fill | 2026-05-26T16:12:06.094262
BAU | Secondary Techs | PWROILINDNE | TotalAnnualMaxCapacityInvestment | 2045 | 0.0048786 | lid_fill | 2026-05-26T16:12:06.094262
BAU | Secondary Techs | PWROILINDNE | TotalAnnualMaxCapacityInvestment | 2046 | 0.0051039 | lid_fill | 2026-05-26T16:12:06.094262
BAU | Secondary Techs | PWROILINDNE | TotalAnnualMaxCapacityInvestment | 2047 | 0.0053396 | lid_fill | 2026-05-26T16:12:06.094262
BAU | Secondary Techs | PWROILINDNE | TotalAnnualMaxCapacityInvestment | 2048 | 0.0055872 | lid_fill | 2026-05-26T16:12:06.094262
BAU | Secondary Techs | PWROILINDNE | TotalAnnualMaxCapacityInvestment | 2049 | 0.0058451 | lid_fill | 2026-05-26T16:12:06.094262
BAU | Secondary Techs | PWROILINDNE | TotalAnnualMaxCapacityInvestment | 2050 | 0.0061154 | lid_fill | 2026-05-26T16:12:06.094262
BAU | Secondary Techs | PWRCOAINDNE | TotalAnnualMaxCapacityInvestment | 2023 | 0 | lid_fill | 2026-05-26T16:12:06.094262
BAU | Secondary Techs | PWRCOAINDNE | TotalAnnualMaxCapacityInvestment | 2024 | 0.043916 | lid_fill | 2026-05-26T16:12:06.094262
BAU | Secondary Techs | PWRCOAINDNE | TotalAnnualMaxCapacityInvestment | 2025 | 0.046696 | lid_fill | 2026-05-26T16:12:06.094262
BAU | Secondary Techs | PWRCOAINDNE | TotalAnnualMaxCapacityInvestment | 2026 | 0.051246 | lid_fill | 2026-05-26T16:12:06.094262
BAU | Secondary Techs | PWRCOAINDNE | TotalAnnualMaxCapacityInvestment | 2027 | 0.051442 | lid_fill | 2026-05-26T16:12:06.094262
BAU | Secondary Techs | PWRCOAINDNE | TotalAnnualMaxCapacityInvestment | 2028 | 0.054108 | lid_fill | 2026-05-26T16:12:06.094262
BAU | Secondary Techs | PWRCOAINDNE | TotalAnnualMaxCapacityInvestment | 2029 | 0.059554 | lid_fill | 2026-05-26T16:12:06.094262
BAU | Secondary Techs | PWRCOAINDNE | TotalAnnualMaxCapacityInvestment | 2030 | 0.056373 | lid_fill | 2026-05-26T16:12:06.094262
BAU | Secondary Techs | PWRCOAINDNE | TotalAnnualMaxCapacityInvestment | 2031 | 0.055333 | lid_fill | 2026-05-26T16:12:06.094262
BAU | Secondary Techs | PWRCOAINDNE | TotalAnnualMaxCapacityInvestment | 2032 | 0.066255 | lid_fill | 2026-05-26T16:12:06.094262
BAU | Secondary Techs | PWRCOAINDNE | TotalAnnualMaxCapacityInvestment | 2033 | 0.066255 | lid_fill | 2026-05-26T16:12:06.094262
BAU | Secondary Techs | PWRCOAINDNE | TotalAnnualMaxCapacityInvestment | 2034 | 0.066255 | lid_fill | 2026-05-26T16:12:06.094262
BAU | Secondary Techs | PWRCOAINDNE | TotalAnnualMaxCapacityInvestment | 2035 | 0.066255 | lid_fill | 2026-05-26T16:12:06.094262
BAU | Secondary Techs | PWRCOAINDNE | TotalAnnualMaxCapacityInvestment | 2036 | 0.066255 | lid_fill | 2026-05-26T16:12:06.094262
BAU | Secondary Techs | PWRCOAINDNE | TotalAnnualMaxCapacityInvestment | 2037 | 0.077651 | lid_fill | 2026-05-26T16:12:06.094262
BAU | Secondary Techs | PWRCOAINDNE | TotalAnnualMaxCapacityInvestment | 2038 | 0.077651 | lid_fill | 2026-05-26T16:12:06.094262
BAU | Secondary Techs | PWRCOAINDNE | TotalAnnualMaxCapacityInvestment | 2039 | 0.077641 | lid_fill | 2026-05-26T16:12:06.094262
BAU | Secondary Techs | PWRCOAINDNE | TotalAnnualMaxCapacityInvestment | 2040 | 0.077651 | lid_fill | 2026-05-26T16:12:06.094262
BAU | Secondary Techs | PWRCOAINDNE | TotalAnnualMaxCapacityInvestment | 2041 | 0.077651 | lid_fill | 2026-05-26T16:12:06.094262
BAU | Secondary Techs | PWRCOAINDNE | TotalAnnualMaxCapacityInvestment | 2042 | 0.088749 | lid_fill | 2026-05-26T16:12:06.094262
BAU | Secondary Techs | PWRCOAINDNE | TotalAnnualMaxCapacityInvestment | 2043 | 0.092846 | lid_fill | 2026-05-26T16:12:06.094262
BAU | Secondary Techs | PWRCOAINDNE | TotalAnnualMaxCapacityInvestment | 2044 | 0.097139 | lid_fill | 2026-05-26T16:12:06.094262
BAU | Secondary Techs | PWRCOAINDNE | TotalAnnualMaxCapacityInvestment | 2045 | 0.10164 | lid_fill | 2026-05-26T16:12:06.094262
BAU | Secondary Techs | PWRCOAINDNE | TotalAnnualMaxCapacityInvestment | 2046 | 0.10633 | lid_fill | 2026-05-26T16:12:06.094262
BAU | Secondary Techs | PWRCOAINDNE | TotalAnnualMaxCapacityInvestment | 2047 | 0.11124 | lid_fill | 2026-05-26T16:12:06.094262
BAU | Secondary Techs | PWRCOAINDNE | TotalAnnualMaxCapacityInvestment | 2048 | 0.1164 | lid_fill | 2026-05-26T16:12:06.094262
BAU | Secondary Techs | PWRCOAINDNE | TotalAnnualMaxCapacityInvestment | 2049 | 0.12177 | lid_fill | 2026-05-26T16:12:06.094262
BAU | Secondary Techs | PWRCOAINDNE | TotalAnnualMaxCapacityInvestment | 2050 | 0.1274 | lid_fill | 2026-05-26T16:12:06.094262
BAU | Secondary Techs | PWRURNBGDXX | TotalAnnualMaxCapacityInvestment | 2023 | 0 | lid_fill | 2026-05-26T16:12:06.094262
BAU | Secondary Techs | PWRURNBGDXX | TotalAnnualMaxCapacityInvestment | 2024 | 1.212 | untie_min_inv | 2026-05-26T16:12:06.094262
BAU | Secondary Techs | PWRURNBGDXX | TotalAnnualMaxCapacityInvestment | 2025 | 1.212 | untie_min_inv | 2026-05-26T16:12:06.094262
BAU | Secondary Techs | PWRURNBGDXX | TotalAnnualMaxCapacityInvestment | 2026 | 0 | lid_fill | 2026-05-26T16:12:06.094262
BAU | Secondary Techs | PWRURNBGDXX | TotalAnnualMaxCapacityInvestment | 2027 | 0 | lid_fill | 2026-05-26T16:12:06.094262
BAU | Secondary Techs | PWRURNBGDXX | TotalAnnualMaxCapacityInvestment | 2028 | 0 | lid_fill | 2026-05-26T16:12:06.094262
BAU | Secondary Techs | PWRURNBGDXX | TotalAnnualMaxCapacityInvestment | 2029 | 0 | lid_fill | 2026-05-26T16:12:06.094262
BAU | Secondary Techs | PWRURNBGDXX | TotalAnnualMaxCapacityInvestment | 2030 | 0 | lid_fill | 2026-05-26T16:12:06.094262
BAU | Secondary Techs | PWRURNBGDXX | TotalAnnualMaxCapacityInvestment | 2031 | 0 | lid_fill | 2026-05-26T16:12:06.094262
BAU | Secondary Techs | PWRURNBGDXX | TotalAnnualMaxCapacityInvestment | 2032 | 0 | lid_fill | 2026-05-26T16:12:06.094262
BAU | Secondary Techs | PWRURNBGDXX | TotalAnnualMaxCapacityInvestment | 2033 | 0 | lid_fill | 2026-05-26T16:12:06.094262
BAU | Secondary Techs | PWRURNBGDXX | TotalAnnualMaxCapacityInvestment | 2034 | 0 | lid_fill | 2026-05-26T16:12:06.094262
BAU | Secondary Techs | PWRURNBGDXX | TotalAnnualMaxCapacityInvestment | 2035 | 0 | lid_fill | 2026-05-26T16:12:06.094262
BAU | Secondary Techs | PWRURNBGDXX | TotalAnnualMaxCapacityInvestment | 2036 | 0 | lid_fill | 2026-05-26T16:12:06.094262
BAU | Secondary Techs | PWRURNBGDXX | TotalAnnualMaxCapacityInvestment | 2037 | 0 | lid_fill | 2026-05-26T16:12:06.094262
BAU | Secondary Techs | PWRURNBGDXX | TotalAnnualMaxCapacityInvestment | 2038 | 0 | lid_fill | 2026-05-26T16:12:06.094262
BAU | Secondary Techs | PWRURNBGDXX | TotalAnnualMaxCapacityInvestment | 2039 | 0 | lid_fill | 2026-05-26T16:12:06.094262
BAU | Secondary Techs | PWRURNBGDXX | TotalAnnualMaxCapacityInvestment | 2040 | 0 | lid_fill | 2026-05-26T16:12:06.094262
BAU | Secondary Techs | PWRURNBGDXX | TotalAnnualMaxCapacityInvestment | 2041 | 0 | lid_fill | 2026-05-26T16:12:06.094262
BAU | Secondary Techs | PWRURNBGDXX | TotalAnnualMaxCapacityInvestment | 2042 | 0 | lid_fill | 2026-05-26T16:12:06.094262
BAU | Secondary Techs | PWRURNBGDXX | TotalAnnualMaxCapacityInvestment | 2043 | 0 | lid_fill | 2026-05-26T16:12:06.094262
BAU | Secondary Techs | PWRURNBGDXX | TotalAnnualMaxCapacityInvestment | 2044 | 0 | lid_fill | 2026-05-26T16:12:06.094262
BAU | Secondary Techs | PWRURNBGDXX | TotalAnnualMaxCapacityInvestment | 2045 | 0 | lid_fill | 2026-05-26T16:12:06.094262
BAU | Secondary Techs | PWRURNBGDXX | TotalAnnualMaxCapacityInvestment | 2046 | 0 | lid_fill | 2026-05-26T16:12:06.094262
BAU | Secondary Techs | PWRURNBGDXX | TotalAnnualMaxCapacityInvestment | 2047 | 0 | lid_fill | 2026-05-26T16:12:06.094262
BAU | Secondary Techs | PWRURNBGDXX | TotalAnnualMaxCapacityInvestment | 2048 | 0 | lid_fill | 2026-05-26T16:12:06.094262
BAU | Secondary Techs | PWRURNBGDXX | TotalAnnualMaxCapacityInvestment | 2049 | 0 | lid_fill | 2026-05-26T16:12:06.094262
BAU | Secondary Techs | PWRURNBGDXX | TotalAnnualMaxCapacityInvestment | 2050 | 0 | lid_fill | 2026-05-26T16:12:06.094262
BAU | Secondary Techs | PWROILLKAXX | TotalAnnualMaxCapacityInvestment | 2023 | 0 | lid_fill | 2026-05-26T16:12:06.094262
BAU | Secondary Techs | PWROILLKAXX | TotalAnnualMaxCapacityInvestment | 2024 | 0.093736 | lid_fill | 2026-05-26T16:12:06.094262
BAU | Secondary Techs | PWROILLKAXX | TotalAnnualMaxCapacityInvestment | 2025 | 0.070584 | lid_fill | 2026-05-26T16:12:06.094262
BAU | Secondary Techs | PWROILLKAXX | TotalAnnualMaxCapacityInvestment | 2026 | 0.20402 | untie_min_inv | 2026-05-26T16:12:06.094262
BAU | Secondary Techs | PWROILLKAXX | TotalAnnualMaxCapacityInvestment | 2027 | 0.074938 | lid_fill | 2026-05-26T16:12:06.094262
BAU | Secondary Techs | PWROILLKAXX | TotalAnnualMaxCapacityInvestment | 2028 | 0.07891 | lid_fill | 2026-05-26T16:12:06.094262
BAU | Secondary Techs | PWROILLKAXX | TotalAnnualMaxCapacityInvestment | 2029 | 0.083201 | lid_fill | 2026-05-26T16:12:06.094262
BAU | Secondary Techs | PWROILLKAXX | TotalAnnualMaxCapacityInvestment | 2030 | 0.089998 | lid_fill | 2026-05-26T16:12:06.094262
BAU | Secondary Techs | PWROILLKAXX | TotalAnnualMaxCapacityInvestment | 2031 | 0.08405 | lid_fill | 2026-05-26T16:12:06.094262
BAU | Secondary Techs | PWROILLKAXX | TotalAnnualMaxCapacityInvestment | 2032 | 0.087768 | lid_fill | 2026-05-26T16:12:06.094262
BAU | Secondary Techs | PWROILLKAXX | TotalAnnualMaxCapacityInvestment | 2033 | 0.091378 | lid_fill | 2026-05-26T16:12:06.094262
BAU | Secondary Techs | PWROILLKAXX | TotalAnnualMaxCapacityInvestment | 2034 | 0.095967 | lid_fill | 2026-05-26T16:12:06.094262
BAU | Secondary Techs | PWROILLKAXX | TotalAnnualMaxCapacityInvestment | 2035 | 0.10225 | lid_fill | 2026-05-26T16:12:06.094262
BAU | Secondary Techs | PWROILLKAXX | TotalAnnualMaxCapacityInvestment | 2036 | 0.11088 | lid_fill | 2026-05-26T16:12:06.094262
BAU | Secondary Techs | PWROILLKAXX | TotalAnnualMaxCapacityInvestment | 2037 | 0.11791 | lid_fill | 2026-05-26T16:12:06.094262
BAU | Secondary Techs | PWROILLKAXX | TotalAnnualMaxCapacityInvestment | 2038 | 0.12547 | lid_fill | 2026-05-26T16:12:06.094262
BAU | Secondary Techs | PWROILLKAXX | TotalAnnualMaxCapacityInvestment | 2039 | 0.12855 | lid_fill | 2026-05-26T16:12:06.094262
BAU | Secondary Techs | PWROILLKAXX | TotalAnnualMaxCapacityInvestment | 2040 | 0.13482 | lid_fill | 2026-05-26T16:12:06.094262
BAU | Secondary Techs | PWROILLKAXX | TotalAnnualMaxCapacityInvestment | 2041 | 0.14176 | lid_fill | 2026-05-26T16:12:06.094262
BAU | Secondary Techs | PWROILLKAXX | TotalAnnualMaxCapacityInvestment | 2042 | 0.14338 | lid_fill | 2026-05-26T16:12:06.094262
BAU | Secondary Techs | PWROILLKAXX | TotalAnnualMaxCapacityInvestment | 2043 | 0.14697 | lid_fill | 2026-05-26T16:12:06.094262
BAU | Secondary Techs | PWROILLKAXX | TotalAnnualMaxCapacityInvestment | 2044 | 0.15172 | lid_fill | 2026-05-26T16:12:06.094262
BAU | Secondary Techs | PWROILLKAXX | TotalAnnualMaxCapacityInvestment | 2045 | 0.14918 | lid_fill | 2026-05-26T16:12:06.094262
BAU | Secondary Techs | PWROILLKAXX | TotalAnnualMaxCapacityInvestment | 2046 | 0.15049 | lid_fill | 2026-05-26T16:12:06.094262
BAU | Secondary Techs | PWROILLKAXX | TotalAnnualMaxCapacityInvestment | 2047 | 0.15308 | lid_fill | 2026-05-26T16:12:06.094262
BAU | Secondary Techs | PWROILLKAXX | TotalAnnualMaxCapacityInvestment | 2048 | 0.14911 | lid_fill | 2026-05-26T16:12:06.094262
BAU | Secondary Techs | PWROILLKAXX | TotalAnnualMaxCapacityInvestment | 2049 | 0.1531 | lid_fill | 2026-05-26T16:12:06.094262
BAU | Secondary Techs | PWROILLKAXX | TotalAnnualMaxCapacityInvestment | 2050 | 0.15888 | lid_fill | 2026-05-26T16:12:06.094262
BAU | Secondary Techs | PWRHYDINDEA | TotalAnnualMaxCapacityInvestment | 2023 | 0 | lid_fill | 2026-05-26T16:12:06.094262
BAU | Secondary Techs | PWRHYDINDEA | TotalAnnualMaxCapacityInvestment | 2024 | 0.38708 | lid_fill | 2026-05-26T16:12:06.094262
BAU | Secondary Techs | PWRHYDINDEA | TotalAnnualMaxCapacityInvestment | 2025 | 0.44035 | lid_fill | 2026-05-26T16:12:06.094262
BAU | Secondary Techs | PWRHYDINDEA | TotalAnnualMaxCapacityInvestment | 2026 | 0.44963 | lid_fill | 2026-05-26T16:12:06.094262
BAU | Secondary Techs | PWRHYDINDEA | TotalAnnualMaxCapacityInvestment | 2027 | 0.505 | untie_min_inv | 2026-05-26T16:12:06.094262
BAU | Secondary Techs | PWRHYDINDEA | TotalAnnualMaxCapacityInvestment | 2028 | 0.49924 | lid_fill | 2026-05-26T16:12:06.094262
BAU | Secondary Techs | PWRHYDINDEA | TotalAnnualMaxCapacityInvestment | 2029 | 0.60159 | lid_fill | 2026-05-26T16:12:06.094262
BAU | Secondary Techs | PWRHYDINDEA | TotalAnnualMaxCapacityInvestment | 2030 | 0.42078 | lid_fill | 2026-05-26T16:12:06.094262
BAU | Secondary Techs | PWRHYDINDEA | TotalAnnualMaxCapacityInvestment | 2031 | 0.40848 | lid_fill | 2026-05-26T16:12:06.094262
BAU | Secondary Techs | PWRHYDINDEA | TotalAnnualMaxCapacityInvestment | 2032 | 0.56002 | lid_fill | 2026-05-26T16:12:06.094262
BAU | Secondary Techs | PWRHYDINDEA | TotalAnnualMaxCapacityInvestment | 2033 | 0.56001 | lid_fill | 2026-05-26T16:12:06.094262
BAU | Secondary Techs | PWRHYDINDEA | TotalAnnualMaxCapacityInvestment | 2034 | 0.56002 | lid_fill | 2026-05-26T16:12:06.094262
BAU | Secondary Techs | PWRHYDINDEA | TotalAnnualMaxCapacityInvestment | 2035 | 0.56001 | lid_fill | 2026-05-26T16:12:06.094262
BAU | Secondary Techs | PWRHYDINDEA | TotalAnnualMaxCapacityInvestment | 2036 | 0.56002 | lid_fill | 2026-05-26T16:12:06.094262
BAU | Secondary Techs | PWRHYDINDEA | TotalAnnualMaxCapacityInvestment | 2037 | 0.63302 | lid_fill | 2026-05-26T16:12:06.094262
BAU | Secondary Techs | PWRHYDINDEA | TotalAnnualMaxCapacityInvestment | 2038 | 0.63302 | lid_fill | 2026-05-26T16:12:06.094262
BAU | Secondary Techs | PWRHYDINDEA | TotalAnnualMaxCapacityInvestment | 2039 | 0.63301 | lid_fill | 2026-05-26T16:12:06.094262
BAU | Secondary Techs | PWRHYDINDEA | TotalAnnualMaxCapacityInvestment | 2040 | 0.63302 | lid_fill | 2026-05-26T16:12:06.094262
BAU | Secondary Techs | PWRHYDINDEA | TotalAnnualMaxCapacityInvestment | 2041 | 0.63302 | lid_fill | 2026-05-26T16:12:06.094262
BAU | Secondary Techs | PWRHYDINDEA | TotalAnnualMaxCapacityInvestment | 2042 | 0.72209 | lid_fill | 2026-05-26T16:12:06.094262
BAU | Secondary Techs | PWRHYDINDEA | TotalAnnualMaxCapacityInvestment | 2043 | 0.75496 | lid_fill | 2026-05-26T16:12:06.094262
BAU | Secondary Techs | PWRHYDINDEA | TotalAnnualMaxCapacityInvestment | 2044 | 0.78937 | lid_fill | 2026-05-26T16:12:06.094262
BAU | Secondary Techs | PWRHYDINDEA | TotalAnnualMaxCapacityInvestment | 2045 | 0.82531 | lid_fill | 2026-05-26T16:12:06.094262
BAU | Secondary Techs | PWRHYDINDEA | TotalAnnualMaxCapacityInvestment | 2046 | 0.8629 | lid_fill | 2026-05-26T16:12:06.094262
BAU | Secondary Techs | PWRHYDINDEA | TotalAnnualMaxCapacityInvestment | 2047 | 0.90221 | lid_fill | 2026-05-26T16:12:06.094262
BAU | Secondary Techs | PWRHYDINDEA | TotalAnnualMaxCapacityInvestment | 2048 | 0.9433 | lid_fill | 2026-05-26T16:12:06.094262
BAU | Secondary Techs | PWRHYDINDEA | TotalAnnualMaxCapacityInvestment | 2049 | 0.98628 | lid_fill | 2026-05-26T16:12:06.094262
BAU | Secondary Techs | PWRHYDINDEA | TotalAnnualMaxCapacityInvestment | 2050 | 1.0312 | lid_fill | 2026-05-26T16:12:06.094262
BAU | Secondary Techs | PWRNGSINDSO | TotalAnnualMaxCapacityInvestment | 2023 | 0 | lid_fill | 2026-05-26T16:12:06.094262
BAU | Secondary Techs | PWRNGSINDSO | TotalAnnualMaxCapacityInvestment | 2024 | 0.39189 | lid_fill | 2026-05-26T16:12:06.094262
BAU | Secondary Techs | PWRNGSINDSO | TotalAnnualMaxCapacityInvestment | 2025 | 0.4161 | lid_fill | 2026-05-26T16:12:06.094262
BAU | Secondary Techs | PWRNGSINDSO | TotalAnnualMaxCapacityInvestment | 2026 | 0.45816 | lid_fill | 2026-05-26T16:12:06.094262
BAU | Secondary Techs | PWRNGSINDSO | TotalAnnualMaxCapacityInvestment | 2027 | 0.46348 | lid_fill | 2026-05-26T16:12:06.094262
BAU | Secondary Techs | PWRNGSINDSO | TotalAnnualMaxCapacityInvestment | 2028 | 0.48278 | lid_fill | 2026-05-26T16:12:06.094262
BAU | Secondary Techs | PWRNGSINDSO | TotalAnnualMaxCapacityInvestment | 2029 | 0.55917 | lid_fill | 2026-05-26T16:12:06.094262
BAU | Secondary Techs | PWRNGSINDSO | TotalAnnualMaxCapacityInvestment | 2030 | 0.4329 | lid_fill | 2026-05-26T16:12:06.094262
BAU | Secondary Techs | PWRNGSINDSO | TotalAnnualMaxCapacityInvestment | 2031 | 0.42191 | lid_fill | 2026-05-26T16:12:06.094262
BAU | Secondary Techs | PWRNGSINDSO | TotalAnnualMaxCapacityInvestment | 2032 | 0.50686 | lid_fill | 2026-05-26T16:12:06.094262
BAU | Secondary Techs | PWRNGSINDSO | TotalAnnualMaxCapacityInvestment | 2033 | 0.50685 | lid_fill | 2026-05-26T16:12:06.094262
BAU | Secondary Techs | PWRNGSINDSO | TotalAnnualMaxCapacityInvestment | 2034 | 0.50686 | lid_fill | 2026-05-26T16:12:06.094262
BAU | Secondary Techs | PWRNGSINDSO | TotalAnnualMaxCapacityInvestment | 2035 | 0.50685 | lid_fill | 2026-05-26T16:12:06.094262
BAU | Secondary Techs | PWRNGSINDSO | TotalAnnualMaxCapacityInvestment | 2036 | 0.50686 | lid_fill | 2026-05-26T16:12:06.094262
BAU | Secondary Techs | PWRNGSINDSO | TotalAnnualMaxCapacityInvestment | 2037 | 0.54189 | lid_fill | 2026-05-26T16:12:06.094262
BAU | Secondary Techs | PWRNGSINDSO | TotalAnnualMaxCapacityInvestment | 2038 | 0.54189 | lid_fill | 2026-05-26T16:12:06.094262
BAU | Secondary Techs | PWRNGSINDSO | TotalAnnualMaxCapacityInvestment | 2039 | 0.54189 | lid_fill | 2026-05-26T16:12:06.094262
BAU | Secondary Techs | PWRNGSINDSO | TotalAnnualMaxCapacityInvestment | 2040 | 0.52905 | lid_fill | 2026-05-26T16:12:06.094262
BAU | Secondary Techs | PWRNGSINDSO | TotalAnnualMaxCapacityInvestment | 2041 | 0.54143 | lid_fill | 2026-05-26T16:12:06.094262
BAU | Secondary Techs | PWRNGSINDSO | TotalAnnualMaxCapacityInvestment | 2042 | 0.60612 | lid_fill | 2026-05-26T16:12:06.094262
BAU | Secondary Techs | PWRNGSINDSO | TotalAnnualMaxCapacityInvestment | 2043 | 0.62966 | lid_fill | 2026-05-26T16:12:06.094262
BAU | Secondary Techs | PWRNGSINDSO | TotalAnnualMaxCapacityInvestment | 2044 | 0.65411 | lid_fill | 2026-05-26T16:12:06.094262
BAU | Secondary Techs | PWRNGSINDSO | TotalAnnualMaxCapacityInvestment | 2045 | 0.67952 | lid_fill | 2026-05-26T16:12:06.094262
BAU | Secondary Techs | PWRNGSINDSO | TotalAnnualMaxCapacityInvestment | 2046 | 0.70591 | lid_fill | 2026-05-26T16:12:06.094262
BAU | Secondary Techs | PWRNGSINDSO | TotalAnnualMaxCapacityInvestment | 2047 | 0.73333 | lid_fill | 2026-05-26T16:12:06.094262
BAU | Secondary Techs | PWRNGSINDSO | TotalAnnualMaxCapacityInvestment | 2048 | 0.76181 | lid_fill | 2026-05-26T16:12:06.094262
BAU | Secondary Techs | PWRNGSINDSO | TotalAnnualMaxCapacityInvestment | 2049 | 0.79139 | lid_fill | 2026-05-26T16:12:06.094262
BAU | Secondary Techs | PWRNGSINDSO | TotalAnnualMaxCapacityInvestment | 2050 | 0.82213 | lid_fill | 2026-05-26T16:12:06.094262
BAU | Secondary Techs | PWRSPVMDVXX | TotalAnnualMaxCapacityInvestment | 2023 | 0 | lid_fill | 2026-05-26T16:12:06.094262
BAU | Secondary Techs | PWRSPVMDVXX | TotalAnnualMaxCapacityInvestment | 2024 | 0.007171 | untie_min_inv | 2026-05-26T16:12:06.094262
BAU | Secondary Techs | PWRSPVMDVXX | TotalAnnualMaxCapacityInvestment | 2025 | 0.03232 | untie_min_inv | 2026-05-26T16:12:06.094262
BAU | Secondary Techs | PWRSPVMDVXX | TotalAnnualMaxCapacityInvestment | 2026 | 0.03636 | untie_min_inv | 2026-05-26T16:12:06.094262
BAU | Secondary Techs | PWRSPVMDVXX | TotalAnnualMaxCapacityInvestment | 2027 | 0.0022828 | lid_fill | 2026-05-26T16:12:06.094262
BAU | Secondary Techs | PWRSPVMDVXX | TotalAnnualMaxCapacityInvestment | 2028 | 0.27472 | untie_min_inv | 2026-05-26T16:12:06.094262
BAU | Secondary Techs | PWRSPVMDVXX | TotalAnnualMaxCapacityInvestment | 2029 | 0.0030227 | lid_fill | 2026-05-26T16:12:06.094262
BAU | Secondary Techs | PWRSPVMDVXX | TotalAnnualMaxCapacityInvestment | 2030 | 0.003212 | lid_fill | 2026-05-26T16:12:06.094262
BAU | Secondary Techs | PWRSPVMDVXX | TotalAnnualMaxCapacityInvestment | 2031 | 0.0034184 | lid_fill | 2026-05-26T16:12:06.094262
BAU | Secondary Techs | PWRSPVMDVXX | TotalAnnualMaxCapacityInvestment | 2032 | 0.0036421 | lid_fill | 2026-05-26T16:12:06.094262
BAU | Secondary Techs | PWRSPVMDVXX | TotalAnnualMaxCapacityInvestment | 2033 | 0.0038773 | lid_fill | 2026-05-26T16:12:06.094262
BAU | Secondary Techs | PWRSPVMDVXX | TotalAnnualMaxCapacityInvestment | 2034 | 0.0035274 | lid_fill | 2026-05-26T16:12:06.094262
BAU | Secondary Techs | PWRSPVMDVXX | TotalAnnualMaxCapacityInvestment | 2035 | 0.0037396 | lid_fill | 2026-05-26T16:12:06.094262
BAU | Secondary Techs | PWRSPVMDVXX | TotalAnnualMaxCapacityInvestment | 2036 | 0.0039748 | lid_fill | 2026-05-26T16:12:06.094262
BAU | Secondary Techs | PWRSPVMDVXX | TotalAnnualMaxCapacityInvestment | 2037 | 0.0042272 | lid_fill | 2026-05-26T16:12:06.094262
BAU | Secondary Techs | PWRSPVMDVXX | TotalAnnualMaxCapacityInvestment | 2038 | 0.0044967 | lid_fill | 2026-05-26T16:12:06.094262
BAU | Secondary Techs | PWRSPVMDVXX | TotalAnnualMaxCapacityInvestment | 2039 | 0.0047835 | lid_fill | 2026-05-26T16:12:06.094262
BAU | Secondary Techs | PWRSPVMDVXX | TotalAnnualMaxCapacityInvestment | 2040 | 0.0050875 | lid_fill | 2026-05-26T16:12:06.094262
BAU | Secondary Techs | PWRSPVMDVXX | TotalAnnualMaxCapacityInvestment | 2041 | 0.0028965 | lid_fill | 2026-05-26T16:12:06.094262
BAU | Secondary Techs | PWRSPVMDVXX | TotalAnnualMaxCapacityInvestment | 2042 | 0.0029825 | lid_fill | 2026-05-26T16:12:06.094262
BAU | Secondary Techs | PWRSPVMDVXX | TotalAnnualMaxCapacityInvestment | 2043 | 0.0030743 | lid_fill | 2026-05-26T16:12:06.094262
BAU | Secondary Techs | PWRSPVMDVXX | TotalAnnualMaxCapacityInvestment | 2044 | 0.0031661 | lid_fill | 2026-05-26T16:12:06.094262
BAU | Secondary Techs | PWRSPVMDVXX | TotalAnnualMaxCapacityInvestment | 2045 | 0.0032636 | lid_fill | 2026-05-26T16:12:06.094262
BAU | Secondary Techs | PWRSPVMDVXX | TotalAnnualMaxCapacityInvestment | 2046 | 0.002799 | lid_fill | 2026-05-26T16:12:06.094262
BAU | Secondary Techs | PWRSPVMDVXX | TotalAnnualMaxCapacityInvestment | 2047 | 0.0028678 | lid_fill | 2026-05-26T16:12:06.094262
BAU | Secondary Techs | PWRSPVMDVXX | TotalAnnualMaxCapacityInvestment | 2048 | 0.0029366 | lid_fill | 2026-05-26T16:12:06.094262
BAU | Secondary Techs | PWRSPVMDVXX | TotalAnnualMaxCapacityInvestment | 2049 | 0.0030169 | lid_fill | 2026-05-26T16:12:06.094262
BAU | Secondary Techs | PWRSPVMDVXX | TotalAnnualMaxCapacityInvestment | 2050 | 0.0030858 | lid_fill | 2026-05-26T16:12:06.094262
BAU | Secondary Techs | PWRNGSINDNE | TotalAnnualMaxCapacityInvestment | 2023 | 0 | lid_fill | 2026-05-26T16:12:06.094262
BAU | Secondary Techs | PWRNGSINDNE | TotalAnnualMaxCapacityInvestment | 2024 | 0.097494 | lid_fill | 2026-05-26T16:12:06.094262
BAU | Secondary Techs | PWRNGSINDNE | TotalAnnualMaxCapacityInvestment | 2025 | 0.10366 | lid_fill | 2026-05-26T16:12:06.094262
BAU | Secondary Techs | PWRNGSINDNE | TotalAnnualMaxCapacityInvestment | 2026 | 0.11377 | lid_fill | 2026-05-26T16:12:06.094262
BAU | Secondary Techs | PWRNGSINDNE | TotalAnnualMaxCapacityInvestment | 2027 | 0.1142 | lid_fill | 2026-05-26T16:12:06.094262
BAU | Secondary Techs | PWRNGSINDNE | TotalAnnualMaxCapacityInvestment | 2028 | 0.12012 | lid_fill | 2026-05-26T16:12:06.094262
BAU | Secondary Techs | PWRNGSINDNE | TotalAnnualMaxCapacityInvestment | 2029 | 0.13221 | lid_fill | 2026-05-26T16:12:06.094262
BAU | Secondary Techs | PWRNGSINDNE | TotalAnnualMaxCapacityInvestment | 2030 | 0.12515 | lid_fill | 2026-05-26T16:12:06.094262
BAU | Secondary Techs | PWRNGSINDNE | TotalAnnualMaxCapacityInvestment | 2031 | 0.12284 | lid_fill | 2026-05-26T16:12:06.094262
BAU | Secondary Techs | PWRNGSINDNE | TotalAnnualMaxCapacityInvestment | 2032 | 0.14709 | lid_fill | 2026-05-26T16:12:06.094262
BAU | Secondary Techs | PWRNGSINDNE | TotalAnnualMaxCapacityInvestment | 2033 | 0.14709 | lid_fill | 2026-05-26T16:12:06.094262
BAU | Secondary Techs | PWRNGSINDNE | TotalAnnualMaxCapacityInvestment | 2034 | 0.14709 | lid_fill | 2026-05-26T16:12:06.094262
BAU | Secondary Techs | PWRNGSINDNE | TotalAnnualMaxCapacityInvestment | 2035 | 0.14709 | lid_fill | 2026-05-26T16:12:06.094262
BAU | Secondary Techs | PWRNGSINDNE | TotalAnnualMaxCapacityInvestment | 2036 | 0.14709 | lid_fill | 2026-05-26T16:12:06.094262
BAU | Secondary Techs | PWRNGSINDNE | TotalAnnualMaxCapacityInvestment | 2037 | 0.17239 | lid_fill | 2026-05-26T16:12:06.094262
BAU | Secondary Techs | PWRNGSINDNE | TotalAnnualMaxCapacityInvestment | 2038 | 0.17239 | lid_fill | 2026-05-26T16:12:06.094262
BAU | Secondary Techs | PWRNGSINDNE | TotalAnnualMaxCapacityInvestment | 2039 | 0.17236 | lid_fill | 2026-05-26T16:12:06.094262
BAU | Secondary Techs | PWRNGSINDNE | TotalAnnualMaxCapacityInvestment | 2040 | 0.17239 | lid_fill | 2026-05-26T16:12:06.094262
BAU | Secondary Techs | PWRNGSINDNE | TotalAnnualMaxCapacityInvestment | 2041 | 0.17239 | lid_fill | 2026-05-26T16:12:06.094262
BAU | Secondary Techs | PWRNGSINDNE | TotalAnnualMaxCapacityInvestment | 2042 | 0.19702 | lid_fill | 2026-05-26T16:12:06.094262
BAU | Secondary Techs | PWRNGSINDNE | TotalAnnualMaxCapacityInvestment | 2043 | 0.20612 | lid_fill | 2026-05-26T16:12:06.094262
BAU | Secondary Techs | PWRNGSINDNE | TotalAnnualMaxCapacityInvestment | 2044 | 0.21565 | lid_fill | 2026-05-26T16:12:06.094262
BAU | Secondary Techs | PWRNGSINDNE | TotalAnnualMaxCapacityInvestment | 2045 | 0.22564 | lid_fill | 2026-05-26T16:12:06.094262
BAU | Secondary Techs | PWRNGSINDNE | TotalAnnualMaxCapacityInvestment | 2046 | 0.23606 | lid_fill | 2026-05-26T16:12:06.094262
BAU | Secondary Techs | PWRNGSINDNE | TotalAnnualMaxCapacityInvestment | 2047 | 0.24696 | lid_fill | 2026-05-26T16:12:06.094262
BAU | Secondary Techs | PWRNGSINDNE | TotalAnnualMaxCapacityInvestment | 2048 | 0.25841 | lid_fill | 2026-05-26T16:12:06.094262
BAU | Secondary Techs | PWRNGSINDNE | TotalAnnualMaxCapacityInvestment | 2049 | 0.27034 | lid_fill | 2026-05-26T16:12:06.094262
BAU | Secondary Techs | PWRNGSINDNE | TotalAnnualMaxCapacityInvestment | 2050 | 0.28284 | lid_fill | 2026-05-26T16:12:06.094262
BAU | Secondary Techs | PWRHYDLKAXX | TotalAnnualMaxCapacityInvestment | 2023 | 0 | lid_fill | 2026-05-26T16:12:06.094262
BAU | Secondary Techs | PWRHYDLKAXX | TotalAnnualMaxCapacityInvestment | 2024 | 0.14727 | lid_fill | 2026-05-26T16:12:06.094262
BAU | Secondary Techs | PWRHYDLKAXX | TotalAnnualMaxCapacityInvestment | 2025 | 0.11089 | lid_fill | 2026-05-26T16:12:06.094262
BAU | Secondary Techs | PWRHYDLKAXX | TotalAnnualMaxCapacityInvestment | 2026 | 0.11112 | lid_fill | 2026-05-26T16:12:06.094262
BAU | Secondary Techs | PWRHYDLKAXX | TotalAnnualMaxCapacityInvestment | 2027 | 0.11773 | lid_fill | 2026-05-26T16:12:06.094262
BAU | Secondary Techs | PWRHYDLKAXX | TotalAnnualMaxCapacityInvestment | 2028 | 0.12397 | lid_fill | 2026-05-26T16:12:06.094262
BAU | Secondary Techs | PWRHYDLKAXX | TotalAnnualMaxCapacityInvestment | 2029 | 0.13071 | lid_fill | 2026-05-26T16:12:06.094262
BAU | Secondary Techs | PWRHYDLKAXX | TotalAnnualMaxCapacityInvestment | 2030 | 0.14139 | lid_fill | 2026-05-26T16:12:06.094262
BAU | Secondary Techs | PWRHYDLKAXX | TotalAnnualMaxCapacityInvestment | 2031 | 0.13205 | lid_fill | 2026-05-26T16:12:06.094262
BAU | Secondary Techs | PWRHYDLKAXX | TotalAnnualMaxCapacityInvestment | 2032 | 0.13789 | lid_fill | 2026-05-26T16:12:06.094262
BAU | Secondary Techs | PWRHYDLKAXX | TotalAnnualMaxCapacityInvestment | 2033 | 0.14356 | lid_fill | 2026-05-26T16:12:06.094262
BAU | Secondary Techs | PWRHYDLKAXX | TotalAnnualMaxCapacityInvestment | 2034 | 0.606 | untie_min_inv | 2026-05-26T16:12:06.094262
BAU | Secondary Techs | PWRHYDLKAXX | TotalAnnualMaxCapacityInvestment | 2035 | 0.16065 | lid_fill | 2026-05-26T16:12:06.094262
BAU | Secondary Techs | PWRHYDLKAXX | TotalAnnualMaxCapacityInvestment | 2036 | 0.1742 | lid_fill | 2026-05-26T16:12:06.094262
BAU | Secondary Techs | PWRHYDLKAXX | TotalAnnualMaxCapacityInvestment | 2037 | 0.18524 | lid_fill | 2026-05-26T16:12:06.094262
BAU | Secondary Techs | PWRHYDLKAXX | TotalAnnualMaxCapacityInvestment | 2038 | 0.19712 | lid_fill | 2026-05-26T16:12:06.094262
BAU | Secondary Techs | PWRHYDLKAXX | TotalAnnualMaxCapacityInvestment | 2039 | 0.20196 | lid_fill | 2026-05-26T16:12:06.094262
BAU | Secondary Techs | PWRHYDLKAXX | TotalAnnualMaxCapacityInvestment | 2040 | 0.2118 | lid_fill | 2026-05-26T16:12:06.094262
BAU | Secondary Techs | PWRHYDLKAXX | TotalAnnualMaxCapacityInvestment | 2041 | 0.22272 | lid_fill | 2026-05-26T16:12:06.094262
BAU | Secondary Techs | PWRHYDLKAXX | TotalAnnualMaxCapacityInvestment | 2042 | 0.22525 | lid_fill | 2026-05-26T16:12:06.094262
BAU | Secondary Techs | PWRHYDLKAXX | TotalAnnualMaxCapacityInvestment | 2043 | 0.23089 | lid_fill | 2026-05-26T16:12:06.094262
BAU | Secondary Techs | PWRHYDLKAXX | TotalAnnualMaxCapacityInvestment | 2044 | 0.23837 | lid_fill | 2026-05-26T16:12:06.094262
BAU | Secondary Techs | PWRHYDLKAXX | TotalAnnualMaxCapacityInvestment | 2045 | 0.23436 | lid_fill | 2026-05-26T16:12:06.094262
BAU | Secondary Techs | PWRHYDLKAXX | TotalAnnualMaxCapacityInvestment | 2046 | 0.23643 | lid_fill | 2026-05-26T16:12:06.094262
BAU | Secondary Techs | PWRHYDLKAXX | TotalAnnualMaxCapacityInvestment | 2047 | 0.2405 | lid_fill | 2026-05-26T16:12:06.094262
BAU | Secondary Techs | PWRHYDLKAXX | TotalAnnualMaxCapacityInvestment | 2048 | 0.23426 | lid_fill | 2026-05-26T16:12:06.094262
BAU | Secondary Techs | PWRHYDLKAXX | TotalAnnualMaxCapacityInvestment | 2049 | 0.24054 | lid_fill | 2026-05-26T16:12:06.094262
BAU | Secondary Techs | PWRHYDLKAXX | TotalAnnualMaxCapacityInvestment | 2050 | 0.24961 | lid_fill | 2026-05-26T16:12:06.094262
BAU | Secondary Techs | PWRCOAINDSO | TotalAnnualMaxCapacityInvestment | 2023 | 0 | lid_fill | 2026-05-26T16:12:06.094262
BAU | Secondary Techs | PWRCOAINDSO | TotalAnnualMaxCapacityInvestment | 2024 | 2.7163 | lid_fill | 2026-05-26T16:12:06.094262
BAU | Secondary Techs | PWRCOAINDSO | TotalAnnualMaxCapacityInvestment | 2025 | 3.232 | untie_min_inv | 2026-05-26T16:12:06.094262
BAU | Secondary Techs | PWRCOAINDSO | TotalAnnualMaxCapacityInvestment | 2026 | 3.1756 | lid_fill | 2026-05-26T16:12:06.094262
BAU | Secondary Techs | PWRCOAINDSO | TotalAnnualMaxCapacityInvestment | 2027 | 3.2125 | lid_fill | 2026-05-26T16:12:06.094262
BAU | Secondary Techs | PWRCOAINDSO | TotalAnnualMaxCapacityInvestment | 2028 | 3.3463 | lid_fill | 2026-05-26T16:12:06.094262
BAU | Secondary Techs | PWRCOAINDSO | TotalAnnualMaxCapacityInvestment | 2029 | 3.8758 | lid_fill | 2026-05-26T16:12:06.094262
BAU | Secondary Techs | PWRCOAINDSO | TotalAnnualMaxCapacityInvestment | 2030 | 3.0006 | lid_fill | 2026-05-26T16:12:06.094262
BAU | Secondary Techs | PWRCOAINDSO | TotalAnnualMaxCapacityInvestment | 2031 | 2.9244 | lid_fill | 2026-05-26T16:12:06.094262
BAU | Secondary Techs | PWRCOAINDSO | TotalAnnualMaxCapacityInvestment | 2032 | 3.5132 | lid_fill | 2026-05-26T16:12:06.094262
BAU | Secondary Techs | PWRCOAINDSO | TotalAnnualMaxCapacityInvestment | 2033 | 3.5131 | lid_fill | 2026-05-26T16:12:06.094262
BAU | Secondary Techs | PWRCOAINDSO | TotalAnnualMaxCapacityInvestment | 2034 | 3.5132 | lid_fill | 2026-05-26T16:12:06.094262
BAU | Secondary Techs | PWRCOAINDSO | TotalAnnualMaxCapacityInvestment | 2035 | 3.5131 | lid_fill | 2026-05-26T16:12:06.094262
BAU | Secondary Techs | PWRCOAINDSO | TotalAnnualMaxCapacityInvestment | 2036 | 3.5132 | lid_fill | 2026-05-26T16:12:06.094262
BAU | Secondary Techs | PWRCOAINDSO | TotalAnnualMaxCapacityInvestment | 2037 | 3.756 | lid_fill | 2026-05-26T16:12:06.094262
BAU | Secondary Techs | PWRCOAINDSO | TotalAnnualMaxCapacityInvestment | 2038 | 3.756 | lid_fill | 2026-05-26T16:12:06.094262
BAU | Secondary Techs | PWRCOAINDSO | TotalAnnualMaxCapacityInvestment | 2039 | 3.756 | lid_fill | 2026-05-26T16:12:06.094262
BAU | Secondary Techs | PWRCOAINDSO | TotalAnnualMaxCapacityInvestment | 2040 | 3.667 | lid_fill | 2026-05-26T16:12:06.094262
BAU | Secondary Techs | PWRCOAINDSO | TotalAnnualMaxCapacityInvestment | 2041 | 3.7528 | lid_fill | 2026-05-26T16:12:06.094262
BAU | Secondary Techs | PWRCOAINDSO | TotalAnnualMaxCapacityInvestment | 2042 | 4.2012 | lid_fill | 2026-05-26T16:12:06.094262
BAU | Secondary Techs | PWRCOAINDSO | TotalAnnualMaxCapacityInvestment | 2043 | 4.3644 | lid_fill | 2026-05-26T16:12:06.094262
BAU | Secondary Techs | PWRCOAINDSO | TotalAnnualMaxCapacityInvestment | 2044 | 4.5338 | lid_fill | 2026-05-26T16:12:06.094262
BAU | Secondary Techs | PWRCOAINDSO | TotalAnnualMaxCapacityInvestment | 2045 | 4.7099 | lid_fill | 2026-05-26T16:12:06.094262
BAU | Secondary Techs | PWRCOAINDSO | TotalAnnualMaxCapacityInvestment | 2046 | 4.8929 | lid_fill | 2026-05-26T16:12:06.094262
BAU | Secondary Techs | PWRCOAINDSO | TotalAnnualMaxCapacityInvestment | 2047 | 5.0829 | lid_fill | 2026-05-26T16:12:06.094262
BAU | Secondary Techs | PWRCOAINDSO | TotalAnnualMaxCapacityInvestment | 2048 | 5.2803 | lid_fill | 2026-05-26T16:12:06.094262
BAU | Secondary Techs | PWRCOAINDSO | TotalAnnualMaxCapacityInvestment | 2049 | 5.4854 | lid_fill | 2026-05-26T16:12:06.094262
BAU | Secondary Techs | PWRCOAINDSO | TotalAnnualMaxCapacityInvestment | 2050 | 5.6984 | lid_fill | 2026-05-26T16:12:06.094262
BAU | Secondary Techs | PWRBIOINDEA | TotalAnnualMaxCapacityInvestment | 2023 | 0 | lid_fill | 2026-05-26T16:12:06.094262
BAU | Secondary Techs | PWRBIOINDEA | TotalAnnualMaxCapacityInvestment | 2024 | 0.034056 | lid_fill | 2026-05-26T16:12:06.094262
BAU | Secondary Techs | PWRBIOINDEA | TotalAnnualMaxCapacityInvestment | 2025 | 0.038743 | lid_fill | 2026-05-26T16:12:06.094262
BAU | Secondary Techs | PWRBIOINDEA | TotalAnnualMaxCapacityInvestment | 2026 | 0.039559 | lid_fill | 2026-05-26T16:12:06.094262
BAU | Secondary Techs | PWRBIOINDEA | TotalAnnualMaxCapacityInvestment | 2027 | 0.042332 | lid_fill | 2026-05-26T16:12:06.094262
BAU | Secondary Techs | PWRBIOINDEA | TotalAnnualMaxCapacityInvestment | 2028 | 0.043924 | lid_fill | 2026-05-26T16:12:06.094262
BAU | Secondary Techs | PWRBIOINDEA | TotalAnnualMaxCapacityInvestment | 2029 | 0.052929 | lid_fill | 2026-05-26T16:12:06.094262
BAU | Secondary Techs | PWRBIOINDEA | TotalAnnualMaxCapacityInvestment | 2030 | 0.037021 | lid_fill | 2026-05-26T16:12:06.094262
BAU | Secondary Techs | PWRBIOINDEA | TotalAnnualMaxCapacityInvestment | 2031 | 0.035939 | lid_fill | 2026-05-26T16:12:06.094262
BAU | Secondary Techs | PWRBIOINDEA | TotalAnnualMaxCapacityInvestment | 2032 | 0.049272 | lid_fill | 2026-05-26T16:12:06.094262
BAU | Secondary Techs | PWRBIOINDEA | TotalAnnualMaxCapacityInvestment | 2033 | 0.049271 | lid_fill | 2026-05-26T16:12:06.094262
BAU | Secondary Techs | PWRBIOINDEA | TotalAnnualMaxCapacityInvestment | 2034 | 0.049272 | lid_fill | 2026-05-26T16:12:06.094262
BAU | Secondary Techs | PWRBIOINDEA | TotalAnnualMaxCapacityInvestment | 2035 | 0.049271 | lid_fill | 2026-05-26T16:12:06.094262
BAU | Secondary Techs | PWRBIOINDEA | TotalAnnualMaxCapacityInvestment | 2036 | 0.049272 | lid_fill | 2026-05-26T16:12:06.094262
BAU | Secondary Techs | PWRBIOINDEA | TotalAnnualMaxCapacityInvestment | 2037 | 0.055695 | lid_fill | 2026-05-26T16:12:06.094262
BAU | Secondary Techs | PWRBIOINDEA | TotalAnnualMaxCapacityInvestment | 2038 | 0.055695 | lid_fill | 2026-05-26T16:12:06.094262
BAU | Secondary Techs | PWRBIOINDEA | TotalAnnualMaxCapacityInvestment | 2039 | 0.055694 | lid_fill | 2026-05-26T16:12:06.094262
BAU | Secondary Techs | PWRBIOINDEA | TotalAnnualMaxCapacityInvestment | 2040 | 0.055695 | lid_fill | 2026-05-26T16:12:06.094262
BAU | Secondary Techs | PWRBIOINDEA | TotalAnnualMaxCapacityInvestment | 2041 | 0.055695 | lid_fill | 2026-05-26T16:12:06.094262
BAU | Secondary Techs | PWRBIOINDEA | TotalAnnualMaxCapacityInvestment | 2042 | 0.063531 | lid_fill | 2026-05-26T16:12:06.094262
BAU | Secondary Techs | PWRBIOINDEA | TotalAnnualMaxCapacityInvestment | 2043 | 0.066424 | lid_fill | 2026-05-26T16:12:06.094262
BAU | Secondary Techs | PWRBIOINDEA | TotalAnnualMaxCapacityInvestment | 2044 | 0.069451 | lid_fill | 2026-05-26T16:12:06.094262
BAU | Secondary Techs | PWRBIOINDEA | TotalAnnualMaxCapacityInvestment | 2045 | 0.072613 | lid_fill | 2026-05-26T16:12:06.094262
BAU | Secondary Techs | PWRBIOINDEA | TotalAnnualMaxCapacityInvestment | 2046 | 0.075921 | lid_fill | 2026-05-26T16:12:06.094262
BAU | Secondary Techs | PWRBIOINDEA | TotalAnnualMaxCapacityInvestment | 2047 | 0.079379 | lid_fill | 2026-05-26T16:12:06.094262
BAU | Secondary Techs | PWRBIOINDEA | TotalAnnualMaxCapacityInvestment | 2048 | 0.082994 | lid_fill | 2026-05-26T16:12:06.094262
BAU | Secondary Techs | PWRBIOINDEA | TotalAnnualMaxCapacityInvestment | 2049 | 0.086775 | lid_fill | 2026-05-26T16:12:06.094262
BAU | Secondary Techs | PWRBIOINDEA | TotalAnnualMaxCapacityInvestment | 2050 | 0.090727 | lid_fill | 2026-05-26T16:12:06.094262
BAU | Secondary Techs | PWRNGSBGDXX | TotalAnnualMaxCapacityInvestment | 2023 | 0 | lid_fill | 2026-05-26T16:12:06.094262
BAU | Secondary Techs | PWRNGSBGDXX | TotalAnnualMaxCapacityInvestment | 2024 | 0.91082 | lid_fill | 2026-05-26T16:12:06.094262
BAU | Secondary Techs | PWRNGSBGDXX | TotalAnnualMaxCapacityInvestment | 2025 | 5.858 | untie_min_inv | 2026-05-26T16:12:06.094262
BAU | Secondary Techs | PWRNGSBGDXX | TotalAnnualMaxCapacityInvestment | 2026 | 1.0386 | lid_fill | 2026-05-26T16:12:06.094262
BAU | Secondary Techs | PWRNGSBGDXX | TotalAnnualMaxCapacityInvestment | 2027 | 1.109 | lid_fill | 2026-05-26T16:12:06.094262
BAU | Secondary Techs | PWRNGSBGDXX | TotalAnnualMaxCapacityInvestment | 2028 | 1.1842 | lid_fill | 2026-05-26T16:12:06.094262
BAU | Secondary Techs | PWRNGSBGDXX | TotalAnnualMaxCapacityInvestment | 2029 | 1.2645 | lid_fill | 2026-05-26T16:12:06.094262
BAU | Secondary Techs | PWRNGSBGDXX | TotalAnnualMaxCapacityInvestment | 2030 | 1.3502 | lid_fill | 2026-05-26T16:12:06.094262
BAU | Secondary Techs | PWRNGSBGDXX | TotalAnnualMaxCapacityInvestment | 2031 | 1.1383 | lid_fill | 2026-05-26T16:12:06.094262
BAU | Secondary Techs | PWRNGSBGDXX | TotalAnnualMaxCapacityInvestment | 2032 | 1.1993 | lid_fill | 2026-05-26T16:12:06.094262
BAU | Secondary Techs | PWRNGSBGDXX | TotalAnnualMaxCapacityInvestment | 2033 | 1.2635 | lid_fill | 2026-05-26T16:12:06.094262
BAU | Secondary Techs | PWRNGSBGDXX | TotalAnnualMaxCapacityInvestment | 2034 | 1.3311 | lid_fill | 2026-05-26T16:12:06.094262
BAU | Secondary Techs | PWRNGSBGDXX | TotalAnnualMaxCapacityInvestment | 2035 | 1.4024 | lid_fill | 2026-05-26T16:12:06.094262
BAU | Secondary Techs | PWRNGSBGDXX | TotalAnnualMaxCapacityInvestment | 2036 | 1.4775 | lid_fill | 2026-05-26T16:12:06.094262
BAU | Secondary Techs | PWRNGSBGDXX | TotalAnnualMaxCapacityInvestment | 2037 | 1.5566 | lid_fill | 2026-05-26T16:12:06.094262
BAU | Secondary Techs | PWRNGSBGDXX | TotalAnnualMaxCapacityInvestment | 2038 | 1.64 | lid_fill | 2026-05-26T16:12:06.094262
BAU | Secondary Techs | PWRNGSBGDXX | TotalAnnualMaxCapacityInvestment | 2039 | 1.7278 | lid_fill | 2026-05-26T16:12:06.094262
BAU | Secondary Techs | PWRNGSBGDXX | TotalAnnualMaxCapacityInvestment | 2040 | 1.8203 | lid_fill | 2026-05-26T16:12:06.094262
BAU | Secondary Techs | PWRNGSBGDXX | TotalAnnualMaxCapacityInvestment | 2041 | 1.9177 | lid_fill | 2026-05-26T16:12:06.094262
BAU | Secondary Techs | PWRNGSBGDXX | TotalAnnualMaxCapacityInvestment | 2042 | 1.6097 | lid_fill | 2026-05-26T16:12:06.094262
BAU | Secondary Techs | PWRNGSBGDXX | TotalAnnualMaxCapacityInvestment | 2043 | 1.6783 | lid_fill | 2026-05-26T16:12:06.094262
BAU | Secondary Techs | PWRNGSBGDXX | TotalAnnualMaxCapacityInvestment | 2044 | 1.7499 | lid_fill | 2026-05-26T16:12:06.094262
BAU | Secondary Techs | PWRNGSBGDXX | TotalAnnualMaxCapacityInvestment | 2045 | 1.8246 | lid_fill | 2026-05-26T16:12:06.094262
BAU | Secondary Techs | PWRNGSBGDXX | TotalAnnualMaxCapacityInvestment | 2046 | 1.9024 | lid_fill | 2026-05-26T16:12:06.094262
BAU | Secondary Techs | PWRNGSBGDXX | TotalAnnualMaxCapacityInvestment | 2047 | 1.9835 | lid_fill | 2026-05-26T16:12:06.094262
BAU | Secondary Techs | PWRNGSBGDXX | TotalAnnualMaxCapacityInvestment | 2048 | 2.0682 | lid_fill | 2026-05-26T16:12:06.094262
BAU | Secondary Techs | PWRNGSBGDXX | TotalAnnualMaxCapacityInvestment | 2049 | 2.1564 | lid_fill | 2026-05-26T16:12:06.094262
BAU | Secondary Techs | PWRNGSBGDXX | TotalAnnualMaxCapacityInvestment | 2050 | 2.2484 | lid_fill | 2026-05-26T16:12:06.094262
BAU | Secondary Techs | PWROILMDVXX | TotalAnnualMaxCapacityInvestment | 2023 | 0 | lid_fill | 2026-05-26T16:12:06.094262
BAU | Secondary Techs | PWROILMDVXX | TotalAnnualMaxCapacityInvestment | 2024 | 0.02686 | lid_fill | 2026-05-26T16:12:06.094262
BAU | Secondary Techs | PWROILMDVXX | TotalAnnualMaxCapacityInvestment | 2025 | 0.028672 | lid_fill | 2026-05-26T16:12:06.094262
BAU | Secondary Techs | PWROILMDVXX | TotalAnnualMaxCapacityInvestment | 2026 | 0.03065 | lid_fill | 2026-05-26T16:12:06.094262
BAU | Secondary Techs | PWROILMDVXX | TotalAnnualMaxCapacityInvestment | 2027 | 0.032792 | lid_fill | 2026-05-26T16:12:06.094262
BAU | Secondary Techs | PWROILMDVXX | TotalAnnualMaxCapacityInvestment | 2028 | 0.035099 | lid_fill | 2026-05-26T16:12:06.094262
BAU | Secondary Techs | PWROILMDVXX | TotalAnnualMaxCapacityInvestment | 2029 | 0.04342 | lid_fill | 2026-05-26T16:12:06.094262
BAU | Secondary Techs | PWROILMDVXX | TotalAnnualMaxCapacityInvestment | 2030 | 0.046139 | lid_fill | 2026-05-26T16:12:06.094262
BAU | Secondary Techs | PWROILMDVXX | TotalAnnualMaxCapacityInvestment | 2031 | 0.049105 | lid_fill | 2026-05-26T16:12:06.094262
BAU | Secondary Techs | PWROILMDVXX | TotalAnnualMaxCapacityInvestment | 2032 | 0.052319 | lid_fill | 2026-05-26T16:12:06.094262
BAU | Secondary Techs | PWROILMDVXX | TotalAnnualMaxCapacityInvestment | 2033 | 0.055697 | lid_fill | 2026-05-26T16:12:06.094262
BAU | Secondary Techs | PWROILMDVXX | TotalAnnualMaxCapacityInvestment | 2034 | 0.050671 | lid_fill | 2026-05-26T16:12:06.094262
BAU | Secondary Techs | PWROILMDVXX | TotalAnnualMaxCapacityInvestment | 2035 | 0.053719 | lid_fill | 2026-05-26T16:12:06.094262
BAU | Secondary Techs | PWROILMDVXX | TotalAnnualMaxCapacityInvestment | 2036 | 0.057097 | lid_fill | 2026-05-26T16:12:06.094262
BAU | Secondary Techs | PWROILMDVXX | TotalAnnualMaxCapacityInvestment | 2037 | 0.060723 | lid_fill | 2026-05-26T16:12:06.094262
BAU | Secondary Techs | PWROILMDVXX | TotalAnnualMaxCapacityInvestment | 2038 | 0.064595 | lid_fill | 2026-05-26T16:12:06.094262
BAU | Secondary Techs | PWROILMDVXX | TotalAnnualMaxCapacityInvestment | 2039 | 0.068715 | lid_fill | 2026-05-26T16:12:06.094262
BAU | Secondary Techs | PWROILMDVXX | TotalAnnualMaxCapacityInvestment | 2040 | 0.073081 | lid_fill | 2026-05-26T16:12:06.094262
BAU | Secondary Techs | PWROILMDVXX | TotalAnnualMaxCapacityInvestment | 2041 | 0.041608 | lid_fill | 2026-05-26T16:12:06.094262
BAU | Secondary Techs | PWROILMDVXX | TotalAnnualMaxCapacityInvestment | 2042 | 0.042844 | lid_fill | 2026-05-26T16:12:06.094262
BAU | Secondary Techs | PWROILMDVXX | TotalAnnualMaxCapacityInvestment | 2043 | 0.044162 | lid_fill | 2026-05-26T16:12:06.094262
BAU | Secondary Techs | PWROILMDVXX | TotalAnnualMaxCapacityInvestment | 2044 | 0.04548 | lid_fill | 2026-05-26T16:12:06.094262
BAU | Secondary Techs | PWROILMDVXX | TotalAnnualMaxCapacityInvestment | 2045 | 0.046881 | lid_fill | 2026-05-26T16:12:06.094262
BAU | Secondary Techs | PWROILMDVXX | TotalAnnualMaxCapacityInvestment | 2046 | 0.040207 | lid_fill | 2026-05-26T16:12:06.094262
BAU | Secondary Techs | PWROILMDVXX | TotalAnnualMaxCapacityInvestment | 2047 | 0.041196 | lid_fill | 2026-05-26T16:12:06.094262
BAU | Secondary Techs | PWROILMDVXX | TotalAnnualMaxCapacityInvestment | 2048 | 0.042184 | lid_fill | 2026-05-26T16:12:06.094262
BAU | Secondary Techs | PWROILMDVXX | TotalAnnualMaxCapacityInvestment | 2049 | 0.043338 | lid_fill | 2026-05-26T16:12:06.094262
BAU | Secondary Techs | PWROILMDVXX | TotalAnnualMaxCapacityInvestment | 2050 | 0.044327 | lid_fill | 2026-05-26T16:12:06.094262
BAU | Secondary Techs | PWROILNPLXX | TotalAnnualMaxCapacityInvestment | 2023 | 0 | lid_fill | 2026-05-26T16:12:06.094262
BAU | Secondary Techs | PWROILNPLXX | TotalAnnualMaxCapacityInvestment | 2024 | 0.004283 | lid_fill | 2026-05-26T16:12:06.094262
BAU | Secondary Techs | PWROILNPLXX | TotalAnnualMaxCapacityInvestment | 2025 | 0.0045133 | lid_fill | 2026-05-26T16:12:06.094262
BAU | Secondary Techs | PWROILNPLXX | TotalAnnualMaxCapacityInvestment | 2026 | 0.0047604 | lid_fill | 2026-05-26T16:12:06.094262
BAU | Secondary Techs | PWROILNPLXX | TotalAnnualMaxCapacityInvestment | 2027 | 0.0050268 | lid_fill | 2026-05-26T16:12:06.094262
BAU | Secondary Techs | PWROILNPLXX | TotalAnnualMaxCapacityInvestment | 2028 | 0.005713 | lid_fill | 2026-05-26T16:12:06.094262
BAU | Secondary Techs | PWROILNPLXX | TotalAnnualMaxCapacityInvestment | 2029 | 0.0062434 | lid_fill | 2026-05-26T16:12:06.094262
BAU | Secondary Techs | PWROILNPLXX | TotalAnnualMaxCapacityInvestment | 2030 | 0.0067569 | lid_fill | 2026-05-26T16:12:06.094262
BAU | Secondary Techs | PWROILNPLXX | TotalAnnualMaxCapacityInvestment | 2031 | 0.0073111 | lid_fill | 2026-05-26T16:12:06.094262
BAU | Secondary Techs | PWROILNPLXX | TotalAnnualMaxCapacityInvestment | 2032 | 0.0079137 | lid_fill | 2026-05-26T16:12:06.094262
BAU | Secondary Techs | PWROILNPLXX | TotalAnnualMaxCapacityInvestment | 2033 | 0.0085649 | lid_fill | 2026-05-26T16:12:06.094262
BAU | Secondary Techs | PWROILNPLXX | TotalAnnualMaxCapacityInvestment | 2034 | 0.0051791 | lid_fill | 2026-05-26T16:12:06.094262
BAU | Secondary Techs | PWROILNPLXX | TotalAnnualMaxCapacityInvestment | 2035 | 0.0051791 | lid_fill | 2026-05-26T16:12:06.094262
BAU | Secondary Techs | PWROILNPLXX | TotalAnnualMaxCapacityInvestment | 2036 | 0.0051791 | lid_fill | 2026-05-26T16:12:06.094262
BAU | Secondary Techs | PWROILNPLXX | TotalAnnualMaxCapacityInvestment | 2037 | 0.005178 | lid_fill | 2026-05-26T16:12:06.094262
BAU | Secondary Techs | PWROILNPLXX | TotalAnnualMaxCapacityInvestment | 2038 | 0.0051791 | lid_fill | 2026-05-26T16:12:06.094262
BAU | Secondary Techs | PWROILNPLXX | TotalAnnualMaxCapacityInvestment | 2039 | 0.0051791 | lid_fill | 2026-05-26T16:12:06.094262
BAU | Secondary Techs | PWROILNPLXX | TotalAnnualMaxCapacityInvestment | 2040 | 0.0051791 | lid_fill | 2026-05-26T16:12:06.094262
BAU | Secondary Techs | PWROILNPLXX | TotalAnnualMaxCapacityInvestment | 2041 | 0.0051791 | lid_fill | 2026-05-26T16:12:06.094262
BAU | Secondary Techs | PWROILNPLXX | TotalAnnualMaxCapacityInvestment | 2042 | 0.0051791 | lid_fill | 2026-05-26T16:12:06.094262
BAU | Secondary Techs | PWROILNPLXX | TotalAnnualMaxCapacityInvestment | 2043 | 0.0051791 | lid_fill | 2026-05-26T16:12:06.094262
BAU | Secondary Techs | PWROILNPLXX | TotalAnnualMaxCapacityInvestment | 2044 | 0.0051791 | lid_fill | 2026-05-26T16:12:06.094262
BAU | Secondary Techs | PWROILNPLXX | TotalAnnualMaxCapacityInvestment | 2045 | 0.0051791 | lid_fill | 2026-05-26T16:12:06.094262
BAU | Secondary Techs | PWROILNPLXX | TotalAnnualMaxCapacityInvestment | 2046 | 0.0051791 | lid_fill | 2026-05-26T16:12:06.094262
BAU | Secondary Techs | PWROILNPLXX | TotalAnnualMaxCapacityInvestment | 2047 | 0.0051791 | lid_fill | 2026-05-26T16:12:06.094262
BAU | Secondary Techs | PWROILNPLXX | TotalAnnualMaxCapacityInvestment | 2048 | 0.0051791 | lid_fill | 2026-05-26T16:12:06.094262
BAU | Secondary Techs | PWROILNPLXX | TotalAnnualMaxCapacityInvestment | 2049 | 0.0051791 | lid_fill | 2026-05-26T16:12:06.094262
BAU | Secondary Techs | PWROILNPLXX | TotalAnnualMaxCapacityInvestment | 2050 | 0.0051791 | lid_fill | 2026-05-26T16:12:06.094262
BAU | Secondary Techs | PWRSHPINDEA | TotalAnnualMaxCapacityInvestment | 2023 | 0 | lid_fill | 2026-05-26T16:12:06.094262
BAU | Secondary Techs | PWRSHPINDEA | TotalAnnualMaxCapacityInvestment | 2024 | 0.02225 | lid_fill | 2026-05-26T16:12:06.094262
BAU | Secondary Techs | PWRSHPINDEA | TotalAnnualMaxCapacityInvestment | 2025 | 0.025312 | lid_fill | 2026-05-26T16:12:06.094262
BAU | Secondary Techs | PWRSHPINDEA | TotalAnnualMaxCapacityInvestment | 2026 | 0.025845 | lid_fill | 2026-05-26T16:12:06.094262
BAU | Secondary Techs | PWRSHPINDEA | TotalAnnualMaxCapacityInvestment | 2027 | 0.027657 | lid_fill | 2026-05-26T16:12:06.094262
BAU | Secondary Techs | PWRSHPINDEA | TotalAnnualMaxCapacityInvestment | 2028 | 0.028697 | lid_fill | 2026-05-26T16:12:06.094262
BAU | Secondary Techs | PWRSHPINDEA | TotalAnnualMaxCapacityInvestment | 2029 | 0.03458 | lid_fill | 2026-05-26T16:12:06.094262
BAU | Secondary Techs | PWRSHPINDEA | TotalAnnualMaxCapacityInvestment | 2030 | 0.024187 | lid_fill | 2026-05-26T16:12:06.094262
BAU | Secondary Techs | PWRSHPINDEA | TotalAnnualMaxCapacityInvestment | 2031 | 0.02348 | lid_fill | 2026-05-26T16:12:06.094262
BAU | Secondary Techs | PWRSHPINDEA | TotalAnnualMaxCapacityInvestment | 2032 | 0.032191 | lid_fill | 2026-05-26T16:12:06.094262
BAU | Secondary Techs | PWRSHPINDEA | TotalAnnualMaxCapacityInvestment | 2033 | 0.03219 | lid_fill | 2026-05-26T16:12:06.094262
BAU | Secondary Techs | PWRSHPINDEA | TotalAnnualMaxCapacityInvestment | 2034 | 0.032191 | lid_fill | 2026-05-26T16:12:06.094262
BAU | Secondary Techs | PWRSHPINDEA | TotalAnnualMaxCapacityInvestment | 2035 | 0.03219 | lid_fill | 2026-05-26T16:12:06.094262
BAU | Secondary Techs | PWRSHPINDEA | TotalAnnualMaxCapacityInvestment | 2036 | 0.032191 | lid_fill | 2026-05-26T16:12:06.094262
BAU | Secondary Techs | PWRSHPINDEA | TotalAnnualMaxCapacityInvestment | 2037 | 0.036387 | lid_fill | 2026-05-26T16:12:06.094262
BAU | Secondary Techs | PWRSHPINDEA | TotalAnnualMaxCapacityInvestment | 2038 | 0.036387 | lid_fill | 2026-05-26T16:12:06.094262
BAU | Secondary Techs | PWRSHPINDEA | TotalAnnualMaxCapacityInvestment | 2039 | 0.036386 | lid_fill | 2026-05-26T16:12:06.094262
BAU | Secondary Techs | PWRSHPINDEA | TotalAnnualMaxCapacityInvestment | 2040 | 0.036387 | lid_fill | 2026-05-26T16:12:06.094262
BAU | Secondary Techs | PWRSHPINDEA | TotalAnnualMaxCapacityInvestment | 2041 | 0.036387 | lid_fill | 2026-05-26T16:12:06.094262
BAU | Secondary Techs | PWRSHPINDEA | TotalAnnualMaxCapacityInvestment | 2042 | 0.041507 | lid_fill | 2026-05-26T16:12:06.094262
BAU | Secondary Techs | PWRSHPINDEA | TotalAnnualMaxCapacityInvestment | 2043 | 0.043397 | lid_fill | 2026-05-26T16:12:06.094262
BAU | Secondary Techs | PWRSHPINDEA | TotalAnnualMaxCapacityInvestment | 2044 | 0.045374 | lid_fill | 2026-05-26T16:12:06.094262
BAU | Secondary Techs | PWRSHPINDEA | TotalAnnualMaxCapacityInvestment | 2045 | 0.04744 | lid_fill | 2026-05-26T16:12:06.094262
BAU | Secondary Techs | PWRSHPINDEA | TotalAnnualMaxCapacityInvestment | 2046 | 0.049601 | lid_fill | 2026-05-26T16:12:06.094262
BAU | Secondary Techs | PWRSHPINDEA | TotalAnnualMaxCapacityInvestment | 2047 | 0.051861 | lid_fill | 2026-05-26T16:12:06.094262
BAU | Secondary Techs | PWRSHPINDEA | TotalAnnualMaxCapacityInvestment | 2048 | 0.054222 | lid_fill | 2026-05-26T16:12:06.094262
BAU | Secondary Techs | PWRSHPINDEA | TotalAnnualMaxCapacityInvestment | 2049 | 0.056693 | lid_fill | 2026-05-26T16:12:06.094262
BAU | Secondary Techs | PWRSHPINDEA | TotalAnnualMaxCapacityInvestment | 2050 | 0.059274 | lid_fill | 2026-05-26T16:12:06.094262
BAU | Secondary Techs | PWRSHPINDNE | TotalAnnualMaxCapacityInvestment | 2023 | 0 | lid_fill | 2026-05-26T16:12:06.094262
BAU | Secondary Techs | PWRSHPINDNE | TotalAnnualMaxCapacityInvestment | 2024 | 0.017528 | lid_fill | 2026-05-26T16:12:06.094262
BAU | Secondary Techs | PWRSHPINDNE | TotalAnnualMaxCapacityInvestment | 2025 | 0.018638 | lid_fill | 2026-05-26T16:12:06.094262
BAU | Secondary Techs | PWRSHPINDNE | TotalAnnualMaxCapacityInvestment | 2026 | 0.020454 | lid_fill | 2026-05-26T16:12:06.094262
BAU | Secondary Techs | PWRSHPINDNE | TotalAnnualMaxCapacityInvestment | 2027 | 0.020532 | lid_fill | 2026-05-26T16:12:06.094262
BAU | Secondary Techs | PWRSHPINDNE | TotalAnnualMaxCapacityInvestment | 2028 | 0.021596 | lid_fill | 2026-05-26T16:12:06.094262
BAU | Secondary Techs | PWRSHPINDNE | TotalAnnualMaxCapacityInvestment | 2029 | 0.02377 | lid_fill | 2026-05-26T16:12:06.094262
BAU | Secondary Techs | PWRSHPINDNE | TotalAnnualMaxCapacityInvestment | 2030 | 0.0225 | lid_fill | 2026-05-26T16:12:06.094262
BAU | Secondary Techs | PWRSHPINDNE | TotalAnnualMaxCapacityInvestment | 2031 | 0.022085 | lid_fill | 2026-05-26T16:12:06.094262
BAU | Secondary Techs | PWRSHPINDNE | TotalAnnualMaxCapacityInvestment | 2032 | 0.026445 | lid_fill | 2026-05-26T16:12:06.094262
BAU | Secondary Techs | PWRSHPINDNE | TotalAnnualMaxCapacityInvestment | 2033 | 0.026445 | lid_fill | 2026-05-26T16:12:06.094262
BAU | Secondary Techs | PWRSHPINDNE | TotalAnnualMaxCapacityInvestment | 2034 | 0.026445 | lid_fill | 2026-05-26T16:12:06.094262
BAU | Secondary Techs | PWRSHPINDNE | TotalAnnualMaxCapacityInvestment | 2035 | 0.026445 | lid_fill | 2026-05-26T16:12:06.094262
BAU | Secondary Techs | PWRSHPINDNE | TotalAnnualMaxCapacityInvestment | 2036 | 0.026445 | lid_fill | 2026-05-26T16:12:06.094262
BAU | Secondary Techs | PWRSHPINDNE | TotalAnnualMaxCapacityInvestment | 2037 | 0.030993 | lid_fill | 2026-05-26T16:12:06.094262
BAU | Secondary Techs | PWRSHPINDNE | TotalAnnualMaxCapacityInvestment | 2038 | 0.030993 | lid_fill | 2026-05-26T16:12:06.094262
BAU | Secondary Techs | PWRSHPINDNE | TotalAnnualMaxCapacityInvestment | 2039 | 0.030989 | lid_fill | 2026-05-26T16:12:06.094262
BAU | Secondary Techs | PWRSHPINDNE | TotalAnnualMaxCapacityInvestment | 2040 | 0.030993 | lid_fill | 2026-05-26T16:12:06.094262
BAU | Secondary Techs | PWRSHPINDNE | TotalAnnualMaxCapacityInvestment | 2041 | 0.030993 | lid_fill | 2026-05-26T16:12:06.094262
BAU | Secondary Techs | PWRSHPINDNE | TotalAnnualMaxCapacityInvestment | 2042 | 0.035423 | lid_fill | 2026-05-26T16:12:06.094262
BAU | Secondary Techs | PWRSHPINDNE | TotalAnnualMaxCapacityInvestment | 2043 | 0.037058 | lid_fill | 2026-05-26T16:12:06.094262
BAU | Secondary Techs | PWRSHPINDNE | TotalAnnualMaxCapacityInvestment | 2044 | 0.038771 | lid_fill | 2026-05-26T16:12:06.094262
BAU | Secondary Techs | PWRSHPINDNE | TotalAnnualMaxCapacityInvestment | 2045 | 0.040567 | lid_fill | 2026-05-26T16:12:06.094262
BAU | Secondary Techs | PWRSHPINDNE | TotalAnnualMaxCapacityInvestment | 2046 | 0.042441 | lid_fill | 2026-05-26T16:12:06.094262
BAU | Secondary Techs | PWRSHPINDNE | TotalAnnualMaxCapacityInvestment | 2047 | 0.0444 | lid_fill | 2026-05-26T16:12:06.094262
BAU | Secondary Techs | PWRSHPINDNE | TotalAnnualMaxCapacityInvestment | 2048 | 0.046459 | lid_fill | 2026-05-26T16:12:06.094262
BAU | Secondary Techs | PWRSHPINDNE | TotalAnnualMaxCapacityInvestment | 2049 | 0.048604 | lid_fill | 2026-05-26T16:12:06.094262
BAU | Secondary Techs | PWRSHPINDNE | TotalAnnualMaxCapacityInvestment | 2050 | 0.050851 | lid_fill | 2026-05-26T16:12:06.094262
BAU | Secondary Techs | PWRSHPINDNO | TotalAnnualMaxCapacityInvestment | 2023 | 0 | lid_fill | 2026-05-26T16:12:06.094262
BAU | Secondary Techs | PWRSHPINDNO | TotalAnnualMaxCapacityInvestment | 2024 | 0.10433 | lid_fill | 2026-05-26T16:12:06.094262
BAU | Secondary Techs | PWRSHPINDNO | TotalAnnualMaxCapacityInvestment | 2025 | 0.1103 | lid_fill | 2026-05-26T16:12:06.094262
BAU | Secondary Techs | PWRSHPINDNO | TotalAnnualMaxCapacityInvestment | 2026 | 0.11842 | lid_fill | 2026-05-26T16:12:06.094262
BAU | Secondary Techs | PWRSHPINDNO | TotalAnnualMaxCapacityInvestment | 2027 | 0.12571 | lid_fill | 2026-05-26T16:12:06.094262
BAU | Secondary Techs | PWRSHPINDNO | TotalAnnualMaxCapacityInvestment | 2028 | 0.13216 | lid_fill | 2026-05-26T16:12:06.094262
BAU | Secondary Techs | PWRSHPINDNO | TotalAnnualMaxCapacityInvestment | 2029 | 0.1545 | lid_fill | 2026-05-26T16:12:06.094262
BAU | Secondary Techs | PWRSHPINDNO | TotalAnnualMaxCapacityInvestment | 2030 | 0.11756 | lid_fill | 2026-05-26T16:12:06.094262
BAU | Secondary Techs | PWRSHPINDNO | TotalAnnualMaxCapacityInvestment | 2031 | 0.11858 | lid_fill | 2026-05-26T16:12:06.094262
BAU | Secondary Techs | PWRSHPINDNO | TotalAnnualMaxCapacityInvestment | 2032 | 0.13941 | lid_fill | 2026-05-26T16:12:06.094262
BAU | Secondary Techs | PWRSHPINDNO | TotalAnnualMaxCapacityInvestment | 2033 | 0.13941 | lid_fill | 2026-05-26T16:12:06.094262
BAU | Secondary Techs | PWRSHPINDNO | TotalAnnualMaxCapacityInvestment | 2034 | 0.13941 | lid_fill | 2026-05-26T16:12:06.094262
BAU | Secondary Techs | PWRSHPINDNO | TotalAnnualMaxCapacityInvestment | 2035 | 0.13941 | lid_fill | 2026-05-26T16:12:06.094262
BAU | Secondary Techs | PWRSHPINDNO | TotalAnnualMaxCapacityInvestment | 2036 | 0.13941 | lid_fill | 2026-05-26T16:12:06.094262
BAU | Secondary Techs | PWRSHPINDNO | TotalAnnualMaxCapacityInvestment | 2037 | 0.1516 | lid_fill | 2026-05-26T16:12:06.094262
BAU | Secondary Techs | PWRSHPINDNO | TotalAnnualMaxCapacityInvestment | 2038 | 0.1516 | lid_fill | 2026-05-26T16:12:06.094262
BAU | Secondary Techs | PWRSHPINDNO | TotalAnnualMaxCapacityInvestment | 2039 | 0.1516 | lid_fill | 2026-05-26T16:12:06.094262
BAU | Secondary Techs | PWRSHPINDNO | TotalAnnualMaxCapacityInvestment | 2040 | 0.14482 | lid_fill | 2026-05-26T16:12:06.094262
BAU | Secondary Techs | PWRSHPINDNO | TotalAnnualMaxCapacityInvestment | 2041 | 0.15135 | lid_fill | 2026-05-26T16:12:06.094262
BAU | Secondary Techs | PWRSHPINDNO | TotalAnnualMaxCapacityInvestment | 2042 | 0.17003 | lid_fill | 2026-05-26T16:12:06.094262
BAU | Secondary Techs | PWRSHPINDNO | TotalAnnualMaxCapacityInvestment | 2043 | 0.17702 | lid_fill | 2026-05-26T16:12:06.094262
BAU | Secondary Techs | PWRSHPINDNO | TotalAnnualMaxCapacityInvestment | 2044 | 0.18193 | lid_fill | 2026-05-26T16:12:06.094262
BAU | Secondary Techs | PWRSHPINDNO | TotalAnnualMaxCapacityInvestment | 2045 | 0.1857 | lid_fill | 2026-05-26T16:12:06.094262
BAU | Secondary Techs | PWRSHPINDNO | TotalAnnualMaxCapacityInvestment | 2046 | 0.199 | lid_fill | 2026-05-26T16:12:06.094262
BAU | Secondary Techs | PWRSHPINDNO | TotalAnnualMaxCapacityInvestment | 2047 | 0.20703 | lid_fill | 2026-05-26T16:12:06.094262
BAU | Secondary Techs | PWRSHPINDNO | TotalAnnualMaxCapacityInvestment | 2048 | 0.21539 | lid_fill | 2026-05-26T16:12:06.094262
BAU | Secondary Techs | PWRSHPINDNO | TotalAnnualMaxCapacityInvestment | 2049 | 0.22408 | lid_fill | 2026-05-26T16:12:06.094262
BAU | Secondary Techs | PWRSHPINDNO | TotalAnnualMaxCapacityInvestment | 2050 | 0.23312 | lid_fill | 2026-05-26T16:12:06.094262
BAU | Secondary Techs | PWRSHPINDSO | TotalAnnualMaxCapacityInvestment | 2023 | 0 | lid_fill | 2026-05-26T16:12:06.094262
BAU | Secondary Techs | PWRSHPINDSO | TotalAnnualMaxCapacityInvestment | 2024 | 0.1167 | lid_fill | 2026-05-26T16:12:06.094262
BAU | Secondary Techs | PWRSHPINDSO | TotalAnnualMaxCapacityInvestment | 2025 | 0.12391 | lid_fill | 2026-05-26T16:12:06.094262
BAU | Secondary Techs | PWRSHPINDSO | TotalAnnualMaxCapacityInvestment | 2026 | 0.13644 | lid_fill | 2026-05-26T16:12:06.094262
BAU | Secondary Techs | PWRSHPINDSO | TotalAnnualMaxCapacityInvestment | 2027 | 0.13802 | lid_fill | 2026-05-26T16:12:06.094262
BAU | Secondary Techs | PWRSHPINDSO | TotalAnnualMaxCapacityInvestment | 2028 | 0.14377 | lid_fill | 2026-05-26T16:12:06.094262
BAU | Secondary Techs | PWRSHPINDSO | TotalAnnualMaxCapacityInvestment | 2029 | 0.16652 | lid_fill | 2026-05-26T16:12:06.094262
BAU | Secondary Techs | PWRSHPINDSO | TotalAnnualMaxCapacityInvestment | 2030 | 0.12892 | lid_fill | 2026-05-26T16:12:06.094262
BAU | Secondary Techs | PWRSHPINDSO | TotalAnnualMaxCapacityInvestment | 2031 | 0.12564 | lid_fill | 2026-05-26T16:12:06.094262
BAU | Secondary Techs | PWRSHPINDSO | TotalAnnualMaxCapacityInvestment | 2032 | 0.15094 | lid_fill | 2026-05-26T16:12:06.094262
BAU | Secondary Techs | PWRSHPINDSO | TotalAnnualMaxCapacityInvestment | 2033 | 0.15094 | lid_fill | 2026-05-26T16:12:06.094262
BAU | Secondary Techs | PWRSHPINDSO | TotalAnnualMaxCapacityInvestment | 2034 | 0.15094 | lid_fill | 2026-05-26T16:12:06.094262
BAU | Secondary Techs | PWRSHPINDSO | TotalAnnualMaxCapacityInvestment | 2035 | 0.15094 | lid_fill | 2026-05-26T16:12:06.094262
BAU | Secondary Techs | PWRSHPINDSO | TotalAnnualMaxCapacityInvestment | 2036 | 0.15094 | lid_fill | 2026-05-26T16:12:06.094262
BAU | Secondary Techs | PWRSHPINDSO | TotalAnnualMaxCapacityInvestment | 2037 | 0.16137 | lid_fill | 2026-05-26T16:12:06.094262
BAU | Secondary Techs | PWRSHPINDSO | TotalAnnualMaxCapacityInvestment | 2038 | 0.16137 | lid_fill | 2026-05-26T16:12:06.094262
BAU | Secondary Techs | PWRSHPINDSO | TotalAnnualMaxCapacityInvestment | 2039 | 0.16137 | lid_fill | 2026-05-26T16:12:06.094262
BAU | Secondary Techs | PWRSHPINDSO | TotalAnnualMaxCapacityInvestment | 2040 | 0.15755 | lid_fill | 2026-05-26T16:12:06.094262
BAU | Secondary Techs | PWRSHPINDSO | TotalAnnualMaxCapacityInvestment | 2041 | 0.16124 | lid_fill | 2026-05-26T16:12:06.094262
BAU | Secondary Techs | PWRSHPINDSO | TotalAnnualMaxCapacityInvestment | 2042 | 0.1805 | lid_fill | 2026-05-26T16:12:06.094262
BAU | Secondary Techs | PWRSHPINDSO | TotalAnnualMaxCapacityInvestment | 2043 | 0.18751 | lid_fill | 2026-05-26T16:12:06.094262
BAU | Secondary Techs | PWRSHPINDSO | TotalAnnualMaxCapacityInvestment | 2044 | 0.19479 | lid_fill | 2026-05-26T16:12:06.094262
BAU | Secondary Techs | PWRSHPINDSO | TotalAnnualMaxCapacityInvestment | 2045 | 0.20236 | lid_fill | 2026-05-26T16:12:06.094262
BAU | Secondary Techs | PWRSHPINDSO | TotalAnnualMaxCapacityInvestment | 2046 | 0.21022 | lid_fill | 2026-05-26T16:12:06.094262
BAU | Secondary Techs | PWRSHPINDSO | TotalAnnualMaxCapacityInvestment | 2047 | 0.21838 | lid_fill | 2026-05-26T16:12:06.094262
BAU | Secondary Techs | PWRSHPINDSO | TotalAnnualMaxCapacityInvestment | 2048 | 0.22686 | lid_fill | 2026-05-26T16:12:06.094262
BAU | Secondary Techs | PWRSHPINDSO | TotalAnnualMaxCapacityInvestment | 2049 | 0.23567 | lid_fill | 2026-05-26T16:12:06.094262
BAU | Secondary Techs | PWRSHPINDSO | TotalAnnualMaxCapacityInvestment | 2050 | 0.24483 | lid_fill | 2026-05-26T16:12:06.094262
BAU | Secondary Techs | PWRSHPINDWE | TotalAnnualMaxCapacityInvestment | 2023 | 0 | lid_fill | 2026-05-26T16:12:06.094262
BAU | Secondary Techs | PWRSHPINDWE | TotalAnnualMaxCapacityInvestment | 2024 | 0.041387 | lid_fill | 2026-05-26T16:12:06.094262
BAU | Secondary Techs | PWRSHPINDWE | TotalAnnualMaxCapacityInvestment | 2025 | 0.045285 | lid_fill | 2026-05-26T16:12:06.094262
BAU | Secondary Techs | PWRSHPINDWE | TotalAnnualMaxCapacityInvestment | 2026 | 0.051057 | lid_fill | 2026-05-26T16:12:06.094262
BAU | Secondary Techs | PWRSHPINDWE | TotalAnnualMaxCapacityInvestment | 2027 | 0.049237 | lid_fill | 2026-05-26T16:12:06.094262
BAU | Secondary Techs | PWRSHPINDWE | TotalAnnualMaxCapacityInvestment | 2028 | 0.051012 | lid_fill | 2026-05-26T16:12:06.094262
BAU | Secondary Techs | PWRSHPINDWE | TotalAnnualMaxCapacityInvestment | 2029 | 0.062979 | lid_fill | 2026-05-26T16:12:06.094262
BAU | Secondary Techs | PWRSHPINDWE | TotalAnnualMaxCapacityInvestment | 2030 | 0.035927 | lid_fill | 2026-05-26T16:12:06.094262
BAU | Secondary Techs | PWRSHPINDWE | TotalAnnualMaxCapacityInvestment | 2031 | 0.034404 | lid_fill | 2026-05-26T16:12:06.094262
BAU | Secondary Techs | PWRSHPINDWE | TotalAnnualMaxCapacityInvestment | 2032 | 0.051938 | lid_fill | 2026-05-26T16:12:06.094262
BAU | Secondary Techs | PWRSHPINDWE | TotalAnnualMaxCapacityInvestment | 2033 | 0.051938 | lid_fill | 2026-05-26T16:12:06.094262
BAU | Secondary Techs | PWRSHPINDWE | TotalAnnualMaxCapacityInvestment | 2034 | 0.051937 | lid_fill | 2026-05-26T16:12:06.094262
BAU | Secondary Techs | PWRSHPINDWE | TotalAnnualMaxCapacityInvestment | 2035 | 0.051938 | lid_fill | 2026-05-26T16:12:06.094262
BAU | Secondary Techs | PWRSHPINDWE | TotalAnnualMaxCapacityInvestment | 2036 | 0.051938 | lid_fill | 2026-05-26T16:12:06.094262
BAU | Secondary Techs | PWRSHPINDWE | TotalAnnualMaxCapacityInvestment | 2037 | 0.0573 | lid_fill | 2026-05-26T16:12:06.094262
BAU | Secondary Techs | PWRSHPINDWE | TotalAnnualMaxCapacityInvestment | 2038 | 0.0573 | lid_fill | 2026-05-26T16:12:06.094262
BAU | Secondary Techs | PWRSHPINDWE | TotalAnnualMaxCapacityInvestment | 2039 | 0.0573 | lid_fill | 2026-05-26T16:12:06.094262
BAU | Secondary Techs | PWRSHPINDWE | TotalAnnualMaxCapacityInvestment | 2040 | 0.0573 | lid_fill | 2026-05-26T16:12:06.094262
BAU | Secondary Techs | PWRSHPINDWE | TotalAnnualMaxCapacityInvestment | 2041 | 0.0573 | lid_fill | 2026-05-26T16:12:06.094262
BAU | Secondary Techs | PWRSHPINDWE | TotalAnnualMaxCapacityInvestment | 2042 | 0.064313 | lid_fill | 2026-05-26T16:12:06.094262
BAU | Secondary Techs | PWRSHPINDWE | TotalAnnualMaxCapacityInvestment | 2043 | 0.06687 | lid_fill | 2026-05-26T16:12:06.094262
BAU | Secondary Techs | PWRSHPINDWE | TotalAnnualMaxCapacityInvestment | 2044 | 0.069529 | lid_fill | 2026-05-26T16:12:06.094262
BAU | Secondary Techs | PWRSHPINDWE | TotalAnnualMaxCapacityInvestment | 2045 | 0.072294 | lid_fill | 2026-05-26T16:12:06.094262
BAU | Secondary Techs | PWRSHPINDWE | TotalAnnualMaxCapacityInvestment | 2046 | 0.075169 | lid_fill | 2026-05-26T16:12:06.094262
BAU | Secondary Techs | PWRSHPINDWE | TotalAnnualMaxCapacityInvestment | 2047 | 0.078157 | lid_fill | 2026-05-26T16:12:06.094262
BAU | Secondary Techs | PWRSHPINDWE | TotalAnnualMaxCapacityInvestment | 2048 | 0.081265 | lid_fill | 2026-05-26T16:12:06.094262
BAU | Secondary Techs | PWRSHPINDWE | TotalAnnualMaxCapacityInvestment | 2049 | 0.084497 | lid_fill | 2026-05-26T16:12:06.094262
BAU | Secondary Techs | PWRSHPINDWE | TotalAnnualMaxCapacityInvestment | 2050 | 0.087856 | lid_fill | 2026-05-26T16:12:06.094262
BAU | Secondary Techs | PWRWONMDVXX | TotalAnnualMaxCapacityInvestment | 2023 | 0 | lid_fill | 2026-05-26T16:12:06.094262
BAU | Secondary Techs | PWRWONMDVXX | TotalAnnualMaxCapacityInvestment | 2024 | 0 | lid_fill | 2026-05-26T16:12:06.094262
BAU | Secondary Techs | PWRWONMDVXX | TotalAnnualMaxCapacityInvestment | 2025 | 0 | lid_fill | 2026-05-26T16:12:06.094262
BAU | Secondary Techs | PWRWONMDVXX | TotalAnnualMaxCapacityInvestment | 2026 | 0 | lid_fill | 2026-05-26T16:12:06.094262
BAU | Secondary Techs | PWRWONMDVXX | TotalAnnualMaxCapacityInvestment | 2027 | 0 | lid_fill | 2026-05-26T16:12:06.094262
BAU | Secondary Techs | PWRWONMDVXX | TotalAnnualMaxCapacityInvestment | 2028 | 0.00202 | untie_min_inv | 2026-05-26T16:12:06.094262
BAU | Secondary Techs | PWRWONMDVXX | TotalAnnualMaxCapacityInvestment | 2029 | 0 | lid_fill | 2026-05-26T16:12:06.094262
BAU | Secondary Techs | PWRWONMDVXX | TotalAnnualMaxCapacityInvestment | 2030 | 0 | lid_fill | 2026-05-26T16:12:06.094262
BAU | Secondary Techs | PWRWONMDVXX | TotalAnnualMaxCapacityInvestment | 2031 | 0 | lid_fill | 2026-05-26T16:12:06.094262
BAU | Secondary Techs | PWRWONMDVXX | TotalAnnualMaxCapacityInvestment | 2032 | 0 | lid_fill | 2026-05-26T16:12:06.094262
BAU | Secondary Techs | PWRWONMDVXX | TotalAnnualMaxCapacityInvestment | 2033 | 0 | lid_fill | 2026-05-26T16:12:06.094262
BAU | Secondary Techs | PWRWONMDVXX | TotalAnnualMaxCapacityInvestment | 2034 | 0 | lid_fill | 2026-05-26T16:12:06.094262
BAU | Secondary Techs | PWRWONMDVXX | TotalAnnualMaxCapacityInvestment | 2035 | 0 | lid_fill | 2026-05-26T16:12:06.094262
BAU | Secondary Techs | PWRWONMDVXX | TotalAnnualMaxCapacityInvestment | 2036 | 0 | lid_fill | 2026-05-26T16:12:06.094262
BAU | Secondary Techs | PWRWONMDVXX | TotalAnnualMaxCapacityInvestment | 2037 | 0 | lid_fill | 2026-05-26T16:12:06.094262
BAU | Secondary Techs | PWRWONMDVXX | TotalAnnualMaxCapacityInvestment | 2038 | 0 | lid_fill | 2026-05-26T16:12:06.094262
BAU | Secondary Techs | PWRWONMDVXX | TotalAnnualMaxCapacityInvestment | 2039 | 0 | lid_fill | 2026-05-26T16:12:06.094262
BAU | Secondary Techs | PWRWONMDVXX | TotalAnnualMaxCapacityInvestment | 2040 | 0 | lid_fill | 2026-05-26T16:12:06.094262
BAU | Secondary Techs | PWRWONMDVXX | TotalAnnualMaxCapacityInvestment | 2041 | 0 | lid_fill | 2026-05-26T16:12:06.094262
BAU | Secondary Techs | PWRWONMDVXX | TotalAnnualMaxCapacityInvestment | 2042 | 0 | lid_fill | 2026-05-26T16:12:06.094262
BAU | Secondary Techs | PWRWONMDVXX | TotalAnnualMaxCapacityInvestment | 2043 | 0 | lid_fill | 2026-05-26T16:12:06.094262
BAU | Secondary Techs | PWRWONMDVXX | TotalAnnualMaxCapacityInvestment | 2044 | 0 | lid_fill | 2026-05-26T16:12:06.094262
BAU | Secondary Techs | PWRWONMDVXX | TotalAnnualMaxCapacityInvestment | 2045 | 0 | lid_fill | 2026-05-26T16:12:06.094262
BAU | Secondary Techs | PWRWONMDVXX | TotalAnnualMaxCapacityInvestment | 2046 | 0 | lid_fill | 2026-05-26T16:12:06.094262
BAU | Secondary Techs | PWRWONMDVXX | TotalAnnualMaxCapacityInvestment | 2047 | 0 | lid_fill | 2026-05-26T16:12:06.094262
BAU | Secondary Techs | PWRWONMDVXX | TotalAnnualMaxCapacityInvestment | 2048 | 0 | lid_fill | 2026-05-26T16:12:06.094262
BAU | Secondary Techs | PWRWONMDVXX | TotalAnnualMaxCapacityInvestment | 2049 | 0 | lid_fill | 2026-05-26T16:12:06.094262
BAU | Secondary Techs | PWRWONMDVXX | TotalAnnualMaxCapacityInvestment | 2050 | 0 | lid_fill | 2026-05-26T16:12:06.094262
A_Calibrated_BAU | Secondary Techs | PWRCOABGDXX | ResidualCapacity | 2029 | 5.5206 |  | 2026-07-10T11:14:03.776985
A_Calibrated_BAU | Secondary Techs | PWRCOABGDXX | ResidualCapacity | 2030 | 5.3583 |  | 2026-07-10T11:14:03.776985
A_Calibrated_BAU | Secondary Techs | PWRCOABGDXX | ResidualCapacity | 2031 | 5.1959 |  | 2026-07-10T11:14:03.776985
A_Calibrated_BAU | Secondary Techs | PWRCOABGDXX | ResidualCapacity | 2032 | 5.0335 |  | 2026-07-10T11:14:03.776985
A_Calibrated_BAU | Secondary Techs | PWRCOABGDXX | ResidualCapacity | 2033 | 4.8711 |  | 2026-07-10T11:14:03.776985
A_Calibrated_BAU | Secondary Techs | PWRCOABGDXX | ResidualCapacity | 2034 | 4.7088 |  | 2026-07-10T11:14:03.776985
A_Calibrated_BAU | Secondary Techs | PWRCOABGDXX | ResidualCapacity | 2035 | 4.5464 |  | 2026-07-10T11:14:03.776985
A_Calibrated_BAU | Secondary Techs | PWRCOABGDXX | ResidualCapacity | 2036 | 4.384 |  | 2026-07-10T11:14:03.776985
A_Calibrated_BAU | Secondary Techs | PWRCOABGDXX | ResidualCapacity | 2037 | 4.2217 |  | 2026-07-10T11:14:03.776985
A_Calibrated_BAU | Secondary Techs | PWRCOABGDXX | ResidualCapacity | 2038 | 4.0593 |  | 2026-07-10T11:14:03.776985
A_Calibrated_BAU | Secondary Techs | PWRCOABGDXX | ResidualCapacity | 2039 | 3.8969 |  | 2026-07-10T11:14:03.776985
A_Calibrated_BAU | Secondary Techs | PWRCOABGDXX | ResidualCapacity | 2040 | 3.7345 |  | 2026-07-10T11:14:03.776985
A_Calibrated_BAU | Secondary Techs | PWRCOABGDXX | ResidualCapacity | 2041 | 3.5722 |  | 2026-07-10T11:14:03.776985
A_Calibrated_BAU | Secondary Techs | PWRCOABGDXX | ResidualCapacity | 2042 | 3.4098 |  | 2026-07-10T11:14:03.776985
A_Calibrated_BAU | Secondary Techs | PWRCOABGDXX | ResidualCapacity | 2043 | 3.2474 |  | 2026-07-10T11:14:03.776985
A_Calibrated_BAU | Secondary Techs | PWRCOABGDXX | ResidualCapacity | 2044 | 3.0851 |  | 2026-07-10T11:14:03.776985
A_Calibrated_BAU | Secondary Techs | PWRCOABGDXX | ResidualCapacity | 2045 | 2.9227 |  | 2026-07-10T11:14:03.776985
A_Calibrated_BAU | Secondary Techs | PWRCOABGDXX | ResidualCapacity | 2046 | 2.7603 |  | 2026-07-10T11:14:03.776985
A_Calibrated_BAU | Secondary Techs | PWRCOABGDXX | ResidualCapacity | 2047 | 2.5979 |  | 2026-07-10T11:14:03.776985
A_Calibrated_BAU | Secondary Techs | PWRCOABGDXX | ResidualCapacity | 2048 | 2.4356 |  | 2026-07-10T11:14:03.776985
A_Calibrated_BAU | Secondary Techs | PWRCOABGDXX | ResidualCapacity | 2049 | 2.2732 |  | 2026-07-10T11:14:03.776985
A_Calibrated_BAU | Secondary Techs | PWRCOABGDXX | ResidualCapacity | 2050 | 2.1108 |  | 2026-07-10T11:14:03.776985
A_Calibrated_BAU | Secondary Techs | PWRCOAINDWE | ResidualCapacity | 2029 | 83.335 |  | 2026-07-10T11:14:03.776985
A_Calibrated_BAU | Secondary Techs | PWRCOAINDWE | ResidualCapacity | 2030 | 80.8839 |  | 2026-07-10T11:14:03.776985
A_Calibrated_BAU | Secondary Techs | PWRCOAINDWE | ResidualCapacity | 2031 | 78.4329 |  | 2026-07-10T11:14:03.776985
A_Calibrated_BAU | Secondary Techs | PWRCOAINDWE | ResidualCapacity | 2032 | 75.9819 |  | 2026-07-10T11:14:03.776985
A_Calibrated_BAU | Secondary Techs | PWRCOAINDWE | ResidualCapacity | 2033 | 73.5309 |  | 2026-07-10T11:14:03.776985
A_Calibrated_BAU | Secondary Techs | PWRCOAINDWE | ResidualCapacity | 2034 | 71.0798 |  | 2026-07-10T11:14:03.776985
A_Calibrated_BAU | Secondary Techs | PWRCOAINDWE | ResidualCapacity | 2035 | 68.6288 |  | 2026-07-10T11:14:03.776985
A_Calibrated_BAU | Secondary Techs | PWRCOAINDWE | ResidualCapacity | 2036 | 66.1778 |  | 2026-07-10T11:14:03.776985
A_Calibrated_BAU | Secondary Techs | PWRCOAINDWE | ResidualCapacity | 2037 | 63.7267 |  | 2026-07-10T11:14:03.776985
A_Calibrated_BAU | Secondary Techs | PWRCOAINDWE | ResidualCapacity | 2038 | 61.2757 |  | 2026-07-10T11:14:03.776985
A_Calibrated_BAU | Secondary Techs | PWRCOAINDWE | ResidualCapacity | 2039 | 58.8247 |  | 2026-07-10T11:14:03.776985
A_Calibrated_BAU | Secondary Techs | PWRCOAINDWE | ResidualCapacity | 2040 | 56.3737 |  | 2026-07-10T11:14:03.776985
A_Calibrated_BAU | Secondary Techs | PWRCOAINDWE | ResidualCapacity | 2041 | 53.9226 |  | 2026-07-10T11:14:03.776985
A_Calibrated_BAU | Secondary Techs | PWRCOAINDWE | ResidualCapacity | 2042 | 51.4716 |  | 2026-07-10T11:14:03.776985
A_Calibrated_BAU | Secondary Techs | PWRCOAINDWE | ResidualCapacity | 2043 | 49.0206 |  | 2026-07-10T11:14:03.776985
A_Calibrated_BAU | Secondary Techs | PWRCOAINDWE | ResidualCapacity | 2044 | 46.5695 |  | 2026-07-10T11:14:03.776985
A_Calibrated_BAU | Secondary Techs | PWRCOAINDWE | ResidualCapacity | 2045 | 44.1185 |  | 2026-07-10T11:14:03.776985
A_Calibrated_BAU | Secondary Techs | PWRCOAINDWE | ResidualCapacity | 2046 | 41.6675 |  | 2026-07-10T11:14:03.776985
A_Calibrated_BAU | Secondary Techs | PWRCOAINDWE | ResidualCapacity | 2047 | 39.2165 |  | 2026-07-10T11:14:03.776985
A_Calibrated_BAU | Secondary Techs | PWRCOAINDWE | ResidualCapacity | 2048 | 36.7654 |  | 2026-07-10T11:14:03.776985
A_Calibrated_BAU | Secondary Techs | PWRCOAINDWE | ResidualCapacity | 2049 | 34.3144 |  | 2026-07-10T11:14:03.776985
A_Calibrated_BAU | Secondary Techs | PWRCOAINDWE | ResidualCapacity | 2050 | 31.8634 |  | 2026-07-10T11:14:03.776985
A_Calibrated_BAU | Secondary Techs | PWRNGSINDEA | ResidualCapacity | 2029 | 0.077333 |  | 2026-07-10T11:14:03.776985
A_Calibrated_BAU | Secondary Techs | PWRNGSINDEA | ResidualCapacity | 2030 | 0.074667 |  | 2026-07-10T11:14:03.776985
A_Calibrated_BAU | Secondary Techs | PWRNGSINDEA | ResidualCapacity | 2031 | 0.072 |  | 2026-07-10T11:14:03.776985
A_Calibrated_BAU | Secondary Techs | PWRNGSINDEA | ResidualCapacity | 2032 | 0.069333 |  | 2026-07-10T11:14:03.776985
A_Calibrated_BAU | Secondary Techs | PWRNGSINDEA | ResidualCapacity | 2033 | 0.066667 |  | 2026-07-10T11:14:03.776985
A_Calibrated_BAU | Secondary Techs | PWRNGSINDEA | ResidualCapacity | 2034 | 0.064 |  | 2026-07-10T11:14:03.776985
A_Calibrated_BAU | Secondary Techs | PWRNGSINDEA | ResidualCapacity | 2035 | 0.061333 |  | 2026-07-10T11:14:03.776985
A_Calibrated_BAU | Secondary Techs | PWRNGSINDEA | ResidualCapacity | 2036 | 0.058667 |  | 2026-07-10T11:14:03.776985
A_Calibrated_BAU | Secondary Techs | PWRNGSINDEA | ResidualCapacity | 2037 | 0.056 |  | 2026-07-10T11:14:03.776985
A_Calibrated_BAU | Secondary Techs | PWRNGSINDEA | ResidualCapacity | 2038 | 0.053333 |  | 2026-07-10T11:14:03.776985
A_Calibrated_BAU | Secondary Techs | PWRNGSINDEA | ResidualCapacity | 2039 | 0.050667 |  | 2026-07-10T11:14:03.776985
A_Calibrated_BAU | Secondary Techs | PWRNGSINDEA | ResidualCapacity | 2040 | 0.048 |  | 2026-07-10T11:14:03.776985
A_Calibrated_BAU | Secondary Techs | PWRNGSINDEA | ResidualCapacity | 2041 | 0.045333 |  | 2026-07-10T11:14:03.776985
A_Calibrated_BAU | Secondary Techs | PWRNGSINDEA | ResidualCapacity | 2042 | 0.042667 |  | 2026-07-10T11:14:03.776985
A_Calibrated_BAU | Secondary Techs | PWRNGSINDEA | ResidualCapacity | 2043 | 0.04 |  | 2026-07-10T11:14:03.776985
A_Calibrated_BAU | Secondary Techs | PWRNGSINDEA | ResidualCapacity | 2044 | 0.037333 |  | 2026-07-10T11:14:03.776985
A_Calibrated_BAU | Secondary Techs | PWRNGSINDEA | ResidualCapacity | 2045 | 0.034667 |  | 2026-07-10T11:14:03.776985
A_Calibrated_BAU | Secondary Techs | PWRNGSINDEA | ResidualCapacity | 2046 | 0.032 |  | 2026-07-10T11:14:03.776985
A_Calibrated_BAU | Secondary Techs | PWRNGSINDEA | ResidualCapacity | 2047 | 0.029333 |  | 2026-07-10T11:14:03.776985
A_Calibrated_BAU | Secondary Techs | PWRNGSINDEA | ResidualCapacity | 2048 | 0.026667 |  | 2026-07-10T11:14:03.776985
A_Calibrated_BAU | Secondary Techs | PWRNGSINDEA | ResidualCapacity | 2049 | 0.024 |  | 2026-07-10T11:14:03.776985
A_Calibrated_BAU | Secondary Techs | PWRNGSINDEA | ResidualCapacity | 2050 | 0.021333 |  | 2026-07-10T11:14:03.776985
A_Calibrated_BAU | Secondary Techs | PWRNGSINDNO | ResidualCapacity | 2029 | 5.7952 |  | 2026-07-10T11:14:03.776985
A_Calibrated_BAU | Secondary Techs | PWRNGSINDNO | ResidualCapacity | 2030 | 5.5953 |  | 2026-07-10T11:14:03.776985
A_Calibrated_BAU | Secondary Techs | PWRNGSINDNO | ResidualCapacity | 2031 | 5.3955 |  | 2026-07-10T11:14:03.776985
A_Calibrated_BAU | Secondary Techs | PWRNGSINDNO | ResidualCapacity | 2032 | 5.1957 |  | 2026-07-10T11:14:03.776985
A_Calibrated_BAU | Secondary Techs | PWRNGSINDNO | ResidualCapacity | 2033 | 4.9958 |  | 2026-07-10T11:14:03.776985
A_Calibrated_BAU | Secondary Techs | PWRNGSINDNO | ResidualCapacity | 2034 | 4.796 |  | 2026-07-10T11:14:03.776985
A_Calibrated_BAU | Secondary Techs | PWRNGSINDNO | ResidualCapacity | 2035 | 4.5962 |  | 2026-07-10T11:14:03.776985
A_Calibrated_BAU | Secondary Techs | PWRNGSINDNO | ResidualCapacity | 2036 | 4.3963 |  | 2026-07-10T11:14:03.776985
A_Calibrated_BAU | Secondary Techs | PWRNGSINDNO | ResidualCapacity | 2037 | 4.1965 |  | 2026-07-10T11:14:03.776985
A_Calibrated_BAU | Secondary Techs | PWRNGSINDNO | ResidualCapacity | 2038 | 3.9967 |  | 2026-07-10T11:14:03.776985
A_Calibrated_BAU | Secondary Techs | PWRNGSINDNO | ResidualCapacity | 2039 | 3.7968 |  | 2026-07-10T11:14:03.776985
A_Calibrated_BAU | Secondary Techs | PWRNGSINDNO | ResidualCapacity | 2040 | 3.597 |  | 2026-07-10T11:14:03.776985
A_Calibrated_BAU | Secondary Techs | PWRNGSINDNO | ResidualCapacity | 2041 | 3.3972 |  | 2026-07-10T11:14:03.776985
A_Calibrated_BAU | Secondary Techs | PWRNGSINDNO | ResidualCapacity | 2042 | 3.1973 |  | 2026-07-10T11:14:03.776985
A_Calibrated_BAU | Secondary Techs | PWRNGSINDNO | ResidualCapacity | 2043 | 2.9975 |  | 2026-07-10T11:14:03.776985
A_Calibrated_BAU | Secondary Techs | PWRNGSINDNO | ResidualCapacity | 2044 | 2.7977 |  | 2026-07-10T11:14:03.776985
A_Calibrated_BAU | Secondary Techs | PWRNGSINDNO | ResidualCapacity | 2045 | 2.5978 |  | 2026-07-10T11:14:03.776985
A_Calibrated_BAU | Secondary Techs | PWRNGSINDNO | ResidualCapacity | 2046 | 2.398 |  | 2026-07-10T11:14:03.776985
A_Calibrated_BAU | Secondary Techs | PWRNGSINDNO | ResidualCapacity | 2047 | 2.1982 |  | 2026-07-10T11:14:03.776985
A_Calibrated_BAU | Secondary Techs | PWRNGSINDNO | ResidualCapacity | 2048 | 1.9983 |  | 2026-07-10T11:14:03.776985
A_Calibrated_BAU | Secondary Techs | PWRNGSINDNO | ResidualCapacity | 2049 | 1.7985 |  | 2026-07-10T11:14:03.776985
A_Calibrated_BAU | Secondary Techs | PWRNGSINDNO | ResidualCapacity | 2050 | 1.5987 |  | 2026-07-10T11:14:03.776985
A_Calibrated_BAU | Secondary Techs | PWRCOALKAXX | ResidualCapacity | 2029 | 0.78686 |  | 2026-07-10T11:14:03.776985
A_Calibrated_BAU | Secondary Techs | PWRCOALKAXX | ResidualCapacity | 2030 | 0.76371 |  | 2026-07-10T11:14:03.776985
A_Calibrated_BAU | Secondary Techs | PWRCOALKAXX | ResidualCapacity | 2031 | 0.74057 |  | 2026-07-10T11:14:03.776985
A_Calibrated_BAU | Secondary Techs | PWRCOALKAXX | ResidualCapacity | 2032 | 0.71743 |  | 2026-07-10T11:14:03.776985
A_Calibrated_BAU | Secondary Techs | PWRCOALKAXX | ResidualCapacity | 2033 | 0.69429 |  | 2026-07-10T11:14:03.776985
A_Calibrated_BAU | Secondary Techs | PWRCOALKAXX | ResidualCapacity | 2034 | 0.67114 |  | 2026-07-10T11:14:03.776985
A_Calibrated_BAU | Secondary Techs | PWRCOALKAXX | ResidualCapacity | 2035 | 0.648 |  | 2026-07-10T11:14:03.776985
A_Calibrated_BAU | Secondary Techs | PWRCOALKAXX | ResidualCapacity | 2036 | 0.62486 |  | 2026-07-10T11:14:03.776985
A_Calibrated_BAU | Secondary Techs | PWRCOALKAXX | ResidualCapacity | 2037 | 0.60171 |  | 2026-07-10T11:14:03.776985
A_Calibrated_BAU | Secondary Techs | PWRCOALKAXX | ResidualCapacity | 2038 | 0.57857 |  | 2026-07-10T11:14:03.776985
A_Calibrated_BAU | Secondary Techs | PWRCOALKAXX | ResidualCapacity | 2039 | 0.55543 |  | 2026-07-10T11:14:03.776985
A_Calibrated_BAU | Secondary Techs | PWRCOALKAXX | ResidualCapacity | 2040 | 0.53229 |  | 2026-07-10T11:14:03.776985
A_Calibrated_BAU | Secondary Techs | PWRCOALKAXX | ResidualCapacity | 2041 | 0.50914 |  | 2026-07-10T11:14:03.776985
A_Calibrated_BAU | Secondary Techs | PWRCOALKAXX | ResidualCapacity | 2042 | 0.486 |  | 2026-07-10T11:14:03.776985
A_Calibrated_BAU | Secondary Techs | PWRCOALKAXX | ResidualCapacity | 2043 | 0.46286 |  | 2026-07-10T11:14:03.776985
A_Calibrated_BAU | Secondary Techs | PWRCOALKAXX | ResidualCapacity | 2044 | 0.43971 |  | 2026-07-10T11:14:03.776985
A_Calibrated_BAU | Secondary Techs | PWRCOALKAXX | ResidualCapacity | 2045 | 0.41657 |  | 2026-07-10T11:14:03.776985
A_Calibrated_BAU | Secondary Techs | PWRCOALKAXX | ResidualCapacity | 2046 | 0.39343 |  | 2026-07-10T11:14:03.776985
A_Calibrated_BAU | Secondary Techs | PWRCOALKAXX | ResidualCapacity | 2047 | 0.37029 |  | 2026-07-10T11:14:03.776985
A_Calibrated_BAU | Secondary Techs | PWRCOALKAXX | ResidualCapacity | 2048 | 0.34714 |  | 2026-07-10T11:14:03.776985
A_Calibrated_BAU | Secondary Techs | PWRCOALKAXX | ResidualCapacity | 2049 | 0.324 |  | 2026-07-10T11:14:03.776985
A_Calibrated_BAU | Secondary Techs | PWRCOALKAXX | ResidualCapacity | 2050 | 0.30086 |  | 2026-07-10T11:14:03.776985
A_Calibrated_BAU | Secondary Techs | PWRCOAINDNO | ResidualCapacity | 2029 | 44.5546 |  | 2026-07-10T11:14:03.776985
A_Calibrated_BAU | Secondary Techs | PWRCOAINDNO | ResidualCapacity | 2030 | 43.2441 |  | 2026-07-10T11:14:03.776985
A_Calibrated_BAU | Secondary Techs | PWRCOAINDNO | ResidualCapacity | 2031 | 41.9337 |  | 2026-07-10T11:14:03.776985
A_Calibrated_BAU | Secondary Techs | PWRCOAINDNO | ResidualCapacity | 2032 | 40.6233 |  | 2026-07-10T11:14:03.776985
A_Calibrated_BAU | Secondary Techs | PWRCOAINDNO | ResidualCapacity | 2033 | 39.3129 |  | 2026-07-10T11:14:03.776985
A_Calibrated_BAU | Secondary Techs | PWRCOAINDNO | ResidualCapacity | 2034 | 38.0024 |  | 2026-07-10T11:14:03.776985
A_Calibrated_BAU | Secondary Techs | PWRCOAINDNO | ResidualCapacity | 2035 | 36.692 |  | 2026-07-10T11:14:03.776985
A_Calibrated_BAU | Secondary Techs | PWRCOAINDNO | ResidualCapacity | 2036 | 35.3816 |  | 2026-07-10T11:14:03.776985
A_Calibrated_BAU | Secondary Techs | PWRCOAINDNO | ResidualCapacity | 2037 | 34.0711 |  | 2026-07-10T11:14:03.776985
A_Calibrated_BAU | Secondary Techs | PWRCOAINDNO | ResidualCapacity | 2038 | 32.7607 |  | 2026-07-10T11:14:03.776985
A_Calibrated_BAU | Secondary Techs | PWRCOAINDNO | ResidualCapacity | 2039 | 31.4503 |  | 2026-07-10T11:14:03.776985
A_Calibrated_BAU | Secondary Techs | PWRCOAINDNO | ResidualCapacity | 2040 | 30.1399 |  | 2026-07-10T11:14:03.776985
A_Calibrated_BAU | Secondary Techs | PWRCOAINDNO | ResidualCapacity | 2041 | 28.8294 |  | 2026-07-10T11:14:03.776985
A_Calibrated_BAU | Secondary Techs | PWRCOAINDNO | ResidualCapacity | 2042 | 27.519 |  | 2026-07-10T11:14:03.776985
A_Calibrated_BAU | Secondary Techs | PWRCOAINDNO | ResidualCapacity | 2043 | 26.2086 |  | 2026-07-10T11:14:03.776985
A_Calibrated_BAU | Secondary Techs | PWRCOAINDNO | ResidualCapacity | 2044 | 24.8981 |  | 2026-07-10T11:14:03.776985
A_Calibrated_BAU | Secondary Techs | PWRCOAINDNO | ResidualCapacity | 2045 | 23.5877 |  | 2026-07-10T11:14:03.776985
A_Calibrated_BAU | Secondary Techs | PWRCOAINDNO | ResidualCapacity | 2046 | 22.2773 |  | 2026-07-10T11:14:03.776985
A_Calibrated_BAU | Secondary Techs | PWRCOAINDNO | ResidualCapacity | 2047 | 20.9669 |  | 2026-07-10T11:14:03.776985
A_Calibrated_BAU | Secondary Techs | PWRCOAINDNO | ResidualCapacity | 2048 | 19.6564 |  | 2026-07-10T11:14:03.776985
A_Calibrated_BAU | Secondary Techs | PWRCOAINDNO | ResidualCapacity | 2049 | 18.346 |  | 2026-07-10T11:14:03.776985
A_Calibrated_BAU | Secondary Techs | PWRCOAINDNO | ResidualCapacity | 2050 | 17.0356 |  | 2026-07-10T11:14:03.776985
A_Calibrated_BAU | Secondary Techs | PWRCOAINDEA | ResidualCapacity | 2029 | 35.9399 |  | 2026-07-10T11:14:03.776985
A_Calibrated_BAU | Secondary Techs | PWRCOAINDEA | ResidualCapacity | 2030 | 34.8829 |  | 2026-07-10T11:14:03.776985
A_Calibrated_BAU | Secondary Techs | PWRCOAINDEA | ResidualCapacity | 2031 | 33.8258 |  | 2026-07-10T11:14:03.776985
A_Calibrated_BAU | Secondary Techs | PWRCOAINDEA | ResidualCapacity | 2032 | 32.7688 |  | 2026-07-10T11:14:03.776985
A_Calibrated_BAU | Secondary Techs | PWRCOAINDEA | ResidualCapacity | 2033 | 31.7117 |  | 2026-07-10T11:14:03.776985
A_Calibrated_BAU | Secondary Techs | PWRCOAINDEA | ResidualCapacity | 2034 | 30.6547 |  | 2026-07-10T11:14:03.776985
A_Calibrated_BAU | Secondary Techs | PWRCOAINDEA | ResidualCapacity | 2035 | 29.5976 |  | 2026-07-10T11:14:03.776985
A_Calibrated_BAU | Secondary Techs | PWRCOAINDEA | ResidualCapacity | 2036 | 28.5405 |  | 2026-07-10T11:14:03.776985
A_Calibrated_BAU | Secondary Techs | PWRCOAINDEA | ResidualCapacity | 2037 | 27.4835 |  | 2026-07-10T11:14:03.776985
A_Calibrated_BAU | Secondary Techs | PWRCOAINDEA | ResidualCapacity | 2038 | 26.4264 |  | 2026-07-10T11:14:03.776985
A_Calibrated_BAU | Secondary Techs | PWRCOAINDEA | ResidualCapacity | 2039 | 25.3694 |  | 2026-07-10T11:14:03.776985
A_Calibrated_BAU | Secondary Techs | PWRCOAINDEA | ResidualCapacity | 2040 | 24.3123 |  | 2026-07-10T11:14:03.776985
A_Calibrated_BAU | Secondary Techs | PWRCOAINDEA | ResidualCapacity | 2041 | 23.2553 |  | 2026-07-10T11:14:03.776985
A_Calibrated_BAU | Secondary Techs | PWRCOAINDEA | ResidualCapacity | 2042 | 22.1982 |  | 2026-07-10T11:14:03.776985
A_Calibrated_BAU | Secondary Techs | PWRCOAINDEA | ResidualCapacity | 2043 | 21.1411 |  | 2026-07-10T11:14:03.776985
A_Calibrated_BAU | Secondary Techs | PWRCOAINDEA | ResidualCapacity | 2044 | 20.0841 |  | 2026-07-10T11:14:03.776985
A_Calibrated_BAU | Secondary Techs | PWRCOAINDEA | ResidualCapacity | 2045 | 19.027 |  | 2026-07-10T11:14:03.776985
A_Calibrated_BAU | Secondary Techs | PWRCOAINDEA | ResidualCapacity | 2046 | 17.97 |  | 2026-07-10T11:14:03.776985
A_Calibrated_BAU | Secondary Techs | PWRCOAINDEA | ResidualCapacity | 2047 | 16.9129 |  | 2026-07-10T11:14:03.776985
A_Calibrated_BAU | Secondary Techs | PWRCOAINDEA | ResidualCapacity | 2048 | 15.8559 |  | 2026-07-10T11:14:03.776985
A_Calibrated_BAU | Secondary Techs | PWRCOAINDEA | ResidualCapacity | 2049 | 14.7988 |  | 2026-07-10T11:14:03.776985
A_Calibrated_BAU | Secondary Techs | PWRCOAINDEA | ResidualCapacity | 2050 | 13.7417 |  | 2026-07-10T11:14:03.776985
A_Calibrated_BAU | Secondary Techs | PWRNGSINDWE | ResidualCapacity | 2029 | 10.4458 |  | 2026-07-10T11:14:03.776985
A_Calibrated_BAU | Secondary Techs | PWRNGSINDWE | ResidualCapacity | 2030 | 10.0856 |  | 2026-07-10T11:14:03.776985
A_Calibrated_BAU | Secondary Techs | PWRNGSINDWE | ResidualCapacity | 2031 | 9.7254 |  | 2026-07-10T11:14:03.776985
A_Calibrated_BAU | Secondary Techs | PWRNGSINDWE | ResidualCapacity | 2032 | 9.3652 |  | 2026-07-10T11:14:03.776985
A_Calibrated_BAU | Secondary Techs | PWRNGSINDWE | ResidualCapacity | 2033 | 9.005 |  | 2026-07-10T11:14:03.776985
A_Calibrated_BAU | Secondary Techs | PWRNGSINDWE | ResidualCapacity | 2034 | 8.6448 |  | 2026-07-10T11:14:03.776985
A_Calibrated_BAU | Secondary Techs | PWRNGSINDWE | ResidualCapacity | 2035 | 8.2846 |  | 2026-07-10T11:14:03.776985
A_Calibrated_BAU | Secondary Techs | PWRNGSINDWE | ResidualCapacity | 2036 | 7.9244 |  | 2026-07-10T11:14:03.776985
A_Calibrated_BAU | Secondary Techs | PWRNGSINDWE | ResidualCapacity | 2037 | 7.5642 |  | 2026-07-10T11:14:03.776985
A_Calibrated_BAU | Secondary Techs | PWRNGSINDWE | ResidualCapacity | 2038 | 7.204 |  | 2026-07-10T11:14:03.776985
A_Calibrated_BAU | Secondary Techs | PWRNGSINDWE | ResidualCapacity | 2039 | 6.8438 |  | 2026-07-10T11:14:03.776985
A_Calibrated_BAU | Secondary Techs | PWRNGSINDWE | ResidualCapacity | 2040 | 6.4836 |  | 2026-07-10T11:14:03.776985
A_Calibrated_BAU | Secondary Techs | PWRNGSINDWE | ResidualCapacity | 2041 | 6.1234 |  | 2026-07-10T11:14:03.776985
A_Calibrated_BAU | Secondary Techs | PWRNGSINDWE | ResidualCapacity | 2042 | 5.7632 |  | 2026-07-10T11:14:03.776985
A_Calibrated_BAU | Secondary Techs | PWRNGSINDWE | ResidualCapacity | 2043 | 5.403 |  | 2026-07-10T11:14:03.776985
A_Calibrated_BAU | Secondary Techs | PWRNGSINDWE | ResidualCapacity | 2044 | 5.0428 |  | 2026-07-10T11:14:03.776985
A_Calibrated_BAU | Secondary Techs | PWRNGSINDWE | ResidualCapacity | 2045 | 4.6826 |  | 2026-07-10T11:14:03.776985
A_Calibrated_BAU | Secondary Techs | PWRNGSINDWE | ResidualCapacity | 2046 | 4.3224 |  | 2026-07-10T11:14:03.776985
A_Calibrated_BAU | Secondary Techs | PWRNGSINDWE | ResidualCapacity | 2047 | 3.9622 |  | 2026-07-10T11:14:03.776985
A_Calibrated_BAU | Secondary Techs | PWRNGSINDWE | ResidualCapacity | 2048 | 3.602 |  | 2026-07-10T11:14:03.776985
A_Calibrated_BAU | Secondary Techs | PWRNGSINDWE | ResidualCapacity | 2049 | 3.2418 |  | 2026-07-10T11:14:03.776985
A_Calibrated_BAU | Secondary Techs | PWRNGSINDWE | ResidualCapacity | 2050 | 2.8816 |  | 2026-07-10T11:14:03.776985
A_Calibrated_BAU | Secondary Techs | PWRCOAINDNE | ResidualCapacity | 2029 | 0.72857 |  | 2026-07-10T11:14:03.776985
A_Calibrated_BAU | Secondary Techs | PWRCOAINDNE | ResidualCapacity | 2030 | 0.70714 |  | 2026-07-10T11:14:03.776985
A_Calibrated_BAU | Secondary Techs | PWRCOAINDNE | ResidualCapacity | 2031 | 0.68571 |  | 2026-07-10T11:14:03.776985
A_Calibrated_BAU | Secondary Techs | PWRCOAINDNE | ResidualCapacity | 2032 | 0.66429 |  | 2026-07-10T11:14:03.776985
A_Calibrated_BAU | Secondary Techs | PWRCOAINDNE | ResidualCapacity | 2033 | 0.64286 |  | 2026-07-10T11:14:03.776985
A_Calibrated_BAU | Secondary Techs | PWRCOAINDNE | ResidualCapacity | 2034 | 0.62143 |  | 2026-07-10T11:14:03.776985
A_Calibrated_BAU | Secondary Techs | PWRCOAINDNE | ResidualCapacity | 2035 | 0.6 |  | 2026-07-10T11:14:03.776985
A_Calibrated_BAU | Secondary Techs | PWRCOAINDNE | ResidualCapacity | 2036 | 0.57857 |  | 2026-07-10T11:14:03.776985
A_Calibrated_BAU | Secondary Techs | PWRCOAINDNE | ResidualCapacity | 2037 | 0.55714 |  | 2026-07-10T11:14:03.776985
A_Calibrated_BAU | Secondary Techs | PWRCOAINDNE | ResidualCapacity | 2038 | 0.53571 |  | 2026-07-10T11:14:03.776985
A_Calibrated_BAU | Secondary Techs | PWRCOAINDNE | ResidualCapacity | 2039 | 0.51429 |  | 2026-07-10T11:14:03.776985
A_Calibrated_BAU | Secondary Techs | PWRCOAINDNE | ResidualCapacity | 2040 | 0.49286 |  | 2026-07-10T11:14:03.776985
A_Calibrated_BAU | Secondary Techs | PWRCOAINDNE | ResidualCapacity | 2041 | 0.47143 |  | 2026-07-10T11:14:03.776985
A_Calibrated_BAU | Secondary Techs | PWRCOAINDNE | ResidualCapacity | 2042 | 0.45 |  | 2026-07-10T11:14:03.776985
A_Calibrated_BAU | Secondary Techs | PWRCOAINDNE | ResidualCapacity | 2043 | 0.42857 |  | 2026-07-10T11:14:03.776985
A_Calibrated_BAU | Secondary Techs | PWRCOAINDNE | ResidualCapacity | 2044 | 0.40714 |  | 2026-07-10T11:14:03.776985
A_Calibrated_BAU | Secondary Techs | PWRCOAINDNE | ResidualCapacity | 2045 | 0.38571 |  | 2026-07-10T11:14:03.776985
A_Calibrated_BAU | Secondary Techs | PWRCOAINDNE | ResidualCapacity | 2046 | 0.36429 |  | 2026-07-10T11:14:03.776985
A_Calibrated_BAU | Secondary Techs | PWRCOAINDNE | ResidualCapacity | 2047 | 0.34286 |  | 2026-07-10T11:14:03.776985
A_Calibrated_BAU | Secondary Techs | PWRCOAINDNE | ResidualCapacity | 2048 | 0.32143 |  | 2026-07-10T11:14:03.776985
A_Calibrated_BAU | Secondary Techs | PWRCOAINDNE | ResidualCapacity | 2049 | 0.3 |  | 2026-07-10T11:14:03.776985
A_Calibrated_BAU | Secondary Techs | PWRCOAINDNE | ResidualCapacity | 2050 | 0.27857 |  | 2026-07-10T11:14:03.776985
A_Calibrated_BAU | Secondary Techs | PWRNGSINDSO | ResidualCapacity | 2029 | 6.2756 |  | 2026-07-10T11:14:03.776985
A_Calibrated_BAU | Secondary Techs | PWRNGSINDSO | ResidualCapacity | 2030 | 6.0592 |  | 2026-07-10T11:14:03.776985
A_Calibrated_BAU | Secondary Techs | PWRNGSINDSO | ResidualCapacity | 2031 | 5.8428 |  | 2026-07-10T11:14:03.776985
A_Calibrated_BAU | Secondary Techs | PWRNGSINDSO | ResidualCapacity | 2032 | 5.6264 |  | 2026-07-10T11:14:03.776985
A_Calibrated_BAU | Secondary Techs | PWRNGSINDSO | ResidualCapacity | 2033 | 5.41 |  | 2026-07-10T11:14:03.776985
A_Calibrated_BAU | Secondary Techs | PWRNGSINDSO | ResidualCapacity | 2034 | 5.1936 |  | 2026-07-10T11:14:03.776985
A_Calibrated_BAU | Secondary Techs | PWRNGSINDSO | ResidualCapacity | 2035 | 4.9772 |  | 2026-07-10T11:14:03.776985
A_Calibrated_BAU | Secondary Techs | PWRNGSINDSO | ResidualCapacity | 2036 | 4.7608 |  | 2026-07-10T11:14:03.776985
A_Calibrated_BAU | Secondary Techs | PWRNGSINDSO | ResidualCapacity | 2037 | 4.5444 |  | 2026-07-10T11:14:03.776985
A_Calibrated_BAU | Secondary Techs | PWRNGSINDSO | ResidualCapacity | 2038 | 4.328 |  | 2026-07-10T11:14:03.776985
A_Calibrated_BAU | Secondary Techs | PWRNGSINDSO | ResidualCapacity | 2039 | 4.1116 |  | 2026-07-10T11:14:03.776985
A_Calibrated_BAU | Secondary Techs | PWRNGSINDSO | ResidualCapacity | 2040 | 3.8952 |  | 2026-07-10T11:14:03.776985
A_Calibrated_BAU | Secondary Techs | PWRNGSINDSO | ResidualCapacity | 2041 | 3.6788 |  | 2026-07-10T11:14:03.776985
A_Calibrated_BAU | Secondary Techs | PWRNGSINDSO | ResidualCapacity | 2042 | 3.4624 |  | 2026-07-10T11:14:03.776985
A_Calibrated_BAU | Secondary Techs | PWRNGSINDSO | ResidualCapacity | 2043 | 3.246 |  | 2026-07-10T11:14:03.776985
A_Calibrated_BAU | Secondary Techs | PWRNGSINDSO | ResidualCapacity | 2044 | 3.0296 |  | 2026-07-10T11:14:03.776985
A_Calibrated_BAU | Secondary Techs | PWRNGSINDSO | ResidualCapacity | 2045 | 2.8132 |  | 2026-07-10T11:14:03.776985
A_Calibrated_BAU | Secondary Techs | PWRNGSINDSO | ResidualCapacity | 2046 | 2.5968 |  | 2026-07-10T11:14:03.776985
A_Calibrated_BAU | Secondary Techs | PWRNGSINDSO | ResidualCapacity | 2047 | 2.3804 |  | 2026-07-10T11:14:03.776985
A_Calibrated_BAU | Secondary Techs | PWRNGSINDSO | ResidualCapacity | 2048 | 2.164 |  | 2026-07-10T11:14:03.776985
A_Calibrated_BAU | Secondary Techs | PWRNGSINDSO | ResidualCapacity | 2049 | 1.9476 |  | 2026-07-10T11:14:03.776985
A_Calibrated_BAU | Secondary Techs | PWRNGSINDSO | ResidualCapacity | 2050 | 1.7312 |  | 2026-07-10T11:14:03.776985
A_Calibrated_BAU | Secondary Techs | PWRNGSINDNE | ResidualCapacity | 2029 | 1.6095 |  | 2026-07-10T11:14:03.776985
A_Calibrated_BAU | Secondary Techs | PWRNGSINDNE | ResidualCapacity | 2030 | 1.554 |  | 2026-07-10T11:14:03.776985
A_Calibrated_BAU | Secondary Techs | PWRNGSINDNE | ResidualCapacity | 2031 | 1.4985 |  | 2026-07-10T11:14:03.776985
A_Calibrated_BAU | Secondary Techs | PWRNGSINDNE | ResidualCapacity | 2032 | 1.443 |  | 2026-07-10T11:14:03.776985
A_Calibrated_BAU | Secondary Techs | PWRNGSINDNE | ResidualCapacity | 2033 | 1.3875 |  | 2026-07-10T11:14:03.776985
A_Calibrated_BAU | Secondary Techs | PWRNGSINDNE | ResidualCapacity | 2034 | 1.332 |  | 2026-07-10T11:14:03.776985
A_Calibrated_BAU | Secondary Techs | PWRNGSINDNE | ResidualCapacity | 2035 | 1.2765 |  | 2026-07-10T11:14:03.776985
A_Calibrated_BAU | Secondary Techs | PWRNGSINDNE | ResidualCapacity | 2036 | 1.221 |  | 2026-07-10T11:14:03.776985
A_Calibrated_BAU | Secondary Techs | PWRNGSINDNE | ResidualCapacity | 2037 | 1.1655 |  | 2026-07-10T11:14:03.776985
A_Calibrated_BAU | Secondary Techs | PWRNGSINDNE | ResidualCapacity | 2038 | 1.11 |  | 2026-07-10T11:14:03.776985
A_Calibrated_BAU | Secondary Techs | PWRNGSINDNE | ResidualCapacity | 2039 | 1.0545 |  | 2026-07-10T11:14:03.776985
A_Calibrated_BAU | Secondary Techs | PWRNGSINDNE | ResidualCapacity | 2040 | 0.999 |  | 2026-07-10T11:14:03.776985
A_Calibrated_BAU | Secondary Techs | PWRNGSINDNE | ResidualCapacity | 2041 | 0.9435 |  | 2026-07-10T11:14:03.776985
A_Calibrated_BAU | Secondary Techs | PWRNGSINDNE | ResidualCapacity | 2042 | 0.888 |  | 2026-07-10T11:14:03.776985
A_Calibrated_BAU | Secondary Techs | PWRNGSINDNE | ResidualCapacity | 2043 | 0.8325 |  | 2026-07-10T11:14:03.776985
A_Calibrated_BAU | Secondary Techs | PWRNGSINDNE | ResidualCapacity | 2044 | 0.777 |  | 2026-07-10T11:14:03.776985
A_Calibrated_BAU | Secondary Techs | PWRNGSINDNE | ResidualCapacity | 2045 | 0.7215 |  | 2026-07-10T11:14:03.776985
A_Calibrated_BAU | Secondary Techs | PWRNGSINDNE | ResidualCapacity | 2046 | 0.666 |  | 2026-07-10T11:14:03.776985
A_Calibrated_BAU | Secondary Techs | PWRNGSINDNE | ResidualCapacity | 2047 | 0.6105 |  | 2026-07-10T11:14:03.776985
A_Calibrated_BAU | Secondary Techs | PWRNGSINDNE | ResidualCapacity | 2048 | 0.555 |  | 2026-07-10T11:14:03.776985
A_Calibrated_BAU | Secondary Techs | PWRNGSINDNE | ResidualCapacity | 2049 | 0.4995 |  | 2026-07-10T11:14:03.776985
A_Calibrated_BAU | Secondary Techs | PWRNGSINDNE | ResidualCapacity | 2050 | 0.444 |  | 2026-07-10T11:14:03.776985
A_Calibrated_BAU | Secondary Techs | PWRCOAINDSO | ResidualCapacity | 2029 | 43.7123 |  | 2026-07-10T11:14:03.776985
A_Calibrated_BAU | Secondary Techs | PWRCOAINDSO | ResidualCapacity | 2030 | 42.4267 |  | 2026-07-10T11:14:03.776985
A_Calibrated_BAU | Secondary Techs | PWRCOAINDSO | ResidualCapacity | 2031 | 41.141 |  | 2026-07-10T11:14:03.776985
A_Calibrated_BAU | Secondary Techs | PWRCOAINDSO | ResidualCapacity | 2032 | 39.8554 |  | 2026-07-10T11:14:03.776985
A_Calibrated_BAU | Secondary Techs | PWRCOAINDSO | ResidualCapacity | 2033 | 38.5697 |  | 2026-07-10T11:14:03.776985
A_Calibrated_BAU | Secondary Techs | PWRCOAINDSO | ResidualCapacity | 2034 | 37.2841 |  | 2026-07-10T11:14:03.776985
A_Calibrated_BAU | Secondary Techs | PWRCOAINDSO | ResidualCapacity | 2035 | 35.9984 |  | 2026-07-10T11:14:03.776985
A_Calibrated_BAU | Secondary Techs | PWRCOAINDSO | ResidualCapacity | 2036 | 34.7127 |  | 2026-07-10T11:14:03.776985
A_Calibrated_BAU | Secondary Techs | PWRCOAINDSO | ResidualCapacity | 2037 | 33.4271 |  | 2026-07-10T11:14:03.776985
A_Calibrated_BAU | Secondary Techs | PWRCOAINDSO | ResidualCapacity | 2038 | 32.1414 |  | 2026-07-10T11:14:03.776985
A_Calibrated_BAU | Secondary Techs | PWRCOAINDSO | ResidualCapacity | 2039 | 30.8558 |  | 2026-07-10T11:14:03.776985
A_Calibrated_BAU | Secondary Techs | PWRCOAINDSO | ResidualCapacity | 2040 | 29.5701 |  | 2026-07-10T11:14:03.776985
A_Calibrated_BAU | Secondary Techs | PWRCOAINDSO | ResidualCapacity | 2041 | 28.2845 |  | 2026-07-10T11:14:03.776985
A_Calibrated_BAU | Secondary Techs | PWRCOAINDSO | ResidualCapacity | 2042 | 26.9988 |  | 2026-07-10T11:14:03.776985
A_Calibrated_BAU | Secondary Techs | PWRCOAINDSO | ResidualCapacity | 2043 | 25.7131 |  | 2026-07-10T11:14:03.776985
A_Calibrated_BAU | Secondary Techs | PWRCOAINDSO | ResidualCapacity | 2044 | 24.4275 |  | 2026-07-10T11:14:03.776985
A_Calibrated_BAU | Secondary Techs | PWRCOAINDSO | ResidualCapacity | 2045 | 23.1418 |  | 2026-07-10T11:14:03.776985
A_Calibrated_BAU | Secondary Techs | PWRCOAINDSO | ResidualCapacity | 2046 | 21.8562 |  | 2026-07-10T11:14:03.776985
A_Calibrated_BAU | Secondary Techs | PWRCOAINDSO | ResidualCapacity | 2047 | 20.5705 |  | 2026-07-10T11:14:03.776985
A_Calibrated_BAU | Secondary Techs | PWRCOAINDSO | ResidualCapacity | 2048 | 19.2849 |  | 2026-07-10T11:14:03.776985
A_Calibrated_BAU | Secondary Techs | PWRCOAINDSO | ResidualCapacity | 2049 | 17.9992 |  | 2026-07-10T11:14:03.776985
A_Calibrated_BAU | Secondary Techs | PWRCOAINDSO | ResidualCapacity | 2050 | 16.7135 |  | 2026-07-10T11:14:03.776985
A_Calibrated_BAU | Secondary Techs | PWRNGSBGDXX | ResidualCapacity | 2029 | 12.6034 |  | 2026-07-10T11:14:03.776985
A_Calibrated_BAU | Secondary Techs | PWRNGSBGDXX | ResidualCapacity | 2030 | 12.1688 |  | 2026-07-10T11:14:03.776985
A_Calibrated_BAU | Secondary Techs | PWRNGSBGDXX | ResidualCapacity | 2031 | 11.7342 |  | 2026-07-10T11:14:03.776985
A_Calibrated_BAU | Secondary Techs | PWRNGSBGDXX | ResidualCapacity | 2032 | 11.2996 |  | 2026-07-10T11:14:03.776985
A_Calibrated_BAU | Secondary Techs | PWRNGSBGDXX | ResidualCapacity | 2033 | 10.865 |  | 2026-07-10T11:14:03.776985
A_Calibrated_BAU | Secondary Techs | PWRNGSBGDXX | ResidualCapacity | 2034 | 10.4304 |  | 2026-07-10T11:14:03.776985
A_Calibrated_BAU | Secondary Techs | PWRNGSBGDXX | ResidualCapacity | 2035 | 9.9958 |  | 2026-07-10T11:14:03.776985
A_Calibrated_BAU | Secondary Techs | PWRNGSBGDXX | ResidualCapacity | 2036 | 9.5612 |  | 2026-07-10T11:14:03.776985
A_Calibrated_BAU | Secondary Techs | PWRNGSBGDXX | ResidualCapacity | 2037 | 9.1266 |  | 2026-07-10T11:14:03.776985
A_Calibrated_BAU | Secondary Techs | PWRNGSBGDXX | ResidualCapacity | 2038 | 8.692 |  | 2026-07-10T11:14:03.776985
A_Calibrated_BAU | Secondary Techs | PWRNGSBGDXX | ResidualCapacity | 2039 | 8.2574 |  | 2026-07-10T11:14:03.776985
A_Calibrated_BAU | Secondary Techs | PWRNGSBGDXX | ResidualCapacity | 2040 | 7.8228 |  | 2026-07-10T11:14:03.776985
A_Calibrated_BAU | Secondary Techs | PWRNGSBGDXX | ResidualCapacity | 2041 | 7.3882 |  | 2026-07-10T11:14:03.776985
A_Calibrated_BAU | Secondary Techs | PWRNGSBGDXX | ResidualCapacity | 2042 | 6.9536 |  | 2026-07-10T11:14:03.776985
A_Calibrated_BAU | Secondary Techs | PWRNGSBGDXX | ResidualCapacity | 2043 | 6.519 |  | 2026-07-10T11:14:03.776985
A_Calibrated_BAU | Secondary Techs | PWRNGSBGDXX | ResidualCapacity | 2044 | 6.0844 |  | 2026-07-10T11:14:03.776985
A_Calibrated_BAU | Secondary Techs | PWRNGSBGDXX | ResidualCapacity | 2045 | 5.6498 |  | 2026-07-10T11:14:03.776985
A_Calibrated_BAU | Secondary Techs | PWRNGSBGDXX | ResidualCapacity | 2046 | 5.2152 |  | 2026-07-10T11:14:03.776985
A_Calibrated_BAU | Secondary Techs | PWRNGSBGDXX | ResidualCapacity | 2047 | 4.7806 |  | 2026-07-10T11:14:03.776985
A_Calibrated_BAU | Secondary Techs | PWRNGSBGDXX | ResidualCapacity | 2048 | 4.346 |  | 2026-07-10T11:14:03.776985
A_Calibrated_BAU | Secondary Techs | PWRNGSBGDXX | ResidualCapacity | 2049 | 3.9114 |  | 2026-07-10T11:14:03.776985
A_Calibrated_BAU | Secondary Techs | PWRNGSBGDXX | ResidualCapacity | 2050 | 3.4768 |  | 2026-07-10T11:14:03.776985
A_Calibrated_BAU | Secondary Techs | PWRLDSBTNXX | TotalAnnualMaxCapacityInvestment | 2023 | 9999 | exempt_maxcap_uncapped | 2026-07-10T11:14:08.570861
A_Calibrated_BAU | Secondary Techs | PWRLDSBTNXX | TotalAnnualMaxCapacityInvestment | 2024 | 9999 | exempt_maxcap_uncapped | 2026-07-10T11:14:08.570861
A_Calibrated_BAU | Secondary Techs | PWRLDSBTNXX | TotalAnnualMaxCapacityInvestment | 2025 | 9999 | exempt_maxcap_uncapped | 2026-07-10T11:14:08.570861
A_Calibrated_BAU | Secondary Techs | PWRLDSBTNXX | TotalAnnualMaxCapacityInvestment | 2026 | 9999 | exempt_maxcap_uncapped | 2026-07-10T11:14:08.570861
A_Calibrated_BAU | Secondary Techs | PWRLDSBTNXX | TotalAnnualMaxCapacityInvestment | 2027 | 9999 | exempt_maxcap_uncapped | 2026-07-10T11:14:08.570861
A_Calibrated_BAU | Secondary Techs | PWRLDSBTNXX | TotalAnnualMaxCapacityInvestment | 2028 | 9999 | exempt_maxcap_uncapped | 2026-07-10T11:14:08.570861
A_Calibrated_BAU | Secondary Techs | PWRLDSBTNXX | TotalAnnualMaxCapacityInvestment | 2029 | 9999 | exempt_maxcap_uncapped | 2026-07-10T11:14:08.570861
A_Calibrated_BAU | Secondary Techs | PWRLDSBTNXX | TotalAnnualMaxCapacityInvestment | 2030 | 9999 | exempt_maxcap_uncapped | 2026-07-10T11:14:08.570861
A_Calibrated_BAU | Secondary Techs | PWRLDSBTNXX | TotalAnnualMaxCapacityInvestment | 2031 | 9999 | exempt_maxcap_uncapped | 2026-07-10T11:14:08.570861
A_Calibrated_BAU | Secondary Techs | PWRLDSBTNXX | TotalAnnualMaxCapacityInvestment | 2032 | 9999 | exempt_maxcap_uncapped | 2026-07-10T11:14:08.570861
A_Calibrated_BAU | Secondary Techs | PWRLDSBTNXX | TotalAnnualMaxCapacityInvestment | 2033 | 9999 | exempt_maxcap_uncapped | 2026-07-10T11:14:08.570861
A_Calibrated_BAU | Secondary Techs | PWRLDSBTNXX | TotalAnnualMaxCapacityInvestment | 2034 | 9999 | exempt_maxcap_uncapped | 2026-07-10T11:14:08.570861
A_Calibrated_BAU | Secondary Techs | PWRLDSBTNXX | TotalAnnualMaxCapacityInvestment | 2035 | 9999 | exempt_maxcap_uncapped | 2026-07-10T11:14:08.570861
A_Calibrated_BAU | Secondary Techs | PWRLDSBTNXX | TotalAnnualMaxCapacityInvestment | 2036 | 9999 | exempt_maxcap_uncapped | 2026-07-10T11:14:08.570861
A_Calibrated_BAU | Secondary Techs | PWRLDSBTNXX | TotalAnnualMaxCapacityInvestment | 2037 | 9999 | exempt_maxcap_uncapped | 2026-07-10T11:14:08.570861
A_Calibrated_BAU | Secondary Techs | PWRLDSBTNXX | TotalAnnualMaxCapacityInvestment | 2038 | 9999 | exempt_maxcap_uncapped | 2026-07-10T11:14:08.570861
A_Calibrated_BAU | Secondary Techs | PWRLDSBTNXX | TotalAnnualMaxCapacityInvestment | 2039 | 9999 | exempt_maxcap_uncapped | 2026-07-10T11:14:08.570861
A_Calibrated_BAU | Secondary Techs | PWRLDSBTNXX | TotalAnnualMaxCapacityInvestment | 2040 | 9999 | exempt_maxcap_uncapped | 2026-07-10T11:14:08.570861
A_Calibrated_BAU | Secondary Techs | PWRLDSBTNXX | TotalAnnualMaxCapacityInvestment | 2041 | 9999 | exempt_maxcap_uncapped | 2026-07-10T11:14:08.570861
A_Calibrated_BAU | Secondary Techs | PWRLDSBTNXX | TotalAnnualMaxCapacityInvestment | 2042 | 9999 | exempt_maxcap_uncapped | 2026-07-10T11:14:08.570861
A_Calibrated_BAU | Secondary Techs | PWRLDSBTNXX | TotalAnnualMaxCapacityInvestment | 2043 | 9999 | exempt_maxcap_uncapped | 2026-07-10T11:14:08.570861
A_Calibrated_BAU | Secondary Techs | PWRLDSBTNXX | TotalAnnualMaxCapacityInvestment | 2044 | 9999 | exempt_maxcap_uncapped | 2026-07-10T11:14:08.570861
A_Calibrated_BAU | Secondary Techs | PWRLDSBTNXX | TotalAnnualMaxCapacityInvestment | 2045 | 9999 | exempt_maxcap_uncapped | 2026-07-10T11:14:08.570861
A_Calibrated_BAU | Secondary Techs | PWRLDSBTNXX | TotalAnnualMaxCapacityInvestment | 2046 | 9999 | exempt_maxcap_uncapped | 2026-07-10T11:14:08.570861
A_Calibrated_BAU | Secondary Techs | PWRLDSBTNXX | TotalAnnualMaxCapacityInvestment | 2047 | 9999 | exempt_maxcap_uncapped | 2026-07-10T11:14:08.570861
A_Calibrated_BAU | Secondary Techs | PWRLDSBTNXX | TotalAnnualMaxCapacityInvestment | 2048 | 9999 | exempt_maxcap_uncapped | 2026-07-10T11:14:08.570861
A_Calibrated_BAU | Secondary Techs | PWRLDSBTNXX | TotalAnnualMaxCapacityInvestment | 2049 | 9999 | exempt_maxcap_uncapped | 2026-07-10T11:14:08.570861
A_Calibrated_BAU | Secondary Techs | PWRLDSBTNXX | TotalAnnualMaxCapacityInvestment | 2050 | 9999 | exempt_maxcap_uncapped | 2026-07-10T11:14:08.570861
A_Calibrated_BAU | Secondary Techs | PWRLDSBTNXX | TotalAnnualMaxCapacityInvestment | 2023 | 9999 | exempt_uncapped | 2026-07-10T11:14:08.570861
A_Calibrated_BAU | Secondary Techs | PWRLDSBTNXX | TotalAnnualMaxCapacityInvestment | 2024 | 9999 | exempt_uncapped | 2026-07-10T11:14:08.570861
A_Calibrated_BAU | Secondary Techs | PWRLDSBTNXX | TotalAnnualMaxCapacityInvestment | 2025 | 9999 | exempt_uncapped | 2026-07-10T11:14:08.570861
A_Calibrated_BAU | Secondary Techs | PWRLDSBTNXX | TotalAnnualMaxCapacityInvestment | 2026 | 9999 | exempt_uncapped | 2026-07-10T11:14:08.570861
A_Calibrated_BAU | Secondary Techs | PWRLDSBTNXX | TotalAnnualMaxCapacityInvestment | 2027 | 9999 | exempt_uncapped | 2026-07-10T11:14:08.570861
A_Calibrated_BAU | Secondary Techs | PWRLDSBTNXX | TotalAnnualMaxCapacityInvestment | 2028 | 9999 | exempt_uncapped | 2026-07-10T11:14:08.570861
A_Calibrated_BAU | Secondary Techs | PWRLDSBTNXX | TotalAnnualMaxCapacityInvestment | 2029 | 9999 | exempt_uncapped | 2026-07-10T11:14:08.570861
A_Calibrated_BAU | Secondary Techs | PWRLDSBTNXX | TotalAnnualMaxCapacityInvestment | 2030 | 9999 | exempt_uncapped | 2026-07-10T11:14:08.570861
A_Calibrated_BAU | Secondary Techs | PWRLDSBTNXX | TotalAnnualMaxCapacityInvestment | 2031 | 9999 | exempt_uncapped | 2026-07-10T11:14:08.570861
A_Calibrated_BAU | Secondary Techs | PWRLDSBTNXX | TotalAnnualMaxCapacityInvestment | 2032 | 9999 | exempt_uncapped | 2026-07-10T11:14:08.570861
A_Calibrated_BAU | Secondary Techs | PWRLDSBTNXX | TotalAnnualMaxCapacityInvestment | 2033 | 9999 | exempt_uncapped | 2026-07-10T11:14:08.570861
A_Calibrated_BAU | Secondary Techs | PWRLDSBTNXX | TotalAnnualMaxCapacityInvestment | 2034 | 9999 | exempt_uncapped | 2026-07-10T11:14:08.570861
A_Calibrated_BAU | Secondary Techs | PWRLDSBTNXX | TotalAnnualMaxCapacityInvestment | 2035 | 9999 | exempt_uncapped | 2026-07-10T11:14:08.570861
A_Calibrated_BAU | Secondary Techs | PWRLDSBTNXX | TotalAnnualMaxCapacityInvestment | 2036 | 9999 | exempt_uncapped | 2026-07-10T11:14:08.570861
A_Calibrated_BAU | Secondary Techs | PWRLDSBTNXX | TotalAnnualMaxCapacityInvestment | 2037 | 9999 | exempt_uncapped | 2026-07-10T11:14:08.570861
A_Calibrated_BAU | Secondary Techs | PWRLDSBTNXX | TotalAnnualMaxCapacityInvestment | 2038 | 9999 | exempt_uncapped | 2026-07-10T11:14:08.570861
A_Calibrated_BAU | Secondary Techs | PWRLDSBTNXX | TotalAnnualMaxCapacityInvestment | 2039 | 9999 | exempt_uncapped | 2026-07-10T11:14:08.570861
A_Calibrated_BAU | Secondary Techs | PWRLDSBTNXX | TotalAnnualMaxCapacityInvestment | 2040 | 9999 | exempt_uncapped | 2026-07-10T11:14:08.570861
A_Calibrated_BAU | Secondary Techs | PWRLDSBTNXX | TotalAnnualMaxCapacityInvestment | 2041 | 9999 | exempt_uncapped | 2026-07-10T11:14:08.570861
A_Calibrated_BAU | Secondary Techs | PWRLDSBTNXX | TotalAnnualMaxCapacityInvestment | 2042 | 9999 | exempt_uncapped | 2026-07-10T11:14:08.570861
A_Calibrated_BAU | Secondary Techs | PWRLDSBTNXX | TotalAnnualMaxCapacityInvestment | 2043 | 9999 | exempt_uncapped | 2026-07-10T11:14:08.570861
A_Calibrated_BAU | Secondary Techs | PWRLDSBTNXX | TotalAnnualMaxCapacityInvestment | 2044 | 9999 | exempt_uncapped | 2026-07-10T11:14:08.570861
A_Calibrated_BAU | Secondary Techs | PWRLDSBTNXX | TotalAnnualMaxCapacityInvestment | 2045 | 9999 | exempt_uncapped | 2026-07-10T11:14:08.570861
A_Calibrated_BAU | Secondary Techs | PWRLDSBTNXX | TotalAnnualMaxCapacityInvestment | 2046 | 9999 | exempt_uncapped | 2026-07-10T11:14:08.570861
A_Calibrated_BAU | Secondary Techs | PWRLDSBTNXX | TotalAnnualMaxCapacityInvestment | 2047 | 9999 | exempt_uncapped | 2026-07-10T11:14:08.570861
A_Calibrated_BAU | Secondary Techs | PWRLDSBTNXX | TotalAnnualMaxCapacityInvestment | 2048 | 9999 | exempt_uncapped | 2026-07-10T11:14:08.570861
A_Calibrated_BAU | Secondary Techs | PWRLDSBTNXX | TotalAnnualMaxCapacityInvestment | 2049 | 9999 | exempt_uncapped | 2026-07-10T11:14:08.570861
A_Calibrated_BAU | Secondary Techs | PWRLDSBTNXX | TotalAnnualMaxCapacityInvestment | 2050 | 9999 | exempt_uncapped | 2026-07-10T11:14:08.570861
A_Calibrated_BAU | Secondary Techs | PWRLDSMDVXX | TotalAnnualMaxCapacityInvestment | 2023 | 9999 | exempt_maxcap_uncapped | 2026-07-10T11:14:08.570861
A_Calibrated_BAU | Secondary Techs | PWRLDSMDVXX | TotalAnnualMaxCapacityInvestment | 2024 | 9999 | exempt_maxcap_uncapped | 2026-07-10T11:14:08.570861
A_Calibrated_BAU | Secondary Techs | PWRLDSMDVXX | TotalAnnualMaxCapacityInvestment | 2025 | 9999 | exempt_maxcap_uncapped | 2026-07-10T11:14:08.570861
A_Calibrated_BAU | Secondary Techs | PWRLDSMDVXX | TotalAnnualMaxCapacityInvestment | 2026 | 9999 | exempt_maxcap_uncapped | 2026-07-10T11:14:08.570861
A_Calibrated_BAU | Secondary Techs | PWRLDSMDVXX | TotalAnnualMaxCapacityInvestment | 2027 | 9999 | exempt_maxcap_uncapped | 2026-07-10T11:14:08.570861
A_Calibrated_BAU | Secondary Techs | PWRLDSMDVXX | TotalAnnualMaxCapacityInvestment | 2028 | 9999 | exempt_maxcap_uncapped | 2026-07-10T11:14:08.570861
A_Calibrated_BAU | Secondary Techs | PWRLDSMDVXX | TotalAnnualMaxCapacityInvestment | 2029 | 9999 | exempt_maxcap_uncapped | 2026-07-10T11:14:08.570861
A_Calibrated_BAU | Secondary Techs | PWRLDSMDVXX | TotalAnnualMaxCapacityInvestment | 2030 | 9999 | exempt_maxcap_uncapped | 2026-07-10T11:14:08.570861
A_Calibrated_BAU | Secondary Techs | PWRLDSMDVXX | TotalAnnualMaxCapacityInvestment | 2031 | 9999 | exempt_maxcap_uncapped | 2026-07-10T11:14:08.570861
A_Calibrated_BAU | Secondary Techs | PWRLDSMDVXX | TotalAnnualMaxCapacityInvestment | 2032 | 9999 | exempt_maxcap_uncapped | 2026-07-10T11:14:08.570861
A_Calibrated_BAU | Secondary Techs | PWRLDSMDVXX | TotalAnnualMaxCapacityInvestment | 2033 | 9999 | exempt_maxcap_uncapped | 2026-07-10T11:14:08.570861
A_Calibrated_BAU | Secondary Techs | PWRLDSMDVXX | TotalAnnualMaxCapacityInvestment | 2034 | 9999 | exempt_maxcap_uncapped | 2026-07-10T11:14:08.570861
A_Calibrated_BAU | Secondary Techs | PWRLDSMDVXX | TotalAnnualMaxCapacityInvestment | 2035 | 9999 | exempt_maxcap_uncapped | 2026-07-10T11:14:08.570861
A_Calibrated_BAU | Secondary Techs | PWRLDSMDVXX | TotalAnnualMaxCapacityInvestment | 2036 | 9999 | exempt_maxcap_uncapped | 2026-07-10T11:14:08.570861
A_Calibrated_BAU | Secondary Techs | PWRLDSMDVXX | TotalAnnualMaxCapacityInvestment | 2037 | 9999 | exempt_maxcap_uncapped | 2026-07-10T11:14:08.570861
A_Calibrated_BAU | Secondary Techs | PWRLDSMDVXX | TotalAnnualMaxCapacityInvestment | 2038 | 9999 | exempt_maxcap_uncapped | 2026-07-10T11:14:08.570861
A_Calibrated_BAU | Secondary Techs | PWRLDSMDVXX | TotalAnnualMaxCapacityInvestment | 2039 | 9999 | exempt_maxcap_uncapped | 2026-07-10T11:14:08.570861
A_Calibrated_BAU | Secondary Techs | PWRLDSMDVXX | TotalAnnualMaxCapacityInvestment | 2040 | 9999 | exempt_maxcap_uncapped | 2026-07-10T11:14:08.570861
A_Calibrated_BAU | Secondary Techs | PWRLDSMDVXX | TotalAnnualMaxCapacityInvestment | 2041 | 9999 | exempt_maxcap_uncapped | 2026-07-10T11:14:08.570861
A_Calibrated_BAU | Secondary Techs | PWRLDSMDVXX | TotalAnnualMaxCapacityInvestment | 2042 | 9999 | exempt_maxcap_uncapped | 2026-07-10T11:14:08.570861
A_Calibrated_BAU | Secondary Techs | PWRLDSMDVXX | TotalAnnualMaxCapacityInvestment | 2043 | 9999 | exempt_maxcap_uncapped | 2026-07-10T11:14:08.570861
A_Calibrated_BAU | Secondary Techs | PWRLDSMDVXX | TotalAnnualMaxCapacityInvestment | 2044 | 9999 | exempt_maxcap_uncapped | 2026-07-10T11:14:08.570861
A_Calibrated_BAU | Secondary Techs | PWRLDSMDVXX | TotalAnnualMaxCapacityInvestment | 2045 | 9999 | exempt_maxcap_uncapped | 2026-07-10T11:14:08.570861
A_Calibrated_BAU | Secondary Techs | PWRLDSMDVXX | TotalAnnualMaxCapacityInvestment | 2046 | 9999 | exempt_maxcap_uncapped | 2026-07-10T11:14:08.570861
A_Calibrated_BAU | Secondary Techs | PWRLDSMDVXX | TotalAnnualMaxCapacityInvestment | 2047 | 9999 | exempt_maxcap_uncapped | 2026-07-10T11:14:08.570861
A_Calibrated_BAU | Secondary Techs | PWRLDSMDVXX | TotalAnnualMaxCapacityInvestment | 2048 | 9999 | exempt_maxcap_uncapped | 2026-07-10T11:14:08.570861
A_Calibrated_BAU | Secondary Techs | PWRLDSMDVXX | TotalAnnualMaxCapacityInvestment | 2049 | 9999 | exempt_maxcap_uncapped | 2026-07-10T11:14:08.570861
A_Calibrated_BAU | Secondary Techs | PWRLDSMDVXX | TotalAnnualMaxCapacityInvestment | 2050 | 9999 | exempt_maxcap_uncapped | 2026-07-10T11:14:08.570861
A_Calibrated_BAU | Secondary Techs | PWRLDSMDVXX | TotalAnnualMaxCapacityInvestment | 2023 | 9999 | exempt_uncapped | 2026-07-10T11:14:08.570861
A_Calibrated_BAU | Secondary Techs | PWRLDSMDVXX | TotalAnnualMaxCapacityInvestment | 2024 | 9999 | exempt_uncapped | 2026-07-10T11:14:08.570861
A_Calibrated_BAU | Secondary Techs | PWRLDSMDVXX | TotalAnnualMaxCapacityInvestment | 2025 | 9999 | exempt_uncapped | 2026-07-10T11:14:08.570861
A_Calibrated_BAU | Secondary Techs | PWRLDSMDVXX | TotalAnnualMaxCapacityInvestment | 2026 | 9999 | exempt_uncapped | 2026-07-10T11:14:08.570861
A_Calibrated_BAU | Secondary Techs | PWRLDSMDVXX | TotalAnnualMaxCapacityInvestment | 2027 | 9999 | exempt_uncapped | 2026-07-10T11:14:08.570861
A_Calibrated_BAU | Secondary Techs | PWRLDSMDVXX | TotalAnnualMaxCapacityInvestment | 2028 | 9999 | exempt_uncapped | 2026-07-10T11:14:08.570861
A_Calibrated_BAU | Secondary Techs | PWRLDSMDVXX | TotalAnnualMaxCapacityInvestment | 2029 | 9999 | exempt_uncapped | 2026-07-10T11:14:08.570861
A_Calibrated_BAU | Secondary Techs | PWRLDSMDVXX | TotalAnnualMaxCapacityInvestment | 2030 | 9999 | exempt_uncapped | 2026-07-10T11:14:08.570861
A_Calibrated_BAU | Secondary Techs | PWRLDSMDVXX | TotalAnnualMaxCapacityInvestment | 2031 | 9999 | exempt_uncapped | 2026-07-10T11:14:08.570861
A_Calibrated_BAU | Secondary Techs | PWRLDSMDVXX | TotalAnnualMaxCapacityInvestment | 2032 | 9999 | exempt_uncapped | 2026-07-10T11:14:08.570861
A_Calibrated_BAU | Secondary Techs | PWRLDSMDVXX | TotalAnnualMaxCapacityInvestment | 2033 | 9999 | exempt_uncapped | 2026-07-10T11:14:08.570861
A_Calibrated_BAU | Secondary Techs | PWRLDSMDVXX | TotalAnnualMaxCapacityInvestment | 2034 | 9999 | exempt_uncapped | 2026-07-10T11:14:08.570861
A_Calibrated_BAU | Secondary Techs | PWRLDSMDVXX | TotalAnnualMaxCapacityInvestment | 2035 | 9999 | exempt_uncapped | 2026-07-10T11:14:08.570861
A_Calibrated_BAU | Secondary Techs | PWRLDSMDVXX | TotalAnnualMaxCapacityInvestment | 2036 | 9999 | exempt_uncapped | 2026-07-10T11:14:08.570861
A_Calibrated_BAU | Secondary Techs | PWRLDSMDVXX | TotalAnnualMaxCapacityInvestment | 2037 | 9999 | exempt_uncapped | 2026-07-10T11:14:08.570861
A_Calibrated_BAU | Secondary Techs | PWRLDSMDVXX | TotalAnnualMaxCapacityInvestment | 2038 | 9999 | exempt_uncapped | 2026-07-10T11:14:08.570861
A_Calibrated_BAU | Secondary Techs | PWRLDSMDVXX | TotalAnnualMaxCapacityInvestment | 2039 | 9999 | exempt_uncapped | 2026-07-10T11:14:08.570861
A_Calibrated_BAU | Secondary Techs | PWRLDSMDVXX | TotalAnnualMaxCapacityInvestment | 2040 | 9999 | exempt_uncapped | 2026-07-10T11:14:08.570861
A_Calibrated_BAU | Secondary Techs | PWRLDSMDVXX | TotalAnnualMaxCapacityInvestment | 2041 | 9999 | exempt_uncapped | 2026-07-10T11:14:08.570861
A_Calibrated_BAU | Secondary Techs | PWRLDSMDVXX | TotalAnnualMaxCapacityInvestment | 2042 | 9999 | exempt_uncapped | 2026-07-10T11:14:08.570861
A_Calibrated_BAU | Secondary Techs | PWRLDSMDVXX | TotalAnnualMaxCapacityInvestment | 2043 | 9999 | exempt_uncapped | 2026-07-10T11:14:08.570861
A_Calibrated_BAU | Secondary Techs | PWRLDSMDVXX | TotalAnnualMaxCapacityInvestment | 2044 | 9999 | exempt_uncapped | 2026-07-10T11:14:08.570861
A_Calibrated_BAU | Secondary Techs | PWRLDSMDVXX | TotalAnnualMaxCapacityInvestment | 2045 | 9999 | exempt_uncapped | 2026-07-10T11:14:08.570861
A_Calibrated_BAU | Secondary Techs | PWRLDSMDVXX | TotalAnnualMaxCapacityInvestment | 2046 | 9999 | exempt_uncapped | 2026-07-10T11:14:08.570861
A_Calibrated_BAU | Secondary Techs | PWRLDSMDVXX | TotalAnnualMaxCapacityInvestment | 2047 | 9999 | exempt_uncapped | 2026-07-10T11:14:08.570861
A_Calibrated_BAU | Secondary Techs | PWRLDSMDVXX | TotalAnnualMaxCapacityInvestment | 2048 | 9999 | exempt_uncapped | 2026-07-10T11:14:08.570861
A_Calibrated_BAU | Secondary Techs | PWRLDSMDVXX | TotalAnnualMaxCapacityInvestment | 2049 | 9999 | exempt_uncapped | 2026-07-10T11:14:08.570861
A_Calibrated_BAU | Secondary Techs | PWRLDSMDVXX | TotalAnnualMaxCapacityInvestment | 2050 | 9999 | exempt_uncapped | 2026-07-10T11:14:08.570861
A_Calibrated_BAU | Secondary Techs | PWRLDSINDNE | TotalAnnualMaxCapacityInvestment | 2023 | 9999 | exempt_maxcap_uncapped | 2026-07-10T11:14:08.570861
A_Calibrated_BAU | Secondary Techs | PWRLDSINDNE | TotalAnnualMaxCapacityInvestment | 2024 | 9999 | exempt_maxcap_uncapped | 2026-07-10T11:14:08.570861
A_Calibrated_BAU | Secondary Techs | PWRLDSINDNE | TotalAnnualMaxCapacityInvestment | 2025 | 9999 | exempt_maxcap_uncapped | 2026-07-10T11:14:08.570861
A_Calibrated_BAU | Secondary Techs | PWRLDSINDNE | TotalAnnualMaxCapacityInvestment | 2026 | 9999 | exempt_maxcap_uncapped | 2026-07-10T11:14:08.570861
A_Calibrated_BAU | Secondary Techs | PWRLDSINDNE | TotalAnnualMaxCapacityInvestment | 2027 | 9999 | exempt_maxcap_uncapped | 2026-07-10T11:14:08.570861
A_Calibrated_BAU | Secondary Techs | PWRLDSINDNE | TotalAnnualMaxCapacityInvestment | 2028 | 9999 | exempt_maxcap_uncapped | 2026-07-10T11:14:08.570861
A_Calibrated_BAU | Secondary Techs | PWRLDSINDNE | TotalAnnualMaxCapacityInvestment | 2029 | 9999 | exempt_maxcap_uncapped | 2026-07-10T11:14:08.570861
A_Calibrated_BAU | Secondary Techs | PWRLDSINDNE | TotalAnnualMaxCapacityInvestment | 2030 | 9999 | exempt_maxcap_uncapped | 2026-07-10T11:14:08.570861
A_Calibrated_BAU | Secondary Techs | PWRLDSINDNE | TotalAnnualMaxCapacityInvestment | 2031 | 9999 | exempt_maxcap_uncapped | 2026-07-10T11:14:08.570861
A_Calibrated_BAU | Secondary Techs | PWRLDSINDNE | TotalAnnualMaxCapacityInvestment | 2032 | 9999 | exempt_maxcap_uncapped | 2026-07-10T11:14:08.570861
A_Calibrated_BAU | Secondary Techs | PWRLDSINDNE | TotalAnnualMaxCapacityInvestment | 2033 | 9999 | exempt_maxcap_uncapped | 2026-07-10T11:14:08.570861
A_Calibrated_BAU | Secondary Techs | PWRLDSINDNE | TotalAnnualMaxCapacityInvestment | 2034 | 9999 | exempt_maxcap_uncapped | 2026-07-10T11:14:08.570861
A_Calibrated_BAU | Secondary Techs | PWRLDSINDNE | TotalAnnualMaxCapacityInvestment | 2035 | 9999 | exempt_maxcap_uncapped | 2026-07-10T11:14:08.570861
A_Calibrated_BAU | Secondary Techs | PWRLDSINDNE | TotalAnnualMaxCapacityInvestment | 2036 | 9999 | exempt_maxcap_uncapped | 2026-07-10T11:14:08.570861
A_Calibrated_BAU | Secondary Techs | PWRLDSINDNE | TotalAnnualMaxCapacityInvestment | 2037 | 9999 | exempt_maxcap_uncapped | 2026-07-10T11:14:08.570861
A_Calibrated_BAU | Secondary Techs | PWRLDSINDNE | TotalAnnualMaxCapacityInvestment | 2038 | 9999 | exempt_maxcap_uncapped | 2026-07-10T11:14:08.570861
A_Calibrated_BAU | Secondary Techs | PWRLDSINDNE | TotalAnnualMaxCapacityInvestment | 2039 | 9999 | exempt_maxcap_uncapped | 2026-07-10T11:14:08.570861
A_Calibrated_BAU | Secondary Techs | PWRLDSINDNE | TotalAnnualMaxCapacityInvestment | 2040 | 9999 | exempt_maxcap_uncapped | 2026-07-10T11:14:08.570861
A_Calibrated_BAU | Secondary Techs | PWRLDSINDNE | TotalAnnualMaxCapacityInvestment | 2041 | 9999 | exempt_maxcap_uncapped | 2026-07-10T11:14:08.570861
A_Calibrated_BAU | Secondary Techs | PWRLDSINDNE | TotalAnnualMaxCapacityInvestment | 2042 | 9999 | exempt_maxcap_uncapped | 2026-07-10T11:14:08.570861
A_Calibrated_BAU | Secondary Techs | PWRLDSINDNE | TotalAnnualMaxCapacityInvestment | 2043 | 9999 | exempt_maxcap_uncapped | 2026-07-10T11:14:08.570861
A_Calibrated_BAU | Secondary Techs | PWRLDSINDNE | TotalAnnualMaxCapacityInvestment | 2044 | 9999 | exempt_maxcap_uncapped | 2026-07-10T11:14:08.570861
A_Calibrated_BAU | Secondary Techs | PWRLDSINDNE | TotalAnnualMaxCapacityInvestment | 2045 | 9999 | exempt_maxcap_uncapped | 2026-07-10T11:14:08.570861
A_Calibrated_BAU | Secondary Techs | PWRLDSINDNE | TotalAnnualMaxCapacityInvestment | 2046 | 9999 | exempt_maxcap_uncapped | 2026-07-10T11:14:08.570861
A_Calibrated_BAU | Secondary Techs | PWRLDSINDNE | TotalAnnualMaxCapacityInvestment | 2047 | 9999 | exempt_maxcap_uncapped | 2026-07-10T11:14:08.570861
A_Calibrated_BAU | Secondary Techs | PWRLDSINDNE | TotalAnnualMaxCapacityInvestment | 2048 | 9999 | exempt_maxcap_uncapped | 2026-07-10T11:14:08.570861
A_Calibrated_BAU | Secondary Techs | PWRLDSINDNE | TotalAnnualMaxCapacityInvestment | 2049 | 9999 | exempt_maxcap_uncapped | 2026-07-10T11:14:08.570861
A_Calibrated_BAU | Secondary Techs | PWRLDSINDNE | TotalAnnualMaxCapacityInvestment | 2050 | 9999 | exempt_maxcap_uncapped | 2026-07-10T11:14:08.570861
A_Calibrated_BAU | Secondary Techs | PWRLDSINDNE | TotalAnnualMaxCapacityInvestment | 2023 | 9999 | exempt_uncapped | 2026-07-10T11:14:08.570861
A_Calibrated_BAU | Secondary Techs | PWRLDSINDNE | TotalAnnualMaxCapacityInvestment | 2024 | 9999 | exempt_uncapped | 2026-07-10T11:14:08.570861
A_Calibrated_BAU | Secondary Techs | PWRLDSINDNE | TotalAnnualMaxCapacityInvestment | 2025 | 9999 | exempt_uncapped | 2026-07-10T11:14:08.570861
A_Calibrated_BAU | Secondary Techs | PWRLDSINDNE | TotalAnnualMaxCapacityInvestment | 2026 | 9999 | exempt_uncapped | 2026-07-10T11:14:08.570861
A_Calibrated_BAU | Secondary Techs | PWRLDSINDNE | TotalAnnualMaxCapacityInvestment | 2027 | 9999 | exempt_uncapped | 2026-07-10T11:14:08.570861
A_Calibrated_BAU | Secondary Techs | PWRLDSINDNE | TotalAnnualMaxCapacityInvestment | 2028 | 9999 | exempt_uncapped | 2026-07-10T11:14:08.570861
A_Calibrated_BAU | Secondary Techs | PWRLDSINDNE | TotalAnnualMaxCapacityInvestment | 2029 | 9999 | exempt_uncapped | 2026-07-10T11:14:08.570861
A_Calibrated_BAU | Secondary Techs | PWRLDSINDNE | TotalAnnualMaxCapacityInvestment | 2030 | 9999 | exempt_uncapped | 2026-07-10T11:14:08.570861
A_Calibrated_BAU | Secondary Techs | PWRLDSINDNE | TotalAnnualMaxCapacityInvestment | 2031 | 9999 | exempt_uncapped | 2026-07-10T11:14:08.570861
A_Calibrated_BAU | Secondary Techs | PWRLDSINDNE | TotalAnnualMaxCapacityInvestment | 2032 | 9999 | exempt_uncapped | 2026-07-10T11:14:08.570861
A_Calibrated_BAU | Secondary Techs | PWRLDSINDNE | TotalAnnualMaxCapacityInvestment | 2033 | 9999 | exempt_uncapped | 2026-07-10T11:14:08.570861
A_Calibrated_BAU | Secondary Techs | PWRLDSINDNE | TotalAnnualMaxCapacityInvestment | 2034 | 9999 | exempt_uncapped | 2026-07-10T11:14:08.570861
A_Calibrated_BAU | Secondary Techs | PWRLDSINDNE | TotalAnnualMaxCapacityInvestment | 2035 | 9999 | exempt_uncapped | 2026-07-10T11:14:08.570861
A_Calibrated_BAU | Secondary Techs | PWRLDSINDNE | TotalAnnualMaxCapacityInvestment | 2036 | 9999 | exempt_uncapped | 2026-07-10T11:14:08.570861
A_Calibrated_BAU | Secondary Techs | PWRLDSINDNE | TotalAnnualMaxCapacityInvestment | 2037 | 9999 | exempt_uncapped | 2026-07-10T11:14:08.570861
A_Calibrated_BAU | Secondary Techs | PWRLDSINDNE | TotalAnnualMaxCapacityInvestment | 2038 | 9999 | exempt_uncapped | 2026-07-10T11:14:08.570861
A_Calibrated_BAU | Secondary Techs | PWRLDSINDNE | TotalAnnualMaxCapacityInvestment | 2039 | 9999 | exempt_uncapped | 2026-07-10T11:14:08.570861
A_Calibrated_BAU | Secondary Techs | PWRLDSINDNE | TotalAnnualMaxCapacityInvestment | 2040 | 9999 | exempt_uncapped | 2026-07-10T11:14:08.570861
A_Calibrated_BAU | Secondary Techs | PWRLDSINDNE | TotalAnnualMaxCapacityInvestment | 2041 | 9999 | exempt_uncapped | 2026-07-10T11:14:08.570861
A_Calibrated_BAU | Secondary Techs | PWRLDSINDNE | TotalAnnualMaxCapacityInvestment | 2042 | 9999 | exempt_uncapped | 2026-07-10T11:14:08.570861
A_Calibrated_BAU | Secondary Techs | PWRLDSINDNE | TotalAnnualMaxCapacityInvestment | 2043 | 9999 | exempt_uncapped | 2026-07-10T11:14:08.570861
A_Calibrated_BAU | Secondary Techs | PWRLDSINDNE | TotalAnnualMaxCapacityInvestment | 2044 | 9999 | exempt_uncapped | 2026-07-10T11:14:08.570861
A_Calibrated_BAU | Secondary Techs | PWRLDSINDNE | TotalAnnualMaxCapacityInvestment | 2045 | 9999 | exempt_uncapped | 2026-07-10T11:14:08.570861
A_Calibrated_BAU | Secondary Techs | PWRLDSINDNE | TotalAnnualMaxCapacityInvestment | 2046 | 9999 | exempt_uncapped | 2026-07-10T11:14:08.570861
A_Calibrated_BAU | Secondary Techs | PWRLDSINDNE | TotalAnnualMaxCapacityInvestment | 2047 | 9999 | exempt_uncapped | 2026-07-10T11:14:08.570861
A_Calibrated_BAU | Secondary Techs | PWRLDSINDNE | TotalAnnualMaxCapacityInvestment | 2048 | 9999 | exempt_uncapped | 2026-07-10T11:14:08.570861
A_Calibrated_BAU | Secondary Techs | PWRLDSINDNE | TotalAnnualMaxCapacityInvestment | 2049 | 9999 | exempt_uncapped | 2026-07-10T11:14:08.570861
A_Calibrated_BAU | Secondary Techs | PWRLDSINDNE | TotalAnnualMaxCapacityInvestment | 2050 | 9999 | exempt_uncapped | 2026-07-10T11:14:08.570861
A_Calibrated_BAU | Secondary Techs | PWRSDSINDNO | TotalAnnualMaxCapacityInvestment | 2023 | 9999 | exempt_maxcap_uncapped | 2026-07-10T11:14:08.570861
A_Calibrated_BAU | Secondary Techs | PWRSDSINDNO | TotalAnnualMaxCapacityInvestment | 2024 | 9999 | exempt_maxcap_uncapped | 2026-07-10T11:14:08.570861
A_Calibrated_BAU | Secondary Techs | PWRSDSINDNO | TotalAnnualMaxCapacityInvestment | 2025 | 9999 | exempt_maxcap_uncapped | 2026-07-10T11:14:08.570861
A_Calibrated_BAU | Secondary Techs | PWRSDSINDNO | TotalAnnualMaxCapacityInvestment | 2026 | 9999 | exempt_maxcap_uncapped | 2026-07-10T11:14:08.570861
A_Calibrated_BAU | Secondary Techs | PWRSDSINDNO | TotalAnnualMaxCapacityInvestment | 2027 | 9999 | exempt_maxcap_uncapped | 2026-07-10T11:14:08.570861
A_Calibrated_BAU | Secondary Techs | PWRSDSINDNO | TotalAnnualMaxCapacityInvestment | 2028 | 9999 | exempt_maxcap_uncapped | 2026-07-10T11:14:08.570861
A_Calibrated_BAU | Secondary Techs | PWRSDSINDNO | TotalAnnualMaxCapacityInvestment | 2029 | 9999 | exempt_maxcap_uncapped | 2026-07-10T11:14:08.570861
A_Calibrated_BAU | Secondary Techs | PWRSDSINDNO | TotalAnnualMaxCapacityInvestment | 2030 | 9999 | exempt_maxcap_uncapped | 2026-07-10T11:14:08.570861
A_Calibrated_BAU | Secondary Techs | PWRSDSINDNO | TotalAnnualMaxCapacityInvestment | 2031 | 9999 | exempt_maxcap_uncapped | 2026-07-10T11:14:08.570861
A_Calibrated_BAU | Secondary Techs | PWRSDSINDNO | TotalAnnualMaxCapacityInvestment | 2032 | 9999 | exempt_maxcap_uncapped | 2026-07-10T11:14:08.570861
A_Calibrated_BAU | Secondary Techs | PWRSDSINDNO | TotalAnnualMaxCapacityInvestment | 2033 | 9999 | exempt_maxcap_uncapped | 2026-07-10T11:14:08.570861
A_Calibrated_BAU | Secondary Techs | PWRSDSINDNO | TotalAnnualMaxCapacityInvestment | 2034 | 9999 | exempt_maxcap_uncapped | 2026-07-10T11:14:08.570861
A_Calibrated_BAU | Secondary Techs | PWRSDSINDNO | TotalAnnualMaxCapacityInvestment | 2035 | 9999 | exempt_maxcap_uncapped | 2026-07-10T11:14:08.570861
A_Calibrated_BAU | Secondary Techs | PWRSDSINDNO | TotalAnnualMaxCapacityInvestment | 2036 | 9999 | exempt_maxcap_uncapped | 2026-07-10T11:14:08.570861
A_Calibrated_BAU | Secondary Techs | PWRSDSINDNO | TotalAnnualMaxCapacityInvestment | 2037 | 9999 | exempt_maxcap_uncapped | 2026-07-10T11:14:08.570861
A_Calibrated_BAU | Secondary Techs | PWRSDSINDNO | TotalAnnualMaxCapacityInvestment | 2038 | 9999 | exempt_maxcap_uncapped | 2026-07-10T11:14:08.570861
A_Calibrated_BAU | Secondary Techs | PWRSDSINDNO | TotalAnnualMaxCapacityInvestment | 2039 | 9999 | exempt_maxcap_uncapped | 2026-07-10T11:14:08.570861
A_Calibrated_BAU | Secondary Techs | PWRSDSINDNO | TotalAnnualMaxCapacityInvestment | 2040 | 9999 | exempt_maxcap_uncapped | 2026-07-10T11:14:08.570861
A_Calibrated_BAU | Secondary Techs | PWRSDSINDNO | TotalAnnualMaxCapacityInvestment | 2041 | 9999 | exempt_maxcap_uncapped | 2026-07-10T11:14:08.570861
A_Calibrated_BAU | Secondary Techs | PWRSDSINDNO | TotalAnnualMaxCapacityInvestment | 2042 | 9999 | exempt_maxcap_uncapped | 2026-07-10T11:14:08.570861
A_Calibrated_BAU | Secondary Techs | PWRSDSINDNO | TotalAnnualMaxCapacityInvestment | 2043 | 9999 | exempt_maxcap_uncapped | 2026-07-10T11:14:08.570861
A_Calibrated_BAU | Secondary Techs | PWRSDSINDNO | TotalAnnualMaxCapacityInvestment | 2044 | 9999 | exempt_maxcap_uncapped | 2026-07-10T11:14:08.570861
A_Calibrated_BAU | Secondary Techs | PWRSDSINDNO | TotalAnnualMaxCapacityInvestment | 2045 | 9999 | exempt_maxcap_uncapped | 2026-07-10T11:14:08.570861
A_Calibrated_BAU | Secondary Techs | PWRSDSINDNO | TotalAnnualMaxCapacityInvestment | 2046 | 9999 | exempt_maxcap_uncapped | 2026-07-10T11:14:08.570861
A_Calibrated_BAU | Secondary Techs | PWRSDSINDNO | TotalAnnualMaxCapacityInvestment | 2047 | 9999 | exempt_maxcap_uncapped | 2026-07-10T11:14:08.570861
A_Calibrated_BAU | Secondary Techs | PWRSDSINDNO | TotalAnnualMaxCapacityInvestment | 2048 | 9999 | exempt_maxcap_uncapped | 2026-07-10T11:14:08.570861
A_Calibrated_BAU | Secondary Techs | PWRSDSINDNO | TotalAnnualMaxCapacityInvestment | 2049 | 9999 | exempt_maxcap_uncapped | 2026-07-10T11:14:08.570861
A_Calibrated_BAU | Secondary Techs | PWRSDSINDNO | TotalAnnualMaxCapacityInvestment | 2050 | 9999 | exempt_maxcap_uncapped | 2026-07-10T11:14:08.570861
A_Calibrated_BAU | Secondary Techs | PWRSDSINDNO | TotalAnnualMaxCapacityInvestment | 2023 | 9999 | exempt_uncapped | 2026-07-10T11:14:08.570861
A_Calibrated_BAU | Secondary Techs | PWRSDSINDNO | TotalAnnualMaxCapacityInvestment | 2024 | 9999 | exempt_uncapped | 2026-07-10T11:14:08.570861
A_Calibrated_BAU | Secondary Techs | PWRSDSINDNO | TotalAnnualMaxCapacityInvestment | 2025 | 9999 | exempt_uncapped | 2026-07-10T11:14:08.570861
A_Calibrated_BAU | Secondary Techs | PWRSDSINDNO | TotalAnnualMaxCapacityInvestment | 2026 | 9999 | exempt_uncapped | 2026-07-10T11:14:08.570861
A_Calibrated_BAU | Secondary Techs | PWRSDSINDNO | TotalAnnualMaxCapacityInvestment | 2027 | 9999 | exempt_uncapped | 2026-07-10T11:14:08.570861
A_Calibrated_BAU | Secondary Techs | PWRSDSINDNO | TotalAnnualMaxCapacityInvestment | 2028 | 9999 | exempt_uncapped | 2026-07-10T11:14:08.570861
A_Calibrated_BAU | Secondary Techs | PWRSDSINDNO | TotalAnnualMaxCapacityInvestment | 2029 | 9999 | exempt_uncapped | 2026-07-10T11:14:08.570861
A_Calibrated_BAU | Secondary Techs | PWRSDSINDNO | TotalAnnualMaxCapacityInvestment | 2030 | 9999 | exempt_uncapped | 2026-07-10T11:14:08.570861
A_Calibrated_BAU | Secondary Techs | PWRSDSINDNO | TotalAnnualMaxCapacityInvestment | 2031 | 9999 | exempt_uncapped | 2026-07-10T11:14:08.570861
A_Calibrated_BAU | Secondary Techs | PWRSDSINDNO | TotalAnnualMaxCapacityInvestment | 2032 | 9999 | exempt_uncapped | 2026-07-10T11:14:08.570861
A_Calibrated_BAU | Secondary Techs | PWRSDSINDNO | TotalAnnualMaxCapacityInvestment | 2033 | 9999 | exempt_uncapped | 2026-07-10T11:14:08.570861
A_Calibrated_BAU | Secondary Techs | PWRSDSINDNO | TotalAnnualMaxCapacityInvestment | 2034 | 9999 | exempt_uncapped | 2026-07-10T11:14:08.570861
A_Calibrated_BAU | Secondary Techs | PWRSDSINDNO | TotalAnnualMaxCapacityInvestment | 2035 | 9999 | exempt_uncapped | 2026-07-10T11:14:08.570861
A_Calibrated_BAU | Secondary Techs | PWRSDSINDNO | TotalAnnualMaxCapacityInvestment | 2036 | 9999 | exempt_uncapped | 2026-07-10T11:14:08.570861
A_Calibrated_BAU | Secondary Techs | PWRSDSINDNO | TotalAnnualMaxCapacityInvestment | 2037 | 9999 | exempt_uncapped | 2026-07-10T11:14:08.570861
A_Calibrated_BAU | Secondary Techs | PWRSDSINDNO | TotalAnnualMaxCapacityInvestment | 2038 | 9999 | exempt_uncapped | 2026-07-10T11:14:08.570861
A_Calibrated_BAU | Secondary Techs | PWRSDSINDNO | TotalAnnualMaxCapacityInvestment | 2039 | 9999 | exempt_uncapped | 2026-07-10T11:14:08.570861
A_Calibrated_BAU | Secondary Techs | PWRSDSINDNO | TotalAnnualMaxCapacityInvestment | 2040 | 9999 | exempt_uncapped | 2026-07-10T11:14:08.570861
A_Calibrated_BAU | Secondary Techs | PWRSDSINDNO | TotalAnnualMaxCapacityInvestment | 2041 | 9999 | exempt_uncapped | 2026-07-10T11:14:08.570861
A_Calibrated_BAU | Secondary Techs | PWRSDSINDNO | TotalAnnualMaxCapacityInvestment | 2042 | 9999 | exempt_uncapped | 2026-07-10T11:14:08.570861
A_Calibrated_BAU | Secondary Techs | PWRSDSINDNO | TotalAnnualMaxCapacityInvestment | 2043 | 9999 | exempt_uncapped | 2026-07-10T11:14:08.570861
A_Calibrated_BAU | Secondary Techs | PWRSDSINDNO | TotalAnnualMaxCapacityInvestment | 2044 | 9999 | exempt_uncapped | 2026-07-10T11:14:08.570861
A_Calibrated_BAU | Secondary Techs | PWRSDSINDNO | TotalAnnualMaxCapacityInvestment | 2045 | 9999 | exempt_uncapped | 2026-07-10T11:14:08.570861
A_Calibrated_BAU | Secondary Techs | PWRSDSINDNO | TotalAnnualMaxCapacityInvestment | 2046 | 9999 | exempt_uncapped | 2026-07-10T11:14:08.570861
A_Calibrated_BAU | Secondary Techs | PWRSDSINDNO | TotalAnnualMaxCapacityInvestment | 2047 | 9999 | exempt_uncapped | 2026-07-10T11:14:08.570861
A_Calibrated_BAU | Secondary Techs | PWRSDSINDNO | TotalAnnualMaxCapacityInvestment | 2048 | 9999 | exempt_uncapped | 2026-07-10T11:14:08.570861
A_Calibrated_BAU | Secondary Techs | PWRSDSINDNO | TotalAnnualMaxCapacityInvestment | 2049 | 9999 | exempt_uncapped | 2026-07-10T11:14:08.570861
A_Calibrated_BAU | Secondary Techs | PWRSDSINDNO | TotalAnnualMaxCapacityInvestment | 2050 | 9999 | exempt_uncapped | 2026-07-10T11:14:08.570861
A_Calibrated_BAU | Secondary Techs | PWRLDSBGDXX | TotalAnnualMaxCapacityInvestment | 2023 | 9999 | exempt_maxcap_uncapped | 2026-07-10T11:14:08.570861
A_Calibrated_BAU | Secondary Techs | PWRLDSBGDXX | TotalAnnualMaxCapacityInvestment | 2024 | 9999 | exempt_maxcap_uncapped | 2026-07-10T11:14:08.570861
A_Calibrated_BAU | Secondary Techs | PWRLDSBGDXX | TotalAnnualMaxCapacityInvestment | 2025 | 9999 | exempt_maxcap_uncapped | 2026-07-10T11:14:08.570861
A_Calibrated_BAU | Secondary Techs | PWRLDSBGDXX | TotalAnnualMaxCapacityInvestment | 2026 | 9999 | exempt_maxcap_uncapped | 2026-07-10T11:14:08.570861
A_Calibrated_BAU | Secondary Techs | PWRLDSBGDXX | TotalAnnualMaxCapacityInvestment | 2027 | 9999 | exempt_maxcap_uncapped | 2026-07-10T11:14:08.570861
A_Calibrated_BAU | Secondary Techs | PWRLDSBGDXX | TotalAnnualMaxCapacityInvestment | 2028 | 9999 | exempt_maxcap_uncapped | 2026-07-10T11:14:08.570861
A_Calibrated_BAU | Secondary Techs | PWRLDSBGDXX | TotalAnnualMaxCapacityInvestment | 2029 | 9999 | exempt_maxcap_uncapped | 2026-07-10T11:14:08.570861
A_Calibrated_BAU | Secondary Techs | PWRLDSBGDXX | TotalAnnualMaxCapacityInvestment | 2030 | 9999 | exempt_maxcap_uncapped | 2026-07-10T11:14:08.570861
A_Calibrated_BAU | Secondary Techs | PWRLDSBGDXX | TotalAnnualMaxCapacityInvestment | 2031 | 9999 | exempt_maxcap_uncapped | 2026-07-10T11:14:08.570861
A_Calibrated_BAU | Secondary Techs | PWRLDSBGDXX | TotalAnnualMaxCapacityInvestment | 2032 | 9999 | exempt_maxcap_uncapped | 2026-07-10T11:14:08.570861
A_Calibrated_BAU | Secondary Techs | PWRLDSBGDXX | TotalAnnualMaxCapacityInvestment | 2033 | 9999 | exempt_maxcap_uncapped | 2026-07-10T11:14:08.570861
A_Calibrated_BAU | Secondary Techs | PWRLDSBGDXX | TotalAnnualMaxCapacityInvestment | 2034 | 9999 | exempt_maxcap_uncapped | 2026-07-10T11:14:08.570861
A_Calibrated_BAU | Secondary Techs | PWRLDSBGDXX | TotalAnnualMaxCapacityInvestment | 2035 | 9999 | exempt_maxcap_uncapped | 2026-07-10T11:14:08.570861
A_Calibrated_BAU | Secondary Techs | PWRLDSBGDXX | TotalAnnualMaxCapacityInvestment | 2036 | 9999 | exempt_maxcap_uncapped | 2026-07-10T11:14:08.570861
A_Calibrated_BAU | Secondary Techs | PWRLDSBGDXX | TotalAnnualMaxCapacityInvestment | 2037 | 9999 | exempt_maxcap_uncapped | 2026-07-10T11:14:08.570861
A_Calibrated_BAU | Secondary Techs | PWRLDSBGDXX | TotalAnnualMaxCapacityInvestment | 2038 | 9999 | exempt_maxcap_uncapped | 2026-07-10T11:14:08.570861
A_Calibrated_BAU | Secondary Techs | PWRLDSBGDXX | TotalAnnualMaxCapacityInvestment | 2039 | 9999 | exempt_maxcap_uncapped | 2026-07-10T11:14:08.570861
A_Calibrated_BAU | Secondary Techs | PWRLDSBGDXX | TotalAnnualMaxCapacityInvestment | 2040 | 9999 | exempt_maxcap_uncapped | 2026-07-10T11:14:08.570861
A_Calibrated_BAU | Secondary Techs | PWRLDSBGDXX | TotalAnnualMaxCapacityInvestment | 2041 | 9999 | exempt_maxcap_uncapped | 2026-07-10T11:14:08.570861
A_Calibrated_BAU | Secondary Techs | PWRLDSBGDXX | TotalAnnualMaxCapacityInvestment | 2042 | 9999 | exempt_maxcap_uncapped | 2026-07-10T11:14:08.570861
A_Calibrated_BAU | Secondary Techs | PWRLDSBGDXX | TotalAnnualMaxCapacityInvestment | 2043 | 9999 | exempt_maxcap_uncapped | 2026-07-10T11:14:08.570861
A_Calibrated_BAU | Secondary Techs | PWRLDSBGDXX | TotalAnnualMaxCapacityInvestment | 2044 | 9999 | exempt_maxcap_uncapped | 2026-07-10T11:14:08.570861
A_Calibrated_BAU | Secondary Techs | PWRLDSBGDXX | TotalAnnualMaxCapacityInvestment | 2045 | 9999 | exempt_maxcap_uncapped | 2026-07-10T11:14:08.570861
A_Calibrated_BAU | Secondary Techs | PWRLDSBGDXX | TotalAnnualMaxCapacityInvestment | 2046 | 9999 | exempt_maxcap_uncapped | 2026-07-10T11:14:08.570861
A_Calibrated_BAU | Secondary Techs | PWRLDSBGDXX | TotalAnnualMaxCapacityInvestment | 2047 | 9999 | exempt_maxcap_uncapped | 2026-07-10T11:14:08.570861
A_Calibrated_BAU | Secondary Techs | PWRLDSBGDXX | TotalAnnualMaxCapacityInvestment | 2048 | 9999 | exempt_maxcap_uncapped | 2026-07-10T11:14:08.570861
A_Calibrated_BAU | Secondary Techs | PWRLDSBGDXX | TotalAnnualMaxCapacityInvestment | 2049 | 9999 | exempt_maxcap_uncapped | 2026-07-10T11:14:08.570861
A_Calibrated_BAU | Secondary Techs | PWRLDSBGDXX | TotalAnnualMaxCapacityInvestment | 2050 | 9999 | exempt_maxcap_uncapped | 2026-07-10T11:14:08.570861
A_Calibrated_BAU | Secondary Techs | PWRLDSBGDXX | TotalAnnualMaxCapacityInvestment | 2023 | 9999 | exempt_uncapped | 2026-07-10T11:14:08.570861
A_Calibrated_BAU | Secondary Techs | PWRLDSBGDXX | TotalAnnualMaxCapacityInvestment | 2024 | 9999 | exempt_uncapped | 2026-07-10T11:14:08.570861
A_Calibrated_BAU | Secondary Techs | PWRLDSBGDXX | TotalAnnualMaxCapacityInvestment | 2025 | 9999 | exempt_uncapped | 2026-07-10T11:14:08.570861
A_Calibrated_BAU | Secondary Techs | PWRLDSBGDXX | TotalAnnualMaxCapacityInvestment | 2026 | 9999 | exempt_uncapped | 2026-07-10T11:14:08.570861
A_Calibrated_BAU | Secondary Techs | PWRLDSBGDXX | TotalAnnualMaxCapacityInvestment | 2027 | 9999 | exempt_uncapped | 2026-07-10T11:14:08.570861
A_Calibrated_BAU | Secondary Techs | PWRLDSBGDXX | TotalAnnualMaxCapacityInvestment | 2028 | 9999 | exempt_uncapped | 2026-07-10T11:14:08.570861
A_Calibrated_BAU | Secondary Techs | PWRLDSBGDXX | TotalAnnualMaxCapacityInvestment | 2029 | 9999 | exempt_uncapped | 2026-07-10T11:14:08.570861
A_Calibrated_BAU | Secondary Techs | PWRLDSBGDXX | TotalAnnualMaxCapacityInvestment | 2030 | 9999 | exempt_uncapped | 2026-07-10T11:14:08.570861
A_Calibrated_BAU | Secondary Techs | PWRLDSBGDXX | TotalAnnualMaxCapacityInvestment | 2031 | 9999 | exempt_uncapped | 2026-07-10T11:14:08.570861
A_Calibrated_BAU | Secondary Techs | PWRLDSBGDXX | TotalAnnualMaxCapacityInvestment | 2032 | 9999 | exempt_uncapped | 2026-07-10T11:14:08.570861
A_Calibrated_BAU | Secondary Techs | PWRLDSBGDXX | TotalAnnualMaxCapacityInvestment | 2033 | 9999 | exempt_uncapped | 2026-07-10T11:14:08.570861
A_Calibrated_BAU | Secondary Techs | PWRLDSBGDXX | TotalAnnualMaxCapacityInvestment | 2034 | 9999 | exempt_uncapped | 2026-07-10T11:14:08.570861
A_Calibrated_BAU | Secondary Techs | PWRLDSBGDXX | TotalAnnualMaxCapacityInvestment | 2035 | 9999 | exempt_uncapped | 2026-07-10T11:14:08.570861
A_Calibrated_BAU | Secondary Techs | PWRLDSBGDXX | TotalAnnualMaxCapacityInvestment | 2036 | 9999 | exempt_uncapped | 2026-07-10T11:14:08.570861
A_Calibrated_BAU | Secondary Techs | PWRLDSBGDXX | TotalAnnualMaxCapacityInvestment | 2037 | 9999 | exempt_uncapped | 2026-07-10T11:14:08.570861
A_Calibrated_BAU | Secondary Techs | PWRLDSBGDXX | TotalAnnualMaxCapacityInvestment | 2038 | 9999 | exempt_uncapped | 2026-07-10T11:14:08.570861
A_Calibrated_BAU | Secondary Techs | PWRLDSBGDXX | TotalAnnualMaxCapacityInvestment | 2039 | 9999 | exempt_uncapped | 2026-07-10T11:14:08.570861
A_Calibrated_BAU | Secondary Techs | PWRLDSBGDXX | TotalAnnualMaxCapacityInvestment | 2040 | 9999 | exempt_uncapped | 2026-07-10T11:14:08.570861
A_Calibrated_BAU | Secondary Techs | PWRLDSBGDXX | TotalAnnualMaxCapacityInvestment | 2041 | 9999 | exempt_uncapped | 2026-07-10T11:14:08.570861
A_Calibrated_BAU | Secondary Techs | PWRLDSBGDXX | TotalAnnualMaxCapacityInvestment | 2042 | 9999 | exempt_uncapped | 2026-07-10T11:14:08.570861
A_Calibrated_BAU | Secondary Techs | PWRLDSBGDXX | TotalAnnualMaxCapacityInvestment | 2043 | 9999 | exempt_uncapped | 2026-07-10T11:14:08.570861
A_Calibrated_BAU | Secondary Techs | PWRLDSBGDXX | TotalAnnualMaxCapacityInvestment | 2044 | 9999 | exempt_uncapped | 2026-07-10T11:14:08.570861
A_Calibrated_BAU | Secondary Techs | PWRLDSBGDXX | TotalAnnualMaxCapacityInvestment | 2045 | 9999 | exempt_uncapped | 2026-07-10T11:14:08.570861
A_Calibrated_BAU | Secondary Techs | PWRLDSBGDXX | TotalAnnualMaxCapacityInvestment | 2046 | 9999 | exempt_uncapped | 2026-07-10T11:14:08.570861
A_Calibrated_BAU | Secondary Techs | PWRLDSBGDXX | TotalAnnualMaxCapacityInvestment | 2047 | 9999 | exempt_uncapped | 2026-07-10T11:14:08.570861
A_Calibrated_BAU | Secondary Techs | PWRLDSBGDXX | TotalAnnualMaxCapacityInvestment | 2048 | 9999 | exempt_uncapped | 2026-07-10T11:14:08.570861
A_Calibrated_BAU | Secondary Techs | PWRLDSBGDXX | TotalAnnualMaxCapacityInvestment | 2049 | 9999 | exempt_uncapped | 2026-07-10T11:14:08.570861
A_Calibrated_BAU | Secondary Techs | PWRLDSBGDXX | TotalAnnualMaxCapacityInvestment | 2050 | 9999 | exempt_uncapped | 2026-07-10T11:14:08.570861
A_Calibrated_BAU | Secondary Techs | PWRLDSINDNO | TotalAnnualMaxCapacityInvestment | 2023 | 9999 | exempt_maxcap_uncapped | 2026-07-10T11:14:08.570861
A_Calibrated_BAU | Secondary Techs | PWRLDSINDNO | TotalAnnualMaxCapacityInvestment | 2024 | 9999 | exempt_maxcap_uncapped | 2026-07-10T11:14:08.570861
A_Calibrated_BAU | Secondary Techs | PWRLDSINDNO | TotalAnnualMaxCapacityInvestment | 2025 | 9999 | exempt_maxcap_uncapped | 2026-07-10T11:14:08.570861
A_Calibrated_BAU | Secondary Techs | PWRLDSINDNO | TotalAnnualMaxCapacityInvestment | 2026 | 9999 | exempt_maxcap_uncapped | 2026-07-10T11:14:08.570861
A_Calibrated_BAU | Secondary Techs | PWRLDSINDNO | TotalAnnualMaxCapacityInvestment | 2027 | 9999 | exempt_maxcap_uncapped | 2026-07-10T11:14:08.570861
A_Calibrated_BAU | Secondary Techs | PWRLDSINDNO | TotalAnnualMaxCapacityInvestment | 2028 | 9999 | exempt_maxcap_uncapped | 2026-07-10T11:14:08.570861
A_Calibrated_BAU | Secondary Techs | PWRLDSINDNO | TotalAnnualMaxCapacityInvestment | 2029 | 9999 | exempt_maxcap_uncapped | 2026-07-10T11:14:08.570861
A_Calibrated_BAU | Secondary Techs | PWRLDSINDNO | TotalAnnualMaxCapacityInvestment | 2030 | 9999 | exempt_maxcap_uncapped | 2026-07-10T11:14:08.570861
A_Calibrated_BAU | Secondary Techs | PWRLDSINDNO | TotalAnnualMaxCapacityInvestment | 2031 | 9999 | exempt_maxcap_uncapped | 2026-07-10T11:14:08.570861
A_Calibrated_BAU | Secondary Techs | PWRLDSINDNO | TotalAnnualMaxCapacityInvestment | 2032 | 9999 | exempt_maxcap_uncapped | 2026-07-10T11:14:08.570861
A_Calibrated_BAU | Secondary Techs | PWRLDSINDNO | TotalAnnualMaxCapacityInvestment | 2033 | 9999 | exempt_maxcap_uncapped | 2026-07-10T11:14:08.570861
A_Calibrated_BAU | Secondary Techs | PWRLDSINDNO | TotalAnnualMaxCapacityInvestment | 2034 | 9999 | exempt_maxcap_uncapped | 2026-07-10T11:14:08.570861
A_Calibrated_BAU | Secondary Techs | PWRLDSINDNO | TotalAnnualMaxCapacityInvestment | 2035 | 9999 | exempt_maxcap_uncapped | 2026-07-10T11:14:08.570861
A_Calibrated_BAU | Secondary Techs | PWRLDSINDNO | TotalAnnualMaxCapacityInvestment | 2036 | 9999 | exempt_maxcap_uncapped | 2026-07-10T11:14:08.570861
A_Calibrated_BAU | Secondary Techs | PWRLDSINDNO | TotalAnnualMaxCapacityInvestment | 2037 | 9999 | exempt_maxcap_uncapped | 2026-07-10T11:14:08.570861
A_Calibrated_BAU | Secondary Techs | PWRLDSINDNO | TotalAnnualMaxCapacityInvestment | 2038 | 9999 | exempt_maxcap_uncapped | 2026-07-10T11:14:08.570861
A_Calibrated_BAU | Secondary Techs | PWRLDSINDNO | TotalAnnualMaxCapacityInvestment | 2039 | 9999 | exempt_maxcap_uncapped | 2026-07-10T11:14:08.570861
A_Calibrated_BAU | Secondary Techs | PWRLDSINDNO | TotalAnnualMaxCapacityInvestment | 2040 | 9999 | exempt_maxcap_uncapped | 2026-07-10T11:14:08.570861
A_Calibrated_BAU | Secondary Techs | PWRLDSINDNO | TotalAnnualMaxCapacityInvestment | 2041 | 9999 | exempt_maxcap_uncapped | 2026-07-10T11:14:08.570861
A_Calibrated_BAU | Secondary Techs | PWRLDSINDNO | TotalAnnualMaxCapacityInvestment | 2042 | 9999 | exempt_maxcap_uncapped | 2026-07-10T11:14:08.570861
A_Calibrated_BAU | Secondary Techs | PWRLDSINDNO | TotalAnnualMaxCapacityInvestment | 2043 | 9999 | exempt_maxcap_uncapped | 2026-07-10T11:14:08.570861
A_Calibrated_BAU | Secondary Techs | PWRLDSINDNO | TotalAnnualMaxCapacityInvestment | 2044 | 9999 | exempt_maxcap_uncapped | 2026-07-10T11:14:08.570861
A_Calibrated_BAU | Secondary Techs | PWRLDSINDNO | TotalAnnualMaxCapacityInvestment | 2045 | 9999 | exempt_maxcap_uncapped | 2026-07-10T11:14:08.570861
A_Calibrated_BAU | Secondary Techs | PWRLDSINDNO | TotalAnnualMaxCapacityInvestment | 2046 | 9999 | exempt_maxcap_uncapped | 2026-07-10T11:14:08.570861
A_Calibrated_BAU | Secondary Techs | PWRLDSINDNO | TotalAnnualMaxCapacityInvestment | 2047 | 9999 | exempt_maxcap_uncapped | 2026-07-10T11:14:08.570861
A_Calibrated_BAU | Secondary Techs | PWRLDSINDNO | TotalAnnualMaxCapacityInvestment | 2048 | 9999 | exempt_maxcap_uncapped | 2026-07-10T11:14:08.570861
A_Calibrated_BAU | Secondary Techs | PWRLDSINDNO | TotalAnnualMaxCapacityInvestment | 2049 | 9999 | exempt_maxcap_uncapped | 2026-07-10T11:14:08.570861
A_Calibrated_BAU | Secondary Techs | PWRLDSINDNO | TotalAnnualMaxCapacityInvestment | 2050 | 9999 | exempt_maxcap_uncapped | 2026-07-10T11:14:08.570861
A_Calibrated_BAU | Secondary Techs | PWRLDSINDNO | TotalAnnualMaxCapacityInvestment | 2023 | 9999 | exempt_uncapped | 2026-07-10T11:14:08.570861
A_Calibrated_BAU | Secondary Techs | PWRLDSINDNO | TotalAnnualMaxCapacityInvestment | 2024 | 9999 | exempt_uncapped | 2026-07-10T11:14:08.570861
A_Calibrated_BAU | Secondary Techs | PWRLDSINDNO | TotalAnnualMaxCapacityInvestment | 2025 | 9999 | exempt_uncapped | 2026-07-10T11:14:08.570861
A_Calibrated_BAU | Secondary Techs | PWRLDSINDNO | TotalAnnualMaxCapacityInvestment | 2026 | 9999 | exempt_uncapped | 2026-07-10T11:14:08.570861
A_Calibrated_BAU | Secondary Techs | PWRLDSINDNO | TotalAnnualMaxCapacityInvestment | 2027 | 9999 | exempt_uncapped | 2026-07-10T11:14:08.570861
A_Calibrated_BAU | Secondary Techs | PWRLDSINDNO | TotalAnnualMaxCapacityInvestment | 2028 | 9999 | exempt_uncapped | 2026-07-10T11:14:08.570861
A_Calibrated_BAU | Secondary Techs | PWRLDSINDNO | TotalAnnualMaxCapacityInvestment | 2029 | 9999 | exempt_uncapped | 2026-07-10T11:14:08.570861
A_Calibrated_BAU | Secondary Techs | PWRLDSINDNO | TotalAnnualMaxCapacityInvestment | 2030 | 9999 | exempt_uncapped | 2026-07-10T11:14:08.570861
A_Calibrated_BAU | Secondary Techs | PWRLDSINDNO | TotalAnnualMaxCapacityInvestment | 2031 | 9999 | exempt_uncapped | 2026-07-10T11:14:08.570861
A_Calibrated_BAU | Secondary Techs | PWRLDSINDNO | TotalAnnualMaxCapacityInvestment | 2032 | 9999 | exempt_uncapped | 2026-07-10T11:14:08.570861
A_Calibrated_BAU | Secondary Techs | PWRLDSINDNO | TotalAnnualMaxCapacityInvestment | 2033 | 9999 | exempt_uncapped | 2026-07-10T11:14:08.570861
A_Calibrated_BAU | Secondary Techs | PWRLDSINDNO | TotalAnnualMaxCapacityInvestment | 2034 | 9999 | exempt_uncapped | 2026-07-10T11:14:08.570861
A_Calibrated_BAU | Secondary Techs | PWRLDSINDNO | TotalAnnualMaxCapacityInvestment | 2035 | 9999 | exempt_uncapped | 2026-07-10T11:14:08.570861
A_Calibrated_BAU | Secondary Techs | PWRLDSINDNO | TotalAnnualMaxCapacityInvestment | 2036 | 9999 | exempt_uncapped | 2026-07-10T11:14:08.570861
A_Calibrated_BAU | Secondary Techs | PWRLDSINDNO | TotalAnnualMaxCapacityInvestment | 2037 | 9999 | exempt_uncapped | 2026-07-10T11:14:08.570861
A_Calibrated_BAU | Secondary Techs | PWRLDSINDNO | TotalAnnualMaxCapacityInvestment | 2038 | 9999 | exempt_uncapped | 2026-07-10T11:14:08.570861
A_Calibrated_BAU | Secondary Techs | PWRLDSINDNO | TotalAnnualMaxCapacityInvestment | 2039 | 9999 | exempt_uncapped | 2026-07-10T11:14:08.570861
A_Calibrated_BAU | Secondary Techs | PWRLDSINDNO | TotalAnnualMaxCapacityInvestment | 2040 | 9999 | exempt_uncapped | 2026-07-10T11:14:08.570861
A_Calibrated_BAU | Secondary Techs | PWRLDSINDNO | TotalAnnualMaxCapacityInvestment | 2041 | 9999 | exempt_uncapped | 2026-07-10T11:14:08.570861
A_Calibrated_BAU | Secondary Techs | PWRLDSINDNO | TotalAnnualMaxCapacityInvestment | 2042 | 9999 | exempt_uncapped | 2026-07-10T11:14:08.570861
A_Calibrated_BAU | Secondary Techs | PWRLDSINDNO | TotalAnnualMaxCapacityInvestment | 2043 | 9999 | exempt_uncapped | 2026-07-10T11:14:08.570861
A_Calibrated_BAU | Secondary Techs | PWRLDSINDNO | TotalAnnualMaxCapacityInvestment | 2044 | 9999 | exempt_uncapped | 2026-07-10T11:14:08.570861
A_Calibrated_BAU | Secondary Techs | PWRLDSINDNO | TotalAnnualMaxCapacityInvestment | 2045 | 9999 | exempt_uncapped | 2026-07-10T11:14:08.570861
A_Calibrated_BAU | Secondary Techs | PWRLDSINDNO | TotalAnnualMaxCapacityInvestment | 2046 | 9999 | exempt_uncapped | 2026-07-10T11:14:08.570861
A_Calibrated_BAU | Secondary Techs | PWRLDSINDNO | TotalAnnualMaxCapacityInvestment | 2047 | 9999 | exempt_uncapped | 2026-07-10T11:14:08.570861
A_Calibrated_BAU | Secondary Techs | PWRLDSINDNO | TotalAnnualMaxCapacityInvestment | 2048 | 9999 | exempt_uncapped | 2026-07-10T11:14:08.570861
A_Calibrated_BAU | Secondary Techs | PWRLDSINDNO | TotalAnnualMaxCapacityInvestment | 2049 | 9999 | exempt_uncapped | 2026-07-10T11:14:08.570861
A_Calibrated_BAU | Secondary Techs | PWRLDSINDNO | TotalAnnualMaxCapacityInvestment | 2050 | 9999 | exempt_uncapped | 2026-07-10T11:14:08.570861
A_Calibrated_BAU | Secondary Techs | PWRSDSINDWE | TotalAnnualMaxCapacityInvestment | 2023 | 9999 | exempt_maxcap_uncapped | 2026-07-10T11:14:08.570861
A_Calibrated_BAU | Secondary Techs | PWRSDSINDWE | TotalAnnualMaxCapacityInvestment | 2024 | 9999 | exempt_maxcap_uncapped | 2026-07-10T11:14:08.570861
A_Calibrated_BAU | Secondary Techs | PWRSDSINDWE | TotalAnnualMaxCapacityInvestment | 2025 | 9999 | exempt_maxcap_uncapped | 2026-07-10T11:14:08.570861
A_Calibrated_BAU | Secondary Techs | PWRSDSINDWE | TotalAnnualMaxCapacityInvestment | 2026 | 9999 | exempt_maxcap_uncapped | 2026-07-10T11:14:08.570861
A_Calibrated_BAU | Secondary Techs | PWRSDSINDWE | TotalAnnualMaxCapacityInvestment | 2027 | 9999 | exempt_maxcap_uncapped | 2026-07-10T11:14:08.570861
A_Calibrated_BAU | Secondary Techs | PWRSDSINDWE | TotalAnnualMaxCapacityInvestment | 2028 | 9999 | exempt_maxcap_uncapped | 2026-07-10T11:14:08.570861
A_Calibrated_BAU | Secondary Techs | PWRSDSINDWE | TotalAnnualMaxCapacityInvestment | 2029 | 9999 | exempt_maxcap_uncapped | 2026-07-10T11:14:08.570861
A_Calibrated_BAU | Secondary Techs | PWRSDSINDWE | TotalAnnualMaxCapacityInvestment | 2030 | 9999 | exempt_maxcap_uncapped | 2026-07-10T11:14:08.570861
A_Calibrated_BAU | Secondary Techs | PWRSDSINDWE | TotalAnnualMaxCapacityInvestment | 2031 | 9999 | exempt_maxcap_uncapped | 2026-07-10T11:14:08.570861
A_Calibrated_BAU | Secondary Techs | PWRSDSINDWE | TotalAnnualMaxCapacityInvestment | 2032 | 9999 | exempt_maxcap_uncapped | 2026-07-10T11:14:08.570861
A_Calibrated_BAU | Secondary Techs | PWRSDSINDWE | TotalAnnualMaxCapacityInvestment | 2033 | 9999 | exempt_maxcap_uncapped | 2026-07-10T11:14:08.570861
A_Calibrated_BAU | Secondary Techs | PWRSDSINDWE | TotalAnnualMaxCapacityInvestment | 2034 | 9999 | exempt_maxcap_uncapped | 2026-07-10T11:14:08.570861
A_Calibrated_BAU | Secondary Techs | PWRSDSINDWE | TotalAnnualMaxCapacityInvestment | 2035 | 9999 | exempt_maxcap_uncapped | 2026-07-10T11:14:08.570861
A_Calibrated_BAU | Secondary Techs | PWRSDSINDWE | TotalAnnualMaxCapacityInvestment | 2036 | 9999 | exempt_maxcap_uncapped | 2026-07-10T11:14:08.570861
A_Calibrated_BAU | Secondary Techs | PWRSDSINDWE | TotalAnnualMaxCapacityInvestment | 2037 | 9999 | exempt_maxcap_uncapped | 2026-07-10T11:14:08.570861
A_Calibrated_BAU | Secondary Techs | PWRSDSINDWE | TotalAnnualMaxCapacityInvestment | 2038 | 9999 | exempt_maxcap_uncapped | 2026-07-10T11:14:08.570861
A_Calibrated_BAU | Secondary Techs | PWRSDSINDWE | TotalAnnualMaxCapacityInvestment | 2039 | 9999 | exempt_maxcap_uncapped | 2026-07-10T11:14:08.570861
A_Calibrated_BAU | Secondary Techs | PWRSDSINDWE | TotalAnnualMaxCapacityInvestment | 2040 | 9999 | exempt_maxcap_uncapped | 2026-07-10T11:14:08.570861
A_Calibrated_BAU | Secondary Techs | PWRSDSINDWE | TotalAnnualMaxCapacityInvestment | 2041 | 9999 | exempt_maxcap_uncapped | 2026-07-10T11:14:08.570861
A_Calibrated_BAU | Secondary Techs | PWRSDSINDWE | TotalAnnualMaxCapacityInvestment | 2042 | 9999 | exempt_maxcap_uncapped | 2026-07-10T11:14:08.570861
A_Calibrated_BAU | Secondary Techs | PWRSDSINDWE | TotalAnnualMaxCapacityInvestment | 2043 | 9999 | exempt_maxcap_uncapped | 2026-07-10T11:14:08.570861
A_Calibrated_BAU | Secondary Techs | PWRSDSINDWE | TotalAnnualMaxCapacityInvestment | 2044 | 9999 | exempt_maxcap_uncapped | 2026-07-10T11:14:08.570861
A_Calibrated_BAU | Secondary Techs | PWRSDSINDWE | TotalAnnualMaxCapacityInvestment | 2045 | 9999 | exempt_maxcap_uncapped | 2026-07-10T11:14:08.570861
A_Calibrated_BAU | Secondary Techs | PWRSDSINDWE | TotalAnnualMaxCapacityInvestment | 2046 | 9999 | exempt_maxcap_uncapped | 2026-07-10T11:14:08.570861
A_Calibrated_BAU | Secondary Techs | PWRSDSINDWE | TotalAnnualMaxCapacityInvestment | 2047 | 9999 | exempt_maxcap_uncapped | 2026-07-10T11:14:08.570861
A_Calibrated_BAU | Secondary Techs | PWRSDSINDWE | TotalAnnualMaxCapacityInvestment | 2048 | 9999 | exempt_maxcap_uncapped | 2026-07-10T11:14:08.570861
A_Calibrated_BAU | Secondary Techs | PWRSDSINDWE | TotalAnnualMaxCapacityInvestment | 2049 | 9999 | exempt_maxcap_uncapped | 2026-07-10T11:14:08.570861
A_Calibrated_BAU | Secondary Techs | PWRSDSINDWE | TotalAnnualMaxCapacityInvestment | 2050 | 9999 | exempt_maxcap_uncapped | 2026-07-10T11:14:08.570861
A_Calibrated_BAU | Secondary Techs | PWRSDSINDWE | TotalAnnualMaxCapacityInvestment | 2023 | 9999 | exempt_uncapped | 2026-07-10T11:14:08.570861
A_Calibrated_BAU | Secondary Techs | PWRSDSINDWE | TotalAnnualMaxCapacityInvestment | 2024 | 9999 | exempt_uncapped | 2026-07-10T11:14:08.570861
A_Calibrated_BAU | Secondary Techs | PWRSDSINDWE | TotalAnnualMaxCapacityInvestment | 2025 | 9999 | exempt_uncapped | 2026-07-10T11:14:08.570861
A_Calibrated_BAU | Secondary Techs | PWRSDSINDWE | TotalAnnualMaxCapacityInvestment | 2026 | 9999 | exempt_uncapped | 2026-07-10T11:14:08.570861
A_Calibrated_BAU | Secondary Techs | PWRSDSINDWE | TotalAnnualMaxCapacityInvestment | 2027 | 9999 | exempt_uncapped | 2026-07-10T11:14:08.570861
A_Calibrated_BAU | Secondary Techs | PWRSDSINDWE | TotalAnnualMaxCapacityInvestment | 2028 | 9999 | exempt_uncapped | 2026-07-10T11:14:08.570861
A_Calibrated_BAU | Secondary Techs | PWRSDSINDWE | TotalAnnualMaxCapacityInvestment | 2029 | 9999 | exempt_uncapped | 2026-07-10T11:14:08.570861
A_Calibrated_BAU | Secondary Techs | PWRSDSINDWE | TotalAnnualMaxCapacityInvestment | 2030 | 9999 | exempt_uncapped | 2026-07-10T11:14:08.570861
A_Calibrated_BAU | Secondary Techs | PWRSDSINDWE | TotalAnnualMaxCapacityInvestment | 2031 | 9999 | exempt_uncapped | 2026-07-10T11:14:08.570861
A_Calibrated_BAU | Secondary Techs | PWRSDSINDWE | TotalAnnualMaxCapacityInvestment | 2032 | 9999 | exempt_uncapped | 2026-07-10T11:14:08.570861
A_Calibrated_BAU | Secondary Techs | PWRSDSINDWE | TotalAnnualMaxCapacityInvestment | 2033 | 9999 | exempt_uncapped | 2026-07-10T11:14:08.570861
A_Calibrated_BAU | Secondary Techs | PWRSDSINDWE | TotalAnnualMaxCapacityInvestment | 2034 | 9999 | exempt_uncapped | 2026-07-10T11:14:08.570861
A_Calibrated_BAU | Secondary Techs | PWRSDSINDWE | TotalAnnualMaxCapacityInvestment | 2035 | 9999 | exempt_uncapped | 2026-07-10T11:14:08.570861
A_Calibrated_BAU | Secondary Techs | PWRSDSINDWE | TotalAnnualMaxCapacityInvestment | 2036 | 9999 | exempt_uncapped | 2026-07-10T11:14:08.570861
A_Calibrated_BAU | Secondary Techs | PWRSDSINDWE | TotalAnnualMaxCapacityInvestment | 2037 | 9999 | exempt_uncapped | 2026-07-10T11:14:08.570861
A_Calibrated_BAU | Secondary Techs | PWRSDSINDWE | TotalAnnualMaxCapacityInvestment | 2038 | 9999 | exempt_uncapped | 2026-07-10T11:14:08.570861
A_Calibrated_BAU | Secondary Techs | PWRSDSINDWE | TotalAnnualMaxCapacityInvestment | 2039 | 9999 | exempt_uncapped | 2026-07-10T11:14:08.570861
A_Calibrated_BAU | Secondary Techs | PWRSDSINDWE | TotalAnnualMaxCapacityInvestment | 2040 | 9999 | exempt_uncapped | 2026-07-10T11:14:08.570861
A_Calibrated_BAU | Secondary Techs | PWRSDSINDWE | TotalAnnualMaxCapacityInvestment | 2041 | 9999 | exempt_uncapped | 2026-07-10T11:14:08.570861
A_Calibrated_BAU | Secondary Techs | PWRSDSINDWE | TotalAnnualMaxCapacityInvestment | 2042 | 9999 | exempt_uncapped | 2026-07-10T11:14:08.570861
A_Calibrated_BAU | Secondary Techs | PWRSDSINDWE | TotalAnnualMaxCapacityInvestment | 2043 | 9999 | exempt_uncapped | 2026-07-10T11:14:08.570861
A_Calibrated_BAU | Secondary Techs | PWRSDSINDWE | TotalAnnualMaxCapacityInvestment | 2044 | 9999 | exempt_uncapped | 2026-07-10T11:14:08.570861
A_Calibrated_BAU | Secondary Techs | PWRSDSINDWE | TotalAnnualMaxCapacityInvestment | 2045 | 9999 | exempt_uncapped | 2026-07-10T11:14:08.570861
A_Calibrated_BAU | Secondary Techs | PWRSDSINDWE | TotalAnnualMaxCapacityInvestment | 2046 | 9999 | exempt_uncapped | 2026-07-10T11:14:08.570861
A_Calibrated_BAU | Secondary Techs | PWRSDSINDWE | TotalAnnualMaxCapacityInvestment | 2047 | 9999 | exempt_uncapped | 2026-07-10T11:14:08.570861
A_Calibrated_BAU | Secondary Techs | PWRSDSINDWE | TotalAnnualMaxCapacityInvestment | 2048 | 9999 | exempt_uncapped | 2026-07-10T11:14:08.570861
A_Calibrated_BAU | Secondary Techs | PWRSDSINDWE | TotalAnnualMaxCapacityInvestment | 2049 | 9999 | exempt_uncapped | 2026-07-10T11:14:08.570861
A_Calibrated_BAU | Secondary Techs | PWRSDSINDWE | TotalAnnualMaxCapacityInvestment | 2050 | 9999 | exempt_uncapped | 2026-07-10T11:14:08.570861
A_Calibrated_BAU | Secondary Techs | PWRSDSBGDXX | TotalAnnualMaxCapacityInvestment | 2023 | 9999 | exempt_maxcap_uncapped | 2026-07-10T11:14:08.570861
A_Calibrated_BAU | Secondary Techs | PWRSDSBGDXX | TotalAnnualMaxCapacityInvestment | 2024 | 9999 | exempt_maxcap_uncapped | 2026-07-10T11:14:08.570861
A_Calibrated_BAU | Secondary Techs | PWRSDSBGDXX | TotalAnnualMaxCapacityInvestment | 2025 | 9999 | exempt_maxcap_uncapped | 2026-07-10T11:14:08.570861
A_Calibrated_BAU | Secondary Techs | PWRSDSBGDXX | TotalAnnualMaxCapacityInvestment | 2026 | 9999 | exempt_maxcap_uncapped | 2026-07-10T11:14:08.570861
A_Calibrated_BAU | Secondary Techs | PWRSDSBGDXX | TotalAnnualMaxCapacityInvestment | 2027 | 9999 | exempt_maxcap_uncapped | 2026-07-10T11:14:08.570861
A_Calibrated_BAU | Secondary Techs | PWRSDSBGDXX | TotalAnnualMaxCapacityInvestment | 2028 | 9999 | exempt_maxcap_uncapped | 2026-07-10T11:14:08.570861
A_Calibrated_BAU | Secondary Techs | PWRSDSBGDXX | TotalAnnualMaxCapacityInvestment | 2029 | 9999 | exempt_maxcap_uncapped | 2026-07-10T11:14:08.570861
A_Calibrated_BAU | Secondary Techs | PWRSDSBGDXX | TotalAnnualMaxCapacityInvestment | 2030 | 9999 | exempt_maxcap_uncapped | 2026-07-10T11:14:08.570861
A_Calibrated_BAU | Secondary Techs | PWRSDSBGDXX | TotalAnnualMaxCapacityInvestment | 2031 | 9999 | exempt_maxcap_uncapped | 2026-07-10T11:14:08.570861
A_Calibrated_BAU | Secondary Techs | PWRSDSBGDXX | TotalAnnualMaxCapacityInvestment | 2032 | 9999 | exempt_maxcap_uncapped | 2026-07-10T11:14:08.570861
A_Calibrated_BAU | Secondary Techs | PWRSDSBGDXX | TotalAnnualMaxCapacityInvestment | 2033 | 9999 | exempt_maxcap_uncapped | 2026-07-10T11:14:08.570861
A_Calibrated_BAU | Secondary Techs | PWRSDSBGDXX | TotalAnnualMaxCapacityInvestment | 2034 | 9999 | exempt_maxcap_uncapped | 2026-07-10T11:14:08.570861
A_Calibrated_BAU | Secondary Techs | PWRSDSBGDXX | TotalAnnualMaxCapacityInvestment | 2035 | 9999 | exempt_maxcap_uncapped | 2026-07-10T11:14:08.570861
A_Calibrated_BAU | Secondary Techs | PWRSDSBGDXX | TotalAnnualMaxCapacityInvestment | 2036 | 9999 | exempt_maxcap_uncapped | 2026-07-10T11:14:08.570861
A_Calibrated_BAU | Secondary Techs | PWRSDSBGDXX | TotalAnnualMaxCapacityInvestment | 2037 | 9999 | exempt_maxcap_uncapped | 2026-07-10T11:14:08.570861
A_Calibrated_BAU | Secondary Techs | PWRSDSBGDXX | TotalAnnualMaxCapacityInvestment | 2038 | 9999 | exempt_maxcap_uncapped | 2026-07-10T11:14:08.570861
A_Calibrated_BAU | Secondary Techs | PWRSDSBGDXX | TotalAnnualMaxCapacityInvestment | 2039 | 9999 | exempt_maxcap_uncapped | 2026-07-10T11:14:08.570861
A_Calibrated_BAU | Secondary Techs | PWRSDSBGDXX | TotalAnnualMaxCapacityInvestment | 2040 | 9999 | exempt_maxcap_uncapped | 2026-07-10T11:14:08.570861
A_Calibrated_BAU | Secondary Techs | PWRSDSBGDXX | TotalAnnualMaxCapacityInvestment | 2041 | 9999 | exempt_maxcap_uncapped | 2026-07-10T11:14:08.570861
A_Calibrated_BAU | Secondary Techs | PWRSDSBGDXX | TotalAnnualMaxCapacityInvestment | 2042 | 9999 | exempt_maxcap_uncapped | 2026-07-10T11:14:08.570861
A_Calibrated_BAU | Secondary Techs | PWRSDSBGDXX | TotalAnnualMaxCapacityInvestment | 2043 | 9999 | exempt_maxcap_uncapped | 2026-07-10T11:14:08.570861
A_Calibrated_BAU | Secondary Techs | PWRSDSBGDXX | TotalAnnualMaxCapacityInvestment | 2044 | 9999 | exempt_maxcap_uncapped | 2026-07-10T11:14:08.570861
A_Calibrated_BAU | Secondary Techs | PWRSDSBGDXX | TotalAnnualMaxCapacityInvestment | 2045 | 9999 | exempt_maxcap_uncapped | 2026-07-10T11:14:08.570861
A_Calibrated_BAU | Secondary Techs | PWRSDSBGDXX | TotalAnnualMaxCapacityInvestment | 2046 | 9999 | exempt_maxcap_uncapped | 2026-07-10T11:14:08.570861
A_Calibrated_BAU | Secondary Techs | PWRSDSBGDXX | TotalAnnualMaxCapacityInvestment | 2047 | 9999 | exempt_maxcap_uncapped | 2026-07-10T11:14:08.570861
A_Calibrated_BAU | Secondary Techs | PWRSDSBGDXX | TotalAnnualMaxCapacityInvestment | 2048 | 9999 | exempt_maxcap_uncapped | 2026-07-10T11:14:08.570861
A_Calibrated_BAU | Secondary Techs | PWRSDSBGDXX | TotalAnnualMaxCapacityInvestment | 2049 | 9999 | exempt_maxcap_uncapped | 2026-07-10T11:14:08.570861
A_Calibrated_BAU | Secondary Techs | PWRSDSBGDXX | TotalAnnualMaxCapacityInvestment | 2050 | 9999 | exempt_maxcap_uncapped | 2026-07-10T11:14:08.570861
A_Calibrated_BAU | Secondary Techs | PWRSDSBGDXX | TotalAnnualMaxCapacityInvestment | 2023 | 9999 | exempt_uncapped | 2026-07-10T11:14:08.570861
A_Calibrated_BAU | Secondary Techs | PWRSDSBGDXX | TotalAnnualMaxCapacityInvestment | 2024 | 9999 | exempt_uncapped | 2026-07-10T11:14:08.570861
A_Calibrated_BAU | Secondary Techs | PWRSDSBGDXX | TotalAnnualMaxCapacityInvestment | 2025 | 9999 | exempt_uncapped | 2026-07-10T11:14:08.570861
A_Calibrated_BAU | Secondary Techs | PWRSDSBGDXX | TotalAnnualMaxCapacityInvestment | 2026 | 9999 | exempt_uncapped | 2026-07-10T11:14:08.570861
A_Calibrated_BAU | Secondary Techs | PWRSDSBGDXX | TotalAnnualMaxCapacityInvestment | 2027 | 9999 | exempt_uncapped | 2026-07-10T11:14:08.570861
A_Calibrated_BAU | Secondary Techs | PWRSDSBGDXX | TotalAnnualMaxCapacityInvestment | 2028 | 9999 | exempt_uncapped | 2026-07-10T11:14:08.570861
A_Calibrated_BAU | Secondary Techs | PWRSDSBGDXX | TotalAnnualMaxCapacityInvestment | 2029 | 9999 | exempt_uncapped | 2026-07-10T11:14:08.570861
A_Calibrated_BAU | Secondary Techs | PWRSDSBGDXX | TotalAnnualMaxCapacityInvestment | 2030 | 9999 | exempt_uncapped | 2026-07-10T11:14:08.570861
A_Calibrated_BAU | Secondary Techs | PWRSDSBGDXX | TotalAnnualMaxCapacityInvestment | 2031 | 9999 | exempt_uncapped | 2026-07-10T11:14:08.570861
A_Calibrated_BAU | Secondary Techs | PWRSDSBGDXX | TotalAnnualMaxCapacityInvestment | 2032 | 9999 | exempt_uncapped | 2026-07-10T11:14:08.570861
A_Calibrated_BAU | Secondary Techs | PWRSDSBGDXX | TotalAnnualMaxCapacityInvestment | 2033 | 9999 | exempt_uncapped | 2026-07-10T11:14:08.570861
A_Calibrated_BAU | Secondary Techs | PWRSDSBGDXX | TotalAnnualMaxCapacityInvestment | 2034 | 9999 | exempt_uncapped | 2026-07-10T11:14:08.570861
A_Calibrated_BAU | Secondary Techs | PWRSDSBGDXX | TotalAnnualMaxCapacityInvestment | 2035 | 9999 | exempt_uncapped | 2026-07-10T11:14:08.570861
A_Calibrated_BAU | Secondary Techs | PWRSDSBGDXX | TotalAnnualMaxCapacityInvestment | 2036 | 9999 | exempt_uncapped | 2026-07-10T11:14:08.570861
A_Calibrated_BAU | Secondary Techs | PWRSDSBGDXX | TotalAnnualMaxCapacityInvestment | 2037 | 9999 | exempt_uncapped | 2026-07-10T11:14:08.570861
A_Calibrated_BAU | Secondary Techs | PWRSDSBGDXX | TotalAnnualMaxCapacityInvestment | 2038 | 9999 | exempt_uncapped | 2026-07-10T11:14:08.570861
A_Calibrated_BAU | Secondary Techs | PWRSDSBGDXX | TotalAnnualMaxCapacityInvestment | 2039 | 9999 | exempt_uncapped | 2026-07-10T11:14:08.570861
A_Calibrated_BAU | Secondary Techs | PWRSDSBGDXX | TotalAnnualMaxCapacityInvestment | 2040 | 9999 | exempt_uncapped | 2026-07-10T11:14:08.570861
A_Calibrated_BAU | Secondary Techs | PWRSDSBGDXX | TotalAnnualMaxCapacityInvestment | 2041 | 9999 | exempt_uncapped | 2026-07-10T11:14:08.570861
A_Calibrated_BAU | Secondary Techs | PWRSDSBGDXX | TotalAnnualMaxCapacityInvestment | 2042 | 9999 | exempt_uncapped | 2026-07-10T11:14:08.570861
A_Calibrated_BAU | Secondary Techs | PWRSDSBGDXX | TotalAnnualMaxCapacityInvestment | 2043 | 9999 | exempt_uncapped | 2026-07-10T11:14:08.570861
A_Calibrated_BAU | Secondary Techs | PWRSDSBGDXX | TotalAnnualMaxCapacityInvestment | 2044 | 9999 | exempt_uncapped | 2026-07-10T11:14:08.570861
A_Calibrated_BAU | Secondary Techs | PWRSDSBGDXX | TotalAnnualMaxCapacityInvestment | 2045 | 9999 | exempt_uncapped | 2026-07-10T11:14:08.570861
A_Calibrated_BAU | Secondary Techs | PWRSDSBGDXX | TotalAnnualMaxCapacityInvestment | 2046 | 9999 | exempt_uncapped | 2026-07-10T11:14:08.570861
A_Calibrated_BAU | Secondary Techs | PWRSDSBGDXX | TotalAnnualMaxCapacityInvestment | 2047 | 9999 | exempt_uncapped | 2026-07-10T11:14:08.570861
A_Calibrated_BAU | Secondary Techs | PWRSDSBGDXX | TotalAnnualMaxCapacityInvestment | 2048 | 9999 | exempt_uncapped | 2026-07-10T11:14:08.570861
A_Calibrated_BAU | Secondary Techs | PWRSDSBGDXX | TotalAnnualMaxCapacityInvestment | 2049 | 9999 | exempt_uncapped | 2026-07-10T11:14:08.570861
A_Calibrated_BAU | Secondary Techs | PWRSDSBGDXX | TotalAnnualMaxCapacityInvestment | 2050 | 9999 | exempt_uncapped | 2026-07-10T11:14:08.570861
A_Calibrated_BAU | Secondary Techs | PWRLDSINDEA | TotalAnnualMaxCapacityInvestment | 2023 | 9999 | exempt_maxcap_uncapped | 2026-07-10T11:14:08.570861
A_Calibrated_BAU | Secondary Techs | PWRLDSINDEA | TotalAnnualMaxCapacityInvestment | 2024 | 9999 | exempt_maxcap_uncapped | 2026-07-10T11:14:08.570861
A_Calibrated_BAU | Secondary Techs | PWRLDSINDEA | TotalAnnualMaxCapacityInvestment | 2025 | 9999 | exempt_maxcap_uncapped | 2026-07-10T11:14:08.570861
A_Calibrated_BAU | Secondary Techs | PWRLDSINDEA | TotalAnnualMaxCapacityInvestment | 2026 | 9999 | exempt_maxcap_uncapped | 2026-07-10T11:14:08.570861
A_Calibrated_BAU | Secondary Techs | PWRLDSINDEA | TotalAnnualMaxCapacityInvestment | 2027 | 9999 | exempt_maxcap_uncapped | 2026-07-10T11:14:08.570861
A_Calibrated_BAU | Secondary Techs | PWRLDSINDEA | TotalAnnualMaxCapacityInvestment | 2028 | 9999 | exempt_maxcap_uncapped | 2026-07-10T11:14:08.570861
A_Calibrated_BAU | Secondary Techs | PWRLDSINDEA | TotalAnnualMaxCapacityInvestment | 2029 | 9999 | exempt_maxcap_uncapped | 2026-07-10T11:14:08.570861
A_Calibrated_BAU | Secondary Techs | PWRLDSINDEA | TotalAnnualMaxCapacityInvestment | 2030 | 9999 | exempt_maxcap_uncapped | 2026-07-10T11:14:08.570861
A_Calibrated_BAU | Secondary Techs | PWRLDSINDEA | TotalAnnualMaxCapacityInvestment | 2031 | 9999 | exempt_maxcap_uncapped | 2026-07-10T11:14:08.570861
A_Calibrated_BAU | Secondary Techs | PWRLDSINDEA | TotalAnnualMaxCapacityInvestment | 2032 | 9999 | exempt_maxcap_uncapped | 2026-07-10T11:14:08.570861
A_Calibrated_BAU | Secondary Techs | PWRLDSINDEA | TotalAnnualMaxCapacityInvestment | 2033 | 9999 | exempt_maxcap_uncapped | 2026-07-10T11:14:08.570861
A_Calibrated_BAU | Secondary Techs | PWRLDSINDEA | TotalAnnualMaxCapacityInvestment | 2034 | 9999 | exempt_maxcap_uncapped | 2026-07-10T11:14:08.570861
A_Calibrated_BAU | Secondary Techs | PWRLDSINDEA | TotalAnnualMaxCapacityInvestment | 2035 | 9999 | exempt_maxcap_uncapped | 2026-07-10T11:14:08.570861
A_Calibrated_BAU | Secondary Techs | PWRLDSINDEA | TotalAnnualMaxCapacityInvestment | 2036 | 9999 | exempt_maxcap_uncapped | 2026-07-10T11:14:08.570861
A_Calibrated_BAU | Secondary Techs | PWRLDSINDEA | TotalAnnualMaxCapacityInvestment | 2037 | 9999 | exempt_maxcap_uncapped | 2026-07-10T11:14:08.570861
A_Calibrated_BAU | Secondary Techs | PWRLDSINDEA | TotalAnnualMaxCapacityInvestment | 2038 | 9999 | exempt_maxcap_uncapped | 2026-07-10T11:14:08.570861
A_Calibrated_BAU | Secondary Techs | PWRLDSINDEA | TotalAnnualMaxCapacityInvestment | 2039 | 9999 | exempt_maxcap_uncapped | 2026-07-10T11:14:08.570861
A_Calibrated_BAU | Secondary Techs | PWRLDSINDEA | TotalAnnualMaxCapacityInvestment | 2040 | 9999 | exempt_maxcap_uncapped | 2026-07-10T11:14:08.570861
A_Calibrated_BAU | Secondary Techs | PWRLDSINDEA | TotalAnnualMaxCapacityInvestment | 2041 | 9999 | exempt_maxcap_uncapped | 2026-07-10T11:14:08.570861
A_Calibrated_BAU | Secondary Techs | PWRLDSINDEA | TotalAnnualMaxCapacityInvestment | 2042 | 9999 | exempt_maxcap_uncapped | 2026-07-10T11:14:08.570861
A_Calibrated_BAU | Secondary Techs | PWRLDSINDEA | TotalAnnualMaxCapacityInvestment | 2043 | 9999 | exempt_maxcap_uncapped | 2026-07-10T11:14:08.570861
A_Calibrated_BAU | Secondary Techs | PWRLDSINDEA | TotalAnnualMaxCapacityInvestment | 2044 | 9999 | exempt_maxcap_uncapped | 2026-07-10T11:14:08.570861
A_Calibrated_BAU | Secondary Techs | PWRLDSINDEA | TotalAnnualMaxCapacityInvestment | 2045 | 9999 | exempt_maxcap_uncapped | 2026-07-10T11:14:08.570861
A_Calibrated_BAU | Secondary Techs | PWRLDSINDEA | TotalAnnualMaxCapacityInvestment | 2046 | 9999 | exempt_maxcap_uncapped | 2026-07-10T11:14:08.570861
A_Calibrated_BAU | Secondary Techs | PWRLDSINDEA | TotalAnnualMaxCapacityInvestment | 2047 | 9999 | exempt_maxcap_uncapped | 2026-07-10T11:14:08.570861
A_Calibrated_BAU | Secondary Techs | PWRLDSINDEA | TotalAnnualMaxCapacityInvestment | 2048 | 9999 | exempt_maxcap_uncapped | 2026-07-10T11:14:08.570861
A_Calibrated_BAU | Secondary Techs | PWRLDSINDEA | TotalAnnualMaxCapacityInvestment | 2049 | 9999 | exempt_maxcap_uncapped | 2026-07-10T11:14:08.570861
A_Calibrated_BAU | Secondary Techs | PWRLDSINDEA | TotalAnnualMaxCapacityInvestment | 2050 | 9999 | exempt_maxcap_uncapped | 2026-07-10T11:14:08.570861
A_Calibrated_BAU | Secondary Techs | PWRLDSINDEA | TotalAnnualMaxCapacityInvestment | 2023 | 9999 | exempt_uncapped | 2026-07-10T11:14:08.570861
A_Calibrated_BAU | Secondary Techs | PWRLDSINDEA | TotalAnnualMaxCapacityInvestment | 2024 | 9999 | exempt_uncapped | 2026-07-10T11:14:08.570861
A_Calibrated_BAU | Secondary Techs | PWRLDSINDEA | TotalAnnualMaxCapacityInvestment | 2025 | 9999 | exempt_uncapped | 2026-07-10T11:14:08.570861
A_Calibrated_BAU | Secondary Techs | PWRLDSINDEA | TotalAnnualMaxCapacityInvestment | 2026 | 9999 | exempt_uncapped | 2026-07-10T11:14:08.570861
A_Calibrated_BAU | Secondary Techs | PWRLDSINDEA | TotalAnnualMaxCapacityInvestment | 2027 | 9999 | exempt_uncapped | 2026-07-10T11:14:08.570861
A_Calibrated_BAU | Secondary Techs | PWRLDSINDEA | TotalAnnualMaxCapacityInvestment | 2028 | 9999 | exempt_uncapped | 2026-07-10T11:14:08.570861
A_Calibrated_BAU | Secondary Techs | PWRLDSINDEA | TotalAnnualMaxCapacityInvestment | 2029 | 9999 | exempt_uncapped | 2026-07-10T11:14:08.570861
A_Calibrated_BAU | Secondary Techs | PWRLDSINDEA | TotalAnnualMaxCapacityInvestment | 2030 | 9999 | exempt_uncapped | 2026-07-10T11:14:08.570861
A_Calibrated_BAU | Secondary Techs | PWRLDSINDEA | TotalAnnualMaxCapacityInvestment | 2031 | 9999 | exempt_uncapped | 2026-07-10T11:14:08.570861
A_Calibrated_BAU | Secondary Techs | PWRLDSINDEA | TotalAnnualMaxCapacityInvestment | 2032 | 9999 | exempt_uncapped | 2026-07-10T11:14:08.570861
A_Calibrated_BAU | Secondary Techs | PWRLDSINDEA | TotalAnnualMaxCapacityInvestment | 2033 | 9999 | exempt_uncapped | 2026-07-10T11:14:08.570861
A_Calibrated_BAU | Secondary Techs | PWRLDSINDEA | TotalAnnualMaxCapacityInvestment | 2034 | 9999 | exempt_uncapped | 2026-07-10T11:14:08.570861
A_Calibrated_BAU | Secondary Techs | PWRLDSINDEA | TotalAnnualMaxCapacityInvestment | 2035 | 9999 | exempt_uncapped | 2026-07-10T11:14:08.570861
A_Calibrated_BAU | Secondary Techs | PWRLDSINDEA | TotalAnnualMaxCapacityInvestment | 2036 | 9999 | exempt_uncapped | 2026-07-10T11:14:08.570861
A_Calibrated_BAU | Secondary Techs | PWRLDSINDEA | TotalAnnualMaxCapacityInvestment | 2037 | 9999 | exempt_uncapped | 2026-07-10T11:14:08.570861
A_Calibrated_BAU | Secondary Techs | PWRLDSINDEA | TotalAnnualMaxCapacityInvestment | 2038 | 9999 | exempt_uncapped | 2026-07-10T11:14:08.570861
A_Calibrated_BAU | Secondary Techs | PWRLDSINDEA | TotalAnnualMaxCapacityInvestment | 2039 | 9999 | exempt_uncapped | 2026-07-10T11:14:08.570861
A_Calibrated_BAU | Secondary Techs | PWRLDSINDEA | TotalAnnualMaxCapacityInvestment | 2040 | 9999 | exempt_uncapped | 2026-07-10T11:14:08.570861
A_Calibrated_BAU | Secondary Techs | PWRLDSINDEA | TotalAnnualMaxCapacityInvestment | 2041 | 9999 | exempt_uncapped | 2026-07-10T11:14:08.570861
A_Calibrated_BAU | Secondary Techs | PWRLDSINDEA | TotalAnnualMaxCapacityInvestment | 2042 | 9999 | exempt_uncapped | 2026-07-10T11:14:08.570861
A_Calibrated_BAU | Secondary Techs | PWRLDSINDEA | TotalAnnualMaxCapacityInvestment | 2043 | 9999 | exempt_uncapped | 2026-07-10T11:14:08.570861
A_Calibrated_BAU | Secondary Techs | PWRLDSINDEA | TotalAnnualMaxCapacityInvestment | 2044 | 9999 | exempt_uncapped | 2026-07-10T11:14:08.570861
A_Calibrated_BAU | Secondary Techs | PWRLDSINDEA | TotalAnnualMaxCapacityInvestment | 2045 | 9999 | exempt_uncapped | 2026-07-10T11:14:08.570861
A_Calibrated_BAU | Secondary Techs | PWRLDSINDEA | TotalAnnualMaxCapacityInvestment | 2046 | 9999 | exempt_uncapped | 2026-07-10T11:14:08.570861
A_Calibrated_BAU | Secondary Techs | PWRLDSINDEA | TotalAnnualMaxCapacityInvestment | 2047 | 9999 | exempt_uncapped | 2026-07-10T11:14:08.570861
A_Calibrated_BAU | Secondary Techs | PWRLDSINDEA | TotalAnnualMaxCapacityInvestment | 2048 | 9999 | exempt_uncapped | 2026-07-10T11:14:08.570861
A_Calibrated_BAU | Secondary Techs | PWRLDSINDEA | TotalAnnualMaxCapacityInvestment | 2049 | 9999 | exempt_uncapped | 2026-07-10T11:14:08.570861
A_Calibrated_BAU | Secondary Techs | PWRLDSINDEA | TotalAnnualMaxCapacityInvestment | 2050 | 9999 | exempt_uncapped | 2026-07-10T11:14:08.570861
A_Calibrated_BAU | Secondary Techs | PWRSDSBTNXX | TotalAnnualMaxCapacityInvestment | 2023 | 9999 | exempt_maxcap_uncapped | 2026-07-10T11:14:08.570861
A_Calibrated_BAU | Secondary Techs | PWRSDSBTNXX | TotalAnnualMaxCapacityInvestment | 2024 | 9999 | exempt_maxcap_uncapped | 2026-07-10T11:14:08.570861
A_Calibrated_BAU | Secondary Techs | PWRSDSBTNXX | TotalAnnualMaxCapacityInvestment | 2025 | 9999 | exempt_maxcap_uncapped | 2026-07-10T11:14:08.570861
A_Calibrated_BAU | Secondary Techs | PWRSDSBTNXX | TotalAnnualMaxCapacityInvestment | 2026 | 9999 | exempt_maxcap_uncapped | 2026-07-10T11:14:08.570861
A_Calibrated_BAU | Secondary Techs | PWRSDSBTNXX | TotalAnnualMaxCapacityInvestment | 2027 | 9999 | exempt_maxcap_uncapped | 2026-07-10T11:14:08.570861
A_Calibrated_BAU | Secondary Techs | PWRSDSBTNXX | TotalAnnualMaxCapacityInvestment | 2028 | 9999 | exempt_maxcap_uncapped | 2026-07-10T11:14:08.570861
A_Calibrated_BAU | Secondary Techs | PWRSDSBTNXX | TotalAnnualMaxCapacityInvestment | 2029 | 9999 | exempt_maxcap_uncapped | 2026-07-10T11:14:08.570861
A_Calibrated_BAU | Secondary Techs | PWRSDSBTNXX | TotalAnnualMaxCapacityInvestment | 2030 | 9999 | exempt_maxcap_uncapped | 2026-07-10T11:14:08.570861
A_Calibrated_BAU | Secondary Techs | PWRSDSBTNXX | TotalAnnualMaxCapacityInvestment | 2031 | 9999 | exempt_maxcap_uncapped | 2026-07-10T11:14:08.570861
A_Calibrated_BAU | Secondary Techs | PWRSDSBTNXX | TotalAnnualMaxCapacityInvestment | 2032 | 9999 | exempt_maxcap_uncapped | 2026-07-10T11:14:08.570861
A_Calibrated_BAU | Secondary Techs | PWRSDSBTNXX | TotalAnnualMaxCapacityInvestment | 2033 | 9999 | exempt_maxcap_uncapped | 2026-07-10T11:14:08.570861
A_Calibrated_BAU | Secondary Techs | PWRSDSBTNXX | TotalAnnualMaxCapacityInvestment | 2034 | 9999 | exempt_maxcap_uncapped | 2026-07-10T11:14:08.570861
A_Calibrated_BAU | Secondary Techs | PWRSDSBTNXX | TotalAnnualMaxCapacityInvestment | 2035 | 9999 | exempt_maxcap_uncapped | 2026-07-10T11:14:08.570861
A_Calibrated_BAU | Secondary Techs | PWRSDSBTNXX | TotalAnnualMaxCapacityInvestment | 2036 | 9999 | exempt_maxcap_uncapped | 2026-07-10T11:14:08.570861
A_Calibrated_BAU | Secondary Techs | PWRSDSBTNXX | TotalAnnualMaxCapacityInvestment | 2037 | 9999 | exempt_maxcap_uncapped | 2026-07-10T11:14:08.570861
A_Calibrated_BAU | Secondary Techs | PWRSDSBTNXX | TotalAnnualMaxCapacityInvestment | 2038 | 9999 | exempt_maxcap_uncapped | 2026-07-10T11:14:08.570861
A_Calibrated_BAU | Secondary Techs | PWRSDSBTNXX | TotalAnnualMaxCapacityInvestment | 2039 | 9999 | exempt_maxcap_uncapped | 2026-07-10T11:14:08.570861
A_Calibrated_BAU | Secondary Techs | PWRSDSBTNXX | TotalAnnualMaxCapacityInvestment | 2040 | 9999 | exempt_maxcap_uncapped | 2026-07-10T11:14:08.570861
A_Calibrated_BAU | Secondary Techs | PWRSDSBTNXX | TotalAnnualMaxCapacityInvestment | 2041 | 9999 | exempt_maxcap_uncapped | 2026-07-10T11:14:08.570861
A_Calibrated_BAU | Secondary Techs | PWRSDSBTNXX | TotalAnnualMaxCapacityInvestment | 2042 | 9999 | exempt_maxcap_uncapped | 2026-07-10T11:14:08.570861
A_Calibrated_BAU | Secondary Techs | PWRSDSBTNXX | TotalAnnualMaxCapacityInvestment | 2043 | 9999 | exempt_maxcap_uncapped | 2026-07-10T11:14:08.570861
A_Calibrated_BAU | Secondary Techs | PWRSDSBTNXX | TotalAnnualMaxCapacityInvestment | 2044 | 9999 | exempt_maxcap_uncapped | 2026-07-10T11:14:08.570861
A_Calibrated_BAU | Secondary Techs | PWRSDSBTNXX | TotalAnnualMaxCapacityInvestment | 2045 | 9999 | exempt_maxcap_uncapped | 2026-07-10T11:14:08.570861
A_Calibrated_BAU | Secondary Techs | PWRSDSBTNXX | TotalAnnualMaxCapacityInvestment | 2046 | 9999 | exempt_maxcap_uncapped | 2026-07-10T11:14:08.570861
A_Calibrated_BAU | Secondary Techs | PWRSDSBTNXX | TotalAnnualMaxCapacityInvestment | 2047 | 9999 | exempt_maxcap_uncapped | 2026-07-10T11:14:08.570861
A_Calibrated_BAU | Secondary Techs | PWRSDSBTNXX | TotalAnnualMaxCapacityInvestment | 2048 | 9999 | exempt_maxcap_uncapped | 2026-07-10T11:14:08.570861
A_Calibrated_BAU | Secondary Techs | PWRSDSBTNXX | TotalAnnualMaxCapacityInvestment | 2049 | 9999 | exempt_maxcap_uncapped | 2026-07-10T11:14:08.570861
A_Calibrated_BAU | Secondary Techs | PWRSDSBTNXX | TotalAnnualMaxCapacityInvestment | 2050 | 9999 | exempt_maxcap_uncapped | 2026-07-10T11:14:08.570861
A_Calibrated_BAU | Secondary Techs | PWRSDSBTNXX | TotalAnnualMaxCapacityInvestment | 2023 | 9999 | exempt_uncapped | 2026-07-10T11:14:08.570861
A_Calibrated_BAU | Secondary Techs | PWRSDSBTNXX | TotalAnnualMaxCapacityInvestment | 2024 | 9999 | exempt_uncapped | 2026-07-10T11:14:08.570861
A_Calibrated_BAU | Secondary Techs | PWRSDSBTNXX | TotalAnnualMaxCapacityInvestment | 2025 | 9999 | exempt_uncapped | 2026-07-10T11:14:08.570861
A_Calibrated_BAU | Secondary Techs | PWRSDSBTNXX | TotalAnnualMaxCapacityInvestment | 2026 | 9999 | exempt_uncapped | 2026-07-10T11:14:08.570861
A_Calibrated_BAU | Secondary Techs | PWRSDSBTNXX | TotalAnnualMaxCapacityInvestment | 2027 | 9999 | exempt_uncapped | 2026-07-10T11:14:08.570861
A_Calibrated_BAU | Secondary Techs | PWRSDSBTNXX | TotalAnnualMaxCapacityInvestment | 2028 | 9999 | exempt_uncapped | 2026-07-10T11:14:08.570861
A_Calibrated_BAU | Secondary Techs | PWRSDSBTNXX | TotalAnnualMaxCapacityInvestment | 2029 | 9999 | exempt_uncapped | 2026-07-10T11:14:08.570861
A_Calibrated_BAU | Secondary Techs | PWRSDSBTNXX | TotalAnnualMaxCapacityInvestment | 2030 | 9999 | exempt_uncapped | 2026-07-10T11:14:08.570861
A_Calibrated_BAU | Secondary Techs | PWRSDSBTNXX | TotalAnnualMaxCapacityInvestment | 2031 | 9999 | exempt_uncapped | 2026-07-10T11:14:08.570861
A_Calibrated_BAU | Secondary Techs | PWRSDSBTNXX | TotalAnnualMaxCapacityInvestment | 2032 | 9999 | exempt_uncapped | 2026-07-10T11:14:08.570861
A_Calibrated_BAU | Secondary Techs | PWRSDSBTNXX | TotalAnnualMaxCapacityInvestment | 2033 | 9999 | exempt_uncapped | 2026-07-10T11:14:08.570861
A_Calibrated_BAU | Secondary Techs | PWRSDSBTNXX | TotalAnnualMaxCapacityInvestment | 2034 | 9999 | exempt_uncapped | 2026-07-10T11:14:08.570861
A_Calibrated_BAU | Secondary Techs | PWRSDSBTNXX | TotalAnnualMaxCapacityInvestment | 2035 | 9999 | exempt_uncapped | 2026-07-10T11:14:08.570861
A_Calibrated_BAU | Secondary Techs | PWRSDSBTNXX | TotalAnnualMaxCapacityInvestment | 2036 | 9999 | exempt_uncapped | 2026-07-10T11:14:08.570861
A_Calibrated_BAU | Secondary Techs | PWRSDSBTNXX | TotalAnnualMaxCapacityInvestment | 2037 | 9999 | exempt_uncapped | 2026-07-10T11:14:08.570861
A_Calibrated_BAU | Secondary Techs | PWRSDSBTNXX | TotalAnnualMaxCapacityInvestment | 2038 | 9999 | exempt_uncapped | 2026-07-10T11:14:08.570861
A_Calibrated_BAU | Secondary Techs | PWRSDSBTNXX | TotalAnnualMaxCapacityInvestment | 2039 | 9999 | exempt_uncapped | 2026-07-10T11:14:08.570861
A_Calibrated_BAU | Secondary Techs | PWRSDSBTNXX | TotalAnnualMaxCapacityInvestment | 2040 | 9999 | exempt_uncapped | 2026-07-10T11:14:08.570861
A_Calibrated_BAU | Secondary Techs | PWRSDSBTNXX | TotalAnnualMaxCapacityInvestment | 2041 | 9999 | exempt_uncapped | 2026-07-10T11:14:08.570861
A_Calibrated_BAU | Secondary Techs | PWRSDSBTNXX | TotalAnnualMaxCapacityInvestment | 2042 | 9999 | exempt_uncapped | 2026-07-10T11:14:08.570861
A_Calibrated_BAU | Secondary Techs | PWRSDSBTNXX | TotalAnnualMaxCapacityInvestment | 2043 | 9999 | exempt_uncapped | 2026-07-10T11:14:08.570861
A_Calibrated_BAU | Secondary Techs | PWRSDSBTNXX | TotalAnnualMaxCapacityInvestment | 2044 | 9999 | exempt_uncapped | 2026-07-10T11:14:08.570861
A_Calibrated_BAU | Secondary Techs | PWRSDSBTNXX | TotalAnnualMaxCapacityInvestment | 2045 | 9999 | exempt_uncapped | 2026-07-10T11:14:08.570861
A_Calibrated_BAU | Secondary Techs | PWRSDSBTNXX | TotalAnnualMaxCapacityInvestment | 2046 | 9999 | exempt_uncapped | 2026-07-10T11:14:08.570861
A_Calibrated_BAU | Secondary Techs | PWRSDSBTNXX | TotalAnnualMaxCapacityInvestment | 2047 | 9999 | exempt_uncapped | 2026-07-10T11:14:08.570861
A_Calibrated_BAU | Secondary Techs | PWRSDSBTNXX | TotalAnnualMaxCapacityInvestment | 2048 | 9999 | exempt_uncapped | 2026-07-10T11:14:08.570861
A_Calibrated_BAU | Secondary Techs | PWRSDSBTNXX | TotalAnnualMaxCapacityInvestment | 2049 | 9999 | exempt_uncapped | 2026-07-10T11:14:08.570861
A_Calibrated_BAU | Secondary Techs | PWRSDSBTNXX | TotalAnnualMaxCapacityInvestment | 2050 | 9999 | exempt_uncapped | 2026-07-10T11:14:08.570861
A_Calibrated_BAU | Secondary Techs | PWRSDSINDSO | TotalAnnualMaxCapacityInvestment | 2023 | 9999 | exempt_maxcap_uncapped | 2026-07-10T11:14:08.570861
A_Calibrated_BAU | Secondary Techs | PWRSDSINDSO | TotalAnnualMaxCapacityInvestment | 2024 | 9999 | exempt_maxcap_uncapped | 2026-07-10T11:14:08.570861
A_Calibrated_BAU | Secondary Techs | PWRSDSINDSO | TotalAnnualMaxCapacityInvestment | 2025 | 9999 | exempt_maxcap_uncapped | 2026-07-10T11:14:08.570861
A_Calibrated_BAU | Secondary Techs | PWRSDSINDSO | TotalAnnualMaxCapacityInvestment | 2026 | 9999 | exempt_maxcap_uncapped | 2026-07-10T11:14:08.570861
A_Calibrated_BAU | Secondary Techs | PWRSDSINDSO | TotalAnnualMaxCapacityInvestment | 2027 | 9999 | exempt_maxcap_uncapped | 2026-07-10T11:14:08.570861
A_Calibrated_BAU | Secondary Techs | PWRSDSINDSO | TotalAnnualMaxCapacityInvestment | 2028 | 9999 | exempt_maxcap_uncapped | 2026-07-10T11:14:08.570861
A_Calibrated_BAU | Secondary Techs | PWRSDSINDSO | TotalAnnualMaxCapacityInvestment | 2029 | 9999 | exempt_maxcap_uncapped | 2026-07-10T11:14:08.570861
A_Calibrated_BAU | Secondary Techs | PWRSDSINDSO | TotalAnnualMaxCapacityInvestment | 2030 | 9999 | exempt_maxcap_uncapped | 2026-07-10T11:14:08.570861
A_Calibrated_BAU | Secondary Techs | PWRSDSINDSO | TotalAnnualMaxCapacityInvestment | 2031 | 9999 | exempt_maxcap_uncapped | 2026-07-10T11:14:08.570861
A_Calibrated_BAU | Secondary Techs | PWRSDSINDSO | TotalAnnualMaxCapacityInvestment | 2032 | 9999 | exempt_maxcap_uncapped | 2026-07-10T11:14:08.570861
A_Calibrated_BAU | Secondary Techs | PWRSDSINDSO | TotalAnnualMaxCapacityInvestment | 2033 | 9999 | exempt_maxcap_uncapped | 2026-07-10T11:14:08.570861
A_Calibrated_BAU | Secondary Techs | PWRSDSINDSO | TotalAnnualMaxCapacityInvestment | 2034 | 9999 | exempt_maxcap_uncapped | 2026-07-10T11:14:08.570861
A_Calibrated_BAU | Secondary Techs | PWRSDSINDSO | TotalAnnualMaxCapacityInvestment | 2035 | 9999 | exempt_maxcap_uncapped | 2026-07-10T11:14:08.570861
A_Calibrated_BAU | Secondary Techs | PWRSDSINDSO | TotalAnnualMaxCapacityInvestment | 2036 | 9999 | exempt_maxcap_uncapped | 2026-07-10T11:14:08.570861
A_Calibrated_BAU | Secondary Techs | PWRSDSINDSO | TotalAnnualMaxCapacityInvestment | 2037 | 9999 | exempt_maxcap_uncapped | 2026-07-10T11:14:08.570861
A_Calibrated_BAU | Secondary Techs | PWRSDSINDSO | TotalAnnualMaxCapacityInvestment | 2038 | 9999 | exempt_maxcap_uncapped | 2026-07-10T11:14:08.570861
A_Calibrated_BAU | Secondary Techs | PWRSDSINDSO | TotalAnnualMaxCapacityInvestment | 2039 | 9999 | exempt_maxcap_uncapped | 2026-07-10T11:14:08.570861
A_Calibrated_BAU | Secondary Techs | PWRSDSINDSO | TotalAnnualMaxCapacityInvestment | 2040 | 9999 | exempt_maxcap_uncapped | 2026-07-10T11:14:08.570861
A_Calibrated_BAU | Secondary Techs | PWRSDSINDSO | TotalAnnualMaxCapacityInvestment | 2041 | 9999 | exempt_maxcap_uncapped | 2026-07-10T11:14:08.570861
A_Calibrated_BAU | Secondary Techs | PWRSDSINDSO | TotalAnnualMaxCapacityInvestment | 2042 | 9999 | exempt_maxcap_uncapped | 2026-07-10T11:14:08.570861
A_Calibrated_BAU | Secondary Techs | PWRSDSINDSO | TotalAnnualMaxCapacityInvestment | 2043 | 9999 | exempt_maxcap_uncapped | 2026-07-10T11:14:08.570861
A_Calibrated_BAU | Secondary Techs | PWRSDSINDSO | TotalAnnualMaxCapacityInvestment | 2044 | 9999 | exempt_maxcap_uncapped | 2026-07-10T11:14:08.570861
A_Calibrated_BAU | Secondary Techs | PWRSDSINDSO | TotalAnnualMaxCapacityInvestment | 2045 | 9999 | exempt_maxcap_uncapped | 2026-07-10T11:14:08.570861
A_Calibrated_BAU | Secondary Techs | PWRSDSINDSO | TotalAnnualMaxCapacityInvestment | 2046 | 9999 | exempt_maxcap_uncapped | 2026-07-10T11:14:08.570861
A_Calibrated_BAU | Secondary Techs | PWRSDSINDSO | TotalAnnualMaxCapacityInvestment | 2047 | 9999 | exempt_maxcap_uncapped | 2026-07-10T11:14:08.570861
A_Calibrated_BAU | Secondary Techs | PWRSDSINDSO | TotalAnnualMaxCapacityInvestment | 2048 | 9999 | exempt_maxcap_uncapped | 2026-07-10T11:14:08.570861
A_Calibrated_BAU | Secondary Techs | PWRSDSINDSO | TotalAnnualMaxCapacityInvestment | 2049 | 9999 | exempt_maxcap_uncapped | 2026-07-10T11:14:08.570861
A_Calibrated_BAU | Secondary Techs | PWRSDSINDSO | TotalAnnualMaxCapacityInvestment | 2050 | 9999 | exempt_maxcap_uncapped | 2026-07-10T11:14:08.570861
A_Calibrated_BAU | Secondary Techs | PWRSDSINDSO | TotalAnnualMaxCapacityInvestment | 2023 | 9999 | exempt_uncapped | 2026-07-10T11:14:08.570861
A_Calibrated_BAU | Secondary Techs | PWRSDSINDSO | TotalAnnualMaxCapacityInvestment | 2024 | 9999 | exempt_uncapped | 2026-07-10T11:14:08.570861
A_Calibrated_BAU | Secondary Techs | PWRSDSINDSO | TotalAnnualMaxCapacityInvestment | 2025 | 9999 | exempt_uncapped | 2026-07-10T11:14:08.570861
A_Calibrated_BAU | Secondary Techs | PWRSDSINDSO | TotalAnnualMaxCapacityInvestment | 2026 | 9999 | exempt_uncapped | 2026-07-10T11:14:08.570861
A_Calibrated_BAU | Secondary Techs | PWRSDSINDSO | TotalAnnualMaxCapacityInvestment | 2027 | 9999 | exempt_uncapped | 2026-07-10T11:14:08.570861
A_Calibrated_BAU | Secondary Techs | PWRSDSINDSO | TotalAnnualMaxCapacityInvestment | 2028 | 9999 | exempt_uncapped | 2026-07-10T11:14:08.570861
A_Calibrated_BAU | Secondary Techs | PWRSDSINDSO | TotalAnnualMaxCapacityInvestment | 2029 | 9999 | exempt_uncapped | 2026-07-10T11:14:08.570861
A_Calibrated_BAU | Secondary Techs | PWRSDSINDSO | TotalAnnualMaxCapacityInvestment | 2030 | 9999 | exempt_uncapped | 2026-07-10T11:14:08.570861
A_Calibrated_BAU | Secondary Techs | PWRSDSINDSO | TotalAnnualMaxCapacityInvestment | 2031 | 9999 | exempt_uncapped | 2026-07-10T11:14:08.570861
A_Calibrated_BAU | Secondary Techs | PWRSDSINDSO | TotalAnnualMaxCapacityInvestment | 2032 | 9999 | exempt_uncapped | 2026-07-10T11:14:08.570861
A_Calibrated_BAU | Secondary Techs | PWRSDSINDSO | TotalAnnualMaxCapacityInvestment | 2033 | 9999 | exempt_uncapped | 2026-07-10T11:14:08.570861
A_Calibrated_BAU | Secondary Techs | PWRSDSINDSO | TotalAnnualMaxCapacityInvestment | 2034 | 9999 | exempt_uncapped | 2026-07-10T11:14:08.570861
A_Calibrated_BAU | Secondary Techs | PWRSDSINDSO | TotalAnnualMaxCapacityInvestment | 2035 | 9999 | exempt_uncapped | 2026-07-10T11:14:08.570861
A_Calibrated_BAU | Secondary Techs | PWRSDSINDSO | TotalAnnualMaxCapacityInvestment | 2036 | 9999 | exempt_uncapped | 2026-07-10T11:14:08.570861
A_Calibrated_BAU | Secondary Techs | PWRSDSINDSO | TotalAnnualMaxCapacityInvestment | 2037 | 9999 | exempt_uncapped | 2026-07-10T11:14:08.570861
A_Calibrated_BAU | Secondary Techs | PWRSDSINDSO | TotalAnnualMaxCapacityInvestment | 2038 | 9999 | exempt_uncapped | 2026-07-10T11:14:08.570861
A_Calibrated_BAU | Secondary Techs | PWRSDSINDSO | TotalAnnualMaxCapacityInvestment | 2039 | 9999 | exempt_uncapped | 2026-07-10T11:14:08.570861
A_Calibrated_BAU | Secondary Techs | PWRSDSINDSO | TotalAnnualMaxCapacityInvestment | 2040 | 9999 | exempt_uncapped | 2026-07-10T11:14:08.570861
A_Calibrated_BAU | Secondary Techs | PWRSDSINDSO | TotalAnnualMaxCapacityInvestment | 2041 | 9999 | exempt_uncapped | 2026-07-10T11:14:08.570861
A_Calibrated_BAU | Secondary Techs | PWRSDSINDSO | TotalAnnualMaxCapacityInvestment | 2042 | 9999 | exempt_uncapped | 2026-07-10T11:14:08.570861
A_Calibrated_BAU | Secondary Techs | PWRSDSINDSO | TotalAnnualMaxCapacityInvestment | 2043 | 9999 | exempt_uncapped | 2026-07-10T11:14:08.570861
A_Calibrated_BAU | Secondary Techs | PWRSDSINDSO | TotalAnnualMaxCapacityInvestment | 2044 | 9999 | exempt_uncapped | 2026-07-10T11:14:08.570861
A_Calibrated_BAU | Secondary Techs | PWRSDSINDSO | TotalAnnualMaxCapacityInvestment | 2045 | 9999 | exempt_uncapped | 2026-07-10T11:14:08.570861
A_Calibrated_BAU | Secondary Techs | PWRSDSINDSO | TotalAnnualMaxCapacityInvestment | 2046 | 9999 | exempt_uncapped | 2026-07-10T11:14:08.570861
A_Calibrated_BAU | Secondary Techs | PWRSDSINDSO | TotalAnnualMaxCapacityInvestment | 2047 | 9999 | exempt_uncapped | 2026-07-10T11:14:08.570861
A_Calibrated_BAU | Secondary Techs | PWRSDSINDSO | TotalAnnualMaxCapacityInvestment | 2048 | 9999 | exempt_uncapped | 2026-07-10T11:14:08.570861
A_Calibrated_BAU | Secondary Techs | PWRSDSINDSO | TotalAnnualMaxCapacityInvestment | 2049 | 9999 | exempt_uncapped | 2026-07-10T11:14:08.570861
A_Calibrated_BAU | Secondary Techs | PWRSDSINDSO | TotalAnnualMaxCapacityInvestment | 2050 | 9999 | exempt_uncapped | 2026-07-10T11:14:08.570861
A_Calibrated_BAU | Secondary Techs | PWRSDSINDNE | TotalAnnualMaxCapacityInvestment | 2023 | 9999 | exempt_maxcap_uncapped | 2026-07-10T11:14:08.570861
A_Calibrated_BAU | Secondary Techs | PWRSDSINDNE | TotalAnnualMaxCapacityInvestment | 2024 | 9999 | exempt_maxcap_uncapped | 2026-07-10T11:14:08.570861
A_Calibrated_BAU | Secondary Techs | PWRSDSINDNE | TotalAnnualMaxCapacityInvestment | 2025 | 9999 | exempt_maxcap_uncapped | 2026-07-10T11:14:08.570861
A_Calibrated_BAU | Secondary Techs | PWRSDSINDNE | TotalAnnualMaxCapacityInvestment | 2026 | 9999 | exempt_maxcap_uncapped | 2026-07-10T11:14:08.570861
A_Calibrated_BAU | Secondary Techs | PWRSDSINDNE | TotalAnnualMaxCapacityInvestment | 2027 | 9999 | exempt_maxcap_uncapped | 2026-07-10T11:14:08.570861
A_Calibrated_BAU | Secondary Techs | PWRSDSINDNE | TotalAnnualMaxCapacityInvestment | 2028 | 9999 | exempt_maxcap_uncapped | 2026-07-10T11:14:08.570861
A_Calibrated_BAU | Secondary Techs | PWRSDSINDNE | TotalAnnualMaxCapacityInvestment | 2029 | 9999 | exempt_maxcap_uncapped | 2026-07-10T11:14:08.570861
A_Calibrated_BAU | Secondary Techs | PWRSDSINDNE | TotalAnnualMaxCapacityInvestment | 2030 | 9999 | exempt_maxcap_uncapped | 2026-07-10T11:14:08.570861
A_Calibrated_BAU | Secondary Techs | PWRSDSINDNE | TotalAnnualMaxCapacityInvestment | 2031 | 9999 | exempt_maxcap_uncapped | 2026-07-10T11:14:08.570861
A_Calibrated_BAU | Secondary Techs | PWRSDSINDNE | TotalAnnualMaxCapacityInvestment | 2032 | 9999 | exempt_maxcap_uncapped | 2026-07-10T11:14:08.570861
A_Calibrated_BAU | Secondary Techs | PWRSDSINDNE | TotalAnnualMaxCapacityInvestment | 2033 | 9999 | exempt_maxcap_uncapped | 2026-07-10T11:14:08.570861
A_Calibrated_BAU | Secondary Techs | PWRSDSINDNE | TotalAnnualMaxCapacityInvestment | 2034 | 9999 | exempt_maxcap_uncapped | 2026-07-10T11:14:08.570861
A_Calibrated_BAU | Secondary Techs | PWRSDSINDNE | TotalAnnualMaxCapacityInvestment | 2035 | 9999 | exempt_maxcap_uncapped | 2026-07-10T11:14:08.570861
A_Calibrated_BAU | Secondary Techs | PWRSDSINDNE | TotalAnnualMaxCapacityInvestment | 2036 | 9999 | exempt_maxcap_uncapped | 2026-07-10T11:14:08.570861
A_Calibrated_BAU | Secondary Techs | PWRSDSINDNE | TotalAnnualMaxCapacityInvestment | 2037 | 9999 | exempt_maxcap_uncapped | 2026-07-10T11:14:08.570861
A_Calibrated_BAU | Secondary Techs | PWRSDSINDNE | TotalAnnualMaxCapacityInvestment | 2038 | 9999 | exempt_maxcap_uncapped | 2026-07-10T11:14:08.570861
A_Calibrated_BAU | Secondary Techs | PWRSDSINDNE | TotalAnnualMaxCapacityInvestment | 2039 | 9999 | exempt_maxcap_uncapped | 2026-07-10T11:14:08.570861
A_Calibrated_BAU | Secondary Techs | PWRSDSINDNE | TotalAnnualMaxCapacityInvestment | 2040 | 9999 | exempt_maxcap_uncapped | 2026-07-10T11:14:08.570861
A_Calibrated_BAU | Secondary Techs | PWRSDSINDNE | TotalAnnualMaxCapacityInvestment | 2041 | 9999 | exempt_maxcap_uncapped | 2026-07-10T11:14:08.570861
A_Calibrated_BAU | Secondary Techs | PWRSDSINDNE | TotalAnnualMaxCapacityInvestment | 2042 | 9999 | exempt_maxcap_uncapped | 2026-07-10T11:14:08.570861
A_Calibrated_BAU | Secondary Techs | PWRSDSINDNE | TotalAnnualMaxCapacityInvestment | 2043 | 9999 | exempt_maxcap_uncapped | 2026-07-10T11:14:08.570861
A_Calibrated_BAU | Secondary Techs | PWRSDSINDNE | TotalAnnualMaxCapacityInvestment | 2044 | 9999 | exempt_maxcap_uncapped | 2026-07-10T11:14:08.570861
A_Calibrated_BAU | Secondary Techs | PWRSDSINDNE | TotalAnnualMaxCapacityInvestment | 2045 | 9999 | exempt_maxcap_uncapped | 2026-07-10T11:14:08.570861
A_Calibrated_BAU | Secondary Techs | PWRSDSINDNE | TotalAnnualMaxCapacityInvestment | 2046 | 9999 | exempt_maxcap_uncapped | 2026-07-10T11:14:08.570861
A_Calibrated_BAU | Secondary Techs | PWRSDSINDNE | TotalAnnualMaxCapacityInvestment | 2047 | 9999 | exempt_maxcap_uncapped | 2026-07-10T11:14:08.570861
A_Calibrated_BAU | Secondary Techs | PWRSDSINDNE | TotalAnnualMaxCapacityInvestment | 2048 | 9999 | exempt_maxcap_uncapped | 2026-07-10T11:14:08.570861
A_Calibrated_BAU | Secondary Techs | PWRSDSINDNE | TotalAnnualMaxCapacityInvestment | 2049 | 9999 | exempt_maxcap_uncapped | 2026-07-10T11:14:08.570861
A_Calibrated_BAU | Secondary Techs | PWRSDSINDNE | TotalAnnualMaxCapacityInvestment | 2050 | 9999 | exempt_maxcap_uncapped | 2026-07-10T11:14:08.570861
A_Calibrated_BAU | Secondary Techs | PWRSDSINDNE | TotalAnnualMaxCapacityInvestment | 2023 | 9999 | exempt_uncapped | 2026-07-10T11:14:08.570861
A_Calibrated_BAU | Secondary Techs | PWRSDSINDNE | TotalAnnualMaxCapacityInvestment | 2024 | 9999 | exempt_uncapped | 2026-07-10T11:14:08.570861
A_Calibrated_BAU | Secondary Techs | PWRSDSINDNE | TotalAnnualMaxCapacityInvestment | 2025 | 9999 | exempt_uncapped | 2026-07-10T11:14:08.570861
A_Calibrated_BAU | Secondary Techs | PWRSDSINDNE | TotalAnnualMaxCapacityInvestment | 2026 | 9999 | exempt_uncapped | 2026-07-10T11:14:08.570861
A_Calibrated_BAU | Secondary Techs | PWRSDSINDNE | TotalAnnualMaxCapacityInvestment | 2027 | 9999 | exempt_uncapped | 2026-07-10T11:14:08.570861
A_Calibrated_BAU | Secondary Techs | PWRSDSINDNE | TotalAnnualMaxCapacityInvestment | 2028 | 9999 | exempt_uncapped | 2026-07-10T11:14:08.570861
A_Calibrated_BAU | Secondary Techs | PWRSDSINDNE | TotalAnnualMaxCapacityInvestment | 2029 | 9999 | exempt_uncapped | 2026-07-10T11:14:08.570861
A_Calibrated_BAU | Secondary Techs | PWRSDSINDNE | TotalAnnualMaxCapacityInvestment | 2030 | 9999 | exempt_uncapped | 2026-07-10T11:14:08.570861
A_Calibrated_BAU | Secondary Techs | PWRSDSINDNE | TotalAnnualMaxCapacityInvestment | 2031 | 9999 | exempt_uncapped | 2026-07-10T11:14:08.570861
A_Calibrated_BAU | Secondary Techs | PWRSDSINDNE | TotalAnnualMaxCapacityInvestment | 2032 | 9999 | exempt_uncapped | 2026-07-10T11:14:08.570861
A_Calibrated_BAU | Secondary Techs | PWRSDSINDNE | TotalAnnualMaxCapacityInvestment | 2033 | 9999 | exempt_uncapped | 2026-07-10T11:14:08.570861
A_Calibrated_BAU | Secondary Techs | PWRSDSINDNE | TotalAnnualMaxCapacityInvestment | 2034 | 9999 | exempt_uncapped | 2026-07-10T11:14:08.570861
A_Calibrated_BAU | Secondary Techs | PWRSDSINDNE | TotalAnnualMaxCapacityInvestment | 2035 | 9999 | exempt_uncapped | 2026-07-10T11:14:08.570861
A_Calibrated_BAU | Secondary Techs | PWRSDSINDNE | TotalAnnualMaxCapacityInvestment | 2036 | 9999 | exempt_uncapped | 2026-07-10T11:14:08.570861
A_Calibrated_BAU | Secondary Techs | PWRSDSINDNE | TotalAnnualMaxCapacityInvestment | 2037 | 9999 | exempt_uncapped | 2026-07-10T11:14:08.570861
A_Calibrated_BAU | Secondary Techs | PWRSDSINDNE | TotalAnnualMaxCapacityInvestment | 2038 | 9999 | exempt_uncapped | 2026-07-10T11:14:08.570861
A_Calibrated_BAU | Secondary Techs | PWRSDSINDNE | TotalAnnualMaxCapacityInvestment | 2039 | 9999 | exempt_uncapped | 2026-07-10T11:14:08.570861
A_Calibrated_BAU | Secondary Techs | PWRSDSINDNE | TotalAnnualMaxCapacityInvestment | 2040 | 9999 | exempt_uncapped | 2026-07-10T11:14:08.570861
A_Calibrated_BAU | Secondary Techs | PWRSDSINDNE | TotalAnnualMaxCapacityInvestment | 2041 | 9999 | exempt_uncapped | 2026-07-10T11:14:08.570861
A_Calibrated_BAU | Secondary Techs | PWRSDSINDNE | TotalAnnualMaxCapacityInvestment | 2042 | 9999 | exempt_uncapped | 2026-07-10T11:14:08.570861
A_Calibrated_BAU | Secondary Techs | PWRSDSINDNE | TotalAnnualMaxCapacityInvestment | 2043 | 9999 | exempt_uncapped | 2026-07-10T11:14:08.570861
A_Calibrated_BAU | Secondary Techs | PWRSDSINDNE | TotalAnnualMaxCapacityInvestment | 2044 | 9999 | exempt_uncapped | 2026-07-10T11:14:08.570861
A_Calibrated_BAU | Secondary Techs | PWRSDSINDNE | TotalAnnualMaxCapacityInvestment | 2045 | 9999 | exempt_uncapped | 2026-07-10T11:14:08.570861
A_Calibrated_BAU | Secondary Techs | PWRSDSINDNE | TotalAnnualMaxCapacityInvestment | 2046 | 9999 | exempt_uncapped | 2026-07-10T11:14:08.570861
A_Calibrated_BAU | Secondary Techs | PWRSDSINDNE | TotalAnnualMaxCapacityInvestment | 2047 | 9999 | exempt_uncapped | 2026-07-10T11:14:08.570861
A_Calibrated_BAU | Secondary Techs | PWRSDSINDNE | TotalAnnualMaxCapacityInvestment | 2048 | 9999 | exempt_uncapped | 2026-07-10T11:14:08.570861
A_Calibrated_BAU | Secondary Techs | PWRSDSINDNE | TotalAnnualMaxCapacityInvestment | 2049 | 9999 | exempt_uncapped | 2026-07-10T11:14:08.570861
A_Calibrated_BAU | Secondary Techs | PWRSDSINDNE | TotalAnnualMaxCapacityInvestment | 2050 | 9999 | exempt_uncapped | 2026-07-10T11:14:08.570861
A_Calibrated_BAU | Secondary Techs | PWRSDSLKAXX | TotalAnnualMaxCapacityInvestment | 2023 | 9999 | exempt_maxcap_uncapped | 2026-07-10T11:14:08.570861
A_Calibrated_BAU | Secondary Techs | PWRSDSLKAXX | TotalAnnualMaxCapacityInvestment | 2024 | 9999 | exempt_maxcap_uncapped | 2026-07-10T11:14:08.570861
A_Calibrated_BAU | Secondary Techs | PWRSDSLKAXX | TotalAnnualMaxCapacityInvestment | 2025 | 9999 | exempt_maxcap_uncapped | 2026-07-10T11:14:08.570861
A_Calibrated_BAU | Secondary Techs | PWRSDSLKAXX | TotalAnnualMaxCapacityInvestment | 2026 | 9999 | exempt_maxcap_uncapped | 2026-07-10T11:14:08.570861
A_Calibrated_BAU | Secondary Techs | PWRSDSLKAXX | TotalAnnualMaxCapacityInvestment | 2027 | 9999 | exempt_maxcap_uncapped | 2026-07-10T11:14:08.570861
A_Calibrated_BAU | Secondary Techs | PWRSDSLKAXX | TotalAnnualMaxCapacityInvestment | 2028 | 9999 | exempt_maxcap_uncapped | 2026-07-10T11:14:08.570861
A_Calibrated_BAU | Secondary Techs | PWRSDSLKAXX | TotalAnnualMaxCapacityInvestment | 2029 | 9999 | exempt_maxcap_uncapped | 2026-07-10T11:14:08.570861
A_Calibrated_BAU | Secondary Techs | PWRSDSLKAXX | TotalAnnualMaxCapacityInvestment | 2030 | 9999 | exempt_maxcap_uncapped | 2026-07-10T11:14:08.570861
A_Calibrated_BAU | Secondary Techs | PWRSDSLKAXX | TotalAnnualMaxCapacityInvestment | 2031 | 9999 | exempt_maxcap_uncapped | 2026-07-10T11:14:08.570861
A_Calibrated_BAU | Secondary Techs | PWRSDSLKAXX | TotalAnnualMaxCapacityInvestment | 2032 | 9999 | exempt_maxcap_uncapped | 2026-07-10T11:14:08.570861
A_Calibrated_BAU | Secondary Techs | PWRSDSLKAXX | TotalAnnualMaxCapacityInvestment | 2033 | 9999 | exempt_maxcap_uncapped | 2026-07-10T11:14:08.570861
A_Calibrated_BAU | Secondary Techs | PWRSDSLKAXX | TotalAnnualMaxCapacityInvestment | 2034 | 9999 | exempt_maxcap_uncapped | 2026-07-10T11:14:08.570861
A_Calibrated_BAU | Secondary Techs | PWRSDSLKAXX | TotalAnnualMaxCapacityInvestment | 2035 | 9999 | exempt_maxcap_uncapped | 2026-07-10T11:14:08.570861
A_Calibrated_BAU | Secondary Techs | PWRSDSLKAXX | TotalAnnualMaxCapacityInvestment | 2036 | 9999 | exempt_maxcap_uncapped | 2026-07-10T11:14:08.570861
A_Calibrated_BAU | Secondary Techs | PWRSDSLKAXX | TotalAnnualMaxCapacityInvestment | 2037 | 9999 | exempt_maxcap_uncapped | 2026-07-10T11:14:08.570861
A_Calibrated_BAU | Secondary Techs | PWRSDSLKAXX | TotalAnnualMaxCapacityInvestment | 2038 | 9999 | exempt_maxcap_uncapped | 2026-07-10T11:14:08.570861
A_Calibrated_BAU | Secondary Techs | PWRSDSLKAXX | TotalAnnualMaxCapacityInvestment | 2039 | 9999 | exempt_maxcap_uncapped | 2026-07-10T11:14:08.570861
A_Calibrated_BAU | Secondary Techs | PWRSDSLKAXX | TotalAnnualMaxCapacityInvestment | 2040 | 9999 | exempt_maxcap_uncapped | 2026-07-10T11:14:08.570861
A_Calibrated_BAU | Secondary Techs | PWRSDSLKAXX | TotalAnnualMaxCapacityInvestment | 2041 | 9999 | exempt_maxcap_uncapped | 2026-07-10T11:14:08.570861
A_Calibrated_BAU | Secondary Techs | PWRSDSLKAXX | TotalAnnualMaxCapacityInvestment | 2042 | 9999 | exempt_maxcap_uncapped | 2026-07-10T11:14:08.570861
A_Calibrated_BAU | Secondary Techs | PWRSDSLKAXX | TotalAnnualMaxCapacityInvestment | 2043 | 9999 | exempt_maxcap_uncapped | 2026-07-10T11:14:08.570861
A_Calibrated_BAU | Secondary Techs | PWRSDSLKAXX | TotalAnnualMaxCapacityInvestment | 2044 | 9999 | exempt_maxcap_uncapped | 2026-07-10T11:14:08.570861
A_Calibrated_BAU | Secondary Techs | PWRSDSLKAXX | TotalAnnualMaxCapacityInvestment | 2045 | 9999 | exempt_maxcap_uncapped | 2026-07-10T11:14:08.570861
A_Calibrated_BAU | Secondary Techs | PWRSDSLKAXX | TotalAnnualMaxCapacityInvestment | 2046 | 9999 | exempt_maxcap_uncapped | 2026-07-10T11:14:08.570861
A_Calibrated_BAU | Secondary Techs | PWRSDSLKAXX | TotalAnnualMaxCapacityInvestment | 2047 | 9999 | exempt_maxcap_uncapped | 2026-07-10T11:14:08.570861
A_Calibrated_BAU | Secondary Techs | PWRSDSLKAXX | TotalAnnualMaxCapacityInvestment | 2048 | 9999 | exempt_maxcap_uncapped | 2026-07-10T11:14:08.570861
A_Calibrated_BAU | Secondary Techs | PWRSDSLKAXX | TotalAnnualMaxCapacityInvestment | 2049 | 9999 | exempt_maxcap_uncapped | 2026-07-10T11:14:08.570861
A_Calibrated_BAU | Secondary Techs | PWRSDSLKAXX | TotalAnnualMaxCapacityInvestment | 2050 | 9999 | exempt_maxcap_uncapped | 2026-07-10T11:14:08.570861
A_Calibrated_BAU | Secondary Techs | PWRLDSLKAXX | TotalAnnualMaxCapacityInvestment | 2023 | 9999 | exempt_maxcap_uncapped | 2026-07-10T11:14:08.570861
A_Calibrated_BAU | Secondary Techs | PWRLDSLKAXX | TotalAnnualMaxCapacityInvestment | 2024 | 9999 | exempt_maxcap_uncapped | 2026-07-10T11:14:08.570861
A_Calibrated_BAU | Secondary Techs | PWRLDSLKAXX | TotalAnnualMaxCapacityInvestment | 2025 | 9999 | exempt_maxcap_uncapped | 2026-07-10T11:14:08.570861
A_Calibrated_BAU | Secondary Techs | PWRLDSLKAXX | TotalAnnualMaxCapacityInvestment | 2026 | 9999 | exempt_maxcap_uncapped | 2026-07-10T11:14:08.570861
A_Calibrated_BAU | Secondary Techs | PWRLDSLKAXX | TotalAnnualMaxCapacityInvestment | 2027 | 9999 | exempt_maxcap_uncapped | 2026-07-10T11:14:08.570861
A_Calibrated_BAU | Secondary Techs | PWRLDSLKAXX | TotalAnnualMaxCapacityInvestment | 2028 | 9999 | exempt_maxcap_uncapped | 2026-07-10T11:14:08.570861
A_Calibrated_BAU | Secondary Techs | PWRLDSLKAXX | TotalAnnualMaxCapacityInvestment | 2029 | 9999 | exempt_maxcap_uncapped | 2026-07-10T11:14:08.570861
A_Calibrated_BAU | Secondary Techs | PWRLDSLKAXX | TotalAnnualMaxCapacityInvestment | 2030 | 9999 | exempt_maxcap_uncapped | 2026-07-10T11:14:08.570861
A_Calibrated_BAU | Secondary Techs | PWRLDSLKAXX | TotalAnnualMaxCapacityInvestment | 2031 | 9999 | exempt_maxcap_uncapped | 2026-07-10T11:14:08.570861
A_Calibrated_BAU | Secondary Techs | PWRLDSLKAXX | TotalAnnualMaxCapacityInvestment | 2032 | 9999 | exempt_maxcap_uncapped | 2026-07-10T11:14:08.570861
A_Calibrated_BAU | Secondary Techs | PWRLDSLKAXX | TotalAnnualMaxCapacityInvestment | 2033 | 9999 | exempt_maxcap_uncapped | 2026-07-10T11:14:08.570861
A_Calibrated_BAU | Secondary Techs | PWRLDSLKAXX | TotalAnnualMaxCapacityInvestment | 2034 | 9999 | exempt_maxcap_uncapped | 2026-07-10T11:14:08.570861
A_Calibrated_BAU | Secondary Techs | PWRLDSLKAXX | TotalAnnualMaxCapacityInvestment | 2035 | 9999 | exempt_maxcap_uncapped | 2026-07-10T11:14:08.570861
A_Calibrated_BAU | Secondary Techs | PWRLDSLKAXX | TotalAnnualMaxCapacityInvestment | 2036 | 9999 | exempt_maxcap_uncapped | 2026-07-10T11:14:08.570861
A_Calibrated_BAU | Secondary Techs | PWRLDSLKAXX | TotalAnnualMaxCapacityInvestment | 2037 | 9999 | exempt_maxcap_uncapped | 2026-07-10T11:14:08.570861
A_Calibrated_BAU | Secondary Techs | PWRLDSLKAXX | TotalAnnualMaxCapacityInvestment | 2038 | 9999 | exempt_maxcap_uncapped | 2026-07-10T11:14:08.570861
A_Calibrated_BAU | Secondary Techs | PWRLDSLKAXX | TotalAnnualMaxCapacityInvestment | 2039 | 9999 | exempt_maxcap_uncapped | 2026-07-10T11:14:08.570861
A_Calibrated_BAU | Secondary Techs | PWRLDSLKAXX | TotalAnnualMaxCapacityInvestment | 2040 | 9999 | exempt_maxcap_uncapped | 2026-07-10T11:14:08.570861
A_Calibrated_BAU | Secondary Techs | PWRLDSLKAXX | TotalAnnualMaxCapacityInvestment | 2041 | 9999 | exempt_maxcap_uncapped | 2026-07-10T11:14:08.570861
A_Calibrated_BAU | Secondary Techs | PWRLDSLKAXX | TotalAnnualMaxCapacityInvestment | 2042 | 9999 | exempt_maxcap_uncapped | 2026-07-10T11:14:08.570861
A_Calibrated_BAU | Secondary Techs | PWRLDSLKAXX | TotalAnnualMaxCapacityInvestment | 2043 | 9999 | exempt_maxcap_uncapped | 2026-07-10T11:14:08.570861
A_Calibrated_BAU | Secondary Techs | PWRLDSLKAXX | TotalAnnualMaxCapacityInvestment | 2044 | 9999 | exempt_maxcap_uncapped | 2026-07-10T11:14:08.570861
A_Calibrated_BAU | Secondary Techs | PWRLDSLKAXX | TotalAnnualMaxCapacityInvestment | 2045 | 9999 | exempt_maxcap_uncapped | 2026-07-10T11:14:08.570861
A_Calibrated_BAU | Secondary Techs | PWRLDSLKAXX | TotalAnnualMaxCapacityInvestment | 2046 | 9999 | exempt_maxcap_uncapped | 2026-07-10T11:14:08.570861
A_Calibrated_BAU | Secondary Techs | PWRLDSLKAXX | TotalAnnualMaxCapacityInvestment | 2047 | 9999 | exempt_maxcap_uncapped | 2026-07-10T11:14:08.570861
A_Calibrated_BAU | Secondary Techs | PWRLDSLKAXX | TotalAnnualMaxCapacityInvestment | 2048 | 9999 | exempt_maxcap_uncapped | 2026-07-10T11:14:08.570861
A_Calibrated_BAU | Secondary Techs | PWRLDSLKAXX | TotalAnnualMaxCapacityInvestment | 2049 | 9999 | exempt_maxcap_uncapped | 2026-07-10T11:14:08.570861
A_Calibrated_BAU | Secondary Techs | PWRLDSLKAXX | TotalAnnualMaxCapacityInvestment | 2050 | 9999 | exempt_maxcap_uncapped | 2026-07-10T11:14:08.570861
A_Calibrated_BAU | Secondary Techs | PWRLDSLKAXX | TotalAnnualMaxCapacityInvestment | 2023 | 9999 | exempt_uncapped | 2026-07-10T11:14:08.570861
A_Calibrated_BAU | Secondary Techs | PWRLDSLKAXX | TotalAnnualMaxCapacityInvestment | 2024 | 9999 | exempt_uncapped | 2026-07-10T11:14:08.570861
A_Calibrated_BAU | Secondary Techs | PWRLDSLKAXX | TotalAnnualMaxCapacityInvestment | 2025 | 9999 | exempt_uncapped | 2026-07-10T11:14:08.570861
A_Calibrated_BAU | Secondary Techs | PWRLDSLKAXX | TotalAnnualMaxCapacityInvestment | 2026 | 9999 | exempt_uncapped | 2026-07-10T11:14:08.570861
A_Calibrated_BAU | Secondary Techs | PWRLDSLKAXX | TotalAnnualMaxCapacityInvestment | 2027 | 9999 | exempt_uncapped | 2026-07-10T11:14:08.570861
A_Calibrated_BAU | Secondary Techs | PWRLDSLKAXX | TotalAnnualMaxCapacityInvestment | 2028 | 9999 | exempt_uncapped | 2026-07-10T11:14:08.570861
A_Calibrated_BAU | Secondary Techs | PWRLDSLKAXX | TotalAnnualMaxCapacityInvestment | 2029 | 9999 | exempt_uncapped | 2026-07-10T11:14:08.570861
A_Calibrated_BAU | Secondary Techs | PWRLDSLKAXX | TotalAnnualMaxCapacityInvestment | 2030 | 9999 | exempt_uncapped | 2026-07-10T11:14:08.570861
A_Calibrated_BAU | Secondary Techs | PWRLDSLKAXX | TotalAnnualMaxCapacityInvestment | 2031 | 9999 | exempt_uncapped | 2026-07-10T11:14:08.570861
A_Calibrated_BAU | Secondary Techs | PWRLDSLKAXX | TotalAnnualMaxCapacityInvestment | 2032 | 9999 | exempt_uncapped | 2026-07-10T11:14:08.570861
A_Calibrated_BAU | Secondary Techs | PWRLDSLKAXX | TotalAnnualMaxCapacityInvestment | 2033 | 9999 | exempt_uncapped | 2026-07-10T11:14:08.570861
A_Calibrated_BAU | Secondary Techs | PWRLDSLKAXX | TotalAnnualMaxCapacityInvestment | 2034 | 9999 | exempt_uncapped | 2026-07-10T11:14:08.570861
A_Calibrated_BAU | Secondary Techs | PWRLDSLKAXX | TotalAnnualMaxCapacityInvestment | 2035 | 9999 | exempt_uncapped | 2026-07-10T11:14:08.570861
A_Calibrated_BAU | Secondary Techs | PWRLDSLKAXX | TotalAnnualMaxCapacityInvestment | 2036 | 9999 | exempt_uncapped | 2026-07-10T11:14:08.570861
A_Calibrated_BAU | Secondary Techs | PWRLDSLKAXX | TotalAnnualMaxCapacityInvestment | 2037 | 9999 | exempt_uncapped | 2026-07-10T11:14:08.570861
A_Calibrated_BAU | Secondary Techs | PWRLDSLKAXX | TotalAnnualMaxCapacityInvestment | 2038 | 9999 | exempt_uncapped | 2026-07-10T11:14:08.570861
A_Calibrated_BAU | Secondary Techs | PWRLDSLKAXX | TotalAnnualMaxCapacityInvestment | 2039 | 9999 | exempt_uncapped | 2026-07-10T11:14:08.570861
A_Calibrated_BAU | Secondary Techs | PWRLDSLKAXX | TotalAnnualMaxCapacityInvestment | 2040 | 9999 | exempt_uncapped | 2026-07-10T11:14:08.570861
A_Calibrated_BAU | Secondary Techs | PWRLDSLKAXX | TotalAnnualMaxCapacityInvestment | 2041 | 9999 | exempt_uncapped | 2026-07-10T11:14:08.570861
A_Calibrated_BAU | Secondary Techs | PWRLDSLKAXX | TotalAnnualMaxCapacityInvestment | 2042 | 9999 | exempt_uncapped | 2026-07-10T11:14:08.570861
A_Calibrated_BAU | Secondary Techs | PWRLDSLKAXX | TotalAnnualMaxCapacityInvestment | 2043 | 9999 | exempt_uncapped | 2026-07-10T11:14:08.570861
A_Calibrated_BAU | Secondary Techs | PWRLDSLKAXX | TotalAnnualMaxCapacityInvestment | 2044 | 9999 | exempt_uncapped | 2026-07-10T11:14:08.570861
A_Calibrated_BAU | Secondary Techs | PWRLDSLKAXX | TotalAnnualMaxCapacityInvestment | 2045 | 9999 | exempt_uncapped | 2026-07-10T11:14:08.570861
A_Calibrated_BAU | Secondary Techs | PWRLDSLKAXX | TotalAnnualMaxCapacityInvestment | 2046 | 9999 | exempt_uncapped | 2026-07-10T11:14:08.570861
A_Calibrated_BAU | Secondary Techs | PWRLDSLKAXX | TotalAnnualMaxCapacityInvestment | 2047 | 9999 | exempt_uncapped | 2026-07-10T11:14:08.570861
A_Calibrated_BAU | Secondary Techs | PWRLDSLKAXX | TotalAnnualMaxCapacityInvestment | 2048 | 9999 | exempt_uncapped | 2026-07-10T11:14:08.570861
A_Calibrated_BAU | Secondary Techs | PWRLDSLKAXX | TotalAnnualMaxCapacityInvestment | 2049 | 9999 | exempt_uncapped | 2026-07-10T11:14:08.570861
A_Calibrated_BAU | Secondary Techs | PWRLDSLKAXX | TotalAnnualMaxCapacityInvestment | 2050 | 9999 | exempt_uncapped | 2026-07-10T11:14:08.570861
A_Calibrated_BAU | Secondary Techs | PWRSDSINDEA | TotalAnnualMaxCapacityInvestment | 2023 | 9999 | exempt_maxcap_uncapped | 2026-07-10T11:14:08.570861
A_Calibrated_BAU | Secondary Techs | PWRSDSINDEA | TotalAnnualMaxCapacityInvestment | 2024 | 9999 | exempt_maxcap_uncapped | 2026-07-10T11:14:08.570861
A_Calibrated_BAU | Secondary Techs | PWRSDSINDEA | TotalAnnualMaxCapacityInvestment | 2025 | 9999 | exempt_maxcap_uncapped | 2026-07-10T11:14:08.570861
A_Calibrated_BAU | Secondary Techs | PWRSDSINDEA | TotalAnnualMaxCapacityInvestment | 2026 | 9999 | exempt_maxcap_uncapped | 2026-07-10T11:14:08.570861
A_Calibrated_BAU | Secondary Techs | PWRSDSINDEA | TotalAnnualMaxCapacityInvestment | 2027 | 9999 | exempt_maxcap_uncapped | 2026-07-10T11:14:08.570861
A_Calibrated_BAU | Secondary Techs | PWRSDSINDEA | TotalAnnualMaxCapacityInvestment | 2028 | 9999 | exempt_maxcap_uncapped | 2026-07-10T11:14:08.570861
A_Calibrated_BAU | Secondary Techs | PWRSDSINDEA | TotalAnnualMaxCapacityInvestment | 2029 | 9999 | exempt_maxcap_uncapped | 2026-07-10T11:14:08.570861
A_Calibrated_BAU | Secondary Techs | PWRSDSINDEA | TotalAnnualMaxCapacityInvestment | 2030 | 9999 | exempt_maxcap_uncapped | 2026-07-10T11:14:08.570861
A_Calibrated_BAU | Secondary Techs | PWRSDSINDEA | TotalAnnualMaxCapacityInvestment | 2031 | 9999 | exempt_maxcap_uncapped | 2026-07-10T11:14:08.570861
A_Calibrated_BAU | Secondary Techs | PWRSDSINDEA | TotalAnnualMaxCapacityInvestment | 2032 | 9999 | exempt_maxcap_uncapped | 2026-07-10T11:14:08.570861
A_Calibrated_BAU | Secondary Techs | PWRSDSINDEA | TotalAnnualMaxCapacityInvestment | 2033 | 9999 | exempt_maxcap_uncapped | 2026-07-10T11:14:08.570861
A_Calibrated_BAU | Secondary Techs | PWRSDSINDEA | TotalAnnualMaxCapacityInvestment | 2034 | 9999 | exempt_maxcap_uncapped | 2026-07-10T11:14:08.570861
A_Calibrated_BAU | Secondary Techs | PWRSDSINDEA | TotalAnnualMaxCapacityInvestment | 2035 | 9999 | exempt_maxcap_uncapped | 2026-07-10T11:14:08.570861
A_Calibrated_BAU | Secondary Techs | PWRSDSINDEA | TotalAnnualMaxCapacityInvestment | 2036 | 9999 | exempt_maxcap_uncapped | 2026-07-10T11:14:08.570861
A_Calibrated_BAU | Secondary Techs | PWRSDSINDEA | TotalAnnualMaxCapacityInvestment | 2037 | 9999 | exempt_maxcap_uncapped | 2026-07-10T11:14:08.570861
A_Calibrated_BAU | Secondary Techs | PWRSDSINDEA | TotalAnnualMaxCapacityInvestment | 2038 | 9999 | exempt_maxcap_uncapped | 2026-07-10T11:14:08.570861
A_Calibrated_BAU | Secondary Techs | PWRSDSINDEA | TotalAnnualMaxCapacityInvestment | 2039 | 9999 | exempt_maxcap_uncapped | 2026-07-10T11:14:08.570861
A_Calibrated_BAU | Secondary Techs | PWRSDSINDEA | TotalAnnualMaxCapacityInvestment | 2040 | 9999 | exempt_maxcap_uncapped | 2026-07-10T11:14:08.570861
A_Calibrated_BAU | Secondary Techs | PWRSDSINDEA | TotalAnnualMaxCapacityInvestment | 2041 | 9999 | exempt_maxcap_uncapped | 2026-07-10T11:14:08.570861
A_Calibrated_BAU | Secondary Techs | PWRSDSINDEA | TotalAnnualMaxCapacityInvestment | 2042 | 9999 | exempt_maxcap_uncapped | 2026-07-10T11:14:08.570861
A_Calibrated_BAU | Secondary Techs | PWRSDSINDEA | TotalAnnualMaxCapacityInvestment | 2043 | 9999 | exempt_maxcap_uncapped | 2026-07-10T11:14:08.570861
A_Calibrated_BAU | Secondary Techs | PWRSDSINDEA | TotalAnnualMaxCapacityInvestment | 2044 | 9999 | exempt_maxcap_uncapped | 2026-07-10T11:14:08.570861
A_Calibrated_BAU | Secondary Techs | PWRSDSINDEA | TotalAnnualMaxCapacityInvestment | 2045 | 9999 | exempt_maxcap_uncapped | 2026-07-10T11:14:08.570861
A_Calibrated_BAU | Secondary Techs | PWRSDSINDEA | TotalAnnualMaxCapacityInvestment | 2046 | 9999 | exempt_maxcap_uncapped | 2026-07-10T11:14:08.570861
A_Calibrated_BAU | Secondary Techs | PWRSDSINDEA | TotalAnnualMaxCapacityInvestment | 2047 | 9999 | exempt_maxcap_uncapped | 2026-07-10T11:14:08.570861
A_Calibrated_BAU | Secondary Techs | PWRSDSINDEA | TotalAnnualMaxCapacityInvestment | 2048 | 9999 | exempt_maxcap_uncapped | 2026-07-10T11:14:08.570861
A_Calibrated_BAU | Secondary Techs | PWRSDSINDEA | TotalAnnualMaxCapacityInvestment | 2049 | 9999 | exempt_maxcap_uncapped | 2026-07-10T11:14:08.570861
A_Calibrated_BAU | Secondary Techs | PWRSDSINDEA | TotalAnnualMaxCapacityInvestment | 2050 | 9999 | exempt_maxcap_uncapped | 2026-07-10T11:14:08.570861
A_Calibrated_BAU | Secondary Techs | PWRSDSINDEA | TotalAnnualMaxCapacityInvestment | 2023 | 9999 | exempt_uncapped | 2026-07-10T11:14:08.570861
A_Calibrated_BAU | Secondary Techs | PWRSDSINDEA | TotalAnnualMaxCapacityInvestment | 2024 | 9999 | exempt_uncapped | 2026-07-10T11:14:08.570861
A_Calibrated_BAU | Secondary Techs | PWRSDSINDEA | TotalAnnualMaxCapacityInvestment | 2025 | 9999 | exempt_uncapped | 2026-07-10T11:14:08.570861
A_Calibrated_BAU | Secondary Techs | PWRSDSINDEA | TotalAnnualMaxCapacityInvestment | 2026 | 9999 | exempt_uncapped | 2026-07-10T11:14:08.570861
A_Calibrated_BAU | Secondary Techs | PWRSDSINDEA | TotalAnnualMaxCapacityInvestment | 2027 | 9999 | exempt_uncapped | 2026-07-10T11:14:08.570861
A_Calibrated_BAU | Secondary Techs | PWRSDSINDEA | TotalAnnualMaxCapacityInvestment | 2028 | 9999 | exempt_uncapped | 2026-07-10T11:14:08.570861
A_Calibrated_BAU | Secondary Techs | PWRSDSINDEA | TotalAnnualMaxCapacityInvestment | 2029 | 9999 | exempt_uncapped | 2026-07-10T11:14:08.570861
A_Calibrated_BAU | Secondary Techs | PWRSDSINDEA | TotalAnnualMaxCapacityInvestment | 2030 | 9999 | exempt_uncapped | 2026-07-10T11:14:08.570861
A_Calibrated_BAU | Secondary Techs | PWRSDSINDEA | TotalAnnualMaxCapacityInvestment | 2031 | 9999 | exempt_uncapped | 2026-07-10T11:14:08.570861
A_Calibrated_BAU | Secondary Techs | PWRSDSINDEA | TotalAnnualMaxCapacityInvestment | 2032 | 9999 | exempt_uncapped | 2026-07-10T11:14:08.570861
A_Calibrated_BAU | Secondary Techs | PWRSDSINDEA | TotalAnnualMaxCapacityInvestment | 2033 | 9999 | exempt_uncapped | 2026-07-10T11:14:08.570861
A_Calibrated_BAU | Secondary Techs | PWRSDSINDEA | TotalAnnualMaxCapacityInvestment | 2034 | 9999 | exempt_uncapped | 2026-07-10T11:14:08.570861
A_Calibrated_BAU | Secondary Techs | PWRSDSINDEA | TotalAnnualMaxCapacityInvestment | 2035 | 9999 | exempt_uncapped | 2026-07-10T11:14:08.570861
A_Calibrated_BAU | Secondary Techs | PWRSDSINDEA | TotalAnnualMaxCapacityInvestment | 2036 | 9999 | exempt_uncapped | 2026-07-10T11:14:08.570861
A_Calibrated_BAU | Secondary Techs | PWRSDSINDEA | TotalAnnualMaxCapacityInvestment | 2037 | 9999 | exempt_uncapped | 2026-07-10T11:14:08.570861
A_Calibrated_BAU | Secondary Techs | PWRSDSINDEA | TotalAnnualMaxCapacityInvestment | 2038 | 9999 | exempt_uncapped | 2026-07-10T11:14:08.570861
A_Calibrated_BAU | Secondary Techs | PWRSDSINDEA | TotalAnnualMaxCapacityInvestment | 2039 | 9999 | exempt_uncapped | 2026-07-10T11:14:08.570861
A_Calibrated_BAU | Secondary Techs | PWRSDSINDEA | TotalAnnualMaxCapacityInvestment | 2040 | 9999 | exempt_uncapped | 2026-07-10T11:14:08.570861
A_Calibrated_BAU | Secondary Techs | PWRSDSINDEA | TotalAnnualMaxCapacityInvestment | 2041 | 9999 | exempt_uncapped | 2026-07-10T11:14:08.570861
A_Calibrated_BAU | Secondary Techs | PWRSDSINDEA | TotalAnnualMaxCapacityInvestment | 2042 | 9999 | exempt_uncapped | 2026-07-10T11:14:08.570861
A_Calibrated_BAU | Secondary Techs | PWRSDSINDEA | TotalAnnualMaxCapacityInvestment | 2043 | 9999 | exempt_uncapped | 2026-07-10T11:14:08.570861
A_Calibrated_BAU | Secondary Techs | PWRSDSINDEA | TotalAnnualMaxCapacityInvestment | 2044 | 9999 | exempt_uncapped | 2026-07-10T11:14:08.570861
A_Calibrated_BAU | Secondary Techs | PWRSDSINDEA | TotalAnnualMaxCapacityInvestment | 2045 | 9999 | exempt_uncapped | 2026-07-10T11:14:08.570861
A_Calibrated_BAU | Secondary Techs | PWRSDSINDEA | TotalAnnualMaxCapacityInvestment | 2046 | 9999 | exempt_uncapped | 2026-07-10T11:14:08.570861
A_Calibrated_BAU | Secondary Techs | PWRSDSINDEA | TotalAnnualMaxCapacityInvestment | 2047 | 9999 | exempt_uncapped | 2026-07-10T11:14:08.570861
A_Calibrated_BAU | Secondary Techs | PWRSDSINDEA | TotalAnnualMaxCapacityInvestment | 2048 | 9999 | exempt_uncapped | 2026-07-10T11:14:08.570861
A_Calibrated_BAU | Secondary Techs | PWRSDSINDEA | TotalAnnualMaxCapacityInvestment | 2049 | 9999 | exempt_uncapped | 2026-07-10T11:14:08.570861
A_Calibrated_BAU | Secondary Techs | PWRSDSINDEA | TotalAnnualMaxCapacityInvestment | 2050 | 9999 | exempt_uncapped | 2026-07-10T11:14:08.570861
A_Calibrated_BAU | Secondary Techs | PWRLDSINDWE | TotalAnnualMaxCapacityInvestment | 2023 | 9999 | exempt_maxcap_uncapped | 2026-07-10T11:14:08.570861
A_Calibrated_BAU | Secondary Techs | PWRLDSINDWE | TotalAnnualMaxCapacityInvestment | 2024 | 9999 | exempt_maxcap_uncapped | 2026-07-10T11:14:08.570861
A_Calibrated_BAU | Secondary Techs | PWRLDSINDWE | TotalAnnualMaxCapacityInvestment | 2025 | 9999 | exempt_maxcap_uncapped | 2026-07-10T11:14:08.570861
A_Calibrated_BAU | Secondary Techs | PWRLDSINDWE | TotalAnnualMaxCapacityInvestment | 2026 | 9999 | exempt_maxcap_uncapped | 2026-07-10T11:14:08.570861
A_Calibrated_BAU | Secondary Techs | PWRLDSINDWE | TotalAnnualMaxCapacityInvestment | 2027 | 9999 | exempt_maxcap_uncapped | 2026-07-10T11:14:08.570861
A_Calibrated_BAU | Secondary Techs | PWRLDSINDWE | TotalAnnualMaxCapacityInvestment | 2028 | 9999 | exempt_maxcap_uncapped | 2026-07-10T11:14:08.570861
A_Calibrated_BAU | Secondary Techs | PWRLDSINDWE | TotalAnnualMaxCapacityInvestment | 2029 | 9999 | exempt_maxcap_uncapped | 2026-07-10T11:14:08.570861
A_Calibrated_BAU | Secondary Techs | PWRLDSINDWE | TotalAnnualMaxCapacityInvestment | 2030 | 9999 | exempt_maxcap_uncapped | 2026-07-10T11:14:08.570861
A_Calibrated_BAU | Secondary Techs | PWRLDSINDWE | TotalAnnualMaxCapacityInvestment | 2031 | 9999 | exempt_maxcap_uncapped | 2026-07-10T11:14:08.570861
A_Calibrated_BAU | Secondary Techs | PWRLDSINDWE | TotalAnnualMaxCapacityInvestment | 2032 | 9999 | exempt_maxcap_uncapped | 2026-07-10T11:14:08.570861
A_Calibrated_BAU | Secondary Techs | PWRLDSINDWE | TotalAnnualMaxCapacityInvestment | 2033 | 9999 | exempt_maxcap_uncapped | 2026-07-10T11:14:08.570861
A_Calibrated_BAU | Secondary Techs | PWRLDSINDWE | TotalAnnualMaxCapacityInvestment | 2034 | 9999 | exempt_maxcap_uncapped | 2026-07-10T11:14:08.570861
A_Calibrated_BAU | Secondary Techs | PWRLDSINDWE | TotalAnnualMaxCapacityInvestment | 2035 | 9999 | exempt_maxcap_uncapped | 2026-07-10T11:14:08.570861
A_Calibrated_BAU | Secondary Techs | PWRLDSINDWE | TotalAnnualMaxCapacityInvestment | 2036 | 9999 | exempt_maxcap_uncapped | 2026-07-10T11:14:08.570861
A_Calibrated_BAU | Secondary Techs | PWRLDSINDWE | TotalAnnualMaxCapacityInvestment | 2037 | 9999 | exempt_maxcap_uncapped | 2026-07-10T11:14:08.570861
A_Calibrated_BAU | Secondary Techs | PWRLDSINDWE | TotalAnnualMaxCapacityInvestment | 2038 | 9999 | exempt_maxcap_uncapped | 2026-07-10T11:14:08.570861
A_Calibrated_BAU | Secondary Techs | PWRLDSINDWE | TotalAnnualMaxCapacityInvestment | 2039 | 9999 | exempt_maxcap_uncapped | 2026-07-10T11:14:08.570861
A_Calibrated_BAU | Secondary Techs | PWRLDSINDWE | TotalAnnualMaxCapacityInvestment | 2040 | 9999 | exempt_maxcap_uncapped | 2026-07-10T11:14:08.570861
A_Calibrated_BAU | Secondary Techs | PWRLDSINDWE | TotalAnnualMaxCapacityInvestment | 2041 | 9999 | exempt_maxcap_uncapped | 2026-07-10T11:14:08.570861
A_Calibrated_BAU | Secondary Techs | PWRLDSINDWE | TotalAnnualMaxCapacityInvestment | 2042 | 9999 | exempt_maxcap_uncapped | 2026-07-10T11:14:08.570861
A_Calibrated_BAU | Secondary Techs | PWRLDSINDWE | TotalAnnualMaxCapacityInvestment | 2043 | 9999 | exempt_maxcap_uncapped | 2026-07-10T11:14:08.570861
A_Calibrated_BAU | Secondary Techs | PWRLDSINDWE | TotalAnnualMaxCapacityInvestment | 2044 | 9999 | exempt_maxcap_uncapped | 2026-07-10T11:14:08.570861
A_Calibrated_BAU | Secondary Techs | PWRLDSINDWE | TotalAnnualMaxCapacityInvestment | 2045 | 9999 | exempt_maxcap_uncapped | 2026-07-10T11:14:08.570861
A_Calibrated_BAU | Secondary Techs | PWRLDSINDWE | TotalAnnualMaxCapacityInvestment | 2046 | 9999 | exempt_maxcap_uncapped | 2026-07-10T11:14:08.570861
A_Calibrated_BAU | Secondary Techs | PWRLDSINDWE | TotalAnnualMaxCapacityInvestment | 2047 | 9999 | exempt_maxcap_uncapped | 2026-07-10T11:14:08.570861
A_Calibrated_BAU | Secondary Techs | PWRLDSINDWE | TotalAnnualMaxCapacityInvestment | 2048 | 9999 | exempt_maxcap_uncapped | 2026-07-10T11:14:08.570861
A_Calibrated_BAU | Secondary Techs | PWRLDSINDWE | TotalAnnualMaxCapacityInvestment | 2049 | 9999 | exempt_maxcap_uncapped | 2026-07-10T11:14:08.570861
A_Calibrated_BAU | Secondary Techs | PWRLDSINDWE | TotalAnnualMaxCapacityInvestment | 2050 | 9999 | exempt_maxcap_uncapped | 2026-07-10T11:14:08.570861
A_Calibrated_BAU | Secondary Techs | PWRLDSINDWE | TotalAnnualMaxCapacityInvestment | 2023 | 9999 | exempt_uncapped | 2026-07-10T11:14:08.570861
A_Calibrated_BAU | Secondary Techs | PWRLDSINDWE | TotalAnnualMaxCapacityInvestment | 2024 | 9999 | exempt_uncapped | 2026-07-10T11:14:08.570861
A_Calibrated_BAU | Secondary Techs | PWRLDSINDWE | TotalAnnualMaxCapacityInvestment | 2025 | 9999 | exempt_uncapped | 2026-07-10T11:14:08.570861
A_Calibrated_BAU | Secondary Techs | PWRLDSINDWE | TotalAnnualMaxCapacityInvestment | 2026 | 9999 | exempt_uncapped | 2026-07-10T11:14:08.570861
A_Calibrated_BAU | Secondary Techs | PWRLDSINDWE | TotalAnnualMaxCapacityInvestment | 2027 | 9999 | exempt_uncapped | 2026-07-10T11:14:08.570861
A_Calibrated_BAU | Secondary Techs | PWRLDSINDWE | TotalAnnualMaxCapacityInvestment | 2028 | 9999 | exempt_uncapped | 2026-07-10T11:14:08.570861
A_Calibrated_BAU | Secondary Techs | PWRLDSINDWE | TotalAnnualMaxCapacityInvestment | 2029 | 9999 | exempt_uncapped | 2026-07-10T11:14:08.570861
A_Calibrated_BAU | Secondary Techs | PWRLDSINDWE | TotalAnnualMaxCapacityInvestment | 2030 | 9999 | exempt_uncapped | 2026-07-10T11:14:08.570861
A_Calibrated_BAU | Secondary Techs | PWRLDSINDWE | TotalAnnualMaxCapacityInvestment | 2031 | 9999 | exempt_uncapped | 2026-07-10T11:14:08.570861
A_Calibrated_BAU | Secondary Techs | PWRLDSINDWE | TotalAnnualMaxCapacityInvestment | 2032 | 9999 | exempt_uncapped | 2026-07-10T11:14:08.570861
A_Calibrated_BAU | Secondary Techs | PWRLDSINDWE | TotalAnnualMaxCapacityInvestment | 2033 | 9999 | exempt_uncapped | 2026-07-10T11:14:08.570861
A_Calibrated_BAU | Secondary Techs | PWRLDSINDWE | TotalAnnualMaxCapacityInvestment | 2034 | 9999 | exempt_uncapped | 2026-07-10T11:14:08.570861
A_Calibrated_BAU | Secondary Techs | PWRLDSINDWE | TotalAnnualMaxCapacityInvestment | 2035 | 9999 | exempt_uncapped | 2026-07-10T11:14:08.570861
A_Calibrated_BAU | Secondary Techs | PWRLDSINDWE | TotalAnnualMaxCapacityInvestment | 2036 | 9999 | exempt_uncapped | 2026-07-10T11:14:08.570861
A_Calibrated_BAU | Secondary Techs | PWRLDSINDWE | TotalAnnualMaxCapacityInvestment | 2037 | 9999 | exempt_uncapped | 2026-07-10T11:14:08.570861
A_Calibrated_BAU | Secondary Techs | PWRLDSINDWE | TotalAnnualMaxCapacityInvestment | 2038 | 9999 | exempt_uncapped | 2026-07-10T11:14:08.570861
A_Calibrated_BAU | Secondary Techs | PWRLDSINDWE | TotalAnnualMaxCapacityInvestment | 2039 | 9999 | exempt_uncapped | 2026-07-10T11:14:08.570861
A_Calibrated_BAU | Secondary Techs | PWRLDSINDWE | TotalAnnualMaxCapacityInvestment | 2040 | 9999 | exempt_uncapped | 2026-07-10T11:14:08.570861
A_Calibrated_BAU | Secondary Techs | PWRLDSINDWE | TotalAnnualMaxCapacityInvestment | 2041 | 9999 | exempt_uncapped | 2026-07-10T11:14:08.570861
A_Calibrated_BAU | Secondary Techs | PWRLDSINDWE | TotalAnnualMaxCapacityInvestment | 2042 | 9999 | exempt_uncapped | 2026-07-10T11:14:08.570861
A_Calibrated_BAU | Secondary Techs | PWRLDSINDWE | TotalAnnualMaxCapacityInvestment | 2043 | 9999 | exempt_uncapped | 2026-07-10T11:14:08.570861
A_Calibrated_BAU | Secondary Techs | PWRLDSINDWE | TotalAnnualMaxCapacityInvestment | 2044 | 9999 | exempt_uncapped | 2026-07-10T11:14:08.570861
A_Calibrated_BAU | Secondary Techs | PWRLDSINDWE | TotalAnnualMaxCapacityInvestment | 2045 | 9999 | exempt_uncapped | 2026-07-10T11:14:08.570861
A_Calibrated_BAU | Secondary Techs | PWRLDSINDWE | TotalAnnualMaxCapacityInvestment | 2046 | 9999 | exempt_uncapped | 2026-07-10T11:14:08.570861
A_Calibrated_BAU | Secondary Techs | PWRLDSINDWE | TotalAnnualMaxCapacityInvestment | 2047 | 9999 | exempt_uncapped | 2026-07-10T11:14:08.570861
A_Calibrated_BAU | Secondary Techs | PWRLDSINDWE | TotalAnnualMaxCapacityInvestment | 2048 | 9999 | exempt_uncapped | 2026-07-10T11:14:08.570861
A_Calibrated_BAU | Secondary Techs | PWRLDSINDWE | TotalAnnualMaxCapacityInvestment | 2049 | 9999 | exempt_uncapped | 2026-07-10T11:14:08.570861
A_Calibrated_BAU | Secondary Techs | PWRLDSINDWE | TotalAnnualMaxCapacityInvestment | 2050 | 9999 | exempt_uncapped | 2026-07-10T11:14:08.570861
A_Calibrated_BAU | Secondary Techs | PWRSDSMDVXX | TotalAnnualMaxCapacityInvestment | 2023 | 9999 | exempt_maxcap_uncapped | 2026-07-10T11:14:08.570861
A_Calibrated_BAU | Secondary Techs | PWRSDSMDVXX | TotalAnnualMaxCapacityInvestment | 2024 | 9999 | exempt_maxcap_uncapped | 2026-07-10T11:14:08.570861
A_Calibrated_BAU | Secondary Techs | PWRSDSMDVXX | TotalAnnualMaxCapacityInvestment | 2025 | 9999 | exempt_maxcap_uncapped | 2026-07-10T11:14:08.570861
A_Calibrated_BAU | Secondary Techs | PWRSDSMDVXX | TotalAnnualMaxCapacityInvestment | 2026 | 9999 | exempt_maxcap_uncapped | 2026-07-10T11:14:08.570861
A_Calibrated_BAU | Secondary Techs | PWRSDSMDVXX | TotalAnnualMaxCapacityInvestment | 2027 | 9999 | exempt_maxcap_uncapped | 2026-07-10T11:14:08.570861
A_Calibrated_BAU | Secondary Techs | PWRSDSMDVXX | TotalAnnualMaxCapacityInvestment | 2028 | 9999 | exempt_maxcap_uncapped | 2026-07-10T11:14:08.570861
A_Calibrated_BAU | Secondary Techs | PWRSDSMDVXX | TotalAnnualMaxCapacityInvestment | 2029 | 9999 | exempt_maxcap_uncapped | 2026-07-10T11:14:08.570861
A_Calibrated_BAU | Secondary Techs | PWRSDSMDVXX | TotalAnnualMaxCapacityInvestment | 2030 | 9999 | exempt_maxcap_uncapped | 2026-07-10T11:14:08.570861
A_Calibrated_BAU | Secondary Techs | PWRSDSMDVXX | TotalAnnualMaxCapacityInvestment | 2031 | 9999 | exempt_maxcap_uncapped | 2026-07-10T11:14:08.570861
A_Calibrated_BAU | Secondary Techs | PWRSDSMDVXX | TotalAnnualMaxCapacityInvestment | 2032 | 9999 | exempt_maxcap_uncapped | 2026-07-10T11:14:08.570861
A_Calibrated_BAU | Secondary Techs | PWRSDSMDVXX | TotalAnnualMaxCapacityInvestment | 2033 | 9999 | exempt_maxcap_uncapped | 2026-07-10T11:14:08.570861
A_Calibrated_BAU | Secondary Techs | PWRSDSMDVXX | TotalAnnualMaxCapacityInvestment | 2034 | 9999 | exempt_maxcap_uncapped | 2026-07-10T11:14:08.570861
A_Calibrated_BAU | Secondary Techs | PWRSDSMDVXX | TotalAnnualMaxCapacityInvestment | 2035 | 9999 | exempt_maxcap_uncapped | 2026-07-10T11:14:08.570861
A_Calibrated_BAU | Secondary Techs | PWRSDSMDVXX | TotalAnnualMaxCapacityInvestment | 2036 | 9999 | exempt_maxcap_uncapped | 2026-07-10T11:14:08.570861
A_Calibrated_BAU | Secondary Techs | PWRSDSMDVXX | TotalAnnualMaxCapacityInvestment | 2037 | 9999 | exempt_maxcap_uncapped | 2026-07-10T11:14:08.570861
A_Calibrated_BAU | Secondary Techs | PWRSDSMDVXX | TotalAnnualMaxCapacityInvestment | 2038 | 9999 | exempt_maxcap_uncapped | 2026-07-10T11:14:08.570861
A_Calibrated_BAU | Secondary Techs | PWRSDSMDVXX | TotalAnnualMaxCapacityInvestment | 2039 | 9999 | exempt_maxcap_uncapped | 2026-07-10T11:14:08.570861
A_Calibrated_BAU | Secondary Techs | PWRSDSMDVXX | TotalAnnualMaxCapacityInvestment | 2040 | 9999 | exempt_maxcap_uncapped | 2026-07-10T11:14:08.570861
A_Calibrated_BAU | Secondary Techs | PWRSDSMDVXX | TotalAnnualMaxCapacityInvestment | 2041 | 9999 | exempt_maxcap_uncapped | 2026-07-10T11:14:08.570861
A_Calibrated_BAU | Secondary Techs | PWRSDSMDVXX | TotalAnnualMaxCapacityInvestment | 2042 | 9999 | exempt_maxcap_uncapped | 2026-07-10T11:14:08.570861
A_Calibrated_BAU | Secondary Techs | PWRSDSMDVXX | TotalAnnualMaxCapacityInvestment | 2043 | 9999 | exempt_maxcap_uncapped | 2026-07-10T11:14:08.570861
A_Calibrated_BAU | Secondary Techs | PWRSDSMDVXX | TotalAnnualMaxCapacityInvestment | 2044 | 9999 | exempt_maxcap_uncapped | 2026-07-10T11:14:08.570861
A_Calibrated_BAU | Secondary Techs | PWRSDSMDVXX | TotalAnnualMaxCapacityInvestment | 2045 | 9999 | exempt_maxcap_uncapped | 2026-07-10T11:14:08.570861
A_Calibrated_BAU | Secondary Techs | PWRSDSMDVXX | TotalAnnualMaxCapacityInvestment | 2046 | 9999 | exempt_maxcap_uncapped | 2026-07-10T11:14:08.570861
A_Calibrated_BAU | Secondary Techs | PWRSDSMDVXX | TotalAnnualMaxCapacityInvestment | 2047 | 9999 | exempt_maxcap_uncapped | 2026-07-10T11:14:08.570861
A_Calibrated_BAU | Secondary Techs | PWRSDSMDVXX | TotalAnnualMaxCapacityInvestment | 2048 | 9999 | exempt_maxcap_uncapped | 2026-07-10T11:14:08.570861
A_Calibrated_BAU | Secondary Techs | PWRSDSMDVXX | TotalAnnualMaxCapacityInvestment | 2049 | 9999 | exempt_maxcap_uncapped | 2026-07-10T11:14:08.570861
A_Calibrated_BAU | Secondary Techs | PWRSDSMDVXX | TotalAnnualMaxCapacityInvestment | 2050 | 9999 | exempt_maxcap_uncapped | 2026-07-10T11:14:08.570861
A_Calibrated_BAU | Secondary Techs | PWRSDSMDVXX | TotalAnnualMaxCapacityInvestment | 2023 | 9999 | exempt_uncapped | 2026-07-10T11:14:08.570861
A_Calibrated_BAU | Secondary Techs | PWRSDSMDVXX | TotalAnnualMaxCapacityInvestment | 2024 | 9999 | exempt_uncapped | 2026-07-10T11:14:08.570861
A_Calibrated_BAU | Secondary Techs | PWRSDSMDVXX | TotalAnnualMaxCapacityInvestment | 2025 | 9999 | exempt_uncapped | 2026-07-10T11:14:08.570861
A_Calibrated_BAU | Secondary Techs | PWRSDSMDVXX | TotalAnnualMaxCapacityInvestment | 2026 | 9999 | exempt_uncapped | 2026-07-10T11:14:08.570861
A_Calibrated_BAU | Secondary Techs | PWRSDSMDVXX | TotalAnnualMaxCapacityInvestment | 2027 | 9999 | exempt_uncapped | 2026-07-10T11:14:08.570861
A_Calibrated_BAU | Secondary Techs | PWRSDSMDVXX | TotalAnnualMaxCapacityInvestment | 2028 | 9999 | exempt_uncapped | 2026-07-10T11:14:08.570861
A_Calibrated_BAU | Secondary Techs | PWRSDSMDVXX | TotalAnnualMaxCapacityInvestment | 2029 | 9999 | exempt_uncapped | 2026-07-10T11:14:08.570861
A_Calibrated_BAU | Secondary Techs | PWRSDSMDVXX | TotalAnnualMaxCapacityInvestment | 2030 | 9999 | exempt_uncapped | 2026-07-10T11:14:08.570861
A_Calibrated_BAU | Secondary Techs | PWRSDSMDVXX | TotalAnnualMaxCapacityInvestment | 2031 | 9999 | exempt_uncapped | 2026-07-10T11:14:08.570861
A_Calibrated_BAU | Secondary Techs | PWRSDSMDVXX | TotalAnnualMaxCapacityInvestment | 2032 | 9999 | exempt_uncapped | 2026-07-10T11:14:08.570861
A_Calibrated_BAU | Secondary Techs | PWRSDSMDVXX | TotalAnnualMaxCapacityInvestment | 2033 | 9999 | exempt_uncapped | 2026-07-10T11:14:08.570861
A_Calibrated_BAU | Secondary Techs | PWRSDSMDVXX | TotalAnnualMaxCapacityInvestment | 2034 | 9999 | exempt_uncapped | 2026-07-10T11:14:08.570861
A_Calibrated_BAU | Secondary Techs | PWRSDSMDVXX | TotalAnnualMaxCapacityInvestment | 2035 | 9999 | exempt_uncapped | 2026-07-10T11:14:08.570861
A_Calibrated_BAU | Secondary Techs | PWRSDSMDVXX | TotalAnnualMaxCapacityInvestment | 2036 | 9999 | exempt_uncapped | 2026-07-10T11:14:08.570861
A_Calibrated_BAU | Secondary Techs | PWRSDSMDVXX | TotalAnnualMaxCapacityInvestment | 2037 | 9999 | exempt_uncapped | 2026-07-10T11:14:08.570861
A_Calibrated_BAU | Secondary Techs | PWRSDSMDVXX | TotalAnnualMaxCapacityInvestment | 2038 | 9999 | exempt_uncapped | 2026-07-10T11:14:08.570861
A_Calibrated_BAU | Secondary Techs | PWRSDSMDVXX | TotalAnnualMaxCapacityInvestment | 2039 | 9999 | exempt_uncapped | 2026-07-10T11:14:08.570861
A_Calibrated_BAU | Secondary Techs | PWRSDSMDVXX | TotalAnnualMaxCapacityInvestment | 2040 | 9999 | exempt_uncapped | 2026-07-10T11:14:08.570861
A_Calibrated_BAU | Secondary Techs | PWRSDSMDVXX | TotalAnnualMaxCapacityInvestment | 2041 | 9999 | exempt_uncapped | 2026-07-10T11:14:08.570861
A_Calibrated_BAU | Secondary Techs | PWRSDSMDVXX | TotalAnnualMaxCapacityInvestment | 2042 | 9999 | exempt_uncapped | 2026-07-10T11:14:08.570861
A_Calibrated_BAU | Secondary Techs | PWRSDSMDVXX | TotalAnnualMaxCapacityInvestment | 2043 | 9999 | exempt_uncapped | 2026-07-10T11:14:08.570861
A_Calibrated_BAU | Secondary Techs | PWRSDSMDVXX | TotalAnnualMaxCapacityInvestment | 2044 | 9999 | exempt_uncapped | 2026-07-10T11:14:08.570861
A_Calibrated_BAU | Secondary Techs | PWRSDSMDVXX | TotalAnnualMaxCapacityInvestment | 2045 | 9999 | exempt_uncapped | 2026-07-10T11:14:08.570861
A_Calibrated_BAU | Secondary Techs | PWRSDSMDVXX | TotalAnnualMaxCapacityInvestment | 2046 | 9999 | exempt_uncapped | 2026-07-10T11:14:08.570861
A_Calibrated_BAU | Secondary Techs | PWRSDSMDVXX | TotalAnnualMaxCapacityInvestment | 2047 | 9999 | exempt_uncapped | 2026-07-10T11:14:08.570861
A_Calibrated_BAU | Secondary Techs | PWRSDSMDVXX | TotalAnnualMaxCapacityInvestment | 2048 | 9999 | exempt_uncapped | 2026-07-10T11:14:08.570861
A_Calibrated_BAU | Secondary Techs | PWRSDSMDVXX | TotalAnnualMaxCapacityInvestment | 2049 | 9999 | exempt_uncapped | 2026-07-10T11:14:08.570861
A_Calibrated_BAU | Secondary Techs | PWRSDSMDVXX | TotalAnnualMaxCapacityInvestment | 2050 | 9999 | exempt_uncapped | 2026-07-10T11:14:08.570861
A_Calibrated_BAU | Secondary Techs | PWRLDSINDSO | TotalAnnualMaxCapacityInvestment | 2023 | 9999 | exempt_maxcap_uncapped | 2026-07-10T11:14:08.570861
A_Calibrated_BAU | Secondary Techs | PWRLDSINDSO | TotalAnnualMaxCapacityInvestment | 2024 | 9999 | exempt_maxcap_uncapped | 2026-07-10T11:14:08.570861
A_Calibrated_BAU | Secondary Techs | PWRLDSINDSO | TotalAnnualMaxCapacityInvestment | 2025 | 9999 | exempt_maxcap_uncapped | 2026-07-10T11:14:08.570861
A_Calibrated_BAU | Secondary Techs | PWRLDSINDSO | TotalAnnualMaxCapacityInvestment | 2026 | 9999 | exempt_maxcap_uncapped | 2026-07-10T11:14:08.570861
A_Calibrated_BAU | Secondary Techs | PWRLDSINDSO | TotalAnnualMaxCapacityInvestment | 2027 | 9999 | exempt_maxcap_uncapped | 2026-07-10T11:14:08.570861
A_Calibrated_BAU | Secondary Techs | PWRLDSINDSO | TotalAnnualMaxCapacityInvestment | 2028 | 9999 | exempt_maxcap_uncapped | 2026-07-10T11:14:08.570861
A_Calibrated_BAU | Secondary Techs | PWRLDSINDSO | TotalAnnualMaxCapacityInvestment | 2029 | 9999 | exempt_maxcap_uncapped | 2026-07-10T11:14:08.570861
A_Calibrated_BAU | Secondary Techs | PWRLDSINDSO | TotalAnnualMaxCapacityInvestment | 2030 | 9999 | exempt_maxcap_uncapped | 2026-07-10T11:14:08.570861
A_Calibrated_BAU | Secondary Techs | PWRLDSINDSO | TotalAnnualMaxCapacityInvestment | 2031 | 9999 | exempt_maxcap_uncapped | 2026-07-10T11:14:08.570861
A_Calibrated_BAU | Secondary Techs | PWRLDSINDSO | TotalAnnualMaxCapacityInvestment | 2032 | 9999 | exempt_maxcap_uncapped | 2026-07-10T11:14:08.570861
A_Calibrated_BAU | Secondary Techs | PWRLDSINDSO | TotalAnnualMaxCapacityInvestment | 2033 | 9999 | exempt_maxcap_uncapped | 2026-07-10T11:14:08.570861
A_Calibrated_BAU | Secondary Techs | PWRLDSINDSO | TotalAnnualMaxCapacityInvestment | 2034 | 9999 | exempt_maxcap_uncapped | 2026-07-10T11:14:08.570861
A_Calibrated_BAU | Secondary Techs | PWRLDSINDSO | TotalAnnualMaxCapacityInvestment | 2035 | 9999 | exempt_maxcap_uncapped | 2026-07-10T11:14:08.570861
A_Calibrated_BAU | Secondary Techs | PWRLDSINDSO | TotalAnnualMaxCapacityInvestment | 2036 | 9999 | exempt_maxcap_uncapped | 2026-07-10T11:14:08.570861
A_Calibrated_BAU | Secondary Techs | PWRLDSINDSO | TotalAnnualMaxCapacityInvestment | 2037 | 9999 | exempt_maxcap_uncapped | 2026-07-10T11:14:08.570861
A_Calibrated_BAU | Secondary Techs | PWRLDSINDSO | TotalAnnualMaxCapacityInvestment | 2038 | 9999 | exempt_maxcap_uncapped | 2026-07-10T11:14:08.570861
A_Calibrated_BAU | Secondary Techs | PWRLDSINDSO | TotalAnnualMaxCapacityInvestment | 2039 | 9999 | exempt_maxcap_uncapped | 2026-07-10T11:14:08.570861
A_Calibrated_BAU | Secondary Techs | PWRLDSINDSO | TotalAnnualMaxCapacityInvestment | 2040 | 9999 | exempt_maxcap_uncapped | 2026-07-10T11:14:08.570861
A_Calibrated_BAU | Secondary Techs | PWRLDSINDSO | TotalAnnualMaxCapacityInvestment | 2041 | 9999 | exempt_maxcap_uncapped | 2026-07-10T11:14:08.570861
A_Calibrated_BAU | Secondary Techs | PWRLDSINDSO | TotalAnnualMaxCapacityInvestment | 2042 | 9999 | exempt_maxcap_uncapped | 2026-07-10T11:14:08.570861
A_Calibrated_BAU | Secondary Techs | PWRLDSINDSO | TotalAnnualMaxCapacityInvestment | 2043 | 9999 | exempt_maxcap_uncapped | 2026-07-10T11:14:08.570861
A_Calibrated_BAU | Secondary Techs | PWRLDSINDSO | TotalAnnualMaxCapacityInvestment | 2044 | 9999 | exempt_maxcap_uncapped | 2026-07-10T11:14:08.570861
A_Calibrated_BAU | Secondary Techs | PWRLDSINDSO | TotalAnnualMaxCapacityInvestment | 2045 | 9999 | exempt_maxcap_uncapped | 2026-07-10T11:14:08.570861
A_Calibrated_BAU | Secondary Techs | PWRLDSINDSO | TotalAnnualMaxCapacityInvestment | 2046 | 9999 | exempt_maxcap_uncapped | 2026-07-10T11:14:08.570861
A_Calibrated_BAU | Secondary Techs | PWRLDSINDSO | TotalAnnualMaxCapacityInvestment | 2047 | 9999 | exempt_maxcap_uncapped | 2026-07-10T11:14:08.570861
A_Calibrated_BAU | Secondary Techs | PWRLDSINDSO | TotalAnnualMaxCapacityInvestment | 2048 | 9999 | exempt_maxcap_uncapped | 2026-07-10T11:14:08.570861
A_Calibrated_BAU | Secondary Techs | PWRLDSINDSO | TotalAnnualMaxCapacityInvestment | 2049 | 9999 | exempt_maxcap_uncapped | 2026-07-10T11:14:08.570861
A_Calibrated_BAU | Secondary Techs | PWRLDSINDSO | TotalAnnualMaxCapacityInvestment | 2050 | 9999 | exempt_maxcap_uncapped | 2026-07-10T11:14:08.570861
A_Calibrated_BAU | Secondary Techs | PWRLDSINDSO | TotalAnnualMaxCapacityInvestment | 2023 | 9999 | exempt_uncapped | 2026-07-10T11:14:08.570861
A_Calibrated_BAU | Secondary Techs | PWRLDSINDSO | TotalAnnualMaxCapacityInvestment | 2024 | 9999 | exempt_uncapped | 2026-07-10T11:14:08.570861
A_Calibrated_BAU | Secondary Techs | PWRLDSINDSO | TotalAnnualMaxCapacityInvestment | 2025 | 9999 | exempt_uncapped | 2026-07-10T11:14:08.570861
A_Calibrated_BAU | Secondary Techs | PWRLDSINDSO | TotalAnnualMaxCapacityInvestment | 2026 | 9999 | exempt_uncapped | 2026-07-10T11:14:08.570861
A_Calibrated_BAU | Secondary Techs | PWRLDSINDSO | TotalAnnualMaxCapacityInvestment | 2027 | 9999 | exempt_uncapped | 2026-07-10T11:14:08.570861
A_Calibrated_BAU | Secondary Techs | PWRLDSINDSO | TotalAnnualMaxCapacityInvestment | 2028 | 9999 | exempt_uncapped | 2026-07-10T11:14:08.570861
A_Calibrated_BAU | Secondary Techs | PWRLDSINDSO | TotalAnnualMaxCapacityInvestment | 2029 | 9999 | exempt_uncapped | 2026-07-10T11:14:08.570861
A_Calibrated_BAU | Secondary Techs | PWRLDSINDSO | TotalAnnualMaxCapacityInvestment | 2030 | 9999 | exempt_uncapped | 2026-07-10T11:14:08.570861
A_Calibrated_BAU | Secondary Techs | PWRLDSINDSO | TotalAnnualMaxCapacityInvestment | 2031 | 9999 | exempt_uncapped | 2026-07-10T11:14:08.570861
A_Calibrated_BAU | Secondary Techs | PWRLDSINDSO | TotalAnnualMaxCapacityInvestment | 2032 | 9999 | exempt_uncapped | 2026-07-10T11:14:08.570861
A_Calibrated_BAU | Secondary Techs | PWRLDSINDSO | TotalAnnualMaxCapacityInvestment | 2033 | 9999 | exempt_uncapped | 2026-07-10T11:14:08.570861
A_Calibrated_BAU | Secondary Techs | PWRLDSINDSO | TotalAnnualMaxCapacityInvestment | 2034 | 9999 | exempt_uncapped | 2026-07-10T11:14:08.570861
A_Calibrated_BAU | Secondary Techs | PWRLDSINDSO | TotalAnnualMaxCapacityInvestment | 2035 | 9999 | exempt_uncapped | 2026-07-10T11:14:08.570861
A_Calibrated_BAU | Secondary Techs | PWRLDSINDSO | TotalAnnualMaxCapacityInvestment | 2036 | 9999 | exempt_uncapped | 2026-07-10T11:14:08.570861
A_Calibrated_BAU | Secondary Techs | PWRLDSINDSO | TotalAnnualMaxCapacityInvestment | 2037 | 9999 | exempt_uncapped | 2026-07-10T11:14:08.570861
A_Calibrated_BAU | Secondary Techs | PWRLDSINDSO | TotalAnnualMaxCapacityInvestment | 2038 | 9999 | exempt_uncapped | 2026-07-10T11:14:08.570861
A_Calibrated_BAU | Secondary Techs | PWRLDSINDSO | TotalAnnualMaxCapacityInvestment | 2039 | 9999 | exempt_uncapped | 2026-07-10T11:14:08.570861
A_Calibrated_BAU | Secondary Techs | PWRLDSINDSO | TotalAnnualMaxCapacityInvestment | 2040 | 9999 | exempt_uncapped | 2026-07-10T11:14:08.570861
A_Calibrated_BAU | Secondary Techs | PWRLDSINDSO | TotalAnnualMaxCapacityInvestment | 2041 | 9999 | exempt_uncapped | 2026-07-10T11:14:08.570861
A_Calibrated_BAU | Secondary Techs | PWRLDSINDSO | TotalAnnualMaxCapacityInvestment | 2042 | 9999 | exempt_uncapped | 2026-07-10T11:14:08.570861
A_Calibrated_BAU | Secondary Techs | PWRLDSINDSO | TotalAnnualMaxCapacityInvestment | 2043 | 9999 | exempt_uncapped | 2026-07-10T11:14:08.570861
A_Calibrated_BAU | Secondary Techs | PWRLDSINDSO | TotalAnnualMaxCapacityInvestment | 2044 | 9999 | exempt_uncapped | 2026-07-10T11:14:08.570861
A_Calibrated_BAU | Secondary Techs | PWRLDSINDSO | TotalAnnualMaxCapacityInvestment | 2045 | 9999 | exempt_uncapped | 2026-07-10T11:14:08.570861
A_Calibrated_BAU | Secondary Techs | PWRLDSINDSO | TotalAnnualMaxCapacityInvestment | 2046 | 9999 | exempt_uncapped | 2026-07-10T11:14:08.570861
A_Calibrated_BAU | Secondary Techs | PWRLDSINDSO | TotalAnnualMaxCapacityInvestment | 2047 | 9999 | exempt_uncapped | 2026-07-10T11:14:08.570861
A_Calibrated_BAU | Secondary Techs | PWRLDSINDSO | TotalAnnualMaxCapacityInvestment | 2048 | 9999 | exempt_uncapped | 2026-07-10T11:14:08.570861
A_Calibrated_BAU | Secondary Techs | PWRLDSINDSO | TotalAnnualMaxCapacityInvestment | 2049 | 9999 | exempt_uncapped | 2026-07-10T11:14:08.570861
A_Calibrated_BAU | Secondary Techs | PWRLDSINDSO | TotalAnnualMaxCapacityInvestment | 2050 | 9999 | exempt_uncapped | 2026-07-10T11:14:08.570861
A_Calibrated_BAU | Secondary Techs | PWRSDSNPLXX | TotalAnnualMaxCapacityInvestment | 2023 | 9999 | exempt_maxcap_uncapped | 2026-07-10T11:14:08.570861
A_Calibrated_BAU | Secondary Techs | PWRSDSNPLXX | TotalAnnualMaxCapacityInvestment | 2024 | 9999 | exempt_maxcap_uncapped | 2026-07-10T11:14:08.570861
A_Calibrated_BAU | Secondary Techs | PWRSDSNPLXX | TotalAnnualMaxCapacityInvestment | 2025 | 9999 | exempt_maxcap_uncapped | 2026-07-10T11:14:08.570861
A_Calibrated_BAU | Secondary Techs | PWRSDSNPLXX | TotalAnnualMaxCapacityInvestment | 2026 | 9999 | exempt_maxcap_uncapped | 2026-07-10T11:14:08.570861
A_Calibrated_BAU | Secondary Techs | PWRSDSNPLXX | TotalAnnualMaxCapacityInvestment | 2027 | 9999 | exempt_maxcap_uncapped | 2026-07-10T11:14:08.570861
A_Calibrated_BAU | Secondary Techs | PWRSDSNPLXX | TotalAnnualMaxCapacityInvestment | 2028 | 9999 | exempt_maxcap_uncapped | 2026-07-10T11:14:08.570861
A_Calibrated_BAU | Secondary Techs | PWRSDSNPLXX | TotalAnnualMaxCapacityInvestment | 2029 | 9999 | exempt_maxcap_uncapped | 2026-07-10T11:14:08.570861
A_Calibrated_BAU | Secondary Techs | PWRSDSNPLXX | TotalAnnualMaxCapacityInvestment | 2030 | 9999 | exempt_maxcap_uncapped | 2026-07-10T11:14:08.570861
A_Calibrated_BAU | Secondary Techs | PWRSDSNPLXX | TotalAnnualMaxCapacityInvestment | 2031 | 9999 | exempt_maxcap_uncapped | 2026-07-10T11:14:08.570861
A_Calibrated_BAU | Secondary Techs | PWRSDSNPLXX | TotalAnnualMaxCapacityInvestment | 2032 | 9999 | exempt_maxcap_uncapped | 2026-07-10T11:14:08.570861
A_Calibrated_BAU | Secondary Techs | PWRSDSNPLXX | TotalAnnualMaxCapacityInvestment | 2033 | 9999 | exempt_maxcap_uncapped | 2026-07-10T11:14:08.570861
A_Calibrated_BAU | Secondary Techs | PWRSDSNPLXX | TotalAnnualMaxCapacityInvestment | 2034 | 9999 | exempt_maxcap_uncapped | 2026-07-10T11:14:08.570861
A_Calibrated_BAU | Secondary Techs | PWRSDSNPLXX | TotalAnnualMaxCapacityInvestment | 2035 | 9999 | exempt_maxcap_uncapped | 2026-07-10T11:14:08.570861
A_Calibrated_BAU | Secondary Techs | PWRSDSNPLXX | TotalAnnualMaxCapacityInvestment | 2036 | 9999 | exempt_maxcap_uncapped | 2026-07-10T11:14:08.570861
A_Calibrated_BAU | Secondary Techs | PWRSDSNPLXX | TotalAnnualMaxCapacityInvestment | 2037 | 9999 | exempt_maxcap_uncapped | 2026-07-10T11:14:08.570861
A_Calibrated_BAU | Secondary Techs | PWRSDSNPLXX | TotalAnnualMaxCapacityInvestment | 2038 | 9999 | exempt_maxcap_uncapped | 2026-07-10T11:14:08.570861
A_Calibrated_BAU | Secondary Techs | PWRSDSNPLXX | TotalAnnualMaxCapacityInvestment | 2039 | 9999 | exempt_maxcap_uncapped | 2026-07-10T11:14:08.570861
A_Calibrated_BAU | Secondary Techs | PWRSDSNPLXX | TotalAnnualMaxCapacityInvestment | 2040 | 9999 | exempt_maxcap_uncapped | 2026-07-10T11:14:08.570861
A_Calibrated_BAU | Secondary Techs | PWRSDSNPLXX | TotalAnnualMaxCapacityInvestment | 2041 | 9999 | exempt_maxcap_uncapped | 2026-07-10T11:14:08.570861
A_Calibrated_BAU | Secondary Techs | PWRSDSNPLXX | TotalAnnualMaxCapacityInvestment | 2042 | 9999 | exempt_maxcap_uncapped | 2026-07-10T11:14:08.570861
A_Calibrated_BAU | Secondary Techs | PWRSDSNPLXX | TotalAnnualMaxCapacityInvestment | 2043 | 9999 | exempt_maxcap_uncapped | 2026-07-10T11:14:08.570861
A_Calibrated_BAU | Secondary Techs | PWRSDSNPLXX | TotalAnnualMaxCapacityInvestment | 2044 | 9999 | exempt_maxcap_uncapped | 2026-07-10T11:14:08.570861
A_Calibrated_BAU | Secondary Techs | PWRSDSNPLXX | TotalAnnualMaxCapacityInvestment | 2045 | 9999 | exempt_maxcap_uncapped | 2026-07-10T11:14:08.570861
A_Calibrated_BAU | Secondary Techs | PWRSDSNPLXX | TotalAnnualMaxCapacityInvestment | 2046 | 9999 | exempt_maxcap_uncapped | 2026-07-10T11:14:08.570861
A_Calibrated_BAU | Secondary Techs | PWRSDSNPLXX | TotalAnnualMaxCapacityInvestment | 2047 | 9999 | exempt_maxcap_uncapped | 2026-07-10T11:14:08.570861
A_Calibrated_BAU | Secondary Techs | PWRSDSNPLXX | TotalAnnualMaxCapacityInvestment | 2048 | 9999 | exempt_maxcap_uncapped | 2026-07-10T11:14:08.570861
A_Calibrated_BAU | Secondary Techs | PWRSDSNPLXX | TotalAnnualMaxCapacityInvestment | 2049 | 9999 | exempt_maxcap_uncapped | 2026-07-10T11:14:08.570861
A_Calibrated_BAU | Secondary Techs | PWRSDSNPLXX | TotalAnnualMaxCapacityInvestment | 2050 | 9999 | exempt_maxcap_uncapped | 2026-07-10T11:14:08.570861
A_Calibrated_BAU | Secondary Techs | PWRSDSNPLXX | TotalAnnualMaxCapacityInvestment | 2023 | 9999 | exempt_uncapped | 2026-07-10T11:14:08.570861
A_Calibrated_BAU | Secondary Techs | PWRSDSNPLXX | TotalAnnualMaxCapacityInvestment | 2024 | 9999 | exempt_uncapped | 2026-07-10T11:14:08.570861
A_Calibrated_BAU | Secondary Techs | PWRSDSNPLXX | TotalAnnualMaxCapacityInvestment | 2025 | 9999 | exempt_uncapped | 2026-07-10T11:14:08.570861
A_Calibrated_BAU | Secondary Techs | PWRSDSNPLXX | TotalAnnualMaxCapacityInvestment | 2026 | 9999 | exempt_uncapped | 2026-07-10T11:14:08.570861
A_Calibrated_BAU | Secondary Techs | PWRSDSNPLXX | TotalAnnualMaxCapacityInvestment | 2027 | 9999 | exempt_uncapped | 2026-07-10T11:14:08.570861
A_Calibrated_BAU | Secondary Techs | PWRSDSNPLXX | TotalAnnualMaxCapacityInvestment | 2028 | 9999 | exempt_uncapped | 2026-07-10T11:14:08.570861
A_Calibrated_BAU | Secondary Techs | PWRSDSNPLXX | TotalAnnualMaxCapacityInvestment | 2029 | 9999 | exempt_uncapped | 2026-07-10T11:14:08.570861
A_Calibrated_BAU | Secondary Techs | PWRSDSNPLXX | TotalAnnualMaxCapacityInvestment | 2030 | 9999 | exempt_uncapped | 2026-07-10T11:14:08.570861
A_Calibrated_BAU | Secondary Techs | PWRSDSNPLXX | TotalAnnualMaxCapacityInvestment | 2031 | 9999 | exempt_uncapped | 2026-07-10T11:14:08.570861
A_Calibrated_BAU | Secondary Techs | PWRSDSNPLXX | TotalAnnualMaxCapacityInvestment | 2032 | 9999 | exempt_uncapped | 2026-07-10T11:14:08.570861
A_Calibrated_BAU | Secondary Techs | PWRSDSNPLXX | TotalAnnualMaxCapacityInvestment | 2033 | 9999 | exempt_uncapped | 2026-07-10T11:14:08.570861
A_Calibrated_BAU | Secondary Techs | PWRSDSNPLXX | TotalAnnualMaxCapacityInvestment | 2034 | 9999 | exempt_uncapped | 2026-07-10T11:14:08.570861
A_Calibrated_BAU | Secondary Techs | PWRSDSNPLXX | TotalAnnualMaxCapacityInvestment | 2035 | 9999 | exempt_uncapped | 2026-07-10T11:14:08.570861
A_Calibrated_BAU | Secondary Techs | PWRSDSNPLXX | TotalAnnualMaxCapacityInvestment | 2036 | 9999 | exempt_uncapped | 2026-07-10T11:14:08.570861
A_Calibrated_BAU | Secondary Techs | PWRSDSNPLXX | TotalAnnualMaxCapacityInvestment | 2037 | 9999 | exempt_uncapped | 2026-07-10T11:14:08.570861
A_Calibrated_BAU | Secondary Techs | PWRSDSNPLXX | TotalAnnualMaxCapacityInvestment | 2038 | 9999 | exempt_uncapped | 2026-07-10T11:14:08.570861
A_Calibrated_BAU | Secondary Techs | PWRSDSNPLXX | TotalAnnualMaxCapacityInvestment | 2039 | 9999 | exempt_uncapped | 2026-07-10T11:14:08.570861
A_Calibrated_BAU | Secondary Techs | PWRSDSNPLXX | TotalAnnualMaxCapacityInvestment | 2040 | 9999 | exempt_uncapped | 2026-07-10T11:14:08.570861
A_Calibrated_BAU | Secondary Techs | PWRSDSNPLXX | TotalAnnualMaxCapacityInvestment | 2041 | 9999 | exempt_uncapped | 2026-07-10T11:14:08.570861
A_Calibrated_BAU | Secondary Techs | PWRSDSNPLXX | TotalAnnualMaxCapacityInvestment | 2042 | 9999 | exempt_uncapped | 2026-07-10T11:14:08.570861
A_Calibrated_BAU | Secondary Techs | PWRSDSNPLXX | TotalAnnualMaxCapacityInvestment | 2043 | 9999 | exempt_uncapped | 2026-07-10T11:14:08.570861
A_Calibrated_BAU | Secondary Techs | PWRSDSNPLXX | TotalAnnualMaxCapacityInvestment | 2044 | 9999 | exempt_uncapped | 2026-07-10T11:14:08.570861
A_Calibrated_BAU | Secondary Techs | PWRSDSNPLXX | TotalAnnualMaxCapacityInvestment | 2045 | 9999 | exempt_uncapped | 2026-07-10T11:14:08.570861
A_Calibrated_BAU | Secondary Techs | PWRSDSNPLXX | TotalAnnualMaxCapacityInvestment | 2046 | 9999 | exempt_uncapped | 2026-07-10T11:14:08.570861
A_Calibrated_BAU | Secondary Techs | PWRSDSNPLXX | TotalAnnualMaxCapacityInvestment | 2047 | 9999 | exempt_uncapped | 2026-07-10T11:14:08.570861
A_Calibrated_BAU | Secondary Techs | PWRSDSNPLXX | TotalAnnualMaxCapacityInvestment | 2048 | 9999 | exempt_uncapped | 2026-07-10T11:14:08.570861
A_Calibrated_BAU | Secondary Techs | PWRSDSNPLXX | TotalAnnualMaxCapacityInvestment | 2049 | 9999 | exempt_uncapped | 2026-07-10T11:14:08.570861
A_Calibrated_BAU | Secondary Techs | PWRSDSNPLXX | TotalAnnualMaxCapacityInvestment | 2050 | 9999 | exempt_uncapped | 2026-07-10T11:14:08.570861
A_Calibrated_BAU | Secondary Techs | PWRLDSNPLXX | TotalAnnualMaxCapacityInvestment | 2023 | 9999 | exempt_maxcap_uncapped | 2026-07-10T11:14:08.570861
A_Calibrated_BAU | Secondary Techs | PWRLDSNPLXX | TotalAnnualMaxCapacityInvestment | 2024 | 9999 | exempt_maxcap_uncapped | 2026-07-10T11:14:08.570861
A_Calibrated_BAU | Secondary Techs | PWRLDSNPLXX | TotalAnnualMaxCapacityInvestment | 2025 | 9999 | exempt_maxcap_uncapped | 2026-07-10T11:14:08.570861
A_Calibrated_BAU | Secondary Techs | PWRLDSNPLXX | TotalAnnualMaxCapacityInvestment | 2026 | 9999 | exempt_maxcap_uncapped | 2026-07-10T11:14:08.570861
A_Calibrated_BAU | Secondary Techs | PWRLDSNPLXX | TotalAnnualMaxCapacityInvestment | 2027 | 9999 | exempt_maxcap_uncapped | 2026-07-10T11:14:08.570861
A_Calibrated_BAU | Secondary Techs | PWRLDSNPLXX | TotalAnnualMaxCapacityInvestment | 2028 | 9999 | exempt_maxcap_uncapped | 2026-07-10T11:14:08.570861
A_Calibrated_BAU | Secondary Techs | PWRLDSNPLXX | TotalAnnualMaxCapacityInvestment | 2029 | 9999 | exempt_maxcap_uncapped | 2026-07-10T11:14:08.570861
A_Calibrated_BAU | Secondary Techs | PWRLDSNPLXX | TotalAnnualMaxCapacityInvestment | 2030 | 9999 | exempt_maxcap_uncapped | 2026-07-10T11:14:08.570861
A_Calibrated_BAU | Secondary Techs | PWRLDSNPLXX | TotalAnnualMaxCapacityInvestment | 2031 | 9999 | exempt_maxcap_uncapped | 2026-07-10T11:14:08.570861
A_Calibrated_BAU | Secondary Techs | PWRLDSNPLXX | TotalAnnualMaxCapacityInvestment | 2032 | 9999 | exempt_maxcap_uncapped | 2026-07-10T11:14:08.570861
A_Calibrated_BAU | Secondary Techs | PWRLDSNPLXX | TotalAnnualMaxCapacityInvestment | 2033 | 9999 | exempt_maxcap_uncapped | 2026-07-10T11:14:08.570861
A_Calibrated_BAU | Secondary Techs | PWRLDSNPLXX | TotalAnnualMaxCapacityInvestment | 2034 | 9999 | exempt_maxcap_uncapped | 2026-07-10T11:14:08.570861
A_Calibrated_BAU | Secondary Techs | PWRLDSNPLXX | TotalAnnualMaxCapacityInvestment | 2035 | 9999 | exempt_maxcap_uncapped | 2026-07-10T11:14:08.570861
A_Calibrated_BAU | Secondary Techs | PWRLDSNPLXX | TotalAnnualMaxCapacityInvestment | 2036 | 9999 | exempt_maxcap_uncapped | 2026-07-10T11:14:08.570861
A_Calibrated_BAU | Secondary Techs | PWRLDSNPLXX | TotalAnnualMaxCapacityInvestment | 2037 | 9999 | exempt_maxcap_uncapped | 2026-07-10T11:14:08.570861
A_Calibrated_BAU | Secondary Techs | PWRLDSNPLXX | TotalAnnualMaxCapacityInvestment | 2038 | 9999 | exempt_maxcap_uncapped | 2026-07-10T11:14:08.570861
A_Calibrated_BAU | Secondary Techs | PWRLDSNPLXX | TotalAnnualMaxCapacityInvestment | 2039 | 9999 | exempt_maxcap_uncapped | 2026-07-10T11:14:08.570861
A_Calibrated_BAU | Secondary Techs | PWRLDSNPLXX | TotalAnnualMaxCapacityInvestment | 2040 | 9999 | exempt_maxcap_uncapped | 2026-07-10T11:14:08.570861
A_Calibrated_BAU | Secondary Techs | PWRLDSNPLXX | TotalAnnualMaxCapacityInvestment | 2041 | 9999 | exempt_maxcap_uncapped | 2026-07-10T11:14:08.570861
A_Calibrated_BAU | Secondary Techs | PWRLDSNPLXX | TotalAnnualMaxCapacityInvestment | 2042 | 9999 | exempt_maxcap_uncapped | 2026-07-10T11:14:08.570861
A_Calibrated_BAU | Secondary Techs | PWRLDSNPLXX | TotalAnnualMaxCapacityInvestment | 2043 | 9999 | exempt_maxcap_uncapped | 2026-07-10T11:14:08.570861
A_Calibrated_BAU | Secondary Techs | PWRLDSNPLXX | TotalAnnualMaxCapacityInvestment | 2044 | 9999 | exempt_maxcap_uncapped | 2026-07-10T11:14:08.570861
A_Calibrated_BAU | Secondary Techs | PWRLDSNPLXX | TotalAnnualMaxCapacityInvestment | 2045 | 9999 | exempt_maxcap_uncapped | 2026-07-10T11:14:08.570861
A_Calibrated_BAU | Secondary Techs | PWRLDSNPLXX | TotalAnnualMaxCapacityInvestment | 2046 | 9999 | exempt_maxcap_uncapped | 2026-07-10T11:14:08.570861
A_Calibrated_BAU | Secondary Techs | PWRLDSNPLXX | TotalAnnualMaxCapacityInvestment | 2047 | 9999 | exempt_maxcap_uncapped | 2026-07-10T11:14:08.570861
A_Calibrated_BAU | Secondary Techs | PWRLDSNPLXX | TotalAnnualMaxCapacityInvestment | 2048 | 9999 | exempt_maxcap_uncapped | 2026-07-10T11:14:08.570861
A_Calibrated_BAU | Secondary Techs | PWRLDSNPLXX | TotalAnnualMaxCapacityInvestment | 2049 | 9999 | exempt_maxcap_uncapped | 2026-07-10T11:14:08.570861
A_Calibrated_BAU | Secondary Techs | PWRLDSNPLXX | TotalAnnualMaxCapacityInvestment | 2050 | 9999 | exempt_maxcap_uncapped | 2026-07-10T11:14:08.570861
A_Calibrated_BAU | Secondary Techs | PWRLDSNPLXX | TotalAnnualMaxCapacityInvestment | 2023 | 9999 | exempt_uncapped | 2026-07-10T11:14:08.570861
A_Calibrated_BAU | Secondary Techs | PWRLDSNPLXX | TotalAnnualMaxCapacityInvestment | 2024 | 9999 | exempt_uncapped | 2026-07-10T11:14:08.570861
A_Calibrated_BAU | Secondary Techs | PWRLDSNPLXX | TotalAnnualMaxCapacityInvestment | 2025 | 9999 | exempt_uncapped | 2026-07-10T11:14:08.570861
A_Calibrated_BAU | Secondary Techs | PWRLDSNPLXX | TotalAnnualMaxCapacityInvestment | 2026 | 9999 | exempt_uncapped | 2026-07-10T11:14:08.570861
A_Calibrated_BAU | Secondary Techs | PWRLDSNPLXX | TotalAnnualMaxCapacityInvestment | 2027 | 9999 | exempt_uncapped | 2026-07-10T11:14:08.570861
A_Calibrated_BAU | Secondary Techs | PWRLDSNPLXX | TotalAnnualMaxCapacityInvestment | 2028 | 9999 | exempt_uncapped | 2026-07-10T11:14:08.570861
A_Calibrated_BAU | Secondary Techs | PWRLDSNPLXX | TotalAnnualMaxCapacityInvestment | 2029 | 9999 | exempt_uncapped | 2026-07-10T11:14:08.570861
A_Calibrated_BAU | Secondary Techs | PWRLDSNPLXX | TotalAnnualMaxCapacityInvestment | 2030 | 9999 | exempt_uncapped | 2026-07-10T11:14:08.570861
A_Calibrated_BAU | Secondary Techs | PWRLDSNPLXX | TotalAnnualMaxCapacityInvestment | 2031 | 9999 | exempt_uncapped | 2026-07-10T11:14:08.570861
A_Calibrated_BAU | Secondary Techs | PWRLDSNPLXX | TotalAnnualMaxCapacityInvestment | 2032 | 9999 | exempt_uncapped | 2026-07-10T11:14:08.570861
A_Calibrated_BAU | Secondary Techs | PWRLDSNPLXX | TotalAnnualMaxCapacityInvestment | 2033 | 9999 | exempt_uncapped | 2026-07-10T11:14:08.570861
A_Calibrated_BAU | Secondary Techs | PWRLDSNPLXX | TotalAnnualMaxCapacityInvestment | 2034 | 9999 | exempt_uncapped | 2026-07-10T11:14:08.570861
A_Calibrated_BAU | Secondary Techs | PWRLDSNPLXX | TotalAnnualMaxCapacityInvestment | 2035 | 9999 | exempt_uncapped | 2026-07-10T11:14:08.570861
A_Calibrated_BAU | Secondary Techs | PWRLDSNPLXX | TotalAnnualMaxCapacityInvestment | 2036 | 9999 | exempt_uncapped | 2026-07-10T11:14:08.570861
A_Calibrated_BAU | Secondary Techs | PWRLDSNPLXX | TotalAnnualMaxCapacityInvestment | 2037 | 9999 | exempt_uncapped | 2026-07-10T11:14:08.570861
A_Calibrated_BAU | Secondary Techs | PWRLDSNPLXX | TotalAnnualMaxCapacityInvestment | 2038 | 9999 | exempt_uncapped | 2026-07-10T11:14:08.570861
A_Calibrated_BAU | Secondary Techs | PWRLDSNPLXX | TotalAnnualMaxCapacityInvestment | 2039 | 9999 | exempt_uncapped | 2026-07-10T11:14:08.570861
A_Calibrated_BAU | Secondary Techs | PWRLDSNPLXX | TotalAnnualMaxCapacityInvestment | 2040 | 9999 | exempt_uncapped | 2026-07-10T11:14:08.570861
A_Calibrated_BAU | Secondary Techs | PWRLDSNPLXX | TotalAnnualMaxCapacityInvestment | 2041 | 9999 | exempt_uncapped | 2026-07-10T11:14:08.570861
A_Calibrated_BAU | Secondary Techs | PWRLDSNPLXX | TotalAnnualMaxCapacityInvestment | 2042 | 9999 | exempt_uncapped | 2026-07-10T11:14:08.570861
A_Calibrated_BAU | Secondary Techs | PWRLDSNPLXX | TotalAnnualMaxCapacityInvestment | 2043 | 9999 | exempt_uncapped | 2026-07-10T11:14:08.570861
A_Calibrated_BAU | Secondary Techs | PWRLDSNPLXX | TotalAnnualMaxCapacityInvestment | 2044 | 9999 | exempt_uncapped | 2026-07-10T11:14:08.570861
A_Calibrated_BAU | Secondary Techs | PWRLDSNPLXX | TotalAnnualMaxCapacityInvestment | 2045 | 9999 | exempt_uncapped | 2026-07-10T11:14:08.570861
A_Calibrated_BAU | Secondary Techs | PWRLDSNPLXX | TotalAnnualMaxCapacityInvestment | 2046 | 9999 | exempt_uncapped | 2026-07-10T11:14:08.570861
A_Calibrated_BAU | Secondary Techs | PWRLDSNPLXX | TotalAnnualMaxCapacityInvestment | 2047 | 9999 | exempt_uncapped | 2026-07-10T11:14:08.570861
A_Calibrated_BAU | Secondary Techs | PWRLDSNPLXX | TotalAnnualMaxCapacityInvestment | 2048 | 9999 | exempt_uncapped | 2026-07-10T11:14:08.570861
A_Calibrated_BAU | Secondary Techs | PWRLDSNPLXX | TotalAnnualMaxCapacityInvestment | 2049 | 9999 | exempt_uncapped | 2026-07-10T11:14:08.570861
A_Calibrated_BAU | Secondary Techs | PWRLDSNPLXX | TotalAnnualMaxCapacityInvestment | 2050 | 9999 | exempt_uncapped | 2026-07-10T11:14:08.570861
A_Calibrated_BAU | Secondary Techs | TRNBTNXXINDEA | TotalAnnualMaxCapacityInvestment | 2023 | 5.53 | override | 2026-07-10T11:14:16.375089
A_Calibrated_BAU | Secondary Techs | TRNBTNXXINDEA | TotalAnnualMaxCapacityInvestment | 2024 | 5.664 | override | 2026-07-10T11:14:16.375089
A_Calibrated_BAU | Secondary Techs | TRNBTNXXINDEA | TotalAnnualMaxCapacityInvestment | 2025 | 5.798 | override | 2026-07-10T11:14:16.375089
A_Calibrated_BAU | Secondary Techs | TRNBTNXXINDEA | TotalAnnualMaxCapacityInvestment | 2026 | 5.932 | override | 2026-07-10T11:14:16.375089
A_Calibrated_BAU | Secondary Techs | TRNBTNXXINDEA | TotalAnnualMaxCapacityInvestment | 2027 | 6.066 | override | 2026-07-10T11:14:16.375089
A_Calibrated_BAU | Secondary Techs | TRNBTNXXINDEA | TotalAnnualMaxCapacityInvestment | 2028 | 6.2 | override | 2026-07-10T11:14:16.375089
A_Calibrated_BAU | Secondary Techs | TRNBTNXXINDEA | TotalAnnualMaxCapacityInvestment | 2029 | 7.4 | override | 2026-07-10T11:14:16.375089
A_Calibrated_BAU | Secondary Techs | TRNBTNXXINDEA | TotalAnnualMaxCapacityInvestment | 2030 | 8.6 | override | 2026-07-10T11:14:16.375089
A_Calibrated_BAU | Secondary Techs | TRNBTNXXINDEA | TotalAnnualMaxCapacityInvestment | 2031 | 9.932 | override | 2026-07-10T11:14:16.375089
A_Calibrated_BAU | Secondary Techs | TRNBTNXXINDEA | TotalAnnualMaxCapacityInvestment | 2032 | 11.264 | override | 2026-07-10T11:14:16.375089
A_Calibrated_BAU | Secondary Techs | TRNBTNXXINDEA | TotalAnnualMaxCapacityInvestment | 2033 | 12.596 | override | 2026-07-10T11:14:16.375089
A_Calibrated_BAU | Secondary Techs | TRNBTNXXINDEA | TotalAnnualMaxCapacityInvestment | 2034 | 13.928 | override | 2026-07-10T11:14:16.375089
A_Calibrated_BAU | Secondary Techs | TRNBTNXXINDEA | TotalAnnualMaxCapacityInvestment | 2035 | 15.26 | override | 2026-07-10T11:14:16.375089
A_Calibrated_BAU | Secondary Techs | TRNBTNXXINDEA | TotalAnnualMaxCapacityInvestment | 2036 | 15.26 | override | 2026-07-10T11:14:16.375089
A_Calibrated_BAU | Secondary Techs | TRNBTNXXINDEA | TotalAnnualMaxCapacityInvestment | 2037 | 15.26 | override | 2026-07-10T11:14:16.375089
A_Calibrated_BAU | Secondary Techs | TRNBTNXXINDEA | TotalAnnualMaxCapacityInvestment | 2038 | 15.26 | override | 2026-07-10T11:14:16.375089
A_Calibrated_BAU | Secondary Techs | TRNBTNXXINDEA | TotalAnnualMaxCapacityInvestment | 2039 | 15.26 | override | 2026-07-10T11:14:16.375089
A_Calibrated_BAU | Secondary Techs | TRNBTNXXINDEA | TotalAnnualMaxCapacityInvestment | 2040 | 15.26 | override | 2026-07-10T11:14:16.375089
A_Calibrated_BAU | Secondary Techs | TRNBTNXXINDEA | TotalAnnualMaxCapacityInvestment | 2041 | 15.26 | override | 2026-07-10T11:14:16.375089
A_Calibrated_BAU | Secondary Techs | TRNBTNXXINDEA | TotalAnnualMaxCapacityInvestment | 2042 | 15.26 | override | 2026-07-10T11:14:16.375089
A_Calibrated_BAU | Secondary Techs | TRNBTNXXINDEA | TotalAnnualMaxCapacityInvestment | 2043 | 15.26 | override | 2026-07-10T11:14:16.375089
A_Calibrated_BAU | Secondary Techs | TRNBTNXXINDEA | TotalAnnualMaxCapacityInvestment | 2044 | 15.26 | override | 2026-07-10T11:14:16.375089
A_Calibrated_BAU | Secondary Techs | TRNBTNXXINDEA | TotalAnnualMaxCapacityInvestment | 2045 | 15.26 | override | 2026-07-10T11:14:16.375089
A_Calibrated_BAU | Secondary Techs | TRNBTNXXINDEA | TotalAnnualMaxCapacityInvestment | 2046 | 15.26 | override | 2026-07-10T11:14:16.375089
A_Calibrated_BAU | Secondary Techs | TRNBTNXXINDEA | TotalAnnualMaxCapacityInvestment | 2047 | 15.26 | override | 2026-07-10T11:14:16.375089
A_Calibrated_BAU | Secondary Techs | TRNBTNXXINDEA | TotalAnnualMaxCapacityInvestment | 2048 | 15.26 | override | 2026-07-10T11:14:16.375089
A_Calibrated_BAU | Secondary Techs | TRNBTNXXINDEA | TotalAnnualMaxCapacityInvestment | 2049 | 15.26 | override | 2026-07-10T11:14:16.375089
A_Calibrated_BAU | Secondary Techs | TRNBTNXXINDEA | TotalAnnualMaxCapacityInvestment | 2050 | 15.26 | override | 2026-07-10T11:14:16.375089
A_Calibrated_BAU | Secondary Techs | TRNINDSOLKAXX | TotalAnnualMaxCapacityInvestment | 2023 | 0 | override | 2026-07-10T11:14:16.375089
A_Calibrated_BAU | Secondary Techs | TRNINDSOLKAXX | TotalAnnualMaxCapacityInvestment | 2024 | 0 | override | 2026-07-10T11:14:16.375089
A_Calibrated_BAU | Secondary Techs | TRNINDSOLKAXX | TotalAnnualMaxCapacityInvestment | 2025 | 0 | override | 2026-07-10T11:14:16.375089
A_Calibrated_BAU | Secondary Techs | TRNINDSOLKAXX | TotalAnnualMaxCapacityInvestment | 2026 | 0 | override | 2026-07-10T11:14:16.375089
A_Calibrated_BAU | Secondary Techs | TRNINDSOLKAXX | TotalAnnualMaxCapacityInvestment | 2027 | 0 | override | 2026-07-10T11:14:16.375089
A_Calibrated_BAU | Secondary Techs | TRNINDSOLKAXX | TotalAnnualMaxCapacityInvestment | 2028 | 0 | override | 2026-07-10T11:14:16.375089
A_Calibrated_BAU | Secondary Techs | TRNINDSOLKAXX | TotalAnnualMaxCapacityInvestment | 2029 | 0 | override | 2026-07-10T11:14:16.375089
A_Calibrated_BAU | Secondary Techs | TRNINDSOLKAXX | TotalAnnualMaxCapacityInvestment | 2030 | 0 | override | 2026-07-10T11:14:16.375089
A_Calibrated_BAU | Secondary Techs | TRNINDSOLKAXX | TotalAnnualMaxCapacityInvestment | 2031 | 0 | override | 2026-07-10T11:14:16.375089
A_Calibrated_BAU | Secondary Techs | TRNINDSOLKAXX | TotalAnnualMaxCapacityInvestment | 2032 | 0 | override | 2026-07-10T11:14:16.375089
A_Calibrated_BAU | Secondary Techs | TRNINDSOLKAXX | TotalAnnualMaxCapacityInvestment | 2033 | 0 | override | 2026-07-10T11:14:16.375089
A_Calibrated_BAU | Secondary Techs | TRNINDSOLKAXX | TotalAnnualMaxCapacityInvestment | 2034 | 0 | override | 2026-07-10T11:14:16.375089
A_Calibrated_BAU | Secondary Techs | TRNINDSOLKAXX | TotalAnnualMaxCapacityInvestment | 2035 | 0 | override | 2026-07-10T11:14:16.375089
A_Calibrated_BAU | Secondary Techs | TRNINDSOLKAXX | TotalAnnualMaxCapacityInvestment | 2036 | 0 | override | 2026-07-10T11:14:16.375089
A_Calibrated_BAU | Secondary Techs | TRNINDSOLKAXX | TotalAnnualMaxCapacityInvestment | 2037 | 0 | override | 2026-07-10T11:14:16.375089
A_Calibrated_BAU | Secondary Techs | TRNINDSOLKAXX | TotalAnnualMaxCapacityInvestment | 2038 | 0.25 | override | 2026-07-10T11:14:16.375089
A_Calibrated_BAU | Secondary Techs | TRNINDSOLKAXX | TotalAnnualMaxCapacityInvestment | 2039 | 0.5 | override | 2026-07-10T11:14:16.375089
A_Calibrated_BAU | Secondary Techs | TRNINDSOLKAXX | TotalAnnualMaxCapacityInvestment | 2040 | 1 | override | 2026-07-10T11:14:16.375089
A_Calibrated_BAU | Secondary Techs | TRNINDSOLKAXX | TotalAnnualMaxCapacityInvestment | 2041 | 1 | override | 2026-07-10T11:14:16.375089
A_Calibrated_BAU | Secondary Techs | TRNINDSOLKAXX | TotalAnnualMaxCapacityInvestment | 2042 | 1 | override | 2026-07-10T11:14:16.375089
A_Calibrated_BAU | Secondary Techs | TRNINDSOLKAXX | TotalAnnualMaxCapacityInvestment | 2043 | 1 | override | 2026-07-10T11:14:16.375089
A_Calibrated_BAU | Secondary Techs | TRNINDSOLKAXX | TotalAnnualMaxCapacityInvestment | 2044 | 1 | override | 2026-07-10T11:14:16.375089
A_Calibrated_BAU | Secondary Techs | TRNINDSOLKAXX | TotalAnnualMaxCapacityInvestment | 2045 | 1 | override | 2026-07-10T11:14:16.375089
A_Calibrated_BAU | Secondary Techs | TRNINDSOLKAXX | TotalAnnualMaxCapacityInvestment | 2046 | 1 | override | 2026-07-10T11:14:16.375089
A_Calibrated_BAU | Secondary Techs | TRNINDSOLKAXX | TotalAnnualMaxCapacityInvestment | 2047 | 1 | override | 2026-07-10T11:14:16.375089
A_Calibrated_BAU | Secondary Techs | TRNINDSOLKAXX | TotalAnnualMaxCapacityInvestment | 2048 | 1 | override | 2026-07-10T11:14:16.375089
A_Calibrated_BAU | Secondary Techs | TRNINDSOLKAXX | TotalAnnualMaxCapacityInvestment | 2049 | 1 | override | 2026-07-10T11:14:16.375089
A_Calibrated_BAU | Secondary Techs | TRNINDSOLKAXX | TotalAnnualMaxCapacityInvestment | 2050 | 1 | override | 2026-07-10T11:14:16.375089
A_Calibrated_BAU | Secondary Techs | TRNINDEAINDSO | TotalAnnualMaxCapacityInvestment | 2023 | 7.83 | override | 2026-07-10T11:14:16.375089
A_Calibrated_BAU | Secondary Techs | TRNINDEAINDSO | TotalAnnualMaxCapacityInvestment | 2024 | 8.83 | override | 2026-07-10T11:14:16.375089
A_Calibrated_BAU | Secondary Techs | TRNINDEAINDSO | TotalAnnualMaxCapacityInvestment | 2025 | 9.83 | override | 2026-07-10T11:14:16.375089
A_Calibrated_BAU | Secondary Techs | TRNINDEAINDSO | TotalAnnualMaxCapacityInvestment | 2026 | 10.83 | override | 2026-07-10T11:14:16.375089
A_Calibrated_BAU | Secondary Techs | TRNINDEAINDSO | TotalAnnualMaxCapacityInvestment | 2027 | 11.83 | override | 2026-07-10T11:14:16.375089
A_Calibrated_BAU | Secondary Techs | TRNINDEAINDSO | TotalAnnualMaxCapacityInvestment | 2028 | 12.83 | override | 2026-07-10T11:14:16.375089
A_Calibrated_BAU | Secondary Techs | TRNINDEAINDSO | TotalAnnualMaxCapacityInvestment | 2029 | 13.83 | override | 2026-07-10T11:14:16.375089
A_Calibrated_BAU | Secondary Techs | TRNINDEAINDSO | TotalAnnualMaxCapacityInvestment | 2030 | 13.83 | override | 2026-07-10T11:14:16.375089
A_Calibrated_BAU | Secondary Techs | TRNINDEAINDSO | TotalAnnualMaxCapacityInvestment | 2031 | 13.83 | override | 2026-07-10T11:14:16.375089
A_Calibrated_BAU | Secondary Techs | TRNINDEAINDSO | TotalAnnualMaxCapacityInvestment | 2032 | 13.83 | override | 2026-07-10T11:14:16.375089
A_Calibrated_BAU | Secondary Techs | TRNINDEAINDSO | TotalAnnualMaxCapacityInvestment | 2033 | 13.83 | override | 2026-07-10T11:14:16.375089
A_Calibrated_BAU | Secondary Techs | TRNINDEAINDSO | TotalAnnualMaxCapacityInvestment | 2034 | 13.83 | override | 2026-07-10T11:14:16.375089
A_Calibrated_BAU | Secondary Techs | TRNINDEAINDSO | TotalAnnualMaxCapacityInvestment | 2035 | 13.83 | override | 2026-07-10T11:14:16.375089
A_Calibrated_BAU | Secondary Techs | TRNINDEAINDSO | TotalAnnualMaxCapacityInvestment | 2036 | 13.83 | override | 2026-07-10T11:14:16.375089
A_Calibrated_BAU | Secondary Techs | TRNINDEAINDSO | TotalAnnualMaxCapacityInvestment | 2037 | 13.83 | override | 2026-07-10T11:14:16.375089
A_Calibrated_BAU | Secondary Techs | TRNINDEAINDSO | TotalAnnualMaxCapacityInvestment | 2038 | 13.83 | override | 2026-07-10T11:14:16.375089
A_Calibrated_BAU | Secondary Techs | TRNINDEAINDSO | TotalAnnualMaxCapacityInvestment | 2039 | 13.83 | override | 2026-07-10T11:14:16.375089
A_Calibrated_BAU | Secondary Techs | TRNINDEAINDSO | TotalAnnualMaxCapacityInvestment | 2040 | 13.83 | override | 2026-07-10T11:14:16.375089
A_Calibrated_BAU | Secondary Techs | TRNINDEAINDSO | TotalAnnualMaxCapacityInvestment | 2041 | 13.83 | override | 2026-07-10T11:14:16.375089
A_Calibrated_BAU | Secondary Techs | TRNINDEAINDSO | TotalAnnualMaxCapacityInvestment | 2042 | 13.83 | override | 2026-07-10T11:14:16.375089
A_Calibrated_BAU | Secondary Techs | TRNINDEAINDSO | TotalAnnualMaxCapacityInvestment | 2043 | 13.83 | override | 2026-07-10T11:14:16.375089
A_Calibrated_BAU | Secondary Techs | TRNINDEAINDSO | TotalAnnualMaxCapacityInvestment | 2044 | 13.83 | override | 2026-07-10T11:14:16.375089
A_Calibrated_BAU | Secondary Techs | TRNINDEAINDSO | TotalAnnualMaxCapacityInvestment | 2045 | 13.83 | override | 2026-07-10T11:14:16.375089
A_Calibrated_BAU | Secondary Techs | TRNINDEAINDSO | TotalAnnualMaxCapacityInvestment | 2046 | 13.83 | override | 2026-07-10T11:14:16.375089
A_Calibrated_BAU | Secondary Techs | TRNINDEAINDSO | TotalAnnualMaxCapacityInvestment | 2047 | 13.83 | override | 2026-07-10T11:14:16.375089
A_Calibrated_BAU | Secondary Techs | TRNINDEAINDSO | TotalAnnualMaxCapacityInvestment | 2048 | 13.83 | override | 2026-07-10T11:14:16.375089
A_Calibrated_BAU | Secondary Techs | TRNINDEAINDSO | TotalAnnualMaxCapacityInvestment | 2049 | 13.83 | override | 2026-07-10T11:14:16.375089
A_Calibrated_BAU | Secondary Techs | TRNINDEAINDSO | TotalAnnualMaxCapacityInvestment | 2050 | 13.83 | override | 2026-07-10T11:14:16.375089
A_Calibrated_BAU | Secondary Techs | TRNINDNOINDWE | TotalAnnualMaxCapacityInvestment | 2023 | 36.72 | multiplicative | 2026-07-10T11:14:16.375089
A_Calibrated_BAU | Secondary Techs | TRNINDNOINDWE | TotalAnnualMaxCapacityInvestment | 2024 | 36.72 | multiplicative | 2026-07-10T11:14:16.375089
A_Calibrated_BAU | Secondary Techs | TRNINDNOINDWE | TotalAnnualMaxCapacityInvestment | 2025 | 36.72 | multiplicative | 2026-07-10T11:14:16.375089
A_Calibrated_BAU | Secondary Techs | TRNINDNOINDWE | TotalAnnualMaxCapacityInvestment | 2026 | 36.72 | multiplicative | 2026-07-10T11:14:16.375089
A_Calibrated_BAU | Secondary Techs | TRNINDNOINDWE | TotalAnnualMaxCapacityInvestment | 2027 | 36.72 | multiplicative | 2026-07-10T11:14:16.375089
A_Calibrated_BAU | Secondary Techs | TRNINDNOINDWE | TotalAnnualMaxCapacityInvestment | 2028 | 36.72 | multiplicative | 2026-07-10T11:14:16.375089
A_Calibrated_BAU | Secondary Techs | TRNINDNOINDWE | TotalAnnualMaxCapacityInvestment | 2029 | 36.72 | multiplicative | 2026-07-10T11:14:16.375089
A_Calibrated_BAU | Secondary Techs | TRNINDNOINDWE | TotalAnnualMaxCapacityInvestment | 2030 | 36.72 | multiplicative | 2026-07-10T11:14:16.375089
A_Calibrated_BAU | Secondary Techs | TRNINDNOINDWE | TotalAnnualMaxCapacityInvestment | 2031 | 36.72 | multiplicative | 2026-07-10T11:14:16.375089
A_Calibrated_BAU | Secondary Techs | TRNINDNOINDWE | TotalAnnualMaxCapacityInvestment | 2032 | 36.72 | multiplicative | 2026-07-10T11:14:16.375089
A_Calibrated_BAU | Secondary Techs | TRNINDNOINDWE | TotalAnnualMaxCapacityInvestment | 2033 | 36.72 | multiplicative | 2026-07-10T11:14:16.375089
A_Calibrated_BAU | Secondary Techs | TRNINDNOINDWE | TotalAnnualMaxCapacityInvestment | 2034 | 36.72 | multiplicative | 2026-07-10T11:14:16.375089
A_Calibrated_BAU | Secondary Techs | TRNINDNOINDWE | TotalAnnualMaxCapacityInvestment | 2035 | 36.72 | multiplicative | 2026-07-10T11:14:16.375089
A_Calibrated_BAU | Secondary Techs | TRNINDNOINDWE | TotalAnnualMaxCapacityInvestment | 2036 | 36.72 | multiplicative | 2026-07-10T11:14:16.375089
A_Calibrated_BAU | Secondary Techs | TRNINDNOINDWE | TotalAnnualMaxCapacityInvestment | 2037 | 36.72 | multiplicative | 2026-07-10T11:14:16.375089
A_Calibrated_BAU | Secondary Techs | TRNINDNOINDWE | TotalAnnualMaxCapacityInvestment | 2038 | 36.72 | multiplicative | 2026-07-10T11:14:16.375089
A_Calibrated_BAU | Secondary Techs | TRNINDNOINDWE | TotalAnnualMaxCapacityInvestment | 2039 | 36.72 | multiplicative | 2026-07-10T11:14:16.375089
A_Calibrated_BAU | Secondary Techs | TRNINDNOINDWE | TotalAnnualMaxCapacityInvestment | 2040 | 36.72 | multiplicative | 2026-07-10T11:14:16.375089
A_Calibrated_BAU | Secondary Techs | TRNINDNOINDWE | TotalAnnualMaxCapacityInvestment | 2041 | 36.72 | multiplicative | 2026-07-10T11:14:16.375089
A_Calibrated_BAU | Secondary Techs | TRNINDNOINDWE | TotalAnnualMaxCapacityInvestment | 2042 | 36.72 | multiplicative | 2026-07-10T11:14:16.375089
A_Calibrated_BAU | Secondary Techs | TRNINDNOINDWE | TotalAnnualMaxCapacityInvestment | 2043 | 36.72 | multiplicative | 2026-07-10T11:14:16.375089
A_Calibrated_BAU | Secondary Techs | TRNINDNOINDWE | TotalAnnualMaxCapacityInvestment | 2044 | 36.72 | multiplicative | 2026-07-10T11:14:16.375089
A_Calibrated_BAU | Secondary Techs | TRNINDNOINDWE | TotalAnnualMaxCapacityInvestment | 2045 | 36.72 | multiplicative | 2026-07-10T11:14:16.375089
A_Calibrated_BAU | Secondary Techs | TRNINDNOINDWE | TotalAnnualMaxCapacityInvestment | 2046 | 36.72 | multiplicative | 2026-07-10T11:14:16.375089
A_Calibrated_BAU | Secondary Techs | TRNINDNOINDWE | TotalAnnualMaxCapacityInvestment | 2047 | 36.72 | multiplicative | 2026-07-10T11:14:16.375089
A_Calibrated_BAU | Secondary Techs | TRNINDNOINDWE | TotalAnnualMaxCapacityInvestment | 2048 | 36.72 | multiplicative | 2026-07-10T11:14:16.375089
A_Calibrated_BAU | Secondary Techs | TRNINDNOINDWE | TotalAnnualMaxCapacityInvestment | 2049 | 36.72 | multiplicative | 2026-07-10T11:14:16.375089
A_Calibrated_BAU | Secondary Techs | TRNINDNOINDWE | TotalAnnualMaxCapacityInvestment | 2050 | 36.72 | multiplicative | 2026-07-10T11:14:16.375089
A_Calibrated_BAU | Secondary Techs | TRNBGDXXINDNE | TotalAnnualMaxCapacityInvestment | 2023 | 0.16 | override | 2026-07-10T11:14:16.375089
A_Calibrated_BAU | Secondary Techs | TRNBGDXXINDNE | TotalAnnualMaxCapacityInvestment | 2024 | 0.36 | override | 2026-07-10T11:14:16.375089
A_Calibrated_BAU | Secondary Techs | TRNBGDXXINDNE | TotalAnnualMaxCapacityInvestment | 2025 | 0.56 | override | 2026-07-10T11:14:16.375089
A_Calibrated_BAU | Secondary Techs | TRNBGDXXINDNE | TotalAnnualMaxCapacityInvestment | 2026 | 0.76 | override | 2026-07-10T11:14:16.375089
A_Calibrated_BAU | Secondary Techs | TRNBGDXXINDNE | TotalAnnualMaxCapacityInvestment | 2027 | 0.96 | override | 2026-07-10T11:14:16.375089
A_Calibrated_BAU | Secondary Techs | TRNBGDXXINDNE | TotalAnnualMaxCapacityInvestment | 2028 | 1.16 | override | 2026-07-10T11:14:16.375089
A_Calibrated_BAU | Secondary Techs | TRNBGDXXINDNE | TotalAnnualMaxCapacityInvestment | 2029 | 1.3475 | override | 2026-07-10T11:14:16.375089
A_Calibrated_BAU | Secondary Techs | TRNBGDXXINDNE | TotalAnnualMaxCapacityInvestment | 2030 | 1.535 | override | 2026-07-10T11:14:16.375089
A_Calibrated_BAU | Secondary Techs | TRNBGDXXINDNE | TotalAnnualMaxCapacityInvestment | 2031 | 1.7225 | override | 2026-07-10T11:14:16.375089
A_Calibrated_BAU | Secondary Techs | TRNBGDXXINDNE | TotalAnnualMaxCapacityInvestment | 2032 | 1.91 | override | 2026-07-10T11:14:16.375089
A_Calibrated_BAU | Secondary Techs | TRNBGDXXINDNE | TotalAnnualMaxCapacityInvestment | 2033 | 2.16 | override | 2026-07-10T11:14:16.375089
A_Calibrated_BAU | Secondary Techs | TRNBGDXXINDNE | TotalAnnualMaxCapacityInvestment | 2034 | 2.41 | override | 2026-07-10T11:14:16.375089
A_Calibrated_BAU | Secondary Techs | TRNBGDXXINDNE | TotalAnnualMaxCapacityInvestment | 2035 | 2.66 | override | 2026-07-10T11:14:16.375089
A_Calibrated_BAU | Secondary Techs | TRNBGDXXINDNE | TotalAnnualMaxCapacityInvestment | 2036 | 2.66 | override | 2026-07-10T11:14:16.375089
A_Calibrated_BAU | Secondary Techs | TRNBGDXXINDNE | TotalAnnualMaxCapacityInvestment | 2037 | 2.66 | override | 2026-07-10T11:14:16.375089
A_Calibrated_BAU | Secondary Techs | TRNBGDXXINDNE | TotalAnnualMaxCapacityInvestment | 2038 | 2.66 | override | 2026-07-10T11:14:16.375089
A_Calibrated_BAU | Secondary Techs | TRNBGDXXINDNE | TotalAnnualMaxCapacityInvestment | 2039 | 2.66 | override | 2026-07-10T11:14:16.375089
A_Calibrated_BAU | Secondary Techs | TRNBGDXXINDNE | TotalAnnualMaxCapacityInvestment | 2040 | 2.66 | override | 2026-07-10T11:14:16.375089
A_Calibrated_BAU | Secondary Techs | TRNBGDXXINDNE | TotalAnnualMaxCapacityInvestment | 2041 | 2.66 | override | 2026-07-10T11:14:16.375089
A_Calibrated_BAU | Secondary Techs | TRNBGDXXINDNE | TotalAnnualMaxCapacityInvestment | 2042 | 2.66 | override | 2026-07-10T11:14:16.375089
A_Calibrated_BAU | Secondary Techs | TRNBGDXXINDNE | TotalAnnualMaxCapacityInvestment | 2043 | 2.66 | override | 2026-07-10T11:14:16.375089
A_Calibrated_BAU | Secondary Techs | TRNBGDXXINDNE | TotalAnnualMaxCapacityInvestment | 2044 | 2.66 | override | 2026-07-10T11:14:16.375089
A_Calibrated_BAU | Secondary Techs | TRNBGDXXINDNE | TotalAnnualMaxCapacityInvestment | 2045 | 2.66 | override | 2026-07-10T11:14:16.375089
A_Calibrated_BAU | Secondary Techs | TRNBGDXXINDNE | TotalAnnualMaxCapacityInvestment | 2046 | 2.66 | override | 2026-07-10T11:14:16.375089
A_Calibrated_BAU | Secondary Techs | TRNBGDXXINDNE | TotalAnnualMaxCapacityInvestment | 2047 | 2.66 | override | 2026-07-10T11:14:16.375089
A_Calibrated_BAU | Secondary Techs | TRNBGDXXINDNE | TotalAnnualMaxCapacityInvestment | 2048 | 2.66 | override | 2026-07-10T11:14:16.375089
A_Calibrated_BAU | Secondary Techs | TRNBGDXXINDNE | TotalAnnualMaxCapacityInvestment | 2049 | 2.66 | override | 2026-07-10T11:14:16.375089
A_Calibrated_BAU | Secondary Techs | TRNBGDXXINDNE | TotalAnnualMaxCapacityInvestment | 2050 | 2.66 | override | 2026-07-10T11:14:16.375089
A_Calibrated_BAU | Secondary Techs | TRNINDEANPLXX | TotalAnnualMaxCapacityInvestment | 2023 | 1.35 | override | 2026-07-10T11:14:16.375089
A_Calibrated_BAU | Secondary Techs | TRNINDEANPLXX | TotalAnnualMaxCapacityInvestment | 2024 | 1.6 | override | 2026-07-10T11:14:16.375089
A_Calibrated_BAU | Secondary Techs | TRNINDEANPLXX | TotalAnnualMaxCapacityInvestment | 2025 | 1.85 | override | 2026-07-10T11:14:16.375089
A_Calibrated_BAU | Secondary Techs | TRNINDEANPLXX | TotalAnnualMaxCapacityInvestment | 2026 | 2.1 | override | 2026-07-10T11:14:16.375089
A_Calibrated_BAU | Secondary Techs | TRNINDEANPLXX | TotalAnnualMaxCapacityInvestment | 2027 | 2.35 | override | 2026-07-10T11:14:16.375089
A_Calibrated_BAU | Secondary Techs | TRNINDEANPLXX | TotalAnnualMaxCapacityInvestment | 2028 | 3.0167 | override | 2026-07-10T11:14:16.375089
A_Calibrated_BAU | Secondary Techs | TRNINDEANPLXX | TotalAnnualMaxCapacityInvestment | 2029 | 3.6833 | override | 2026-07-10T11:14:16.375089
A_Calibrated_BAU | Secondary Techs | TRNINDEANPLXX | TotalAnnualMaxCapacityInvestment | 2030 | 4.35 | override | 2026-07-10T11:14:16.375089
A_Calibrated_BAU | Secondary Techs | TRNINDEANPLXX | TotalAnnualMaxCapacityInvestment | 2031 | 4.35 | override | 2026-07-10T11:14:16.375089
A_Calibrated_BAU | Secondary Techs | TRNINDEANPLXX | TotalAnnualMaxCapacityInvestment | 2032 | 4.35 | override | 2026-07-10T11:14:16.375089
A_Calibrated_BAU | Secondary Techs | TRNINDEANPLXX | TotalAnnualMaxCapacityInvestment | 2033 | 4.35 | override | 2026-07-10T11:14:16.375089
A_Calibrated_BAU | Secondary Techs | TRNINDEANPLXX | TotalAnnualMaxCapacityInvestment | 2034 | 4.35 | override | 2026-07-10T11:14:16.375089
A_Calibrated_BAU | Secondary Techs | TRNINDEANPLXX | TotalAnnualMaxCapacityInvestment | 2035 | 4.35 | override | 2026-07-10T11:14:16.375089
A_Calibrated_BAU | Secondary Techs | TRNINDEANPLXX | TotalAnnualMaxCapacityInvestment | 2036 | 4.35 | override | 2026-07-10T11:14:16.375089
A_Calibrated_BAU | Secondary Techs | TRNINDEANPLXX | TotalAnnualMaxCapacityInvestment | 2037 | 4.35 | override | 2026-07-10T11:14:16.375089
A_Calibrated_BAU | Secondary Techs | TRNINDEANPLXX | TotalAnnualMaxCapacityInvestment | 2038 | 4.35 | override | 2026-07-10T11:14:16.375089
A_Calibrated_BAU | Secondary Techs | TRNINDEANPLXX | TotalAnnualMaxCapacityInvestment | 2039 | 4.35 | override | 2026-07-10T11:14:16.375089
A_Calibrated_BAU | Secondary Techs | TRNINDEANPLXX | TotalAnnualMaxCapacityInvestment | 2040 | 4.35 | override | 2026-07-10T11:14:16.375089
A_Calibrated_BAU | Secondary Techs | TRNINDEANPLXX | TotalAnnualMaxCapacityInvestment | 2041 | 4.35 | override | 2026-07-10T11:14:16.375089
A_Calibrated_BAU | Secondary Techs | TRNINDEANPLXX | TotalAnnualMaxCapacityInvestment | 2042 | 4.35 | override | 2026-07-10T11:14:16.375089
A_Calibrated_BAU | Secondary Techs | TRNINDEANPLXX | TotalAnnualMaxCapacityInvestment | 2043 | 4.35 | override | 2026-07-10T11:14:16.375089
A_Calibrated_BAU | Secondary Techs | TRNINDEANPLXX | TotalAnnualMaxCapacityInvestment | 2044 | 4.35 | override | 2026-07-10T11:14:16.375089
A_Calibrated_BAU | Secondary Techs | TRNINDEANPLXX | TotalAnnualMaxCapacityInvestment | 2045 | 4.35 | override | 2026-07-10T11:14:16.375089
A_Calibrated_BAU | Secondary Techs | TRNINDEANPLXX | TotalAnnualMaxCapacityInvestment | 2046 | 4.35 | override | 2026-07-10T11:14:16.375089
A_Calibrated_BAU | Secondary Techs | TRNINDEANPLXX | TotalAnnualMaxCapacityInvestment | 2047 | 4.35 | override | 2026-07-10T11:14:16.375089
A_Calibrated_BAU | Secondary Techs | TRNINDEANPLXX | TotalAnnualMaxCapacityInvestment | 2048 | 4.35 | override | 2026-07-10T11:14:16.375089
A_Calibrated_BAU | Secondary Techs | TRNINDEANPLXX | TotalAnnualMaxCapacityInvestment | 2049 | 4.35 | override | 2026-07-10T11:14:16.375089
A_Calibrated_BAU | Secondary Techs | TRNINDEANPLXX | TotalAnnualMaxCapacityInvestment | 2050 | 4.35 | override | 2026-07-10T11:14:16.375089
A_Calibrated_BAU | Secondary Techs | TRNLKAXXMDVXX | TotalAnnualMaxCapacityInvestment | 2023 | 0 | override | 2026-07-10T11:14:16.375089
A_Calibrated_BAU | Secondary Techs | TRNLKAXXMDVXX | TotalAnnualMaxCapacityInvestment | 2024 | 0 | override | 2026-07-10T11:14:16.375089
A_Calibrated_BAU | Secondary Techs | TRNLKAXXMDVXX | TotalAnnualMaxCapacityInvestment | 2025 | 0 | override | 2026-07-10T11:14:16.375089
A_Calibrated_BAU | Secondary Techs | TRNLKAXXMDVXX | TotalAnnualMaxCapacityInvestment | 2026 | 0 | override | 2026-07-10T11:14:16.375089
A_Calibrated_BAU | Secondary Techs | TRNLKAXXMDVXX | TotalAnnualMaxCapacityInvestment | 2027 | 0 | override | 2026-07-10T11:14:16.375089
A_Calibrated_BAU | Secondary Techs | TRNLKAXXMDVXX | TotalAnnualMaxCapacityInvestment | 2028 | 0 | override | 2026-07-10T11:14:16.375089
A_Calibrated_BAU | Secondary Techs | TRNLKAXXMDVXX | TotalAnnualMaxCapacityInvestment | 2029 | 0 | override | 2026-07-10T11:14:16.375089
A_Calibrated_BAU | Secondary Techs | TRNLKAXXMDVXX | TotalAnnualMaxCapacityInvestment | 2030 | 0 | override | 2026-07-10T11:14:16.375089
A_Calibrated_BAU | Secondary Techs | TRNLKAXXMDVXX | TotalAnnualMaxCapacityInvestment | 2031 | 0 | override | 2026-07-10T11:14:16.375089
A_Calibrated_BAU | Secondary Techs | TRNLKAXXMDVXX | TotalAnnualMaxCapacityInvestment | 2032 | 0 | override | 2026-07-10T11:14:16.375089
A_Calibrated_BAU | Secondary Techs | TRNLKAXXMDVXX | TotalAnnualMaxCapacityInvestment | 2033 | 0 | override | 2026-07-10T11:14:16.375089
A_Calibrated_BAU | Secondary Techs | TRNLKAXXMDVXX | TotalAnnualMaxCapacityInvestment | 2034 | 0 | override | 2026-07-10T11:14:16.375089
A_Calibrated_BAU | Secondary Techs | TRNLKAXXMDVXX | TotalAnnualMaxCapacityInvestment | 2035 | 0 | override | 2026-07-10T11:14:16.375089
A_Calibrated_BAU | Secondary Techs | TRNLKAXXMDVXX | TotalAnnualMaxCapacityInvestment | 2036 | 0 | override | 2026-07-10T11:14:16.375089
A_Calibrated_BAU | Secondary Techs | TRNLKAXXMDVXX | TotalAnnualMaxCapacityInvestment | 2037 | 0 | override | 2026-07-10T11:14:16.375089
A_Calibrated_BAU | Secondary Techs | TRNLKAXXMDVXX | TotalAnnualMaxCapacityInvestment | 2038 | 0 | override | 2026-07-10T11:14:16.375089
A_Calibrated_BAU | Secondary Techs | TRNLKAXXMDVXX | TotalAnnualMaxCapacityInvestment | 2039 | 0 | override | 2026-07-10T11:14:16.375089
A_Calibrated_BAU | Secondary Techs | TRNLKAXXMDVXX | TotalAnnualMaxCapacityInvestment | 2040 | 0 | override | 2026-07-10T11:14:16.375089
A_Calibrated_BAU | Secondary Techs | TRNLKAXXMDVXX | TotalAnnualMaxCapacityInvestment | 2041 | 0 | override | 2026-07-10T11:14:16.375089
A_Calibrated_BAU | Secondary Techs | TRNLKAXXMDVXX | TotalAnnualMaxCapacityInvestment | 2042 | 0 | override | 2026-07-10T11:14:16.375089
A_Calibrated_BAU | Secondary Techs | TRNLKAXXMDVXX | TotalAnnualMaxCapacityInvestment | 2043 | 0 | override | 2026-07-10T11:14:16.375089
A_Calibrated_BAU | Secondary Techs | TRNLKAXXMDVXX | TotalAnnualMaxCapacityInvestment | 2044 | 0 | override | 2026-07-10T11:14:16.375089
A_Calibrated_BAU | Secondary Techs | TRNLKAXXMDVXX | TotalAnnualMaxCapacityInvestment | 2045 | 0 | override | 2026-07-10T11:14:16.375089
A_Calibrated_BAU | Secondary Techs | TRNLKAXXMDVXX | TotalAnnualMaxCapacityInvestment | 2046 | 0 | override | 2026-07-10T11:14:16.375089
A_Calibrated_BAU | Secondary Techs | TRNLKAXXMDVXX | TotalAnnualMaxCapacityInvestment | 2047 | 0 | override | 2026-07-10T11:14:16.375089
A_Calibrated_BAU | Secondary Techs | TRNLKAXXMDVXX | TotalAnnualMaxCapacityInvestment | 2048 | 0 | override | 2026-07-10T11:14:16.375089
A_Calibrated_BAU | Secondary Techs | TRNLKAXXMDVXX | TotalAnnualMaxCapacityInvestment | 2049 | 0 | override | 2026-07-10T11:14:16.375089
A_Calibrated_BAU | Secondary Techs | TRNLKAXXMDVXX | TotalAnnualMaxCapacityInvestment | 2050 | 0 | override | 2026-07-10T11:14:16.375089
A_Calibrated_BAU | Secondary Techs | TRNINDNONPLXX | TotalAnnualMaxCapacityInvestment | 2023 | 1.2 | override_clamped_to_rescap | 2026-07-10T11:14:16.375089
A_Calibrated_BAU | Secondary Techs | TRNINDNONPLXX | TotalAnnualMaxCapacityInvestment | 2024 | 1.2 | override_clamped_to_rescap | 2026-07-10T11:14:16.375089
A_Calibrated_BAU | Secondary Techs | TRNINDNONPLXX | TotalAnnualMaxCapacityInvestment | 2025 | 1.5 | override | 2026-07-10T11:14:16.375089
A_Calibrated_BAU | Secondary Techs | TRNINDNONPLXX | TotalAnnualMaxCapacityInvestment | 2026 | 1.8833 | override | 2026-07-10T11:14:16.375089
A_Calibrated_BAU | Secondary Techs | TRNINDNONPLXX | TotalAnnualMaxCapacityInvestment | 2027 | 2.2667 | override | 2026-07-10T11:14:16.375089
A_Calibrated_BAU | Secondary Techs | TRNINDNONPLXX | TotalAnnualMaxCapacityInvestment | 2028 | 2.65 | override | 2026-07-10T11:14:16.375089
A_Calibrated_BAU | Secondary Techs | TRNINDNONPLXX | TotalAnnualMaxCapacityInvestment | 2029 | 2.65 | override | 2026-07-10T11:14:16.375089
A_Calibrated_BAU | Secondary Techs | TRNINDNONPLXX | TotalAnnualMaxCapacityInvestment | 2030 | 2.65 | override | 2026-07-10T11:14:16.375089
A_Calibrated_BAU | Secondary Techs | TRNINDNONPLXX | TotalAnnualMaxCapacityInvestment | 2031 | 2.65 | override | 2026-07-10T11:14:16.375089
A_Calibrated_BAU | Secondary Techs | TRNINDNONPLXX | TotalAnnualMaxCapacityInvestment | 2032 | 2.65 | override | 2026-07-10T11:14:16.375089
A_Calibrated_BAU | Secondary Techs | TRNINDNONPLXX | TotalAnnualMaxCapacityInvestment | 2033 | 2.65 | override | 2026-07-10T11:14:16.375089
A_Calibrated_BAU | Secondary Techs | TRNINDNONPLXX | TotalAnnualMaxCapacityInvestment | 2034 | 2.65 | override | 2026-07-10T11:14:16.375089
A_Calibrated_BAU | Secondary Techs | TRNINDNONPLXX | TotalAnnualMaxCapacityInvestment | 2035 | 2.65 | override | 2026-07-10T11:14:16.375089
A_Calibrated_BAU | Secondary Techs | TRNINDNONPLXX | TotalAnnualMaxCapacityInvestment | 2036 | 2.65 | override | 2026-07-10T11:14:16.375089
A_Calibrated_BAU | Secondary Techs | TRNINDNONPLXX | TotalAnnualMaxCapacityInvestment | 2037 | 2.65 | override | 2026-07-10T11:14:16.375089
A_Calibrated_BAU | Secondary Techs | TRNINDNONPLXX | TotalAnnualMaxCapacityInvestment | 2038 | 2.65 | override | 2026-07-10T11:14:16.375089
A_Calibrated_BAU | Secondary Techs | TRNINDNONPLXX | TotalAnnualMaxCapacityInvestment | 2039 | 2.65 | override | 2026-07-10T11:14:16.375089
A_Calibrated_BAU | Secondary Techs | TRNINDNONPLXX | TotalAnnualMaxCapacityInvestment | 2040 | 2.65 | override | 2026-07-10T11:14:16.375089
A_Calibrated_BAU | Secondary Techs | TRNINDNONPLXX | TotalAnnualMaxCapacityInvestment | 2041 | 2.65 | override | 2026-07-10T11:14:16.375089
A_Calibrated_BAU | Secondary Techs | TRNINDNONPLXX | TotalAnnualMaxCapacityInvestment | 2042 | 2.65 | override | 2026-07-10T11:14:16.375089
A_Calibrated_BAU | Secondary Techs | TRNINDNONPLXX | TotalAnnualMaxCapacityInvestment | 2043 | 2.65 | override | 2026-07-10T11:14:16.375089
A_Calibrated_BAU | Secondary Techs | TRNINDNONPLXX | TotalAnnualMaxCapacityInvestment | 2044 | 2.65 | override | 2026-07-10T11:14:16.375089
A_Calibrated_BAU | Secondary Techs | TRNINDNONPLXX | TotalAnnualMaxCapacityInvestment | 2045 | 2.65 | override | 2026-07-10T11:14:16.375089
A_Calibrated_BAU | Secondary Techs | TRNINDNONPLXX | TotalAnnualMaxCapacityInvestment | 2046 | 2.65 | override | 2026-07-10T11:14:16.375089
A_Calibrated_BAU | Secondary Techs | TRNINDNONPLXX | TotalAnnualMaxCapacityInvestment | 2047 | 2.65 | override | 2026-07-10T11:14:16.375089
A_Calibrated_BAU | Secondary Techs | TRNINDNONPLXX | TotalAnnualMaxCapacityInvestment | 2048 | 2.65 | override | 2026-07-10T11:14:16.375089
A_Calibrated_BAU | Secondary Techs | TRNINDNONPLXX | TotalAnnualMaxCapacityInvestment | 2049 | 2.65 | override | 2026-07-10T11:14:16.375089
A_Calibrated_BAU | Secondary Techs | TRNINDNONPLXX | TotalAnnualMaxCapacityInvestment | 2050 | 2.65 | override | 2026-07-10T11:14:16.375089
A_Calibrated_BAU | Secondary Techs | TRNINDSOINDWE | TotalAnnualMaxCapacityInvestment | 2023 | 18.12 | override | 2026-07-10T11:14:16.375089
A_Calibrated_BAU | Secondary Techs | TRNINDSOINDWE | TotalAnnualMaxCapacityInvestment | 2024 | 19.12 | override | 2026-07-10T11:14:16.375089
A_Calibrated_BAU | Secondary Techs | TRNINDSOINDWE | TotalAnnualMaxCapacityInvestment | 2025 | 20.12 | override | 2026-07-10T11:14:16.375089
A_Calibrated_BAU | Secondary Techs | TRNINDSOINDWE | TotalAnnualMaxCapacityInvestment | 2026 | 21.12 | override | 2026-07-10T11:14:16.375089
A_Calibrated_BAU | Secondary Techs | TRNINDSOINDWE | TotalAnnualMaxCapacityInvestment | 2027 | 22.12 | override | 2026-07-10T11:14:16.375089
A_Calibrated_BAU | Secondary Techs | TRNINDSOINDWE | TotalAnnualMaxCapacityInvestment | 2028 | 23.12 | override | 2026-07-10T11:14:16.375089
A_Calibrated_BAU | Secondary Techs | TRNINDSOINDWE | TotalAnnualMaxCapacityInvestment | 2029 | 23.12 | override | 2026-07-10T11:14:16.375089
A_Calibrated_BAU | Secondary Techs | TRNINDSOINDWE | TotalAnnualMaxCapacityInvestment | 2030 | 23.12 | override | 2026-07-10T11:14:16.375089
A_Calibrated_BAU | Secondary Techs | TRNINDSOINDWE | TotalAnnualMaxCapacityInvestment | 2031 | 23.12 | override | 2026-07-10T11:14:16.375089
A_Calibrated_BAU | Secondary Techs | TRNINDSOINDWE | TotalAnnualMaxCapacityInvestment | 2032 | 23.12 | override | 2026-07-10T11:14:16.375089
A_Calibrated_BAU | Secondary Techs | TRNINDSOINDWE | TotalAnnualMaxCapacityInvestment | 2033 | 23.12 | override | 2026-07-10T11:14:16.375089
A_Calibrated_BAU | Secondary Techs | TRNINDSOINDWE | TotalAnnualMaxCapacityInvestment | 2034 | 23.12 | override | 2026-07-10T11:14:16.375089
A_Calibrated_BAU | Secondary Techs | TRNINDSOINDWE | TotalAnnualMaxCapacityInvestment | 2035 | 23.12 | override | 2026-07-10T11:14:16.375089
A_Calibrated_BAU | Secondary Techs | TRNINDSOINDWE | TotalAnnualMaxCapacityInvestment | 2036 | 23.12 | override | 2026-07-10T11:14:16.375089
A_Calibrated_BAU | Secondary Techs | TRNINDSOINDWE | TotalAnnualMaxCapacityInvestment | 2037 | 23.12 | override | 2026-07-10T11:14:16.375089
A_Calibrated_BAU | Secondary Techs | TRNINDSOINDWE | TotalAnnualMaxCapacityInvestment | 2038 | 23.12 | override | 2026-07-10T11:14:16.375089
A_Calibrated_BAU | Secondary Techs | TRNINDSOINDWE | TotalAnnualMaxCapacityInvestment | 2039 | 23.12 | override | 2026-07-10T11:14:16.375089
A_Calibrated_BAU | Secondary Techs | TRNINDSOINDWE | TotalAnnualMaxCapacityInvestment | 2040 | 23.12 | override | 2026-07-10T11:14:16.375089
A_Calibrated_BAU | Secondary Techs | TRNINDSOINDWE | TotalAnnualMaxCapacityInvestment | 2041 | 23.12 | override | 2026-07-10T11:14:16.375089
A_Calibrated_BAU | Secondary Techs | TRNINDSOINDWE | TotalAnnualMaxCapacityInvestment | 2042 | 23.12 | override | 2026-07-10T11:14:16.375089
A_Calibrated_BAU | Secondary Techs | TRNINDSOINDWE | TotalAnnualMaxCapacityInvestment | 2043 | 23.12 | override | 2026-07-10T11:14:16.375089
A_Calibrated_BAU | Secondary Techs | TRNINDSOINDWE | TotalAnnualMaxCapacityInvestment | 2044 | 23.12 | override | 2026-07-10T11:14:16.375089
A_Calibrated_BAU | Secondary Techs | TRNINDSOINDWE | TotalAnnualMaxCapacityInvestment | 2045 | 23.12 | override | 2026-07-10T11:14:16.375089
A_Calibrated_BAU | Secondary Techs | TRNINDSOINDWE | TotalAnnualMaxCapacityInvestment | 2046 | 23.12 | override | 2026-07-10T11:14:16.375089
A_Calibrated_BAU | Secondary Techs | TRNINDSOINDWE | TotalAnnualMaxCapacityInvestment | 2047 | 23.12 | override | 2026-07-10T11:14:16.375089
A_Calibrated_BAU | Secondary Techs | TRNINDSOINDWE | TotalAnnualMaxCapacityInvestment | 2048 | 23.12 | override | 2026-07-10T11:14:16.375089
A_Calibrated_BAU | Secondary Techs | TRNINDSOINDWE | TotalAnnualMaxCapacityInvestment | 2049 | 23.12 | override | 2026-07-10T11:14:16.375089
A_Calibrated_BAU | Secondary Techs | TRNINDSOINDWE | TotalAnnualMaxCapacityInvestment | 2050 | 23.12 | override | 2026-07-10T11:14:16.375089
A_Calibrated_BAU | Secondary Techs | TRNINDEAINDNO | TotalAnnualMaxCapacityInvestment | 2023 | 22.53 | override | 2026-07-10T11:14:16.375089
A_Calibrated_BAU | Secondary Techs | TRNINDEAINDNO | TotalAnnualMaxCapacityInvestment | 2024 | 23.03 | override | 2026-07-10T11:14:16.375089
A_Calibrated_BAU | Secondary Techs | TRNINDEAINDNO | TotalAnnualMaxCapacityInvestment | 2025 | 23.53 | override | 2026-07-10T11:14:16.375089
A_Calibrated_BAU | Secondary Techs | TRNINDEAINDNO | TotalAnnualMaxCapacityInvestment | 2026 | 24.03 | override | 2026-07-10T11:14:16.375089
A_Calibrated_BAU | Secondary Techs | TRNINDEAINDNO | TotalAnnualMaxCapacityInvestment | 2027 | 24.53 | override | 2026-07-10T11:14:16.375089
A_Calibrated_BAU | Secondary Techs | TRNINDEAINDNO | TotalAnnualMaxCapacityInvestment | 2028 | 25.03 | override | 2026-07-10T11:14:16.375089
A_Calibrated_BAU | Secondary Techs | TRNINDEAINDNO | TotalAnnualMaxCapacityInvestment | 2029 | 25.53 | override | 2026-07-10T11:14:16.375089
A_Calibrated_BAU | Secondary Techs | TRNINDEAINDNO | TotalAnnualMaxCapacityInvestment | 2030 | 25.53 | override | 2026-07-10T11:14:16.375089
A_Calibrated_BAU | Secondary Techs | TRNINDEAINDNO | TotalAnnualMaxCapacityInvestment | 2031 | 25.53 | override | 2026-07-10T11:14:16.375089
A_Calibrated_BAU | Secondary Techs | TRNINDEAINDNO | TotalAnnualMaxCapacityInvestment | 2032 | 25.53 | override | 2026-07-10T11:14:16.375089
A_Calibrated_BAU | Secondary Techs | TRNINDEAINDNO | TotalAnnualMaxCapacityInvestment | 2033 | 25.53 | override | 2026-07-10T11:14:16.375089
A_Calibrated_BAU | Secondary Techs | TRNINDEAINDNO | TotalAnnualMaxCapacityInvestment | 2034 | 25.53 | override | 2026-07-10T11:14:16.375089
A_Calibrated_BAU | Secondary Techs | TRNINDEAINDNO | TotalAnnualMaxCapacityInvestment | 2035 | 25.53 | override | 2026-07-10T11:14:16.375089
A_Calibrated_BAU | Secondary Techs | TRNINDEAINDNO | TotalAnnualMaxCapacityInvestment | 2036 | 25.53 | override | 2026-07-10T11:14:16.375089
A_Calibrated_BAU | Secondary Techs | TRNINDEAINDNO | TotalAnnualMaxCapacityInvestment | 2037 | 25.53 | override | 2026-07-10T11:14:16.375089
A_Calibrated_BAU | Secondary Techs | TRNINDEAINDNO | TotalAnnualMaxCapacityInvestment | 2038 | 25.53 | override | 2026-07-10T11:14:16.375089
A_Calibrated_BAU | Secondary Techs | TRNINDEAINDNO | TotalAnnualMaxCapacityInvestment | 2039 | 25.53 | override | 2026-07-10T11:14:16.375089
A_Calibrated_BAU | Secondary Techs | TRNINDEAINDNO | TotalAnnualMaxCapacityInvestment | 2040 | 25.53 | override | 2026-07-10T11:14:16.375089
A_Calibrated_BAU | Secondary Techs | TRNINDEAINDNO | TotalAnnualMaxCapacityInvestment | 2041 | 25.53 | override | 2026-07-10T11:14:16.375089
A_Calibrated_BAU | Secondary Techs | TRNINDEAINDNO | TotalAnnualMaxCapacityInvestment | 2042 | 25.53 | override | 2026-07-10T11:14:16.375089
A_Calibrated_BAU | Secondary Techs | TRNINDEAINDNO | TotalAnnualMaxCapacityInvestment | 2043 | 25.53 | override | 2026-07-10T11:14:16.375089
A_Calibrated_BAU | Secondary Techs | TRNINDEAINDNO | TotalAnnualMaxCapacityInvestment | 2044 | 25.53 | override | 2026-07-10T11:14:16.375089
A_Calibrated_BAU | Secondary Techs | TRNINDEAINDNO | TotalAnnualMaxCapacityInvestment | 2045 | 25.53 | override | 2026-07-10T11:14:16.375089
A_Calibrated_BAU | Secondary Techs | TRNINDEAINDNO | TotalAnnualMaxCapacityInvestment | 2046 | 25.53 | override | 2026-07-10T11:14:16.375089
A_Calibrated_BAU | Secondary Techs | TRNINDEAINDNO | TotalAnnualMaxCapacityInvestment | 2047 | 25.53 | override | 2026-07-10T11:14:16.375089
A_Calibrated_BAU | Secondary Techs | TRNINDEAINDNO | TotalAnnualMaxCapacityInvestment | 2048 | 25.53 | override | 2026-07-10T11:14:16.375089
A_Calibrated_BAU | Secondary Techs | TRNINDEAINDNO | TotalAnnualMaxCapacityInvestment | 2049 | 25.53 | override | 2026-07-10T11:14:16.375089
A_Calibrated_BAU | Secondary Techs | TRNINDEAINDNO | TotalAnnualMaxCapacityInvestment | 2050 | 25.53 | override | 2026-07-10T11:14:16.375089
A_Calibrated_BAU | Secondary Techs | TRNINDEAINDNE | TotalAnnualMaxCapacityInvestment | 2023 | 3.53 | override | 2026-07-10T11:14:16.375089
A_Calibrated_BAU | Secondary Techs | TRNINDEAINDNE | TotalAnnualMaxCapacityInvestment | 2024 | 4.03 | override | 2026-07-10T11:14:16.375089
A_Calibrated_BAU | Secondary Techs | TRNINDEAINDNE | TotalAnnualMaxCapacityInvestment | 2025 | 4.53 | override | 2026-07-10T11:14:16.375089
A_Calibrated_BAU | Secondary Techs | TRNINDEAINDNE | TotalAnnualMaxCapacityInvestment | 2026 | 5.03 | override | 2026-07-10T11:14:16.375089
A_Calibrated_BAU | Secondary Techs | TRNINDEAINDNE | TotalAnnualMaxCapacityInvestment | 2027 | 5.53 | override | 2026-07-10T11:14:16.375089
A_Calibrated_BAU | Secondary Techs | TRNINDEAINDNE | TotalAnnualMaxCapacityInvestment | 2028 | 5.53 | override | 2026-07-10T11:14:16.375089
A_Calibrated_BAU | Secondary Techs | TRNINDEAINDNE | TotalAnnualMaxCapacityInvestment | 2029 | 5.53 | override | 2026-07-10T11:14:16.375089
A_Calibrated_BAU | Secondary Techs | TRNINDEAINDNE | TotalAnnualMaxCapacityInvestment | 2030 | 5.53 | override | 2026-07-10T11:14:16.375089
A_Calibrated_BAU | Secondary Techs | TRNINDEAINDNE | TotalAnnualMaxCapacityInvestment | 2031 | 5.53 | override | 2026-07-10T11:14:16.375089
A_Calibrated_BAU | Secondary Techs | TRNINDEAINDNE | TotalAnnualMaxCapacityInvestment | 2032 | 5.53 | override | 2026-07-10T11:14:16.375089
A_Calibrated_BAU | Secondary Techs | TRNINDEAINDNE | TotalAnnualMaxCapacityInvestment | 2033 | 5.53 | override | 2026-07-10T11:14:16.375089
A_Calibrated_BAU | Secondary Techs | TRNINDEAINDNE | TotalAnnualMaxCapacityInvestment | 2034 | 5.53 | override | 2026-07-10T11:14:16.375089
A_Calibrated_BAU | Secondary Techs | TRNINDEAINDNE | TotalAnnualMaxCapacityInvestment | 2035 | 5.53 | override | 2026-07-10T11:14:16.375089
A_Calibrated_BAU | Secondary Techs | TRNINDEAINDNE | TotalAnnualMaxCapacityInvestment | 2036 | 5.53 | override | 2026-07-10T11:14:16.375089
A_Calibrated_BAU | Secondary Techs | TRNINDEAINDNE | TotalAnnualMaxCapacityInvestment | 2037 | 5.53 | override | 2026-07-10T11:14:16.375089
A_Calibrated_BAU | Secondary Techs | TRNINDEAINDNE | TotalAnnualMaxCapacityInvestment | 2038 | 5.53 | override | 2026-07-10T11:14:16.375089
A_Calibrated_BAU | Secondary Techs | TRNINDEAINDNE | TotalAnnualMaxCapacityInvestment | 2039 | 5.53 | override | 2026-07-10T11:14:16.375089
A_Calibrated_BAU | Secondary Techs | TRNINDEAINDNE | TotalAnnualMaxCapacityInvestment | 2040 | 5.53 | override | 2026-07-10T11:14:16.375089
A_Calibrated_BAU | Secondary Techs | TRNINDEAINDNE | TotalAnnualMaxCapacityInvestment | 2041 | 5.53 | override | 2026-07-10T11:14:16.375089
A_Calibrated_BAU | Secondary Techs | TRNINDEAINDNE | TotalAnnualMaxCapacityInvestment | 2042 | 5.53 | override | 2026-07-10T11:14:16.375089
A_Calibrated_BAU | Secondary Techs | TRNINDEAINDNE | TotalAnnualMaxCapacityInvestment | 2043 | 5.53 | override | 2026-07-10T11:14:16.375089
A_Calibrated_BAU | Secondary Techs | TRNINDEAINDNE | TotalAnnualMaxCapacityInvestment | 2044 | 5.53 | override | 2026-07-10T11:14:16.375089
A_Calibrated_BAU | Secondary Techs | TRNINDEAINDNE | TotalAnnualMaxCapacityInvestment | 2045 | 5.53 | override | 2026-07-10T11:14:16.375089
A_Calibrated_BAU | Secondary Techs | TRNINDEAINDNE | TotalAnnualMaxCapacityInvestment | 2046 | 5.53 | override | 2026-07-10T11:14:16.375089
A_Calibrated_BAU | Secondary Techs | TRNINDEAINDNE | TotalAnnualMaxCapacityInvestment | 2047 | 5.53 | override | 2026-07-10T11:14:16.375089
A_Calibrated_BAU | Secondary Techs | TRNINDEAINDNE | TotalAnnualMaxCapacityInvestment | 2048 | 5.53 | override | 2026-07-10T11:14:16.375089
A_Calibrated_BAU | Secondary Techs | TRNINDEAINDNE | TotalAnnualMaxCapacityInvestment | 2049 | 5.53 | override | 2026-07-10T11:14:16.375089
A_Calibrated_BAU | Secondary Techs | TRNINDEAINDNE | TotalAnnualMaxCapacityInvestment | 2050 | 5.53 | override | 2026-07-10T11:14:16.375089
A_Calibrated_BAU | Secondary Techs | TRNINDEAINDWE | TotalAnnualMaxCapacityInvestment | 2023 | 21.19 | multiplicative | 2026-07-10T11:14:16.375089
A_Calibrated_BAU | Secondary Techs | TRNINDEAINDWE | TotalAnnualMaxCapacityInvestment | 2024 | 21.19 | multiplicative | 2026-07-10T11:14:16.375089
A_Calibrated_BAU | Secondary Techs | TRNINDEAINDWE | TotalAnnualMaxCapacityInvestment | 2025 | 21.19 | multiplicative | 2026-07-10T11:14:16.375089
A_Calibrated_BAU | Secondary Techs | TRNINDEAINDWE | TotalAnnualMaxCapacityInvestment | 2026 | 21.19 | multiplicative | 2026-07-10T11:14:16.375089
A_Calibrated_BAU | Secondary Techs | TRNINDEAINDWE | TotalAnnualMaxCapacityInvestment | 2027 | 21.19 | multiplicative | 2026-07-10T11:14:16.375089
A_Calibrated_BAU | Secondary Techs | TRNINDEAINDWE | TotalAnnualMaxCapacityInvestment | 2028 | 21.19 | multiplicative | 2026-07-10T11:14:16.375089
A_Calibrated_BAU | Secondary Techs | TRNINDEAINDWE | TotalAnnualMaxCapacityInvestment | 2029 | 21.19 | multiplicative | 2026-07-10T11:14:16.375089
A_Calibrated_BAU | Secondary Techs | TRNINDEAINDWE | TotalAnnualMaxCapacityInvestment | 2030 | 21.19 | multiplicative | 2026-07-10T11:14:16.375089
A_Calibrated_BAU | Secondary Techs | TRNINDEAINDWE | TotalAnnualMaxCapacityInvestment | 2031 | 21.19 | multiplicative | 2026-07-10T11:14:16.375089
A_Calibrated_BAU | Secondary Techs | TRNINDEAINDWE | TotalAnnualMaxCapacityInvestment | 2032 | 21.19 | multiplicative | 2026-07-10T11:14:16.375089
A_Calibrated_BAU | Secondary Techs | TRNINDEAINDWE | TotalAnnualMaxCapacityInvestment | 2033 | 21.19 | multiplicative | 2026-07-10T11:14:16.375089
A_Calibrated_BAU | Secondary Techs | TRNINDEAINDWE | TotalAnnualMaxCapacityInvestment | 2034 | 21.19 | multiplicative | 2026-07-10T11:14:16.375089
A_Calibrated_BAU | Secondary Techs | TRNINDEAINDWE | TotalAnnualMaxCapacityInvestment | 2035 | 21.19 | multiplicative | 2026-07-10T11:14:16.375089
A_Calibrated_BAU | Secondary Techs | TRNINDEAINDWE | TotalAnnualMaxCapacityInvestment | 2036 | 21.19 | multiplicative | 2026-07-10T11:14:16.375089
A_Calibrated_BAU | Secondary Techs | TRNINDEAINDWE | TotalAnnualMaxCapacityInvestment | 2037 | 21.19 | multiplicative | 2026-07-10T11:14:16.375089
A_Calibrated_BAU | Secondary Techs | TRNINDEAINDWE | TotalAnnualMaxCapacityInvestment | 2038 | 21.19 | multiplicative | 2026-07-10T11:14:16.375089
A_Calibrated_BAU | Secondary Techs | TRNINDEAINDWE | TotalAnnualMaxCapacityInvestment | 2039 | 21.19 | multiplicative | 2026-07-10T11:14:16.375089
A_Calibrated_BAU | Secondary Techs | TRNINDEAINDWE | TotalAnnualMaxCapacityInvestment | 2040 | 21.19 | multiplicative | 2026-07-10T11:14:16.375089
A_Calibrated_BAU | Secondary Techs | TRNINDEAINDWE | TotalAnnualMaxCapacityInvestment | 2041 | 21.19 | multiplicative | 2026-07-10T11:14:16.375089
A_Calibrated_BAU | Secondary Techs | TRNINDEAINDWE | TotalAnnualMaxCapacityInvestment | 2042 | 21.19 | multiplicative | 2026-07-10T11:14:16.375089
A_Calibrated_BAU | Secondary Techs | TRNINDEAINDWE | TotalAnnualMaxCapacityInvestment | 2043 | 21.19 | multiplicative | 2026-07-10T11:14:16.375089
A_Calibrated_BAU | Secondary Techs | TRNINDEAINDWE | TotalAnnualMaxCapacityInvestment | 2044 | 21.19 | multiplicative | 2026-07-10T11:14:16.375089
A_Calibrated_BAU | Secondary Techs | TRNINDEAINDWE | TotalAnnualMaxCapacityInvestment | 2045 | 21.19 | multiplicative | 2026-07-10T11:14:16.375089
A_Calibrated_BAU | Secondary Techs | TRNINDEAINDWE | TotalAnnualMaxCapacityInvestment | 2046 | 21.19 | multiplicative | 2026-07-10T11:14:16.375089
A_Calibrated_BAU | Secondary Techs | TRNINDEAINDWE | TotalAnnualMaxCapacityInvestment | 2047 | 21.19 | multiplicative | 2026-07-10T11:14:16.375089
A_Calibrated_BAU | Secondary Techs | TRNINDEAINDWE | TotalAnnualMaxCapacityInvestment | 2048 | 21.19 | multiplicative | 2026-07-10T11:14:16.375089
A_Calibrated_BAU | Secondary Techs | TRNINDEAINDWE | TotalAnnualMaxCapacityInvestment | 2049 | 21.19 | multiplicative | 2026-07-10T11:14:16.375089
A_Calibrated_BAU | Secondary Techs | TRNINDEAINDWE | TotalAnnualMaxCapacityInvestment | 2050 | 21.19 | multiplicative | 2026-07-10T11:14:16.375089
A_Calibrated_BAU | Secondary Techs | TRNINDNEINDNO | TotalAnnualMaxCapacityInvestment | 2023 | 3 | multiplicative | 2026-07-10T11:14:16.375089
A_Calibrated_BAU | Secondary Techs | TRNINDNEINDNO | TotalAnnualMaxCapacityInvestment | 2024 | 3 | multiplicative | 2026-07-10T11:14:16.375089
A_Calibrated_BAU | Secondary Techs | TRNINDNEINDNO | TotalAnnualMaxCapacityInvestment | 2025 | 3 | multiplicative | 2026-07-10T11:14:16.375089
A_Calibrated_BAU | Secondary Techs | TRNINDNEINDNO | TotalAnnualMaxCapacityInvestment | 2026 | 3 | multiplicative | 2026-07-10T11:14:16.375089
A_Calibrated_BAU | Secondary Techs | TRNINDNEINDNO | TotalAnnualMaxCapacityInvestment | 2027 | 3 | multiplicative | 2026-07-10T11:14:16.375089
A_Calibrated_BAU | Secondary Techs | TRNINDNEINDNO | TotalAnnualMaxCapacityInvestment | 2028 | 3 | multiplicative | 2026-07-10T11:14:16.375089
A_Calibrated_BAU | Secondary Techs | TRNINDNEINDNO | TotalAnnualMaxCapacityInvestment | 2029 | 3 | multiplicative | 2026-07-10T11:14:16.375089
A_Calibrated_BAU | Secondary Techs | TRNINDNEINDNO | TotalAnnualMaxCapacityInvestment | 2030 | 3 | multiplicative | 2026-07-10T11:14:16.375089
A_Calibrated_BAU | Secondary Techs | TRNINDNEINDNO | TotalAnnualMaxCapacityInvestment | 2031 | 3 | multiplicative | 2026-07-10T11:14:16.375089
A_Calibrated_BAU | Secondary Techs | TRNINDNEINDNO | TotalAnnualMaxCapacityInvestment | 2032 | 3 | multiplicative | 2026-07-10T11:14:16.375089
A_Calibrated_BAU | Secondary Techs | TRNINDNEINDNO | TotalAnnualMaxCapacityInvestment | 2033 | 3 | multiplicative | 2026-07-10T11:14:16.375089
A_Calibrated_BAU | Secondary Techs | TRNINDNEINDNO | TotalAnnualMaxCapacityInvestment | 2034 | 3 | multiplicative | 2026-07-10T11:14:16.375089
A_Calibrated_BAU | Secondary Techs | TRNINDNEINDNO | TotalAnnualMaxCapacityInvestment | 2035 | 3 | multiplicative | 2026-07-10T11:14:16.375089
A_Calibrated_BAU | Secondary Techs | TRNINDNEINDNO | TotalAnnualMaxCapacityInvestment | 2036 | 3 | multiplicative | 2026-07-10T11:14:16.375089
A_Calibrated_BAU | Secondary Techs | TRNINDNEINDNO | TotalAnnualMaxCapacityInvestment | 2037 | 3 | multiplicative | 2026-07-10T11:14:16.375089
A_Calibrated_BAU | Secondary Techs | TRNINDNEINDNO | TotalAnnualMaxCapacityInvestment | 2038 | 3 | multiplicative | 2026-07-10T11:14:16.375089
A_Calibrated_BAU | Secondary Techs | TRNINDNEINDNO | TotalAnnualMaxCapacityInvestment | 2039 | 3 | multiplicative | 2026-07-10T11:14:16.375089
A_Calibrated_BAU | Secondary Techs | TRNINDNEINDNO | TotalAnnualMaxCapacityInvestment | 2040 | 3 | multiplicative | 2026-07-10T11:14:16.375089
A_Calibrated_BAU | Secondary Techs | TRNINDNEINDNO | TotalAnnualMaxCapacityInvestment | 2041 | 3 | multiplicative | 2026-07-10T11:14:16.375089
A_Calibrated_BAU | Secondary Techs | TRNINDNEINDNO | TotalAnnualMaxCapacityInvestment | 2042 | 3 | multiplicative | 2026-07-10T11:14:16.375089
A_Calibrated_BAU | Secondary Techs | TRNINDNEINDNO | TotalAnnualMaxCapacityInvestment | 2043 | 3 | multiplicative | 2026-07-10T11:14:16.375089
A_Calibrated_BAU | Secondary Techs | TRNINDNEINDNO | TotalAnnualMaxCapacityInvestment | 2044 | 3 | multiplicative | 2026-07-10T11:14:16.375089
A_Calibrated_BAU | Secondary Techs | TRNINDNEINDNO | TotalAnnualMaxCapacityInvestment | 2045 | 3 | multiplicative | 2026-07-10T11:14:16.375089
A_Calibrated_BAU | Secondary Techs | TRNINDNEINDNO | TotalAnnualMaxCapacityInvestment | 2046 | 3 | multiplicative | 2026-07-10T11:14:16.375089
A_Calibrated_BAU | Secondary Techs | TRNINDNEINDNO | TotalAnnualMaxCapacityInvestment | 2047 | 3 | multiplicative | 2026-07-10T11:14:16.375089
A_Calibrated_BAU | Secondary Techs | TRNINDNEINDNO | TotalAnnualMaxCapacityInvestment | 2048 | 3 | multiplicative | 2026-07-10T11:14:16.375089
A_Calibrated_BAU | Secondary Techs | TRNINDNEINDNO | TotalAnnualMaxCapacityInvestment | 2049 | 3 | multiplicative | 2026-07-10T11:14:16.375089
A_Calibrated_BAU | Secondary Techs | TRNINDNEINDNO | TotalAnnualMaxCapacityInvestment | 2050 | 3 | multiplicative | 2026-07-10T11:14:16.375089
A_Calibrated_BAU | Secondary Techs | TRNBGDXXINDEA | TotalAnnualMaxCapacityInvestment | 2023 | 2.5 | override | 2026-07-10T11:14:16.375089
A_Calibrated_BAU | Secondary Techs | TRNBGDXXINDEA | TotalAnnualMaxCapacityInvestment | 2024 | 3.3 | override | 2026-07-10T11:14:16.375089
A_Calibrated_BAU | Secondary Techs | TRNBGDXXINDEA | TotalAnnualMaxCapacityInvestment | 2025 | 4.1 | override | 2026-07-10T11:14:16.375089
A_Calibrated_BAU | Secondary Techs | TRNBGDXXINDEA | TotalAnnualMaxCapacityInvestment | 2026 | 4.9 | override | 2026-07-10T11:14:16.375089
A_Calibrated_BAU | Secondary Techs | TRNBGDXXINDEA | TotalAnnualMaxCapacityInvestment | 2027 | 5.7 | override | 2026-07-10T11:14:16.375089
A_Calibrated_BAU | Secondary Techs | TRNBGDXXINDEA | TotalAnnualMaxCapacityInvestment | 2028 | 6.5 | override | 2026-07-10T11:14:16.375089
A_Calibrated_BAU | Secondary Techs | TRNBGDXXINDEA | TotalAnnualMaxCapacityInvestment | 2029 | 7 | override | 2026-07-10T11:14:16.375089
A_Calibrated_BAU | Secondary Techs | TRNBGDXXINDEA | TotalAnnualMaxCapacityInvestment | 2030 | 7.75 | override | 2026-07-10T11:14:16.375089
A_Calibrated_BAU | Secondary Techs | TRNBGDXXINDEA | TotalAnnualMaxCapacityInvestment | 2031 | 8 | override | 2026-07-10T11:14:16.375089
A_Calibrated_BAU | Secondary Techs | TRNBGDXXINDEA | TotalAnnualMaxCapacityInvestment | 2032 | 8.25 | override | 2026-07-10T11:14:16.375089
A_Calibrated_BAU | Secondary Techs | TRNBGDXXINDEA | TotalAnnualMaxCapacityInvestment | 2033 | 8.5 | override | 2026-07-10T11:14:16.375089
A_Calibrated_BAU | Secondary Techs | TRNBGDXXINDEA | TotalAnnualMaxCapacityInvestment | 2034 | 8.5 | override | 2026-07-10T11:14:16.375089
A_Calibrated_BAU | Secondary Techs | TRNBGDXXINDEA | TotalAnnualMaxCapacityInvestment | 2035 | 8.5 | override | 2026-07-10T11:14:16.375089
A_Calibrated_BAU | Secondary Techs | TRNBGDXXINDEA | TotalAnnualMaxCapacityInvestment | 2036 | 8.5 | override | 2026-07-10T11:14:16.375089
A_Calibrated_BAU | Secondary Techs | TRNBGDXXINDEA | TotalAnnualMaxCapacityInvestment | 2037 | 8.5 | override | 2026-07-10T11:14:16.375089
A_Calibrated_BAU | Secondary Techs | TRNBGDXXINDEA | TotalAnnualMaxCapacityInvestment | 2038 | 8.5 | override | 2026-07-10T11:14:16.375089
A_Calibrated_BAU | Secondary Techs | TRNBGDXXINDEA | TotalAnnualMaxCapacityInvestment | 2039 | 8.5 | override | 2026-07-10T11:14:16.375089
A_Calibrated_BAU | Secondary Techs | TRNBGDXXINDEA | TotalAnnualMaxCapacityInvestment | 2040 | 8.5 | override | 2026-07-10T11:14:16.375089
A_Calibrated_BAU | Secondary Techs | TRNBGDXXINDEA | TotalAnnualMaxCapacityInvestment | 2041 | 8.5 | override | 2026-07-10T11:14:16.375089
A_Calibrated_BAU | Secondary Techs | TRNBGDXXINDEA | TotalAnnualMaxCapacityInvestment | 2042 | 8.5 | override | 2026-07-10T11:14:16.375089
A_Calibrated_BAU | Secondary Techs | TRNBGDXXINDEA | TotalAnnualMaxCapacityInvestment | 2043 | 8.5 | override | 2026-07-10T11:14:16.375089
A_Calibrated_BAU | Secondary Techs | TRNBGDXXINDEA | TotalAnnualMaxCapacityInvestment | 2044 | 8.5 | override | 2026-07-10T11:14:16.375089
A_Calibrated_BAU | Secondary Techs | TRNBGDXXINDEA | TotalAnnualMaxCapacityInvestment | 2045 | 8.5 | override | 2026-07-10T11:14:16.375089
A_Calibrated_BAU | Secondary Techs | TRNBGDXXINDEA | TotalAnnualMaxCapacityInvestment | 2046 | 8.5 | override | 2026-07-10T11:14:16.375089
A_Calibrated_BAU | Secondary Techs | TRNBGDXXINDEA | TotalAnnualMaxCapacityInvestment | 2047 | 8.5 | override | 2026-07-10T11:14:16.375089
A_Calibrated_BAU | Secondary Techs | TRNBGDXXINDEA | TotalAnnualMaxCapacityInvestment | 2048 | 8.5 | override | 2026-07-10T11:14:16.375089
A_Calibrated_BAU | Secondary Techs | TRNBGDXXINDEA | TotalAnnualMaxCapacityInvestment | 2049 | 8.5 | override | 2026-07-10T11:14:16.375089
A_Calibrated_BAU | Secondary Techs | TRNBGDXXINDEA | TotalAnnualMaxCapacityInvestment | 2050 | 8.5 | override | 2026-07-10T11:14:16.375089
A_Calibrated_BAU | Secondary Techs | TRNBTNXXBGDXX | TotalAnnualMaxCapacityInvestment | 2023 | 0 | override | 2026-07-10T11:14:16.375089
A_Calibrated_BAU | Secondary Techs | TRNBTNXXBGDXX | TotalAnnualMaxCapacityInvestment | 2024 | 0 | override | 2026-07-10T11:14:16.375089
A_Calibrated_BAU | Secondary Techs | TRNBTNXXBGDXX | TotalAnnualMaxCapacityInvestment | 2025 | 0 | override | 2026-07-10T11:14:16.375089
A_Calibrated_BAU | Secondary Techs | TRNBTNXXBGDXX | TotalAnnualMaxCapacityInvestment | 2026 | 0 | override | 2026-07-10T11:14:16.375089
A_Calibrated_BAU | Secondary Techs | TRNBTNXXBGDXX | TotalAnnualMaxCapacityInvestment | 2027 | 0 | override | 2026-07-10T11:14:16.375089
A_Calibrated_BAU | Secondary Techs | TRNBTNXXBGDXX | TotalAnnualMaxCapacityInvestment | 2028 | 0 | override | 2026-07-10T11:14:16.375089
A_Calibrated_BAU | Secondary Techs | TRNBTNXXBGDXX | TotalAnnualMaxCapacityInvestment | 2029 | 0 | override | 2026-07-10T11:14:16.375089
A_Calibrated_BAU | Secondary Techs | TRNBTNXXBGDXX | TotalAnnualMaxCapacityInvestment | 2030 | 0 | override | 2026-07-10T11:14:16.375089
A_Calibrated_BAU | Secondary Techs | TRNBTNXXBGDXX | TotalAnnualMaxCapacityInvestment | 2031 | 0 | override | 2026-07-10T11:14:16.375089
A_Calibrated_BAU | Secondary Techs | TRNBTNXXBGDXX | TotalAnnualMaxCapacityInvestment | 2032 | 0 | override | 2026-07-10T11:14:16.375089
A_Calibrated_BAU | Secondary Techs | TRNBTNXXBGDXX | TotalAnnualMaxCapacityInvestment | 2033 | 0 | override | 2026-07-10T11:14:16.375089
A_Calibrated_BAU | Secondary Techs | TRNBTNXXBGDXX | TotalAnnualMaxCapacityInvestment | 2034 | 0.375 | override | 2026-07-10T11:14:16.375089
A_Calibrated_BAU | Secondary Techs | TRNBTNXXBGDXX | TotalAnnualMaxCapacityInvestment | 2035 | 0.75 | override | 2026-07-10T11:14:16.375089
A_Calibrated_BAU | Secondary Techs | TRNBTNXXBGDXX | TotalAnnualMaxCapacityInvestment | 2036 | 0.75 | override | 2026-07-10T11:14:16.375089
A_Calibrated_BAU | Secondary Techs | TRNBTNXXBGDXX | TotalAnnualMaxCapacityInvestment | 2037 | 0.75 | override | 2026-07-10T11:14:16.375089
A_Calibrated_BAU | Secondary Techs | TRNBTNXXBGDXX | TotalAnnualMaxCapacityInvestment | 2038 | 0.75 | override | 2026-07-10T11:14:16.375089
A_Calibrated_BAU | Secondary Techs | TRNBTNXXBGDXX | TotalAnnualMaxCapacityInvestment | 2039 | 0.75 | override | 2026-07-10T11:14:16.375089
A_Calibrated_BAU | Secondary Techs | TRNBTNXXBGDXX | TotalAnnualMaxCapacityInvestment | 2040 | 0.75 | override | 2026-07-10T11:14:16.375089
A_Calibrated_BAU | Secondary Techs | TRNBTNXXBGDXX | TotalAnnualMaxCapacityInvestment | 2041 | 0.75 | override | 2026-07-10T11:14:16.375089
A_Calibrated_BAU | Secondary Techs | TRNBTNXXBGDXX | TotalAnnualMaxCapacityInvestment | 2042 | 0.75 | override | 2026-07-10T11:14:16.375089
A_Calibrated_BAU | Secondary Techs | TRNBTNXXBGDXX | TotalAnnualMaxCapacityInvestment | 2043 | 0.75 | override | 2026-07-10T11:14:16.375089
A_Calibrated_BAU | Secondary Techs | TRNBTNXXBGDXX | TotalAnnualMaxCapacityInvestment | 2044 | 0.75 | override | 2026-07-10T11:14:16.375089
A_Calibrated_BAU | Secondary Techs | TRNBTNXXBGDXX | TotalAnnualMaxCapacityInvestment | 2045 | 0.75 | override | 2026-07-10T11:14:16.375089
A_Calibrated_BAU | Secondary Techs | TRNBTNXXBGDXX | TotalAnnualMaxCapacityInvestment | 2046 | 0.75 | override | 2026-07-10T11:14:16.375089
A_Calibrated_BAU | Secondary Techs | TRNBTNXXBGDXX | TotalAnnualMaxCapacityInvestment | 2047 | 0.75 | override | 2026-07-10T11:14:16.375089
A_Calibrated_BAU | Secondary Techs | TRNBTNXXBGDXX | TotalAnnualMaxCapacityInvestment | 2048 | 0.75 | override | 2026-07-10T11:14:16.375089
A_Calibrated_BAU | Secondary Techs | TRNBTNXXBGDXX | TotalAnnualMaxCapacityInvestment | 2049 | 0.75 | override | 2026-07-10T11:14:16.375089
A_Calibrated_BAU | Secondary Techs | TRNBTNXXBGDXX | TotalAnnualMaxCapacityInvestment | 2050 | 0.75 | override | 2026-07-10T11:14:16.375089
A_Calibrated_BAU | Secondary Techs | TRNBTNXXINDNE | TotalAnnualMaxCapacityInvestment | 2023 | 0.17 | override | 2026-07-10T11:14:16.375089
A_Calibrated_BAU | Secondary Techs | TRNBTNXXINDNE | TotalAnnualMaxCapacityInvestment | 2024 | 0.32 | override | 2026-07-10T11:14:16.375089
A_Calibrated_BAU | Secondary Techs | TRNBTNXXINDNE | TotalAnnualMaxCapacityInvestment | 2025 | 0.47 | override | 2026-07-10T11:14:16.375089
A_Calibrated_BAU | Secondary Techs | TRNBTNXXINDNE | TotalAnnualMaxCapacityInvestment | 2026 | 0.62 | override | 2026-07-10T11:14:16.375089
A_Calibrated_BAU | Secondary Techs | TRNBTNXXINDNE | TotalAnnualMaxCapacityInvestment | 2027 | 0.77 | override | 2026-07-10T11:14:16.375089
A_Calibrated_BAU | Secondary Techs | TRNBTNXXINDNE | TotalAnnualMaxCapacityInvestment | 2028 | 1.02 | override | 2026-07-10T11:14:16.375089
A_Calibrated_BAU | Secondary Techs | TRNBTNXXINDNE | TotalAnnualMaxCapacityInvestment | 2029 | 1.27 | override | 2026-07-10T11:14:16.375089
A_Calibrated_BAU | Secondary Techs | TRNBTNXXINDNE | TotalAnnualMaxCapacityInvestment | 2030 | 2.4 | override | 2026-07-10T11:14:16.375089
A_Calibrated_BAU | Secondary Techs | TRNBTNXXINDNE | TotalAnnualMaxCapacityInvestment | 2031 | 2.4 | override | 2026-07-10T11:14:16.375089
A_Calibrated_BAU | Secondary Techs | TRNBTNXXINDNE | TotalAnnualMaxCapacityInvestment | 2032 | 2.4 | override | 2026-07-10T11:14:16.375089
A_Calibrated_BAU | Secondary Techs | TRNBTNXXINDNE | TotalAnnualMaxCapacityInvestment | 2033 | 2.4 | override | 2026-07-10T11:14:16.375089
A_Calibrated_BAU | Secondary Techs | TRNBTNXXINDNE | TotalAnnualMaxCapacityInvestment | 2034 | 2.4 | override | 2026-07-10T11:14:16.375089
A_Calibrated_BAU | Secondary Techs | TRNBTNXXINDNE | TotalAnnualMaxCapacityInvestment | 2035 | 2.4 | override | 2026-07-10T11:14:16.375089
A_Calibrated_BAU | Secondary Techs | TRNBTNXXINDNE | TotalAnnualMaxCapacityInvestment | 2036 | 2.4 | override | 2026-07-10T11:14:16.375089
A_Calibrated_BAU | Secondary Techs | TRNBTNXXINDNE | TotalAnnualMaxCapacityInvestment | 2037 | 2.4 | override | 2026-07-10T11:14:16.375089
A_Calibrated_BAU | Secondary Techs | TRNBTNXXINDNE | TotalAnnualMaxCapacityInvestment | 2038 | 2.4 | override | 2026-07-10T11:14:16.375089
A_Calibrated_BAU | Secondary Techs | TRNBTNXXINDNE | TotalAnnualMaxCapacityInvestment | 2039 | 2.4 | override | 2026-07-10T11:14:16.375089
A_Calibrated_BAU | Secondary Techs | TRNBTNXXINDNE | TotalAnnualMaxCapacityInvestment | 2040 | 2.4 | override | 2026-07-10T11:14:16.375089
A_Calibrated_BAU | Secondary Techs | TRNBTNXXINDNE | TotalAnnualMaxCapacityInvestment | 2041 | 2.4 | override | 2026-07-10T11:14:16.375089
A_Calibrated_BAU | Secondary Techs | TRNBTNXXINDNE | TotalAnnualMaxCapacityInvestment | 2042 | 2.4 | override | 2026-07-10T11:14:16.375089
A_Calibrated_BAU | Secondary Techs | TRNBTNXXINDNE | TotalAnnualMaxCapacityInvestment | 2043 | 2.4 | override | 2026-07-10T11:14:16.375089
A_Calibrated_BAU | Secondary Techs | TRNBTNXXINDNE | TotalAnnualMaxCapacityInvestment | 2044 | 2.4 | override | 2026-07-10T11:14:16.375089
A_Calibrated_BAU | Secondary Techs | TRNBTNXXINDNE | TotalAnnualMaxCapacityInvestment | 2045 | 2.4 | override | 2026-07-10T11:14:16.375089
A_Calibrated_BAU | Secondary Techs | TRNBTNXXINDNE | TotalAnnualMaxCapacityInvestment | 2046 | 2.4 | override | 2026-07-10T11:14:16.375089
A_Calibrated_BAU | Secondary Techs | TRNBTNXXINDNE | TotalAnnualMaxCapacityInvestment | 2047 | 2.4 | override | 2026-07-10T11:14:16.375089
A_Calibrated_BAU | Secondary Techs | TRNBTNXXINDNE | TotalAnnualMaxCapacityInvestment | 2048 | 2.4 | override | 2026-07-10T11:14:16.375089
A_Calibrated_BAU | Secondary Techs | TRNBTNXXINDNE | TotalAnnualMaxCapacityInvestment | 2049 | 2.4 | override | 2026-07-10T11:14:16.375089
A_Calibrated_BAU | Secondary Techs | TRNBTNXXINDNE | TotalAnnualMaxCapacityInvestment | 2050 | 2.4 | override | 2026-07-10T11:14:16.375089
A_Calibrated_BAU | Secondary Techs | TRNMDVXXINDSO | TotalAnnualMaxCapacityInvestment | 2023 | 0 | override | 2026-07-10T11:14:16.375089
A_Calibrated_BAU | Secondary Techs | TRNMDVXXINDSO | TotalAnnualMaxCapacityInvestment | 2024 | 0 | override | 2026-07-10T11:14:16.375089
A_Calibrated_BAU | Secondary Techs | TRNMDVXXINDSO | TotalAnnualMaxCapacityInvestment | 2025 | 0 | override | 2026-07-10T11:14:16.375089
A_Calibrated_BAU | Secondary Techs | TRNMDVXXINDSO | TotalAnnualMaxCapacityInvestment | 2026 | 0 | override | 2026-07-10T11:14:16.375089
A_Calibrated_BAU | Secondary Techs | TRNMDVXXINDSO | TotalAnnualMaxCapacityInvestment | 2027 | 0 | override | 2026-07-10T11:14:16.375089
A_Calibrated_BAU | Secondary Techs | TRNMDVXXINDSO | TotalAnnualMaxCapacityInvestment | 2028 | 0 | override | 2026-07-10T11:14:16.375089
A_Calibrated_BAU | Secondary Techs | TRNMDVXXINDSO | TotalAnnualMaxCapacityInvestment | 2029 | 0 | override | 2026-07-10T11:14:16.375089
A_Calibrated_BAU | Secondary Techs | TRNMDVXXINDSO | TotalAnnualMaxCapacityInvestment | 2030 | 0 | override | 2026-07-10T11:14:16.375089
A_Calibrated_BAU | Secondary Techs | TRNMDVXXINDSO | TotalAnnualMaxCapacityInvestment | 2031 | 0 | override | 2026-07-10T11:14:16.375089
A_Calibrated_BAU | Secondary Techs | TRNMDVXXINDSO | TotalAnnualMaxCapacityInvestment | 2032 | 0 | override | 2026-07-10T11:14:16.375089
A_Calibrated_BAU | Secondary Techs | TRNMDVXXINDSO | TotalAnnualMaxCapacityInvestment | 2033 | 0 | override | 2026-07-10T11:14:16.375089
A_Calibrated_BAU | Secondary Techs | TRNMDVXXINDSO | TotalAnnualMaxCapacityInvestment | 2034 | 0 | override | 2026-07-10T11:14:16.375089
A_Calibrated_BAU | Secondary Techs | TRNMDVXXINDSO | TotalAnnualMaxCapacityInvestment | 2035 | 0 | override | 2026-07-10T11:14:16.375089
A_Calibrated_BAU | Secondary Techs | TRNMDVXXINDSO | TotalAnnualMaxCapacityInvestment | 2036 | 0 | override | 2026-07-10T11:14:16.375089
A_Calibrated_BAU | Secondary Techs | TRNMDVXXINDSO | TotalAnnualMaxCapacityInvestment | 2037 | 0 | override | 2026-07-10T11:14:16.375089
A_Calibrated_BAU | Secondary Techs | TRNMDVXXINDSO | TotalAnnualMaxCapacityInvestment | 2038 | 0 | override | 2026-07-10T11:14:16.375089
A_Calibrated_BAU | Secondary Techs | TRNMDVXXINDSO | TotalAnnualMaxCapacityInvestment | 2039 | 0 | override | 2026-07-10T11:14:16.375089
A_Calibrated_BAU | Secondary Techs | TRNMDVXXINDSO | TotalAnnualMaxCapacityInvestment | 2040 | 0 | override | 2026-07-10T11:14:16.375089
A_Calibrated_BAU | Secondary Techs | TRNMDVXXINDSO | TotalAnnualMaxCapacityInvestment | 2041 | 0 | override | 2026-07-10T11:14:16.375089
A_Calibrated_BAU | Secondary Techs | TRNMDVXXINDSO | TotalAnnualMaxCapacityInvestment | 2042 | 0 | override | 2026-07-10T11:14:16.375089
A_Calibrated_BAU | Secondary Techs | TRNMDVXXINDSO | TotalAnnualMaxCapacityInvestment | 2043 | 0 | override | 2026-07-10T11:14:16.375089
A_Calibrated_BAU | Secondary Techs | TRNMDVXXINDSO | TotalAnnualMaxCapacityInvestment | 2044 | 0 | override | 2026-07-10T11:14:16.375089
A_Calibrated_BAU | Secondary Techs | TRNMDVXXINDSO | TotalAnnualMaxCapacityInvestment | 2045 | 0 | override | 2026-07-10T11:14:16.375089
A_Calibrated_BAU | Secondary Techs | TRNMDVXXINDSO | TotalAnnualMaxCapacityInvestment | 2046 | 0 | override | 2026-07-10T11:14:16.375089
A_Calibrated_BAU | Secondary Techs | TRNMDVXXINDSO | TotalAnnualMaxCapacityInvestment | 2047 | 0 | override | 2026-07-10T11:14:16.375089
A_Calibrated_BAU | Secondary Techs | TRNMDVXXINDSO | TotalAnnualMaxCapacityInvestment | 2048 | 0 | override | 2026-07-10T11:14:16.375089
A_Calibrated_BAU | Secondary Techs | TRNMDVXXINDSO | TotalAnnualMaxCapacityInvestment | 2049 | 0 | override | 2026-07-10T11:14:16.375089
A_Calibrated_BAU | Secondary Techs | TRNMDVXXINDSO | TotalAnnualMaxCapacityInvestment | 2050 | 0 | override | 2026-07-10T11:14:16.375089
A_Calibrated_BAU | Secondary Techs | TRNNPLXXBGDXX | TotalAnnualMaxCapacityInvestment | 2023 | 0.04 | override | 2026-07-10T11:14:16.375089
A_Calibrated_BAU | Secondary Techs | TRNNPLXXBGDXX | TotalAnnualMaxCapacityInvestment | 2024 | 0.06 | override | 2026-07-10T11:14:16.375089
A_Calibrated_BAU | Secondary Techs | TRNNPLXXBGDXX | TotalAnnualMaxCapacityInvestment | 2025 | 0.08 | override | 2026-07-10T11:14:16.375089
A_Calibrated_BAU | Secondary Techs | TRNNPLXXBGDXX | TotalAnnualMaxCapacityInvestment | 2026 | 0.2 | override | 2026-07-10T11:14:16.375089
A_Calibrated_BAU | Secondary Techs | TRNNPLXXBGDXX | TotalAnnualMaxCapacityInvestment | 2027 | 0.32 | override | 2026-07-10T11:14:16.375089
A_Calibrated_BAU | Secondary Techs | TRNNPLXXBGDXX | TotalAnnualMaxCapacityInvestment | 2028 | 0.44 | override | 2026-07-10T11:14:16.375089
A_Calibrated_BAU | Secondary Techs | TRNNPLXXBGDXX | TotalAnnualMaxCapacityInvestment | 2029 | 0.56 | override | 2026-07-10T11:14:16.375089
A_Calibrated_BAU | Secondary Techs | TRNNPLXXBGDXX | TotalAnnualMaxCapacityInvestment | 2030 | 0.68 | override | 2026-07-10T11:14:16.375089
A_Calibrated_BAU | Secondary Techs | TRNNPLXXBGDXX | TotalAnnualMaxCapacityInvestment | 2031 | 0.8 | override | 2026-07-10T11:14:16.375089
A_Calibrated_BAU | Secondary Techs | TRNNPLXXBGDXX | TotalAnnualMaxCapacityInvestment | 2032 | 0.92 | override | 2026-07-10T11:14:16.375089
A_Calibrated_BAU | Secondary Techs | TRNNPLXXBGDXX | TotalAnnualMaxCapacityInvestment | 2033 | 1.04 | override | 2026-07-10T11:14:16.375089
A_Calibrated_BAU | Secondary Techs | TRNNPLXXBGDXX | TotalAnnualMaxCapacityInvestment | 2034 | 1.04 | override | 2026-07-10T11:14:16.375089
A_Calibrated_BAU | Secondary Techs | TRNNPLXXBGDXX | TotalAnnualMaxCapacityInvestment | 2035 | 1.04 | override | 2026-07-10T11:14:16.375089
A_Calibrated_BAU | Secondary Techs | TRNNPLXXBGDXX | TotalAnnualMaxCapacityInvestment | 2036 | 1.04 | override | 2026-07-10T11:14:16.375089
A_Calibrated_BAU | Secondary Techs | TRNNPLXXBGDXX | TotalAnnualMaxCapacityInvestment | 2037 | 1.04 | override | 2026-07-10T11:14:16.375089
A_Calibrated_BAU | Secondary Techs | TRNNPLXXBGDXX | TotalAnnualMaxCapacityInvestment | 2038 | 1.04 | override | 2026-07-10T11:14:16.375089
A_Calibrated_BAU | Secondary Techs | TRNNPLXXBGDXX | TotalAnnualMaxCapacityInvestment | 2039 | 1.04 | override | 2026-07-10T11:14:16.375089
A_Calibrated_BAU | Secondary Techs | TRNNPLXXBGDXX | TotalAnnualMaxCapacityInvestment | 2040 | 1.04 | override | 2026-07-10T11:14:16.375089
A_Calibrated_BAU | Secondary Techs | TRNNPLXXBGDXX | TotalAnnualMaxCapacityInvestment | 2041 | 1.04 | override | 2026-07-10T11:14:16.375089
A_Calibrated_BAU | Secondary Techs | TRNNPLXXBGDXX | TotalAnnualMaxCapacityInvestment | 2042 | 1.04 | override | 2026-07-10T11:14:16.375089
A_Calibrated_BAU | Secondary Techs | TRNNPLXXBGDXX | TotalAnnualMaxCapacityInvestment | 2043 | 1.04 | override | 2026-07-10T11:14:16.375089
A_Calibrated_BAU | Secondary Techs | TRNNPLXXBGDXX | TotalAnnualMaxCapacityInvestment | 2044 | 1.04 | override | 2026-07-10T11:14:16.375089
A_Calibrated_BAU | Secondary Techs | TRNNPLXXBGDXX | TotalAnnualMaxCapacityInvestment | 2045 | 1.04 | override | 2026-07-10T11:14:16.375089
A_Calibrated_BAU | Secondary Techs | TRNNPLXXBGDXX | TotalAnnualMaxCapacityInvestment | 2046 | 1.04 | override | 2026-07-10T11:14:16.375089
A_Calibrated_BAU | Secondary Techs | TRNNPLXXBGDXX | TotalAnnualMaxCapacityInvestment | 2047 | 1.04 | override | 2026-07-10T11:14:16.375089
A_Calibrated_BAU | Secondary Techs | TRNNPLXXBGDXX | TotalAnnualMaxCapacityInvestment | 2048 | 1.04 | override | 2026-07-10T11:14:16.375089
A_Calibrated_BAU | Secondary Techs | TRNNPLXXBGDXX | TotalAnnualMaxCapacityInvestment | 2049 | 1.04 | override | 2026-07-10T11:14:16.375089
A_Calibrated_BAU | Secondary Techs | TRNNPLXXBGDXX | TotalAnnualMaxCapacityInvestment | 2050 | 1.04 | override | 2026-07-10T11:14:16.375089
B_Optimised_VRE | Secondary Techs | PWRCOABGDXX | ResidualCapacity | 2029 | 5.5206 |  | 2026-07-10T11:17:46.232519
B_Optimised_VRE | Secondary Techs | PWRCOABGDXX | ResidualCapacity | 2030 | 5.3583 |  | 2026-07-10T11:17:46.232519
B_Optimised_VRE | Secondary Techs | PWRCOABGDXX | ResidualCapacity | 2031 | 5.1959 |  | 2026-07-10T11:17:46.232519
B_Optimised_VRE | Secondary Techs | PWRCOABGDXX | ResidualCapacity | 2032 | 5.0335 |  | 2026-07-10T11:17:46.232519
B_Optimised_VRE | Secondary Techs | PWRCOABGDXX | ResidualCapacity | 2033 | 4.8711 |  | 2026-07-10T11:17:46.232519
B_Optimised_VRE | Secondary Techs | PWRCOABGDXX | ResidualCapacity | 2034 | 4.7088 |  | 2026-07-10T11:17:46.232519
B_Optimised_VRE | Secondary Techs | PWRCOABGDXX | ResidualCapacity | 2035 | 4.5464 |  | 2026-07-10T11:17:46.232519
B_Optimised_VRE | Secondary Techs | PWRCOABGDXX | ResidualCapacity | 2036 | 4.384 |  | 2026-07-10T11:17:46.232519
B_Optimised_VRE | Secondary Techs | PWRCOABGDXX | ResidualCapacity | 2037 | 4.2217 |  | 2026-07-10T11:17:46.232519
B_Optimised_VRE | Secondary Techs | PWRCOABGDXX | ResidualCapacity | 2038 | 4.0593 |  | 2026-07-10T11:17:46.232519
B_Optimised_VRE | Secondary Techs | PWRCOABGDXX | ResidualCapacity | 2039 | 3.8969 |  | 2026-07-10T11:17:46.232519
B_Optimised_VRE | Secondary Techs | PWRCOABGDXX | ResidualCapacity | 2040 | 3.7345 |  | 2026-07-10T11:17:46.232519
B_Optimised_VRE | Secondary Techs | PWRCOABGDXX | ResidualCapacity | 2041 | 3.5722 |  | 2026-07-10T11:17:46.232519
B_Optimised_VRE | Secondary Techs | PWRCOABGDXX | ResidualCapacity | 2042 | 3.4098 |  | 2026-07-10T11:17:46.232519
B_Optimised_VRE | Secondary Techs | PWRCOABGDXX | ResidualCapacity | 2043 | 3.2474 |  | 2026-07-10T11:17:46.232519
B_Optimised_VRE | Secondary Techs | PWRCOABGDXX | ResidualCapacity | 2044 | 3.0851 |  | 2026-07-10T11:17:46.232519
B_Optimised_VRE | Secondary Techs | PWRCOABGDXX | ResidualCapacity | 2045 | 2.9227 |  | 2026-07-10T11:17:46.232519
B_Optimised_VRE | Secondary Techs | PWRCOABGDXX | ResidualCapacity | 2046 | 2.7603 |  | 2026-07-10T11:17:46.232519
B_Optimised_VRE | Secondary Techs | PWRCOABGDXX | ResidualCapacity | 2047 | 2.5979 |  | 2026-07-10T11:17:46.232519
B_Optimised_VRE | Secondary Techs | PWRCOABGDXX | ResidualCapacity | 2048 | 2.4356 |  | 2026-07-10T11:17:46.232519
B_Optimised_VRE | Secondary Techs | PWRCOABGDXX | ResidualCapacity | 2049 | 2.2732 |  | 2026-07-10T11:17:46.232519
B_Optimised_VRE | Secondary Techs | PWRCOABGDXX | ResidualCapacity | 2050 | 2.1108 |  | 2026-07-10T11:17:46.232519
B_Optimised_VRE | Secondary Techs | PWRCOAINDWE | ResidualCapacity | 2029 | 83.335 |  | 2026-07-10T11:17:46.232519
B_Optimised_VRE | Secondary Techs | PWRCOAINDWE | ResidualCapacity | 2030 | 80.8839 |  | 2026-07-10T11:17:46.232519
B_Optimised_VRE | Secondary Techs | PWRCOAINDWE | ResidualCapacity | 2031 | 78.4329 |  | 2026-07-10T11:17:46.232519
B_Optimised_VRE | Secondary Techs | PWRCOAINDWE | ResidualCapacity | 2032 | 75.9819 |  | 2026-07-10T11:17:46.232519
B_Optimised_VRE | Secondary Techs | PWRCOAINDWE | ResidualCapacity | 2033 | 73.5309 |  | 2026-07-10T11:17:46.232519
B_Optimised_VRE | Secondary Techs | PWRCOAINDWE | ResidualCapacity | 2034 | 71.0798 |  | 2026-07-10T11:17:46.232519
B_Optimised_VRE | Secondary Techs | PWRCOAINDWE | ResidualCapacity | 2035 | 68.6288 |  | 2026-07-10T11:17:46.232519
B_Optimised_VRE | Secondary Techs | PWRCOAINDWE | ResidualCapacity | 2036 | 66.1778 |  | 2026-07-10T11:17:46.232519
B_Optimised_VRE | Secondary Techs | PWRCOAINDWE | ResidualCapacity | 2037 | 63.7267 |  | 2026-07-10T11:17:46.232519
B_Optimised_VRE | Secondary Techs | PWRCOAINDWE | ResidualCapacity | 2038 | 61.2757 |  | 2026-07-10T11:17:46.232519
B_Optimised_VRE | Secondary Techs | PWRCOAINDWE | ResidualCapacity | 2039 | 58.8247 |  | 2026-07-10T11:17:46.232519
B_Optimised_VRE | Secondary Techs | PWRCOAINDWE | ResidualCapacity | 2040 | 56.3737 |  | 2026-07-10T11:17:46.232519
B_Optimised_VRE | Secondary Techs | PWRCOAINDWE | ResidualCapacity | 2041 | 53.9226 |  | 2026-07-10T11:17:46.232519
B_Optimised_VRE | Secondary Techs | PWRCOAINDWE | ResidualCapacity | 2042 | 51.4716 |  | 2026-07-10T11:17:46.232519
B_Optimised_VRE | Secondary Techs | PWRCOAINDWE | ResidualCapacity | 2043 | 49.0206 |  | 2026-07-10T11:17:46.232519
B_Optimised_VRE | Secondary Techs | PWRCOAINDWE | ResidualCapacity | 2044 | 46.5695 |  | 2026-07-10T11:17:46.232519
B_Optimised_VRE | Secondary Techs | PWRCOAINDWE | ResidualCapacity | 2045 | 44.1185 |  | 2026-07-10T11:17:46.232519
B_Optimised_VRE | Secondary Techs | PWRCOAINDWE | ResidualCapacity | 2046 | 41.6675 |  | 2026-07-10T11:17:46.232519
B_Optimised_VRE | Secondary Techs | PWRCOAINDWE | ResidualCapacity | 2047 | 39.2165 |  | 2026-07-10T11:17:46.232519
B_Optimised_VRE | Secondary Techs | PWRCOAINDWE | ResidualCapacity | 2048 | 36.7654 |  | 2026-07-10T11:17:46.232519
B_Optimised_VRE | Secondary Techs | PWRCOAINDWE | ResidualCapacity | 2049 | 34.3144 |  | 2026-07-10T11:17:46.232519
B_Optimised_VRE | Secondary Techs | PWRCOAINDWE | ResidualCapacity | 2050 | 31.8634 |  | 2026-07-10T11:17:46.232519
B_Optimised_VRE | Secondary Techs | PWRNGSINDEA | ResidualCapacity | 2029 | 0.077333 |  | 2026-07-10T11:17:46.232519
B_Optimised_VRE | Secondary Techs | PWRNGSINDEA | ResidualCapacity | 2030 | 0.074667 |  | 2026-07-10T11:17:46.232519
B_Optimised_VRE | Secondary Techs | PWRNGSINDEA | ResidualCapacity | 2031 | 0.072 |  | 2026-07-10T11:17:46.232519
B_Optimised_VRE | Secondary Techs | PWRNGSINDEA | ResidualCapacity | 2032 | 0.069333 |  | 2026-07-10T11:17:46.232519
B_Optimised_VRE | Secondary Techs | PWRNGSINDEA | ResidualCapacity | 2033 | 0.066667 |  | 2026-07-10T11:17:46.232519
B_Optimised_VRE | Secondary Techs | PWRNGSINDEA | ResidualCapacity | 2034 | 0.064 |  | 2026-07-10T11:17:46.232519
B_Optimised_VRE | Secondary Techs | PWRNGSINDEA | ResidualCapacity | 2035 | 0.061333 |  | 2026-07-10T11:17:46.232519
B_Optimised_VRE | Secondary Techs | PWRNGSINDEA | ResidualCapacity | 2036 | 0.058667 |  | 2026-07-10T11:17:46.232519
B_Optimised_VRE | Secondary Techs | PWRNGSINDEA | ResidualCapacity | 2037 | 0.056 |  | 2026-07-10T11:17:46.232519
B_Optimised_VRE | Secondary Techs | PWRNGSINDEA | ResidualCapacity | 2038 | 0.053333 |  | 2026-07-10T11:17:46.232519
B_Optimised_VRE | Secondary Techs | PWRNGSINDEA | ResidualCapacity | 2039 | 0.050667 |  | 2026-07-10T11:17:46.232519
B_Optimised_VRE | Secondary Techs | PWRNGSINDEA | ResidualCapacity | 2040 | 0.048 |  | 2026-07-10T11:17:46.232519
B_Optimised_VRE | Secondary Techs | PWRNGSINDEA | ResidualCapacity | 2041 | 0.045333 |  | 2026-07-10T11:17:46.232519
B_Optimised_VRE | Secondary Techs | PWRNGSINDEA | ResidualCapacity | 2042 | 0.042667 |  | 2026-07-10T11:17:46.232519
B_Optimised_VRE | Secondary Techs | PWRNGSINDEA | ResidualCapacity | 2043 | 0.04 |  | 2026-07-10T11:17:46.232519
B_Optimised_VRE | Secondary Techs | PWRNGSINDEA | ResidualCapacity | 2044 | 0.037333 |  | 2026-07-10T11:17:46.232519
B_Optimised_VRE | Secondary Techs | PWRNGSINDEA | ResidualCapacity | 2045 | 0.034667 |  | 2026-07-10T11:17:46.232519
B_Optimised_VRE | Secondary Techs | PWRNGSINDEA | ResidualCapacity | 2046 | 0.032 |  | 2026-07-10T11:17:46.232519
B_Optimised_VRE | Secondary Techs | PWRNGSINDEA | ResidualCapacity | 2047 | 0.029333 |  | 2026-07-10T11:17:46.232519
B_Optimised_VRE | Secondary Techs | PWRNGSINDEA | ResidualCapacity | 2048 | 0.026667 |  | 2026-07-10T11:17:46.232519
B_Optimised_VRE | Secondary Techs | PWRNGSINDEA | ResidualCapacity | 2049 | 0.024 |  | 2026-07-10T11:17:46.232519
B_Optimised_VRE | Secondary Techs | PWRNGSINDEA | ResidualCapacity | 2050 | 0.021333 |  | 2026-07-10T11:17:46.232519
B_Optimised_VRE | Secondary Techs | PWRNGSINDNO | ResidualCapacity | 2029 | 5.7952 |  | 2026-07-10T11:17:46.232519
B_Optimised_VRE | Secondary Techs | PWRNGSINDNO | ResidualCapacity | 2030 | 5.5953 |  | 2026-07-10T11:17:46.232519
B_Optimised_VRE | Secondary Techs | PWRNGSINDNO | ResidualCapacity | 2031 | 5.3955 |  | 2026-07-10T11:17:46.232519
B_Optimised_VRE | Secondary Techs | PWRNGSINDNO | ResidualCapacity | 2032 | 5.1957 |  | 2026-07-10T11:17:46.232519
B_Optimised_VRE | Secondary Techs | PWRNGSINDNO | ResidualCapacity | 2033 | 4.9958 |  | 2026-07-10T11:17:46.232519
B_Optimised_VRE | Secondary Techs | PWRNGSINDNO | ResidualCapacity | 2034 | 4.796 |  | 2026-07-10T11:17:46.232519
B_Optimised_VRE | Secondary Techs | PWRNGSINDNO | ResidualCapacity | 2035 | 4.5962 |  | 2026-07-10T11:17:46.232519
B_Optimised_VRE | Secondary Techs | PWRNGSINDNO | ResidualCapacity | 2036 | 4.3963 |  | 2026-07-10T11:17:46.232519
B_Optimised_VRE | Secondary Techs | PWRNGSINDNO | ResidualCapacity | 2037 | 4.1965 |  | 2026-07-10T11:17:46.232519
B_Optimised_VRE | Secondary Techs | PWRNGSINDNO | ResidualCapacity | 2038 | 3.9967 |  | 2026-07-10T11:17:46.232519
B_Optimised_VRE | Secondary Techs | PWRNGSINDNO | ResidualCapacity | 2039 | 3.7968 |  | 2026-07-10T11:17:46.232519
B_Optimised_VRE | Secondary Techs | PWRNGSINDNO | ResidualCapacity | 2040 | 3.597 |  | 2026-07-10T11:17:46.232519
B_Optimised_VRE | Secondary Techs | PWRNGSINDNO | ResidualCapacity | 2041 | 3.3972 |  | 2026-07-10T11:17:46.232519
B_Optimised_VRE | Secondary Techs | PWRNGSINDNO | ResidualCapacity | 2042 | 3.1973 |  | 2026-07-10T11:17:46.232519
B_Optimised_VRE | Secondary Techs | PWRNGSINDNO | ResidualCapacity | 2043 | 2.9975 |  | 2026-07-10T11:17:46.232519
B_Optimised_VRE | Secondary Techs | PWRNGSINDNO | ResidualCapacity | 2044 | 2.7977 |  | 2026-07-10T11:17:46.232519
B_Optimised_VRE | Secondary Techs | PWRNGSINDNO | ResidualCapacity | 2045 | 2.5978 |  | 2026-07-10T11:17:46.232519
B_Optimised_VRE | Secondary Techs | PWRNGSINDNO | ResidualCapacity | 2046 | 2.398 |  | 2026-07-10T11:17:46.232519
B_Optimised_VRE | Secondary Techs | PWRNGSINDNO | ResidualCapacity | 2047 | 2.1982 |  | 2026-07-10T11:17:46.232519
B_Optimised_VRE | Secondary Techs | PWRNGSINDNO | ResidualCapacity | 2048 | 1.9983 |  | 2026-07-10T11:17:46.232519
B_Optimised_VRE | Secondary Techs | PWRNGSINDNO | ResidualCapacity | 2049 | 1.7985 |  | 2026-07-10T11:17:46.232519
B_Optimised_VRE | Secondary Techs | PWRNGSINDNO | ResidualCapacity | 2050 | 1.5987 |  | 2026-07-10T11:17:46.232519
B_Optimised_VRE | Secondary Techs | PWRCOALKAXX | ResidualCapacity | 2029 | 0.78686 |  | 2026-07-10T11:17:46.232519
B_Optimised_VRE | Secondary Techs | PWRCOALKAXX | ResidualCapacity | 2030 | 0.76371 |  | 2026-07-10T11:17:46.232519
B_Optimised_VRE | Secondary Techs | PWRCOALKAXX | ResidualCapacity | 2031 | 0.74057 |  | 2026-07-10T11:17:46.232519
B_Optimised_VRE | Secondary Techs | PWRCOALKAXX | ResidualCapacity | 2032 | 0.71743 |  | 2026-07-10T11:17:46.232519
B_Optimised_VRE | Secondary Techs | PWRCOALKAXX | ResidualCapacity | 2033 | 0.69429 |  | 2026-07-10T11:17:46.232519
B_Optimised_VRE | Secondary Techs | PWRCOALKAXX | ResidualCapacity | 2034 | 0.67114 |  | 2026-07-10T11:17:46.232519
B_Optimised_VRE | Secondary Techs | PWRCOALKAXX | ResidualCapacity | 2035 | 0.648 |  | 2026-07-10T11:17:46.232519
B_Optimised_VRE | Secondary Techs | PWRCOALKAXX | ResidualCapacity | 2036 | 0.62486 |  | 2026-07-10T11:17:46.232519
B_Optimised_VRE | Secondary Techs | PWRCOALKAXX | ResidualCapacity | 2037 | 0.60171 |  | 2026-07-10T11:17:46.232519
B_Optimised_VRE | Secondary Techs | PWRCOALKAXX | ResidualCapacity | 2038 | 0.57857 |  | 2026-07-10T11:17:46.232519
B_Optimised_VRE | Secondary Techs | PWRCOALKAXX | ResidualCapacity | 2039 | 0.55543 |  | 2026-07-10T11:17:46.232519
B_Optimised_VRE | Secondary Techs | PWRCOALKAXX | ResidualCapacity | 2040 | 0.53229 |  | 2026-07-10T11:17:46.232519
B_Optimised_VRE | Secondary Techs | PWRCOALKAXX | ResidualCapacity | 2041 | 0.50914 |  | 2026-07-10T11:17:46.232519
B_Optimised_VRE | Secondary Techs | PWRCOALKAXX | ResidualCapacity | 2042 | 0.486 |  | 2026-07-10T11:17:46.232519
B_Optimised_VRE | Secondary Techs | PWRCOALKAXX | ResidualCapacity | 2043 | 0.46286 |  | 2026-07-10T11:17:46.232519
B_Optimised_VRE | Secondary Techs | PWRCOALKAXX | ResidualCapacity | 2044 | 0.43971 |  | 2026-07-10T11:17:46.232519
B_Optimised_VRE | Secondary Techs | PWRCOALKAXX | ResidualCapacity | 2045 | 0.41657 |  | 2026-07-10T11:17:46.232519
B_Optimised_VRE | Secondary Techs | PWRCOALKAXX | ResidualCapacity | 2046 | 0.39343 |  | 2026-07-10T11:17:46.232519
B_Optimised_VRE | Secondary Techs | PWRCOALKAXX | ResidualCapacity | 2047 | 0.37029 |  | 2026-07-10T11:17:46.232519
B_Optimised_VRE | Secondary Techs | PWRCOALKAXX | ResidualCapacity | 2048 | 0.34714 |  | 2026-07-10T11:17:46.232519
B_Optimised_VRE | Secondary Techs | PWRCOALKAXX | ResidualCapacity | 2049 | 0.324 |  | 2026-07-10T11:17:46.232519
B_Optimised_VRE | Secondary Techs | PWRCOALKAXX | ResidualCapacity | 2050 | 0.30086 |  | 2026-07-10T11:17:46.232519
B_Optimised_VRE | Secondary Techs | PWRCOAINDNO | ResidualCapacity | 2029 | 44.5546 |  | 2026-07-10T11:17:46.232519
B_Optimised_VRE | Secondary Techs | PWRCOAINDNO | ResidualCapacity | 2030 | 43.2441 |  | 2026-07-10T11:17:46.232519
B_Optimised_VRE | Secondary Techs | PWRCOAINDNO | ResidualCapacity | 2031 | 41.9337 |  | 2026-07-10T11:17:46.232519
B_Optimised_VRE | Secondary Techs | PWRCOAINDNO | ResidualCapacity | 2032 | 40.6233 |  | 2026-07-10T11:17:46.232519
B_Optimised_VRE | Secondary Techs | PWRCOAINDNO | ResidualCapacity | 2033 | 39.3129 |  | 2026-07-10T11:17:46.232519
B_Optimised_VRE | Secondary Techs | PWRCOAINDNO | ResidualCapacity | 2034 | 38.0024 |  | 2026-07-10T11:17:46.232519
B_Optimised_VRE | Secondary Techs | PWRCOAINDNO | ResidualCapacity | 2035 | 36.692 |  | 2026-07-10T11:17:46.232519
B_Optimised_VRE | Secondary Techs | PWRCOAINDNO | ResidualCapacity | 2036 | 35.3816 |  | 2026-07-10T11:17:46.232519
B_Optimised_VRE | Secondary Techs | PWRCOAINDNO | ResidualCapacity | 2037 | 34.0711 |  | 2026-07-10T11:17:46.232519
B_Optimised_VRE | Secondary Techs | PWRCOAINDNO | ResidualCapacity | 2038 | 32.7607 |  | 2026-07-10T11:17:46.232519
B_Optimised_VRE | Secondary Techs | PWRCOAINDNO | ResidualCapacity | 2039 | 31.4503 |  | 2026-07-10T11:17:46.232519
B_Optimised_VRE | Secondary Techs | PWRCOAINDNO | ResidualCapacity | 2040 | 30.1399 |  | 2026-07-10T11:17:46.232519
B_Optimised_VRE | Secondary Techs | PWRCOAINDNO | ResidualCapacity | 2041 | 28.8294 |  | 2026-07-10T11:17:46.232519
B_Optimised_VRE | Secondary Techs | PWRCOAINDNO | ResidualCapacity | 2042 | 27.519 |  | 2026-07-10T11:17:46.232519
B_Optimised_VRE | Secondary Techs | PWRCOAINDNO | ResidualCapacity | 2043 | 26.2086 |  | 2026-07-10T11:17:46.232519
B_Optimised_VRE | Secondary Techs | PWRCOAINDNO | ResidualCapacity | 2044 | 24.8981 |  | 2026-07-10T11:17:46.232519
B_Optimised_VRE | Secondary Techs | PWRCOAINDNO | ResidualCapacity | 2045 | 23.5877 |  | 2026-07-10T11:17:46.232519
B_Optimised_VRE | Secondary Techs | PWRCOAINDNO | ResidualCapacity | 2046 | 22.2773 |  | 2026-07-10T11:17:46.232519
B_Optimised_VRE | Secondary Techs | PWRCOAINDNO | ResidualCapacity | 2047 | 20.9669 |  | 2026-07-10T11:17:46.232519
B_Optimised_VRE | Secondary Techs | PWRCOAINDNO | ResidualCapacity | 2048 | 19.6564 |  | 2026-07-10T11:17:46.232519
B_Optimised_VRE | Secondary Techs | PWRCOAINDNO | ResidualCapacity | 2049 | 18.346 |  | 2026-07-10T11:17:46.232519
B_Optimised_VRE | Secondary Techs | PWRCOAINDNO | ResidualCapacity | 2050 | 17.0356 |  | 2026-07-10T11:17:46.232519
B_Optimised_VRE | Secondary Techs | PWRCOAINDEA | ResidualCapacity | 2029 | 35.9399 |  | 2026-07-10T11:17:46.232519
B_Optimised_VRE | Secondary Techs | PWRCOAINDEA | ResidualCapacity | 2030 | 34.8829 |  | 2026-07-10T11:17:46.232519
B_Optimised_VRE | Secondary Techs | PWRCOAINDEA | ResidualCapacity | 2031 | 33.8258 |  | 2026-07-10T11:17:46.232519
B_Optimised_VRE | Secondary Techs | PWRCOAINDEA | ResidualCapacity | 2032 | 32.7688 |  | 2026-07-10T11:17:46.232519
B_Optimised_VRE | Secondary Techs | PWRCOAINDEA | ResidualCapacity | 2033 | 31.7117 |  | 2026-07-10T11:17:46.232519
B_Optimised_VRE | Secondary Techs | PWRCOAINDEA | ResidualCapacity | 2034 | 30.6547 |  | 2026-07-10T11:17:46.232519
B_Optimised_VRE | Secondary Techs | PWRCOAINDEA | ResidualCapacity | 2035 | 29.5976 |  | 2026-07-10T11:17:46.232519
B_Optimised_VRE | Secondary Techs | PWRCOAINDEA | ResidualCapacity | 2036 | 28.5405 |  | 2026-07-10T11:17:46.232519
B_Optimised_VRE | Secondary Techs | PWRCOAINDEA | ResidualCapacity | 2037 | 27.4835 |  | 2026-07-10T11:17:46.232519
B_Optimised_VRE | Secondary Techs | PWRCOAINDEA | ResidualCapacity | 2038 | 26.4264 |  | 2026-07-10T11:17:46.232519
B_Optimised_VRE | Secondary Techs | PWRCOAINDEA | ResidualCapacity | 2039 | 25.3694 |  | 2026-07-10T11:17:46.232519
B_Optimised_VRE | Secondary Techs | PWRCOAINDEA | ResidualCapacity | 2040 | 24.3123 |  | 2026-07-10T11:17:46.232519
B_Optimised_VRE | Secondary Techs | PWRCOAINDEA | ResidualCapacity | 2041 | 23.2553 |  | 2026-07-10T11:17:46.232519
B_Optimised_VRE | Secondary Techs | PWRCOAINDEA | ResidualCapacity | 2042 | 22.1982 |  | 2026-07-10T11:17:46.232519
B_Optimised_VRE | Secondary Techs | PWRCOAINDEA | ResidualCapacity | 2043 | 21.1411 |  | 2026-07-10T11:17:46.232519
B_Optimised_VRE | Secondary Techs | PWRCOAINDEA | ResidualCapacity | 2044 | 20.0841 |  | 2026-07-10T11:17:46.232519
B_Optimised_VRE | Secondary Techs | PWRCOAINDEA | ResidualCapacity | 2045 | 19.027 |  | 2026-07-10T11:17:46.232519
B_Optimised_VRE | Secondary Techs | PWRCOAINDEA | ResidualCapacity | 2046 | 17.97 |  | 2026-07-10T11:17:46.232519
B_Optimised_VRE | Secondary Techs | PWRCOAINDEA | ResidualCapacity | 2047 | 16.9129 |  | 2026-07-10T11:17:46.232519
B_Optimised_VRE | Secondary Techs | PWRCOAINDEA | ResidualCapacity | 2048 | 15.8559 |  | 2026-07-10T11:17:46.232519
B_Optimised_VRE | Secondary Techs | PWRCOAINDEA | ResidualCapacity | 2049 | 14.7988 |  | 2026-07-10T11:17:46.232519
B_Optimised_VRE | Secondary Techs | PWRCOAINDEA | ResidualCapacity | 2050 | 13.7417 |  | 2026-07-10T11:17:46.232519
B_Optimised_VRE | Secondary Techs | PWRNGSINDWE | ResidualCapacity | 2029 | 10.4458 |  | 2026-07-10T11:17:46.232519
B_Optimised_VRE | Secondary Techs | PWRNGSINDWE | ResidualCapacity | 2030 | 10.0856 |  | 2026-07-10T11:17:46.232519
B_Optimised_VRE | Secondary Techs | PWRNGSINDWE | ResidualCapacity | 2031 | 9.7254 |  | 2026-07-10T11:17:46.232519
B_Optimised_VRE | Secondary Techs | PWRNGSINDWE | ResidualCapacity | 2032 | 9.3652 |  | 2026-07-10T11:17:46.232519
B_Optimised_VRE | Secondary Techs | PWRNGSINDWE | ResidualCapacity | 2033 | 9.005 |  | 2026-07-10T11:17:46.232519
B_Optimised_VRE | Secondary Techs | PWRNGSINDWE | ResidualCapacity | 2034 | 8.6448 |  | 2026-07-10T11:17:46.232519
B_Optimised_VRE | Secondary Techs | PWRNGSINDWE | ResidualCapacity | 2035 | 8.2846 |  | 2026-07-10T11:17:46.232519
B_Optimised_VRE | Secondary Techs | PWRNGSINDWE | ResidualCapacity | 2036 | 7.9244 |  | 2026-07-10T11:17:46.232519
B_Optimised_VRE | Secondary Techs | PWRNGSINDWE | ResidualCapacity | 2037 | 7.5642 |  | 2026-07-10T11:17:46.232519
B_Optimised_VRE | Secondary Techs | PWRNGSINDWE | ResidualCapacity | 2038 | 7.204 |  | 2026-07-10T11:17:46.232519
B_Optimised_VRE | Secondary Techs | PWRNGSINDWE | ResidualCapacity | 2039 | 6.8438 |  | 2026-07-10T11:17:46.232519
B_Optimised_VRE | Secondary Techs | PWRNGSINDWE | ResidualCapacity | 2040 | 6.4836 |  | 2026-07-10T11:17:46.232519
B_Optimised_VRE | Secondary Techs | PWRNGSINDWE | ResidualCapacity | 2041 | 6.1234 |  | 2026-07-10T11:17:46.232519
B_Optimised_VRE | Secondary Techs | PWRNGSINDWE | ResidualCapacity | 2042 | 5.7632 |  | 2026-07-10T11:17:46.232519
B_Optimised_VRE | Secondary Techs | PWRNGSINDWE | ResidualCapacity | 2043 | 5.403 |  | 2026-07-10T11:17:46.232519
B_Optimised_VRE | Secondary Techs | PWRNGSINDWE | ResidualCapacity | 2044 | 5.0428 |  | 2026-07-10T11:17:46.232519
B_Optimised_VRE | Secondary Techs | PWRNGSINDWE | ResidualCapacity | 2045 | 4.6826 |  | 2026-07-10T11:17:46.232519
B_Optimised_VRE | Secondary Techs | PWRNGSINDWE | ResidualCapacity | 2046 | 4.3224 |  | 2026-07-10T11:17:46.232519
B_Optimised_VRE | Secondary Techs | PWRNGSINDWE | ResidualCapacity | 2047 | 3.9622 |  | 2026-07-10T11:17:46.232519
B_Optimised_VRE | Secondary Techs | PWRNGSINDWE | ResidualCapacity | 2048 | 3.602 |  | 2026-07-10T11:17:46.232519
B_Optimised_VRE | Secondary Techs | PWRNGSINDWE | ResidualCapacity | 2049 | 3.2418 |  | 2026-07-10T11:17:46.232519
B_Optimised_VRE | Secondary Techs | PWRNGSINDWE | ResidualCapacity | 2050 | 2.8816 |  | 2026-07-10T11:17:46.232519
B_Optimised_VRE | Secondary Techs | PWRCOAINDNE | ResidualCapacity | 2029 | 0.72857 |  | 2026-07-10T11:17:46.232519
B_Optimised_VRE | Secondary Techs | PWRCOAINDNE | ResidualCapacity | 2030 | 0.70714 |  | 2026-07-10T11:17:46.232519
B_Optimised_VRE | Secondary Techs | PWRCOAINDNE | ResidualCapacity | 2031 | 0.68571 |  | 2026-07-10T11:17:46.232519
B_Optimised_VRE | Secondary Techs | PWRCOAINDNE | ResidualCapacity | 2032 | 0.66429 |  | 2026-07-10T11:17:46.232519
B_Optimised_VRE | Secondary Techs | PWRCOAINDNE | ResidualCapacity | 2033 | 0.64286 |  | 2026-07-10T11:17:46.232519
B_Optimised_VRE | Secondary Techs | PWRCOAINDNE | ResidualCapacity | 2034 | 0.62143 |  | 2026-07-10T11:17:46.232519
B_Optimised_VRE | Secondary Techs | PWRCOAINDNE | ResidualCapacity | 2035 | 0.6 |  | 2026-07-10T11:17:46.232519
B_Optimised_VRE | Secondary Techs | PWRCOAINDNE | ResidualCapacity | 2036 | 0.57857 |  | 2026-07-10T11:17:46.232519
B_Optimised_VRE | Secondary Techs | PWRCOAINDNE | ResidualCapacity | 2037 | 0.55714 |  | 2026-07-10T11:17:46.232519
B_Optimised_VRE | Secondary Techs | PWRCOAINDNE | ResidualCapacity | 2038 | 0.53571 |  | 2026-07-10T11:17:46.232519
B_Optimised_VRE | Secondary Techs | PWRCOAINDNE | ResidualCapacity | 2039 | 0.51429 |  | 2026-07-10T11:17:46.232519
B_Optimised_VRE | Secondary Techs | PWRCOAINDNE | ResidualCapacity | 2040 | 0.49286 |  | 2026-07-10T11:17:46.232519
B_Optimised_VRE | Secondary Techs | PWRCOAINDNE | ResidualCapacity | 2041 | 0.47143 |  | 2026-07-10T11:17:46.232519
B_Optimised_VRE | Secondary Techs | PWRCOAINDNE | ResidualCapacity | 2042 | 0.45 |  | 2026-07-10T11:17:46.232519
B_Optimised_VRE | Secondary Techs | PWRCOAINDNE | ResidualCapacity | 2043 | 0.42857 |  | 2026-07-10T11:17:46.232519
B_Optimised_VRE | Secondary Techs | PWRCOAINDNE | ResidualCapacity | 2044 | 0.40714 |  | 2026-07-10T11:17:46.232519
B_Optimised_VRE | Secondary Techs | PWRCOAINDNE | ResidualCapacity | 2045 | 0.38571 |  | 2026-07-10T11:17:46.232519
B_Optimised_VRE | Secondary Techs | PWRCOAINDNE | ResidualCapacity | 2046 | 0.36429 |  | 2026-07-10T11:17:46.232519
B_Optimised_VRE | Secondary Techs | PWRCOAINDNE | ResidualCapacity | 2047 | 0.34286 |  | 2026-07-10T11:17:46.232519
B_Optimised_VRE | Secondary Techs | PWRCOAINDNE | ResidualCapacity | 2048 | 0.32143 |  | 2026-07-10T11:17:46.232519
B_Optimised_VRE | Secondary Techs | PWRCOAINDNE | ResidualCapacity | 2049 | 0.3 |  | 2026-07-10T11:17:46.232519
B_Optimised_VRE | Secondary Techs | PWRCOAINDNE | ResidualCapacity | 2050 | 0.27857 |  | 2026-07-10T11:17:46.232519
B_Optimised_VRE | Secondary Techs | PWRNGSINDSO | ResidualCapacity | 2029 | 6.2756 |  | 2026-07-10T11:17:46.232519
B_Optimised_VRE | Secondary Techs | PWRNGSINDSO | ResidualCapacity | 2030 | 6.0592 |  | 2026-07-10T11:17:46.232519
B_Optimised_VRE | Secondary Techs | PWRNGSINDSO | ResidualCapacity | 2031 | 5.8428 |  | 2026-07-10T11:17:46.232519
B_Optimised_VRE | Secondary Techs | PWRNGSINDSO | ResidualCapacity | 2032 | 5.6264 |  | 2026-07-10T11:17:46.232519
B_Optimised_VRE | Secondary Techs | PWRNGSINDSO | ResidualCapacity | 2033 | 5.41 |  | 2026-07-10T11:17:46.232519
B_Optimised_VRE | Secondary Techs | PWRNGSINDSO | ResidualCapacity | 2034 | 5.1936 |  | 2026-07-10T11:17:46.232519
B_Optimised_VRE | Secondary Techs | PWRNGSINDSO | ResidualCapacity | 2035 | 4.9772 |  | 2026-07-10T11:17:46.232519
B_Optimised_VRE | Secondary Techs | PWRNGSINDSO | ResidualCapacity | 2036 | 4.7608 |  | 2026-07-10T11:17:46.232519
B_Optimised_VRE | Secondary Techs | PWRNGSINDSO | ResidualCapacity | 2037 | 4.5444 |  | 2026-07-10T11:17:46.232519
B_Optimised_VRE | Secondary Techs | PWRNGSINDSO | ResidualCapacity | 2038 | 4.328 |  | 2026-07-10T11:17:46.232519
B_Optimised_VRE | Secondary Techs | PWRNGSINDSO | ResidualCapacity | 2039 | 4.1116 |  | 2026-07-10T11:17:46.232519
B_Optimised_VRE | Secondary Techs | PWRNGSINDSO | ResidualCapacity | 2040 | 3.8952 |  | 2026-07-10T11:17:46.232519
B_Optimised_VRE | Secondary Techs | PWRNGSINDSO | ResidualCapacity | 2041 | 3.6788 |  | 2026-07-10T11:17:46.232519
B_Optimised_VRE | Secondary Techs | PWRNGSINDSO | ResidualCapacity | 2042 | 3.4624 |  | 2026-07-10T11:17:46.232519
B_Optimised_VRE | Secondary Techs | PWRNGSINDSO | ResidualCapacity | 2043 | 3.246 |  | 2026-07-10T11:17:46.232519
B_Optimised_VRE | Secondary Techs | PWRNGSINDSO | ResidualCapacity | 2044 | 3.0296 |  | 2026-07-10T11:17:46.232519
B_Optimised_VRE | Secondary Techs | PWRNGSINDSO | ResidualCapacity | 2045 | 2.8132 |  | 2026-07-10T11:17:46.232519
B_Optimised_VRE | Secondary Techs | PWRNGSINDSO | ResidualCapacity | 2046 | 2.5968 |  | 2026-07-10T11:17:46.232519
B_Optimised_VRE | Secondary Techs | PWRNGSINDSO | ResidualCapacity | 2047 | 2.3804 |  | 2026-07-10T11:17:46.232519
B_Optimised_VRE | Secondary Techs | PWRNGSINDSO | ResidualCapacity | 2048 | 2.164 |  | 2026-07-10T11:17:46.232519
B_Optimised_VRE | Secondary Techs | PWRNGSINDSO | ResidualCapacity | 2049 | 1.9476 |  | 2026-07-10T11:17:46.232519
B_Optimised_VRE | Secondary Techs | PWRNGSINDSO | ResidualCapacity | 2050 | 1.7312 |  | 2026-07-10T11:17:46.232519
B_Optimised_VRE | Secondary Techs | PWRNGSINDNE | ResidualCapacity | 2029 | 1.6095 |  | 2026-07-10T11:17:46.232519
B_Optimised_VRE | Secondary Techs | PWRNGSINDNE | ResidualCapacity | 2030 | 1.554 |  | 2026-07-10T11:17:46.232519
B_Optimised_VRE | Secondary Techs | PWRNGSINDNE | ResidualCapacity | 2031 | 1.4985 |  | 2026-07-10T11:17:46.232519
B_Optimised_VRE | Secondary Techs | PWRNGSINDNE | ResidualCapacity | 2032 | 1.443 |  | 2026-07-10T11:17:46.232519
B_Optimised_VRE | Secondary Techs | PWRNGSINDNE | ResidualCapacity | 2033 | 1.3875 |  | 2026-07-10T11:17:46.232519
B_Optimised_VRE | Secondary Techs | PWRNGSINDNE | ResidualCapacity | 2034 | 1.332 |  | 2026-07-10T11:17:46.232519
B_Optimised_VRE | Secondary Techs | PWRNGSINDNE | ResidualCapacity | 2035 | 1.2765 |  | 2026-07-10T11:17:46.232519
B_Optimised_VRE | Secondary Techs | PWRNGSINDNE | ResidualCapacity | 2036 | 1.221 |  | 2026-07-10T11:17:46.232519
B_Optimised_VRE | Secondary Techs | PWRNGSINDNE | ResidualCapacity | 2037 | 1.1655 |  | 2026-07-10T11:17:46.232519
B_Optimised_VRE | Secondary Techs | PWRNGSINDNE | ResidualCapacity | 2038 | 1.11 |  | 2026-07-10T11:17:46.232519
B_Optimised_VRE | Secondary Techs | PWRNGSINDNE | ResidualCapacity | 2039 | 1.0545 |  | 2026-07-10T11:17:46.232519
B_Optimised_VRE | Secondary Techs | PWRNGSINDNE | ResidualCapacity | 2040 | 0.999 |  | 2026-07-10T11:17:46.232519
B_Optimised_VRE | Secondary Techs | PWRNGSINDNE | ResidualCapacity | 2041 | 0.9435 |  | 2026-07-10T11:17:46.232519
B_Optimised_VRE | Secondary Techs | PWRNGSINDNE | ResidualCapacity | 2042 | 0.888 |  | 2026-07-10T11:17:46.232519
B_Optimised_VRE | Secondary Techs | PWRNGSINDNE | ResidualCapacity | 2043 | 0.8325 |  | 2026-07-10T11:17:46.232519
B_Optimised_VRE | Secondary Techs | PWRNGSINDNE | ResidualCapacity | 2044 | 0.777 |  | 2026-07-10T11:17:46.232519
B_Optimised_VRE | Secondary Techs | PWRNGSINDNE | ResidualCapacity | 2045 | 0.7215 |  | 2026-07-10T11:17:46.232519
B_Optimised_VRE | Secondary Techs | PWRNGSINDNE | ResidualCapacity | 2046 | 0.666 |  | 2026-07-10T11:17:46.232519
B_Optimised_VRE | Secondary Techs | PWRNGSINDNE | ResidualCapacity | 2047 | 0.6105 |  | 2026-07-10T11:17:46.232519
B_Optimised_VRE | Secondary Techs | PWRNGSINDNE | ResidualCapacity | 2048 | 0.555 |  | 2026-07-10T11:17:46.232519
B_Optimised_VRE | Secondary Techs | PWRNGSINDNE | ResidualCapacity | 2049 | 0.4995 |  | 2026-07-10T11:17:46.232519
B_Optimised_VRE | Secondary Techs | PWRNGSINDNE | ResidualCapacity | 2050 | 0.444 |  | 2026-07-10T11:17:46.232519
B_Optimised_VRE | Secondary Techs | PWRCOAINDSO | ResidualCapacity | 2029 | 43.7123 |  | 2026-07-10T11:17:46.232519
B_Optimised_VRE | Secondary Techs | PWRCOAINDSO | ResidualCapacity | 2030 | 42.4267 |  | 2026-07-10T11:17:46.232519
B_Optimised_VRE | Secondary Techs | PWRCOAINDSO | ResidualCapacity | 2031 | 41.141 |  | 2026-07-10T11:17:46.232519
B_Optimised_VRE | Secondary Techs | PWRCOAINDSO | ResidualCapacity | 2032 | 39.8554 |  | 2026-07-10T11:17:46.232519
B_Optimised_VRE | Secondary Techs | PWRCOAINDSO | ResidualCapacity | 2033 | 38.5697 |  | 2026-07-10T11:17:46.232519
B_Optimised_VRE | Secondary Techs | PWRCOAINDSO | ResidualCapacity | 2034 | 37.2841 |  | 2026-07-10T11:17:46.232519
B_Optimised_VRE | Secondary Techs | PWRCOAINDSO | ResidualCapacity | 2035 | 35.9984 |  | 2026-07-10T11:17:46.232519
B_Optimised_VRE | Secondary Techs | PWRCOAINDSO | ResidualCapacity | 2036 | 34.7127 |  | 2026-07-10T11:17:46.232519
B_Optimised_VRE | Secondary Techs | PWRCOAINDSO | ResidualCapacity | 2037 | 33.4271 |  | 2026-07-10T11:17:46.232519
B_Optimised_VRE | Secondary Techs | PWRCOAINDSO | ResidualCapacity | 2038 | 32.1414 |  | 2026-07-10T11:17:46.232519
B_Optimised_VRE | Secondary Techs | PWRCOAINDSO | ResidualCapacity | 2039 | 30.8558 |  | 2026-07-10T11:17:46.232519
B_Optimised_VRE | Secondary Techs | PWRCOAINDSO | ResidualCapacity | 2040 | 29.5701 |  | 2026-07-10T11:17:46.232519
B_Optimised_VRE | Secondary Techs | PWRCOAINDSO | ResidualCapacity | 2041 | 28.2845 |  | 2026-07-10T11:17:46.232519
B_Optimised_VRE | Secondary Techs | PWRCOAINDSO | ResidualCapacity | 2042 | 26.9988 |  | 2026-07-10T11:17:46.232519
B_Optimised_VRE | Secondary Techs | PWRCOAINDSO | ResidualCapacity | 2043 | 25.7131 |  | 2026-07-10T11:17:46.232519
B_Optimised_VRE | Secondary Techs | PWRCOAINDSO | ResidualCapacity | 2044 | 24.4275 |  | 2026-07-10T11:17:46.232519
B_Optimised_VRE | Secondary Techs | PWRCOAINDSO | ResidualCapacity | 2045 | 23.1418 |  | 2026-07-10T11:17:46.232519
B_Optimised_VRE | Secondary Techs | PWRCOAINDSO | ResidualCapacity | 2046 | 21.8562 |  | 2026-07-10T11:17:46.232519
B_Optimised_VRE | Secondary Techs | PWRCOAINDSO | ResidualCapacity | 2047 | 20.5705 |  | 2026-07-10T11:17:46.232519
B_Optimised_VRE | Secondary Techs | PWRCOAINDSO | ResidualCapacity | 2048 | 19.2849 |  | 2026-07-10T11:17:46.232519
B_Optimised_VRE | Secondary Techs | PWRCOAINDSO | ResidualCapacity | 2049 | 17.9992 |  | 2026-07-10T11:17:46.232519
B_Optimised_VRE | Secondary Techs | PWRCOAINDSO | ResidualCapacity | 2050 | 16.7135 |  | 2026-07-10T11:17:46.232519
B_Optimised_VRE | Secondary Techs | PWRNGSBGDXX | ResidualCapacity | 2029 | 12.6034 |  | 2026-07-10T11:17:46.232519
B_Optimised_VRE | Secondary Techs | PWRNGSBGDXX | ResidualCapacity | 2030 | 12.1688 |  | 2026-07-10T11:17:46.232519
B_Optimised_VRE | Secondary Techs | PWRNGSBGDXX | ResidualCapacity | 2031 | 11.7342 |  | 2026-07-10T11:17:46.232519
B_Optimised_VRE | Secondary Techs | PWRNGSBGDXX | ResidualCapacity | 2032 | 11.2996 |  | 2026-07-10T11:17:46.232519
B_Optimised_VRE | Secondary Techs | PWRNGSBGDXX | ResidualCapacity | 2033 | 10.865 |  | 2026-07-10T11:17:46.232519
B_Optimised_VRE | Secondary Techs | PWRNGSBGDXX | ResidualCapacity | 2034 | 10.4304 |  | 2026-07-10T11:17:46.232519
B_Optimised_VRE | Secondary Techs | PWRNGSBGDXX | ResidualCapacity | 2035 | 9.9958 |  | 2026-07-10T11:17:46.232519
B_Optimised_VRE | Secondary Techs | PWRNGSBGDXX | ResidualCapacity | 2036 | 9.5612 |  | 2026-07-10T11:17:46.232519
B_Optimised_VRE | Secondary Techs | PWRNGSBGDXX | ResidualCapacity | 2037 | 9.1266 |  | 2026-07-10T11:17:46.232519
B_Optimised_VRE | Secondary Techs | PWRNGSBGDXX | ResidualCapacity | 2038 | 8.692 |  | 2026-07-10T11:17:46.232519
B_Optimised_VRE | Secondary Techs | PWRNGSBGDXX | ResidualCapacity | 2039 | 8.2574 |  | 2026-07-10T11:17:46.232519
B_Optimised_VRE | Secondary Techs | PWRNGSBGDXX | ResidualCapacity | 2040 | 7.8228 |  | 2026-07-10T11:17:46.232519
B_Optimised_VRE | Secondary Techs | PWRNGSBGDXX | ResidualCapacity | 2041 | 7.3882 |  | 2026-07-10T11:17:46.232519
B_Optimised_VRE | Secondary Techs | PWRNGSBGDXX | ResidualCapacity | 2042 | 6.9536 |  | 2026-07-10T11:17:46.232519
B_Optimised_VRE | Secondary Techs | PWRNGSBGDXX | ResidualCapacity | 2043 | 6.519 |  | 2026-07-10T11:17:46.232519
B_Optimised_VRE | Secondary Techs | PWRNGSBGDXX | ResidualCapacity | 2044 | 6.0844 |  | 2026-07-10T11:17:46.232519
B_Optimised_VRE | Secondary Techs | PWRNGSBGDXX | ResidualCapacity | 2045 | 5.6498 |  | 2026-07-10T11:17:46.232519
B_Optimised_VRE | Secondary Techs | PWRNGSBGDXX | ResidualCapacity | 2046 | 5.2152 |  | 2026-07-10T11:17:46.232519
B_Optimised_VRE | Secondary Techs | PWRNGSBGDXX | ResidualCapacity | 2047 | 4.7806 |  | 2026-07-10T11:17:46.232519
B_Optimised_VRE | Secondary Techs | PWRNGSBGDXX | ResidualCapacity | 2048 | 4.346 |  | 2026-07-10T11:17:46.232519
B_Optimised_VRE | Secondary Techs | PWRNGSBGDXX | ResidualCapacity | 2049 | 3.9114 |  | 2026-07-10T11:17:46.232519
B_Optimised_VRE | Secondary Techs | PWRNGSBGDXX | ResidualCapacity | 2050 | 3.4768 |  | 2026-07-10T11:17:46.232519
B_Optimised_VRE | Secondary Techs | PWRLDSBTNXX | TotalAnnualMaxCapacityInvestment | 2023 | 9999 | exempt_maxcap_uncapped | 2026-07-10T11:17:52.349000
B_Optimised_VRE | Secondary Techs | PWRLDSBTNXX | TotalAnnualMaxCapacityInvestment | 2024 | 9999 | exempt_maxcap_uncapped | 2026-07-10T11:17:52.349000
B_Optimised_VRE | Secondary Techs | PWRLDSBTNXX | TotalAnnualMaxCapacityInvestment | 2025 | 9999 | exempt_maxcap_uncapped | 2026-07-10T11:17:52.349000
B_Optimised_VRE | Secondary Techs | PWRLDSBTNXX | TotalAnnualMaxCapacityInvestment | 2026 | 9999 | exempt_maxcap_uncapped | 2026-07-10T11:17:52.349000
B_Optimised_VRE | Secondary Techs | PWRLDSBTNXX | TotalAnnualMaxCapacityInvestment | 2027 | 9999 | exempt_maxcap_uncapped | 2026-07-10T11:17:52.349000
B_Optimised_VRE | Secondary Techs | PWRLDSBTNXX | TotalAnnualMaxCapacityInvestment | 2028 | 9999 | exempt_maxcap_uncapped | 2026-07-10T11:17:52.349000
B_Optimised_VRE | Secondary Techs | PWRLDSBTNXX | TotalAnnualMaxCapacityInvestment | 2029 | 9999 | exempt_maxcap_uncapped | 2026-07-10T11:17:52.349000
B_Optimised_VRE | Secondary Techs | PWRLDSBTNXX | TotalAnnualMaxCapacityInvestment | 2030 | 9999 | exempt_maxcap_uncapped | 2026-07-10T11:17:52.349000
B_Optimised_VRE | Secondary Techs | PWRLDSBTNXX | TotalAnnualMaxCapacityInvestment | 2031 | 9999 | exempt_maxcap_uncapped | 2026-07-10T11:17:52.349000
B_Optimised_VRE | Secondary Techs | PWRLDSBTNXX | TotalAnnualMaxCapacityInvestment | 2032 | 9999 | exempt_maxcap_uncapped | 2026-07-10T11:17:52.349000
B_Optimised_VRE | Secondary Techs | PWRLDSBTNXX | TotalAnnualMaxCapacityInvestment | 2033 | 9999 | exempt_maxcap_uncapped | 2026-07-10T11:17:52.349000
B_Optimised_VRE | Secondary Techs | PWRLDSBTNXX | TotalAnnualMaxCapacityInvestment | 2034 | 9999 | exempt_maxcap_uncapped | 2026-07-10T11:17:52.349000
B_Optimised_VRE | Secondary Techs | PWRLDSBTNXX | TotalAnnualMaxCapacityInvestment | 2035 | 9999 | exempt_maxcap_uncapped | 2026-07-10T11:17:52.349000
B_Optimised_VRE | Secondary Techs | PWRLDSBTNXX | TotalAnnualMaxCapacityInvestment | 2036 | 9999 | exempt_maxcap_uncapped | 2026-07-10T11:17:52.349000
B_Optimised_VRE | Secondary Techs | PWRLDSBTNXX | TotalAnnualMaxCapacityInvestment | 2037 | 9999 | exempt_maxcap_uncapped | 2026-07-10T11:17:52.349000
B_Optimised_VRE | Secondary Techs | PWRLDSBTNXX | TotalAnnualMaxCapacityInvestment | 2038 | 9999 | exempt_maxcap_uncapped | 2026-07-10T11:17:52.349000
B_Optimised_VRE | Secondary Techs | PWRLDSBTNXX | TotalAnnualMaxCapacityInvestment | 2039 | 9999 | exempt_maxcap_uncapped | 2026-07-10T11:17:52.349000
B_Optimised_VRE | Secondary Techs | PWRLDSBTNXX | TotalAnnualMaxCapacityInvestment | 2040 | 9999 | exempt_maxcap_uncapped | 2026-07-10T11:17:52.349000
B_Optimised_VRE | Secondary Techs | PWRLDSBTNXX | TotalAnnualMaxCapacityInvestment | 2041 | 9999 | exempt_maxcap_uncapped | 2026-07-10T11:17:52.349000
B_Optimised_VRE | Secondary Techs | PWRLDSBTNXX | TotalAnnualMaxCapacityInvestment | 2042 | 9999 | exempt_maxcap_uncapped | 2026-07-10T11:17:52.349000
B_Optimised_VRE | Secondary Techs | PWRLDSBTNXX | TotalAnnualMaxCapacityInvestment | 2043 | 9999 | exempt_maxcap_uncapped | 2026-07-10T11:17:52.349000
B_Optimised_VRE | Secondary Techs | PWRLDSBTNXX | TotalAnnualMaxCapacityInvestment | 2044 | 9999 | exempt_maxcap_uncapped | 2026-07-10T11:17:52.349000
B_Optimised_VRE | Secondary Techs | PWRLDSBTNXX | TotalAnnualMaxCapacityInvestment | 2045 | 9999 | exempt_maxcap_uncapped | 2026-07-10T11:17:52.349000
B_Optimised_VRE | Secondary Techs | PWRLDSBTNXX | TotalAnnualMaxCapacityInvestment | 2046 | 9999 | exempt_maxcap_uncapped | 2026-07-10T11:17:52.349000
B_Optimised_VRE | Secondary Techs | PWRLDSBTNXX | TotalAnnualMaxCapacityInvestment | 2047 | 9999 | exempt_maxcap_uncapped | 2026-07-10T11:17:52.349000
B_Optimised_VRE | Secondary Techs | PWRLDSBTNXX | TotalAnnualMaxCapacityInvestment | 2048 | 9999 | exempt_maxcap_uncapped | 2026-07-10T11:17:52.349000
B_Optimised_VRE | Secondary Techs | PWRLDSBTNXX | TotalAnnualMaxCapacityInvestment | 2049 | 9999 | exempt_maxcap_uncapped | 2026-07-10T11:17:52.349000
B_Optimised_VRE | Secondary Techs | PWRLDSBTNXX | TotalAnnualMaxCapacityInvestment | 2050 | 9999 | exempt_maxcap_uncapped | 2026-07-10T11:17:52.349000
B_Optimised_VRE | Secondary Techs | PWRLDSBTNXX | TotalAnnualMaxCapacityInvestment | 2023 | 9999 | exempt_uncapped | 2026-07-10T11:17:52.349000
B_Optimised_VRE | Secondary Techs | PWRLDSBTNXX | TotalAnnualMaxCapacityInvestment | 2024 | 9999 | exempt_uncapped | 2026-07-10T11:17:52.349000
B_Optimised_VRE | Secondary Techs | PWRLDSBTNXX | TotalAnnualMaxCapacityInvestment | 2025 | 9999 | exempt_uncapped | 2026-07-10T11:17:52.349000
B_Optimised_VRE | Secondary Techs | PWRLDSBTNXX | TotalAnnualMaxCapacityInvestment | 2026 | 9999 | exempt_uncapped | 2026-07-10T11:17:52.349000
B_Optimised_VRE | Secondary Techs | PWRLDSBTNXX | TotalAnnualMaxCapacityInvestment | 2027 | 9999 | exempt_uncapped | 2026-07-10T11:17:52.349000
B_Optimised_VRE | Secondary Techs | PWRLDSBTNXX | TotalAnnualMaxCapacityInvestment | 2028 | 9999 | exempt_uncapped | 2026-07-10T11:17:52.349000
B_Optimised_VRE | Secondary Techs | PWRLDSBTNXX | TotalAnnualMaxCapacityInvestment | 2029 | 9999 | exempt_uncapped | 2026-07-10T11:17:52.349000
B_Optimised_VRE | Secondary Techs | PWRLDSBTNXX | TotalAnnualMaxCapacityInvestment | 2030 | 9999 | exempt_uncapped | 2026-07-10T11:17:52.349000
B_Optimised_VRE | Secondary Techs | PWRLDSBTNXX | TotalAnnualMaxCapacityInvestment | 2031 | 9999 | exempt_uncapped | 2026-07-10T11:17:52.349000
B_Optimised_VRE | Secondary Techs | PWRLDSBTNXX | TotalAnnualMaxCapacityInvestment | 2032 | 9999 | exempt_uncapped | 2026-07-10T11:17:52.349000
B_Optimised_VRE | Secondary Techs | PWRLDSBTNXX | TotalAnnualMaxCapacityInvestment | 2033 | 9999 | exempt_uncapped | 2026-07-10T11:17:52.349000
B_Optimised_VRE | Secondary Techs | PWRLDSBTNXX | TotalAnnualMaxCapacityInvestment | 2034 | 9999 | exempt_uncapped | 2026-07-10T11:17:52.349000
B_Optimised_VRE | Secondary Techs | PWRLDSBTNXX | TotalAnnualMaxCapacityInvestment | 2035 | 9999 | exempt_uncapped | 2026-07-10T11:17:52.349000
B_Optimised_VRE | Secondary Techs | PWRLDSBTNXX | TotalAnnualMaxCapacityInvestment | 2036 | 9999 | exempt_uncapped | 2026-07-10T11:17:52.349000
B_Optimised_VRE | Secondary Techs | PWRLDSBTNXX | TotalAnnualMaxCapacityInvestment | 2037 | 9999 | exempt_uncapped | 2026-07-10T11:17:52.349000
B_Optimised_VRE | Secondary Techs | PWRLDSBTNXX | TotalAnnualMaxCapacityInvestment | 2038 | 9999 | exempt_uncapped | 2026-07-10T11:17:52.349000
B_Optimised_VRE | Secondary Techs | PWRLDSBTNXX | TotalAnnualMaxCapacityInvestment | 2039 | 9999 | exempt_uncapped | 2026-07-10T11:17:52.349000
B_Optimised_VRE | Secondary Techs | PWRLDSBTNXX | TotalAnnualMaxCapacityInvestment | 2040 | 9999 | exempt_uncapped | 2026-07-10T11:17:52.349000
B_Optimised_VRE | Secondary Techs | PWRLDSBTNXX | TotalAnnualMaxCapacityInvestment | 2041 | 9999 | exempt_uncapped | 2026-07-10T11:17:52.349000
B_Optimised_VRE | Secondary Techs | PWRLDSBTNXX | TotalAnnualMaxCapacityInvestment | 2042 | 9999 | exempt_uncapped | 2026-07-10T11:17:52.349000
B_Optimised_VRE | Secondary Techs | PWRLDSBTNXX | TotalAnnualMaxCapacityInvestment | 2043 | 9999 | exempt_uncapped | 2026-07-10T11:17:52.349000
B_Optimised_VRE | Secondary Techs | PWRLDSBTNXX | TotalAnnualMaxCapacityInvestment | 2044 | 9999 | exempt_uncapped | 2026-07-10T11:17:52.349000
B_Optimised_VRE | Secondary Techs | PWRLDSBTNXX | TotalAnnualMaxCapacityInvestment | 2045 | 9999 | exempt_uncapped | 2026-07-10T11:17:52.349000
B_Optimised_VRE | Secondary Techs | PWRLDSBTNXX | TotalAnnualMaxCapacityInvestment | 2046 | 9999 | exempt_uncapped | 2026-07-10T11:17:52.349000
B_Optimised_VRE | Secondary Techs | PWRLDSBTNXX | TotalAnnualMaxCapacityInvestment | 2047 | 9999 | exempt_uncapped | 2026-07-10T11:17:52.349000
B_Optimised_VRE | Secondary Techs | PWRLDSBTNXX | TotalAnnualMaxCapacityInvestment | 2048 | 9999 | exempt_uncapped | 2026-07-10T11:17:52.349000
B_Optimised_VRE | Secondary Techs | PWRLDSBTNXX | TotalAnnualMaxCapacityInvestment | 2049 | 9999 | exempt_uncapped | 2026-07-10T11:17:52.349000
B_Optimised_VRE | Secondary Techs | PWRLDSBTNXX | TotalAnnualMaxCapacityInvestment | 2050 | 9999 | exempt_uncapped | 2026-07-10T11:17:52.349000
B_Optimised_VRE | Secondary Techs | PWRWONINDWE | TotalAnnualMaxCapacityInvestment | 2023 | 0.1 | lid_floor | 2026-07-10T11:17:52.349000
B_Optimised_VRE | Secondary Techs | PWRWONINDWE | TotalAnnualMaxCapacityInvestment | 2024 | 1.0954 | lid_fill | 2026-07-10T11:17:52.349000
B_Optimised_VRE | Secondary Techs | PWRWONINDWE | TotalAnnualMaxCapacityInvestment | 2025 | 1.1985 | lid_fill | 2026-07-10T11:17:52.349000
B_Optimised_VRE | Secondary Techs | PWRWONINDWE | TotalAnnualMaxCapacityInvestment | 2026 | 1.3513 | lid_fill | 2026-07-10T11:17:52.349000
B_Optimised_VRE | Secondary Techs | PWRWONINDWE | TotalAnnualMaxCapacityInvestment | 2027 | 1.3031 | lid_fill | 2026-07-10T11:17:52.349000
B_Optimised_VRE | Secondary Techs | PWRWONINDWE | TotalAnnualMaxCapacityInvestment | 2028 | 2.2502 | lid_relaxed | 2026-07-10T11:17:52.349000
B_Optimised_VRE | Secondary Techs | PWRWONINDWE | TotalAnnualMaxCapacityInvestment | 2029 | 2.6992 | lid_relaxed | 2026-07-10T11:17:52.349000
B_Optimised_VRE | Secondary Techs | PWRWONINDWE | TotalAnnualMaxCapacityInvestment | 2030 | 1.2126 | lid_relaxed | 2026-07-10T11:17:52.349000
B_Optimised_VRE | Secondary Techs | PWRWONINDWE | TotalAnnualMaxCapacityInvestment | 2031 | 1.1865 | lid_relaxed | 2026-07-10T11:17:52.349000
B_Optimised_VRE | Secondary Techs | PWRWONINDWE | TotalAnnualMaxCapacityInvestment | 2032 | 3.0359 | lid_relaxed | 2026-07-10T11:17:52.349000
B_Optimised_VRE | Secondary Techs | PWRWONINDWE | TotalAnnualMaxCapacityInvestment | 2033 | 3.2155 | lid_relaxed | 2026-07-10T11:17:52.349000
B_Optimised_VRE | Secondary Techs | PWRWONINDWE | TotalAnnualMaxCapacityInvestment | 2034 | 3.3316 | lid_relaxed | 2026-07-10T11:17:52.349000
B_Optimised_VRE | Secondary Techs | PWRWONINDWE | TotalAnnualMaxCapacityInvestment | 2035 | 3.3842 | lid_relaxed | 2026-07-10T11:17:52.349000
B_Optimised_VRE | Secondary Techs | PWRWONINDWE | TotalAnnualMaxCapacityInvestment | 2036 | 3.4754 | lid_relaxed | 2026-07-10T11:17:52.349000
B_Optimised_VRE | Secondary Techs | PWRWONINDWE | TotalAnnualMaxCapacityInvestment | 2037 | 4.3736 | lid_relaxed | 2026-07-10T11:17:52.349000
B_Optimised_VRE | Secondary Techs | PWRWONINDWE | TotalAnnualMaxCapacityInvestment | 2038 | 4.3434 | lid_relaxed | 2026-07-10T11:17:52.349000
B_Optimised_VRE | Secondary Techs | PWRWONINDWE | TotalAnnualMaxCapacityInvestment | 2039 | 4.2198 | lid_relaxed | 2026-07-10T11:17:52.349000
B_Optimised_VRE | Secondary Techs | PWRWONINDWE | TotalAnnualMaxCapacityInvestment | 2040 | 4.0026 | lid_relaxed | 2026-07-10T11:17:52.349000
B_Optimised_VRE | Secondary Techs | PWRWONINDWE | TotalAnnualMaxCapacityInvestment | 2041 | 3.7605 | lid_relaxed | 2026-07-10T11:17:52.349000
B_Optimised_VRE | Secondary Techs | PWRWONINDWE | TotalAnnualMaxCapacityInvestment | 2042 | 5.0284 | lid_relaxed | 2026-07-10T11:17:52.349000
B_Optimised_VRE | Secondary Techs | PWRWONINDWE | TotalAnnualMaxCapacityInvestment | 2043 | 5.221 | lid_relaxed | 2026-07-10T11:17:52.349000
B_Optimised_VRE | Secondary Techs | PWRWONINDWE | TotalAnnualMaxCapacityInvestment | 2044 | 6.2614 | lid_adequacy_scaled | 2026-07-10T11:17:52.349000
B_Optimised_VRE | Secondary Techs | PWRWONINDWE | TotalAnnualMaxCapacityInvestment | 2045 | 8.0177 | lid_adequacy_scaled | 2026-07-10T11:17:52.349000
B_Optimised_VRE | Secondary Techs | PWRWONINDWE | TotalAnnualMaxCapacityInvestment | 2046 | 10.7711 | lid_adequacy_scaled | 2026-07-10T11:17:52.349000
B_Optimised_VRE | Secondary Techs | PWRWONINDWE | TotalAnnualMaxCapacityInvestment | 2047 | 13.6237 | lid_adequacy_scaled | 2026-07-10T11:17:52.349000
B_Optimised_VRE | Secondary Techs | PWRWONINDWE | TotalAnnualMaxCapacityInvestment | 2048 | 16.5517 | lid_adequacy_scaled | 2026-07-10T11:17:52.349000
B_Optimised_VRE | Secondary Techs | PWRWONINDWE | TotalAnnualMaxCapacityInvestment | 2049 | 19.5329 | lid_adequacy_scaled | 2026-07-10T11:17:52.349000
B_Optimised_VRE | Secondary Techs | PWRWONINDWE | TotalAnnualMaxCapacityInvestment | 2050 | 22.5431 | lid_adequacy_scaled | 2026-07-10T11:17:52.349000
B_Optimised_VRE | Secondary Techs | PWRHYDINDNO | TotalAnnualMaxCapacityInvestment | 2023 | 0.1 | lid_floor | 2026-07-10T11:17:52.349000
B_Optimised_VRE | Secondary Techs | PWRHYDINDNO | TotalAnnualMaxCapacityInvestment | 2024 | 1.1991 | lid_fill | 2026-07-10T11:17:52.349000
B_Optimised_VRE | Secondary Techs | PWRHYDINDNO | TotalAnnualMaxCapacityInvestment | 2025 | 1.2677 | lid_fill | 2026-07-10T11:17:52.349000
B_Optimised_VRE | Secondary Techs | PWRHYDINDNO | TotalAnnualMaxCapacityInvestment | 2026 | 2.0442 | untie_min_inv | 2026-07-10T11:17:52.349000
B_Optimised_VRE | Secondary Techs | PWRHYDINDNO | TotalAnnualMaxCapacityInvestment | 2027 | 1.4449 | lid_fill | 2026-07-10T11:17:52.349000
B_Optimised_VRE | Secondary Techs | PWRHYDINDNO | TotalAnnualMaxCapacityInvestment | 2028 | 2.5317 | lid_relaxed | 2026-07-10T11:17:52.349000
B_Optimised_VRE | Secondary Techs | PWRHYDINDNO | TotalAnnualMaxCapacityInvestment | 2029 | 3.1814 | lid_relaxed | 2026-07-10T11:17:52.349000
B_Optimised_VRE | Secondary Techs | PWRHYDINDNO | TotalAnnualMaxCapacityInvestment | 2030 | 2.7016 | lid_relaxed | 2026-07-10T11:17:52.349000
B_Optimised_VRE | Secondary Techs | PWRHYDINDNO | TotalAnnualMaxCapacityInvestment | 2031 | 2.6206 | lid_family_capped | 2026-07-10T11:17:52.349000
B_Optimised_VRE | Secondary Techs | PWRHYDINDNO | TotalAnnualMaxCapacityInvestment | 2032 | 3.1821 | lid_family_capped | 2026-07-10T11:17:52.349000
B_Optimised_VRE | Secondary Techs | PWRHYDINDNO | TotalAnnualMaxCapacityInvestment | 2033 | 3.0459 | lid_family_capped | 2026-07-10T11:17:52.349000
B_Optimised_VRE | Secondary Techs | PWRHYDINDNO | TotalAnnualMaxCapacityInvestment | 2034 | 2.9097 | lid_family_capped | 2026-07-10T11:17:52.349000
B_Optimised_VRE | Secondary Techs | PWRHYDINDNO | TotalAnnualMaxCapacityInvestment | 2035 | 2.7734 | lid_family_capped | 2026-07-10T11:17:52.349000
B_Optimised_VRE | Secondary Techs | PWRHYDINDNO | TotalAnnualMaxCapacityInvestment | 2036 | 2.6372 | lid_family_capped | 2026-07-10T11:17:52.349000
B_Optimised_VRE | Secondary Techs | PWRHYDINDNO | TotalAnnualMaxCapacityInvestment | 2037 | 2.8678 | lid_family_capped | 2026-07-10T11:17:52.349000
B_Optimised_VRE | Secondary Techs | PWRHYDINDNO | TotalAnnualMaxCapacityInvestment | 2038 | 2.7196 | lid_family_capped | 2026-07-10T11:17:52.349000
B_Optimised_VRE | Secondary Techs | PWRHYDINDNO | TotalAnnualMaxCapacityInvestment | 2039 | 2.5715 | lid_family_capped | 2026-07-10T11:17:52.349000
B_Optimised_VRE | Secondary Techs | PWRHYDINDNO | TotalAnnualMaxCapacityInvestment | 2040 | 2.1896 | lid_family_capped | 2026-07-10T11:17:52.349000
B_Optimised_VRE | Secondary Techs | PWRHYDINDNO | TotalAnnualMaxCapacityInvestment | 2041 | 2.2666 | lid_family_capped | 2026-07-10T11:17:52.349000
B_Optimised_VRE | Secondary Techs | PWRHYDINDNO | TotalAnnualMaxCapacityInvestment | 2042 | 2.6338 | lid_family_capped | 2026-07-10T11:17:52.349000
B_Optimised_VRE | Secondary Techs | PWRHYDINDNO | TotalAnnualMaxCapacityInvestment | 2043 | 2.6578 | lid_family_capped | 2026-07-10T11:17:52.349000
B_Optimised_VRE | Secondary Techs | PWRHYDINDNO | TotalAnnualMaxCapacityInvestment | 2044 | 2.598 | lid_family_capped | 2026-07-10T11:17:52.349000
B_Optimised_VRE | Secondary Techs | PWRHYDINDNO | TotalAnnualMaxCapacityInvestment | 2045 | 2.4859 | lid_family_capped | 2026-07-10T11:17:52.349000
B_Optimised_VRE | Secondary Techs | PWRHYDINDNO | TotalAnnualMaxCapacityInvestment | 2046 | 2.6888 | lid_family_capped | 2026-07-10T11:17:52.349000
B_Optimised_VRE | Secondary Techs | PWRHYDINDNO | TotalAnnualMaxCapacityInvestment | 2047 | 2.6958 | lid_family_capped | 2026-07-10T11:17:52.349000
B_Optimised_VRE | Secondary Techs | PWRHYDINDNO | TotalAnnualMaxCapacityInvestment | 2048 | 2.8141 | lid_adequacy_scaled | 2026-07-10T11:17:52.349000
B_Optimised_VRE | Secondary Techs | PWRHYDINDNO | TotalAnnualMaxCapacityInvestment | 2049 | 3.0797 | lid_adequacy_scaled | 2026-07-10T11:17:52.349000
B_Optimised_VRE | Secondary Techs | PWRHYDINDNO | TotalAnnualMaxCapacityInvestment | 2050 | 3.3241 | lid_adequacy_scaled | 2026-07-10T11:17:52.349000
B_Optimised_VRE | Secondary Techs | PWRBIOINDNO | TotalAnnualMaxCapacityInvestment | 2023 | 0 | lid_floor_suppressed | 2026-07-10T11:17:52.349000
B_Optimised_VRE | Secondary Techs | PWRBIOINDNO | TotalAnnualMaxCapacityInvestment | 2024 | 0.18911 | lid_fill | 2026-07-10T11:17:52.349000
B_Optimised_VRE | Secondary Techs | PWRBIOINDNO | TotalAnnualMaxCapacityInvestment | 2025 | 0.19993 | lid_fill | 2026-07-10T11:17:52.349000
B_Optimised_VRE | Secondary Techs | PWRBIOINDNO | TotalAnnualMaxCapacityInvestment | 2026 | 0.21466 | lid_fill | 2026-07-10T11:17:52.349000
B_Optimised_VRE | Secondary Techs | PWRBIOINDNO | TotalAnnualMaxCapacityInvestment | 2027 | 0.22787 | lid_fill | 2026-07-10T11:17:52.349000
B_Optimised_VRE | Secondary Techs | PWRBIOINDNO | TotalAnnualMaxCapacityInvestment | 2028 | 0.23956 | lid_family_capped | 2026-07-10T11:17:52.349000
B_Optimised_VRE | Secondary Techs | PWRBIOINDNO | TotalAnnualMaxCapacityInvestment | 2029 | 0.21503 | lid_family_capped | 2026-07-10T11:17:52.349000
B_Optimised_VRE | Secondary Techs | PWRBIOINDNO | TotalAnnualMaxCapacityInvestment | 2030 | 0.14202 | lid_family_capped | 2026-07-10T11:17:52.349000
B_Optimised_VRE | Secondary Techs | PWRBIOINDNO | TotalAnnualMaxCapacityInvestment | 2031 | 0.13777 | lid_family_capped | 2026-07-10T11:17:52.349000
B_Optimised_VRE | Secondary Techs | PWRBIOINDNO | TotalAnnualMaxCapacityInvestment | 2032 | 0.16728 | lid_family_capped | 2026-07-10T11:17:52.349000
B_Optimised_VRE | Secondary Techs | PWRBIOINDNO | TotalAnnualMaxCapacityInvestment | 2033 | 0.16012 | lid_family_capped | 2026-07-10T11:17:52.349000
B_Optimised_VRE | Secondary Techs | PWRBIOINDNO | TotalAnnualMaxCapacityInvestment | 2034 | 0.15296 | lid_family_capped | 2026-07-10T11:17:52.349000
B_Optimised_VRE | Secondary Techs | PWRBIOINDNO | TotalAnnualMaxCapacityInvestment | 2035 | 0.1458 | lid_family_capped | 2026-07-10T11:17:52.349000
B_Optimised_VRE | Secondary Techs | PWRBIOINDNO | TotalAnnualMaxCapacityInvestment | 2036 | 0.13864 | lid_family_capped | 2026-07-10T11:17:52.349000
B_Optimised_VRE | Secondary Techs | PWRBIOINDNO | TotalAnnualMaxCapacityInvestment | 2037 | 0.15076 | lid_family_capped | 2026-07-10T11:17:52.349000
B_Optimised_VRE | Secondary Techs | PWRBIOINDNO | TotalAnnualMaxCapacityInvestment | 2038 | 0.14297 | lid_family_capped | 2026-07-10T11:17:52.349000
B_Optimised_VRE | Secondary Techs | PWRBIOINDNO | TotalAnnualMaxCapacityInvestment | 2039 | 0.13519 | lid_family_capped | 2026-07-10T11:17:52.349000
B_Optimised_VRE | Secondary Techs | PWRBIOINDNO | TotalAnnualMaxCapacityInvestment | 2040 | 0.11511 | lid_family_capped | 2026-07-10T11:17:52.349000
B_Optimised_VRE | Secondary Techs | PWRBIOINDNO | TotalAnnualMaxCapacityInvestment | 2041 | 0.11915 | lid_family_capped | 2026-07-10T11:17:52.349000
B_Optimised_VRE | Secondary Techs | PWRBIOINDNO | TotalAnnualMaxCapacityInvestment | 2042 | 0.13846 | lid_family_capped | 2026-07-10T11:17:52.349000
B_Optimised_VRE | Secondary Techs | PWRBIOINDNO | TotalAnnualMaxCapacityInvestment | 2043 | 0.13972 | lid_family_capped | 2026-07-10T11:17:52.349000
B_Optimised_VRE | Secondary Techs | PWRBIOINDNO | TotalAnnualMaxCapacityInvestment | 2044 | 0.13658 | lid_family_capped | 2026-07-10T11:17:52.349000
B_Optimised_VRE | Secondary Techs | PWRBIOINDNO | TotalAnnualMaxCapacityInvestment | 2045 | 0.13069 | lid_family_capped | 2026-07-10T11:17:52.349000
B_Optimised_VRE | Secondary Techs | PWRBIOINDNO | TotalAnnualMaxCapacityInvestment | 2046 | 0.14135 | lid_family_capped | 2026-07-10T11:17:52.349000
B_Optimised_VRE | Secondary Techs | PWRBIOINDNO | TotalAnnualMaxCapacityInvestment | 2047 | 0.14172 | lid_family_capped | 2026-07-10T11:17:52.349000
B_Optimised_VRE | Secondary Techs | PWRBIOINDNO | TotalAnnualMaxCapacityInvestment | 2048 | 0.14794 | lid_adequacy_scaled | 2026-07-10T11:17:52.349000
B_Optimised_VRE | Secondary Techs | PWRBIOINDNO | TotalAnnualMaxCapacityInvestment | 2049 | 0.1619 | lid_adequacy_scaled | 2026-07-10T11:17:52.349000
B_Optimised_VRE | Secondary Techs | PWRBIOINDNO | TotalAnnualMaxCapacityInvestment | 2050 | 0.17475 | lid_adequacy_scaled | 2026-07-10T11:17:52.349000
B_Optimised_VRE | Secondary Techs | PWRHYDBTNXX | TotalAnnualMaxCapacityInvestment | 2023 | 0.1 | lid_floor | 2026-07-10T11:17:52.349000
B_Optimised_VRE | Secondary Techs | PWRHYDBTNXX | TotalAnnualMaxCapacityInvestment | 2024 | 0.1674 | lid_fill | 2026-07-10T11:17:52.349000
B_Optimised_VRE | Secondary Techs | PWRHYDBTNXX | TotalAnnualMaxCapacityInvestment | 2025 | 1.1494 | untie_min_inv | 2026-07-10T11:17:52.349000
B_Optimised_VRE | Secondary Techs | PWRHYDBTNXX | TotalAnnualMaxCapacityInvestment | 2026 | 0.19167 | lid_fill | 2026-07-10T11:17:52.349000
B_Optimised_VRE | Secondary Techs | PWRHYDBTNXX | TotalAnnualMaxCapacityInvestment | 2027 | 0.606 | untie_min_inv | 2026-07-10T11:17:52.349000
B_Optimised_VRE | Secondary Techs | PWRHYDBTNXX | TotalAnnualMaxCapacityInvestment | 2028 | 0.6767 | untie_min_inv | 2026-07-10T11:17:52.349000
B_Optimised_VRE | Secondary Techs | PWRHYDBTNXX | TotalAnnualMaxCapacityInvestment | 2029 | 0.54786 | lid_relaxed | 2026-07-10T11:17:52.349000
B_Optimised_VRE | Secondary Techs | PWRHYDBTNXX | TotalAnnualMaxCapacityInvestment | 2030 | 4.1864 | untie_min_inv | 2026-07-10T11:17:52.349000
B_Optimised_VRE | Secondary Techs | PWRHYDBTNXX | TotalAnnualMaxCapacityInvestment | 2031 | 0.80666 | lid_family_capped | 2026-07-10T11:17:52.349000
B_Optimised_VRE | Secondary Techs | PWRHYDBTNXX | TotalAnnualMaxCapacityInvestment | 2032 | 0.86321 | lid_family_capped | 2026-07-10T11:17:52.349000
B_Optimised_VRE | Secondary Techs | PWRHYDBTNXX | TotalAnnualMaxCapacityInvestment | 2033 | 0.92349 | lid_family_capped | 2026-07-10T11:17:52.349000
B_Optimised_VRE | Secondary Techs | PWRHYDBTNXX | TotalAnnualMaxCapacityInvestment | 2034 | 0.98817 | lid_family_capped | 2026-07-10T11:17:52.349000
B_Optimised_VRE | Secondary Techs | PWRHYDBTNXX | TotalAnnualMaxCapacityInvestment | 2035 | 2.6109 | untie_min_inv | 2026-07-10T11:17:52.349000
B_Optimised_VRE | Secondary Techs | PWRHYDBTNXX | TotalAnnualMaxCapacityInvestment | 2036 | 1.1314 | lid_family_capped | 2026-07-10T11:17:52.349000
B_Optimised_VRE | Secondary Techs | PWRHYDBTNXX | TotalAnnualMaxCapacityInvestment | 2037 | 1.21 | lid_family_capped | 2026-07-10T11:17:52.349000
B_Optimised_VRE | Secondary Techs | PWRHYDBTNXX | TotalAnnualMaxCapacityInvestment | 2038 | 1.295 | lid_family_capped | 2026-07-10T11:17:52.349000
B_Optimised_VRE | Secondary Techs | PWRHYDBTNXX | TotalAnnualMaxCapacityInvestment | 2039 | 1.3857 | lid_family_capped | 2026-07-10T11:17:52.349000
B_Optimised_VRE | Secondary Techs | PWRHYDBTNXX | TotalAnnualMaxCapacityInvestment | 2040 | 1.4823 | lid_family_capped | 2026-07-10T11:17:52.349000
B_Optimised_VRE | Secondary Techs | PWRHYDBTNXX | TotalAnnualMaxCapacityInvestment | 2041 | 1.5862 | lid_family_capped | 2026-07-10T11:17:52.349000
B_Optimised_VRE | Secondary Techs | PWRHYDBTNXX | TotalAnnualMaxCapacityInvestment | 2042 | 1.697 | lid_family_capped | 2026-07-10T11:17:52.349000
B_Optimised_VRE | Secondary Techs | PWRHYDBTNXX | TotalAnnualMaxCapacityInvestment | 2043 | 1.8158 | lid_family_capped | 2026-07-10T11:17:52.349000
B_Optimised_VRE | Secondary Techs | PWRHYDBTNXX | TotalAnnualMaxCapacityInvestment | 2044 | 1.9425 | lid_family_capped | 2026-07-10T11:17:52.349000
B_Optimised_VRE | Secondary Techs | PWRHYDBTNXX | TotalAnnualMaxCapacityInvestment | 2045 | 2.079 | lid_family_capped | 2026-07-10T11:17:52.349000
B_Optimised_VRE | Secondary Techs | PWRHYDBTNXX | TotalAnnualMaxCapacityInvestment | 2046 | 2.2239 | lid_family_capped | 2026-07-10T11:17:52.349000
B_Optimised_VRE | Secondary Techs | PWRHYDBTNXX | TotalAnnualMaxCapacityInvestment | 2047 | 2.3797 | lid_family_capped | 2026-07-10T11:17:52.349000
B_Optimised_VRE | Secondary Techs | PWRHYDBTNXX | TotalAnnualMaxCapacityInvestment | 2048 | 2.546 | lid_family_capped | 2026-07-10T11:17:52.349000
B_Optimised_VRE | Secondary Techs | PWRHYDBTNXX | TotalAnnualMaxCapacityInvestment | 2049 | 2.7241 | lid_family_capped | 2026-07-10T11:17:52.349000
B_Optimised_VRE | Secondary Techs | PWRHYDBTNXX | TotalAnnualMaxCapacityInvestment | 2050 | 2.9147 | lid_family_capped | 2026-07-10T11:17:52.349000
B_Optimised_VRE | Secondary Techs | PWRLDSMDVXX | TotalAnnualMaxCapacityInvestment | 2023 | 9999 | exempt_maxcap_uncapped | 2026-07-10T11:17:52.349000
B_Optimised_VRE | Secondary Techs | PWRLDSMDVXX | TotalAnnualMaxCapacityInvestment | 2024 | 9999 | exempt_maxcap_uncapped | 2026-07-10T11:17:52.349000
B_Optimised_VRE | Secondary Techs | PWRLDSMDVXX | TotalAnnualMaxCapacityInvestment | 2025 | 9999 | exempt_maxcap_uncapped | 2026-07-10T11:17:52.349000
B_Optimised_VRE | Secondary Techs | PWRLDSMDVXX | TotalAnnualMaxCapacityInvestment | 2026 | 9999 | exempt_maxcap_uncapped | 2026-07-10T11:17:52.349000
B_Optimised_VRE | Secondary Techs | PWRLDSMDVXX | TotalAnnualMaxCapacityInvestment | 2027 | 9999 | exempt_maxcap_uncapped | 2026-07-10T11:17:52.349000
B_Optimised_VRE | Secondary Techs | PWRLDSMDVXX | TotalAnnualMaxCapacityInvestment | 2028 | 9999 | exempt_maxcap_uncapped | 2026-07-10T11:17:52.349000
B_Optimised_VRE | Secondary Techs | PWRLDSMDVXX | TotalAnnualMaxCapacityInvestment | 2029 | 9999 | exempt_maxcap_uncapped | 2026-07-10T11:17:52.349000
B_Optimised_VRE | Secondary Techs | PWRLDSMDVXX | TotalAnnualMaxCapacityInvestment | 2030 | 9999 | exempt_maxcap_uncapped | 2026-07-10T11:17:52.349000
B_Optimised_VRE | Secondary Techs | PWRLDSMDVXX | TotalAnnualMaxCapacityInvestment | 2031 | 9999 | exempt_maxcap_uncapped | 2026-07-10T11:17:52.349000
B_Optimised_VRE | Secondary Techs | PWRLDSMDVXX | TotalAnnualMaxCapacityInvestment | 2032 | 9999 | exempt_maxcap_uncapped | 2026-07-10T11:17:52.349000
B_Optimised_VRE | Secondary Techs | PWRLDSMDVXX | TotalAnnualMaxCapacityInvestment | 2033 | 9999 | exempt_maxcap_uncapped | 2026-07-10T11:17:52.349000
B_Optimised_VRE | Secondary Techs | PWRLDSMDVXX | TotalAnnualMaxCapacityInvestment | 2034 | 9999 | exempt_maxcap_uncapped | 2026-07-10T11:17:52.349000
B_Optimised_VRE | Secondary Techs | PWRLDSMDVXX | TotalAnnualMaxCapacityInvestment | 2035 | 9999 | exempt_maxcap_uncapped | 2026-07-10T11:17:52.349000
B_Optimised_VRE | Secondary Techs | PWRLDSMDVXX | TotalAnnualMaxCapacityInvestment | 2036 | 9999 | exempt_maxcap_uncapped | 2026-07-10T11:17:52.349000
B_Optimised_VRE | Secondary Techs | PWRLDSMDVXX | TotalAnnualMaxCapacityInvestment | 2037 | 9999 | exempt_maxcap_uncapped | 2026-07-10T11:17:52.349000
B_Optimised_VRE | Secondary Techs | PWRLDSMDVXX | TotalAnnualMaxCapacityInvestment | 2038 | 9999 | exempt_maxcap_uncapped | 2026-07-10T11:17:52.349000
B_Optimised_VRE | Secondary Techs | PWRLDSMDVXX | TotalAnnualMaxCapacityInvestment | 2039 | 9999 | exempt_maxcap_uncapped | 2026-07-10T11:17:52.349000
B_Optimised_VRE | Secondary Techs | PWRLDSMDVXX | TotalAnnualMaxCapacityInvestment | 2040 | 9999 | exempt_maxcap_uncapped | 2026-07-10T11:17:52.349000
B_Optimised_VRE | Secondary Techs | PWRLDSMDVXX | TotalAnnualMaxCapacityInvestment | 2041 | 9999 | exempt_maxcap_uncapped | 2026-07-10T11:17:52.349000
B_Optimised_VRE | Secondary Techs | PWRLDSMDVXX | TotalAnnualMaxCapacityInvestment | 2042 | 9999 | exempt_maxcap_uncapped | 2026-07-10T11:17:52.349000
B_Optimised_VRE | Secondary Techs | PWRLDSMDVXX | TotalAnnualMaxCapacityInvestment | 2043 | 9999 | exempt_maxcap_uncapped | 2026-07-10T11:17:52.349000
B_Optimised_VRE | Secondary Techs | PWRLDSMDVXX | TotalAnnualMaxCapacityInvestment | 2044 | 9999 | exempt_maxcap_uncapped | 2026-07-10T11:17:52.349000
B_Optimised_VRE | Secondary Techs | PWRLDSMDVXX | TotalAnnualMaxCapacityInvestment | 2045 | 9999 | exempt_maxcap_uncapped | 2026-07-10T11:17:52.349000
B_Optimised_VRE | Secondary Techs | PWRLDSMDVXX | TotalAnnualMaxCapacityInvestment | 2046 | 9999 | exempt_maxcap_uncapped | 2026-07-10T11:17:52.349000
B_Optimised_VRE | Secondary Techs | PWRLDSMDVXX | TotalAnnualMaxCapacityInvestment | 2047 | 9999 | exempt_maxcap_uncapped | 2026-07-10T11:17:52.349000
B_Optimised_VRE | Secondary Techs | PWRLDSMDVXX | TotalAnnualMaxCapacityInvestment | 2048 | 9999 | exempt_maxcap_uncapped | 2026-07-10T11:17:52.349000
B_Optimised_VRE | Secondary Techs | PWRLDSMDVXX | TotalAnnualMaxCapacityInvestment | 2049 | 9999 | exempt_maxcap_uncapped | 2026-07-10T11:17:52.349000
B_Optimised_VRE | Secondary Techs | PWRLDSMDVXX | TotalAnnualMaxCapacityInvestment | 2050 | 9999 | exempt_maxcap_uncapped | 2026-07-10T11:17:52.349000
B_Optimised_VRE | Secondary Techs | PWRLDSMDVXX | TotalAnnualMaxCapacityInvestment | 2023 | 9999 | exempt_uncapped | 2026-07-10T11:17:52.349000
B_Optimised_VRE | Secondary Techs | PWRLDSMDVXX | TotalAnnualMaxCapacityInvestment | 2024 | 9999 | exempt_uncapped | 2026-07-10T11:17:52.349000
B_Optimised_VRE | Secondary Techs | PWRLDSMDVXX | TotalAnnualMaxCapacityInvestment | 2025 | 9999 | exempt_uncapped | 2026-07-10T11:17:52.349000
B_Optimised_VRE | Secondary Techs | PWRLDSMDVXX | TotalAnnualMaxCapacityInvestment | 2026 | 9999 | exempt_uncapped | 2026-07-10T11:17:52.349000
B_Optimised_VRE | Secondary Techs | PWRLDSMDVXX | TotalAnnualMaxCapacityInvestment | 2027 | 9999 | exempt_uncapped | 2026-07-10T11:17:52.349000
B_Optimised_VRE | Secondary Techs | PWRLDSMDVXX | TotalAnnualMaxCapacityInvestment | 2028 | 9999 | exempt_uncapped | 2026-07-10T11:17:52.349000
B_Optimised_VRE | Secondary Techs | PWRLDSMDVXX | TotalAnnualMaxCapacityInvestment | 2029 | 9999 | exempt_uncapped | 2026-07-10T11:17:52.349000
B_Optimised_VRE | Secondary Techs | PWRLDSMDVXX | TotalAnnualMaxCapacityInvestment | 2030 | 9999 | exempt_uncapped | 2026-07-10T11:17:52.349000
B_Optimised_VRE | Secondary Techs | PWRLDSMDVXX | TotalAnnualMaxCapacityInvestment | 2031 | 9999 | exempt_uncapped | 2026-07-10T11:17:52.349000
B_Optimised_VRE | Secondary Techs | PWRLDSMDVXX | TotalAnnualMaxCapacityInvestment | 2032 | 9999 | exempt_uncapped | 2026-07-10T11:17:52.349000
B_Optimised_VRE | Secondary Techs | PWRLDSMDVXX | TotalAnnualMaxCapacityInvestment | 2033 | 9999 | exempt_uncapped | 2026-07-10T11:17:52.349000
B_Optimised_VRE | Secondary Techs | PWRLDSMDVXX | TotalAnnualMaxCapacityInvestment | 2034 | 9999 | exempt_uncapped | 2026-07-10T11:17:52.349000
B_Optimised_VRE | Secondary Techs | PWRLDSMDVXX | TotalAnnualMaxCapacityInvestment | 2035 | 9999 | exempt_uncapped | 2026-07-10T11:17:52.349000
B_Optimised_VRE | Secondary Techs | PWRLDSMDVXX | TotalAnnualMaxCapacityInvestment | 2036 | 9999 | exempt_uncapped | 2026-07-10T11:17:52.349000
B_Optimised_VRE | Secondary Techs | PWRLDSMDVXX | TotalAnnualMaxCapacityInvestment | 2037 | 9999 | exempt_uncapped | 2026-07-10T11:17:52.349000
B_Optimised_VRE | Secondary Techs | PWRLDSMDVXX | TotalAnnualMaxCapacityInvestment | 2038 | 9999 | exempt_uncapped | 2026-07-10T11:17:52.349000
B_Optimised_VRE | Secondary Techs | PWRLDSMDVXX | TotalAnnualMaxCapacityInvestment | 2039 | 9999 | exempt_uncapped | 2026-07-10T11:17:52.349000
B_Optimised_VRE | Secondary Techs | PWRLDSMDVXX | TotalAnnualMaxCapacityInvestment | 2040 | 9999 | exempt_uncapped | 2026-07-10T11:17:52.349000
B_Optimised_VRE | Secondary Techs | PWRLDSMDVXX | TotalAnnualMaxCapacityInvestment | 2041 | 9999 | exempt_uncapped | 2026-07-10T11:17:52.349000
B_Optimised_VRE | Secondary Techs | PWRLDSMDVXX | TotalAnnualMaxCapacityInvestment | 2042 | 9999 | exempt_uncapped | 2026-07-10T11:17:52.349000
B_Optimised_VRE | Secondary Techs | PWRLDSMDVXX | TotalAnnualMaxCapacityInvestment | 2043 | 9999 | exempt_uncapped | 2026-07-10T11:17:52.349000
B_Optimised_VRE | Secondary Techs | PWRLDSMDVXX | TotalAnnualMaxCapacityInvestment | 2044 | 9999 | exempt_uncapped | 2026-07-10T11:17:52.349000
B_Optimised_VRE | Secondary Techs | PWRLDSMDVXX | TotalAnnualMaxCapacityInvestment | 2045 | 9999 | exempt_uncapped | 2026-07-10T11:17:52.349000
B_Optimised_VRE | Secondary Techs | PWRLDSMDVXX | TotalAnnualMaxCapacityInvestment | 2046 | 9999 | exempt_uncapped | 2026-07-10T11:17:52.349000
B_Optimised_VRE | Secondary Techs | PWRLDSMDVXX | TotalAnnualMaxCapacityInvestment | 2047 | 9999 | exempt_uncapped | 2026-07-10T11:17:52.349000
B_Optimised_VRE | Secondary Techs | PWRLDSMDVXX | TotalAnnualMaxCapacityInvestment | 2048 | 9999 | exempt_uncapped | 2026-07-10T11:17:52.349000
B_Optimised_VRE | Secondary Techs | PWRLDSMDVXX | TotalAnnualMaxCapacityInvestment | 2049 | 9999 | exempt_uncapped | 2026-07-10T11:17:52.349000
B_Optimised_VRE | Secondary Techs | PWRLDSMDVXX | TotalAnnualMaxCapacityInvestment | 2050 | 9999 | exempt_uncapped | 2026-07-10T11:17:52.349000
B_Optimised_VRE | Secondary Techs | PWROILINDSO | TotalAnnualMaxCapacityInvestment | 2023 | 0.1 | lid_floor | 2026-07-10T11:17:52.349000
B_Optimised_VRE | Secondary Techs | PWROILINDSO | TotalAnnualMaxCapacityInvestment | 2024 | 0.1 | lid_floor | 2026-07-10T11:17:52.349000
B_Optimised_VRE | Secondary Techs | PWROILINDSO | TotalAnnualMaxCapacityInvestment | 2025 | 0.1 | lid_floor | 2026-07-10T11:17:52.349000
B_Optimised_VRE | Secondary Techs | PWROILINDSO | TotalAnnualMaxCapacityInvestment | 2026 | 0.1 | lid_floor | 2026-07-10T11:17:52.349000
B_Optimised_VRE | Secondary Techs | PWROILINDSO | TotalAnnualMaxCapacityInvestment | 2027 | 0.1 | lid_floor | 2026-07-10T11:17:52.349000
B_Optimised_VRE | Secondary Techs | PWROILINDSO | TotalAnnualMaxCapacityInvestment | 2028 | 0.1 | lid_floor | 2026-07-10T11:17:52.349000
B_Optimised_VRE | Secondary Techs | PWROILINDSO | TotalAnnualMaxCapacityInvestment | 2029 | 0.1 | lid_floor | 2026-07-10T11:17:52.349000
B_Optimised_VRE | Secondary Techs | PWROILINDSO | TotalAnnualMaxCapacityInvestment | 2030 | 0.1 | lid_floor | 2026-07-10T11:17:52.349000
B_Optimised_VRE | Secondary Techs | PWROILINDSO | TotalAnnualMaxCapacityInvestment | 2031 | 0.1 | lid_floor | 2026-07-10T11:17:52.349000
B_Optimised_VRE | Secondary Techs | PWROILINDSO | TotalAnnualMaxCapacityInvestment | 2032 | 0.1 | lid_floor | 2026-07-10T11:17:52.349000
B_Optimised_VRE | Secondary Techs | PWROILINDSO | TotalAnnualMaxCapacityInvestment | 2033 | 0.1 | lid_floor | 2026-07-10T11:17:52.349000
B_Optimised_VRE | Secondary Techs | PWROILINDSO | TotalAnnualMaxCapacityInvestment | 2034 | 0.1 | lid_floor | 2026-07-10T11:17:52.349000
B_Optimised_VRE | Secondary Techs | PWROILINDSO | TotalAnnualMaxCapacityInvestment | 2035 | 0.1 | lid_floor | 2026-07-10T11:17:52.349000
B_Optimised_VRE | Secondary Techs | PWROILINDSO | TotalAnnualMaxCapacityInvestment | 2036 | 0.1 | lid_floor | 2026-07-10T11:17:52.349000
B_Optimised_VRE | Secondary Techs | PWROILINDSO | TotalAnnualMaxCapacityInvestment | 2037 | 0.1 | lid_floor | 2026-07-10T11:17:52.349000
B_Optimised_VRE | Secondary Techs | PWROILINDSO | TotalAnnualMaxCapacityInvestment | 2038 | 0.1 | lid_floor | 2026-07-10T11:17:52.349000
B_Optimised_VRE | Secondary Techs | PWROILINDSO | TotalAnnualMaxCapacityInvestment | 2039 | 0.1 | lid_floor | 2026-07-10T11:17:52.349000
B_Optimised_VRE | Secondary Techs | PWROILINDSO | TotalAnnualMaxCapacityInvestment | 2040 | 0.1 | lid_floor | 2026-07-10T11:17:52.349000
B_Optimised_VRE | Secondary Techs | PWROILINDSO | TotalAnnualMaxCapacityInvestment | 2041 | 0.1 | lid_floor | 2026-07-10T11:17:52.349000
B_Optimised_VRE | Secondary Techs | PWROILINDSO | TotalAnnualMaxCapacityInvestment | 2042 | 0.1 | lid_floor | 2026-07-10T11:17:52.349000
B_Optimised_VRE | Secondary Techs | PWROILINDSO | TotalAnnualMaxCapacityInvestment | 2043 | 0.1 | lid_floor | 2026-07-10T11:17:52.349000
B_Optimised_VRE | Secondary Techs | PWROILINDSO | TotalAnnualMaxCapacityInvestment | 2044 | 0.1 | lid_floor | 2026-07-10T11:17:52.349000
B_Optimised_VRE | Secondary Techs | PWROILINDSO | TotalAnnualMaxCapacityInvestment | 2045 | 0.1 | lid_floor | 2026-07-10T11:17:52.349000
B_Optimised_VRE | Secondary Techs | PWROILINDSO | TotalAnnualMaxCapacityInvestment | 2046 | 0.1 | lid_floor | 2026-07-10T11:17:52.349000
B_Optimised_VRE | Secondary Techs | PWROILINDSO | TotalAnnualMaxCapacityInvestment | 2047 | 0.1 | lid_floor | 2026-07-10T11:17:52.349000
B_Optimised_VRE | Secondary Techs | PWROILINDSO | TotalAnnualMaxCapacityInvestment | 2048 | 0.1 | lid_floor | 2026-07-10T11:17:52.349000
B_Optimised_VRE | Secondary Techs | PWROILINDSO | TotalAnnualMaxCapacityInvestment | 2049 | 0.1 | lid_floor | 2026-07-10T11:17:52.349000
B_Optimised_VRE | Secondary Techs | PWROILINDSO | TotalAnnualMaxCapacityInvestment | 2050 | 0.1 | lid_floor | 2026-07-10T11:17:52.349000
B_Optimised_VRE | Secondary Techs | PWRURNINDSO | TotalAnnualMaxCapacityInvestment | 2023 | 0.1 | lid_floor | 2026-07-10T11:17:52.349000
B_Optimised_VRE | Secondary Techs | PWRURNINDSO | TotalAnnualMaxCapacityInvestment | 2024 | 0.505 | untie_min_inv | 2026-07-10T11:17:52.349000
B_Optimised_VRE | Secondary Techs | PWRURNINDSO | TotalAnnualMaxCapacityInvestment | 2025 | 4.04 | untie_min_inv | 2026-07-10T11:17:52.349000
B_Optimised_VRE | Secondary Techs | PWRURNINDSO | TotalAnnualMaxCapacityInvestment | 2026 | 0.2343 | lid_fill | 2026-07-10T11:17:52.349000
B_Optimised_VRE | Secondary Techs | PWRURNINDSO | TotalAnnualMaxCapacityInvestment | 2027 | 0.23702 | lid_fill | 2026-07-10T11:17:52.349000
B_Optimised_VRE | Secondary Techs | PWRURNINDSO | TotalAnnualMaxCapacityInvestment | 2028 | 0.37034 | lid_family_capped | 2026-07-10T11:17:52.349000
B_Optimised_VRE | Secondary Techs | PWRURNINDSO | TotalAnnualMaxCapacityInvestment | 2029 | 0.3355 | lid_family_capped | 2026-07-10T11:17:52.349000
B_Optimised_VRE | Secondary Techs | PWRURNINDSO | TotalAnnualMaxCapacityInvestment | 2030 | 0.23014 | lid_family_capped | 2026-07-10T11:17:52.349000
B_Optimised_VRE | Secondary Techs | PWRURNINDSO | TotalAnnualMaxCapacityInvestment | 2031 | 0.21354 | lid_family_capped | 2026-07-10T11:17:52.349000
B_Optimised_VRE | Secondary Techs | PWRURNINDSO | TotalAnnualMaxCapacityInvestment | 2032 | 0.26708 | lid_family_capped | 2026-07-10T11:17:52.349000
B_Optimised_VRE | Secondary Techs | PWRURNINDSO | TotalAnnualMaxCapacityInvestment | 2033 | 0.25713 | lid_family_capped | 2026-07-10T11:17:52.349000
B_Optimised_VRE | Secondary Techs | PWRURNINDSO | TotalAnnualMaxCapacityInvestment | 2034 | 0.24718 | lid_family_capped | 2026-07-10T11:17:52.349000
B_Optimised_VRE | Secondary Techs | PWRURNINDSO | TotalAnnualMaxCapacityInvestment | 2035 | 0.23723 | lid_family_capped | 2026-07-10T11:17:52.349000
B_Optimised_VRE | Secondary Techs | PWRURNINDSO | TotalAnnualMaxCapacityInvestment | 2036 | 0.22729 | lid_family_capped | 2026-07-10T11:17:52.349000
B_Optimised_VRE | Secondary Techs | PWRURNINDSO | TotalAnnualMaxCapacityInvestment | 2037 | 0.24112 | lid_family_capped | 2026-07-10T11:17:52.349000
B_Optimised_VRE | Secondary Techs | PWRURNINDSO | TotalAnnualMaxCapacityInvestment | 2038 | 0.23048 | lid_family_capped | 2026-07-10T11:17:52.349000
B_Optimised_VRE | Secondary Techs | PWRURNINDSO | TotalAnnualMaxCapacityInvestment | 2039 | 0.21985 | lid_family_capped | 2026-07-10T11:17:52.349000
B_Optimised_VRE | Secondary Techs | PWRURNINDSO | TotalAnnualMaxCapacityInvestment | 2040 | 0.19936 | lid_family_capped | 2026-07-10T11:17:52.349000
B_Optimised_VRE | Secondary Techs | PWRURNINDSO | TotalAnnualMaxCapacityInvestment | 2041 | 0.19822 | lid_family_capped | 2026-07-10T11:17:52.349000
B_Optimised_VRE | Secondary Techs | PWRURNINDSO | TotalAnnualMaxCapacityInvestment | 2042 | 0.22831 | lid_family_capped | 2026-07-10T11:17:52.349000
B_Optimised_VRE | Secondary Techs | PWRURNINDSO | TotalAnnualMaxCapacityInvestment | 2043 | 0.23099 | lid_family_capped | 2026-07-10T11:17:52.349000
B_Optimised_VRE | Secondary Techs | PWRURNINDSO | TotalAnnualMaxCapacityInvestment | 2044 | 0.23354 | lid_family_capped | 2026-07-10T11:17:52.349000
B_Optimised_VRE | Secondary Techs | PWRURNINDSO | TotalAnnualMaxCapacityInvestment | 2045 | 0.23593 | lid_family_capped | 2026-07-10T11:17:52.349000
B_Optimised_VRE | Secondary Techs | PWRURNINDSO | TotalAnnualMaxCapacityInvestment | 2046 | 0.23816 | lid_family_capped | 2026-07-10T11:17:52.349000
B_Optimised_VRE | Secondary Techs | PWRURNINDSO | TotalAnnualMaxCapacityInvestment | 2047 | 0.24021 | lid_family_capped | 2026-07-10T11:17:52.349000
B_Optimised_VRE | Secondary Techs | PWRURNINDSO | TotalAnnualMaxCapacityInvestment | 2048 | 0.24206 | lid_family_capped | 2026-07-10T11:17:52.349000
B_Optimised_VRE | Secondary Techs | PWRURNINDSO | TotalAnnualMaxCapacityInvestment | 2049 | 0.24368 | lid_family_capped | 2026-07-10T11:17:52.349000
B_Optimised_VRE | Secondary Techs | PWRURNINDSO | TotalAnnualMaxCapacityInvestment | 2050 | 0.24507 | lid_family_capped | 2026-07-10T11:17:52.349000
B_Optimised_VRE | Secondary Techs | PWRCOABGDXX | TotalAnnualMaxCapacityInvestment | 2023 | 0 | lid_floor_suppressed | 2026-07-10T11:17:52.349000
B_Optimised_VRE | Secondary Techs | PWRCOABGDXX | TotalAnnualMaxCapacityInvestment | 2024 | 0.39701 | lid_fill | 2026-07-10T11:17:52.349000
B_Optimised_VRE | Secondary Techs | PWRCOABGDXX | TotalAnnualMaxCapacityInvestment | 2025 | 1.3332 | untie_min_inv | 2026-07-10T11:17:52.349000
B_Optimised_VRE | Secondary Techs | PWRCOABGDXX | TotalAnnualMaxCapacityInvestment | 2026 | 0.45269 | lid_fill | 2026-07-10T11:17:52.349000
B_Optimised_VRE | Secondary Techs | PWRCOABGDXX | TotalAnnualMaxCapacityInvestment | 2027 | 0.48337 | lid_fill | 2026-07-10T11:17:52.349000
B_Optimised_VRE | Secondary Techs | PWRCOABGDXX | TotalAnnualMaxCapacityInvestment | 2028 | 0.51616 | lid_family_capped | 2026-07-10T11:17:52.349000
B_Optimised_VRE | Secondary Techs | PWRCOABGDXX | TotalAnnualMaxCapacityInvestment | 2029 | 0.34759 | lid_family_capped | 2026-07-10T11:17:52.349000
B_Optimised_VRE | Secondary Techs | PWRCOABGDXX | TotalAnnualMaxCapacityInvestment | 2030 | 0.35734 | lid_family_capped | 2026-07-10T11:17:52.349000
B_Optimised_VRE | Secondary Techs | PWRCOABGDXX | TotalAnnualMaxCapacityInvestment | 2031 | 0.24388 | lid_family_capped | 2026-07-10T11:17:52.349000
B_Optimised_VRE | Secondary Techs | PWRCOABGDXX | TotalAnnualMaxCapacityInvestment | 2032 | 0.24467 | lid_family_capped | 2026-07-10T11:17:52.349000
B_Optimised_VRE | Secondary Techs | PWRCOABGDXX | TotalAnnualMaxCapacityInvestment | 2033 | 0.24485 | lid_family_capped | 2026-07-10T11:17:52.349000
B_Optimised_VRE | Secondary Techs | PWRCOABGDXX | TotalAnnualMaxCapacityInvestment | 2034 | 0.24435 | lid_family_capped | 2026-07-10T11:17:52.349000
B_Optimised_VRE | Secondary Techs | PWRCOABGDXX | TotalAnnualMaxCapacityInvestment | 2035 | 0.2431 | lid_family_capped | 2026-07-10T11:17:52.349000
B_Optimised_VRE | Secondary Techs | PWRCOABGDXX | TotalAnnualMaxCapacityInvestment | 2036 | 0.24101 | lid_family_capped | 2026-07-10T11:17:52.349000
B_Optimised_VRE | Secondary Techs | PWRCOABGDXX | TotalAnnualMaxCapacityInvestment | 2037 | 0.23798 | lid_family_capped | 2026-07-10T11:17:52.349000
B_Optimised_VRE | Secondary Techs | PWRCOABGDXX | TotalAnnualMaxCapacityInvestment | 2038 | 0.23397 | lid_family_capped | 2026-07-10T11:17:52.349000
B_Optimised_VRE | Secondary Techs | PWRCOABGDXX | TotalAnnualMaxCapacityInvestment | 2039 | 0.22883 | lid_family_capped | 2026-07-10T11:17:52.349000
B_Optimised_VRE | Secondary Techs | PWRCOABGDXX | TotalAnnualMaxCapacityInvestment | 2040 | 0.22247 | lid_family_capped | 2026-07-10T11:17:52.349000
B_Optimised_VRE | Secondary Techs | PWRCOABGDXX | TotalAnnualMaxCapacityInvestment | 2041 | 0.21477 | lid_family_capped | 2026-07-10T11:17:52.349000
B_Optimised_VRE | Secondary Techs | PWRCOABGDXX | TotalAnnualMaxCapacityInvestment | 2042 | 0.15456 | lid_adequacy_scaled | 2026-07-10T11:17:52.349000
B_Optimised_VRE | Secondary Techs | PWRCOABGDXX | TotalAnnualMaxCapacityInvestment | 2043 | 0.21141 | lid_adequacy_scaled | 2026-07-10T11:17:52.349000
B_Optimised_VRE | Secondary Techs | PWRCOABGDXX | TotalAnnualMaxCapacityInvestment | 2044 | 0.24235 | lid_adequacy_scaled | 2026-07-10T11:17:52.349000
B_Optimised_VRE | Secondary Techs | PWRCOABGDXX | TotalAnnualMaxCapacityInvestment | 2045 | 0.23779 | lid_adequacy_scaled | 2026-07-10T11:17:52.349000
B_Optimised_VRE | Secondary Techs | PWRCOABGDXX | TotalAnnualMaxCapacityInvestment | 2046 | 0.1838 | lid_adequacy_scaled | 2026-07-10T11:17:52.349000
B_Optimised_VRE | Secondary Techs | PWRCOABGDXX | TotalAnnualMaxCapacityInvestment | 2047 | 0.03837 | lid_adequacy_scaled | 2026-07-10T11:17:52.349000
B_Optimised_VRE | Secondary Techs | PWRCOABGDXX | TotalAnnualMaxCapacityInvestment | 2048 | 0 | lid_adequacy_scaled | 2026-07-10T11:17:52.349000
B_Optimised_VRE | Secondary Techs | PWRCOABGDXX | TotalAnnualMaxCapacityInvestment | 2049 | 0 | lid_adequacy_scaled | 2026-07-10T11:17:52.349000
B_Optimised_VRE | Secondary Techs | PWRCOABGDXX | TotalAnnualMaxCapacityInvestment | 2050 | 0 | lid_adequacy_scaled | 2026-07-10T11:17:52.349000
B_Optimised_VRE | Secondary Techs | PWRLDSINDNE | TotalAnnualMaxCapacityInvestment | 2023 | 9999 | exempt_maxcap_uncapped | 2026-07-10T11:17:52.349000
B_Optimised_VRE | Secondary Techs | PWRLDSINDNE | TotalAnnualMaxCapacityInvestment | 2024 | 9999 | exempt_maxcap_uncapped | 2026-07-10T11:17:52.349000
B_Optimised_VRE | Secondary Techs | PWRLDSINDNE | TotalAnnualMaxCapacityInvestment | 2025 | 9999 | exempt_maxcap_uncapped | 2026-07-10T11:17:52.349000
B_Optimised_VRE | Secondary Techs | PWRLDSINDNE | TotalAnnualMaxCapacityInvestment | 2026 | 9999 | exempt_maxcap_uncapped | 2026-07-10T11:17:52.349000
B_Optimised_VRE | Secondary Techs | PWRLDSINDNE | TotalAnnualMaxCapacityInvestment | 2027 | 9999 | exempt_maxcap_uncapped | 2026-07-10T11:17:52.349000
B_Optimised_VRE | Secondary Techs | PWRLDSINDNE | TotalAnnualMaxCapacityInvestment | 2028 | 9999 | exempt_maxcap_uncapped | 2026-07-10T11:17:52.349000
B_Optimised_VRE | Secondary Techs | PWRLDSINDNE | TotalAnnualMaxCapacityInvestment | 2029 | 9999 | exempt_maxcap_uncapped | 2026-07-10T11:17:52.349000
B_Optimised_VRE | Secondary Techs | PWRLDSINDNE | TotalAnnualMaxCapacityInvestment | 2030 | 9999 | exempt_maxcap_uncapped | 2026-07-10T11:17:52.349000
B_Optimised_VRE | Secondary Techs | PWRLDSINDNE | TotalAnnualMaxCapacityInvestment | 2031 | 9999 | exempt_maxcap_uncapped | 2026-07-10T11:17:52.349000
B_Optimised_VRE | Secondary Techs | PWRLDSINDNE | TotalAnnualMaxCapacityInvestment | 2032 | 9999 | exempt_maxcap_uncapped | 2026-07-10T11:17:52.349000
B_Optimised_VRE | Secondary Techs | PWRLDSINDNE | TotalAnnualMaxCapacityInvestment | 2033 | 9999 | exempt_maxcap_uncapped | 2026-07-10T11:17:52.349000
B_Optimised_VRE | Secondary Techs | PWRLDSINDNE | TotalAnnualMaxCapacityInvestment | 2034 | 9999 | exempt_maxcap_uncapped | 2026-07-10T11:17:52.349000
B_Optimised_VRE | Secondary Techs | PWRLDSINDNE | TotalAnnualMaxCapacityInvestment | 2035 | 9999 | exempt_maxcap_uncapped | 2026-07-10T11:17:52.349000
B_Optimised_VRE | Secondary Techs | PWRLDSINDNE | TotalAnnualMaxCapacityInvestment | 2036 | 9999 | exempt_maxcap_uncapped | 2026-07-10T11:17:52.349000
B_Optimised_VRE | Secondary Techs | PWRLDSINDNE | TotalAnnualMaxCapacityInvestment | 2037 | 9999 | exempt_maxcap_uncapped | 2026-07-10T11:17:52.349000
B_Optimised_VRE | Secondary Techs | PWRLDSINDNE | TotalAnnualMaxCapacityInvestment | 2038 | 9999 | exempt_maxcap_uncapped | 2026-07-10T11:17:52.349000
B_Optimised_VRE | Secondary Techs | PWRLDSINDNE | TotalAnnualMaxCapacityInvestment | 2039 | 9999 | exempt_maxcap_uncapped | 2026-07-10T11:17:52.349000
B_Optimised_VRE | Secondary Techs | PWRLDSINDNE | TotalAnnualMaxCapacityInvestment | 2040 | 9999 | exempt_maxcap_uncapped | 2026-07-10T11:17:52.349000
B_Optimised_VRE | Secondary Techs | PWRLDSINDNE | TotalAnnualMaxCapacityInvestment | 2041 | 9999 | exempt_maxcap_uncapped | 2026-07-10T11:17:52.349000
B_Optimised_VRE | Secondary Techs | PWRLDSINDNE | TotalAnnualMaxCapacityInvestment | 2042 | 9999 | exempt_maxcap_uncapped | 2026-07-10T11:17:52.349000
B_Optimised_VRE | Secondary Techs | PWRLDSINDNE | TotalAnnualMaxCapacityInvestment | 2043 | 9999 | exempt_maxcap_uncapped | 2026-07-10T11:17:52.349000
B_Optimised_VRE | Secondary Techs | PWRLDSINDNE | TotalAnnualMaxCapacityInvestment | 2044 | 9999 | exempt_maxcap_uncapped | 2026-07-10T11:17:52.349000
B_Optimised_VRE | Secondary Techs | PWRLDSINDNE | TotalAnnualMaxCapacityInvestment | 2045 | 9999 | exempt_maxcap_uncapped | 2026-07-10T11:17:52.349000
B_Optimised_VRE | Secondary Techs | PWRLDSINDNE | TotalAnnualMaxCapacityInvestment | 2046 | 9999 | exempt_maxcap_uncapped | 2026-07-10T11:17:52.349000
B_Optimised_VRE | Secondary Techs | PWRLDSINDNE | TotalAnnualMaxCapacityInvestment | 2047 | 9999 | exempt_maxcap_uncapped | 2026-07-10T11:17:52.349000
B_Optimised_VRE | Secondary Techs | PWRLDSINDNE | TotalAnnualMaxCapacityInvestment | 2048 | 9999 | exempt_maxcap_uncapped | 2026-07-10T11:17:52.349000
B_Optimised_VRE | Secondary Techs | PWRLDSINDNE | TotalAnnualMaxCapacityInvestment | 2049 | 9999 | exempt_maxcap_uncapped | 2026-07-10T11:17:52.349000
B_Optimised_VRE | Secondary Techs | PWRLDSINDNE | TotalAnnualMaxCapacityInvestment | 2050 | 9999 | exempt_maxcap_uncapped | 2026-07-10T11:17:52.349000
B_Optimised_VRE | Secondary Techs | PWRLDSINDNE | TotalAnnualMaxCapacityInvestment | 2023 | 9999 | exempt_uncapped | 2026-07-10T11:17:52.349000
B_Optimised_VRE | Secondary Techs | PWRLDSINDNE | TotalAnnualMaxCapacityInvestment | 2024 | 9999 | exempt_uncapped | 2026-07-10T11:17:52.349000
B_Optimised_VRE | Secondary Techs | PWRLDSINDNE | TotalAnnualMaxCapacityInvestment | 2025 | 9999 | exempt_uncapped | 2026-07-10T11:17:52.349000
B_Optimised_VRE | Secondary Techs | PWRLDSINDNE | TotalAnnualMaxCapacityInvestment | 2026 | 9999 | exempt_uncapped | 2026-07-10T11:17:52.349000
B_Optimised_VRE | Secondary Techs | PWRLDSINDNE | TotalAnnualMaxCapacityInvestment | 2027 | 9999 | exempt_uncapped | 2026-07-10T11:17:52.349000
B_Optimised_VRE | Secondary Techs | PWRLDSINDNE | TotalAnnualMaxCapacityInvestment | 2028 | 9999 | exempt_uncapped | 2026-07-10T11:17:52.349000
B_Optimised_VRE | Secondary Techs | PWRLDSINDNE | TotalAnnualMaxCapacityInvestment | 2029 | 9999 | exempt_uncapped | 2026-07-10T11:17:52.349000
B_Optimised_VRE | Secondary Techs | PWRLDSINDNE | TotalAnnualMaxCapacityInvestment | 2030 | 9999 | exempt_uncapped | 2026-07-10T11:17:52.349000
B_Optimised_VRE | Secondary Techs | PWRLDSINDNE | TotalAnnualMaxCapacityInvestment | 2031 | 9999 | exempt_uncapped | 2026-07-10T11:17:52.349000
B_Optimised_VRE | Secondary Techs | PWRLDSINDNE | TotalAnnualMaxCapacityInvestment | 2032 | 9999 | exempt_uncapped | 2026-07-10T11:17:52.349000
B_Optimised_VRE | Secondary Techs | PWRLDSINDNE | TotalAnnualMaxCapacityInvestment | 2033 | 9999 | exempt_uncapped | 2026-07-10T11:17:52.349000
B_Optimised_VRE | Secondary Techs | PWRLDSINDNE | TotalAnnualMaxCapacityInvestment | 2034 | 9999 | exempt_uncapped | 2026-07-10T11:17:52.349000
B_Optimised_VRE | Secondary Techs | PWRLDSINDNE | TotalAnnualMaxCapacityInvestment | 2035 | 9999 | exempt_uncapped | 2026-07-10T11:17:52.349000
B_Optimised_VRE | Secondary Techs | PWRLDSINDNE | TotalAnnualMaxCapacityInvestment | 2036 | 9999 | exempt_uncapped | 2026-07-10T11:17:52.349000
B_Optimised_VRE | Secondary Techs | PWRLDSINDNE | TotalAnnualMaxCapacityInvestment | 2037 | 9999 | exempt_uncapped | 2026-07-10T11:17:52.349000
B_Optimised_VRE | Secondary Techs | PWRLDSINDNE | TotalAnnualMaxCapacityInvestment | 2038 | 9999 | exempt_uncapped | 2026-07-10T11:17:52.349000
B_Optimised_VRE | Secondary Techs | PWRLDSINDNE | TotalAnnualMaxCapacityInvestment | 2039 | 9999 | exempt_uncapped | 2026-07-10T11:17:52.349000
B_Optimised_VRE | Secondary Techs | PWRLDSINDNE | TotalAnnualMaxCapacityInvestment | 2040 | 9999 | exempt_uncapped | 2026-07-10T11:17:52.349000
B_Optimised_VRE | Secondary Techs | PWRLDSINDNE | TotalAnnualMaxCapacityInvestment | 2041 | 9999 | exempt_uncapped | 2026-07-10T11:17:52.349000
B_Optimised_VRE | Secondary Techs | PWRLDSINDNE | TotalAnnualMaxCapacityInvestment | 2042 | 9999 | exempt_uncapped | 2026-07-10T11:17:52.349000
B_Optimised_VRE | Secondary Techs | PWRLDSINDNE | TotalAnnualMaxCapacityInvestment | 2043 | 9999 | exempt_uncapped | 2026-07-10T11:17:52.349000
B_Optimised_VRE | Secondary Techs | PWRLDSINDNE | TotalAnnualMaxCapacityInvestment | 2044 | 9999 | exempt_uncapped | 2026-07-10T11:17:52.349000
B_Optimised_VRE | Secondary Techs | PWRLDSINDNE | TotalAnnualMaxCapacityInvestment | 2045 | 9999 | exempt_uncapped | 2026-07-10T11:17:52.349000
B_Optimised_VRE | Secondary Techs | PWRLDSINDNE | TotalAnnualMaxCapacityInvestment | 2046 | 9999 | exempt_uncapped | 2026-07-10T11:17:52.349000
B_Optimised_VRE | Secondary Techs | PWRLDSINDNE | TotalAnnualMaxCapacityInvestment | 2047 | 9999 | exempt_uncapped | 2026-07-10T11:17:52.349000
B_Optimised_VRE | Secondary Techs | PWRLDSINDNE | TotalAnnualMaxCapacityInvestment | 2048 | 9999 | exempt_uncapped | 2026-07-10T11:17:52.349000
B_Optimised_VRE | Secondary Techs | PWRLDSINDNE | TotalAnnualMaxCapacityInvestment | 2049 | 9999 | exempt_uncapped | 2026-07-10T11:17:52.349000
B_Optimised_VRE | Secondary Techs | PWRLDSINDNE | TotalAnnualMaxCapacityInvestment | 2050 | 9999 | exempt_uncapped | 2026-07-10T11:17:52.349000
B_Optimised_VRE | Secondary Techs | PWRWASINDNO | TotalAnnualMaxCapacityInvestment | 2023 | 0 | lid_floor_suppressed | 2026-07-10T11:17:52.349000
B_Optimised_VRE | Secondary Techs | PWRWASINDNO | TotalAnnualMaxCapacityInvestment | 2024 | 0.014652 | lid_floor_suppressed | 2026-07-10T11:17:52.349000
B_Optimised_VRE | Secondary Techs | PWRWASINDNO | TotalAnnualMaxCapacityInvestment | 2025 | 0.015491 | lid_floor_suppressed | 2026-07-10T11:17:52.349000
B_Optimised_VRE | Secondary Techs | PWRWASINDNO | TotalAnnualMaxCapacityInvestment | 2026 | 0.016632 | lid_floor_suppressed | 2026-07-10T11:17:52.349000
B_Optimised_VRE | Secondary Techs | PWRWASINDNO | TotalAnnualMaxCapacityInvestment | 2027 | 0.017656 | lid_floor_suppressed | 2026-07-10T11:17:52.349000
B_Optimised_VRE | Secondary Techs | PWRWASINDNO | TotalAnnualMaxCapacityInvestment | 2028 | 0.018562 | lid_floor_suppressed | 2026-07-10T11:17:52.349000
B_Optimised_VRE | Secondary Techs | PWRWASINDNO | TotalAnnualMaxCapacityInvestment | 2029 | 0.016661 | lid_floor_suppressed | 2026-07-10T11:17:52.349000
B_Optimised_VRE | Secondary Techs | PWRWASINDNO | TotalAnnualMaxCapacityInvestment | 2030 | 0.011004 | lid_floor_suppressed | 2026-07-10T11:17:52.349000
B_Optimised_VRE | Secondary Techs | PWRWASINDNO | TotalAnnualMaxCapacityInvestment | 2031 | 0.010674 | lid_floor_suppressed | 2026-07-10T11:17:52.349000
B_Optimised_VRE | Secondary Techs | PWRWASINDNO | TotalAnnualMaxCapacityInvestment | 2032 | 0.012961 | lid_floor_suppressed | 2026-07-10T11:17:52.349000
B_Optimised_VRE | Secondary Techs | PWRWASINDNO | TotalAnnualMaxCapacityInvestment | 2033 | 0.012406 | lid_floor_suppressed | 2026-07-10T11:17:52.349000
B_Optimised_VRE | Secondary Techs | PWRWASINDNO | TotalAnnualMaxCapacityInvestment | 2034 | 0.011852 | lid_floor_suppressed | 2026-07-10T11:17:52.349000
B_Optimised_VRE | Secondary Techs | PWRWASINDNO | TotalAnnualMaxCapacityInvestment | 2035 | 0.011297 | lid_floor_suppressed | 2026-07-10T11:17:52.349000
B_Optimised_VRE | Secondary Techs | PWRWASINDNO | TotalAnnualMaxCapacityInvestment | 2036 | 0.010742 | lid_floor_suppressed | 2026-07-10T11:17:52.349000
B_Optimised_VRE | Secondary Techs | PWRWASINDNO | TotalAnnualMaxCapacityInvestment | 2037 | 0.011681 | lid_floor_suppressed | 2026-07-10T11:17:52.349000
B_Optimised_VRE | Secondary Techs | PWRWASINDNO | TotalAnnualMaxCapacityInvestment | 2038 | 0.011078 | lid_floor_suppressed | 2026-07-10T11:17:52.349000
B_Optimised_VRE | Secondary Techs | PWRWASINDNO | TotalAnnualMaxCapacityInvestment | 2039 | 0.010474 | lid_floor_suppressed | 2026-07-10T11:17:52.349000
B_Optimised_VRE | Secondary Techs | PWRWASINDNO | TotalAnnualMaxCapacityInvestment | 2040 | 0.0089187 | lid_floor_suppressed | 2026-07-10T11:17:52.349000
B_Optimised_VRE | Secondary Techs | PWRWASINDNO | TotalAnnualMaxCapacityInvestment | 2041 | 0.0092321 | lid_floor_suppressed | 2026-07-10T11:17:52.349000
B_Optimised_VRE | Secondary Techs | PWRWASINDNO | TotalAnnualMaxCapacityInvestment | 2042 | 0.010728 | lid_floor_suppressed | 2026-07-10T11:17:52.349000
B_Optimised_VRE | Secondary Techs | PWRWASINDNO | TotalAnnualMaxCapacityInvestment | 2043 | 0.010826 | lid_floor_suppressed | 2026-07-10T11:17:52.349000
B_Optimised_VRE | Secondary Techs | PWRWASINDNO | TotalAnnualMaxCapacityInvestment | 2044 | 0.010582 | lid_floor_suppressed | 2026-07-10T11:17:52.349000
B_Optimised_VRE | Secondary Techs | PWRWASINDNO | TotalAnnualMaxCapacityInvestment | 2045 | 0.010126 | lid_floor_suppressed | 2026-07-10T11:17:52.349000
B_Optimised_VRE | Secondary Techs | PWRWASINDNO | TotalAnnualMaxCapacityInvestment | 2046 | 0.010952 | lid_floor_suppressed | 2026-07-10T11:17:52.349000
B_Optimised_VRE | Secondary Techs | PWRWASINDNO | TotalAnnualMaxCapacityInvestment | 2047 | 0.010981 | lid_floor_suppressed | 2026-07-10T11:17:52.349000
B_Optimised_VRE | Secondary Techs | PWRWASINDNO | TotalAnnualMaxCapacityInvestment | 2048 | 0.011462 | lid_adequacy_scaled | 2026-07-10T11:17:52.349000
B_Optimised_VRE | Secondary Techs | PWRWASINDNO | TotalAnnualMaxCapacityInvestment | 2049 | 0.012544 | lid_adequacy_scaled | 2026-07-10T11:17:52.349000
B_Optimised_VRE | Secondary Techs | PWRWASINDNO | TotalAnnualMaxCapacityInvestment | 2050 | 0.01354 | lid_adequacy_scaled | 2026-07-10T11:17:52.349000
B_Optimised_VRE | Secondary Techs | PWRSDSINDNO | TotalAnnualMaxCapacityInvestment | 2023 | 9999 | exempt_maxcap_uncapped | 2026-07-10T11:17:52.349000
B_Optimised_VRE | Secondary Techs | PWRSDSINDNO | TotalAnnualMaxCapacityInvestment | 2024 | 9999 | exempt_maxcap_uncapped | 2026-07-10T11:17:52.349000
B_Optimised_VRE | Secondary Techs | PWRSDSINDNO | TotalAnnualMaxCapacityInvestment | 2025 | 9999 | exempt_maxcap_uncapped | 2026-07-10T11:17:52.349000
B_Optimised_VRE | Secondary Techs | PWRSDSINDNO | TotalAnnualMaxCapacityInvestment | 2026 | 9999 | exempt_maxcap_uncapped | 2026-07-10T11:17:52.349000
B_Optimised_VRE | Secondary Techs | PWRSDSINDNO | TotalAnnualMaxCapacityInvestment | 2027 | 9999 | exempt_maxcap_uncapped | 2026-07-10T11:17:52.349000
B_Optimised_VRE | Secondary Techs | PWRSDSINDNO | TotalAnnualMaxCapacityInvestment | 2028 | 9999 | exempt_maxcap_uncapped | 2026-07-10T11:17:52.349000
B_Optimised_VRE | Secondary Techs | PWRSDSINDNO | TotalAnnualMaxCapacityInvestment | 2029 | 9999 | exempt_maxcap_uncapped | 2026-07-10T11:17:52.349000
B_Optimised_VRE | Secondary Techs | PWRSDSINDNO | TotalAnnualMaxCapacityInvestment | 2030 | 9999 | exempt_maxcap_uncapped | 2026-07-10T11:17:52.349000
B_Optimised_VRE | Secondary Techs | PWRSDSINDNO | TotalAnnualMaxCapacityInvestment | 2031 | 9999 | exempt_maxcap_uncapped | 2026-07-10T11:17:52.349000
B_Optimised_VRE | Secondary Techs | PWRSDSINDNO | TotalAnnualMaxCapacityInvestment | 2032 | 9999 | exempt_maxcap_uncapped | 2026-07-10T11:17:52.349000
B_Optimised_VRE | Secondary Techs | PWRSDSINDNO | TotalAnnualMaxCapacityInvestment | 2033 | 9999 | exempt_maxcap_uncapped | 2026-07-10T11:17:52.349000
B_Optimised_VRE | Secondary Techs | PWRSDSINDNO | TotalAnnualMaxCapacityInvestment | 2034 | 9999 | exempt_maxcap_uncapped | 2026-07-10T11:17:52.349000
B_Optimised_VRE | Secondary Techs | PWRSDSINDNO | TotalAnnualMaxCapacityInvestment | 2035 | 9999 | exempt_maxcap_uncapped | 2026-07-10T11:17:52.349000
B_Optimised_VRE | Secondary Techs | PWRSDSINDNO | TotalAnnualMaxCapacityInvestment | 2036 | 9999 | exempt_maxcap_uncapped | 2026-07-10T11:17:52.349000
B_Optimised_VRE | Secondary Techs | PWRSDSINDNO | TotalAnnualMaxCapacityInvestment | 2037 | 9999 | exempt_maxcap_uncapped | 2026-07-10T11:17:52.349000
B_Optimised_VRE | Secondary Techs | PWRSDSINDNO | TotalAnnualMaxCapacityInvestment | 2038 | 9999 | exempt_maxcap_uncapped | 2026-07-10T11:17:52.349000
B_Optimised_VRE | Secondary Techs | PWRSDSINDNO | TotalAnnualMaxCapacityInvestment | 2039 | 9999 | exempt_maxcap_uncapped | 2026-07-10T11:17:52.349000
B_Optimised_VRE | Secondary Techs | PWRSDSINDNO | TotalAnnualMaxCapacityInvestment | 2040 | 9999 | exempt_maxcap_uncapped | 2026-07-10T11:17:52.349000
B_Optimised_VRE | Secondary Techs | PWRSDSINDNO | TotalAnnualMaxCapacityInvestment | 2041 | 9999 | exempt_maxcap_uncapped | 2026-07-10T11:17:52.349000
B_Optimised_VRE | Secondary Techs | PWRSDSINDNO | TotalAnnualMaxCapacityInvestment | 2042 | 9999 | exempt_maxcap_uncapped | 2026-07-10T11:17:52.349000
B_Optimised_VRE | Secondary Techs | PWRSDSINDNO | TotalAnnualMaxCapacityInvestment | 2043 | 9999 | exempt_maxcap_uncapped | 2026-07-10T11:17:52.349000
B_Optimised_VRE | Secondary Techs | PWRSDSINDNO | TotalAnnualMaxCapacityInvestment | 2044 | 9999 | exempt_maxcap_uncapped | 2026-07-10T11:17:52.349000
B_Optimised_VRE | Secondary Techs | PWRSDSINDNO | TotalAnnualMaxCapacityInvestment | 2045 | 9999 | exempt_maxcap_uncapped | 2026-07-10T11:17:52.349000
B_Optimised_VRE | Secondary Techs | PWRSDSINDNO | TotalAnnualMaxCapacityInvestment | 2046 | 9999 | exempt_maxcap_uncapped | 2026-07-10T11:17:52.349000
B_Optimised_VRE | Secondary Techs | PWRSDSINDNO | TotalAnnualMaxCapacityInvestment | 2047 | 9999 | exempt_maxcap_uncapped | 2026-07-10T11:17:52.349000
B_Optimised_VRE | Secondary Techs | PWRSDSINDNO | TotalAnnualMaxCapacityInvestment | 2048 | 9999 | exempt_maxcap_uncapped | 2026-07-10T11:17:52.349000
B_Optimised_VRE | Secondary Techs | PWRSDSINDNO | TotalAnnualMaxCapacityInvestment | 2049 | 9999 | exempt_maxcap_uncapped | 2026-07-10T11:17:52.349000
B_Optimised_VRE | Secondary Techs | PWRSDSINDNO | TotalAnnualMaxCapacityInvestment | 2050 | 9999 | exempt_maxcap_uncapped | 2026-07-10T11:17:52.349000
B_Optimised_VRE | Secondary Techs | PWRSDSINDNO | TotalAnnualMaxCapacityInvestment | 2023 | 9999 | exempt_uncapped | 2026-07-10T11:17:52.349000
B_Optimised_VRE | Secondary Techs | PWRSDSINDNO | TotalAnnualMaxCapacityInvestment | 2024 | 9999 | exempt_uncapped | 2026-07-10T11:17:52.349000
B_Optimised_VRE | Secondary Techs | PWRSDSINDNO | TotalAnnualMaxCapacityInvestment | 2025 | 9999 | exempt_uncapped | 2026-07-10T11:17:52.349000
B_Optimised_VRE | Secondary Techs | PWRSDSINDNO | TotalAnnualMaxCapacityInvestment | 2026 | 9999 | exempt_uncapped | 2026-07-10T11:17:52.349000
B_Optimised_VRE | Secondary Techs | PWRSDSINDNO | TotalAnnualMaxCapacityInvestment | 2027 | 9999 | exempt_uncapped | 2026-07-10T11:17:52.349000
B_Optimised_VRE | Secondary Techs | PWRSDSINDNO | TotalAnnualMaxCapacityInvestment | 2028 | 9999 | exempt_uncapped | 2026-07-10T11:17:52.349000
B_Optimised_VRE | Secondary Techs | PWRSDSINDNO | TotalAnnualMaxCapacityInvestment | 2029 | 9999 | exempt_uncapped | 2026-07-10T11:17:52.349000
B_Optimised_VRE | Secondary Techs | PWRSDSINDNO | TotalAnnualMaxCapacityInvestment | 2030 | 9999 | exempt_uncapped | 2026-07-10T11:17:52.349000
B_Optimised_VRE | Secondary Techs | PWRSDSINDNO | TotalAnnualMaxCapacityInvestment | 2031 | 9999 | exempt_uncapped | 2026-07-10T11:17:52.349000
B_Optimised_VRE | Secondary Techs | PWRSDSINDNO | TotalAnnualMaxCapacityInvestment | 2032 | 9999 | exempt_uncapped | 2026-07-10T11:17:52.349000
B_Optimised_VRE | Secondary Techs | PWRSDSINDNO | TotalAnnualMaxCapacityInvestment | 2033 | 9999 | exempt_uncapped | 2026-07-10T11:17:52.349000
B_Optimised_VRE | Secondary Techs | PWRSDSINDNO | TotalAnnualMaxCapacityInvestment | 2034 | 9999 | exempt_uncapped | 2026-07-10T11:17:52.349000
B_Optimised_VRE | Secondary Techs | PWRSDSINDNO | TotalAnnualMaxCapacityInvestment | 2035 | 9999 | exempt_uncapped | 2026-07-10T11:17:52.349000
B_Optimised_VRE | Secondary Techs | PWRSDSINDNO | TotalAnnualMaxCapacityInvestment | 2036 | 9999 | exempt_uncapped | 2026-07-10T11:17:52.349000
B_Optimised_VRE | Secondary Techs | PWRSDSINDNO | TotalAnnualMaxCapacityInvestment | 2037 | 9999 | exempt_uncapped | 2026-07-10T11:17:52.349000
B_Optimised_VRE | Secondary Techs | PWRSDSINDNO | TotalAnnualMaxCapacityInvestment | 2038 | 9999 | exempt_uncapped | 2026-07-10T11:17:52.349000
B_Optimised_VRE | Secondary Techs | PWRSDSINDNO | TotalAnnualMaxCapacityInvestment | 2039 | 9999 | exempt_uncapped | 2026-07-10T11:17:52.349000
B_Optimised_VRE | Secondary Techs | PWRSDSINDNO | TotalAnnualMaxCapacityInvestment | 2040 | 9999 | exempt_uncapped | 2026-07-10T11:17:52.349000
B_Optimised_VRE | Secondary Techs | PWRSDSINDNO | TotalAnnualMaxCapacityInvestment | 2041 | 9999 | exempt_uncapped | 2026-07-10T11:17:52.349000
B_Optimised_VRE | Secondary Techs | PWRSDSINDNO | TotalAnnualMaxCapacityInvestment | 2042 | 9999 | exempt_uncapped | 2026-07-10T11:17:52.349000
B_Optimised_VRE | Secondary Techs | PWRSDSINDNO | TotalAnnualMaxCapacityInvestment | 2043 | 9999 | exempt_uncapped | 2026-07-10T11:17:52.349000
B_Optimised_VRE | Secondary Techs | PWRSDSINDNO | TotalAnnualMaxCapacityInvestment | 2044 | 9999 | exempt_uncapped | 2026-07-10T11:17:52.349000
B_Optimised_VRE | Secondary Techs | PWRSDSINDNO | TotalAnnualMaxCapacityInvestment | 2045 | 9999 | exempt_uncapped | 2026-07-10T11:17:52.349000
B_Optimised_VRE | Secondary Techs | PWRSDSINDNO | TotalAnnualMaxCapacityInvestment | 2046 | 9999 | exempt_uncapped | 2026-07-10T11:17:52.349000
B_Optimised_VRE | Secondary Techs | PWRSDSINDNO | TotalAnnualMaxCapacityInvestment | 2047 | 9999 | exempt_uncapped | 2026-07-10T11:17:52.349000
B_Optimised_VRE | Secondary Techs | PWRSDSINDNO | TotalAnnualMaxCapacityInvestment | 2048 | 9999 | exempt_uncapped | 2026-07-10T11:17:52.349000
B_Optimised_VRE | Secondary Techs | PWRSDSINDNO | TotalAnnualMaxCapacityInvestment | 2049 | 9999 | exempt_uncapped | 2026-07-10T11:17:52.349000
B_Optimised_VRE | Secondary Techs | PWRSDSINDNO | TotalAnnualMaxCapacityInvestment | 2050 | 9999 | exempt_uncapped | 2026-07-10T11:17:52.349000
B_Optimised_VRE | Secondary Techs | PWRWONBTNXX | TotalAnnualMaxCapacityInvestment | 2023 | 0.1 | lid_floor | 2026-07-10T11:17:52.349000
B_Optimised_VRE | Secondary Techs | PWRWONBTNXX | TotalAnnualMaxCapacityInvestment | 2024 | 0.1 | lid_floor | 2026-07-10T11:17:52.349000
B_Optimised_VRE | Secondary Techs | PWRWONBTNXX | TotalAnnualMaxCapacityInvestment | 2025 | 0.1 | lid_floor | 2026-07-10T11:17:52.349000
B_Optimised_VRE | Secondary Techs | PWRWONBTNXX | TotalAnnualMaxCapacityInvestment | 2026 | 0.1 | lid_floor | 2026-07-10T11:17:52.349000
B_Optimised_VRE | Secondary Techs | PWRWONBTNXX | TotalAnnualMaxCapacityInvestment | 2027 | 0.1 | lid_floor | 2026-07-10T11:17:52.349000
B_Optimised_VRE | Secondary Techs | PWRWONBTNXX | TotalAnnualMaxCapacityInvestment | 2028 | 0.1 | lid_floor | 2026-07-10T11:17:52.349000
B_Optimised_VRE | Secondary Techs | PWRWONBTNXX | TotalAnnualMaxCapacityInvestment | 2029 | 0.1 | lid_floor | 2026-07-10T11:17:52.349000
B_Optimised_VRE | Secondary Techs | PWRWONBTNXX | TotalAnnualMaxCapacityInvestment | 2030 | 0.1 | lid_floor | 2026-07-10T11:17:52.349000
B_Optimised_VRE | Secondary Techs | PWRWONBTNXX | TotalAnnualMaxCapacityInvestment | 2031 | 0.1 | lid_floor | 2026-07-10T11:17:52.349000
B_Optimised_VRE | Secondary Techs | PWRWONBTNXX | TotalAnnualMaxCapacityInvestment | 2032 | 0.1 | lid_floor | 2026-07-10T11:17:52.349000
B_Optimised_VRE | Secondary Techs | PWRWONBTNXX | TotalAnnualMaxCapacityInvestment | 2033 | 0.1 | lid_floor | 2026-07-10T11:17:52.349000
B_Optimised_VRE | Secondary Techs | PWRWONBTNXX | TotalAnnualMaxCapacityInvestment | 2034 | 0.1 | lid_floor | 2026-07-10T11:17:52.349000
B_Optimised_VRE | Secondary Techs | PWRWONBTNXX | TotalAnnualMaxCapacityInvestment | 2035 | 0.1 | lid_floor | 2026-07-10T11:17:52.349000
B_Optimised_VRE | Secondary Techs | PWRWONBTNXX | TotalAnnualMaxCapacityInvestment | 2036 | 0.1 | lid_floor | 2026-07-10T11:17:52.349000
B_Optimised_VRE | Secondary Techs | PWRWONBTNXX | TotalAnnualMaxCapacityInvestment | 2037 | 0.1 | lid_floor | 2026-07-10T11:17:52.349000
B_Optimised_VRE | Secondary Techs | PWRWONBTNXX | TotalAnnualMaxCapacityInvestment | 2038 | 0.1 | lid_floor | 2026-07-10T11:17:52.349000
B_Optimised_VRE | Secondary Techs | PWRWONBTNXX | TotalAnnualMaxCapacityInvestment | 2039 | 0.1 | lid_floor | 2026-07-10T11:17:52.349000
B_Optimised_VRE | Secondary Techs | PWRWONBTNXX | TotalAnnualMaxCapacityInvestment | 2040 | 0.1 | lid_floor | 2026-07-10T11:17:52.349000
B_Optimised_VRE | Secondary Techs | PWRWONBTNXX | TotalAnnualMaxCapacityInvestment | 2041 | 0.1 | lid_floor | 2026-07-10T11:17:52.349000
B_Optimised_VRE | Secondary Techs | PWRWONBTNXX | TotalAnnualMaxCapacityInvestment | 2042 | 0.1 | lid_floor | 2026-07-10T11:17:52.349000
B_Optimised_VRE | Secondary Techs | PWRWONBTNXX | TotalAnnualMaxCapacityInvestment | 2043 | 0.1 | lid_floor | 2026-07-10T11:17:52.349000
B_Optimised_VRE | Secondary Techs | PWRWONBTNXX | TotalAnnualMaxCapacityInvestment | 2044 | 0.1 | lid_floor | 2026-07-10T11:17:52.349000
B_Optimised_VRE | Secondary Techs | PWRWONBTNXX | TotalAnnualMaxCapacityInvestment | 2045 | 0.1 | lid_floor | 2026-07-10T11:17:52.349000
B_Optimised_VRE | Secondary Techs | PWRWONBTNXX | TotalAnnualMaxCapacityInvestment | 2046 | 0.1 | lid_floor | 2026-07-10T11:17:52.349000
B_Optimised_VRE | Secondary Techs | PWRWONBTNXX | TotalAnnualMaxCapacityInvestment | 2047 | 0.1 | lid_floor | 2026-07-10T11:17:52.349000
B_Optimised_VRE | Secondary Techs | PWRWONBTNXX | TotalAnnualMaxCapacityInvestment | 2048 | 0.1 | lid_floor | 2026-07-10T11:17:52.349000
B_Optimised_VRE | Secondary Techs | PWRWONBTNXX | TotalAnnualMaxCapacityInvestment | 2049 | 0.1 | lid_floor | 2026-07-10T11:17:52.349000
B_Optimised_VRE | Secondary Techs | PWRWONBTNXX | TotalAnnualMaxCapacityInvestment | 2050 | 0.1 | lid_floor | 2026-07-10T11:17:52.349000
B_Optimised_VRE | Secondary Techs | PWRHYDINDWE | TotalAnnualMaxCapacityInvestment | 2023 | 0.1 | lid_floor | 2026-07-10T11:17:52.349000
B_Optimised_VRE | Secondary Techs | PWRHYDINDWE | TotalAnnualMaxCapacityInvestment | 2024 | 0.45397 | lid_fill | 2026-07-10T11:17:52.349000
B_Optimised_VRE | Secondary Techs | PWRHYDINDWE | TotalAnnualMaxCapacityInvestment | 2025 | 0.49673 | lid_fill | 2026-07-10T11:17:52.349000
B_Optimised_VRE | Secondary Techs | PWRHYDINDWE | TotalAnnualMaxCapacityInvestment | 2026 | 1.9392 | untie_min_inv | 2026-07-10T11:17:52.349000
B_Optimised_VRE | Secondary Techs | PWRHYDINDWE | TotalAnnualMaxCapacityInvestment | 2027 | 0.54008 | lid_fill | 2026-07-10T11:17:52.349000
B_Optimised_VRE | Secondary Techs | PWRHYDINDWE | TotalAnnualMaxCapacityInvestment | 2028 | 2.525 | untie_min_inv | 2026-07-10T11:17:52.349000
B_Optimised_VRE | Secondary Techs | PWRHYDINDWE | TotalAnnualMaxCapacityInvestment | 2029 | 1.1186 | lid_relaxed | 2026-07-10T11:17:52.349000
B_Optimised_VRE | Secondary Techs | PWRHYDINDWE | TotalAnnualMaxCapacityInvestment | 2030 | 0.50254 | lid_relaxed | 2026-07-10T11:17:52.349000
B_Optimised_VRE | Secondary Techs | PWRHYDINDWE | TotalAnnualMaxCapacityInvestment | 2031 | 0.40978 | lid_family_capped | 2026-07-10T11:17:52.349000
B_Optimised_VRE | Secondary Techs | PWRHYDINDWE | TotalAnnualMaxCapacityInvestment | 2032 | 0.89873 | lid_family_capped | 2026-07-10T11:17:52.349000
B_Optimised_VRE | Secondary Techs | PWRHYDINDWE | TotalAnnualMaxCapacityInvestment | 2033 | 0.83291 | lid_family_capped | 2026-07-10T11:17:52.349000
B_Optimised_VRE | Secondary Techs | PWRHYDINDWE | TotalAnnualMaxCapacityInvestment | 2034 | 0.76708 | lid_family_capped | 2026-07-10T11:17:52.349000
B_Optimised_VRE | Secondary Techs | PWRHYDINDWE | TotalAnnualMaxCapacityInvestment | 2035 | 0.70127 | lid_family_capped | 2026-07-10T11:17:52.349000
B_Optimised_VRE | Secondary Techs | PWRHYDINDWE | TotalAnnualMaxCapacityInvestment | 2036 | 0.63545 | lid_family_capped | 2026-07-10T11:17:52.349000
B_Optimised_VRE | Secondary Techs | PWRHYDINDWE | TotalAnnualMaxCapacityInvestment | 2037 | 0.7155 | lid_family_capped | 2026-07-10T11:17:52.349000
B_Optimised_VRE | Secondary Techs | PWRHYDINDWE | TotalAnnualMaxCapacityInvestment | 2038 | 0.64289 | lid_family_capped | 2026-07-10T11:17:52.349000
B_Optimised_VRE | Secondary Techs | PWRHYDINDWE | TotalAnnualMaxCapacityInvestment | 2039 | 0.57028 | lid_family_capped | 2026-07-10T11:17:52.349000
B_Optimised_VRE | Secondary Techs | PWRHYDINDWE | TotalAnnualMaxCapacityInvestment | 2040 | 0.49766 | lid_family_capped | 2026-07-10T11:17:52.349000
B_Optimised_VRE | Secondary Techs | PWRHYDINDWE | TotalAnnualMaxCapacityInvestment | 2041 | 0.42504 | lid_family_capped | 2026-07-10T11:17:52.349000
B_Optimised_VRE | Secondary Techs | PWRHYDINDWE | TotalAnnualMaxCapacityInvestment | 2042 | 0.521 | lid_family_capped | 2026-07-10T11:17:52.349000
B_Optimised_VRE | Secondary Techs | PWRHYDINDWE | TotalAnnualMaxCapacityInvestment | 2043 | 0.49934 | lid_family_capped | 2026-07-10T11:17:52.349000
B_Optimised_VRE | Secondary Techs | PWRHYDINDWE | TotalAnnualMaxCapacityInvestment | 2044 | 0.55607 | lid_adequacy_scaled | 2026-07-10T11:17:52.349000
B_Optimised_VRE | Secondary Techs | PWRHYDINDWE | TotalAnnualMaxCapacityInvestment | 2045 | 0.66457 | lid_adequacy_scaled | 2026-07-10T11:17:52.349000
B_Optimised_VRE | Secondary Techs | PWRHYDINDWE | TotalAnnualMaxCapacityInvestment | 2046 | 0.78777 | lid_adequacy_scaled | 2026-07-10T11:17:52.349000
B_Optimised_VRE | Secondary Techs | PWRHYDINDWE | TotalAnnualMaxCapacityInvestment | 2047 | 0.89151 | lid_adequacy_scaled | 2026-07-10T11:17:52.349000
B_Optimised_VRE | Secondary Techs | PWRHYDINDWE | TotalAnnualMaxCapacityInvestment | 2048 | 0.97996 | lid_adequacy_scaled | 2026-07-10T11:17:52.349000
B_Optimised_VRE | Secondary Techs | PWRHYDINDWE | TotalAnnualMaxCapacityInvestment | 2049 | 1.0559 | lid_adequacy_scaled | 2026-07-10T11:17:52.349000
B_Optimised_VRE | Secondary Techs | PWRHYDINDWE | TotalAnnualMaxCapacityInvestment | 2050 | 1.1211 | lid_adequacy_scaled | 2026-07-10T11:17:52.349000
B_Optimised_VRE | Secondary Techs | PWRSPVBGDXX | TotalAnnualMaxCapacityInvestment | 2023 | 0.1 | lid_floor | 2026-07-10T11:17:52.349000
B_Optimised_VRE | Secondary Techs | PWRSPVBGDXX | TotalAnnualMaxCapacityInvestment | 2024 | 0.1 | lid_floor | 2026-07-10T11:17:52.349000
B_Optimised_VRE | Secondary Techs | PWRSPVBGDXX | TotalAnnualMaxCapacityInvestment | 2025 | 3.1159 | untie_min_inv | 2026-07-10T11:17:52.349000
B_Optimised_VRE | Secondary Techs | PWRSPVBGDXX | TotalAnnualMaxCapacityInvestment | 2026 | 0.1 | lid_floor | 2026-07-10T11:17:52.349000
B_Optimised_VRE | Secondary Techs | PWRSPVBGDXX | TotalAnnualMaxCapacityInvestment | 2027 | 0.1 | lid_floor | 2026-07-10T11:17:52.349000
B_Optimised_VRE | Secondary Techs | PWRSPVBGDXX | TotalAnnualMaxCapacityInvestment | 2028 | 0.1 | lid_floor | 2026-07-10T11:17:52.349000
B_Optimised_VRE | Secondary Techs | PWRSPVBGDXX | TotalAnnualMaxCapacityInvestment | 2029 | 0.1 | lid_floor | 2026-07-10T11:17:52.349000
B_Optimised_VRE | Secondary Techs | PWRSPVBGDXX | TotalAnnualMaxCapacityInvestment | 2030 | 0.11337 | lid_relaxed | 2026-07-10T11:17:52.349000
B_Optimised_VRE | Secondary Techs | PWRSPVBGDXX | TotalAnnualMaxCapacityInvestment | 2031 | 0.1 | lid_floor | 2026-07-10T11:17:52.349000
B_Optimised_VRE | Secondary Techs | PWRSPVBGDXX | TotalAnnualMaxCapacityInvestment | 2032 | 0.10868 | lid_relaxed | 2026-07-10T11:17:52.349000
B_Optimised_VRE | Secondary Techs | PWRSPVBGDXX | TotalAnnualMaxCapacityInvestment | 2033 | 0.12429 | lid_relaxed | 2026-07-10T11:17:52.349000
B_Optimised_VRE | Secondary Techs | PWRSPVBGDXX | TotalAnnualMaxCapacityInvestment | 2034 | 0.13954 | lid_relaxed | 2026-07-10T11:17:52.349000
B_Optimised_VRE | Secondary Techs | PWRSPVBGDXX | TotalAnnualMaxCapacityInvestment | 2035 | 0.15425 | lid_relaxed | 2026-07-10T11:17:52.349000
B_Optimised_VRE | Secondary Techs | PWRSPVBGDXX | TotalAnnualMaxCapacityInvestment | 2036 | 0.17331 | lid_relaxed | 2026-07-10T11:17:52.349000
B_Optimised_VRE | Secondary Techs | PWRSPVBGDXX | TotalAnnualMaxCapacityInvestment | 2037 | 0.19127 | lid_relaxed | 2026-07-10T11:17:52.349000
B_Optimised_VRE | Secondary Techs | PWRSPVBGDXX | TotalAnnualMaxCapacityInvestment | 2038 | 0.20785 | lid_relaxed | 2026-07-10T11:17:52.349000
B_Optimised_VRE | Secondary Techs | PWRSPVBGDXX | TotalAnnualMaxCapacityInvestment | 2039 | 0.22263 | lid_relaxed | 2026-07-10T11:17:52.349000
B_Optimised_VRE | Secondary Techs | PWRSPVBGDXX | TotalAnnualMaxCapacityInvestment | 2040 | 0.23528 | lid_relaxed | 2026-07-10T11:17:52.349000
B_Optimised_VRE | Secondary Techs | PWRSPVBGDXX | TotalAnnualMaxCapacityInvestment | 2041 | 0.24984 | lid_relaxed | 2026-07-10T11:17:52.349000
B_Optimised_VRE | Secondary Techs | PWRSPVBGDXX | TotalAnnualMaxCapacityInvestment | 2042 | 0.19615 | lid_adequacy_scaled | 2026-07-10T11:17:52.349000
B_Optimised_VRE | Secondary Techs | PWRSPVBGDXX | TotalAnnualMaxCapacityInvestment | 2043 | 0.29424 | lid_adequacy_scaled | 2026-07-10T11:17:52.349000
B_Optimised_VRE | Secondary Techs | PWRSPVBGDXX | TotalAnnualMaxCapacityInvestment | 2044 | 0.42497 | lid_adequacy_scaled | 2026-07-10T11:17:52.349000
B_Optimised_VRE | Secondary Techs | PWRSPVBGDXX | TotalAnnualMaxCapacityInvestment | 2045 | 0.58277 | lid_adequacy_scaled | 2026-07-10T11:17:52.349000
B_Optimised_VRE | Secondary Techs | PWRSPVBGDXX | TotalAnnualMaxCapacityInvestment | 2046 | 0.7957 | lid_adequacy_scaled | 2026-07-10T11:17:52.349000
B_Optimised_VRE | Secondary Techs | PWRSPVBGDXX | TotalAnnualMaxCapacityInvestment | 2047 | 1.011 | lid_adequacy_scaled | 2026-07-10T11:17:52.349000
B_Optimised_VRE | Secondary Techs | PWRSPVBGDXX | TotalAnnualMaxCapacityInvestment | 2048 | 1.2063 | lid_adequacy_scaled | 2026-07-10T11:17:52.349000
B_Optimised_VRE | Secondary Techs | PWRSPVBGDXX | TotalAnnualMaxCapacityInvestment | 2049 | 1.392 | lid_adequacy_scaled | 2026-07-10T11:17:52.349000
B_Optimised_VRE | Secondary Techs | PWRSPVBGDXX | TotalAnnualMaxCapacityInvestment | 2050 | 1.5731 | lid_adequacy_scaled | 2026-07-10T11:17:52.349000
B_Optimised_VRE | Secondary Techs | PWRLDSBGDXX | TotalAnnualMaxCapacityInvestment | 2023 | 9999 | exempt_maxcap_uncapped | 2026-07-10T11:17:52.349000
B_Optimised_VRE | Secondary Techs | PWRLDSBGDXX | TotalAnnualMaxCapacityInvestment | 2024 | 9999 | exempt_maxcap_uncapped | 2026-07-10T11:17:52.349000
B_Optimised_VRE | Secondary Techs | PWRLDSBGDXX | TotalAnnualMaxCapacityInvestment | 2025 | 9999 | exempt_maxcap_uncapped | 2026-07-10T11:17:52.349000
B_Optimised_VRE | Secondary Techs | PWRLDSBGDXX | TotalAnnualMaxCapacityInvestment | 2026 | 9999 | exempt_maxcap_uncapped | 2026-07-10T11:17:52.349000
B_Optimised_VRE | Secondary Techs | PWRLDSBGDXX | TotalAnnualMaxCapacityInvestment | 2027 | 9999 | exempt_maxcap_uncapped | 2026-07-10T11:17:52.349000
B_Optimised_VRE | Secondary Techs | PWRLDSBGDXX | TotalAnnualMaxCapacityInvestment | 2028 | 9999 | exempt_maxcap_uncapped | 2026-07-10T11:17:52.349000
B_Optimised_VRE | Secondary Techs | PWRLDSBGDXX | TotalAnnualMaxCapacityInvestment | 2029 | 9999 | exempt_maxcap_uncapped | 2026-07-10T11:17:52.349000
B_Optimised_VRE | Secondary Techs | PWRLDSBGDXX | TotalAnnualMaxCapacityInvestment | 2030 | 9999 | exempt_maxcap_uncapped | 2026-07-10T11:17:52.349000
B_Optimised_VRE | Secondary Techs | PWRLDSBGDXX | TotalAnnualMaxCapacityInvestment | 2031 | 9999 | exempt_maxcap_uncapped | 2026-07-10T11:17:52.349000
B_Optimised_VRE | Secondary Techs | PWRLDSBGDXX | TotalAnnualMaxCapacityInvestment | 2032 | 9999 | exempt_maxcap_uncapped | 2026-07-10T11:17:52.349000
B_Optimised_VRE | Secondary Techs | PWRLDSBGDXX | TotalAnnualMaxCapacityInvestment | 2033 | 9999 | exempt_maxcap_uncapped | 2026-07-10T11:17:52.349000
B_Optimised_VRE | Secondary Techs | PWRLDSBGDXX | TotalAnnualMaxCapacityInvestment | 2034 | 9999 | exempt_maxcap_uncapped | 2026-07-10T11:17:52.349000
B_Optimised_VRE | Secondary Techs | PWRLDSBGDXX | TotalAnnualMaxCapacityInvestment | 2035 | 9999 | exempt_maxcap_uncapped | 2026-07-10T11:17:52.349000
B_Optimised_VRE | Secondary Techs | PWRLDSBGDXX | TotalAnnualMaxCapacityInvestment | 2036 | 9999 | exempt_maxcap_uncapped | 2026-07-10T11:17:52.349000
B_Optimised_VRE | Secondary Techs | PWRLDSBGDXX | TotalAnnualMaxCapacityInvestment | 2037 | 9999 | exempt_maxcap_uncapped | 2026-07-10T11:17:52.349000
B_Optimised_VRE | Secondary Techs | PWRLDSBGDXX | TotalAnnualMaxCapacityInvestment | 2038 | 9999 | exempt_maxcap_uncapped | 2026-07-10T11:17:52.349000
B_Optimised_VRE | Secondary Techs | PWRLDSBGDXX | TotalAnnualMaxCapacityInvestment | 2039 | 9999 | exempt_maxcap_uncapped | 2026-07-10T11:17:52.349000
B_Optimised_VRE | Secondary Techs | PWRLDSBGDXX | TotalAnnualMaxCapacityInvestment | 2040 | 9999 | exempt_maxcap_uncapped | 2026-07-10T11:17:52.349000
B_Optimised_VRE | Secondary Techs | PWRLDSBGDXX | TotalAnnualMaxCapacityInvestment | 2041 | 9999 | exempt_maxcap_uncapped | 2026-07-10T11:17:52.349000
B_Optimised_VRE | Secondary Techs | PWRLDSBGDXX | TotalAnnualMaxCapacityInvestment | 2042 | 9999 | exempt_maxcap_uncapped | 2026-07-10T11:17:52.349000
B_Optimised_VRE | Secondary Techs | PWRLDSBGDXX | TotalAnnualMaxCapacityInvestment | 2043 | 9999 | exempt_maxcap_uncapped | 2026-07-10T11:17:52.349000
B_Optimised_VRE | Secondary Techs | PWRLDSBGDXX | TotalAnnualMaxCapacityInvestment | 2044 | 9999 | exempt_maxcap_uncapped | 2026-07-10T11:17:52.349000
B_Optimised_VRE | Secondary Techs | PWRLDSBGDXX | TotalAnnualMaxCapacityInvestment | 2045 | 9999 | exempt_maxcap_uncapped | 2026-07-10T11:17:52.349000
B_Optimised_VRE | Secondary Techs | PWRLDSBGDXX | TotalAnnualMaxCapacityInvestment | 2046 | 9999 | exempt_maxcap_uncapped | 2026-07-10T11:17:52.349000
B_Optimised_VRE | Secondary Techs | PWRLDSBGDXX | TotalAnnualMaxCapacityInvestment | 2047 | 9999 | exempt_maxcap_uncapped | 2026-07-10T11:17:52.349000
B_Optimised_VRE | Secondary Techs | PWRLDSBGDXX | TotalAnnualMaxCapacityInvestment | 2048 | 9999 | exempt_maxcap_uncapped | 2026-07-10T11:17:52.349000
B_Optimised_VRE | Secondary Techs | PWRLDSBGDXX | TotalAnnualMaxCapacityInvestment | 2049 | 9999 | exempt_maxcap_uncapped | 2026-07-10T11:17:52.349000
B_Optimised_VRE | Secondary Techs | PWRLDSBGDXX | TotalAnnualMaxCapacityInvestment | 2050 | 9999 | exempt_maxcap_uncapped | 2026-07-10T11:17:52.349000
B_Optimised_VRE | Secondary Techs | PWRLDSBGDXX | TotalAnnualMaxCapacityInvestment | 2023 | 9999 | exempt_uncapped | 2026-07-10T11:17:52.349000
B_Optimised_VRE | Secondary Techs | PWRLDSBGDXX | TotalAnnualMaxCapacityInvestment | 2024 | 9999 | exempt_uncapped | 2026-07-10T11:17:52.349000
B_Optimised_VRE | Secondary Techs | PWRLDSBGDXX | TotalAnnualMaxCapacityInvestment | 2025 | 9999 | exempt_uncapped | 2026-07-10T11:17:52.349000
B_Optimised_VRE | Secondary Techs | PWRLDSBGDXX | TotalAnnualMaxCapacityInvestment | 2026 | 9999 | exempt_uncapped | 2026-07-10T11:17:52.349000
B_Optimised_VRE | Secondary Techs | PWRLDSBGDXX | TotalAnnualMaxCapacityInvestment | 2027 | 9999 | exempt_uncapped | 2026-07-10T11:17:52.349000
B_Optimised_VRE | Secondary Techs | PWRLDSBGDXX | TotalAnnualMaxCapacityInvestment | 2028 | 9999 | exempt_uncapped | 2026-07-10T11:17:52.349000
B_Optimised_VRE | Secondary Techs | PWRLDSBGDXX | TotalAnnualMaxCapacityInvestment | 2029 | 9999 | exempt_uncapped | 2026-07-10T11:17:52.349000
B_Optimised_VRE | Secondary Techs | PWRLDSBGDXX | TotalAnnualMaxCapacityInvestment | 2030 | 9999 | exempt_uncapped | 2026-07-10T11:17:52.349000
B_Optimised_VRE | Secondary Techs | PWRLDSBGDXX | TotalAnnualMaxCapacityInvestment | 2031 | 9999 | exempt_uncapped | 2026-07-10T11:17:52.349000
B_Optimised_VRE | Secondary Techs | PWRLDSBGDXX | TotalAnnualMaxCapacityInvestment | 2032 | 9999 | exempt_uncapped | 2026-07-10T11:17:52.349000
B_Optimised_VRE | Secondary Techs | PWRLDSBGDXX | TotalAnnualMaxCapacityInvestment | 2033 | 9999 | exempt_uncapped | 2026-07-10T11:17:52.349000
B_Optimised_VRE | Secondary Techs | PWRLDSBGDXX | TotalAnnualMaxCapacityInvestment | 2034 | 9999 | exempt_uncapped | 2026-07-10T11:17:52.349000
B_Optimised_VRE | Secondary Techs | PWRLDSBGDXX | TotalAnnualMaxCapacityInvestment | 2035 | 9999 | exempt_uncapped | 2026-07-10T11:17:52.349000
B_Optimised_VRE | Secondary Techs | PWRLDSBGDXX | TotalAnnualMaxCapacityInvestment | 2036 | 9999 | exempt_uncapped | 2026-07-10T11:17:52.349000
B_Optimised_VRE | Secondary Techs | PWRLDSBGDXX | TotalAnnualMaxCapacityInvestment | 2037 | 9999 | exempt_uncapped | 2026-07-10T11:17:52.349000
B_Optimised_VRE | Secondary Techs | PWRLDSBGDXX | TotalAnnualMaxCapacityInvestment | 2038 | 9999 | exempt_uncapped | 2026-07-10T11:17:52.349000
B_Optimised_VRE | Secondary Techs | PWRLDSBGDXX | TotalAnnualMaxCapacityInvestment | 2039 | 9999 | exempt_uncapped | 2026-07-10T11:17:52.349000
B_Optimised_VRE | Secondary Techs | PWRLDSBGDXX | TotalAnnualMaxCapacityInvestment | 2040 | 9999 | exempt_uncapped | 2026-07-10T11:17:52.349000
B_Optimised_VRE | Secondary Techs | PWRLDSBGDXX | TotalAnnualMaxCapacityInvestment | 2041 | 9999 | exempt_uncapped | 2026-07-10T11:17:52.349000
B_Optimised_VRE | Secondary Techs | PWRLDSBGDXX | TotalAnnualMaxCapacityInvestment | 2042 | 9999 | exempt_uncapped | 2026-07-10T11:17:52.349000
B_Optimised_VRE | Secondary Techs | PWRLDSBGDXX | TotalAnnualMaxCapacityInvestment | 2043 | 9999 | exempt_uncapped | 2026-07-10T11:17:52.349000
B_Optimised_VRE | Secondary Techs | PWRLDSBGDXX | TotalAnnualMaxCapacityInvestment | 2044 | 9999 | exempt_uncapped | 2026-07-10T11:17:52.349000
B_Optimised_VRE | Secondary Techs | PWRLDSBGDXX | TotalAnnualMaxCapacityInvestment | 2045 | 9999 | exempt_uncapped | 2026-07-10T11:17:52.349000
B_Optimised_VRE | Secondary Techs | PWRLDSBGDXX | TotalAnnualMaxCapacityInvestment | 2046 | 9999 | exempt_uncapped | 2026-07-10T11:17:52.349000
B_Optimised_VRE | Secondary Techs | PWRLDSBGDXX | TotalAnnualMaxCapacityInvestment | 2047 | 9999 | exempt_uncapped | 2026-07-10T11:17:52.349000
B_Optimised_VRE | Secondary Techs | PWRLDSBGDXX | TotalAnnualMaxCapacityInvestment | 2048 | 9999 | exempt_uncapped | 2026-07-10T11:17:52.349000
B_Optimised_VRE | Secondary Techs | PWRLDSBGDXX | TotalAnnualMaxCapacityInvestment | 2049 | 9999 | exempt_uncapped | 2026-07-10T11:17:52.349000
B_Optimised_VRE | Secondary Techs | PWRLDSBGDXX | TotalAnnualMaxCapacityInvestment | 2050 | 9999 | exempt_uncapped | 2026-07-10T11:17:52.349000
B_Optimised_VRE | Secondary Techs | PWRCOAINDWE | TotalAnnualMaxCapacityInvestment | 2023 | 0 | lid_floor_suppressed | 2026-07-10T11:17:52.349000
B_Optimised_VRE | Secondary Techs | PWRCOAINDWE | TotalAnnualMaxCapacityInvestment | 2024 | 5.2684 | lid_fill | 2026-07-10T11:17:52.349000
B_Optimised_VRE | Secondary Techs | PWRCOAINDWE | TotalAnnualMaxCapacityInvestment | 2025 | 5.7646 | lid_fill | 2026-07-10T11:17:52.349000
B_Optimised_VRE | Secondary Techs | PWRCOAINDWE | TotalAnnualMaxCapacityInvestment | 2026 | 6.4994 | lid_fill | 2026-07-10T11:17:52.349000
B_Optimised_VRE | Secondary Techs | PWRCOAINDWE | TotalAnnualMaxCapacityInvestment | 2027 | 6.2677 | lid_fill | 2026-07-10T11:17:52.349000
B_Optimised_VRE | Secondary Techs | PWRCOAINDWE | TotalAnnualMaxCapacityInvestment | 2028 | 6.4937 | lid_family_capped | 2026-07-10T11:17:52.349000
B_Optimised_VRE | Secondary Techs | PWRCOAINDWE | TotalAnnualMaxCapacityInvestment | 2029 | 5.5638 | lid_family_capped | 2026-07-10T11:17:52.349000
B_Optimised_VRE | Secondary Techs | PWRCOAINDWE | TotalAnnualMaxCapacityInvestment | 2030 | 1.944 | lid_family_capped | 2026-07-10T11:17:52.349000
B_Optimised_VRE | Secondary Techs | PWRCOAINDWE | TotalAnnualMaxCapacityInvestment | 2031 | 1.5852 | lid_family_capped | 2026-07-10T11:17:52.349000
B_Optimised_VRE | Secondary Techs | PWRCOAINDWE | TotalAnnualMaxCapacityInvestment | 2032 | 3.4767 | lid_family_capped | 2026-07-10T11:17:52.349000
B_Optimised_VRE | Secondary Techs | PWRCOAINDWE | TotalAnnualMaxCapacityInvestment | 2033 | 3.222 | lid_family_capped | 2026-07-10T11:17:52.349000
B_Optimised_VRE | Secondary Techs | PWRCOAINDWE | TotalAnnualMaxCapacityInvestment | 2034 | 2.9674 | lid_family_capped | 2026-07-10T11:17:52.349000
B_Optimised_VRE | Secondary Techs | PWRCOAINDWE | TotalAnnualMaxCapacityInvestment | 2035 | 6.0751 | untie_min_inv | 2026-07-10T11:17:52.349000
B_Optimised_VRE | Secondary Techs | PWRCOAINDWE | TotalAnnualMaxCapacityInvestment | 2036 | 2.4582 | lid_family_capped | 2026-07-10T11:17:52.349000
B_Optimised_VRE | Secondary Techs | PWRCOAINDWE | TotalAnnualMaxCapacityInvestment | 2037 | 2.7679 | lid_family_capped | 2026-07-10T11:17:52.349000
B_Optimised_VRE | Secondary Techs | PWRCOAINDWE | TotalAnnualMaxCapacityInvestment | 2038 | 2.487 | lid_family_capped | 2026-07-10T11:17:52.349000
B_Optimised_VRE | Secondary Techs | PWRCOAINDWE | TotalAnnualMaxCapacityInvestment | 2039 | 2.2061 | lid_family_capped | 2026-07-10T11:17:52.349000
B_Optimised_VRE | Secondary Techs | PWRCOAINDWE | TotalAnnualMaxCapacityInvestment | 2040 | 1.9252 | lid_family_capped | 2026-07-10T11:17:52.349000
B_Optimised_VRE | Secondary Techs | PWRCOAINDWE | TotalAnnualMaxCapacityInvestment | 2041 | 1.6443 | lid_family_capped | 2026-07-10T11:17:52.349000
B_Optimised_VRE | Secondary Techs | PWRCOAINDWE | TotalAnnualMaxCapacityInvestment | 2042 | 2.0154 | lid_family_capped | 2026-07-10T11:17:52.349000
B_Optimised_VRE | Secondary Techs | PWRCOAINDWE | TotalAnnualMaxCapacityInvestment | 2043 | 1.9317 | lid_family_capped | 2026-07-10T11:17:52.349000
B_Optimised_VRE | Secondary Techs | PWRCOAINDWE | TotalAnnualMaxCapacityInvestment | 2044 | 2.1511 | lid_adequacy_scaled | 2026-07-10T11:17:52.349000
B_Optimised_VRE | Secondary Techs | PWRCOAINDWE | TotalAnnualMaxCapacityInvestment | 2045 | 2.5708 | lid_adequacy_scaled | 2026-07-10T11:17:52.349000
B_Optimised_VRE | Secondary Techs | PWRCOAINDWE | TotalAnnualMaxCapacityInvestment | 2046 | 3.0474 | lid_adequacy_scaled | 2026-07-10T11:17:52.349000
B_Optimised_VRE | Secondary Techs | PWRCOAINDWE | TotalAnnualMaxCapacityInvestment | 2047 | 3.4487 | lid_adequacy_scaled | 2026-07-10T11:17:52.349000
B_Optimised_VRE | Secondary Techs | PWRCOAINDWE | TotalAnnualMaxCapacityInvestment | 2048 | 3.7909 | lid_adequacy_scaled | 2026-07-10T11:17:52.349000
B_Optimised_VRE | Secondary Techs | PWRCOAINDWE | TotalAnnualMaxCapacityInvestment | 2049 | 4.0847 | lid_adequacy_scaled | 2026-07-10T11:17:52.349000
B_Optimised_VRE | Secondary Techs | PWRCOAINDWE | TotalAnnualMaxCapacityInvestment | 2050 | 4.337 | lid_adequacy_scaled | 2026-07-10T11:17:52.349000
B_Optimised_VRE | Secondary Techs | PWRWONLKAXX | TotalAnnualMaxCapacityInvestment | 2023 | 0.1 | lid_floor | 2026-07-10T11:17:52.349000
B_Optimised_VRE | Secondary Techs | PWRWONLKAXX | TotalAnnualMaxCapacityInvestment | 2024 | 0.1 | lid_floor | 2026-07-10T11:17:52.349000
B_Optimised_VRE | Secondary Techs | PWRWONLKAXX | TotalAnnualMaxCapacityInvestment | 2025 | 0.1 | lid_floor | 2026-07-10T11:17:52.349000
B_Optimised_VRE | Secondary Techs | PWRWONLKAXX | TotalAnnualMaxCapacityInvestment | 2026 | 0.1414 | untie_min_inv | 2026-07-10T11:17:52.349000
B_Optimised_VRE | Secondary Techs | PWRWONLKAXX | TotalAnnualMaxCapacityInvestment | 2027 | 0.7373 | untie_min_inv | 2026-07-10T11:17:52.349000
B_Optimised_VRE | Secondary Techs | PWRWONLKAXX | TotalAnnualMaxCapacityInvestment | 2028 | 0.202 | untie_min_inv | 2026-07-10T11:17:52.349000
B_Optimised_VRE | Secondary Techs | PWRWONLKAXX | TotalAnnualMaxCapacityInvestment | 2029 | 0.1515 | untie_min_inv | 2026-07-10T11:17:52.349000
B_Optimised_VRE | Secondary Techs | PWRWONLKAXX | TotalAnnualMaxCapacityInvestment | 2030 | 0.38784 | untie_min_inv | 2026-07-10T11:17:52.349000
B_Optimised_VRE | Secondary Techs | PWRWONLKAXX | TotalAnnualMaxCapacityInvestment | 2031 | 0.303 | untie_min_inv | 2026-07-10T11:17:52.349000
B_Optimised_VRE | Secondary Techs | PWRWONLKAXX | TotalAnnualMaxCapacityInvestment | 2032 | 0.2222 | untie_min_inv | 2026-07-10T11:17:52.349000
B_Optimised_VRE | Secondary Techs | PWRWONLKAXX | TotalAnnualMaxCapacityInvestment | 2033 | 0.1 | lid_floor | 2026-07-10T11:17:52.349000
B_Optimised_VRE | Secondary Techs | PWRWONLKAXX | TotalAnnualMaxCapacityInvestment | 2034 | 0.10271 | lid_relaxed | 2026-07-10T11:17:52.349000
B_Optimised_VRE | Secondary Techs | PWRWONLKAXX | TotalAnnualMaxCapacityInvestment | 2035 | 0.12119 | lid_relaxed | 2026-07-10T11:17:52.349000
B_Optimised_VRE | Secondary Techs | PWRWONLKAXX | TotalAnnualMaxCapacityInvestment | 2036 | 0.14869 | lid_relaxed | 2026-07-10T11:17:52.349000
B_Optimised_VRE | Secondary Techs | PWRWONLKAXX | TotalAnnualMaxCapacityInvestment | 2037 | 0.17603 | lid_relaxed | 2026-07-10T11:17:52.349000
B_Optimised_VRE | Secondary Techs | PWRWONLKAXX | TotalAnnualMaxCapacityInvestment | 2038 | 0.20622 | lid_relaxed | 2026-07-10T11:17:52.349000
B_Optimised_VRE | Secondary Techs | PWRWONLKAXX | TotalAnnualMaxCapacityInvestment | 2039 | 0.22957 | lid_relaxed | 2026-07-10T11:17:52.349000
B_Optimised_VRE | Secondary Techs | PWRWONLKAXX | TotalAnnualMaxCapacityInvestment | 2040 | 0.26027 | lid_relaxed | 2026-07-10T11:17:52.349000
B_Optimised_VRE | Secondary Techs | PWRWONLKAXX | TotalAnnualMaxCapacityInvestment | 2041 | 0.29949 | lid_relaxed | 2026-07-10T11:17:52.349000
B_Optimised_VRE | Secondary Techs | PWRWONLKAXX | TotalAnnualMaxCapacityInvestment | 2042 | 0.32731 | lid_relaxed | 2026-07-10T11:17:52.349000
B_Optimised_VRE | Secondary Techs | PWRWONLKAXX | TotalAnnualMaxCapacityInvestment | 2043 | 0.505 | untie_min_inv | 2026-07-10T11:17:52.349000
B_Optimised_VRE | Secondary Techs | PWRWONLKAXX | TotalAnnualMaxCapacityInvestment | 2044 | 0.39803 | lid_relaxed | 2026-07-10T11:17:52.349000
B_Optimised_VRE | Secondary Techs | PWRWONLKAXX | TotalAnnualMaxCapacityInvestment | 2045 | 0.4138 | lid_relaxed | 2026-07-10T11:17:52.349000
B_Optimised_VRE | Secondary Techs | PWRWONLKAXX | TotalAnnualMaxCapacityInvestment | 2046 | 0.46839 | lid_relaxed | 2026-07-10T11:17:52.349000
B_Optimised_VRE | Secondary Techs | PWRWONLKAXX | TotalAnnualMaxCapacityInvestment | 2047 | 0.52777 | lid_relaxed | 2026-07-10T11:17:52.349000
B_Optimised_VRE | Secondary Techs | PWRWONLKAXX | TotalAnnualMaxCapacityInvestment | 2048 | 0.55956 | lid_relaxed | 2026-07-10T11:17:52.349000
B_Optimised_VRE | Secondary Techs | PWRWONLKAXX | TotalAnnualMaxCapacityInvestment | 2049 | 0.62456 | lid_relaxed | 2026-07-10T11:17:52.349000
B_Optimised_VRE | Secondary Techs | PWRWONLKAXX | TotalAnnualMaxCapacityInvestment | 2050 | 0.70036 | lid_relaxed | 2026-07-10T11:17:52.349000
B_Optimised_VRE | Secondary Techs | PWRURNINDWE | TotalAnnualMaxCapacityInvestment | 2023 | 0.1 | lid_floor | 2026-07-10T11:17:52.349000
B_Optimised_VRE | Secondary Techs | PWRURNINDWE | TotalAnnualMaxCapacityInvestment | 2024 | 0.15599 | lid_fill | 2026-07-10T11:17:52.349000
B_Optimised_VRE | Secondary Techs | PWRURNINDWE | TotalAnnualMaxCapacityInvestment | 2025 | 0.17068 | lid_fill | 2026-07-10T11:17:52.349000
B_Optimised_VRE | Secondary Techs | PWRURNINDWE | TotalAnnualMaxCapacityInvestment | 2026 | 0.19244 | lid_fill | 2026-07-10T11:17:52.349000
B_Optimised_VRE | Secondary Techs | PWRURNINDWE | TotalAnnualMaxCapacityInvestment | 2027 | 0.18558 | lid_fill | 2026-07-10T11:17:52.349000
B_Optimised_VRE | Secondary Techs | PWRURNINDWE | TotalAnnualMaxCapacityInvestment | 2028 | 0.28841 | lid_family_capped | 2026-07-10T11:17:52.349000
B_Optimised_VRE | Secondary Techs | PWRURNINDWE | TotalAnnualMaxCapacityInvestment | 2029 | 0.2471 | lid_family_capped | 2026-07-10T11:17:52.349000
B_Optimised_VRE | Secondary Techs | PWRURNINDWE | TotalAnnualMaxCapacityInvestment | 2030 | 0.1 | lid_floor | 2026-07-10T11:17:52.349000
B_Optimised_VRE | Secondary Techs | PWRURNINDWE | TotalAnnualMaxCapacityInvestment | 2031 | 0.1 | lid_floor | 2026-07-10T11:17:52.349000
B_Optimised_VRE | Secondary Techs | PWRURNINDWE | TotalAnnualMaxCapacityInvestment | 2032 | 0.15441 | lid_family_capped | 2026-07-10T11:17:52.349000
B_Optimised_VRE | Secondary Techs | PWRURNINDWE | TotalAnnualMaxCapacityInvestment | 2033 | 0.1431 | lid_family_capped | 2026-07-10T11:17:52.349000
B_Optimised_VRE | Secondary Techs | PWRURNINDWE | TotalAnnualMaxCapacityInvestment | 2034 | 0.13179 | lid_family_capped | 2026-07-10T11:17:52.349000
B_Optimised_VRE | Secondary Techs | PWRURNINDWE | TotalAnnualMaxCapacityInvestment | 2035 | 0.12048 | lid_family_capped | 2026-07-10T11:17:52.349000
B_Optimised_VRE | Secondary Techs | PWRURNINDWE | TotalAnnualMaxCapacityInvestment | 2036 | 0.10918 | lid_family_capped | 2026-07-10T11:17:52.349000
B_Optimised_VRE | Secondary Techs | PWRURNINDWE | TotalAnnualMaxCapacityInvestment | 2037 | 0.12293 | lid_family_capped | 2026-07-10T11:17:52.349000
B_Optimised_VRE | Secondary Techs | PWRURNINDWE | TotalAnnualMaxCapacityInvestment | 2038 | 0.11045 | lid_family_capped | 2026-07-10T11:17:52.349000
B_Optimised_VRE | Secondary Techs | PWRURNINDWE | TotalAnnualMaxCapacityInvestment | 2039 | 0.1 | lid_floor | 2026-07-10T11:17:52.349000
B_Optimised_VRE | Secondary Techs | PWRURNINDWE | TotalAnnualMaxCapacityInvestment | 2040 | 0.1 | lid_floor | 2026-07-10T11:17:52.349000
B_Optimised_VRE | Secondary Techs | PWRURNINDWE | TotalAnnualMaxCapacityInvestment | 2041 | 0.1 | lid_floor | 2026-07-10T11:17:52.349000
B_Optimised_VRE | Secondary Techs | PWRURNINDWE | TotalAnnualMaxCapacityInvestment | 2042 | 0.1 | lid_floor | 2026-07-10T11:17:52.349000
B_Optimised_VRE | Secondary Techs | PWRURNINDWE | TotalAnnualMaxCapacityInvestment | 2043 | 0.1 | lid_floor | 2026-07-10T11:17:52.349000
B_Optimised_VRE | Secondary Techs | PWRURNINDWE | TotalAnnualMaxCapacityInvestment | 2044 | 0.11703 | lid_adequacy_scaled | 2026-07-10T11:17:52.349000
B_Optimised_VRE | Secondary Techs | PWRURNINDWE | TotalAnnualMaxCapacityInvestment | 2045 | 0.14827 | lid_adequacy_scaled | 2026-07-10T11:17:52.349000
B_Optimised_VRE | Secondary Techs | PWRURNINDWE | TotalAnnualMaxCapacityInvestment | 2046 | 0.18827 | lid_adequacy_scaled | 2026-07-10T11:17:52.349000
B_Optimised_VRE | Secondary Techs | PWRURNINDWE | TotalAnnualMaxCapacityInvestment | 2047 | 0.23124 | lid_adequacy_scaled | 2026-07-10T11:17:52.349000
B_Optimised_VRE | Secondary Techs | PWRURNINDWE | TotalAnnualMaxCapacityInvestment | 2048 | 0.28049 | lid_adequacy_scaled | 2026-07-10T11:17:52.349000
B_Optimised_VRE | Secondary Techs | PWRURNINDWE | TotalAnnualMaxCapacityInvestment | 2049 | 0.34091 | lid_adequacy_scaled | 2026-07-10T11:17:52.349000
B_Optimised_VRE | Secondary Techs | PWRURNINDWE | TotalAnnualMaxCapacityInvestment | 2050 | 0.4209 | lid_adequacy_scaled | 2026-07-10T11:17:52.349000
B_Optimised_VRE | Secondary Techs | PWRBIOBGDXX | TotalAnnualMaxCapacityInvestment | 2023 | 0 | lid_floor_suppressed | 2026-07-10T11:17:52.349000
B_Optimised_VRE | Secondary Techs | PWRBIOBGDXX | TotalAnnualMaxCapacityInvestment | 2024 | 6.9859e-05 | lid_floor_suppressed | 2026-07-10T11:17:52.349000
B_Optimised_VRE | Secondary Techs | PWRBIOBGDXX | TotalAnnualMaxCapacityInvestment | 2025 | 7.4596e-05 | lid_floor_suppressed | 2026-07-10T11:17:52.349000
B_Optimised_VRE | Secondary Techs | PWRBIOBGDXX | TotalAnnualMaxCapacityInvestment | 2026 | 7.9656e-05 | lid_floor_suppressed | 2026-07-10T11:17:52.349000
B_Optimised_VRE | Secondary Techs | PWRBIOBGDXX | TotalAnnualMaxCapacityInvestment | 2027 | 8.5056e-05 | lid_floor_suppressed | 2026-07-10T11:17:52.349000
B_Optimised_VRE | Secondary Techs | PWRBIOBGDXX | TotalAnnualMaxCapacityInvestment | 2028 | 9.0825e-05 | lid_floor_suppressed | 2026-07-10T11:17:52.349000
B_Optimised_VRE | Secondary Techs | PWRBIOBGDXX | TotalAnnualMaxCapacityInvestment | 2029 | 6.1164e-05 | lid_floor_suppressed | 2026-07-10T11:17:52.349000
B_Optimised_VRE | Secondary Techs | PWRBIOBGDXX | TotalAnnualMaxCapacityInvestment | 2030 | 6.2879e-05 | lid_floor_suppressed | 2026-07-10T11:17:52.349000
B_Optimised_VRE | Secondary Techs | PWRBIOBGDXX | TotalAnnualMaxCapacityInvestment | 2031 | 4.2914e-05 | lid_floor_suppressed | 2026-07-10T11:17:52.349000
B_Optimised_VRE | Secondary Techs | PWRBIOBGDXX | TotalAnnualMaxCapacityInvestment | 2032 | 4.3054e-05 | lid_floor_suppressed | 2026-07-10T11:17:52.349000
B_Optimised_VRE | Secondary Techs | PWRBIOBGDXX | TotalAnnualMaxCapacityInvestment | 2033 | 4.3085e-05 | lid_floor_suppressed | 2026-07-10T11:17:52.349000
B_Optimised_VRE | Secondary Techs | PWRBIOBGDXX | TotalAnnualMaxCapacityInvestment | 2034 | 4.2997e-05 | lid_floor_suppressed | 2026-07-10T11:17:52.349000
B_Optimised_VRE | Secondary Techs | PWRBIOBGDXX | TotalAnnualMaxCapacityInvestment | 2035 | 4.2776e-05 | lid_floor_suppressed | 2026-07-10T11:17:52.349000
B_Optimised_VRE | Secondary Techs | PWRBIOBGDXX | TotalAnnualMaxCapacityInvestment | 2036 | 4.2408e-05 | lid_floor_suppressed | 2026-07-10T11:17:52.349000
B_Optimised_VRE | Secondary Techs | PWRBIOBGDXX | TotalAnnualMaxCapacityInvestment | 2037 | 4.1876e-05 | lid_floor_suppressed | 2026-07-10T11:17:52.349000
B_Optimised_VRE | Secondary Techs | PWRBIOBGDXX | TotalAnnualMaxCapacityInvestment | 2038 | 4.1171e-05 | lid_floor_suppressed | 2026-07-10T11:17:52.349000
B_Optimised_VRE | Secondary Techs | PWRBIOBGDXX | TotalAnnualMaxCapacityInvestment | 2039 | 4.0265e-05 | lid_floor_suppressed | 2026-07-10T11:17:52.349000
B_Optimised_VRE | Secondary Techs | PWRBIOBGDXX | TotalAnnualMaxCapacityInvestment | 2040 | 3.9147e-05 | lid_floor_suppressed | 2026-07-10T11:17:52.349000
B_Optimised_VRE | Secondary Techs | PWRBIOBGDXX | TotalAnnualMaxCapacityInvestment | 2041 | 3.7791e-05 | lid_floor_suppressed | 2026-07-10T11:17:52.349000
B_Optimised_VRE | Secondary Techs | PWRBIOBGDXX | TotalAnnualMaxCapacityInvestment | 2042 | 2.7198e-05 | lid_adequacy_scaled | 2026-07-10T11:17:52.349000
B_Optimised_VRE | Secondary Techs | PWRBIOBGDXX | TotalAnnualMaxCapacityInvestment | 2043 | 3.7201e-05 | lid_adequacy_scaled | 2026-07-10T11:17:52.349000
B_Optimised_VRE | Secondary Techs | PWRBIOBGDXX | TotalAnnualMaxCapacityInvestment | 2044 | 4.2644e-05 | lid_adequacy_scaled | 2026-07-10T11:17:52.349000
B_Optimised_VRE | Secondary Techs | PWRBIOBGDXX | TotalAnnualMaxCapacityInvestment | 2045 | 4.1842e-05 | lid_adequacy_scaled | 2026-07-10T11:17:52.349000
B_Optimised_VRE | Secondary Techs | PWRBIOBGDXX | TotalAnnualMaxCapacityInvestment | 2046 | 3.2341e-05 | lid_adequacy_scaled | 2026-07-10T11:17:52.349000
B_Optimised_VRE | Secondary Techs | PWRBIOBGDXX | TotalAnnualMaxCapacityInvestment | 2047 | 6.7516e-06 | lid_adequacy_scaled | 2026-07-10T11:17:52.349000
B_Optimised_VRE | Secondary Techs | PWRBIOBGDXX | TotalAnnualMaxCapacityInvestment | 2048 | 0 | lid_adequacy_scaled | 2026-07-10T11:17:52.349000
B_Optimised_VRE | Secondary Techs | PWRBIOBGDXX | TotalAnnualMaxCapacityInvestment | 2049 | 0 | lid_adequacy_scaled | 2026-07-10T11:17:52.349000
B_Optimised_VRE | Secondary Techs | PWRBIOBGDXX | TotalAnnualMaxCapacityInvestment | 2050 | 0 | lid_adequacy_scaled | 2026-07-10T11:17:52.349000
B_Optimised_VRE | Secondary Techs | PWRWONBGDXX | TotalAnnualMaxCapacityInvestment | 2023 | 0.1 | lid_floor | 2026-07-10T11:17:52.349000
B_Optimised_VRE | Secondary Techs | PWRWONBGDXX | TotalAnnualMaxCapacityInvestment | 2024 | 0.1 | lid_floor | 2026-07-10T11:17:52.349000
B_Optimised_VRE | Secondary Techs | PWRWONBGDXX | TotalAnnualMaxCapacityInvestment | 2025 | 0.1 | lid_floor | 2026-07-10T11:17:52.349000
B_Optimised_VRE | Secondary Techs | PWRWONBGDXX | TotalAnnualMaxCapacityInvestment | 2026 | 0.1 | lid_floor | 2026-07-10T11:17:52.349000
B_Optimised_VRE | Secondary Techs | PWRWONBGDXX | TotalAnnualMaxCapacityInvestment | 2027 | 0.1 | lid_floor | 2026-07-10T11:17:52.349000
B_Optimised_VRE | Secondary Techs | PWRWONBGDXX | TotalAnnualMaxCapacityInvestment | 2028 | 0.1 | lid_floor | 2026-07-10T11:17:52.349000
B_Optimised_VRE | Secondary Techs | PWRWONBGDXX | TotalAnnualMaxCapacityInvestment | 2029 | 0.1 | lid_floor | 2026-07-10T11:17:52.349000
B_Optimised_VRE | Secondary Techs | PWRWONBGDXX | TotalAnnualMaxCapacityInvestment | 2030 | 0.1 | lid_floor | 2026-07-10T11:17:52.349000
B_Optimised_VRE | Secondary Techs | PWRWONBGDXX | TotalAnnualMaxCapacityInvestment | 2031 | 0.1 | lid_floor | 2026-07-10T11:17:52.349000
B_Optimised_VRE | Secondary Techs | PWRWONBGDXX | TotalAnnualMaxCapacityInvestment | 2032 | 0.1 | lid_floor | 2026-07-10T11:17:52.349000
B_Optimised_VRE | Secondary Techs | PWRWONBGDXX | TotalAnnualMaxCapacityInvestment | 2033 | 0.1 | lid_floor | 2026-07-10T11:17:52.349000
B_Optimised_VRE | Secondary Techs | PWRWONBGDXX | TotalAnnualMaxCapacityInvestment | 2034 | 0.1 | lid_floor | 2026-07-10T11:17:52.349000
B_Optimised_VRE | Secondary Techs | PWRWONBGDXX | TotalAnnualMaxCapacityInvestment | 2035 | 0.202 | untie_min_inv | 2026-07-10T11:17:52.349000
B_Optimised_VRE | Secondary Techs | PWRWONBGDXX | TotalAnnualMaxCapacityInvestment | 2036 | 0.1 | lid_floor | 2026-07-10T11:17:52.349000
B_Optimised_VRE | Secondary Techs | PWRWONBGDXX | TotalAnnualMaxCapacityInvestment | 2037 | 0.1 | lid_floor | 2026-07-10T11:17:52.349000
B_Optimised_VRE | Secondary Techs | PWRWONBGDXX | TotalAnnualMaxCapacityInvestment | 2038 | 0.1 | lid_floor | 2026-07-10T11:17:52.349000
B_Optimised_VRE | Secondary Techs | PWRWONBGDXX | TotalAnnualMaxCapacityInvestment | 2039 | 0.1 | lid_floor | 2026-07-10T11:17:52.349000
B_Optimised_VRE | Secondary Techs | PWRWONBGDXX | TotalAnnualMaxCapacityInvestment | 2040 | 0.1 | lid_floor | 2026-07-10T11:17:52.349000
B_Optimised_VRE | Secondary Techs | PWRWONBGDXX | TotalAnnualMaxCapacityInvestment | 2041 | 0.1 | lid_floor | 2026-07-10T11:17:52.349000
B_Optimised_VRE | Secondary Techs | PWRWONBGDXX | TotalAnnualMaxCapacityInvestment | 2042 | 0.18104 | lid_adequacy_scaled | 2026-07-10T11:17:52.349000
B_Optimised_VRE | Secondary Techs | PWRWONBGDXX | TotalAnnualMaxCapacityInvestment | 2043 | 0.29424 | lid_adequacy_scaled | 2026-07-10T11:17:52.349000
B_Optimised_VRE | Secondary Techs | PWRWONBGDXX | TotalAnnualMaxCapacityInvestment | 2044 | 0.42497 | lid_adequacy_scaled | 2026-07-10T11:17:52.349000
B_Optimised_VRE | Secondary Techs | PWRWONBGDXX | TotalAnnualMaxCapacityInvestment | 2045 | 0.58277 | lid_adequacy_scaled | 2026-07-10T11:17:52.349000
B_Optimised_VRE | Secondary Techs | PWRWONBGDXX | TotalAnnualMaxCapacityInvestment | 2046 | 0.7957 | lid_adequacy_scaled | 2026-07-10T11:17:52.349000
B_Optimised_VRE | Secondary Techs | PWRWONBGDXX | TotalAnnualMaxCapacityInvestment | 2047 | 1.011 | lid_adequacy_scaled | 2026-07-10T11:17:52.349000
B_Optimised_VRE | Secondary Techs | PWRWONBGDXX | TotalAnnualMaxCapacityInvestment | 2048 | 1.2063 | lid_adequacy_scaled | 2026-07-10T11:17:52.349000
B_Optimised_VRE | Secondary Techs | PWRWONBGDXX | TotalAnnualMaxCapacityInvestment | 2049 | 1.392 | lid_adequacy_scaled | 2026-07-10T11:17:52.349000
B_Optimised_VRE | Secondary Techs | PWRWONBGDXX | TotalAnnualMaxCapacityInvestment | 2050 | 1.5731 | lid_adequacy_scaled | 2026-07-10T11:17:52.349000
B_Optimised_VRE | Secondary Techs | PWRLDSINDNO | TotalAnnualMaxCapacityInvestment | 2023 | 9999 | exempt_maxcap_uncapped | 2026-07-10T11:17:52.349000
B_Optimised_VRE | Secondary Techs | PWRLDSINDNO | TotalAnnualMaxCapacityInvestment | 2024 | 9999 | exempt_maxcap_uncapped | 2026-07-10T11:17:52.349000
B_Optimised_VRE | Secondary Techs | PWRLDSINDNO | TotalAnnualMaxCapacityInvestment | 2025 | 9999 | exempt_maxcap_uncapped | 2026-07-10T11:17:52.349000
B_Optimised_VRE | Secondary Techs | PWRLDSINDNO | TotalAnnualMaxCapacityInvestment | 2026 | 9999 | exempt_maxcap_uncapped | 2026-07-10T11:17:52.349000
B_Optimised_VRE | Secondary Techs | PWRLDSINDNO | TotalAnnualMaxCapacityInvestment | 2027 | 9999 | exempt_maxcap_uncapped | 2026-07-10T11:17:52.349000
B_Optimised_VRE | Secondary Techs | PWRLDSINDNO | TotalAnnualMaxCapacityInvestment | 2028 | 9999 | exempt_maxcap_uncapped | 2026-07-10T11:17:52.349000
B_Optimised_VRE | Secondary Techs | PWRLDSINDNO | TotalAnnualMaxCapacityInvestment | 2029 | 9999 | exempt_maxcap_uncapped | 2026-07-10T11:17:52.349000
B_Optimised_VRE | Secondary Techs | PWRLDSINDNO | TotalAnnualMaxCapacityInvestment | 2030 | 9999 | exempt_maxcap_uncapped | 2026-07-10T11:17:52.349000
B_Optimised_VRE | Secondary Techs | PWRLDSINDNO | TotalAnnualMaxCapacityInvestment | 2031 | 9999 | exempt_maxcap_uncapped | 2026-07-10T11:17:52.349000
B_Optimised_VRE | Secondary Techs | PWRLDSINDNO | TotalAnnualMaxCapacityInvestment | 2032 | 9999 | exempt_maxcap_uncapped | 2026-07-10T11:17:52.349000
B_Optimised_VRE | Secondary Techs | PWRLDSINDNO | TotalAnnualMaxCapacityInvestment | 2033 | 9999 | exempt_maxcap_uncapped | 2026-07-10T11:17:52.349000
B_Optimised_VRE | Secondary Techs | PWRLDSINDNO | TotalAnnualMaxCapacityInvestment | 2034 | 9999 | exempt_maxcap_uncapped | 2026-07-10T11:17:52.349000
B_Optimised_VRE | Secondary Techs | PWRLDSINDNO | TotalAnnualMaxCapacityInvestment | 2035 | 9999 | exempt_maxcap_uncapped | 2026-07-10T11:17:52.349000
B_Optimised_VRE | Secondary Techs | PWRLDSINDNO | TotalAnnualMaxCapacityInvestment | 2036 | 9999 | exempt_maxcap_uncapped | 2026-07-10T11:17:52.349000
B_Optimised_VRE | Secondary Techs | PWRLDSINDNO | TotalAnnualMaxCapacityInvestment | 2037 | 9999 | exempt_maxcap_uncapped | 2026-07-10T11:17:52.349000
B_Optimised_VRE | Secondary Techs | PWRLDSINDNO | TotalAnnualMaxCapacityInvestment | 2038 | 9999 | exempt_maxcap_uncapped | 2026-07-10T11:17:52.349000
B_Optimised_VRE | Secondary Techs | PWRLDSINDNO | TotalAnnualMaxCapacityInvestment | 2039 | 9999 | exempt_maxcap_uncapped | 2026-07-10T11:17:52.349000
B_Optimised_VRE | Secondary Techs | PWRLDSINDNO | TotalAnnualMaxCapacityInvestment | 2040 | 9999 | exempt_maxcap_uncapped | 2026-07-10T11:17:52.349000
B_Optimised_VRE | Secondary Techs | PWRLDSINDNO | TotalAnnualMaxCapacityInvestment | 2041 | 9999 | exempt_maxcap_uncapped | 2026-07-10T11:17:52.349000
B_Optimised_VRE | Secondary Techs | PWRLDSINDNO | TotalAnnualMaxCapacityInvestment | 2042 | 9999 | exempt_maxcap_uncapped | 2026-07-10T11:17:52.349000
B_Optimised_VRE | Secondary Techs | PWRLDSINDNO | TotalAnnualMaxCapacityInvestment | 2043 | 9999 | exempt_maxcap_uncapped | 2026-07-10T11:17:52.349000
B_Optimised_VRE | Secondary Techs | PWRLDSINDNO | TotalAnnualMaxCapacityInvestment | 2044 | 9999 | exempt_maxcap_uncapped | 2026-07-10T11:17:52.349000
B_Optimised_VRE | Secondary Techs | PWRLDSINDNO | TotalAnnualMaxCapacityInvestment | 2045 | 9999 | exempt_maxcap_uncapped | 2026-07-10T11:17:52.349000
B_Optimised_VRE | Secondary Techs | PWRLDSINDNO | TotalAnnualMaxCapacityInvestment | 2046 | 9999 | exempt_maxcap_uncapped | 2026-07-10T11:17:52.349000
B_Optimised_VRE | Secondary Techs | PWRLDSINDNO | TotalAnnualMaxCapacityInvestment | 2047 | 9999 | exempt_maxcap_uncapped | 2026-07-10T11:17:52.349000
B_Optimised_VRE | Secondary Techs | PWRLDSINDNO | TotalAnnualMaxCapacityInvestment | 2048 | 9999 | exempt_maxcap_uncapped | 2026-07-10T11:17:52.349000
B_Optimised_VRE | Secondary Techs | PWRLDSINDNO | TotalAnnualMaxCapacityInvestment | 2049 | 9999 | exempt_maxcap_uncapped | 2026-07-10T11:17:52.349000
B_Optimised_VRE | Secondary Techs | PWRLDSINDNO | TotalAnnualMaxCapacityInvestment | 2050 | 9999 | exempt_maxcap_uncapped | 2026-07-10T11:17:52.349000
B_Optimised_VRE | Secondary Techs | PWRLDSINDNO | TotalAnnualMaxCapacityInvestment | 2023 | 9999 | exempt_uncapped | 2026-07-10T11:17:52.349000
B_Optimised_VRE | Secondary Techs | PWRLDSINDNO | TotalAnnualMaxCapacityInvestment | 2024 | 9999 | exempt_uncapped | 2026-07-10T11:17:52.349000
B_Optimised_VRE | Secondary Techs | PWRLDSINDNO | TotalAnnualMaxCapacityInvestment | 2025 | 9999 | exempt_uncapped | 2026-07-10T11:17:52.349000
B_Optimised_VRE | Secondary Techs | PWRLDSINDNO | TotalAnnualMaxCapacityInvestment | 2026 | 9999 | exempt_uncapped | 2026-07-10T11:17:52.349000
B_Optimised_VRE | Secondary Techs | PWRLDSINDNO | TotalAnnualMaxCapacityInvestment | 2027 | 9999 | exempt_uncapped | 2026-07-10T11:17:52.349000
B_Optimised_VRE | Secondary Techs | PWRLDSINDNO | TotalAnnualMaxCapacityInvestment | 2028 | 9999 | exempt_uncapped | 2026-07-10T11:17:52.349000
B_Optimised_VRE | Secondary Techs | PWRLDSINDNO | TotalAnnualMaxCapacityInvestment | 2029 | 9999 | exempt_uncapped | 2026-07-10T11:17:52.349000
B_Optimised_VRE | Secondary Techs | PWRLDSINDNO | TotalAnnualMaxCapacityInvestment | 2030 | 9999 | exempt_uncapped | 2026-07-10T11:17:52.349000
B_Optimised_VRE | Secondary Techs | PWRLDSINDNO | TotalAnnualMaxCapacityInvestment | 2031 | 9999 | exempt_uncapped | 2026-07-10T11:17:52.349000
B_Optimised_VRE | Secondary Techs | PWRLDSINDNO | TotalAnnualMaxCapacityInvestment | 2032 | 9999 | exempt_uncapped | 2026-07-10T11:17:52.349000
B_Optimised_VRE | Secondary Techs | PWRLDSINDNO | TotalAnnualMaxCapacityInvestment | 2033 | 9999 | exempt_uncapped | 2026-07-10T11:17:52.349000
B_Optimised_VRE | Secondary Techs | PWRLDSINDNO | TotalAnnualMaxCapacityInvestment | 2034 | 9999 | exempt_uncapped | 2026-07-10T11:17:52.349000
B_Optimised_VRE | Secondary Techs | PWRLDSINDNO | TotalAnnualMaxCapacityInvestment | 2035 | 9999 | exempt_uncapped | 2026-07-10T11:17:52.349000
B_Optimised_VRE | Secondary Techs | PWRLDSINDNO | TotalAnnualMaxCapacityInvestment | 2036 | 9999 | exempt_uncapped | 2026-07-10T11:17:52.349000
B_Optimised_VRE | Secondary Techs | PWRLDSINDNO | TotalAnnualMaxCapacityInvestment | 2037 | 9999 | exempt_uncapped | 2026-07-10T11:17:52.349000
B_Optimised_VRE | Secondary Techs | PWRLDSINDNO | TotalAnnualMaxCapacityInvestment | 2038 | 9999 | exempt_uncapped | 2026-07-10T11:17:52.349000
B_Optimised_VRE | Secondary Techs | PWRLDSINDNO | TotalAnnualMaxCapacityInvestment | 2039 | 9999 | exempt_uncapped | 2026-07-10T11:17:52.349000
B_Optimised_VRE | Secondary Techs | PWRLDSINDNO | TotalAnnualMaxCapacityInvestment | 2040 | 9999 | exempt_uncapped | 2026-07-10T11:17:52.349000
B_Optimised_VRE | Secondary Techs | PWRLDSINDNO | TotalAnnualMaxCapacityInvestment | 2041 | 9999 | exempt_uncapped | 2026-07-10T11:17:52.349000
B_Optimised_VRE | Secondary Techs | PWRLDSINDNO | TotalAnnualMaxCapacityInvestment | 2042 | 9999 | exempt_uncapped | 2026-07-10T11:17:52.349000
B_Optimised_VRE | Secondary Techs | PWRLDSINDNO | TotalAnnualMaxCapacityInvestment | 2043 | 9999 | exempt_uncapped | 2026-07-10T11:17:52.349000
B_Optimised_VRE | Secondary Techs | PWRLDSINDNO | TotalAnnualMaxCapacityInvestment | 2044 | 9999 | exempt_uncapped | 2026-07-10T11:17:52.349000
B_Optimised_VRE | Secondary Techs | PWRLDSINDNO | TotalAnnualMaxCapacityInvestment | 2045 | 9999 | exempt_uncapped | 2026-07-10T11:17:52.349000
B_Optimised_VRE | Secondary Techs | PWRLDSINDNO | TotalAnnualMaxCapacityInvestment | 2046 | 9999 | exempt_uncapped | 2026-07-10T11:17:52.349000
B_Optimised_VRE | Secondary Techs | PWRLDSINDNO | TotalAnnualMaxCapacityInvestment | 2047 | 9999 | exempt_uncapped | 2026-07-10T11:17:52.349000
B_Optimised_VRE | Secondary Techs | PWRLDSINDNO | TotalAnnualMaxCapacityInvestment | 2048 | 9999 | exempt_uncapped | 2026-07-10T11:17:52.349000
B_Optimised_VRE | Secondary Techs | PWRLDSINDNO | TotalAnnualMaxCapacityInvestment | 2049 | 9999 | exempt_uncapped | 2026-07-10T11:17:52.349000
B_Optimised_VRE | Secondary Techs | PWRLDSINDNO | TotalAnnualMaxCapacityInvestment | 2050 | 9999 | exempt_uncapped | 2026-07-10T11:17:52.349000
B_Optimised_VRE | Secondary Techs | PWRSPVNPLXX | TotalAnnualMaxCapacityInvestment | 2023 | 0.1 | lid_floor | 2026-07-10T11:17:52.349000
B_Optimised_VRE | Secondary Techs | PWRSPVNPLXX | TotalAnnualMaxCapacityInvestment | 2024 | 0.1 | lid_floor | 2026-07-10T11:17:52.349000
B_Optimised_VRE | Secondary Techs | PWRSPVNPLXX | TotalAnnualMaxCapacityInvestment | 2025 | 0.9696 | untie_min_inv | 2026-07-10T11:17:52.349000
B_Optimised_VRE | Secondary Techs | PWRSPVNPLXX | TotalAnnualMaxCapacityInvestment | 2026 | 0.1 | lid_floor | 2026-07-10T11:17:52.349000
B_Optimised_VRE | Secondary Techs | PWRSPVNPLXX | TotalAnnualMaxCapacityInvestment | 2027 | 0.1 | lid_floor | 2026-07-10T11:17:52.349000
B_Optimised_VRE | Secondary Techs | PWRSPVNPLXX | TotalAnnualMaxCapacityInvestment | 2028 | 0.1 | lid_floor | 2026-07-10T11:17:52.349000
B_Optimised_VRE | Secondary Techs | PWRSPVNPLXX | TotalAnnualMaxCapacityInvestment | 2029 | 0.1 | lid_floor | 2026-07-10T11:17:52.349000
B_Optimised_VRE | Secondary Techs | PWRSPVNPLXX | TotalAnnualMaxCapacityInvestment | 2030 | 0.1 | lid_floor | 2026-07-10T11:17:52.349000
B_Optimised_VRE | Secondary Techs | PWRSPVNPLXX | TotalAnnualMaxCapacityInvestment | 2031 | 0.1 | lid_floor | 2026-07-10T11:17:52.349000
B_Optimised_VRE | Secondary Techs | PWRSPVNPLXX | TotalAnnualMaxCapacityInvestment | 2032 | 0.1 | lid_floor | 2026-07-10T11:17:52.349000
B_Optimised_VRE | Secondary Techs | PWRSPVNPLXX | TotalAnnualMaxCapacityInvestment | 2033 | 0.1 | lid_floor | 2026-07-10T11:17:52.349000
B_Optimised_VRE | Secondary Techs | PWRSPVNPLXX | TotalAnnualMaxCapacityInvestment | 2034 | 0.1 | lid_floor | 2026-07-10T11:17:52.349000
B_Optimised_VRE | Secondary Techs | PWRSPVNPLXX | TotalAnnualMaxCapacityInvestment | 2035 | 0.1 | lid_floor | 2026-07-10T11:17:52.349000
B_Optimised_VRE | Secondary Techs | PWRSPVNPLXX | TotalAnnualMaxCapacityInvestment | 2036 | 0.1 | lid_floor | 2026-07-10T11:17:52.349000
B_Optimised_VRE | Secondary Techs | PWRSPVNPLXX | TotalAnnualMaxCapacityInvestment | 2037 | 0.1 | lid_floor | 2026-07-10T11:17:52.349000
B_Optimised_VRE | Secondary Techs | PWRSPVNPLXX | TotalAnnualMaxCapacityInvestment | 2038 | 0.1 | lid_floor | 2026-07-10T11:17:52.349000
B_Optimised_VRE | Secondary Techs | PWRSPVNPLXX | TotalAnnualMaxCapacityInvestment | 2039 | 0.1 | lid_floor | 2026-07-10T11:17:52.349000
B_Optimised_VRE | Secondary Techs | PWRSPVNPLXX | TotalAnnualMaxCapacityInvestment | 2040 | 0.1 | lid_floor | 2026-07-10T11:17:52.349000
B_Optimised_VRE | Secondary Techs | PWRSPVNPLXX | TotalAnnualMaxCapacityInvestment | 2041 | 0.1 | lid_floor | 2026-07-10T11:17:52.349000
B_Optimised_VRE | Secondary Techs | PWRSPVNPLXX | TotalAnnualMaxCapacityInvestment | 2042 | 0.1 | lid_floor | 2026-07-10T11:17:52.349000
B_Optimised_VRE | Secondary Techs | PWRSPVNPLXX | TotalAnnualMaxCapacityInvestment | 2043 | 0.1 | lid_floor | 2026-07-10T11:17:52.349000
B_Optimised_VRE | Secondary Techs | PWRSPVNPLXX | TotalAnnualMaxCapacityInvestment | 2044 | 0.1 | lid_floor | 2026-07-10T11:17:52.349000
B_Optimised_VRE | Secondary Techs | PWRSPVNPLXX | TotalAnnualMaxCapacityInvestment | 2045 | 0.1 | lid_floor | 2026-07-10T11:17:52.349000
B_Optimised_VRE | Secondary Techs | PWRSPVNPLXX | TotalAnnualMaxCapacityInvestment | 2046 | 0.10798 | lid_relaxed | 2026-07-10T11:17:52.349000
B_Optimised_VRE | Secondary Techs | PWRSPVNPLXX | TotalAnnualMaxCapacityInvestment | 2047 | 0.13861 | lid_adequacy_scaled | 2026-07-10T11:17:52.349000
B_Optimised_VRE | Secondary Techs | PWRSPVNPLXX | TotalAnnualMaxCapacityInvestment | 2048 | 0.18463 | lid_adequacy_scaled | 2026-07-10T11:17:52.349000
B_Optimised_VRE | Secondary Techs | PWRSPVNPLXX | TotalAnnualMaxCapacityInvestment | 2049 | 0.23749 | lid_adequacy_scaled | 2026-07-10T11:17:52.349000
B_Optimised_VRE | Secondary Techs | PWRSPVNPLXX | TotalAnnualMaxCapacityInvestment | 2050 | 0.29738 | lid_adequacy_scaled | 2026-07-10T11:17:52.349000
B_Optimised_VRE | Secondary Techs | PWRSDSINDWE | TotalAnnualMaxCapacityInvestment | 2023 | 9999 | exempt_maxcap_uncapped | 2026-07-10T11:17:52.349000
B_Optimised_VRE | Secondary Techs | PWRSDSINDWE | TotalAnnualMaxCapacityInvestment | 2024 | 9999 | exempt_maxcap_uncapped | 2026-07-10T11:17:52.349000
B_Optimised_VRE | Secondary Techs | PWRSDSINDWE | TotalAnnualMaxCapacityInvestment | 2025 | 9999 | exempt_maxcap_uncapped | 2026-07-10T11:17:52.349000
B_Optimised_VRE | Secondary Techs | PWRSDSINDWE | TotalAnnualMaxCapacityInvestment | 2026 | 9999 | exempt_maxcap_uncapped | 2026-07-10T11:17:52.349000
B_Optimised_VRE | Secondary Techs | PWRSDSINDWE | TotalAnnualMaxCapacityInvestment | 2027 | 9999 | exempt_maxcap_uncapped | 2026-07-10T11:17:52.349000
B_Optimised_VRE | Secondary Techs | PWRSDSINDWE | TotalAnnualMaxCapacityInvestment | 2028 | 9999 | exempt_maxcap_uncapped | 2026-07-10T11:17:52.349000
B_Optimised_VRE | Secondary Techs | PWRSDSINDWE | TotalAnnualMaxCapacityInvestment | 2029 | 9999 | exempt_maxcap_uncapped | 2026-07-10T11:17:52.349000
B_Optimised_VRE | Secondary Techs | PWRSDSINDWE | TotalAnnualMaxCapacityInvestment | 2030 | 9999 | exempt_maxcap_uncapped | 2026-07-10T11:17:52.349000
B_Optimised_VRE | Secondary Techs | PWRSDSINDWE | TotalAnnualMaxCapacityInvestment | 2031 | 9999 | exempt_maxcap_uncapped | 2026-07-10T11:17:52.349000
B_Optimised_VRE | Secondary Techs | PWRSDSINDWE | TotalAnnualMaxCapacityInvestment | 2032 | 9999 | exempt_maxcap_uncapped | 2026-07-10T11:17:52.349000
B_Optimised_VRE | Secondary Techs | PWRSDSINDWE | TotalAnnualMaxCapacityInvestment | 2033 | 9999 | exempt_maxcap_uncapped | 2026-07-10T11:17:52.349000
B_Optimised_VRE | Secondary Techs | PWRSDSINDWE | TotalAnnualMaxCapacityInvestment | 2034 | 9999 | exempt_maxcap_uncapped | 2026-07-10T11:17:52.349000
B_Optimised_VRE | Secondary Techs | PWRSDSINDWE | TotalAnnualMaxCapacityInvestment | 2035 | 9999 | exempt_maxcap_uncapped | 2026-07-10T11:17:52.349000
B_Optimised_VRE | Secondary Techs | PWRSDSINDWE | TotalAnnualMaxCapacityInvestment | 2036 | 9999 | exempt_maxcap_uncapped | 2026-07-10T11:17:52.349000
B_Optimised_VRE | Secondary Techs | PWRSDSINDWE | TotalAnnualMaxCapacityInvestment | 2037 | 9999 | exempt_maxcap_uncapped | 2026-07-10T11:17:52.349000
B_Optimised_VRE | Secondary Techs | PWRSDSINDWE | TotalAnnualMaxCapacityInvestment | 2038 | 9999 | exempt_maxcap_uncapped | 2026-07-10T11:17:52.349000
B_Optimised_VRE | Secondary Techs | PWRSDSINDWE | TotalAnnualMaxCapacityInvestment | 2039 | 9999 | exempt_maxcap_uncapped | 2026-07-10T11:17:52.349000
B_Optimised_VRE | Secondary Techs | PWRSDSINDWE | TotalAnnualMaxCapacityInvestment | 2040 | 9999 | exempt_maxcap_uncapped | 2026-07-10T11:17:52.349000
B_Optimised_VRE | Secondary Techs | PWRSDSINDWE | TotalAnnualMaxCapacityInvestment | 2041 | 9999 | exempt_maxcap_uncapped | 2026-07-10T11:17:52.349000
B_Optimised_VRE | Secondary Techs | PWRSDSINDWE | TotalAnnualMaxCapacityInvestment | 2042 | 9999 | exempt_maxcap_uncapped | 2026-07-10T11:17:52.349000
B_Optimised_VRE | Secondary Techs | PWRSDSINDWE | TotalAnnualMaxCapacityInvestment | 2043 | 9999 | exempt_maxcap_uncapped | 2026-07-10T11:17:52.349000
B_Optimised_VRE | Secondary Techs | PWRSDSINDWE | TotalAnnualMaxCapacityInvestment | 2044 | 9999 | exempt_maxcap_uncapped | 2026-07-10T11:17:52.349000
B_Optimised_VRE | Secondary Techs | PWRSDSINDWE | TotalAnnualMaxCapacityInvestment | 2045 | 9999 | exempt_maxcap_uncapped | 2026-07-10T11:17:52.349000
B_Optimised_VRE | Secondary Techs | PWRSDSINDWE | TotalAnnualMaxCapacityInvestment | 2046 | 9999 | exempt_maxcap_uncapped | 2026-07-10T11:17:52.349000
B_Optimised_VRE | Secondary Techs | PWRSDSINDWE | TotalAnnualMaxCapacityInvestment | 2047 | 9999 | exempt_maxcap_uncapped | 2026-07-10T11:17:52.349000
B_Optimised_VRE | Secondary Techs | PWRSDSINDWE | TotalAnnualMaxCapacityInvestment | 2048 | 9999 | exempt_maxcap_uncapped | 2026-07-10T11:17:52.349000
B_Optimised_VRE | Secondary Techs | PWRSDSINDWE | TotalAnnualMaxCapacityInvestment | 2049 | 9999 | exempt_maxcap_uncapped | 2026-07-10T11:17:52.349000
B_Optimised_VRE | Secondary Techs | PWRSDSINDWE | TotalAnnualMaxCapacityInvestment | 2050 | 9999 | exempt_maxcap_uncapped | 2026-07-10T11:17:52.349000
B_Optimised_VRE | Secondary Techs | PWRSDSINDWE | TotalAnnualMaxCapacityInvestment | 2023 | 9999 | exempt_uncapped | 2026-07-10T11:17:52.349000
B_Optimised_VRE | Secondary Techs | PWRSDSINDWE | TotalAnnualMaxCapacityInvestment | 2024 | 9999 | exempt_uncapped | 2026-07-10T11:17:52.349000
B_Optimised_VRE | Secondary Techs | PWRSDSINDWE | TotalAnnualMaxCapacityInvestment | 2025 | 9999 | exempt_uncapped | 2026-07-10T11:17:52.349000
B_Optimised_VRE | Secondary Techs | PWRSDSINDWE | TotalAnnualMaxCapacityInvestment | 2026 | 9999 | exempt_uncapped | 2026-07-10T11:17:52.349000
B_Optimised_VRE | Secondary Techs | PWRSDSINDWE | TotalAnnualMaxCapacityInvestment | 2027 | 9999 | exempt_uncapped | 2026-07-10T11:17:52.349000
B_Optimised_VRE | Secondary Techs | PWRSDSINDWE | TotalAnnualMaxCapacityInvestment | 2028 | 9999 | exempt_uncapped | 2026-07-10T11:17:52.349000
B_Optimised_VRE | Secondary Techs | PWRSDSINDWE | TotalAnnualMaxCapacityInvestment | 2029 | 9999 | exempt_uncapped | 2026-07-10T11:17:52.349000
B_Optimised_VRE | Secondary Techs | PWRSDSINDWE | TotalAnnualMaxCapacityInvestment | 2030 | 9999 | exempt_uncapped | 2026-07-10T11:17:52.349000
B_Optimised_VRE | Secondary Techs | PWRSDSINDWE | TotalAnnualMaxCapacityInvestment | 2031 | 9999 | exempt_uncapped | 2026-07-10T11:17:52.349000
B_Optimised_VRE | Secondary Techs | PWRSDSINDWE | TotalAnnualMaxCapacityInvestment | 2032 | 9999 | exempt_uncapped | 2026-07-10T11:17:52.349000
B_Optimised_VRE | Secondary Techs | PWRSDSINDWE | TotalAnnualMaxCapacityInvestment | 2033 | 9999 | exempt_uncapped | 2026-07-10T11:17:52.349000
B_Optimised_VRE | Secondary Techs | PWRSDSINDWE | TotalAnnualMaxCapacityInvestment | 2034 | 9999 | exempt_uncapped | 2026-07-10T11:17:52.349000
B_Optimised_VRE | Secondary Techs | PWRSDSINDWE | TotalAnnualMaxCapacityInvestment | 2035 | 9999 | exempt_uncapped | 2026-07-10T11:17:52.349000
B_Optimised_VRE | Secondary Techs | PWRSDSINDWE | TotalAnnualMaxCapacityInvestment | 2036 | 9999 | exempt_uncapped | 2026-07-10T11:17:52.349000
B_Optimised_VRE | Secondary Techs | PWRSDSINDWE | TotalAnnualMaxCapacityInvestment | 2037 | 9999 | exempt_uncapped | 2026-07-10T11:17:52.349000
B_Optimised_VRE | Secondary Techs | PWRSDSINDWE | TotalAnnualMaxCapacityInvestment | 2038 | 9999 | exempt_uncapped | 2026-07-10T11:17:52.349000
B_Optimised_VRE | Secondary Techs | PWRSDSINDWE | TotalAnnualMaxCapacityInvestment | 2039 | 9999 | exempt_uncapped | 2026-07-10T11:17:52.349000
B_Optimised_VRE | Secondary Techs | PWRSDSINDWE | TotalAnnualMaxCapacityInvestment | 2040 | 9999 | exempt_uncapped | 2026-07-10T11:17:52.349000
B_Optimised_VRE | Secondary Techs | PWRSDSINDWE | TotalAnnualMaxCapacityInvestment | 2041 | 9999 | exempt_uncapped | 2026-07-10T11:17:52.349000
B_Optimised_VRE | Secondary Techs | PWRSDSINDWE | TotalAnnualMaxCapacityInvestment | 2042 | 9999 | exempt_uncapped | 2026-07-10T11:17:52.349000
B_Optimised_VRE | Secondary Techs | PWRSDSINDWE | TotalAnnualMaxCapacityInvestment | 2043 | 9999 | exempt_uncapped | 2026-07-10T11:17:52.349000
B_Optimised_VRE | Secondary Techs | PWRSDSINDWE | TotalAnnualMaxCapacityInvestment | 2044 | 9999 | exempt_uncapped | 2026-07-10T11:17:52.349000
B_Optimised_VRE | Secondary Techs | PWRSDSINDWE | TotalAnnualMaxCapacityInvestment | 2045 | 9999 | exempt_uncapped | 2026-07-10T11:17:52.349000
B_Optimised_VRE | Secondary Techs | PWRSDSINDWE | TotalAnnualMaxCapacityInvestment | 2046 | 9999 | exempt_uncapped | 2026-07-10T11:17:52.349000
B_Optimised_VRE | Secondary Techs | PWRSDSINDWE | TotalAnnualMaxCapacityInvestment | 2047 | 9999 | exempt_uncapped | 2026-07-10T11:17:52.349000
B_Optimised_VRE | Secondary Techs | PWRSDSINDWE | TotalAnnualMaxCapacityInvestment | 2048 | 9999 | exempt_uncapped | 2026-07-10T11:17:52.349000
B_Optimised_VRE | Secondary Techs | PWRSDSINDWE | TotalAnnualMaxCapacityInvestment | 2049 | 9999 | exempt_uncapped | 2026-07-10T11:17:52.349000
B_Optimised_VRE | Secondary Techs | PWRSDSINDWE | TotalAnnualMaxCapacityInvestment | 2050 | 9999 | exempt_uncapped | 2026-07-10T11:17:52.349000
B_Optimised_VRE | Secondary Techs | PWRCSPINDSO | TotalAnnualMaxCapacityInvestment | 2023 | 0.1 | lid_floor | 2026-07-10T11:17:52.349000
B_Optimised_VRE | Secondary Techs | PWRCSPINDSO | TotalAnnualMaxCapacityInvestment | 2024 | 0.1 | lid_floor | 2026-07-10T11:17:52.349000
B_Optimised_VRE | Secondary Techs | PWRCSPINDSO | TotalAnnualMaxCapacityInvestment | 2025 | 0.1 | lid_floor | 2026-07-10T11:17:52.349000
B_Optimised_VRE | Secondary Techs | PWRCSPINDSO | TotalAnnualMaxCapacityInvestment | 2026 | 0.1 | lid_floor | 2026-07-10T11:17:52.349000
B_Optimised_VRE | Secondary Techs | PWRCSPINDSO | TotalAnnualMaxCapacityInvestment | 2027 | 0.1 | lid_floor | 2026-07-10T11:17:52.349000
B_Optimised_VRE | Secondary Techs | PWRCSPINDSO | TotalAnnualMaxCapacityInvestment | 2028 | 0.1 | lid_floor | 2026-07-10T11:17:52.349000
B_Optimised_VRE | Secondary Techs | PWRCSPINDSO | TotalAnnualMaxCapacityInvestment | 2029 | 0.1 | lid_floor | 2026-07-10T11:17:52.349000
B_Optimised_VRE | Secondary Techs | PWRCSPINDSO | TotalAnnualMaxCapacityInvestment | 2030 | 0.1 | lid_floor | 2026-07-10T11:17:52.349000
B_Optimised_VRE | Secondary Techs | PWRCSPINDSO | TotalAnnualMaxCapacityInvestment | 2031 | 0.1 | lid_floor | 2026-07-10T11:17:52.349000
B_Optimised_VRE | Secondary Techs | PWRCSPINDSO | TotalAnnualMaxCapacityInvestment | 2032 | 0.1 | lid_floor | 2026-07-10T11:17:52.349000
B_Optimised_VRE | Secondary Techs | PWRCSPINDSO | TotalAnnualMaxCapacityInvestment | 2033 | 0.1 | lid_floor | 2026-07-10T11:17:52.349000
B_Optimised_VRE | Secondary Techs | PWRCSPINDSO | TotalAnnualMaxCapacityInvestment | 2034 | 0.1 | lid_floor | 2026-07-10T11:17:52.349000
B_Optimised_VRE | Secondary Techs | PWRCSPINDSO | TotalAnnualMaxCapacityInvestment | 2035 | 0.1 | lid_floor | 2026-07-10T11:17:52.349000
B_Optimised_VRE | Secondary Techs | PWRCSPINDSO | TotalAnnualMaxCapacityInvestment | 2036 | 0.1 | lid_floor | 2026-07-10T11:17:52.349000
B_Optimised_VRE | Secondary Techs | PWRCSPINDSO | TotalAnnualMaxCapacityInvestment | 2037 | 0.1 | lid_floor | 2026-07-10T11:17:52.349000
B_Optimised_VRE | Secondary Techs | PWRCSPINDSO | TotalAnnualMaxCapacityInvestment | 2038 | 0.1 | lid_floor | 2026-07-10T11:17:52.349000
B_Optimised_VRE | Secondary Techs | PWRCSPINDSO | TotalAnnualMaxCapacityInvestment | 2039 | 0.1 | lid_floor | 2026-07-10T11:17:52.349000
B_Optimised_VRE | Secondary Techs | PWRCSPINDSO | TotalAnnualMaxCapacityInvestment | 2040 | 0.1 | lid_floor | 2026-07-10T11:17:52.349000
B_Optimised_VRE | Secondary Techs | PWRCSPINDSO | TotalAnnualMaxCapacityInvestment | 2041 | 0.1 | lid_floor | 2026-07-10T11:17:52.349000
B_Optimised_VRE | Secondary Techs | PWRCSPINDSO | TotalAnnualMaxCapacityInvestment | 2042 | 0.1 | lid_floor | 2026-07-10T11:17:52.349000
B_Optimised_VRE | Secondary Techs | PWRCSPINDSO | TotalAnnualMaxCapacityInvestment | 2043 | 0.1 | lid_floor | 2026-07-10T11:17:52.349000
B_Optimised_VRE | Secondary Techs | PWRCSPINDSO | TotalAnnualMaxCapacityInvestment | 2044 | 0.1 | lid_floor | 2026-07-10T11:17:52.349000
B_Optimised_VRE | Secondary Techs | PWRCSPINDSO | TotalAnnualMaxCapacityInvestment | 2045 | 0.1 | lid_floor | 2026-07-10T11:17:52.349000
B_Optimised_VRE | Secondary Techs | PWRCSPINDSO | TotalAnnualMaxCapacityInvestment | 2046 | 0.1 | lid_floor | 2026-07-10T11:17:52.349000
B_Optimised_VRE | Secondary Techs | PWRCSPINDSO | TotalAnnualMaxCapacityInvestment | 2047 | 0.1 | lid_floor | 2026-07-10T11:17:52.349000
B_Optimised_VRE | Secondary Techs | PWRCSPINDSO | TotalAnnualMaxCapacityInvestment | 2048 | 0.10207 | lid_relaxed | 2026-07-10T11:17:52.349000
B_Optimised_VRE | Secondary Techs | PWRCSPINDSO | TotalAnnualMaxCapacityInvestment | 2049 | 0.11254 | lid_relaxed | 2026-07-10T11:17:52.349000
B_Optimised_VRE | Secondary Techs | PWRCSPINDSO | TotalAnnualMaxCapacityInvestment | 2050 | 0.12303 | lid_relaxed | 2026-07-10T11:17:52.349000
B_Optimised_VRE | Secondary Techs | PWRBIOINDSO | TotalAnnualMaxCapacityInvestment | 2023 | 0 | lid_floor_suppressed | 2026-07-10T11:17:52.349000
B_Optimised_VRE | Secondary Techs | PWRBIOINDSO | TotalAnnualMaxCapacityInvestment | 2024 | 0.21472 | lid_fill | 2026-07-10T11:17:52.349000
B_Optimised_VRE | Secondary Techs | PWRBIOINDSO | TotalAnnualMaxCapacityInvestment | 2025 | 0.22799 | lid_fill | 2026-07-10T11:17:52.349000
B_Optimised_VRE | Secondary Techs | PWRBIOINDSO | TotalAnnualMaxCapacityInvestment | 2026 | 0.25103 | lid_fill | 2026-07-10T11:17:52.349000
B_Optimised_VRE | Secondary Techs | PWRBIOINDSO | TotalAnnualMaxCapacityInvestment | 2027 | 0.25395 | lid_fill | 2026-07-10T11:17:52.349000
B_Optimised_VRE | Secondary Techs | PWRBIOINDSO | TotalAnnualMaxCapacityInvestment | 2028 | 0.26453 | lid_family_capped | 2026-07-10T11:17:52.349000
B_Optimised_VRE | Secondary Techs | PWRBIOINDSO | TotalAnnualMaxCapacityInvestment | 2029 | 0.23964 | lid_family_capped | 2026-07-10T11:17:52.349000
B_Optimised_VRE | Secondary Techs | PWRBIOINDSO | TotalAnnualMaxCapacityInvestment | 2030 | 0.16439 | lid_family_capped | 2026-07-10T11:17:52.349000
B_Optimised_VRE | Secondary Techs | PWRBIOINDSO | TotalAnnualMaxCapacityInvestment | 2031 | 0.15252 | lid_family_capped | 2026-07-10T11:17:52.349000
B_Optimised_VRE | Secondary Techs | PWRBIOINDSO | TotalAnnualMaxCapacityInvestment | 2032 | 0.19077 | lid_family_capped | 2026-07-10T11:17:52.349000
B_Optimised_VRE | Secondary Techs | PWRBIOINDSO | TotalAnnualMaxCapacityInvestment | 2033 | 0.18366 | lid_family_capped | 2026-07-10T11:17:52.349000
B_Optimised_VRE | Secondary Techs | PWRBIOINDSO | TotalAnnualMaxCapacityInvestment | 2034 | 0.17656 | lid_family_capped | 2026-07-10T11:17:52.349000
B_Optimised_VRE | Secondary Techs | PWRBIOINDSO | TotalAnnualMaxCapacityInvestment | 2035 | 0.16945 | lid_family_capped | 2026-07-10T11:17:52.349000
B_Optimised_VRE | Secondary Techs | PWRBIOINDSO | TotalAnnualMaxCapacityInvestment | 2036 | 0.16235 | lid_family_capped | 2026-07-10T11:17:52.349000
B_Optimised_VRE | Secondary Techs | PWRBIOINDSO | TotalAnnualMaxCapacityInvestment | 2037 | 0.17223 | lid_family_capped | 2026-07-10T11:17:52.349000
B_Optimised_VRE | Secondary Techs | PWRBIOINDSO | TotalAnnualMaxCapacityInvestment | 2038 | 0.16463 | lid_family_capped | 2026-07-10T11:17:52.349000
B_Optimised_VRE | Secondary Techs | PWRBIOINDSO | TotalAnnualMaxCapacityInvestment | 2039 | 0.15703 | lid_family_capped | 2026-07-10T11:17:52.349000
B_Optimised_VRE | Secondary Techs | PWRBIOINDSO | TotalAnnualMaxCapacityInvestment | 2040 | 0.1424 | lid_family_capped | 2026-07-10T11:17:52.349000
B_Optimised_VRE | Secondary Techs | PWRBIOINDSO | TotalAnnualMaxCapacityInvestment | 2041 | 0.14158 | lid_family_capped | 2026-07-10T11:17:52.349000
B_Optimised_VRE | Secondary Techs | PWRBIOINDSO | TotalAnnualMaxCapacityInvestment | 2042 | 0.16307 | lid_family_capped | 2026-07-10T11:17:52.349000
B_Optimised_VRE | Secondary Techs | PWRBIOINDSO | TotalAnnualMaxCapacityInvestment | 2043 | 0.16499 | lid_family_capped | 2026-07-10T11:17:52.349000
B_Optimised_VRE | Secondary Techs | PWRBIOINDSO | TotalAnnualMaxCapacityInvestment | 2044 | 0.16681 | lid_family_capped | 2026-07-10T11:17:52.349000
B_Optimised_VRE | Secondary Techs | PWRBIOINDSO | TotalAnnualMaxCapacityInvestment | 2045 | 0.16852 | lid_family_capped | 2026-07-10T11:17:52.349000
B_Optimised_VRE | Secondary Techs | PWRBIOINDSO | TotalAnnualMaxCapacityInvestment | 2046 | 0.17011 | lid_family_capped | 2026-07-10T11:17:52.349000
B_Optimised_VRE | Secondary Techs | PWRBIOINDSO | TotalAnnualMaxCapacityInvestment | 2047 | 0.17158 | lid_family_capped | 2026-07-10T11:17:52.349000
B_Optimised_VRE | Secondary Techs | PWRBIOINDSO | TotalAnnualMaxCapacityInvestment | 2048 | 0.17289 | lid_family_capped | 2026-07-10T11:17:52.349000
B_Optimised_VRE | Secondary Techs | PWRBIOINDSO | TotalAnnualMaxCapacityInvestment | 2049 | 0.17406 | lid_family_capped | 2026-07-10T11:17:52.349000
B_Optimised_VRE | Secondary Techs | PWRBIOINDSO | TotalAnnualMaxCapacityInvestment | 2050 | 0.17505 | lid_family_capped | 2026-07-10T11:17:52.349000
B_Optimised_VRE | Secondary Techs | PWRWASINDEA | TotalAnnualMaxCapacityInvestment | 2023 | 0 | lid_floor_suppressed | 2026-07-10T11:17:52.349000
B_Optimised_VRE | Secondary Techs | PWRWASINDEA | TotalAnnualMaxCapacityInvestment | 2024 | 0.00037493 | lid_floor_suppressed | 2026-07-10T11:17:52.349000
B_Optimised_VRE | Secondary Techs | PWRWASINDEA | TotalAnnualMaxCapacityInvestment | 2025 | 0.00042653 | lid_floor_suppressed | 2026-07-10T11:17:52.349000
B_Optimised_VRE | Secondary Techs | PWRWASINDEA | TotalAnnualMaxCapacityInvestment | 2026 | 0.00043551 | lid_floor_suppressed | 2026-07-10T11:17:52.349000
B_Optimised_VRE | Secondary Techs | PWRWASINDEA | TotalAnnualMaxCapacityInvestment | 2027 | 0.00046603 | lid_floor_suppressed | 2026-07-10T11:17:52.349000
B_Optimised_VRE | Secondary Techs | PWRWASINDEA | TotalAnnualMaxCapacityInvestment | 2028 | 0.00048356 | lid_floor_suppressed | 2026-07-10T11:17:52.349000
B_Optimised_VRE | Secondary Techs | PWRWASINDEA | TotalAnnualMaxCapacityInvestment | 2029 | 0.00037565 | lid_floor_suppressed | 2026-07-10T11:17:52.349000
B_Optimised_VRE | Secondary Techs | PWRWASINDEA | TotalAnnualMaxCapacityInvestment | 2030 | 0.00018128 | lid_floor_suppressed | 2026-07-10T11:17:52.349000
B_Optimised_VRE | Secondary Techs | PWRWASINDEA | TotalAnnualMaxCapacityInvestment | 2031 | 0.00015098 | lid_floor_suppressed | 2026-07-10T11:17:52.349000
B_Optimised_VRE | Secondary Techs | PWRWASINDEA | TotalAnnualMaxCapacityInvestment | 2032 | 0.00026523 | lid_floor_suppressed | 2026-07-10T11:17:52.349000
B_Optimised_VRE | Secondary Techs | PWRWASINDEA | TotalAnnualMaxCapacityInvestment | 2033 | 0.00023962 | lid_floor_suppressed | 2026-07-10T11:17:52.349000
B_Optimised_VRE | Secondary Techs | PWRWASINDEA | TotalAnnualMaxCapacityInvestment | 2034 | 0.00021403 | lid_floor_suppressed | 2026-07-10T11:17:52.349000
B_Optimised_VRE | Secondary Techs | PWRWASINDEA | TotalAnnualMaxCapacityInvestment | 2035 | 0.00018842 | lid_floor_suppressed | 2026-07-10T11:17:52.349000
B_Optimised_VRE | Secondary Techs | PWRWASINDEA | TotalAnnualMaxCapacityInvestment | 2036 | 0.00016283 | lid_floor_suppressed | 2026-07-10T11:17:52.349000
B_Optimised_VRE | Secondary Techs | PWRWASINDEA | TotalAnnualMaxCapacityInvestment | 2037 | 0.00019292 | lid_floor_suppressed | 2026-07-10T11:17:52.349000
B_Optimised_VRE | Secondary Techs | PWRWASINDEA | TotalAnnualMaxCapacityInvestment | 2038 | 0.00016398 | lid_floor_suppressed | 2026-07-10T11:17:52.349000
B_Optimised_VRE | Secondary Techs | PWRWASINDEA | TotalAnnualMaxCapacityInvestment | 2039 | 0.00013504 | lid_floor_suppressed | 2026-07-10T11:17:52.349000
B_Optimised_VRE | Secondary Techs | PWRWASINDEA | TotalAnnualMaxCapacityInvestment | 2040 | 0.00010611 | lid_floor_suppressed | 2026-07-10T11:17:52.349000
B_Optimised_VRE | Secondary Techs | PWRWASINDEA | TotalAnnualMaxCapacityInvestment | 2041 | 8.5679e-05 | lid_adequacy_scaled | 2026-07-10T11:17:52.349000
B_Optimised_VRE | Secondary Techs | PWRWASINDEA | TotalAnnualMaxCapacityInvestment | 2042 | 0.00017999 | lid_adequacy_scaled | 2026-07-10T11:17:52.349000
B_Optimised_VRE | Secondary Techs | PWRWASINDEA | TotalAnnualMaxCapacityInvestment | 2043 | 0.00026414 | lid_adequacy_scaled | 2026-07-10T11:17:52.349000
B_Optimised_VRE | Secondary Techs | PWRWASINDEA | TotalAnnualMaxCapacityInvestment | 2044 | 0.00034159 | lid_adequacy_scaled | 2026-07-10T11:17:52.349000
B_Optimised_VRE | Secondary Techs | PWRWASINDEA | TotalAnnualMaxCapacityInvestment | 2045 | 0.00040804 | lid_adequacy_scaled | 2026-07-10T11:17:52.349000
B_Optimised_VRE | Secondary Techs | PWRWASINDEA | TotalAnnualMaxCapacityInvestment | 2046 | 0.00048711 | lid_adequacy_scaled | 2026-07-10T11:17:52.349000
B_Optimised_VRE | Secondary Techs | PWRWASINDEA | TotalAnnualMaxCapacityInvestment | 2047 | 0.0004959 | lid_adequacy_scaled | 2026-07-10T11:17:52.349000
B_Optimised_VRE | Secondary Techs | PWRWASINDEA | TotalAnnualMaxCapacityInvestment | 2048 | 0.00023519 | lid_adequacy_scaled | 2026-07-10T11:17:52.349000
B_Optimised_VRE | Secondary Techs | PWRWASINDEA | TotalAnnualMaxCapacityInvestment | 2049 | 0 | lid_adequacy_scaled | 2026-07-10T11:17:52.349000
B_Optimised_VRE | Secondary Techs | PWRWASINDEA | TotalAnnualMaxCapacityInvestment | 2050 | 0 | lid_adequacy_scaled | 2026-07-10T11:17:52.349000
B_Optimised_VRE | Secondary Techs | PWRSPVINDWE | TotalAnnualMaxCapacityInvestment | 2023 | 0.15958 | untie_min_inv | 2026-07-10T11:17:52.349000
B_Optimised_VRE | Secondary Techs | PWRSPVINDWE | TotalAnnualMaxCapacityInvestment | 2024 | 4.2329 | untie_min_inv | 2026-07-10T11:17:52.349000
B_Optimised_VRE | Secondary Techs | PWRSPVINDWE | TotalAnnualMaxCapacityInvestment | 2025 | 5.4166 | untie_min_inv | 2026-07-10T11:17:52.349000
B_Optimised_VRE | Secondary Techs | PWRSPVINDWE | TotalAnnualMaxCapacityInvestment | 2026 | 9.8505 | untie_min_inv | 2026-07-10T11:17:52.349000
B_Optimised_VRE | Secondary Techs | PWRSPVINDWE | TotalAnnualMaxCapacityInvestment | 2027 | 5.4742 | untie_min_inv | 2026-07-10T11:17:52.349000
B_Optimised_VRE | Secondary Techs | PWRSPVINDWE | TotalAnnualMaxCapacityInvestment | 2028 | 2.5755 | untie_min_inv | 2026-07-10T11:17:52.349000
B_Optimised_VRE | Secondary Techs | PWRSPVINDWE | TotalAnnualMaxCapacityInvestment | 2029 | 2.6939 | lid_relaxed | 2026-07-10T11:17:52.349000
B_Optimised_VRE | Secondary Techs | PWRSPVINDWE | TotalAnnualMaxCapacityInvestment | 2030 | 1.2102 | lid_relaxed | 2026-07-10T11:17:52.349000
B_Optimised_VRE | Secondary Techs | PWRSPVINDWE | TotalAnnualMaxCapacityInvestment | 2031 | 1.1842 | lid_relaxed | 2026-07-10T11:17:52.349000
B_Optimised_VRE | Secondary Techs | PWRSPVINDWE | TotalAnnualMaxCapacityInvestment | 2032 | 3.03 | lid_relaxed | 2026-07-10T11:17:52.349000
B_Optimised_VRE | Secondary Techs | PWRSPVINDWE | TotalAnnualMaxCapacityInvestment | 2033 | 3.2093 | lid_relaxed | 2026-07-10T11:17:52.349000
B_Optimised_VRE | Secondary Techs | PWRSPVINDWE | TotalAnnualMaxCapacityInvestment | 2034 | 3.3251 | lid_relaxed | 2026-07-10T11:17:52.349000
B_Optimised_VRE | Secondary Techs | PWRSPVINDWE | TotalAnnualMaxCapacityInvestment | 2035 | 3.3776 | lid_relaxed | 2026-07-10T11:17:52.349000
B_Optimised_VRE | Secondary Techs | PWRSPVINDWE | TotalAnnualMaxCapacityInvestment | 2036 | 3.4687 | lid_relaxed | 2026-07-10T11:17:52.349000
B_Optimised_VRE | Secondary Techs | PWRSPVINDWE | TotalAnnualMaxCapacityInvestment | 2037 | 4.3651 | lid_relaxed | 2026-07-10T11:17:52.349000
B_Optimised_VRE | Secondary Techs | PWRSPVINDWE | TotalAnnualMaxCapacityInvestment | 2038 | 4.335 | lid_relaxed | 2026-07-10T11:17:52.349000
B_Optimised_VRE | Secondary Techs | PWRSPVINDWE | TotalAnnualMaxCapacityInvestment | 2039 | 4.2116 | lid_relaxed | 2026-07-10T11:17:52.349000
B_Optimised_VRE | Secondary Techs | PWRSPVINDWE | TotalAnnualMaxCapacityInvestment | 2040 | 3.9949 | lid_relaxed | 2026-07-10T11:17:52.349000
B_Optimised_VRE | Secondary Techs | PWRSPVINDWE | TotalAnnualMaxCapacityInvestment | 2041 | 3.7532 | lid_relaxed | 2026-07-10T11:17:52.349000
B_Optimised_VRE | Secondary Techs | PWRSPVINDWE | TotalAnnualMaxCapacityInvestment | 2042 | 5.0187 | lid_relaxed | 2026-07-10T11:17:52.349000
B_Optimised_VRE | Secondary Techs | PWRSPVINDWE | TotalAnnualMaxCapacityInvestment | 2043 | 5.2109 | lid_relaxed | 2026-07-10T11:17:52.349000
B_Optimised_VRE | Secondary Techs | PWRSPVINDWE | TotalAnnualMaxCapacityInvestment | 2044 | 6.2492 | lid_adequacy_scaled | 2026-07-10T11:17:52.349000
B_Optimised_VRE | Secondary Techs | PWRSPVINDWE | TotalAnnualMaxCapacityInvestment | 2045 | 8.0021 | lid_adequacy_scaled | 2026-07-10T11:17:52.349000
B_Optimised_VRE | Secondary Techs | PWRSPVINDWE | TotalAnnualMaxCapacityInvestment | 2046 | 10.7502 | lid_adequacy_scaled | 2026-07-10T11:17:52.349000
B_Optimised_VRE | Secondary Techs | PWRSPVINDWE | TotalAnnualMaxCapacityInvestment | 2047 | 13.5972 | lid_adequacy_scaled | 2026-07-10T11:17:52.349000
B_Optimised_VRE | Secondary Techs | PWRSPVINDWE | TotalAnnualMaxCapacityInvestment | 2048 | 16.5195 | lid_adequacy_scaled | 2026-07-10T11:17:52.349000
B_Optimised_VRE | Secondary Techs | PWRSPVINDWE | TotalAnnualMaxCapacityInvestment | 2049 | 19.495 | lid_adequacy_scaled | 2026-07-10T11:17:52.349000
B_Optimised_VRE | Secondary Techs | PWRSPVINDWE | TotalAnnualMaxCapacityInvestment | 2050 | 22.4993 | lid_adequacy_scaled | 2026-07-10T11:17:52.349000
B_Optimised_VRE | Secondary Techs | PWRWASLKAXX | TotalAnnualMaxCapacityInvestment | 2023 | 0 | lid_floor_suppressed | 2026-07-10T11:17:52.349000
B_Optimised_VRE | Secondary Techs | PWRWASLKAXX | TotalAnnualMaxCapacityInvestment | 2024 | 0.00080254 | lid_floor_suppressed | 2026-07-10T11:17:52.349000
B_Optimised_VRE | Secondary Techs | PWRWASLKAXX | TotalAnnualMaxCapacityInvestment | 2025 | 0.00060431 | lid_floor_suppressed | 2026-07-10T11:17:52.349000
B_Optimised_VRE | Secondary Techs | PWRWASLKAXX | TotalAnnualMaxCapacityInvestment | 2026 | 0.00060558 | lid_floor_suppressed | 2026-07-10T11:17:52.349000
B_Optimised_VRE | Secondary Techs | PWRWASLKAXX | TotalAnnualMaxCapacityInvestment | 2027 | 0.00064159 | lid_floor_suppressed | 2026-07-10T11:17:52.349000
B_Optimised_VRE | Secondary Techs | PWRWASLKAXX | TotalAnnualMaxCapacityInvestment | 2028 | 0.0006756 | lid_floor_suppressed | 2026-07-10T11:17:52.349000
B_Optimised_VRE | Secondary Techs | PWRWASLKAXX | TotalAnnualMaxCapacityInvestment | 2029 | 0.00064744 | lid_floor_suppressed | 2026-07-10T11:17:52.349000
B_Optimised_VRE | Secondary Techs | PWRWASLKAXX | TotalAnnualMaxCapacityInvestment | 2030 | 0.00069861 | lid_floor_suppressed | 2026-07-10T11:17:52.349000
B_Optimised_VRE | Secondary Techs | PWRWASLKAXX | TotalAnnualMaxCapacityInvestment | 2031 | 0.00064136 | lid_floor_suppressed | 2026-07-10T11:17:52.349000
B_Optimised_VRE | Secondary Techs | PWRWASLKAXX | TotalAnnualMaxCapacityInvestment | 2032 | 0.00066605 | lid_floor_suppressed | 2026-07-10T11:17:52.349000
B_Optimised_VRE | Secondary Techs | PWRWASLKAXX | TotalAnnualMaxCapacityInvestment | 2033 | 0.00068941 | lid_floor_suppressed | 2026-07-10T11:17:52.349000
B_Optimised_VRE | Secondary Techs | PWRWASLKAXX | TotalAnnualMaxCapacityInvestment | 2034 | 0.00072049 | lid_floor_suppressed | 2026-07-10T11:17:52.349000
B_Optimised_VRE | Secondary Techs | PWRWASLKAXX | TotalAnnualMaxCapacityInvestment | 2035 | 0.00076511 | lid_floor_suppressed | 2026-07-10T11:17:52.349000
B_Optimised_VRE | Secondary Techs | PWRWASLKAXX | TotalAnnualMaxCapacityInvestment | 2036 | 0.00082827 | lid_floor_suppressed | 2026-07-10T11:17:52.349000
B_Optimised_VRE | Secondary Techs | PWRWASLKAXX | TotalAnnualMaxCapacityInvestment | 2037 | 0.00087735 | lid_floor_suppressed | 2026-07-10T11:17:52.349000
B_Optimised_VRE | Secondary Techs | PWRWASLKAXX | TotalAnnualMaxCapacityInvestment | 2038 | 0.00092993 | lid_floor_suppressed | 2026-07-10T11:17:52.349000
B_Optimised_VRE | Secondary Techs | PWRWASLKAXX | TotalAnnualMaxCapacityInvestment | 2039 | 0.00094519 | lid_floor_suppressed | 2026-07-10T11:17:52.349000
B_Optimised_VRE | Secondary Techs | PWRWASLKAXX | TotalAnnualMaxCapacityInvestment | 2040 | 0.00098587 | lid_floor_suppressed | 2026-07-10T11:17:52.349000
B_Optimised_VRE | Secondary Techs | PWRWASLKAXX | TotalAnnualMaxCapacityInvestment | 2041 | 0.0010313 | lid_floor_suppressed | 2026-07-10T11:17:52.349000
B_Optimised_VRE | Secondary Techs | PWRWASLKAXX | TotalAnnualMaxCapacityInvestment | 2042 | 0.0010332 | lid_floor_suppressed | 2026-07-10T11:17:52.349000
B_Optimised_VRE | Secondary Techs | PWRWASLKAXX | TotalAnnualMaxCapacityInvestment | 2043 | 0.0010506 | lid_floor_suppressed | 2026-07-10T11:17:52.349000
B_Optimised_VRE | Secondary Techs | PWRWASLKAXX | TotalAnnualMaxCapacityInvestment | 2044 | 0.0010769 | lid_floor_suppressed | 2026-07-10T11:17:52.349000
B_Optimised_VRE | Secondary Techs | PWRWASLKAXX | TotalAnnualMaxCapacityInvestment | 2045 | 0.0010449 | lid_floor_suppressed | 2026-07-10T11:17:52.349000
B_Optimised_VRE | Secondary Techs | PWRWASLKAXX | TotalAnnualMaxCapacityInvestment | 2046 | 0.0010436 | lid_floor_suppressed | 2026-07-10T11:17:52.349000
B_Optimised_VRE | Secondary Techs | PWRWASLKAXX | TotalAnnualMaxCapacityInvestment | 2047 | 0.0010522 | lid_floor_suppressed | 2026-07-10T11:17:52.349000
B_Optimised_VRE | Secondary Techs | PWRWASLKAXX | TotalAnnualMaxCapacityInvestment | 2048 | 0.0010093 | lid_floor_suppressed | 2026-07-10T11:17:52.349000
B_Optimised_VRE | Secondary Techs | PWRWASLKAXX | TotalAnnualMaxCapacityInvestment | 2049 | 0.0010286 | lid_floor_suppressed | 2026-07-10T11:17:52.349000
B_Optimised_VRE | Secondary Techs | PWRWASLKAXX | TotalAnnualMaxCapacityInvestment | 2050 | 0.0010612 | lid_floor_suppressed | 2026-07-10T11:17:52.349000
B_Optimised_VRE | Secondary Techs | PWRSPVINDEA | TotalAnnualMaxCapacityInvestment | 2023 | 0.1 | lid_floor | 2026-07-10T11:17:52.349000
B_Optimised_VRE | Secondary Techs | PWRSPVINDEA | TotalAnnualMaxCapacityInvestment | 2024 | 0.1 | lid_floor | 2026-07-10T11:17:52.349000
B_Optimised_VRE | Secondary Techs | PWRSPVINDEA | TotalAnnualMaxCapacityInvestment | 2025 | 0.36158 | untie_min_inv | 2026-07-10T11:17:52.349000
B_Optimised_VRE | Secondary Techs | PWRSPVINDEA | TotalAnnualMaxCapacityInvestment | 2026 | 0.1 | lid_floor | 2026-07-10T11:17:52.349000
B_Optimised_VRE | Secondary Techs | PWRSPVINDEA | TotalAnnualMaxCapacityInvestment | 2027 | 0.101 | untie_min_inv | 2026-07-10T11:17:52.349000
B_Optimised_VRE | Secondary Techs | PWRSPVINDEA | TotalAnnualMaxCapacityInvestment | 2028 | 0.1343 | lid_relaxed | 2026-07-10T11:17:52.349000
B_Optimised_VRE | Secondary Techs | PWRSPVINDEA | TotalAnnualMaxCapacityInvestment | 2029 | 0.14606 | lid_relaxed | 2026-07-10T11:17:52.349000
B_Optimised_VRE | Secondary Techs | PWRSPVINDEA | TotalAnnualMaxCapacityInvestment | 2030 | 0.1 | lid_floor | 2026-07-10T11:17:52.349000
B_Optimised_VRE | Secondary Techs | PWRSPVINDEA | TotalAnnualMaxCapacityInvestment | 2031 | 0.1 | lid_floor | 2026-07-10T11:17:52.349000
B_Optimised_VRE | Secondary Techs | PWRSPVINDEA | TotalAnnualMaxCapacityInvestment | 2032 | 0.18562 | lid_relaxed | 2026-07-10T11:17:52.349000
B_Optimised_VRE | Secondary Techs | PWRSPVINDEA | TotalAnnualMaxCapacityInvestment | 2033 | 0.19166 | lid_relaxed | 2026-07-10T11:17:52.349000
B_Optimised_VRE | Secondary Techs | PWRSPVINDEA | TotalAnnualMaxCapacityInvestment | 2034 | 0.19259 | lid_relaxed | 2026-07-10T11:17:52.349000
B_Optimised_VRE | Secondary Techs | PWRSPVINDEA | TotalAnnualMaxCapacityInvestment | 2035 | 0.18838 | lid_relaxed | 2026-07-10T11:17:52.349000
B_Optimised_VRE | Secondary Techs | PWRSPVINDEA | TotalAnnualMaxCapacityInvestment | 2036 | 0.1845 | lid_relaxed | 2026-07-10T11:17:52.349000
B_Optimised_VRE | Secondary Techs | PWRSPVINDEA | TotalAnnualMaxCapacityInvestment | 2037 | 0.24432 | lid_relaxed | 2026-07-10T11:17:52.349000
B_Optimised_VRE | Secondary Techs | PWRSPVINDEA | TotalAnnualMaxCapacityInvestment | 2038 | 0.22953 | lid_relaxed | 2026-07-10T11:17:52.349000
B_Optimised_VRE | Secondary Techs | PWRSPVINDEA | TotalAnnualMaxCapacityInvestment | 2039 | 0.20702 | lid_relaxed | 2026-07-10T11:17:52.349000
B_Optimised_VRE | Secondary Techs | PWRSPVINDEA | TotalAnnualMaxCapacityInvestment | 2040 | 0.17681 | lid_relaxed | 2026-07-10T11:17:52.349000
B_Optimised_VRE | Secondary Techs | PWRSPVINDEA | TotalAnnualMaxCapacityInvestment | 2041 | 0.15705 | lid_adequacy_scaled | 2026-07-10T11:17:52.349000
B_Optimised_VRE | Secondary Techs | PWRSPVINDEA | TotalAnnualMaxCapacityInvestment | 2042 | 0.3599 | lid_adequacy_scaled | 2026-07-10T11:17:52.349000
B_Optimised_VRE | Secondary Techs | PWRSPVINDEA | TotalAnnualMaxCapacityInvestment | 2043 | 0.57218 | lid_adequacy_scaled | 2026-07-10T11:17:52.349000
B_Optimised_VRE | Secondary Techs | PWRSPVINDEA | TotalAnnualMaxCapacityInvestment | 2044 | 0.79688 | lid_adequacy_scaled | 2026-07-10T11:17:52.349000
B_Optimised_VRE | Secondary Techs | PWRSPVINDEA | TotalAnnualMaxCapacityInvestment | 2045 | 1.0199 | lid_adequacy_scaled | 2026-07-10T11:17:52.349000
B_Optimised_VRE | Secondary Techs | PWRSPVINDEA | TotalAnnualMaxCapacityInvestment | 2046 | 1.3799 | lid_adequacy_scaled | 2026-07-10T11:17:52.349000
B_Optimised_VRE | Secondary Techs | PWRSPVINDEA | TotalAnnualMaxCapacityInvestment | 2047 | 1.6904 | lid_adequacy_scaled | 2026-07-10T11:17:52.349000
B_Optimised_VRE | Secondary Techs | PWRSPVINDEA | TotalAnnualMaxCapacityInvestment | 2048 | 2.5819 | lid_adequacy_scaled | 2026-07-10T11:17:52.349000
B_Optimised_VRE | Secondary Techs | PWRSPVINDEA | TotalAnnualMaxCapacityInvestment | 2049 | 3.426 | lid_adequacy_scaled | 2026-07-10T11:17:52.349000
B_Optimised_VRE | Secondary Techs | PWRSPVINDEA | TotalAnnualMaxCapacityInvestment | 2050 | 3.8802 | lid_adequacy_scaled | 2026-07-10T11:17:52.349000
B_Optimised_VRE | Secondary Techs | PWRNGSINDEA | TotalAnnualMaxCapacityInvestment | 2023 | 0.1 | lid_floor | 2026-07-10T11:17:52.349000
B_Optimised_VRE | Secondary Techs | PWRNGSINDEA | TotalAnnualMaxCapacityInvestment | 2024 | 0.1 | lid_floor | 2026-07-10T11:17:52.349000
B_Optimised_VRE | Secondary Techs | PWRNGSINDEA | TotalAnnualMaxCapacityInvestment | 2025 | 0.1 | lid_floor | 2026-07-10T11:17:52.349000
B_Optimised_VRE | Secondary Techs | PWRNGSINDEA | TotalAnnualMaxCapacityInvestment | 2026 | 0.1 | lid_floor | 2026-07-10T11:17:52.349000
B_Optimised_VRE | Secondary Techs | PWRNGSINDEA | TotalAnnualMaxCapacityInvestment | 2027 | 0.1 | lid_floor | 2026-07-10T11:17:52.349000
B_Optimised_VRE | Secondary Techs | PWRNGSINDEA | TotalAnnualMaxCapacityInvestment | 2028 | 0.1 | lid_floor | 2026-07-10T11:17:52.349000
B_Optimised_VRE | Secondary Techs | PWRNGSINDEA | TotalAnnualMaxCapacityInvestment | 2029 | 0.1 | lid_floor | 2026-07-10T11:17:52.349000
B_Optimised_VRE | Secondary Techs | PWRNGSINDEA | TotalAnnualMaxCapacityInvestment | 2030 | 0.1 | lid_floor | 2026-07-10T11:17:52.349000
B_Optimised_VRE | Secondary Techs | PWRNGSINDEA | TotalAnnualMaxCapacityInvestment | 2031 | 0.1 | lid_floor | 2026-07-10T11:17:52.349000
B_Optimised_VRE | Secondary Techs | PWRNGSINDEA | TotalAnnualMaxCapacityInvestment | 2032 | 0.1 | lid_floor | 2026-07-10T11:17:52.349000
B_Optimised_VRE | Secondary Techs | PWRNGSINDEA | TotalAnnualMaxCapacityInvestment | 2033 | 0.1 | lid_floor | 2026-07-10T11:17:52.349000
B_Optimised_VRE | Secondary Techs | PWRNGSINDEA | TotalAnnualMaxCapacityInvestment | 2034 | 0.1 | lid_floor | 2026-07-10T11:17:52.349000
B_Optimised_VRE | Secondary Techs | PWRNGSINDEA | TotalAnnualMaxCapacityInvestment | 2035 | 0.1 | lid_floor | 2026-07-10T11:17:52.349000
B_Optimised_VRE | Secondary Techs | PWRNGSINDEA | TotalAnnualMaxCapacityInvestment | 2036 | 0.1 | lid_floor | 2026-07-10T11:17:52.349000
B_Optimised_VRE | Secondary Techs | PWRNGSINDEA | TotalAnnualMaxCapacityInvestment | 2037 | 0.1 | lid_floor | 2026-07-10T11:17:52.349000
B_Optimised_VRE | Secondary Techs | PWRNGSINDEA | TotalAnnualMaxCapacityInvestment | 2038 | 0.1 | lid_floor | 2026-07-10T11:17:52.349000
B_Optimised_VRE | Secondary Techs | PWRNGSINDEA | TotalAnnualMaxCapacityInvestment | 2039 | 0.1 | lid_floor | 2026-07-10T11:17:52.349000
B_Optimised_VRE | Secondary Techs | PWRNGSINDEA | TotalAnnualMaxCapacityInvestment | 2040 | 0.1 | lid_floor | 2026-07-10T11:17:52.349000
B_Optimised_VRE | Secondary Techs | PWRNGSINDEA | TotalAnnualMaxCapacityInvestment | 2041 | 0.11102 | lid_adequacy_scaled | 2026-07-10T11:17:52.349000
B_Optimised_VRE | Secondary Techs | PWRNGSINDEA | TotalAnnualMaxCapacityInvestment | 2042 | 0.16979 | lid_adequacy_scaled | 2026-07-10T11:17:52.349000
B_Optimised_VRE | Secondary Techs | PWRNGSINDEA | TotalAnnualMaxCapacityInvestment | 2043 | 0.28229 | lid_adequacy_scaled | 2026-07-10T11:17:52.349000
B_Optimised_VRE | Secondary Techs | PWRNGSINDEA | TotalAnnualMaxCapacityInvestment | 2044 | 0.42807 | lid_adequacy_scaled | 2026-07-10T11:17:52.349000
B_Optimised_VRE | Secondary Techs | PWRNGSINDEA | TotalAnnualMaxCapacityInvestment | 2045 | 0.63201 | lid_adequacy_scaled | 2026-07-10T11:17:52.349000
B_Optimised_VRE | Secondary Techs | PWRNGSINDEA | TotalAnnualMaxCapacityInvestment | 2046 | 1.0195 | lid_adequacy_scaled | 2026-07-10T11:17:52.349000
B_Optimised_VRE | Secondary Techs | PWRNGSINDEA | TotalAnnualMaxCapacityInvestment | 2047 | 1.6904 | lid_adequacy_scaled | 2026-07-10T11:17:52.349000
B_Optimised_VRE | Secondary Techs | PWRNGSINDEA | TotalAnnualMaxCapacityInvestment | 2048 | 2.5819 | lid_adequacy_scaled | 2026-07-10T11:17:52.349000
B_Optimised_VRE | Secondary Techs | PWRNGSINDEA | TotalAnnualMaxCapacityInvestment | 2049 | 3.426 | lid_adequacy_scaled | 2026-07-10T11:17:52.349000
B_Optimised_VRE | Secondary Techs | PWRNGSINDEA | TotalAnnualMaxCapacityInvestment | 2050 | 3.8802 | lid_adequacy_scaled | 2026-07-10T11:17:52.349000
B_Optimised_VRE | Secondary Techs | PWRSDSBGDXX | TotalAnnualMaxCapacityInvestment | 2023 | 9999 | exempt_maxcap_uncapped | 2026-07-10T11:17:52.349000
B_Optimised_VRE | Secondary Techs | PWRSDSBGDXX | TotalAnnualMaxCapacityInvestment | 2024 | 9999 | exempt_maxcap_uncapped | 2026-07-10T11:17:52.349000
B_Optimised_VRE | Secondary Techs | PWRSDSBGDXX | TotalAnnualMaxCapacityInvestment | 2025 | 9999 | exempt_maxcap_uncapped | 2026-07-10T11:17:52.349000
B_Optimised_VRE | Secondary Techs | PWRSDSBGDXX | TotalAnnualMaxCapacityInvestment | 2026 | 9999 | exempt_maxcap_uncapped | 2026-07-10T11:17:52.349000
B_Optimised_VRE | Secondary Techs | PWRSDSBGDXX | TotalAnnualMaxCapacityInvestment | 2027 | 9999 | exempt_maxcap_uncapped | 2026-07-10T11:17:52.349000
B_Optimised_VRE | Secondary Techs | PWRSDSBGDXX | TotalAnnualMaxCapacityInvestment | 2028 | 9999 | exempt_maxcap_uncapped | 2026-07-10T11:17:52.349000
B_Optimised_VRE | Secondary Techs | PWRSDSBGDXX | TotalAnnualMaxCapacityInvestment | 2029 | 9999 | exempt_maxcap_uncapped | 2026-07-10T11:17:52.349000
B_Optimised_VRE | Secondary Techs | PWRSDSBGDXX | TotalAnnualMaxCapacityInvestment | 2030 | 9999 | exempt_maxcap_uncapped | 2026-07-10T11:17:52.349000
B_Optimised_VRE | Secondary Techs | PWRSDSBGDXX | TotalAnnualMaxCapacityInvestment | 2031 | 9999 | exempt_maxcap_uncapped | 2026-07-10T11:17:52.349000
B_Optimised_VRE | Secondary Techs | PWRSDSBGDXX | TotalAnnualMaxCapacityInvestment | 2032 | 9999 | exempt_maxcap_uncapped | 2026-07-10T11:17:52.349000
B_Optimised_VRE | Secondary Techs | PWRSDSBGDXX | TotalAnnualMaxCapacityInvestment | 2033 | 9999 | exempt_maxcap_uncapped | 2026-07-10T11:17:52.349000
B_Optimised_VRE | Secondary Techs | PWRSDSBGDXX | TotalAnnualMaxCapacityInvestment | 2034 | 9999 | exempt_maxcap_uncapped | 2026-07-10T11:17:52.349000
B_Optimised_VRE | Secondary Techs | PWRSDSBGDXX | TotalAnnualMaxCapacityInvestment | 2035 | 9999 | exempt_maxcap_uncapped | 2026-07-10T11:17:52.349000
B_Optimised_VRE | Secondary Techs | PWRSDSBGDXX | TotalAnnualMaxCapacityInvestment | 2036 | 9999 | exempt_maxcap_uncapped | 2026-07-10T11:17:52.349000
B_Optimised_VRE | Secondary Techs | PWRSDSBGDXX | TotalAnnualMaxCapacityInvestment | 2037 | 9999 | exempt_maxcap_uncapped | 2026-07-10T11:17:52.349000
B_Optimised_VRE | Secondary Techs | PWRSDSBGDXX | TotalAnnualMaxCapacityInvestment | 2038 | 9999 | exempt_maxcap_uncapped | 2026-07-10T11:17:52.349000
B_Optimised_VRE | Secondary Techs | PWRSDSBGDXX | TotalAnnualMaxCapacityInvestment | 2039 | 9999 | exempt_maxcap_uncapped | 2026-07-10T11:17:52.349000
B_Optimised_VRE | Secondary Techs | PWRSDSBGDXX | TotalAnnualMaxCapacityInvestment | 2040 | 9999 | exempt_maxcap_uncapped | 2026-07-10T11:17:52.349000
B_Optimised_VRE | Secondary Techs | PWRSDSBGDXX | TotalAnnualMaxCapacityInvestment | 2041 | 9999 | exempt_maxcap_uncapped | 2026-07-10T11:17:52.349000
B_Optimised_VRE | Secondary Techs | PWRSDSBGDXX | TotalAnnualMaxCapacityInvestment | 2042 | 9999 | exempt_maxcap_uncapped | 2026-07-10T11:17:52.349000
B_Optimised_VRE | Secondary Techs | PWRSDSBGDXX | TotalAnnualMaxCapacityInvestment | 2043 | 9999 | exempt_maxcap_uncapped | 2026-07-10T11:17:52.349000
B_Optimised_VRE | Secondary Techs | PWRSDSBGDXX | TotalAnnualMaxCapacityInvestment | 2044 | 9999 | exempt_maxcap_uncapped | 2026-07-10T11:17:52.349000
B_Optimised_VRE | Secondary Techs | PWRSDSBGDXX | TotalAnnualMaxCapacityInvestment | 2045 | 9999 | exempt_maxcap_uncapped | 2026-07-10T11:17:52.349000
B_Optimised_VRE | Secondary Techs | PWRSDSBGDXX | TotalAnnualMaxCapacityInvestment | 2046 | 9999 | exempt_maxcap_uncapped | 2026-07-10T11:17:52.349000
B_Optimised_VRE | Secondary Techs | PWRSDSBGDXX | TotalAnnualMaxCapacityInvestment | 2047 | 9999 | exempt_maxcap_uncapped | 2026-07-10T11:17:52.349000
B_Optimised_VRE | Secondary Techs | PWRSDSBGDXX | TotalAnnualMaxCapacityInvestment | 2048 | 9999 | exempt_maxcap_uncapped | 2026-07-10T11:17:52.349000
B_Optimised_VRE | Secondary Techs | PWRSDSBGDXX | TotalAnnualMaxCapacityInvestment | 2049 | 9999 | exempt_maxcap_uncapped | 2026-07-10T11:17:52.349000
B_Optimised_VRE | Secondary Techs | PWRSDSBGDXX | TotalAnnualMaxCapacityInvestment | 2050 | 9999 | exempt_maxcap_uncapped | 2026-07-10T11:17:52.349000
B_Optimised_VRE | Secondary Techs | PWRSDSBGDXX | TotalAnnualMaxCapacityInvestment | 2023 | 9999 | exempt_uncapped | 2026-07-10T11:17:52.349000
B_Optimised_VRE | Secondary Techs | PWRSDSBGDXX | TotalAnnualMaxCapacityInvestment | 2024 | 9999 | exempt_uncapped | 2026-07-10T11:17:52.349000
B_Optimised_VRE | Secondary Techs | PWRSDSBGDXX | TotalAnnualMaxCapacityInvestment | 2025 | 9999 | exempt_uncapped | 2026-07-10T11:17:52.349000
B_Optimised_VRE | Secondary Techs | PWRSDSBGDXX | TotalAnnualMaxCapacityInvestment | 2026 | 9999 | exempt_uncapped | 2026-07-10T11:17:52.349000
B_Optimised_VRE | Secondary Techs | PWRSDSBGDXX | TotalAnnualMaxCapacityInvestment | 2027 | 9999 | exempt_uncapped | 2026-07-10T11:17:52.349000
B_Optimised_VRE | Secondary Techs | PWRSDSBGDXX | TotalAnnualMaxCapacityInvestment | 2028 | 9999 | exempt_uncapped | 2026-07-10T11:17:52.349000
B_Optimised_VRE | Secondary Techs | PWRSDSBGDXX | TotalAnnualMaxCapacityInvestment | 2029 | 9999 | exempt_uncapped | 2026-07-10T11:17:52.349000
B_Optimised_VRE | Secondary Techs | PWRSDSBGDXX | TotalAnnualMaxCapacityInvestment | 2030 | 9999 | exempt_uncapped | 2026-07-10T11:17:52.349000
B_Optimised_VRE | Secondary Techs | PWRSDSBGDXX | TotalAnnualMaxCapacityInvestment | 2031 | 9999 | exempt_uncapped | 2026-07-10T11:17:52.349000
B_Optimised_VRE | Secondary Techs | PWRSDSBGDXX | TotalAnnualMaxCapacityInvestment | 2032 | 9999 | exempt_uncapped | 2026-07-10T11:17:52.349000
B_Optimised_VRE | Secondary Techs | PWRSDSBGDXX | TotalAnnualMaxCapacityInvestment | 2033 | 9999 | exempt_uncapped | 2026-07-10T11:17:52.349000
B_Optimised_VRE | Secondary Techs | PWRSDSBGDXX | TotalAnnualMaxCapacityInvestment | 2034 | 9999 | exempt_uncapped | 2026-07-10T11:17:52.349000
B_Optimised_VRE | Secondary Techs | PWRSDSBGDXX | TotalAnnualMaxCapacityInvestment | 2035 | 9999 | exempt_uncapped | 2026-07-10T11:17:52.349000
B_Optimised_VRE | Secondary Techs | PWRSDSBGDXX | TotalAnnualMaxCapacityInvestment | 2036 | 9999 | exempt_uncapped | 2026-07-10T11:17:52.349000
B_Optimised_VRE | Secondary Techs | PWRSDSBGDXX | TotalAnnualMaxCapacityInvestment | 2037 | 9999 | exempt_uncapped | 2026-07-10T11:17:52.349000
B_Optimised_VRE | Secondary Techs | PWRSDSBGDXX | TotalAnnualMaxCapacityInvestment | 2038 | 9999 | exempt_uncapped | 2026-07-10T11:17:52.349000
B_Optimised_VRE | Secondary Techs | PWRSDSBGDXX | TotalAnnualMaxCapacityInvestment | 2039 | 9999 | exempt_uncapped | 2026-07-10T11:17:52.349000
B_Optimised_VRE | Secondary Techs | PWRSDSBGDXX | TotalAnnualMaxCapacityInvestment | 2040 | 9999 | exempt_uncapped | 2026-07-10T11:17:52.349000
B_Optimised_VRE | Secondary Techs | PWRSDSBGDXX | TotalAnnualMaxCapacityInvestment | 2041 | 9999 | exempt_uncapped | 2026-07-10T11:17:52.349000
B_Optimised_VRE | Secondary Techs | PWRSDSBGDXX | TotalAnnualMaxCapacityInvestment | 2042 | 9999 | exempt_uncapped | 2026-07-10T11:17:52.349000
B_Optimised_VRE | Secondary Techs | PWRSDSBGDXX | TotalAnnualMaxCapacityInvestment | 2043 | 9999 | exempt_uncapped | 2026-07-10T11:17:52.349000
B_Optimised_VRE | Secondary Techs | PWRSDSBGDXX | TotalAnnualMaxCapacityInvestment | 2044 | 9999 | exempt_uncapped | 2026-07-10T11:17:52.349000
B_Optimised_VRE | Secondary Techs | PWRSDSBGDXX | TotalAnnualMaxCapacityInvestment | 2045 | 9999 | exempt_uncapped | 2026-07-10T11:17:52.349000
B_Optimised_VRE | Secondary Techs | PWRSDSBGDXX | TotalAnnualMaxCapacityInvestment | 2046 | 9999 | exempt_uncapped | 2026-07-10T11:17:52.349000
B_Optimised_VRE | Secondary Techs | PWRSDSBGDXX | TotalAnnualMaxCapacityInvestment | 2047 | 9999 | exempt_uncapped | 2026-07-10T11:17:52.349000
B_Optimised_VRE | Secondary Techs | PWRSDSBGDXX | TotalAnnualMaxCapacityInvestment | 2048 | 9999 | exempt_uncapped | 2026-07-10T11:17:52.349000
B_Optimised_VRE | Secondary Techs | PWRSDSBGDXX | TotalAnnualMaxCapacityInvestment | 2049 | 9999 | exempt_uncapped | 2026-07-10T11:17:52.349000
B_Optimised_VRE | Secondary Techs | PWRSDSBGDXX | TotalAnnualMaxCapacityInvestment | 2050 | 9999 | exempt_uncapped | 2026-07-10T11:17:52.349000
B_Optimised_VRE | Secondary Techs | PWRBIOLKAXX | TotalAnnualMaxCapacityInvestment | 2023 | 0 | lid_floor_suppressed | 2026-07-10T11:17:52.349000
B_Optimised_VRE | Secondary Techs | PWRBIOLKAXX | TotalAnnualMaxCapacityInvestment | 2024 | 0.0035312 | lid_floor_suppressed | 2026-07-10T11:17:52.349000
B_Optimised_VRE | Secondary Techs | PWRBIOLKAXX | TotalAnnualMaxCapacityInvestment | 2025 | 0.0101 | untie_min_inv | 2026-07-10T11:17:52.349000
B_Optimised_VRE | Secondary Techs | PWRBIOLKAXX | TotalAnnualMaxCapacityInvestment | 2026 | 0.01515 | untie_min_inv | 2026-07-10T11:17:52.349000
B_Optimised_VRE | Secondary Techs | PWRBIOLKAXX | TotalAnnualMaxCapacityInvestment | 2027 | 0.0202 | untie_min_inv | 2026-07-10T11:17:52.349000
B_Optimised_VRE | Secondary Techs | PWRBIOLKAXX | TotalAnnualMaxCapacityInvestment | 2028 | 0.0202 | untie_min_inv | 2026-07-10T11:17:52.349000
B_Optimised_VRE | Secondary Techs | PWRBIOLKAXX | TotalAnnualMaxCapacityInvestment | 2029 | 0.0202 | untie_min_inv | 2026-07-10T11:17:52.349000
B_Optimised_VRE | Secondary Techs | PWRBIOLKAXX | TotalAnnualMaxCapacityInvestment | 2030 | 0.0202 | untie_min_inv | 2026-07-10T11:17:52.349000
B_Optimised_VRE | Secondary Techs | PWRBIOLKAXX | TotalAnnualMaxCapacityInvestment | 2031 | 0.0202 | untie_min_inv | 2026-07-10T11:17:52.349000
B_Optimised_VRE | Secondary Techs | PWRBIOLKAXX | TotalAnnualMaxCapacityInvestment | 2032 | 0.0029306 | lid_floor_suppressed | 2026-07-10T11:17:52.349000
B_Optimised_VRE | Secondary Techs | PWRBIOLKAXX | TotalAnnualMaxCapacityInvestment | 2033 | 0.0030334 | lid_floor_suppressed | 2026-07-10T11:17:52.349000
B_Optimised_VRE | Secondary Techs | PWRBIOLKAXX | TotalAnnualMaxCapacityInvestment | 2034 | 0.0031701 | lid_floor_suppressed | 2026-07-10T11:17:52.349000
B_Optimised_VRE | Secondary Techs | PWRBIOLKAXX | TotalAnnualMaxCapacityInvestment | 2035 | 0.0033665 | lid_floor_suppressed | 2026-07-10T11:17:52.349000
B_Optimised_VRE | Secondary Techs | PWRBIOLKAXX | TotalAnnualMaxCapacityInvestment | 2036 | 0.0036444 | lid_floor_suppressed | 2026-07-10T11:17:52.349000
B_Optimised_VRE | Secondary Techs | PWRBIOLKAXX | TotalAnnualMaxCapacityInvestment | 2037 | 0.0038603 | lid_floor_suppressed | 2026-07-10T11:17:52.349000
B_Optimised_VRE | Secondary Techs | PWRBIOLKAXX | TotalAnnualMaxCapacityInvestment | 2038 | 0.0040917 | lid_floor_suppressed | 2026-07-10T11:17:52.349000
B_Optimised_VRE | Secondary Techs | PWRBIOLKAXX | TotalAnnualMaxCapacityInvestment | 2039 | 0.0041588 | lid_floor_suppressed | 2026-07-10T11:17:52.349000
B_Optimised_VRE | Secondary Techs | PWRBIOLKAXX | TotalAnnualMaxCapacityInvestment | 2040 | 0.0043378 | lid_floor_suppressed | 2026-07-10T11:17:52.349000
B_Optimised_VRE | Secondary Techs | PWRBIOLKAXX | TotalAnnualMaxCapacityInvestment | 2041 | 0.0045377 | lid_floor_suppressed | 2026-07-10T11:17:52.349000
B_Optimised_VRE | Secondary Techs | PWRBIOLKAXX | TotalAnnualMaxCapacityInvestment | 2042 | 0.004546 | lid_floor_suppressed | 2026-07-10T11:17:52.349000
B_Optimised_VRE | Secondary Techs | PWRBIOLKAXX | TotalAnnualMaxCapacityInvestment | 2043 | 0.0046227 | lid_floor_suppressed | 2026-07-10T11:17:52.349000
B_Optimised_VRE | Secondary Techs | PWRBIOLKAXX | TotalAnnualMaxCapacityInvestment | 2044 | 0.0047384 | lid_floor_suppressed | 2026-07-10T11:17:52.349000
B_Optimised_VRE | Secondary Techs | PWRBIOLKAXX | TotalAnnualMaxCapacityInvestment | 2045 | 0.0045977 | lid_floor_suppressed | 2026-07-10T11:17:52.349000
B_Optimised_VRE | Secondary Techs | PWRBIOLKAXX | TotalAnnualMaxCapacityInvestment | 2046 | 0.0045921 | lid_floor_suppressed | 2026-07-10T11:17:52.349000
B_Optimised_VRE | Secondary Techs | PWRBIOLKAXX | TotalAnnualMaxCapacityInvestment | 2047 | 0.0046295 | lid_floor_suppressed | 2026-07-10T11:17:52.349000
B_Optimised_VRE | Secondary Techs | PWRBIOLKAXX | TotalAnnualMaxCapacityInvestment | 2048 | 0.004441 | lid_floor_suppressed | 2026-07-10T11:17:52.349000
B_Optimised_VRE | Secondary Techs | PWRBIOLKAXX | TotalAnnualMaxCapacityInvestment | 2049 | 0.0045258 | lid_floor_suppressed | 2026-07-10T11:17:52.349000
B_Optimised_VRE | Secondary Techs | PWRBIOLKAXX | TotalAnnualMaxCapacityInvestment | 2050 | 0.0046691 | lid_floor_suppressed | 2026-07-10T11:17:52.349000
B_Optimised_VRE | Secondary Techs | PWRLDSINDEA | TotalAnnualMaxCapacityInvestment | 2023 | 9999 | exempt_maxcap_uncapped | 2026-07-10T11:17:52.349000
B_Optimised_VRE | Secondary Techs | PWRLDSINDEA | TotalAnnualMaxCapacityInvestment | 2024 | 9999 | exempt_maxcap_uncapped | 2026-07-10T11:17:52.349000
B_Optimised_VRE | Secondary Techs | PWRLDSINDEA | TotalAnnualMaxCapacityInvestment | 2025 | 9999 | exempt_maxcap_uncapped | 2026-07-10T11:17:52.349000
B_Optimised_VRE | Secondary Techs | PWRLDSINDEA | TotalAnnualMaxCapacityInvestment | 2026 | 9999 | exempt_maxcap_uncapped | 2026-07-10T11:17:52.349000
B_Optimised_VRE | Secondary Techs | PWRLDSINDEA | TotalAnnualMaxCapacityInvestment | 2027 | 9999 | exempt_maxcap_uncapped | 2026-07-10T11:17:52.349000
B_Optimised_VRE | Secondary Techs | PWRLDSINDEA | TotalAnnualMaxCapacityInvestment | 2028 | 9999 | exempt_maxcap_uncapped | 2026-07-10T11:17:52.349000
B_Optimised_VRE | Secondary Techs | PWRLDSINDEA | TotalAnnualMaxCapacityInvestment | 2029 | 9999 | exempt_maxcap_uncapped | 2026-07-10T11:17:52.349000
B_Optimised_VRE | Secondary Techs | PWRLDSINDEA | TotalAnnualMaxCapacityInvestment | 2030 | 9999 | exempt_maxcap_uncapped | 2026-07-10T11:17:52.349000
B_Optimised_VRE | Secondary Techs | PWRLDSINDEA | TotalAnnualMaxCapacityInvestment | 2031 | 9999 | exempt_maxcap_uncapped | 2026-07-10T11:17:52.349000
B_Optimised_VRE | Secondary Techs | PWRLDSINDEA | TotalAnnualMaxCapacityInvestment | 2032 | 9999 | exempt_maxcap_uncapped | 2026-07-10T11:17:52.349000
B_Optimised_VRE | Secondary Techs | PWRLDSINDEA | TotalAnnualMaxCapacityInvestment | 2033 | 9999 | exempt_maxcap_uncapped | 2026-07-10T11:17:52.349000
B_Optimised_VRE | Secondary Techs | PWRLDSINDEA | TotalAnnualMaxCapacityInvestment | 2034 | 9999 | exempt_maxcap_uncapped | 2026-07-10T11:17:52.349000
B_Optimised_VRE | Secondary Techs | PWRLDSINDEA | TotalAnnualMaxCapacityInvestment | 2035 | 9999 | exempt_maxcap_uncapped | 2026-07-10T11:17:52.349000
B_Optimised_VRE | Secondary Techs | PWRLDSINDEA | TotalAnnualMaxCapacityInvestment | 2036 | 9999 | exempt_maxcap_uncapped | 2026-07-10T11:17:52.349000
B_Optimised_VRE | Secondary Techs | PWRLDSINDEA | TotalAnnualMaxCapacityInvestment | 2037 | 9999 | exempt_maxcap_uncapped | 2026-07-10T11:17:52.349000
B_Optimised_VRE | Secondary Techs | PWRLDSINDEA | TotalAnnualMaxCapacityInvestment | 2038 | 9999 | exempt_maxcap_uncapped | 2026-07-10T11:17:52.349000
B_Optimised_VRE | Secondary Techs | PWRLDSINDEA | TotalAnnualMaxCapacityInvestment | 2039 | 9999 | exempt_maxcap_uncapped | 2026-07-10T11:17:52.349000
B_Optimised_VRE | Secondary Techs | PWRLDSINDEA | TotalAnnualMaxCapacityInvestment | 2040 | 9999 | exempt_maxcap_uncapped | 2026-07-10T11:17:52.349000
B_Optimised_VRE | Secondary Techs | PWRLDSINDEA | TotalAnnualMaxCapacityInvestment | 2041 | 9999 | exempt_maxcap_uncapped | 2026-07-10T11:17:52.349000
B_Optimised_VRE | Secondary Techs | PWRLDSINDEA | TotalAnnualMaxCapacityInvestment | 2042 | 9999 | exempt_maxcap_uncapped | 2026-07-10T11:17:52.349000
B_Optimised_VRE | Secondary Techs | PWRLDSINDEA | TotalAnnualMaxCapacityInvestment | 2043 | 9999 | exempt_maxcap_uncapped | 2026-07-10T11:17:52.349000
B_Optimised_VRE | Secondary Techs | PWRLDSINDEA | TotalAnnualMaxCapacityInvestment | 2044 | 9999 | exempt_maxcap_uncapped | 2026-07-10T11:17:52.349000
B_Optimised_VRE | Secondary Techs | PWRLDSINDEA | TotalAnnualMaxCapacityInvestment | 2045 | 9999 | exempt_maxcap_uncapped | 2026-07-10T11:17:52.349000
B_Optimised_VRE | Secondary Techs | PWRLDSINDEA | TotalAnnualMaxCapacityInvestment | 2046 | 9999 | exempt_maxcap_uncapped | 2026-07-10T11:17:52.349000
B_Optimised_VRE | Secondary Techs | PWRLDSINDEA | TotalAnnualMaxCapacityInvestment | 2047 | 9999 | exempt_maxcap_uncapped | 2026-07-10T11:17:52.349000
B_Optimised_VRE | Secondary Techs | PWRLDSINDEA | TotalAnnualMaxCapacityInvestment | 2048 | 9999 | exempt_maxcap_uncapped | 2026-07-10T11:17:52.349000
B_Optimised_VRE | Secondary Techs | PWRLDSINDEA | TotalAnnualMaxCapacityInvestment | 2049 | 9999 | exempt_maxcap_uncapped | 2026-07-10T11:17:52.349000
B_Optimised_VRE | Secondary Techs | PWRLDSINDEA | TotalAnnualMaxCapacityInvestment | 2050 | 9999 | exempt_maxcap_uncapped | 2026-07-10T11:17:52.349000
B_Optimised_VRE | Secondary Techs | PWRLDSINDEA | TotalAnnualMaxCapacityInvestment | 2023 | 9999 | exempt_uncapped | 2026-07-10T11:17:52.349000
B_Optimised_VRE | Secondary Techs | PWRLDSINDEA | TotalAnnualMaxCapacityInvestment | 2024 | 9999 | exempt_uncapped | 2026-07-10T11:17:52.349000
B_Optimised_VRE | Secondary Techs | PWRLDSINDEA | TotalAnnualMaxCapacityInvestment | 2025 | 9999 | exempt_uncapped | 2026-07-10T11:17:52.349000
B_Optimised_VRE | Secondary Techs | PWRLDSINDEA | TotalAnnualMaxCapacityInvestment | 2026 | 9999 | exempt_uncapped | 2026-07-10T11:17:52.349000
B_Optimised_VRE | Secondary Techs | PWRLDSINDEA | TotalAnnualMaxCapacityInvestment | 2027 | 9999 | exempt_uncapped | 2026-07-10T11:17:52.349000
B_Optimised_VRE | Secondary Techs | PWRLDSINDEA | TotalAnnualMaxCapacityInvestment | 2028 | 9999 | exempt_uncapped | 2026-07-10T11:17:52.349000
B_Optimised_VRE | Secondary Techs | PWRLDSINDEA | TotalAnnualMaxCapacityInvestment | 2029 | 9999 | exempt_uncapped | 2026-07-10T11:17:52.349000
B_Optimised_VRE | Secondary Techs | PWRLDSINDEA | TotalAnnualMaxCapacityInvestment | 2030 | 9999 | exempt_uncapped | 2026-07-10T11:17:52.349000
B_Optimised_VRE | Secondary Techs | PWRLDSINDEA | TotalAnnualMaxCapacityInvestment | 2031 | 9999 | exempt_uncapped | 2026-07-10T11:17:52.349000
B_Optimised_VRE | Secondary Techs | PWRLDSINDEA | TotalAnnualMaxCapacityInvestment | 2032 | 9999 | exempt_uncapped | 2026-07-10T11:17:52.349000
B_Optimised_VRE | Secondary Techs | PWRLDSINDEA | TotalAnnualMaxCapacityInvestment | 2033 | 9999 | exempt_uncapped | 2026-07-10T11:17:52.349000
B_Optimised_VRE | Secondary Techs | PWRLDSINDEA | TotalAnnualMaxCapacityInvestment | 2034 | 9999 | exempt_uncapped | 2026-07-10T11:17:52.349000
B_Optimised_VRE | Secondary Techs | PWRLDSINDEA | TotalAnnualMaxCapacityInvestment | 2035 | 9999 | exempt_uncapped | 2026-07-10T11:17:52.349000
B_Optimised_VRE | Secondary Techs | PWRLDSINDEA | TotalAnnualMaxCapacityInvestment | 2036 | 9999 | exempt_uncapped | 2026-07-10T11:17:52.349000
B_Optimised_VRE | Secondary Techs | PWRLDSINDEA | TotalAnnualMaxCapacityInvestment | 2037 | 9999 | exempt_uncapped | 2026-07-10T11:17:52.349000
B_Optimised_VRE | Secondary Techs | PWRLDSINDEA | TotalAnnualMaxCapacityInvestment | 2038 | 9999 | exempt_uncapped | 2026-07-10T11:17:52.349000
B_Optimised_VRE | Secondary Techs | PWRLDSINDEA | TotalAnnualMaxCapacityInvestment | 2039 | 9999 | exempt_uncapped | 2026-07-10T11:17:52.349000
B_Optimised_VRE | Secondary Techs | PWRLDSINDEA | TotalAnnualMaxCapacityInvestment | 2040 | 9999 | exempt_uncapped | 2026-07-10T11:17:52.349000
B_Optimised_VRE | Secondary Techs | PWRLDSINDEA | TotalAnnualMaxCapacityInvestment | 2041 | 9999 | exempt_uncapped | 2026-07-10T11:17:52.349000
B_Optimised_VRE | Secondary Techs | PWRLDSINDEA | TotalAnnualMaxCapacityInvestment | 2042 | 9999 | exempt_uncapped | 2026-07-10T11:17:52.349000
B_Optimised_VRE | Secondary Techs | PWRLDSINDEA | TotalAnnualMaxCapacityInvestment | 2043 | 9999 | exempt_uncapped | 2026-07-10T11:17:52.349000
B_Optimised_VRE | Secondary Techs | PWRLDSINDEA | TotalAnnualMaxCapacityInvestment | 2044 | 9999 | exempt_uncapped | 2026-07-10T11:17:52.349000
B_Optimised_VRE | Secondary Techs | PWRLDSINDEA | TotalAnnualMaxCapacityInvestment | 2045 | 9999 | exempt_uncapped | 2026-07-10T11:17:52.349000
B_Optimised_VRE | Secondary Techs | PWRLDSINDEA | TotalAnnualMaxCapacityInvestment | 2046 | 9999 | exempt_uncapped | 2026-07-10T11:17:52.349000
B_Optimised_VRE | Secondary Techs | PWRLDSINDEA | TotalAnnualMaxCapacityInvestment | 2047 | 9999 | exempt_uncapped | 2026-07-10T11:17:52.349000
B_Optimised_VRE | Secondary Techs | PWRLDSINDEA | TotalAnnualMaxCapacityInvestment | 2048 | 9999 | exempt_uncapped | 2026-07-10T11:17:52.349000
B_Optimised_VRE | Secondary Techs | PWRLDSINDEA | TotalAnnualMaxCapacityInvestment | 2049 | 9999 | exempt_uncapped | 2026-07-10T11:17:52.349000
B_Optimised_VRE | Secondary Techs | PWRLDSINDEA | TotalAnnualMaxCapacityInvestment | 2050 | 9999 | exempt_uncapped | 2026-07-10T11:17:52.349000
B_Optimised_VRE | Secondary Techs | PWRBIOINDWE | TotalAnnualMaxCapacityInvestment | 2023 | 0 | lid_floor_suppressed | 2026-07-10T11:17:52.349000
B_Optimised_VRE | Secondary Techs | PWRBIOINDWE | TotalAnnualMaxCapacityInvestment | 2024 | 0.18692 | lid_fill | 2026-07-10T11:17:52.349000
B_Optimised_VRE | Secondary Techs | PWRBIOINDWE | TotalAnnualMaxCapacityInvestment | 2025 | 0.20453 | lid_fill | 2026-07-10T11:17:52.349000
B_Optimised_VRE | Secondary Techs | PWRBIOINDWE | TotalAnnualMaxCapacityInvestment | 2026 | 0.2306 | lid_fill | 2026-07-10T11:17:52.349000
B_Optimised_VRE | Secondary Techs | PWRBIOINDWE | TotalAnnualMaxCapacityInvestment | 2027 | 0.22238 | lid_fill | 2026-07-10T11:17:52.349000
B_Optimised_VRE | Secondary Techs | PWRBIOINDWE | TotalAnnualMaxCapacityInvestment | 2028 | 0.23039 | lid_family_capped | 2026-07-10T11:17:52.349000
B_Optimised_VRE | Secondary Techs | PWRBIOINDWE | TotalAnnualMaxCapacityInvestment | 2029 | 0.1974 | lid_family_capped | 2026-07-10T11:17:52.349000
B_Optimised_VRE | Secondary Techs | PWRBIOINDWE | TotalAnnualMaxCapacityInvestment | 2030 | 0.068973 | lid_floor_suppressed | 2026-07-10T11:17:52.349000
B_Optimised_VRE | Secondary Techs | PWRBIOINDWE | TotalAnnualMaxCapacityInvestment | 2031 | 0.056242 | lid_floor_suppressed | 2026-07-10T11:17:52.349000
B_Optimised_VRE | Secondary Techs | PWRBIOINDWE | TotalAnnualMaxCapacityInvestment | 2032 | 0.12335 | lid_family_capped | 2026-07-10T11:17:52.349000
B_Optimised_VRE | Secondary Techs | PWRBIOINDWE | TotalAnnualMaxCapacityInvestment | 2033 | 0.11432 | lid_family_capped | 2026-07-10T11:17:52.349000
B_Optimised_VRE | Secondary Techs | PWRBIOINDWE | TotalAnnualMaxCapacityInvestment | 2034 | 0.10528 | lid_family_capped | 2026-07-10T11:17:52.349000
B_Optimised_VRE | Secondary Techs | PWRBIOINDWE | TotalAnnualMaxCapacityInvestment | 2035 | 0.096249 | lid_floor_suppressed | 2026-07-10T11:17:52.349000
B_Optimised_VRE | Secondary Techs | PWRBIOINDWE | TotalAnnualMaxCapacityInvestment | 2036 | 0.087216 | lid_floor_suppressed | 2026-07-10T11:17:52.349000
B_Optimised_VRE | Secondary Techs | PWRBIOINDWE | TotalAnnualMaxCapacityInvestment | 2037 | 0.098202 | lid_floor_suppressed | 2026-07-10T11:17:52.349000
B_Optimised_VRE | Secondary Techs | PWRBIOINDWE | TotalAnnualMaxCapacityInvestment | 2038 | 0.088236 | lid_floor_suppressed | 2026-07-10T11:17:52.349000
B_Optimised_VRE | Secondary Techs | PWRBIOINDWE | TotalAnnualMaxCapacityInvestment | 2039 | 0.078271 | lid_floor_suppressed | 2026-07-10T11:17:52.349000
B_Optimised_VRE | Secondary Techs | PWRBIOINDWE | TotalAnnualMaxCapacityInvestment | 2040 | 0.068303 | lid_floor_suppressed | 2026-07-10T11:17:52.349000
B_Optimised_VRE | Secondary Techs | PWRBIOINDWE | TotalAnnualMaxCapacityInvestment | 2041 | 0.058337 | lid_floor_suppressed | 2026-07-10T11:17:52.349000
B_Optimised_VRE | Secondary Techs | PWRBIOINDWE | TotalAnnualMaxCapacityInvestment | 2042 | 0.071507 | lid_floor_suppressed | 2026-07-10T11:17:52.349000
B_Optimised_VRE | Secondary Techs | PWRBIOINDWE | TotalAnnualMaxCapacityInvestment | 2043 | 0.068534 | lid_floor_suppressed | 2026-07-10T11:17:52.349000
B_Optimised_VRE | Secondary Techs | PWRBIOINDWE | TotalAnnualMaxCapacityInvestment | 2044 | 0.07632 | lid_adequacy_scaled | 2026-07-10T11:17:52.349000
B_Optimised_VRE | Secondary Techs | PWRBIOINDWE | TotalAnnualMaxCapacityInvestment | 2045 | 0.091212 | lid_adequacy_scaled | 2026-07-10T11:17:52.349000
B_Optimised_VRE | Secondary Techs | PWRBIOINDWE | TotalAnnualMaxCapacityInvestment | 2046 | 0.10812 | lid_adequacy_scaled | 2026-07-10T11:17:52.349000
B_Optimised_VRE | Secondary Techs | PWRBIOINDWE | TotalAnnualMaxCapacityInvestment | 2047 | 0.12236 | lid_adequacy_scaled | 2026-07-10T11:17:52.349000
B_Optimised_VRE | Secondary Techs | PWRBIOINDWE | TotalAnnualMaxCapacityInvestment | 2048 | 0.1345 | lid_adequacy_scaled | 2026-07-10T11:17:52.349000
B_Optimised_VRE | Secondary Techs | PWRBIOINDWE | TotalAnnualMaxCapacityInvestment | 2049 | 0.14492 | lid_adequacy_scaled | 2026-07-10T11:17:52.349000
B_Optimised_VRE | Secondary Techs | PWRBIOINDWE | TotalAnnualMaxCapacityInvestment | 2050 | 0.15388 | lid_adequacy_scaled | 2026-07-10T11:17:52.349000
B_Optimised_VRE | Secondary Techs | PWRHYDNPLXX | TotalAnnualMaxCapacityInvestment | 2023 | 0.1 | lid_floor | 2026-07-10T11:17:52.349000
B_Optimised_VRE | Secondary Techs | PWRHYDNPLXX | TotalAnnualMaxCapacityInvestment | 2024 | 0.21819 | lid_fill | 2026-07-10T11:17:52.349000
B_Optimised_VRE | Secondary Techs | PWRHYDNPLXX | TotalAnnualMaxCapacityInvestment | 2025 | 0.54096 | untie_min_inv | 2026-07-10T11:17:52.349000
B_Optimised_VRE | Secondary Techs | PWRHYDNPLXX | TotalAnnualMaxCapacityInvestment | 2026 | 0.24251 | lid_fill | 2026-07-10T11:17:52.349000
B_Optimised_VRE | Secondary Techs | PWRHYDNPLXX | TotalAnnualMaxCapacityInvestment | 2027 | 0.25608 | lid_fill | 2026-07-10T11:17:52.349000
B_Optimised_VRE | Secondary Techs | PWRHYDNPLXX | TotalAnnualMaxCapacityInvestment | 2028 | 0.48506 | lid_relaxed | 2026-07-10T11:17:52.349000
B_Optimised_VRE | Secondary Techs | PWRHYDNPLXX | TotalAnnualMaxCapacityInvestment | 2029 | 0.74214 | lid_relaxed | 2026-07-10T11:17:52.349000
B_Optimised_VRE | Secondary Techs | PWRHYDNPLXX | TotalAnnualMaxCapacityInvestment | 2030 | 1.0327 | lid_relaxed | 2026-07-10T11:17:52.349000
B_Optimised_VRE | Secondary Techs | PWRHYDNPLXX | TotalAnnualMaxCapacityInvestment | 2031 | 1.1174 | lid_family_capped | 2026-07-10T11:17:52.349000
B_Optimised_VRE | Secondary Techs | PWRHYDNPLXX | TotalAnnualMaxCapacityInvestment | 2032 | 1.2095 | lid_family_capped | 2026-07-10T11:17:52.349000
B_Optimised_VRE | Secondary Techs | PWRHYDNPLXX | TotalAnnualMaxCapacityInvestment | 2033 | 1.309 | lid_family_capped | 2026-07-10T11:17:52.349000
B_Optimised_VRE | Secondary Techs | PWRHYDNPLXX | TotalAnnualMaxCapacityInvestment | 2034 | 0.79153 | lid_family_capped | 2026-07-10T11:17:52.349000
B_Optimised_VRE | Secondary Techs | PWRHYDNPLXX | TotalAnnualMaxCapacityInvestment | 2035 | 0.79153 | lid_family_capped | 2026-07-10T11:17:52.349000
B_Optimised_VRE | Secondary Techs | PWRHYDNPLXX | TotalAnnualMaxCapacityInvestment | 2036 | 0.79153 | lid_family_capped | 2026-07-10T11:17:52.349000
B_Optimised_VRE | Secondary Techs | PWRHYDNPLXX | TotalAnnualMaxCapacityInvestment | 2037 | 0.79136 | lid_family_capped | 2026-07-10T11:17:52.349000
B_Optimised_VRE | Secondary Techs | PWRHYDNPLXX | TotalAnnualMaxCapacityInvestment | 2038 | 0.79153 | lid_family_capped | 2026-07-10T11:17:52.349000
B_Optimised_VRE | Secondary Techs | PWRHYDNPLXX | TotalAnnualMaxCapacityInvestment | 2039 | 0.79153 | lid_family_capped | 2026-07-10T11:17:52.349000
B_Optimised_VRE | Secondary Techs | PWRHYDNPLXX | TotalAnnualMaxCapacityInvestment | 2040 | 0.79153 | lid_family_capped | 2026-07-10T11:17:52.349000
B_Optimised_VRE | Secondary Techs | PWRHYDNPLXX | TotalAnnualMaxCapacityInvestment | 2041 | 0.79153 | lid_family_capped | 2026-07-10T11:17:52.349000
B_Optimised_VRE | Secondary Techs | PWRHYDNPLXX | TotalAnnualMaxCapacityInvestment | 2042 | 0.79153 | lid_family_capped | 2026-07-10T11:17:52.349000
B_Optimised_VRE | Secondary Techs | PWRHYDNPLXX | TotalAnnualMaxCapacityInvestment | 2043 | 0.79153 | lid_family_capped | 2026-07-10T11:17:52.349000
B_Optimised_VRE | Secondary Techs | PWRHYDNPLXX | TotalAnnualMaxCapacityInvestment | 2044 | 0.79153 | lid_family_capped | 2026-07-10T11:17:52.349000
B_Optimised_VRE | Secondary Techs | PWRHYDNPLXX | TotalAnnualMaxCapacityInvestment | 2045 | 0.79153 | lid_family_capped | 2026-07-10T11:17:52.349000
B_Optimised_VRE | Secondary Techs | PWRHYDNPLXX | TotalAnnualMaxCapacityInvestment | 2046 | 0.79153 | lid_family_capped | 2026-07-10T11:17:52.349000
B_Optimised_VRE | Secondary Techs | PWRHYDNPLXX | TotalAnnualMaxCapacityInvestment | 2047 | 0.90909 | lid_adequacy_scaled | 2026-07-10T11:17:52.349000
B_Optimised_VRE | Secondary Techs | PWRHYDNPLXX | TotalAnnualMaxCapacityInvestment | 2048 | 1.0956 | lid_adequacy_scaled | 2026-07-10T11:17:52.349000
B_Optimised_VRE | Secondary Techs | PWRHYDNPLXX | TotalAnnualMaxCapacityInvestment | 2049 | 1.2867 | lid_adequacy_scaled | 2026-07-10T11:17:52.349000
B_Optimised_VRE | Secondary Techs | PWRHYDNPLXX | TotalAnnualMaxCapacityInvestment | 2050 | 1.4823 | lid_adequacy_scaled | 2026-07-10T11:17:52.349000
B_Optimised_VRE | Secondary Techs | PWRBIOINDNE | TotalAnnualMaxCapacityInvestment | 2023 | 0 | lid_floor_suppressed | 2026-07-10T11:17:52.349000
B_Optimised_VRE | Secondary Techs | PWRBIOINDNE | TotalAnnualMaxCapacityInvestment | 2024 | 0.00092517 | lid_floor_suppressed | 2026-07-10T11:17:52.349000
B_Optimised_VRE | Secondary Techs | PWRBIOINDNE | TotalAnnualMaxCapacityInvestment | 2025 | 0.00098372 | lid_floor_suppressed | 2026-07-10T11:17:52.349000
B_Optimised_VRE | Secondary Techs | PWRBIOINDNE | TotalAnnualMaxCapacityInvestment | 2026 | 0.0010796 | lid_floor_suppressed | 2026-07-10T11:17:52.349000
B_Optimised_VRE | Secondary Techs | PWRBIOINDNE | TotalAnnualMaxCapacityInvestment | 2027 | 0.0010837 | lid_floor_suppressed | 2026-07-10T11:17:52.349000
B_Optimised_VRE | Secondary Techs | PWRBIOINDNE | TotalAnnualMaxCapacityInvestment | 2028 | 0.0011399 | lid_floor_suppressed | 2026-07-10T11:17:52.349000
B_Optimised_VRE | Secondary Techs | PWRBIOINDNE | TotalAnnualMaxCapacityInvestment | 2029 | 0.00090318 | lid_floor_suppressed | 2026-07-10T11:17:52.349000
B_Optimised_VRE | Secondary Techs | PWRBIOINDNE | TotalAnnualMaxCapacityInvestment | 2030 | 0.00079976 | lid_floor_suppressed | 2026-07-10T11:17:52.349000
B_Optimised_VRE | Secondary Techs | PWRBIOINDNE | TotalAnnualMaxCapacityInvestment | 2031 | 0.00074245 | lid_floor_suppressed | 2026-07-10T11:17:52.349000
B_Optimised_VRE | Secondary Techs | PWRBIOINDNE | TotalAnnualMaxCapacityInvestment | 2032 | 0.00092269 | lid_floor_suppressed | 2026-07-10T11:17:52.349000
B_Optimised_VRE | Secondary Techs | PWRBIOINDNE | TotalAnnualMaxCapacityInvestment | 2033 | 0.00087989 | lid_floor_suppressed | 2026-07-10T11:17:52.349000
B_Optimised_VRE | Secondary Techs | PWRBIOINDNE | TotalAnnualMaxCapacityInvestment | 2034 | 0.0008371 | lid_floor_suppressed | 2026-07-10T11:17:52.349000
B_Optimised_VRE | Secondary Techs | PWRBIOINDNE | TotalAnnualMaxCapacityInvestment | 2035 | 0.0007943 | lid_floor_suppressed | 2026-07-10T11:17:52.349000
B_Optimised_VRE | Secondary Techs | PWRBIOINDNE | TotalAnnualMaxCapacityInvestment | 2036 | 0.0007515 | lid_floor_suppressed | 2026-07-10T11:17:52.349000
B_Optimised_VRE | Secondary Techs | PWRBIOINDNE | TotalAnnualMaxCapacityInvestment | 2037 | 0.00091565 | lid_floor_suppressed | 2026-07-10T11:17:52.349000
B_Optimised_VRE | Secondary Techs | PWRBIOINDNE | TotalAnnualMaxCapacityInvestment | 2038 | 0.00086549 | lid_floor_suppressed | 2026-07-10T11:17:52.349000
B_Optimised_VRE | Secondary Techs | PWRBIOINDNE | TotalAnnualMaxCapacityInvestment | 2039 | 0.00081515 | lid_floor_suppressed | 2026-07-10T11:17:52.349000
B_Optimised_VRE | Secondary Techs | PWRBIOINDNE | TotalAnnualMaxCapacityInvestment | 2040 | 0.00076518 | lid_floor_suppressed | 2026-07-10T11:17:52.349000
B_Optimised_VRE | Secondary Techs | PWRBIOINDNE | TotalAnnualMaxCapacityInvestment | 2041 | 0.00071502 | lid_floor_suppressed | 2026-07-10T11:17:52.349000
B_Optimised_VRE | Secondary Techs | PWRBIOINDNE | TotalAnnualMaxCapacityInvestment | 2042 | 0.00084847 | lid_floor_suppressed | 2026-07-10T11:17:52.349000
B_Optimised_VRE | Secondary Techs | PWRBIOINDNE | TotalAnnualMaxCapacityInvestment | 2043 | 0.0008576 | lid_floor_suppressed | 2026-07-10T11:17:52.349000
B_Optimised_VRE | Secondary Techs | PWRBIOINDNE | TotalAnnualMaxCapacityInvestment | 2044 | 0.00086588 | lid_floor_suppressed | 2026-07-10T11:17:52.349000
B_Optimised_VRE | Secondary Techs | PWRBIOINDNE | TotalAnnualMaxCapacityInvestment | 2045 | 0.00087321 | lid_floor_suppressed | 2026-07-10T11:17:52.349000
B_Optimised_VRE | Secondary Techs | PWRBIOINDNE | TotalAnnualMaxCapacityInvestment | 2046 | 0.0010709 | lid_adequacy_scaled | 2026-07-10T11:17:52.349000
B_Optimised_VRE | Secondary Techs | PWRBIOINDNE | TotalAnnualMaxCapacityInvestment | 2047 | 0.0013149 | lid_adequacy_scaled | 2026-07-10T11:17:52.349000
B_Optimised_VRE | Secondary Techs | PWRBIOINDNE | TotalAnnualMaxCapacityInvestment | 2048 | 0.0015577 | lid_adequacy_scaled | 2026-07-10T11:17:52.349000
B_Optimised_VRE | Secondary Techs | PWRBIOINDNE | TotalAnnualMaxCapacityInvestment | 2049 | 0.0017988 | lid_adequacy_scaled | 2026-07-10T11:17:52.349000
B_Optimised_VRE | Secondary Techs | PWRBIOINDNE | TotalAnnualMaxCapacityInvestment | 2050 | 0.0020381 | lid_adequacy_scaled | 2026-07-10T11:17:52.349000
B_Optimised_VRE | Secondary Techs | PWRSDSBTNXX | TotalAnnualMaxCapacityInvestment | 2023 | 9999 | exempt_maxcap_uncapped | 2026-07-10T11:17:52.349000
B_Optimised_VRE | Secondary Techs | PWRSDSBTNXX | TotalAnnualMaxCapacityInvestment | 2024 | 9999 | exempt_maxcap_uncapped | 2026-07-10T11:17:52.349000
B_Optimised_VRE | Secondary Techs | PWRSDSBTNXX | TotalAnnualMaxCapacityInvestment | 2025 | 9999 | exempt_maxcap_uncapped | 2026-07-10T11:17:52.349000
B_Optimised_VRE | Secondary Techs | PWRSDSBTNXX | TotalAnnualMaxCapacityInvestment | 2026 | 9999 | exempt_maxcap_uncapped | 2026-07-10T11:17:52.349000
B_Optimised_VRE | Secondary Techs | PWRSDSBTNXX | TotalAnnualMaxCapacityInvestment | 2027 | 9999 | exempt_maxcap_uncapped | 2026-07-10T11:17:52.349000
B_Optimised_VRE | Secondary Techs | PWRSDSBTNXX | TotalAnnualMaxCapacityInvestment | 2028 | 9999 | exempt_maxcap_uncapped | 2026-07-10T11:17:52.349000
B_Optimised_VRE | Secondary Techs | PWRSDSBTNXX | TotalAnnualMaxCapacityInvestment | 2029 | 9999 | exempt_maxcap_uncapped | 2026-07-10T11:17:52.349000
B_Optimised_VRE | Secondary Techs | PWRSDSBTNXX | TotalAnnualMaxCapacityInvestment | 2030 | 9999 | exempt_maxcap_uncapped | 2026-07-10T11:17:52.349000
B_Optimised_VRE | Secondary Techs | PWRSDSBTNXX | TotalAnnualMaxCapacityInvestment | 2031 | 9999 | exempt_maxcap_uncapped | 2026-07-10T11:17:52.349000
B_Optimised_VRE | Secondary Techs | PWRSDSBTNXX | TotalAnnualMaxCapacityInvestment | 2032 | 9999 | exempt_maxcap_uncapped | 2026-07-10T11:17:52.349000
B_Optimised_VRE | Secondary Techs | PWRSDSBTNXX | TotalAnnualMaxCapacityInvestment | 2033 | 9999 | exempt_maxcap_uncapped | 2026-07-10T11:17:52.349000
B_Optimised_VRE | Secondary Techs | PWRSDSBTNXX | TotalAnnualMaxCapacityInvestment | 2034 | 9999 | exempt_maxcap_uncapped | 2026-07-10T11:17:52.349000
B_Optimised_VRE | Secondary Techs | PWRSDSBTNXX | TotalAnnualMaxCapacityInvestment | 2035 | 9999 | exempt_maxcap_uncapped | 2026-07-10T11:17:52.349000
B_Optimised_VRE | Secondary Techs | PWRSDSBTNXX | TotalAnnualMaxCapacityInvestment | 2036 | 9999 | exempt_maxcap_uncapped | 2026-07-10T11:17:52.349000
B_Optimised_VRE | Secondary Techs | PWRSDSBTNXX | TotalAnnualMaxCapacityInvestment | 2037 | 9999 | exempt_maxcap_uncapped | 2026-07-10T11:17:52.349000
B_Optimised_VRE | Secondary Techs | PWRSDSBTNXX | TotalAnnualMaxCapacityInvestment | 2038 | 9999 | exempt_maxcap_uncapped | 2026-07-10T11:17:52.349000
B_Optimised_VRE | Secondary Techs | PWRSDSBTNXX | TotalAnnualMaxCapacityInvestment | 2039 | 9999 | exempt_maxcap_uncapped | 2026-07-10T11:17:52.349000
B_Optimised_VRE | Secondary Techs | PWRSDSBTNXX | TotalAnnualMaxCapacityInvestment | 2040 | 9999 | exempt_maxcap_uncapped | 2026-07-10T11:17:52.349000
B_Optimised_VRE | Secondary Techs | PWRSDSBTNXX | TotalAnnualMaxCapacityInvestment | 2041 | 9999 | exempt_maxcap_uncapped | 2026-07-10T11:17:52.349000
B_Optimised_VRE | Secondary Techs | PWRSDSBTNXX | TotalAnnualMaxCapacityInvestment | 2042 | 9999 | exempt_maxcap_uncapped | 2026-07-10T11:17:52.349000
B_Optimised_VRE | Secondary Techs | PWRSDSBTNXX | TotalAnnualMaxCapacityInvestment | 2043 | 9999 | exempt_maxcap_uncapped | 2026-07-10T11:17:52.349000
B_Optimised_VRE | Secondary Techs | PWRSDSBTNXX | TotalAnnualMaxCapacityInvestment | 2044 | 9999 | exempt_maxcap_uncapped | 2026-07-10T11:17:52.349000
B_Optimised_VRE | Secondary Techs | PWRSDSBTNXX | TotalAnnualMaxCapacityInvestment | 2045 | 9999 | exempt_maxcap_uncapped | 2026-07-10T11:17:52.349000
B_Optimised_VRE | Secondary Techs | PWRSDSBTNXX | TotalAnnualMaxCapacityInvestment | 2046 | 9999 | exempt_maxcap_uncapped | 2026-07-10T11:17:52.349000
B_Optimised_VRE | Secondary Techs | PWRSDSBTNXX | TotalAnnualMaxCapacityInvestment | 2047 | 9999 | exempt_maxcap_uncapped | 2026-07-10T11:17:52.349000
B_Optimised_VRE | Secondary Techs | PWRSDSBTNXX | TotalAnnualMaxCapacityInvestment | 2048 | 9999 | exempt_maxcap_uncapped | 2026-07-10T11:17:52.349000
B_Optimised_VRE | Secondary Techs | PWRSDSBTNXX | TotalAnnualMaxCapacityInvestment | 2049 | 9999 | exempt_maxcap_uncapped | 2026-07-10T11:17:52.349000
B_Optimised_VRE | Secondary Techs | PWRSDSBTNXX | TotalAnnualMaxCapacityInvestment | 2050 | 9999 | exempt_maxcap_uncapped | 2026-07-10T11:17:52.349000
B_Optimised_VRE | Secondary Techs | PWRSDSBTNXX | TotalAnnualMaxCapacityInvestment | 2023 | 9999 | exempt_uncapped | 2026-07-10T11:17:52.349000
B_Optimised_VRE | Secondary Techs | PWRSDSBTNXX | TotalAnnualMaxCapacityInvestment | 2024 | 9999 | exempt_uncapped | 2026-07-10T11:17:52.349000
B_Optimised_VRE | Secondary Techs | PWRSDSBTNXX | TotalAnnualMaxCapacityInvestment | 2025 | 9999 | exempt_uncapped | 2026-07-10T11:17:52.349000
B_Optimised_VRE | Secondary Techs | PWRSDSBTNXX | TotalAnnualMaxCapacityInvestment | 2026 | 9999 | exempt_uncapped | 2026-07-10T11:17:52.349000
B_Optimised_VRE | Secondary Techs | PWRSDSBTNXX | TotalAnnualMaxCapacityInvestment | 2027 | 9999 | exempt_uncapped | 2026-07-10T11:17:52.349000
B_Optimised_VRE | Secondary Techs | PWRSDSBTNXX | TotalAnnualMaxCapacityInvestment | 2028 | 9999 | exempt_uncapped | 2026-07-10T11:17:52.349000
B_Optimised_VRE | Secondary Techs | PWRSDSBTNXX | TotalAnnualMaxCapacityInvestment | 2029 | 9999 | exempt_uncapped | 2026-07-10T11:17:52.349000
B_Optimised_VRE | Secondary Techs | PWRSDSBTNXX | TotalAnnualMaxCapacityInvestment | 2030 | 9999 | exempt_uncapped | 2026-07-10T11:17:52.349000
B_Optimised_VRE | Secondary Techs | PWRSDSBTNXX | TotalAnnualMaxCapacityInvestment | 2031 | 9999 | exempt_uncapped | 2026-07-10T11:17:52.349000
B_Optimised_VRE | Secondary Techs | PWRSDSBTNXX | TotalAnnualMaxCapacityInvestment | 2032 | 9999 | exempt_uncapped | 2026-07-10T11:17:52.349000
B_Optimised_VRE | Secondary Techs | PWRSDSBTNXX | TotalAnnualMaxCapacityInvestment | 2033 | 9999 | exempt_uncapped | 2026-07-10T11:17:52.349000
B_Optimised_VRE | Secondary Techs | PWRSDSBTNXX | TotalAnnualMaxCapacityInvestment | 2034 | 9999 | exempt_uncapped | 2026-07-10T11:17:52.349000
B_Optimised_VRE | Secondary Techs | PWRSDSBTNXX | TotalAnnualMaxCapacityInvestment | 2035 | 9999 | exempt_uncapped | 2026-07-10T11:17:52.349000
B_Optimised_VRE | Secondary Techs | PWRSDSBTNXX | TotalAnnualMaxCapacityInvestment | 2036 | 9999 | exempt_uncapped | 2026-07-10T11:17:52.349000
B_Optimised_VRE | Secondary Techs | PWRSDSBTNXX | TotalAnnualMaxCapacityInvestment | 2037 | 9999 | exempt_uncapped | 2026-07-10T11:17:52.349000
B_Optimised_VRE | Secondary Techs | PWRSDSBTNXX | TotalAnnualMaxCapacityInvestment | 2038 | 9999 | exempt_uncapped | 2026-07-10T11:17:52.349000
B_Optimised_VRE | Secondary Techs | PWRSDSBTNXX | TotalAnnualMaxCapacityInvestment | 2039 | 9999 | exempt_uncapped | 2026-07-10T11:17:52.349000
B_Optimised_VRE | Secondary Techs | PWRSDSBTNXX | TotalAnnualMaxCapacityInvestment | 2040 | 9999 | exempt_uncapped | 2026-07-10T11:17:52.349000
B_Optimised_VRE | Secondary Techs | PWRSDSBTNXX | TotalAnnualMaxCapacityInvestment | 2041 | 9999 | exempt_uncapped | 2026-07-10T11:17:52.349000
B_Optimised_VRE | Secondary Techs | PWRSDSBTNXX | TotalAnnualMaxCapacityInvestment | 2042 | 9999 | exempt_uncapped | 2026-07-10T11:17:52.349000
B_Optimised_VRE | Secondary Techs | PWRSDSBTNXX | TotalAnnualMaxCapacityInvestment | 2043 | 9999 | exempt_uncapped | 2026-07-10T11:17:52.349000
B_Optimised_VRE | Secondary Techs | PWRSDSBTNXX | TotalAnnualMaxCapacityInvestment | 2044 | 9999 | exempt_uncapped | 2026-07-10T11:17:52.349000
B_Optimised_VRE | Secondary Techs | PWRSDSBTNXX | TotalAnnualMaxCapacityInvestment | 2045 | 9999 | exempt_uncapped | 2026-07-10T11:17:52.349000
B_Optimised_VRE | Secondary Techs | PWRSDSBTNXX | TotalAnnualMaxCapacityInvestment | 2046 | 9999 | exempt_uncapped | 2026-07-10T11:17:52.349000
B_Optimised_VRE | Secondary Techs | PWRSDSBTNXX | TotalAnnualMaxCapacityInvestment | 2047 | 9999 | exempt_uncapped | 2026-07-10T11:17:52.349000
B_Optimised_VRE | Secondary Techs | PWRSDSBTNXX | TotalAnnualMaxCapacityInvestment | 2048 | 9999 | exempt_uncapped | 2026-07-10T11:17:52.349000
B_Optimised_VRE | Secondary Techs | PWRSDSBTNXX | TotalAnnualMaxCapacityInvestment | 2049 | 9999 | exempt_uncapped | 2026-07-10T11:17:52.349000
B_Optimised_VRE | Secondary Techs | PWRSDSBTNXX | TotalAnnualMaxCapacityInvestment | 2050 | 9999 | exempt_uncapped | 2026-07-10T11:17:52.349000
B_Optimised_VRE | Secondary Techs | PWRSDSINDSO | TotalAnnualMaxCapacityInvestment | 2023 | 9999 | exempt_maxcap_uncapped | 2026-07-10T11:17:52.349000
B_Optimised_VRE | Secondary Techs | PWRSDSINDSO | TotalAnnualMaxCapacityInvestment | 2024 | 9999 | exempt_maxcap_uncapped | 2026-07-10T11:17:52.349000
B_Optimised_VRE | Secondary Techs | PWRSDSINDSO | TotalAnnualMaxCapacityInvestment | 2025 | 9999 | exempt_maxcap_uncapped | 2026-07-10T11:17:52.349000
B_Optimised_VRE | Secondary Techs | PWRSDSINDSO | TotalAnnualMaxCapacityInvestment | 2026 | 9999 | exempt_maxcap_uncapped | 2026-07-10T11:17:52.349000
B_Optimised_VRE | Secondary Techs | PWRSDSINDSO | TotalAnnualMaxCapacityInvestment | 2027 | 9999 | exempt_maxcap_uncapped | 2026-07-10T11:17:52.349000
B_Optimised_VRE | Secondary Techs | PWRSDSINDSO | TotalAnnualMaxCapacityInvestment | 2028 | 9999 | exempt_maxcap_uncapped | 2026-07-10T11:17:52.349000
B_Optimised_VRE | Secondary Techs | PWRSDSINDSO | TotalAnnualMaxCapacityInvestment | 2029 | 9999 | exempt_maxcap_uncapped | 2026-07-10T11:17:52.349000
B_Optimised_VRE | Secondary Techs | PWRSDSINDSO | TotalAnnualMaxCapacityInvestment | 2030 | 9999 | exempt_maxcap_uncapped | 2026-07-10T11:17:52.349000
B_Optimised_VRE | Secondary Techs | PWRSDSINDSO | TotalAnnualMaxCapacityInvestment | 2031 | 9999 | exempt_maxcap_uncapped | 2026-07-10T11:17:52.349000
B_Optimised_VRE | Secondary Techs | PWRSDSINDSO | TotalAnnualMaxCapacityInvestment | 2032 | 9999 | exempt_maxcap_uncapped | 2026-07-10T11:17:52.349000
B_Optimised_VRE | Secondary Techs | PWRSDSINDSO | TotalAnnualMaxCapacityInvestment | 2033 | 9999 | exempt_maxcap_uncapped | 2026-07-10T11:17:52.349000
B_Optimised_VRE | Secondary Techs | PWRSDSINDSO | TotalAnnualMaxCapacityInvestment | 2034 | 9999 | exempt_maxcap_uncapped | 2026-07-10T11:17:52.349000
B_Optimised_VRE | Secondary Techs | PWRSDSINDSO | TotalAnnualMaxCapacityInvestment | 2035 | 9999 | exempt_maxcap_uncapped | 2026-07-10T11:17:52.349000
B_Optimised_VRE | Secondary Techs | PWRSDSINDSO | TotalAnnualMaxCapacityInvestment | 2036 | 9999 | exempt_maxcap_uncapped | 2026-07-10T11:17:52.349000
B_Optimised_VRE | Secondary Techs | PWRSDSINDSO | TotalAnnualMaxCapacityInvestment | 2037 | 9999 | exempt_maxcap_uncapped | 2026-07-10T11:17:52.349000
B_Optimised_VRE | Secondary Techs | PWRSDSINDSO | TotalAnnualMaxCapacityInvestment | 2038 | 9999 | exempt_maxcap_uncapped | 2026-07-10T11:17:52.349000
B_Optimised_VRE | Secondary Techs | PWRSDSINDSO | TotalAnnualMaxCapacityInvestment | 2039 | 9999 | exempt_maxcap_uncapped | 2026-07-10T11:17:52.349000
B_Optimised_VRE | Secondary Techs | PWRSDSINDSO | TotalAnnualMaxCapacityInvestment | 2040 | 9999 | exempt_maxcap_uncapped | 2026-07-10T11:17:52.349000
B_Optimised_VRE | Secondary Techs | PWRSDSINDSO | TotalAnnualMaxCapacityInvestment | 2041 | 9999 | exempt_maxcap_uncapped | 2026-07-10T11:17:52.349000
B_Optimised_VRE | Secondary Techs | PWRSDSINDSO | TotalAnnualMaxCapacityInvestment | 2042 | 9999 | exempt_maxcap_uncapped | 2026-07-10T11:17:52.349000
B_Optimised_VRE | Secondary Techs | PWRSDSINDSO | TotalAnnualMaxCapacityInvestment | 2043 | 9999 | exempt_maxcap_uncapped | 2026-07-10T11:17:52.349000
B_Optimised_VRE | Secondary Techs | PWRSDSINDSO | TotalAnnualMaxCapacityInvestment | 2044 | 9999 | exempt_maxcap_uncapped | 2026-07-10T11:17:52.349000
B_Optimised_VRE | Secondary Techs | PWRSDSINDSO | TotalAnnualMaxCapacityInvestment | 2045 | 9999 | exempt_maxcap_uncapped | 2026-07-10T11:17:52.349000
B_Optimised_VRE | Secondary Techs | PWRSDSINDSO | TotalAnnualMaxCapacityInvestment | 2046 | 9999 | exempt_maxcap_uncapped | 2026-07-10T11:17:52.349000
B_Optimised_VRE | Secondary Techs | PWRSDSINDSO | TotalAnnualMaxCapacityInvestment | 2047 | 9999 | exempt_maxcap_uncapped | 2026-07-10T11:17:52.349000
B_Optimised_VRE | Secondary Techs | PWRSDSINDSO | TotalAnnualMaxCapacityInvestment | 2048 | 9999 | exempt_maxcap_uncapped | 2026-07-10T11:17:52.349000
B_Optimised_VRE | Secondary Techs | PWRSDSINDSO | TotalAnnualMaxCapacityInvestment | 2049 | 9999 | exempt_maxcap_uncapped | 2026-07-10T11:17:52.349000
B_Optimised_VRE | Secondary Techs | PWRSDSINDSO | TotalAnnualMaxCapacityInvestment | 2050 | 9999 | exempt_maxcap_uncapped | 2026-07-10T11:17:52.349000
B_Optimised_VRE | Secondary Techs | PWRSDSINDSO | TotalAnnualMaxCapacityInvestment | 2023 | 9999 | exempt_uncapped | 2026-07-10T11:17:52.349000
B_Optimised_VRE | Secondary Techs | PWRSDSINDSO | TotalAnnualMaxCapacityInvestment | 2024 | 9999 | exempt_uncapped | 2026-07-10T11:17:52.349000
B_Optimised_VRE | Secondary Techs | PWRSDSINDSO | TotalAnnualMaxCapacityInvestment | 2025 | 9999 | exempt_uncapped | 2026-07-10T11:17:52.349000
B_Optimised_VRE | Secondary Techs | PWRSDSINDSO | TotalAnnualMaxCapacityInvestment | 2026 | 9999 | exempt_uncapped | 2026-07-10T11:17:52.349000
B_Optimised_VRE | Secondary Techs | PWRSDSINDSO | TotalAnnualMaxCapacityInvestment | 2027 | 9999 | exempt_uncapped | 2026-07-10T11:17:52.349000
B_Optimised_VRE | Secondary Techs | PWRSDSINDSO | TotalAnnualMaxCapacityInvestment | 2028 | 9999 | exempt_uncapped | 2026-07-10T11:17:52.349000
B_Optimised_VRE | Secondary Techs | PWRSDSINDSO | TotalAnnualMaxCapacityInvestment | 2029 | 9999 | exempt_uncapped | 2026-07-10T11:17:52.349000
B_Optimised_VRE | Secondary Techs | PWRSDSINDSO | TotalAnnualMaxCapacityInvestment | 2030 | 9999 | exempt_uncapped | 2026-07-10T11:17:52.349000
B_Optimised_VRE | Secondary Techs | PWRSDSINDSO | TotalAnnualMaxCapacityInvestment | 2031 | 9999 | exempt_uncapped | 2026-07-10T11:17:52.349000
B_Optimised_VRE | Secondary Techs | PWRSDSINDSO | TotalAnnualMaxCapacityInvestment | 2032 | 9999 | exempt_uncapped | 2026-07-10T11:17:52.349000
B_Optimised_VRE | Secondary Techs | PWRSDSINDSO | TotalAnnualMaxCapacityInvestment | 2033 | 9999 | exempt_uncapped | 2026-07-10T11:17:52.349000
B_Optimised_VRE | Secondary Techs | PWRSDSINDSO | TotalAnnualMaxCapacityInvestment | 2034 | 9999 | exempt_uncapped | 2026-07-10T11:17:52.349000
B_Optimised_VRE | Secondary Techs | PWRSDSINDSO | TotalAnnualMaxCapacityInvestment | 2035 | 9999 | exempt_uncapped | 2026-07-10T11:17:52.349000
B_Optimised_VRE | Secondary Techs | PWRSDSINDSO | TotalAnnualMaxCapacityInvestment | 2036 | 9999 | exempt_uncapped | 2026-07-10T11:17:52.349000
B_Optimised_VRE | Secondary Techs | PWRSDSINDSO | TotalAnnualMaxCapacityInvestment | 2037 | 9999 | exempt_uncapped | 2026-07-10T11:17:52.349000
B_Optimised_VRE | Secondary Techs | PWRSDSINDSO | TotalAnnualMaxCapacityInvestment | 2038 | 9999 | exempt_uncapped | 2026-07-10T11:17:52.349000
B_Optimised_VRE | Secondary Techs | PWRSDSINDSO | TotalAnnualMaxCapacityInvestment | 2039 | 9999 | exempt_uncapped | 2026-07-10T11:17:52.349000
B_Optimised_VRE | Secondary Techs | PWRSDSINDSO | TotalAnnualMaxCapacityInvestment | 2040 | 9999 | exempt_uncapped | 2026-07-10T11:17:52.349000
B_Optimised_VRE | Secondary Techs | PWRSDSINDSO | TotalAnnualMaxCapacityInvestment | 2041 | 9999 | exempt_uncapped | 2026-07-10T11:17:52.349000
B_Optimised_VRE | Secondary Techs | PWRSDSINDSO | TotalAnnualMaxCapacityInvestment | 2042 | 9999 | exempt_uncapped | 2026-07-10T11:17:52.349000
B_Optimised_VRE | Secondary Techs | PWRSDSINDSO | TotalAnnualMaxCapacityInvestment | 2043 | 9999 | exempt_uncapped | 2026-07-10T11:17:52.349000
B_Optimised_VRE | Secondary Techs | PWRSDSINDSO | TotalAnnualMaxCapacityInvestment | 2044 | 9999 | exempt_uncapped | 2026-07-10T11:17:52.349000
B_Optimised_VRE | Secondary Techs | PWRSDSINDSO | TotalAnnualMaxCapacityInvestment | 2045 | 9999 | exempt_uncapped | 2026-07-10T11:17:52.349000
B_Optimised_VRE | Secondary Techs | PWRSDSINDSO | TotalAnnualMaxCapacityInvestment | 2046 | 9999 | exempt_uncapped | 2026-07-10T11:17:52.349000
B_Optimised_VRE | Secondary Techs | PWRSDSINDSO | TotalAnnualMaxCapacityInvestment | 2047 | 9999 | exempt_uncapped | 2026-07-10T11:17:52.349000
B_Optimised_VRE | Secondary Techs | PWRSDSINDSO | TotalAnnualMaxCapacityInvestment | 2048 | 9999 | exempt_uncapped | 2026-07-10T11:17:52.349000
B_Optimised_VRE | Secondary Techs | PWRSDSINDSO | TotalAnnualMaxCapacityInvestment | 2049 | 9999 | exempt_uncapped | 2026-07-10T11:17:52.349000
B_Optimised_VRE | Secondary Techs | PWRSDSINDSO | TotalAnnualMaxCapacityInvestment | 2050 | 9999 | exempt_uncapped | 2026-07-10T11:17:52.349000
B_Optimised_VRE | Secondary Techs | PWRNGSINDNO | TotalAnnualMaxCapacityInvestment | 2023 | 0.1 | lid_floor | 2026-07-10T11:17:52.349000
B_Optimised_VRE | Secondary Techs | PWRNGSINDNO | TotalAnnualMaxCapacityInvestment | 2024 | 0.36386 | lid_fill | 2026-07-10T11:17:52.349000
B_Optimised_VRE | Secondary Techs | PWRNGSINDNO | TotalAnnualMaxCapacityInvestment | 2025 | 0.38469 | lid_fill | 2026-07-10T11:17:52.349000
B_Optimised_VRE | Secondary Techs | PWRNGSINDNO | TotalAnnualMaxCapacityInvestment | 2026 | 0.41302 | lid_fill | 2026-07-10T11:17:52.349000
B_Optimised_VRE | Secondary Techs | PWRNGSINDNO | TotalAnnualMaxCapacityInvestment | 2027 | 0.43845 | lid_fill | 2026-07-10T11:17:52.349000
B_Optimised_VRE | Secondary Techs | PWRNGSINDNO | TotalAnnualMaxCapacityInvestment | 2028 | 0.55313 | lid_family_capped | 2026-07-10T11:17:52.349000
B_Optimised_VRE | Secondary Techs | PWRNGSINDNO | TotalAnnualMaxCapacityInvestment | 2029 | 0.49649 | lid_family_capped | 2026-07-10T11:17:52.349000
B_Optimised_VRE | Secondary Techs | PWRNGSINDNO | TotalAnnualMaxCapacityInvestment | 2030 | 0.32792 | lid_family_capped | 2026-07-10T11:17:52.349000
B_Optimised_VRE | Secondary Techs | PWRNGSINDNO | TotalAnnualMaxCapacityInvestment | 2031 | 0.31809 | lid_family_capped | 2026-07-10T11:17:52.349000
B_Optimised_VRE | Secondary Techs | PWRNGSINDNO | TotalAnnualMaxCapacityInvestment | 2032 | 0.38625 | lid_family_capped | 2026-07-10T11:17:52.349000
B_Optimised_VRE | Secondary Techs | PWRNGSINDNO | TotalAnnualMaxCapacityInvestment | 2033 | 0.36971 | lid_family_capped | 2026-07-10T11:17:52.349000
B_Optimised_VRE | Secondary Techs | PWRNGSINDNO | TotalAnnualMaxCapacityInvestment | 2034 | 0.35318 | lid_family_capped | 2026-07-10T11:17:52.349000
B_Optimised_VRE | Secondary Techs | PWRNGSINDNO | TotalAnnualMaxCapacityInvestment | 2035 | 0.33664 | lid_family_capped | 2026-07-10T11:17:52.349000
B_Optimised_VRE | Secondary Techs | PWRNGSINDNO | TotalAnnualMaxCapacityInvestment | 2036 | 0.32011 | lid_family_capped | 2026-07-10T11:17:52.349000
B_Optimised_VRE | Secondary Techs | PWRNGSINDNO | TotalAnnualMaxCapacityInvestment | 2037 | 0.34809 | lid_family_capped | 2026-07-10T11:17:52.349000
B_Optimised_VRE | Secondary Techs | PWRNGSINDNO | TotalAnnualMaxCapacityInvestment | 2038 | 0.33011 | lid_family_capped | 2026-07-10T11:17:52.349000
B_Optimised_VRE | Secondary Techs | PWRNGSINDNO | TotalAnnualMaxCapacityInvestment | 2039 | 0.31213 | lid_family_capped | 2026-07-10T11:17:52.349000
B_Optimised_VRE | Secondary Techs | PWRNGSINDNO | TotalAnnualMaxCapacityInvestment | 2040 | 0.26578 | lid_family_capped | 2026-07-10T11:17:52.349000
B_Optimised_VRE | Secondary Techs | PWRNGSINDNO | TotalAnnualMaxCapacityInvestment | 2041 | 0.27512 | lid_family_capped | 2026-07-10T11:17:52.349000
B_Optimised_VRE | Secondary Techs | PWRNGSINDNO | TotalAnnualMaxCapacityInvestment | 2042 | 0.31969 | lid_family_capped | 2026-07-10T11:17:52.349000
B_Optimised_VRE | Secondary Techs | PWRNGSINDNO | TotalAnnualMaxCapacityInvestment | 2043 | 0.3226 | lid_family_capped | 2026-07-10T11:17:52.349000
B_Optimised_VRE | Secondary Techs | PWRNGSINDNO | TotalAnnualMaxCapacityInvestment | 2044 | 0.31534 | lid_family_capped | 2026-07-10T11:17:52.349000
B_Optimised_VRE | Secondary Techs | PWRNGSINDNO | TotalAnnualMaxCapacityInvestment | 2045 | 0.30174 | lid_family_capped | 2026-07-10T11:17:52.349000
B_Optimised_VRE | Secondary Techs | PWRNGSINDNO | TotalAnnualMaxCapacityInvestment | 2046 | 0.32636 | lid_family_capped | 2026-07-10T11:17:52.349000
B_Optimised_VRE | Secondary Techs | PWRNGSINDNO | TotalAnnualMaxCapacityInvestment | 2047 | 0.32722 | lid_family_capped | 2026-07-10T11:17:52.349000
B_Optimised_VRE | Secondary Techs | PWRNGSINDNO | TotalAnnualMaxCapacityInvestment | 2048 | 0.34157 | lid_adequacy_scaled | 2026-07-10T11:17:52.349000
B_Optimised_VRE | Secondary Techs | PWRNGSINDNO | TotalAnnualMaxCapacityInvestment | 2049 | 0.37381 | lid_adequacy_scaled | 2026-07-10T11:17:52.349000
B_Optimised_VRE | Secondary Techs | PWRNGSINDNO | TotalAnnualMaxCapacityInvestment | 2050 | 0.40348 | lid_adequacy_scaled | 2026-07-10T11:17:52.349000
B_Optimised_VRE | Secondary Techs | PWRSPVINDNE | TotalAnnualMaxCapacityInvestment | 2023 | 0.1 | lid_floor | 2026-07-10T11:17:52.349000
B_Optimised_VRE | Secondary Techs | PWRSPVINDNE | TotalAnnualMaxCapacityInvestment | 2024 | 0.1 | lid_floor | 2026-07-10T11:17:52.349000
B_Optimised_VRE | Secondary Techs | PWRSPVINDNE | TotalAnnualMaxCapacityInvestment | 2025 | 0.1212 | untie_min_inv | 2026-07-10T11:17:52.349000
B_Optimised_VRE | Secondary Techs | PWRSPVINDNE | TotalAnnualMaxCapacityInvestment | 2026 | 0.1 | lid_floor | 2026-07-10T11:17:52.349000
B_Optimised_VRE | Secondary Techs | PWRSPVINDNE | TotalAnnualMaxCapacityInvestment | 2027 | 0.1 | lid_floor | 2026-07-10T11:17:52.349000
B_Optimised_VRE | Secondary Techs | PWRSPVINDNE | TotalAnnualMaxCapacityInvestment | 2028 | 0.1 | lid_floor | 2026-07-10T11:17:52.349000
B_Optimised_VRE | Secondary Techs | PWRSPVINDNE | TotalAnnualMaxCapacityInvestment | 2029 | 0.1 | lid_floor | 2026-07-10T11:17:52.349000
B_Optimised_VRE | Secondary Techs | PWRSPVINDNE | TotalAnnualMaxCapacityInvestment | 2030 | 0.1 | lid_floor | 2026-07-10T11:17:52.349000
B_Optimised_VRE | Secondary Techs | PWRSPVINDNE | TotalAnnualMaxCapacityInvestment | 2031 | 0.1 | lid_floor | 2026-07-10T11:17:52.349000
B_Optimised_VRE | Secondary Techs | PWRSPVINDNE | TotalAnnualMaxCapacityInvestment | 2032 | 0.1 | lid_floor | 2026-07-10T11:17:52.349000
B_Optimised_VRE | Secondary Techs | PWRSPVINDNE | TotalAnnualMaxCapacityInvestment | 2033 | 0.1 | lid_floor | 2026-07-10T11:17:52.349000
B_Optimised_VRE | Secondary Techs | PWRSPVINDNE | TotalAnnualMaxCapacityInvestment | 2034 | 0.1 | lid_floor | 2026-07-10T11:17:52.349000
B_Optimised_VRE | Secondary Techs | PWRSPVINDNE | TotalAnnualMaxCapacityInvestment | 2035 | 0.1 | lid_floor | 2026-07-10T11:17:52.349000
B_Optimised_VRE | Secondary Techs | PWRSPVINDNE | TotalAnnualMaxCapacityInvestment | 2036 | 0.1 | lid_floor | 2026-07-10T11:17:52.349000
B_Optimised_VRE | Secondary Techs | PWRSPVINDNE | TotalAnnualMaxCapacityInvestment | 2037 | 0.1 | lid_floor | 2026-07-10T11:17:52.349000
B_Optimised_VRE | Secondary Techs | PWRSPVINDNE | TotalAnnualMaxCapacityInvestment | 2038 | 0.10336 | lid_relaxed | 2026-07-10T11:17:52.349000
B_Optimised_VRE | Secondary Techs | PWRSPVINDNE | TotalAnnualMaxCapacityInvestment | 2039 | 0.10662 | lid_relaxed | 2026-07-10T11:17:52.349000
B_Optimised_VRE | Secondary Techs | PWRSPVINDNE | TotalAnnualMaxCapacityInvestment | 2040 | 0.10879 | lid_relaxed | 2026-07-10T11:17:52.349000
B_Optimised_VRE | Secondary Techs | PWRSPVINDNE | TotalAnnualMaxCapacityInvestment | 2041 | 0.11183 | lid_relaxed | 2026-07-10T11:17:52.349000
B_Optimised_VRE | Secondary Techs | PWRSPVINDNE | TotalAnnualMaxCapacityInvestment | 2042 | 0.14476 | lid_relaxed | 2026-07-10T11:17:52.349000
B_Optimised_VRE | Secondary Techs | PWRSPVINDNE | TotalAnnualMaxCapacityInvestment | 2043 | 0.15851 | lid_relaxed | 2026-07-10T11:17:52.349000
B_Optimised_VRE | Secondary Techs | PWRSPVINDNE | TotalAnnualMaxCapacityInvestment | 2044 | 0.17235 | lid_relaxed | 2026-07-10T11:17:52.349000
B_Optimised_VRE | Secondary Techs | PWRSPVINDNE | TotalAnnualMaxCapacityInvestment | 2045 | 0.18623 | lid_relaxed | 2026-07-10T11:17:52.349000
B_Optimised_VRE | Secondary Techs | PWRSPVINDNE | TotalAnnualMaxCapacityInvestment | 2046 | 0.25883 | lid_adequacy_scaled | 2026-07-10T11:17:52.349000
B_Optimised_VRE | Secondary Techs | PWRSPVINDNE | TotalAnnualMaxCapacityInvestment | 2047 | 0.35521 | lid_adequacy_scaled | 2026-07-10T11:17:52.349000
B_Optimised_VRE | Secondary Techs | PWRSPVINDNE | TotalAnnualMaxCapacityInvestment | 2048 | 0.46508 | lid_adequacy_scaled | 2026-07-10T11:17:52.349000
B_Optimised_VRE | Secondary Techs | PWRSPVINDNE | TotalAnnualMaxCapacityInvestment | 2049 | 0.58822 | lid_adequacy_scaled | 2026-07-10T11:17:52.349000
B_Optimised_VRE | Secondary Techs | PWRSPVINDNE | TotalAnnualMaxCapacityInvestment | 2050 | 0.72442 | lid_adequacy_scaled | 2026-07-10T11:17:52.349000
B_Optimised_VRE | Secondary Techs | PWRHYDINDNE | TotalAnnualMaxCapacityInvestment | 2023 | 0.1 | lid_floor | 2026-07-10T11:17:52.349000
B_Optimised_VRE | Secondary Techs | PWRHYDINDNE | TotalAnnualMaxCapacityInvestment | 2024 | 0.11869 | lid_fill | 2026-07-10T11:17:52.349000
B_Optimised_VRE | Secondary Techs | PWRHYDINDNE | TotalAnnualMaxCapacityInvestment | 2025 | 0.1262 | lid_fill | 2026-07-10T11:17:52.349000
B_Optimised_VRE | Secondary Techs | PWRHYDINDNE | TotalAnnualMaxCapacityInvestment | 2026 | 1.8887 | untie_min_inv | 2026-07-10T11:17:52.349000
B_Optimised_VRE | Secondary Techs | PWRHYDINDNE | TotalAnnualMaxCapacityInvestment | 2027 | 0.13903 | lid_fill | 2026-07-10T11:17:52.349000
B_Optimised_VRE | Secondary Techs | PWRHYDINDNE | TotalAnnualMaxCapacityInvestment | 2028 | 0.24373 | lid_relaxed | 2026-07-10T11:17:52.349000
B_Optimised_VRE | Secondary Techs | PWRHYDINDNE | TotalAnnualMaxCapacityInvestment | 2029 | 0.43026 | untie_min_inv | 2026-07-10T11:17:52.349000
B_Optimised_VRE | Secondary Techs | PWRHYDINDNE | TotalAnnualMaxCapacityInvestment | 2030 | 0.3078 | lid_relaxed | 2026-07-10T11:17:52.349000
B_Optimised_VRE | Secondary Techs | PWRHYDINDNE | TotalAnnualMaxCapacityInvestment | 2031 | 0.28575 | lid_family_capped | 2026-07-10T11:17:52.349000
B_Optimised_VRE | Secondary Techs | PWRHYDINDNE | TotalAnnualMaxCapacityInvestment | 2032 | 2.9088 | untie_min_inv | 2026-07-10T11:17:52.349000
B_Optimised_VRE | Secondary Techs | PWRHYDINDNE | TotalAnnualMaxCapacityInvestment | 2033 | 0.33865 | lid_family_capped | 2026-07-10T11:17:52.349000
B_Optimised_VRE | Secondary Techs | PWRHYDINDNE | TotalAnnualMaxCapacityInvestment | 2034 | 0.32218 | lid_family_capped | 2026-07-10T11:17:52.349000
B_Optimised_VRE | Secondary Techs | PWRHYDINDNE | TotalAnnualMaxCapacityInvestment | 2035 | 0.3057 | lid_family_capped | 2026-07-10T11:17:52.349000
B_Optimised_VRE | Secondary Techs | PWRHYDINDNE | TotalAnnualMaxCapacityInvestment | 2036 | 0.28923 | lid_family_capped | 2026-07-10T11:17:52.349000
B_Optimised_VRE | Secondary Techs | PWRHYDINDNE | TotalAnnualMaxCapacityInvestment | 2037 | 0.35241 | lid_family_capped | 2026-07-10T11:17:52.349000
B_Optimised_VRE | Secondary Techs | PWRHYDINDNE | TotalAnnualMaxCapacityInvestment | 2038 | 0.33311 | lid_family_capped | 2026-07-10T11:17:52.349000
B_Optimised_VRE | Secondary Techs | PWRHYDINDNE | TotalAnnualMaxCapacityInvestment | 2039 | 0.31373 | lid_family_capped | 2026-07-10T11:17:52.349000
B_Optimised_VRE | Secondary Techs | PWRHYDINDNE | TotalAnnualMaxCapacityInvestment | 2040 | 0.2945 | lid_family_capped | 2026-07-10T11:17:52.349000
B_Optimised_VRE | Secondary Techs | PWRHYDINDNE | TotalAnnualMaxCapacityInvestment | 2041 | 0.27519 | lid_family_capped | 2026-07-10T11:17:52.349000
B_Optimised_VRE | Secondary Techs | PWRHYDINDNE | TotalAnnualMaxCapacityInvestment | 2042 | 0.32655 | lid_family_capped | 2026-07-10T11:17:52.349000
B_Optimised_VRE | Secondary Techs | PWRHYDINDNE | TotalAnnualMaxCapacityInvestment | 2043 | 0.33007 | lid_family_capped | 2026-07-10T11:17:52.349000
B_Optimised_VRE | Secondary Techs | PWRHYDINDNE | TotalAnnualMaxCapacityInvestment | 2044 | 0.33326 | lid_family_capped | 2026-07-10T11:17:52.349000
B_Optimised_VRE | Secondary Techs | PWRHYDINDNE | TotalAnnualMaxCapacityInvestment | 2045 | 0.33607 | lid_family_capped | 2026-07-10T11:17:52.349000
B_Optimised_VRE | Secondary Techs | PWRHYDINDNE | TotalAnnualMaxCapacityInvestment | 2046 | 0.41215 | lid_adequacy_scaled | 2026-07-10T11:17:52.349000
B_Optimised_VRE | Secondary Techs | PWRHYDINDNE | TotalAnnualMaxCapacityInvestment | 2047 | 0.50607 | lid_adequacy_scaled | 2026-07-10T11:17:52.349000
B_Optimised_VRE | Secondary Techs | PWRHYDINDNE | TotalAnnualMaxCapacityInvestment | 2048 | 0.59952 | lid_adequacy_scaled | 2026-07-10T11:17:52.349000
B_Optimised_VRE | Secondary Techs | PWRHYDINDNE | TotalAnnualMaxCapacityInvestment | 2049 | 0.6923 | lid_adequacy_scaled | 2026-07-10T11:17:52.349000
B_Optimised_VRE | Secondary Techs | PWRHYDINDNE | TotalAnnualMaxCapacityInvestment | 2050 | 0.78441 | lid_adequacy_scaled | 2026-07-10T11:17:52.349000
B_Optimised_VRE | Secondary Techs | PWRSDSINDNE | TotalAnnualMaxCapacityInvestment | 2023 | 9999 | exempt_maxcap_uncapped | 2026-07-10T11:17:52.349000
B_Optimised_VRE | Secondary Techs | PWRSDSINDNE | TotalAnnualMaxCapacityInvestment | 2024 | 9999 | exempt_maxcap_uncapped | 2026-07-10T11:17:52.349000
B_Optimised_VRE | Secondary Techs | PWRSDSINDNE | TotalAnnualMaxCapacityInvestment | 2025 | 9999 | exempt_maxcap_uncapped | 2026-07-10T11:17:52.349000
B_Optimised_VRE | Secondary Techs | PWRSDSINDNE | TotalAnnualMaxCapacityInvestment | 2026 | 9999 | exempt_maxcap_uncapped | 2026-07-10T11:17:52.349000
B_Optimised_VRE | Secondary Techs | PWRSDSINDNE | TotalAnnualMaxCapacityInvestment | 2027 | 9999 | exempt_maxcap_uncapped | 2026-07-10T11:17:52.349000
B_Optimised_VRE | Secondary Techs | PWRSDSINDNE | TotalAnnualMaxCapacityInvestment | 2028 | 9999 | exempt_maxcap_uncapped | 2026-07-10T11:17:52.349000
B_Optimised_VRE | Secondary Techs | PWRSDSINDNE | TotalAnnualMaxCapacityInvestment | 2029 | 9999 | exempt_maxcap_uncapped | 2026-07-10T11:17:52.349000
B_Optimised_VRE | Secondary Techs | PWRSDSINDNE | TotalAnnualMaxCapacityInvestment | 2030 | 9999 | exempt_maxcap_uncapped | 2026-07-10T11:17:52.349000
B_Optimised_VRE | Secondary Techs | PWRSDSINDNE | TotalAnnualMaxCapacityInvestment | 2031 | 9999 | exempt_maxcap_uncapped | 2026-07-10T11:17:52.349000
B_Optimised_VRE | Secondary Techs | PWRSDSINDNE | TotalAnnualMaxCapacityInvestment | 2032 | 9999 | exempt_maxcap_uncapped | 2026-07-10T11:17:52.349000
B_Optimised_VRE | Secondary Techs | PWRSDSINDNE | TotalAnnualMaxCapacityInvestment | 2033 | 9999 | exempt_maxcap_uncapped | 2026-07-10T11:17:52.349000
B_Optimised_VRE | Secondary Techs | PWRSDSINDNE | TotalAnnualMaxCapacityInvestment | 2034 | 9999 | exempt_maxcap_uncapped | 2026-07-10T11:17:52.349000
B_Optimised_VRE | Secondary Techs | PWRSDSINDNE | TotalAnnualMaxCapacityInvestment | 2035 | 9999 | exempt_maxcap_uncapped | 2026-07-10T11:17:52.349000
B_Optimised_VRE | Secondary Techs | PWRSDSINDNE | TotalAnnualMaxCapacityInvestment | 2036 | 9999 | exempt_maxcap_uncapped | 2026-07-10T11:17:52.349000
B_Optimised_VRE | Secondary Techs | PWRSDSINDNE | TotalAnnualMaxCapacityInvestment | 2037 | 9999 | exempt_maxcap_uncapped | 2026-07-10T11:17:52.349000
B_Optimised_VRE | Secondary Techs | PWRSDSINDNE | TotalAnnualMaxCapacityInvestment | 2038 | 9999 | exempt_maxcap_uncapped | 2026-07-10T11:17:52.349000
B_Optimised_VRE | Secondary Techs | PWRSDSINDNE | TotalAnnualMaxCapacityInvestment | 2039 | 9999 | exempt_maxcap_uncapped | 2026-07-10T11:17:52.349000
B_Optimised_VRE | Secondary Techs | PWRSDSINDNE | TotalAnnualMaxCapacityInvestment | 2040 | 9999 | exempt_maxcap_uncapped | 2026-07-10T11:17:52.349000
B_Optimised_VRE | Secondary Techs | PWRSDSINDNE | TotalAnnualMaxCapacityInvestment | 2041 | 9999 | exempt_maxcap_uncapped | 2026-07-10T11:17:52.349000
B_Optimised_VRE | Secondary Techs | PWRSDSINDNE | TotalAnnualMaxCapacityInvestment | 2042 | 9999 | exempt_maxcap_uncapped | 2026-07-10T11:17:52.349000
B_Optimised_VRE | Secondary Techs | PWRSDSINDNE | TotalAnnualMaxCapacityInvestment | 2043 | 9999 | exempt_maxcap_uncapped | 2026-07-10T11:17:52.349000
B_Optimised_VRE | Secondary Techs | PWRSDSINDNE | TotalAnnualMaxCapacityInvestment | 2044 | 9999 | exempt_maxcap_uncapped | 2026-07-10T11:17:52.349000
B_Optimised_VRE | Secondary Techs | PWRSDSINDNE | TotalAnnualMaxCapacityInvestment | 2045 | 9999 | exempt_maxcap_uncapped | 2026-07-10T11:17:52.349000
B_Optimised_VRE | Secondary Techs | PWRSDSINDNE | TotalAnnualMaxCapacityInvestment | 2046 | 9999 | exempt_maxcap_uncapped | 2026-07-10T11:17:52.349000
B_Optimised_VRE | Secondary Techs | PWRSDSINDNE | TotalAnnualMaxCapacityInvestment | 2047 | 9999 | exempt_maxcap_uncapped | 2026-07-10T11:17:52.349000
B_Optimised_VRE | Secondary Techs | PWRSDSINDNE | TotalAnnualMaxCapacityInvestment | 2048 | 9999 | exempt_maxcap_uncapped | 2026-07-10T11:17:52.349000
B_Optimised_VRE | Secondary Techs | PWRSDSINDNE | TotalAnnualMaxCapacityInvestment | 2049 | 9999 | exempt_maxcap_uncapped | 2026-07-10T11:17:52.349000
B_Optimised_VRE | Secondary Techs | PWRSDSINDNE | TotalAnnualMaxCapacityInvestment | 2050 | 9999 | exempt_maxcap_uncapped | 2026-07-10T11:17:52.349000
B_Optimised_VRE | Secondary Techs | PWRSDSINDNE | TotalAnnualMaxCapacityInvestment | 2023 | 9999 | exempt_uncapped | 2026-07-10T11:17:52.349000
B_Optimised_VRE | Secondary Techs | PWRSDSINDNE | TotalAnnualMaxCapacityInvestment | 2024 | 9999 | exempt_uncapped | 2026-07-10T11:17:52.349000
B_Optimised_VRE | Secondary Techs | PWRSDSINDNE | TotalAnnualMaxCapacityInvestment | 2025 | 9999 | exempt_uncapped | 2026-07-10T11:17:52.349000
B_Optimised_VRE | Secondary Techs | PWRSDSINDNE | TotalAnnualMaxCapacityInvestment | 2026 | 9999 | exempt_uncapped | 2026-07-10T11:17:52.349000
B_Optimised_VRE | Secondary Techs | PWRSDSINDNE | TotalAnnualMaxCapacityInvestment | 2027 | 9999 | exempt_uncapped | 2026-07-10T11:17:52.349000
B_Optimised_VRE | Secondary Techs | PWRSDSINDNE | TotalAnnualMaxCapacityInvestment | 2028 | 9999 | exempt_uncapped | 2026-07-10T11:17:52.349000
B_Optimised_VRE | Secondary Techs | PWRSDSINDNE | TotalAnnualMaxCapacityInvestment | 2029 | 9999 | exempt_uncapped | 2026-07-10T11:17:52.349000
B_Optimised_VRE | Secondary Techs | PWRSDSINDNE | TotalAnnualMaxCapacityInvestment | 2030 | 9999 | exempt_uncapped | 2026-07-10T11:17:52.349000
B_Optimised_VRE | Secondary Techs | PWRSDSINDNE | TotalAnnualMaxCapacityInvestment | 2031 | 9999 | exempt_uncapped | 2026-07-10T11:17:52.349000
B_Optimised_VRE | Secondary Techs | PWRSDSINDNE | TotalAnnualMaxCapacityInvestment | 2032 | 9999 | exempt_uncapped | 2026-07-10T11:17:52.349000
B_Optimised_VRE | Secondary Techs | PWRSDSINDNE | TotalAnnualMaxCapacityInvestment | 2033 | 9999 | exempt_uncapped | 2026-07-10T11:17:52.349000
B_Optimised_VRE | Secondary Techs | PWRSDSINDNE | TotalAnnualMaxCapacityInvestment | 2034 | 9999 | exempt_uncapped | 2026-07-10T11:17:52.349000
B_Optimised_VRE | Secondary Techs | PWRSDSINDNE | TotalAnnualMaxCapacityInvestment | 2035 | 9999 | exempt_uncapped | 2026-07-10T11:17:52.349000
B_Optimised_VRE | Secondary Techs | PWRSDSINDNE | TotalAnnualMaxCapacityInvestment | 2036 | 9999 | exempt_uncapped | 2026-07-10T11:17:52.349000
B_Optimised_VRE | Secondary Techs | PWRSDSINDNE | TotalAnnualMaxCapacityInvestment | 2037 | 9999 | exempt_uncapped | 2026-07-10T11:17:52.349000
B_Optimised_VRE | Secondary Techs | PWRSDSINDNE | TotalAnnualMaxCapacityInvestment | 2038 | 9999 | exempt_uncapped | 2026-07-10T11:17:52.349000
B_Optimised_VRE | Secondary Techs | PWRSDSINDNE | TotalAnnualMaxCapacityInvestment | 2039 | 9999 | exempt_uncapped | 2026-07-10T11:17:52.349000
B_Optimised_VRE | Secondary Techs | PWRSDSINDNE | TotalAnnualMaxCapacityInvestment | 2040 | 9999 | exempt_uncapped | 2026-07-10T11:17:52.349000
B_Optimised_VRE | Secondary Techs | PWRSDSINDNE | TotalAnnualMaxCapacityInvestment | 2041 | 9999 | exempt_uncapped | 2026-07-10T11:17:52.349000
B_Optimised_VRE | Secondary Techs | PWRSDSINDNE | TotalAnnualMaxCapacityInvestment | 2042 | 9999 | exempt_uncapped | 2026-07-10T11:17:52.349000
B_Optimised_VRE | Secondary Techs | PWRSDSINDNE | TotalAnnualMaxCapacityInvestment | 2043 | 9999 | exempt_uncapped | 2026-07-10T11:17:52.349000
B_Optimised_VRE | Secondary Techs | PWRSDSINDNE | TotalAnnualMaxCapacityInvestment | 2044 | 9999 | exempt_uncapped | 2026-07-10T11:17:52.349000
B_Optimised_VRE | Secondary Techs | PWRSDSINDNE | TotalAnnualMaxCapacityInvestment | 2045 | 9999 | exempt_uncapped | 2026-07-10T11:17:52.349000
B_Optimised_VRE | Secondary Techs | PWRSDSINDNE | TotalAnnualMaxCapacityInvestment | 2046 | 9999 | exempt_uncapped | 2026-07-10T11:17:52.349000
B_Optimised_VRE | Secondary Techs | PWRSDSINDNE | TotalAnnualMaxCapacityInvestment | 2047 | 9999 | exempt_uncapped | 2026-07-10T11:17:52.349000
B_Optimised_VRE | Secondary Techs | PWRSDSINDNE | TotalAnnualMaxCapacityInvestment | 2048 | 9999 | exempt_uncapped | 2026-07-10T11:17:52.349000
B_Optimised_VRE | Secondary Techs | PWRSDSINDNE | TotalAnnualMaxCapacityInvestment | 2049 | 9999 | exempt_uncapped | 2026-07-10T11:17:52.349000
B_Optimised_VRE | Secondary Techs | PWRSDSINDNE | TotalAnnualMaxCapacityInvestment | 2050 | 9999 | exempt_uncapped | 2026-07-10T11:17:52.349000
B_Optimised_VRE | Secondary Techs | PWRSPVBTNXX | TotalAnnualMaxCapacityInvestment | 2023 | 0.1 | lid_floor | 2026-07-10T11:17:52.349000
B_Optimised_VRE | Secondary Techs | PWRSPVBTNXX | TotalAnnualMaxCapacityInvestment | 2024 | 0.1 | lid_floor | 2026-07-10T11:17:52.349000
B_Optimised_VRE | Secondary Techs | PWRSPVBTNXX | TotalAnnualMaxCapacityInvestment | 2025 | 0.1 | lid_floor | 2026-07-10T11:17:52.349000
B_Optimised_VRE | Secondary Techs | PWRSPVBTNXX | TotalAnnualMaxCapacityInvestment | 2026 | 0.1 | lid_floor | 2026-07-10T11:17:52.349000
B_Optimised_VRE | Secondary Techs | PWRSPVBTNXX | TotalAnnualMaxCapacityInvestment | 2027 | 0.1 | lid_floor | 2026-07-10T11:17:52.349000
B_Optimised_VRE | Secondary Techs | PWRSPVBTNXX | TotalAnnualMaxCapacityInvestment | 2028 | 0.1 | lid_floor | 2026-07-10T11:17:52.349000
B_Optimised_VRE | Secondary Techs | PWRSPVBTNXX | TotalAnnualMaxCapacityInvestment | 2029 | 0.1 | lid_floor | 2026-07-10T11:17:52.349000
B_Optimised_VRE | Secondary Techs | PWRSPVBTNXX | TotalAnnualMaxCapacityInvestment | 2030 | 0.1 | lid_floor | 2026-07-10T11:17:52.349000
B_Optimised_VRE | Secondary Techs | PWRSPVBTNXX | TotalAnnualMaxCapacityInvestment | 2031 | 0.1 | lid_floor | 2026-07-10T11:17:52.349000
B_Optimised_VRE | Secondary Techs | PWRSPVBTNXX | TotalAnnualMaxCapacityInvestment | 2032 | 0.1 | lid_floor | 2026-07-10T11:17:52.349000
B_Optimised_VRE | Secondary Techs | PWRSPVBTNXX | TotalAnnualMaxCapacityInvestment | 2033 | 0.1 | lid_floor | 2026-07-10T11:17:52.349000
B_Optimised_VRE | Secondary Techs | PWRSPVBTNXX | TotalAnnualMaxCapacityInvestment | 2034 | 0.1 | lid_floor | 2026-07-10T11:17:52.349000
B_Optimised_VRE | Secondary Techs | PWRSPVBTNXX | TotalAnnualMaxCapacityInvestment | 2035 | 0.1 | lid_floor | 2026-07-10T11:17:52.349000
B_Optimised_VRE | Secondary Techs | PWRSPVBTNXX | TotalAnnualMaxCapacityInvestment | 2036 | 0.1 | lid_floor | 2026-07-10T11:17:52.349000
B_Optimised_VRE | Secondary Techs | PWRSPVBTNXX | TotalAnnualMaxCapacityInvestment | 2037 | 0.1 | lid_floor | 2026-07-10T11:17:52.349000
B_Optimised_VRE | Secondary Techs | PWRSPVBTNXX | TotalAnnualMaxCapacityInvestment | 2038 | 0.1 | lid_floor | 2026-07-10T11:17:52.349000
B_Optimised_VRE | Secondary Techs | PWRSPVBTNXX | TotalAnnualMaxCapacityInvestment | 2039 | 0.1 | lid_floor | 2026-07-10T11:17:52.349000
B_Optimised_VRE | Secondary Techs | PWRSPVBTNXX | TotalAnnualMaxCapacityInvestment | 2040 | 0.1 | lid_floor | 2026-07-10T11:17:52.349000
B_Optimised_VRE | Secondary Techs | PWRSPVBTNXX | TotalAnnualMaxCapacityInvestment | 2041 | 0.1 | lid_floor | 2026-07-10T11:17:52.349000
B_Optimised_VRE | Secondary Techs | PWRSPVBTNXX | TotalAnnualMaxCapacityInvestment | 2042 | 0.1 | lid_floor | 2026-07-10T11:17:52.349000
B_Optimised_VRE | Secondary Techs | PWRSPVBTNXX | TotalAnnualMaxCapacityInvestment | 2043 | 0.1 | lid_floor | 2026-07-10T11:17:52.349000
B_Optimised_VRE | Secondary Techs | PWRSPVBTNXX | TotalAnnualMaxCapacityInvestment | 2044 | 0.1 | lid_floor | 2026-07-10T11:17:52.349000
B_Optimised_VRE | Secondary Techs | PWRSPVBTNXX | TotalAnnualMaxCapacityInvestment | 2045 | 0.1 | lid_floor | 2026-07-10T11:17:52.349000
B_Optimised_VRE | Secondary Techs | PWRSPVBTNXX | TotalAnnualMaxCapacityInvestment | 2046 | 0.1 | lid_floor | 2026-07-10T11:17:52.349000
B_Optimised_VRE | Secondary Techs | PWRSPVBTNXX | TotalAnnualMaxCapacityInvestment | 2047 | 0.1 | lid_floor | 2026-07-10T11:17:52.349000
B_Optimised_VRE | Secondary Techs | PWRSPVBTNXX | TotalAnnualMaxCapacityInvestment | 2048 | 0.1 | lid_floor | 2026-07-10T11:17:52.349000
B_Optimised_VRE | Secondary Techs | PWRSPVBTNXX | TotalAnnualMaxCapacityInvestment | 2049 | 0.1 | lid_floor | 2026-07-10T11:17:52.349000
B_Optimised_VRE | Secondary Techs | PWRSPVBTNXX | TotalAnnualMaxCapacityInvestment | 2050 | 0.1 | lid_floor | 2026-07-10T11:17:52.349000
B_Optimised_VRE | Secondary Techs | PWROILBGDXX | TotalAnnualMaxCapacityInvestment | 2023 | 0.1 | lid_floor | 2026-07-10T11:17:52.349000
B_Optimised_VRE | Secondary Techs | PWROILBGDXX | TotalAnnualMaxCapacityInvestment | 2024 | 0.40749 | lid_fill | 2026-07-10T11:17:52.349000
B_Optimised_VRE | Secondary Techs | PWROILBGDXX | TotalAnnualMaxCapacityInvestment | 2025 | 0.43512 | lid_fill | 2026-07-10T11:17:52.349000
B_Optimised_VRE | Secondary Techs | PWROILBGDXX | TotalAnnualMaxCapacityInvestment | 2026 | 0.46463 | lid_fill | 2026-07-10T11:17:52.349000
B_Optimised_VRE | Secondary Techs | PWROILBGDXX | TotalAnnualMaxCapacityInvestment | 2027 | 0.49613 | lid_fill | 2026-07-10T11:17:52.349000
B_Optimised_VRE | Secondary Techs | PWROILBGDXX | TotalAnnualMaxCapacityInvestment | 2028 | 0.53508 | lid_family_capped | 2026-07-10T11:17:52.349000
B_Optimised_VRE | Secondary Techs | PWROILBGDXX | TotalAnnualMaxCapacityInvestment | 2029 | 0.36034 | lid_family_capped | 2026-07-10T11:17:52.349000
B_Optimised_VRE | Secondary Techs | PWROILBGDXX | TotalAnnualMaxCapacityInvestment | 2030 | 0.37044 | lid_family_capped | 2026-07-10T11:17:52.349000
B_Optimised_VRE | Secondary Techs | PWROILBGDXX | TotalAnnualMaxCapacityInvestment | 2031 | 0.25282 | lid_family_capped | 2026-07-10T11:17:52.349000
B_Optimised_VRE | Secondary Techs | PWROILBGDXX | TotalAnnualMaxCapacityInvestment | 2032 | 0.25364 | lid_family_capped | 2026-07-10T11:17:52.349000
B_Optimised_VRE | Secondary Techs | PWROILBGDXX | TotalAnnualMaxCapacityInvestment | 2033 | 0.25383 | lid_family_capped | 2026-07-10T11:17:52.349000
B_Optimised_VRE | Secondary Techs | PWROILBGDXX | TotalAnnualMaxCapacityInvestment | 2034 | 0.25331 | lid_family_capped | 2026-07-10T11:17:52.349000
B_Optimised_VRE | Secondary Techs | PWROILBGDXX | TotalAnnualMaxCapacityInvestment | 2035 | 0.25201 | lid_family_capped | 2026-07-10T11:17:52.349000
B_Optimised_VRE | Secondary Techs | PWROILBGDXX | TotalAnnualMaxCapacityInvestment | 2036 | 0.24984 | lid_family_capped | 2026-07-10T11:17:52.349000
B_Optimised_VRE | Secondary Techs | PWROILBGDXX | TotalAnnualMaxCapacityInvestment | 2037 | 0.24671 | lid_family_capped | 2026-07-10T11:17:52.349000
B_Optimised_VRE | Secondary Techs | PWROILBGDXX | TotalAnnualMaxCapacityInvestment | 2038 | 0.24255 | lid_family_capped | 2026-07-10T11:17:52.349000
B_Optimised_VRE | Secondary Techs | PWROILBGDXX | TotalAnnualMaxCapacityInvestment | 2039 | 0.23722 | lid_family_capped | 2026-07-10T11:17:52.349000
B_Optimised_VRE | Secondary Techs | PWROILBGDXX | TotalAnnualMaxCapacityInvestment | 2040 | 0.23063 | lid_family_capped | 2026-07-10T11:17:52.349000
B_Optimised_VRE | Secondary Techs | PWROILBGDXX | TotalAnnualMaxCapacityInvestment | 2041 | 0.22264 | lid_family_capped | 2026-07-10T11:17:52.349000
B_Optimised_VRE | Secondary Techs | PWROILBGDXX | TotalAnnualMaxCapacityInvestment | 2042 | 0.18104 | lid_adequacy_scaled | 2026-07-10T11:17:52.349000
B_Optimised_VRE | Secondary Techs | PWROILBGDXX | TotalAnnualMaxCapacityInvestment | 2043 | 0.29424 | lid_adequacy_scaled | 2026-07-10T11:17:52.349000
B_Optimised_VRE | Secondary Techs | PWROILBGDXX | TotalAnnualMaxCapacityInvestment | 2044 | 0.42497 | lid_adequacy_scaled | 2026-07-10T11:17:52.349000
B_Optimised_VRE | Secondary Techs | PWROILBGDXX | TotalAnnualMaxCapacityInvestment | 2045 | 0.58277 | lid_adequacy_scaled | 2026-07-10T11:17:52.349000
B_Optimised_VRE | Secondary Techs | PWROILBGDXX | TotalAnnualMaxCapacityInvestment | 2046 | 0.7957 | lid_adequacy_scaled | 2026-07-10T11:17:52.349000
B_Optimised_VRE | Secondary Techs | PWROILBGDXX | TotalAnnualMaxCapacityInvestment | 2047 | 1.011 | lid_adequacy_scaled | 2026-07-10T11:17:52.349000
B_Optimised_VRE | Secondary Techs | PWROILBGDXX | TotalAnnualMaxCapacityInvestment | 2048 | 1.2063 | lid_adequacy_scaled | 2026-07-10T11:17:52.349000
B_Optimised_VRE | Secondary Techs | PWROILBGDXX | TotalAnnualMaxCapacityInvestment | 2049 | 1.392 | lid_adequacy_scaled | 2026-07-10T11:17:52.349000
B_Optimised_VRE | Secondary Techs | PWROILBGDXX | TotalAnnualMaxCapacityInvestment | 2050 | 1.5731 | lid_adequacy_scaled | 2026-07-10T11:17:52.349000
B_Optimised_VRE | Secondary Techs | PWRSDSLKAXX | TotalAnnualMaxCapacityInvestment | 2023 | 9999 | exempt_maxcap_uncapped | 2026-07-10T11:17:52.349000
B_Optimised_VRE | Secondary Techs | PWRSDSLKAXX | TotalAnnualMaxCapacityInvestment | 2024 | 9999 | exempt_maxcap_uncapped | 2026-07-10T11:17:52.349000
B_Optimised_VRE | Secondary Techs | PWRSDSLKAXX | TotalAnnualMaxCapacityInvestment | 2025 | 9999 | exempt_maxcap_uncapped | 2026-07-10T11:17:52.349000
B_Optimised_VRE | Secondary Techs | PWRSDSLKAXX | TotalAnnualMaxCapacityInvestment | 2026 | 9999 | exempt_maxcap_uncapped | 2026-07-10T11:17:52.349000
B_Optimised_VRE | Secondary Techs | PWRSDSLKAXX | TotalAnnualMaxCapacityInvestment | 2027 | 9999 | exempt_maxcap_uncapped | 2026-07-10T11:17:52.349000
B_Optimised_VRE | Secondary Techs | PWRSDSLKAXX | TotalAnnualMaxCapacityInvestment | 2028 | 9999 | exempt_maxcap_uncapped | 2026-07-10T11:17:52.349000
B_Optimised_VRE | Secondary Techs | PWRSDSLKAXX | TotalAnnualMaxCapacityInvestment | 2029 | 9999 | exempt_maxcap_uncapped | 2026-07-10T11:17:52.349000
B_Optimised_VRE | Secondary Techs | PWRSDSLKAXX | TotalAnnualMaxCapacityInvestment | 2030 | 9999 | exempt_maxcap_uncapped | 2026-07-10T11:17:52.349000
B_Optimised_VRE | Secondary Techs | PWRSDSLKAXX | TotalAnnualMaxCapacityInvestment | 2031 | 9999 | exempt_maxcap_uncapped | 2026-07-10T11:17:52.349000
B_Optimised_VRE | Secondary Techs | PWRSDSLKAXX | TotalAnnualMaxCapacityInvestment | 2032 | 9999 | exempt_maxcap_uncapped | 2026-07-10T11:17:52.349000
B_Optimised_VRE | Secondary Techs | PWRSDSLKAXX | TotalAnnualMaxCapacityInvestment | 2033 | 9999 | exempt_maxcap_uncapped | 2026-07-10T11:17:52.349000
B_Optimised_VRE | Secondary Techs | PWRSDSLKAXX | TotalAnnualMaxCapacityInvestment | 2034 | 9999 | exempt_maxcap_uncapped | 2026-07-10T11:17:52.349000
B_Optimised_VRE | Secondary Techs | PWRSDSLKAXX | TotalAnnualMaxCapacityInvestment | 2035 | 9999 | exempt_maxcap_uncapped | 2026-07-10T11:17:52.349000
B_Optimised_VRE | Secondary Techs | PWRSDSLKAXX | TotalAnnualMaxCapacityInvestment | 2036 | 9999 | exempt_maxcap_uncapped | 2026-07-10T11:17:52.349000
B_Optimised_VRE | Secondary Techs | PWRSDSLKAXX | TotalAnnualMaxCapacityInvestment | 2037 | 9999 | exempt_maxcap_uncapped | 2026-07-10T11:17:52.349000
B_Optimised_VRE | Secondary Techs | PWRSDSLKAXX | TotalAnnualMaxCapacityInvestment | 2038 | 9999 | exempt_maxcap_uncapped | 2026-07-10T11:17:52.349000
B_Optimised_VRE | Secondary Techs | PWRSDSLKAXX | TotalAnnualMaxCapacityInvestment | 2039 | 9999 | exempt_maxcap_uncapped | 2026-07-10T11:17:52.349000
B_Optimised_VRE | Secondary Techs | PWRSDSLKAXX | TotalAnnualMaxCapacityInvestment | 2040 | 9999 | exempt_maxcap_uncapped | 2026-07-10T11:17:52.349000
B_Optimised_VRE | Secondary Techs | PWRSDSLKAXX | TotalAnnualMaxCapacityInvestment | 2041 | 9999 | exempt_maxcap_uncapped | 2026-07-10T11:17:52.349000
B_Optimised_VRE | Secondary Techs | PWRSDSLKAXX | TotalAnnualMaxCapacityInvestment | 2042 | 9999 | exempt_maxcap_uncapped | 2026-07-10T11:17:52.349000
B_Optimised_VRE | Secondary Techs | PWRSDSLKAXX | TotalAnnualMaxCapacityInvestment | 2043 | 9999 | exempt_maxcap_uncapped | 2026-07-10T11:17:52.349000
B_Optimised_VRE | Secondary Techs | PWRSDSLKAXX | TotalAnnualMaxCapacityInvestment | 2044 | 9999 | exempt_maxcap_uncapped | 2026-07-10T11:17:52.349000
B_Optimised_VRE | Secondary Techs | PWRSDSLKAXX | TotalAnnualMaxCapacityInvestment | 2045 | 9999 | exempt_maxcap_uncapped | 2026-07-10T11:17:52.349000
B_Optimised_VRE | Secondary Techs | PWRSDSLKAXX | TotalAnnualMaxCapacityInvestment | 2046 | 9999 | exempt_maxcap_uncapped | 2026-07-10T11:17:52.349000
B_Optimised_VRE | Secondary Techs | PWRSDSLKAXX | TotalAnnualMaxCapacityInvestment | 2047 | 9999 | exempt_maxcap_uncapped | 2026-07-10T11:17:52.349000
B_Optimised_VRE | Secondary Techs | PWRSDSLKAXX | TotalAnnualMaxCapacityInvestment | 2048 | 9999 | exempt_maxcap_uncapped | 2026-07-10T11:17:52.349000
B_Optimised_VRE | Secondary Techs | PWRSDSLKAXX | TotalAnnualMaxCapacityInvestment | 2049 | 9999 | exempt_maxcap_uncapped | 2026-07-10T11:17:52.349000
B_Optimised_VRE | Secondary Techs | PWRSDSLKAXX | TotalAnnualMaxCapacityInvestment | 2050 | 9999 | exempt_maxcap_uncapped | 2026-07-10T11:17:52.349000
B_Optimised_VRE | Secondary Techs | PWRCOALKAXX | TotalAnnualMaxCapacityInvestment | 2023 | 0 | lid_floor_suppressed | 2026-07-10T11:17:52.349000
B_Optimised_VRE | Secondary Techs | PWRCOALKAXX | TotalAnnualMaxCapacityInvestment | 2024 | 0.065005 | lid_floor_suppressed | 2026-07-10T11:17:52.349000
B_Optimised_VRE | Secondary Techs | PWRCOALKAXX | TotalAnnualMaxCapacityInvestment | 2025 | 0.048949 | lid_floor_suppressed | 2026-07-10T11:17:52.349000
B_Optimised_VRE | Secondary Techs | PWRCOALKAXX | TotalAnnualMaxCapacityInvestment | 2026 | 0.049052 | lid_floor_suppressed | 2026-07-10T11:17:52.349000
B_Optimised_VRE | Secondary Techs | PWRCOALKAXX | TotalAnnualMaxCapacityInvestment | 2027 | 0.051969 | lid_floor_suppressed | 2026-07-10T11:17:52.349000
B_Optimised_VRE | Secondary Techs | PWRCOALKAXX | TotalAnnualMaxCapacityInvestment | 2028 | 0.054724 | lid_floor_suppressed | 2026-07-10T11:17:52.349000
B_Optimised_VRE | Secondary Techs | PWRCOALKAXX | TotalAnnualMaxCapacityInvestment | 2029 | 0.052443 | lid_floor_suppressed | 2026-07-10T11:17:52.349000
B_Optimised_VRE | Secondary Techs | PWRCOALKAXX | TotalAnnualMaxCapacityInvestment | 2030 | 0.056587 | lid_floor_suppressed | 2026-07-10T11:17:52.349000
B_Optimised_VRE | Secondary Techs | PWRCOALKAXX | TotalAnnualMaxCapacityInvestment | 2031 | 0.05195 | lid_floor_suppressed | 2026-07-10T11:17:52.349000
B_Optimised_VRE | Secondary Techs | PWRCOALKAXX | TotalAnnualMaxCapacityInvestment | 2032 | 0.05395 | lid_floor_suppressed | 2026-07-10T11:17:52.349000
B_Optimised_VRE | Secondary Techs | PWRCOALKAXX | TotalAnnualMaxCapacityInvestment | 2033 | 0.055842 | lid_floor_suppressed | 2026-07-10T11:17:52.349000
B_Optimised_VRE | Secondary Techs | PWRCOALKAXX | TotalAnnualMaxCapacityInvestment | 2034 | 0.058359 | lid_floor_suppressed | 2026-07-10T11:17:52.349000
B_Optimised_VRE | Secondary Techs | PWRCOALKAXX | TotalAnnualMaxCapacityInvestment | 2035 | 0.061974 | lid_floor_suppressed | 2026-07-10T11:17:52.349000
B_Optimised_VRE | Secondary Techs | PWRCOALKAXX | TotalAnnualMaxCapacityInvestment | 2036 | 0.06709 | lid_floor_suppressed | 2026-07-10T11:17:52.349000
B_Optimised_VRE | Secondary Techs | PWRCOALKAXX | TotalAnnualMaxCapacityInvestment | 2037 | 0.071065 | lid_floor_suppressed | 2026-07-10T11:17:52.349000
B_Optimised_VRE | Secondary Techs | PWRCOALKAXX | TotalAnnualMaxCapacityInvestment | 2038 | 0.075325 | lid_floor_suppressed | 2026-07-10T11:17:52.349000
B_Optimised_VRE | Secondary Techs | PWRCOALKAXX | TotalAnnualMaxCapacityInvestment | 2039 | 0.07656 | lid_floor_suppressed | 2026-07-10T11:17:52.349000
B_Optimised_VRE | Secondary Techs | PWRCOALKAXX | TotalAnnualMaxCapacityInvestment | 2040 | 0.079856 | lid_floor_suppressed | 2026-07-10T11:17:52.349000
B_Optimised_VRE | Secondary Techs | PWRCOALKAXX | TotalAnnualMaxCapacityInvestment | 2041 | 0.083535 | lid_floor_suppressed | 2026-07-10T11:17:52.349000
B_Optimised_VRE | Secondary Techs | PWRCOALKAXX | TotalAnnualMaxCapacityInvestment | 2042 | 0.083687 | lid_floor_suppressed | 2026-07-10T11:17:52.349000
B_Optimised_VRE | Secondary Techs | PWRCOALKAXX | TotalAnnualMaxCapacityInvestment | 2043 | 0.0851 | lid_floor_suppressed | 2026-07-10T11:17:52.349000
B_Optimised_VRE | Secondary Techs | PWRCOALKAXX | TotalAnnualMaxCapacityInvestment | 2044 | 0.08723 | lid_floor_suppressed | 2026-07-10T11:17:52.349000
B_Optimised_VRE | Secondary Techs | PWRCOALKAXX | TotalAnnualMaxCapacityInvestment | 2045 | 0.08464 | lid_floor_suppressed | 2026-07-10T11:17:52.349000
B_Optimised_VRE | Secondary Techs | PWRCOALKAXX | TotalAnnualMaxCapacityInvestment | 2046 | 0.084535 | lid_floor_suppressed | 2026-07-10T11:17:52.349000
B_Optimised_VRE | Secondary Techs | PWRCOALKAXX | TotalAnnualMaxCapacityInvestment | 2047 | 0.085226 | lid_floor_suppressed | 2026-07-10T11:17:52.349000
B_Optimised_VRE | Secondary Techs | PWRCOALKAXX | TotalAnnualMaxCapacityInvestment | 2048 | 0.081755 | lid_floor_suppressed | 2026-07-10T11:17:52.349000
B_Optimised_VRE | Secondary Techs | PWRCOALKAXX | TotalAnnualMaxCapacityInvestment | 2049 | 0.083316 | lid_floor_suppressed | 2026-07-10T11:17:52.349000
B_Optimised_VRE | Secondary Techs | PWRCOALKAXX | TotalAnnualMaxCapacityInvestment | 2050 | 0.085953 | lid_floor_suppressed | 2026-07-10T11:17:52.349000
B_Optimised_VRE | Secondary Techs | PWRLDSLKAXX | TotalAnnualMaxCapacityInvestment | 2023 | 9999 | exempt_maxcap_uncapped | 2026-07-10T11:17:52.349000
B_Optimised_VRE | Secondary Techs | PWRLDSLKAXX | TotalAnnualMaxCapacityInvestment | 2024 | 9999 | exempt_maxcap_uncapped | 2026-07-10T11:17:52.349000
B_Optimised_VRE | Secondary Techs | PWRLDSLKAXX | TotalAnnualMaxCapacityInvestment | 2025 | 9999 | exempt_maxcap_uncapped | 2026-07-10T11:17:52.349000
B_Optimised_VRE | Secondary Techs | PWRLDSLKAXX | TotalAnnualMaxCapacityInvestment | 2026 | 9999 | exempt_maxcap_uncapped | 2026-07-10T11:17:52.349000
B_Optimised_VRE | Secondary Techs | PWRLDSLKAXX | TotalAnnualMaxCapacityInvestment | 2027 | 9999 | exempt_maxcap_uncapped | 2026-07-10T11:17:52.349000
B_Optimised_VRE | Secondary Techs | PWRLDSLKAXX | TotalAnnualMaxCapacityInvestment | 2028 | 9999 | exempt_maxcap_uncapped | 2026-07-10T11:17:52.349000
B_Optimised_VRE | Secondary Techs | PWRLDSLKAXX | TotalAnnualMaxCapacityInvestment | 2029 | 9999 | exempt_maxcap_uncapped | 2026-07-10T11:17:52.349000
B_Optimised_VRE | Secondary Techs | PWRLDSLKAXX | TotalAnnualMaxCapacityInvestment | 2030 | 9999 | exempt_maxcap_uncapped | 2026-07-10T11:17:52.349000
B_Optimised_VRE | Secondary Techs | PWRLDSLKAXX | TotalAnnualMaxCapacityInvestment | 2031 | 9999 | exempt_maxcap_uncapped | 2026-07-10T11:17:52.349000
B_Optimised_VRE | Secondary Techs | PWRLDSLKAXX | TotalAnnualMaxCapacityInvestment | 2032 | 9999 | exempt_maxcap_uncapped | 2026-07-10T11:17:52.349000
B_Optimised_VRE | Secondary Techs | PWRLDSLKAXX | TotalAnnualMaxCapacityInvestment | 2033 | 9999 | exempt_maxcap_uncapped | 2026-07-10T11:17:52.349000
B_Optimised_VRE | Secondary Techs | PWRLDSLKAXX | TotalAnnualMaxCapacityInvestment | 2034 | 9999 | exempt_maxcap_uncapped | 2026-07-10T11:17:52.349000
B_Optimised_VRE | Secondary Techs | PWRLDSLKAXX | TotalAnnualMaxCapacityInvestment | 2035 | 9999 | exempt_maxcap_uncapped | 2026-07-10T11:17:52.349000
B_Optimised_VRE | Secondary Techs | PWRLDSLKAXX | TotalAnnualMaxCapacityInvestment | 2036 | 9999 | exempt_maxcap_uncapped | 2026-07-10T11:17:52.349000
B_Optimised_VRE | Secondary Techs | PWRLDSLKAXX | TotalAnnualMaxCapacityInvestment | 2037 | 9999 | exempt_maxcap_uncapped | 2026-07-10T11:17:52.349000
B_Optimised_VRE | Secondary Techs | PWRLDSLKAXX | TotalAnnualMaxCapacityInvestment | 2038 | 9999 | exempt_maxcap_uncapped | 2026-07-10T11:17:52.349000
B_Optimised_VRE | Secondary Techs | PWRLDSLKAXX | TotalAnnualMaxCapacityInvestment | 2039 | 9999 | exempt_maxcap_uncapped | 2026-07-10T11:17:52.349000
B_Optimised_VRE | Secondary Techs | PWRLDSLKAXX | TotalAnnualMaxCapacityInvestment | 2040 | 9999 | exempt_maxcap_uncapped | 2026-07-10T11:17:52.349000
B_Optimised_VRE | Secondary Techs | PWRLDSLKAXX | TotalAnnualMaxCapacityInvestment | 2041 | 9999 | exempt_maxcap_uncapped | 2026-07-10T11:17:52.349000
B_Optimised_VRE | Secondary Techs | PWRLDSLKAXX | TotalAnnualMaxCapacityInvestment | 2042 | 9999 | exempt_maxcap_uncapped | 2026-07-10T11:17:52.349000
B_Optimised_VRE | Secondary Techs | PWRLDSLKAXX | TotalAnnualMaxCapacityInvestment | 2043 | 9999 | exempt_maxcap_uncapped | 2026-07-10T11:17:52.349000
B_Optimised_VRE | Secondary Techs | PWRLDSLKAXX | TotalAnnualMaxCapacityInvestment | 2044 | 9999 | exempt_maxcap_uncapped | 2026-07-10T11:17:52.349000
B_Optimised_VRE | Secondary Techs | PWRLDSLKAXX | TotalAnnualMaxCapacityInvestment | 2045 | 9999 | exempt_maxcap_uncapped | 2026-07-10T11:17:52.349000
B_Optimised_VRE | Secondary Techs | PWRLDSLKAXX | TotalAnnualMaxCapacityInvestment | 2046 | 9999 | exempt_maxcap_uncapped | 2026-07-10T11:17:52.349000
B_Optimised_VRE | Secondary Techs | PWRLDSLKAXX | TotalAnnualMaxCapacityInvestment | 2047 | 9999 | exempt_maxcap_uncapped | 2026-07-10T11:17:52.349000
B_Optimised_VRE | Secondary Techs | PWRLDSLKAXX | TotalAnnualMaxCapacityInvestment | 2048 | 9999 | exempt_maxcap_uncapped | 2026-07-10T11:17:52.349000
B_Optimised_VRE | Secondary Techs | PWRLDSLKAXX | TotalAnnualMaxCapacityInvestment | 2049 | 9999 | exempt_maxcap_uncapped | 2026-07-10T11:17:52.349000
B_Optimised_VRE | Secondary Techs | PWRLDSLKAXX | TotalAnnualMaxCapacityInvestment | 2050 | 9999 | exempt_maxcap_uncapped | 2026-07-10T11:17:52.349000
B_Optimised_VRE | Secondary Techs | PWRLDSLKAXX | TotalAnnualMaxCapacityInvestment | 2023 | 9999 | exempt_uncapped | 2026-07-10T11:17:52.349000
B_Optimised_VRE | Secondary Techs | PWRLDSLKAXX | TotalAnnualMaxCapacityInvestment | 2024 | 9999 | exempt_uncapped | 2026-07-10T11:17:52.349000
B_Optimised_VRE | Secondary Techs | PWRLDSLKAXX | TotalAnnualMaxCapacityInvestment | 2025 | 9999 | exempt_uncapped | 2026-07-10T11:17:52.349000
B_Optimised_VRE | Secondary Techs | PWRLDSLKAXX | TotalAnnualMaxCapacityInvestment | 2026 | 9999 | exempt_uncapped | 2026-07-10T11:17:52.349000
B_Optimised_VRE | Secondary Techs | PWRLDSLKAXX | TotalAnnualMaxCapacityInvestment | 2027 | 9999 | exempt_uncapped | 2026-07-10T11:17:52.349000
B_Optimised_VRE | Secondary Techs | PWRLDSLKAXX | TotalAnnualMaxCapacityInvestment | 2028 | 9999 | exempt_uncapped | 2026-07-10T11:17:52.349000
B_Optimised_VRE | Secondary Techs | PWRLDSLKAXX | TotalAnnualMaxCapacityInvestment | 2029 | 9999 | exempt_uncapped | 2026-07-10T11:17:52.349000
B_Optimised_VRE | Secondary Techs | PWRLDSLKAXX | TotalAnnualMaxCapacityInvestment | 2030 | 9999 | exempt_uncapped | 2026-07-10T11:17:52.349000
B_Optimised_VRE | Secondary Techs | PWRLDSLKAXX | TotalAnnualMaxCapacityInvestment | 2031 | 9999 | exempt_uncapped | 2026-07-10T11:17:52.349000
B_Optimised_VRE | Secondary Techs | PWRLDSLKAXX | TotalAnnualMaxCapacityInvestment | 2032 | 9999 | exempt_uncapped | 2026-07-10T11:17:52.349000
B_Optimised_VRE | Secondary Techs | PWRLDSLKAXX | TotalAnnualMaxCapacityInvestment | 2033 | 9999 | exempt_uncapped | 2026-07-10T11:17:52.349000
B_Optimised_VRE | Secondary Techs | PWRLDSLKAXX | TotalAnnualMaxCapacityInvestment | 2034 | 9999 | exempt_uncapped | 2026-07-10T11:17:52.349000
B_Optimised_VRE | Secondary Techs | PWRLDSLKAXX | TotalAnnualMaxCapacityInvestment | 2035 | 9999 | exempt_uncapped | 2026-07-10T11:17:52.349000
B_Optimised_VRE | Secondary Techs | PWRLDSLKAXX | TotalAnnualMaxCapacityInvestment | 2036 | 9999 | exempt_uncapped | 2026-07-10T11:17:52.349000
B_Optimised_VRE | Secondary Techs | PWRLDSLKAXX | TotalAnnualMaxCapacityInvestment | 2037 | 9999 | exempt_uncapped | 2026-07-10T11:17:52.349000
B_Optimised_VRE | Secondary Techs | PWRLDSLKAXX | TotalAnnualMaxCapacityInvestment | 2038 | 9999 | exempt_uncapped | 2026-07-10T11:17:52.349000
B_Optimised_VRE | Secondary Techs | PWRLDSLKAXX | TotalAnnualMaxCapacityInvestment | 2039 | 9999 | exempt_uncapped | 2026-07-10T11:17:52.349000
B_Optimised_VRE | Secondary Techs | PWRLDSLKAXX | TotalAnnualMaxCapacityInvestment | 2040 | 9999 | exempt_uncapped | 2026-07-10T11:17:52.349000
B_Optimised_VRE | Secondary Techs | PWRLDSLKAXX | TotalAnnualMaxCapacityInvestment | 2041 | 9999 | exempt_uncapped | 2026-07-10T11:17:52.349000
B_Optimised_VRE | Secondary Techs | PWRLDSLKAXX | TotalAnnualMaxCapacityInvestment | 2042 | 9999 | exempt_uncapped | 2026-07-10T11:17:52.349000
B_Optimised_VRE | Secondary Techs | PWRLDSLKAXX | TotalAnnualMaxCapacityInvestment | 2043 | 9999 | exempt_uncapped | 2026-07-10T11:17:52.349000
B_Optimised_VRE | Secondary Techs | PWRLDSLKAXX | TotalAnnualMaxCapacityInvestment | 2044 | 9999 | exempt_uncapped | 2026-07-10T11:17:52.349000
B_Optimised_VRE | Secondary Techs | PWRLDSLKAXX | TotalAnnualMaxCapacityInvestment | 2045 | 9999 | exempt_uncapped | 2026-07-10T11:17:52.349000
B_Optimised_VRE | Secondary Techs | PWRLDSLKAXX | TotalAnnualMaxCapacityInvestment | 2046 | 9999 | exempt_uncapped | 2026-07-10T11:17:52.349000
B_Optimised_VRE | Secondary Techs | PWRLDSLKAXX | TotalAnnualMaxCapacityInvestment | 2047 | 9999 | exempt_uncapped | 2026-07-10T11:17:52.349000
B_Optimised_VRE | Secondary Techs | PWRLDSLKAXX | TotalAnnualMaxCapacityInvestment | 2048 | 9999 | exempt_uncapped | 2026-07-10T11:17:52.349000
B_Optimised_VRE | Secondary Techs | PWRLDSLKAXX | TotalAnnualMaxCapacityInvestment | 2049 | 9999 | exempt_uncapped | 2026-07-10T11:17:52.349000
B_Optimised_VRE | Secondary Techs | PWRLDSLKAXX | TotalAnnualMaxCapacityInvestment | 2050 | 9999 | exempt_uncapped | 2026-07-10T11:17:52.349000
B_Optimised_VRE | Secondary Techs | PWRCOAINDNO | TotalAnnualMaxCapacityInvestment | 2023 | 0 | lid_floor_suppressed | 2026-07-10T11:17:52.349000
B_Optimised_VRE | Secondary Techs | PWRCOAINDNO | TotalAnnualMaxCapacityInvestment | 2024 | 2.7837 | lid_fill | 2026-07-10T11:17:52.349000
B_Optimised_VRE | Secondary Techs | PWRCOAINDNO | TotalAnnualMaxCapacityInvestment | 2025 | 2.9431 | lid_fill | 2026-07-10T11:17:52.349000
B_Optimised_VRE | Secondary Techs | PWRCOAINDNO | TotalAnnualMaxCapacityInvestment | 2026 | 3.1598 | lid_fill | 2026-07-10T11:17:52.349000
B_Optimised_VRE | Secondary Techs | PWRCOAINDNO | TotalAnnualMaxCapacityInvestment | 2027 | 3.3543 | lid_fill | 2026-07-10T11:17:52.349000
B_Optimised_VRE | Secondary Techs | PWRCOAINDNO | TotalAnnualMaxCapacityInvestment | 2028 | 3.5265 | lid_family_capped | 2026-07-10T11:17:52.349000
B_Optimised_VRE | Secondary Techs | PWRCOAINDNO | TotalAnnualMaxCapacityInvestment | 2029 | 3.1653 | lid_family_capped | 2026-07-10T11:17:52.349000
B_Optimised_VRE | Secondary Techs | PWRCOAINDNO | TotalAnnualMaxCapacityInvestment | 2030 | 2.0906 | lid_family_capped | 2026-07-10T11:17:52.349000
B_Optimised_VRE | Secondary Techs | PWRCOAINDNO | TotalAnnualMaxCapacityInvestment | 2031 | 2.028 | lid_family_capped | 2026-07-10T11:17:52.349000
B_Optimised_VRE | Secondary Techs | PWRCOAINDNO | TotalAnnualMaxCapacityInvestment | 2032 | 2.4625 | lid_family_capped | 2026-07-10T11:17:52.349000
B_Optimised_VRE | Secondary Techs | PWRCOAINDNO | TotalAnnualMaxCapacityInvestment | 2033 | 2.3571 | lid_family_capped | 2026-07-10T11:17:52.349000
B_Optimised_VRE | Secondary Techs | PWRCOAINDNO | TotalAnnualMaxCapacityInvestment | 2034 | 2.2517 | lid_family_capped | 2026-07-10T11:17:52.349000
B_Optimised_VRE | Secondary Techs | PWRCOAINDNO | TotalAnnualMaxCapacityInvestment | 2035 | 2.1462 | lid_family_capped | 2026-07-10T11:17:52.349000
B_Optimised_VRE | Secondary Techs | PWRCOAINDNO | TotalAnnualMaxCapacityInvestment | 2036 | 2.0408 | lid_family_capped | 2026-07-10T11:17:52.349000
B_Optimised_VRE | Secondary Techs | PWRCOAINDNO | TotalAnnualMaxCapacityInvestment | 2037 | 2.2193 | lid_family_capped | 2026-07-10T11:17:52.349000
B_Optimised_VRE | Secondary Techs | PWRCOAINDNO | TotalAnnualMaxCapacityInvestment | 2038 | 2.1046 | lid_family_capped | 2026-07-10T11:17:52.349000
B_Optimised_VRE | Secondary Techs | PWRCOAINDNO | TotalAnnualMaxCapacityInvestment | 2039 | 1.99 | lid_family_capped | 2026-07-10T11:17:52.349000
B_Optimised_VRE | Secondary Techs | PWRCOAINDNO | TotalAnnualMaxCapacityInvestment | 2040 | 1.6944 | lid_family_capped | 2026-07-10T11:17:52.349000
B_Optimised_VRE | Secondary Techs | PWRCOAINDNO | TotalAnnualMaxCapacityInvestment | 2041 | 1.754 | lid_family_capped | 2026-07-10T11:17:52.349000
B_Optimised_VRE | Secondary Techs | PWRCOAINDNO | TotalAnnualMaxCapacityInvestment | 2042 | 2.0382 | lid_family_capped | 2026-07-10T11:17:52.349000
B_Optimised_VRE | Secondary Techs | PWRCOAINDNO | TotalAnnualMaxCapacityInvestment | 2043 | 2.0567 | lid_family_capped | 2026-07-10T11:17:52.349000
B_Optimised_VRE | Secondary Techs | PWRCOAINDNO | TotalAnnualMaxCapacityInvestment | 2044 | 2.0105 | lid_family_capped | 2026-07-10T11:17:52.349000
B_Optimised_VRE | Secondary Techs | PWRCOAINDNO | TotalAnnualMaxCapacityInvestment | 2045 | 1.9237 | lid_family_capped | 2026-07-10T11:17:52.349000
B_Optimised_VRE | Secondary Techs | PWRCOAINDNO | TotalAnnualMaxCapacityInvestment | 2046 | 2.0807 | lid_family_capped | 2026-07-10T11:17:52.349000
B_Optimised_VRE | Secondary Techs | PWRCOAINDNO | TotalAnnualMaxCapacityInvestment | 2047 | 2.0862 | lid_family_capped | 2026-07-10T11:17:52.349000
B_Optimised_VRE | Secondary Techs | PWRCOAINDNO | TotalAnnualMaxCapacityInvestment | 2048 | 2.1777 | lid_adequacy_scaled | 2026-07-10T11:17:52.349000
B_Optimised_VRE | Secondary Techs | PWRCOAINDNO | TotalAnnualMaxCapacityInvestment | 2049 | 2.3832 | lid_adequacy_scaled | 2026-07-10T11:17:52.349000
B_Optimised_VRE | Secondary Techs | PWRCOAINDNO | TotalAnnualMaxCapacityInvestment | 2050 | 2.5724 | lid_adequacy_scaled | 2026-07-10T11:17:52.349000
B_Optimised_VRE | Secondary Techs | PWRSDSINDEA | TotalAnnualMaxCapacityInvestment | 2023 | 9999 | exempt_maxcap_uncapped | 2026-07-10T11:17:52.349000
B_Optimised_VRE | Secondary Techs | PWRSDSINDEA | TotalAnnualMaxCapacityInvestment | 2024 | 9999 | exempt_maxcap_uncapped | 2026-07-10T11:17:52.349000
B_Optimised_VRE | Secondary Techs | PWRSDSINDEA | TotalAnnualMaxCapacityInvestment | 2025 | 9999 | exempt_maxcap_uncapped | 2026-07-10T11:17:52.349000
B_Optimised_VRE | Secondary Techs | PWRSDSINDEA | TotalAnnualMaxCapacityInvestment | 2026 | 9999 | exempt_maxcap_uncapped | 2026-07-10T11:17:52.349000
B_Optimised_VRE | Secondary Techs | PWRSDSINDEA | TotalAnnualMaxCapacityInvestment | 2027 | 9999 | exempt_maxcap_uncapped | 2026-07-10T11:17:52.349000
B_Optimised_VRE | Secondary Techs | PWRSDSINDEA | TotalAnnualMaxCapacityInvestment | 2028 | 9999 | exempt_maxcap_uncapped | 2026-07-10T11:17:52.349000
B_Optimised_VRE | Secondary Techs | PWRSDSINDEA | TotalAnnualMaxCapacityInvestment | 2029 | 9999 | exempt_maxcap_uncapped | 2026-07-10T11:17:52.349000
B_Optimised_VRE | Secondary Techs | PWRSDSINDEA | TotalAnnualMaxCapacityInvestment | 2030 | 9999 | exempt_maxcap_uncapped | 2026-07-10T11:17:52.349000
B_Optimised_VRE | Secondary Techs | PWRSDSINDEA | TotalAnnualMaxCapacityInvestment | 2031 | 9999 | exempt_maxcap_uncapped | 2026-07-10T11:17:52.349000
B_Optimised_VRE | Secondary Techs | PWRSDSINDEA | TotalAnnualMaxCapacityInvestment | 2032 | 9999 | exempt_maxcap_uncapped | 2026-07-10T11:17:52.349000
B_Optimised_VRE | Secondary Techs | PWRSDSINDEA | TotalAnnualMaxCapacityInvestment | 2033 | 9999 | exempt_maxcap_uncapped | 2026-07-10T11:17:52.349000
B_Optimised_VRE | Secondary Techs | PWRSDSINDEA | TotalAnnualMaxCapacityInvestment | 2034 | 9999 | exempt_maxcap_uncapped | 2026-07-10T11:17:52.349000
B_Optimised_VRE | Secondary Techs | PWRSDSINDEA | TotalAnnualMaxCapacityInvestment | 2035 | 9999 | exempt_maxcap_uncapped | 2026-07-10T11:17:52.349000
B_Optimised_VRE | Secondary Techs | PWRSDSINDEA | TotalAnnualMaxCapacityInvestment | 2036 | 9999 | exempt_maxcap_uncapped | 2026-07-10T11:17:52.349000
B_Optimised_VRE | Secondary Techs | PWRSDSINDEA | TotalAnnualMaxCapacityInvestment | 2037 | 9999 | exempt_maxcap_uncapped | 2026-07-10T11:17:52.349000
B_Optimised_VRE | Secondary Techs | PWRSDSINDEA | TotalAnnualMaxCapacityInvestment | 2038 | 9999 | exempt_maxcap_uncapped | 2026-07-10T11:17:52.349000
B_Optimised_VRE | Secondary Techs | PWRSDSINDEA | TotalAnnualMaxCapacityInvestment | 2039 | 9999 | exempt_maxcap_uncapped | 2026-07-10T11:17:52.349000
B_Optimised_VRE | Secondary Techs | PWRSDSINDEA | TotalAnnualMaxCapacityInvestment | 2040 | 9999 | exempt_maxcap_uncapped | 2026-07-10T11:17:52.349000
B_Optimised_VRE | Secondary Techs | PWRSDSINDEA | TotalAnnualMaxCapacityInvestment | 2041 | 9999 | exempt_maxcap_uncapped | 2026-07-10T11:17:52.349000
B_Optimised_VRE | Secondary Techs | PWRSDSINDEA | TotalAnnualMaxCapacityInvestment | 2042 | 9999 | exempt_maxcap_uncapped | 2026-07-10T11:17:52.349000
B_Optimised_VRE | Secondary Techs | PWRSDSINDEA | TotalAnnualMaxCapacityInvestment | 2043 | 9999 | exempt_maxcap_uncapped | 2026-07-10T11:17:52.349000
B_Optimised_VRE | Secondary Techs | PWRSDSINDEA | TotalAnnualMaxCapacityInvestment | 2044 | 9999 | exempt_maxcap_uncapped | 2026-07-10T11:17:52.349000
B_Optimised_VRE | Secondary Techs | PWRSDSINDEA | TotalAnnualMaxCapacityInvestment | 2045 | 9999 | exempt_maxcap_uncapped | 2026-07-10T11:17:52.349000
B_Optimised_VRE | Secondary Techs | PWRSDSINDEA | TotalAnnualMaxCapacityInvestment | 2046 | 9999 | exempt_maxcap_uncapped | 2026-07-10T11:17:52.349000
B_Optimised_VRE | Secondary Techs | PWRSDSINDEA | TotalAnnualMaxCapacityInvestment | 2047 | 9999 | exempt_maxcap_uncapped | 2026-07-10T11:17:52.349000
B_Optimised_VRE | Secondary Techs | PWRSDSINDEA | TotalAnnualMaxCapacityInvestment | 2048 | 9999 | exempt_maxcap_uncapped | 2026-07-10T11:17:52.349000
B_Optimised_VRE | Secondary Techs | PWRSDSINDEA | TotalAnnualMaxCapacityInvestment | 2049 | 9999 | exempt_maxcap_uncapped | 2026-07-10T11:17:52.349000
B_Optimised_VRE | Secondary Techs | PWRSDSINDEA | TotalAnnualMaxCapacityInvestment | 2050 | 9999 | exempt_maxcap_uncapped | 2026-07-10T11:17:52.349000
B_Optimised_VRE | Secondary Techs | PWRSDSINDEA | TotalAnnualMaxCapacityInvestment | 2023 | 9999 | exempt_uncapped | 2026-07-10T11:17:52.349000
B_Optimised_VRE | Secondary Techs | PWRSDSINDEA | TotalAnnualMaxCapacityInvestment | 2024 | 9999 | exempt_uncapped | 2026-07-10T11:17:52.349000
B_Optimised_VRE | Secondary Techs | PWRSDSINDEA | TotalAnnualMaxCapacityInvestment | 2025 | 9999 | exempt_uncapped | 2026-07-10T11:17:52.349000
B_Optimised_VRE | Secondary Techs | PWRSDSINDEA | TotalAnnualMaxCapacityInvestment | 2026 | 9999 | exempt_uncapped | 2026-07-10T11:17:52.349000
B_Optimised_VRE | Secondary Techs | PWRSDSINDEA | TotalAnnualMaxCapacityInvestment | 2027 | 9999 | exempt_uncapped | 2026-07-10T11:17:52.349000
B_Optimised_VRE | Secondary Techs | PWRSDSINDEA | TotalAnnualMaxCapacityInvestment | 2028 | 9999 | exempt_uncapped | 2026-07-10T11:17:52.349000
B_Optimised_VRE | Secondary Techs | PWRSDSINDEA | TotalAnnualMaxCapacityInvestment | 2029 | 9999 | exempt_uncapped | 2026-07-10T11:17:52.349000
B_Optimised_VRE | Secondary Techs | PWRSDSINDEA | TotalAnnualMaxCapacityInvestment | 2030 | 9999 | exempt_uncapped | 2026-07-10T11:17:52.349000
B_Optimised_VRE | Secondary Techs | PWRSDSINDEA | TotalAnnualMaxCapacityInvestment | 2031 | 9999 | exempt_uncapped | 2026-07-10T11:17:52.349000
B_Optimised_VRE | Secondary Techs | PWRSDSINDEA | TotalAnnualMaxCapacityInvestment | 2032 | 9999 | exempt_uncapped | 2026-07-10T11:17:52.349000
B_Optimised_VRE | Secondary Techs | PWRSDSINDEA | TotalAnnualMaxCapacityInvestment | 2033 | 9999 | exempt_uncapped | 2026-07-10T11:17:52.349000
B_Optimised_VRE | Secondary Techs | PWRSDSINDEA | TotalAnnualMaxCapacityInvestment | 2034 | 9999 | exempt_uncapped | 2026-07-10T11:17:52.349000
B_Optimised_VRE | Secondary Techs | PWRSDSINDEA | TotalAnnualMaxCapacityInvestment | 2035 | 9999 | exempt_uncapped | 2026-07-10T11:17:52.349000
B_Optimised_VRE | Secondary Techs | PWRSDSINDEA | TotalAnnualMaxCapacityInvestment | 2036 | 9999 | exempt_uncapped | 2026-07-10T11:17:52.349000
B_Optimised_VRE | Secondary Techs | PWRSDSINDEA | TotalAnnualMaxCapacityInvestment | 2037 | 9999 | exempt_uncapped | 2026-07-10T11:17:52.349000
B_Optimised_VRE | Secondary Techs | PWRSDSINDEA | TotalAnnualMaxCapacityInvestment | 2038 | 9999 | exempt_uncapped | 2026-07-10T11:17:52.349000
B_Optimised_VRE | Secondary Techs | PWRSDSINDEA | TotalAnnualMaxCapacityInvestment | 2039 | 9999 | exempt_uncapped | 2026-07-10T11:17:52.349000
B_Optimised_VRE | Secondary Techs | PWRSDSINDEA | TotalAnnualMaxCapacityInvestment | 2040 | 9999 | exempt_uncapped | 2026-07-10T11:17:52.349000
B_Optimised_VRE | Secondary Techs | PWRSDSINDEA | TotalAnnualMaxCapacityInvestment | 2041 | 9999 | exempt_uncapped | 2026-07-10T11:17:52.349000
B_Optimised_VRE | Secondary Techs | PWRSDSINDEA | TotalAnnualMaxCapacityInvestment | 2042 | 9999 | exempt_uncapped | 2026-07-10T11:17:52.349000
B_Optimised_VRE | Secondary Techs | PWRSDSINDEA | TotalAnnualMaxCapacityInvestment | 2043 | 9999 | exempt_uncapped | 2026-07-10T11:17:52.349000
B_Optimised_VRE | Secondary Techs | PWRSDSINDEA | TotalAnnualMaxCapacityInvestment | 2044 | 9999 | exempt_uncapped | 2026-07-10T11:17:52.349000
B_Optimised_VRE | Secondary Techs | PWRSDSINDEA | TotalAnnualMaxCapacityInvestment | 2045 | 9999 | exempt_uncapped | 2026-07-10T11:17:52.349000
B_Optimised_VRE | Secondary Techs | PWRSDSINDEA | TotalAnnualMaxCapacityInvestment | 2046 | 9999 | exempt_uncapped | 2026-07-10T11:17:52.349000
B_Optimised_VRE | Secondary Techs | PWRSDSINDEA | TotalAnnualMaxCapacityInvestment | 2047 | 9999 | exempt_uncapped | 2026-07-10T11:17:52.349000
B_Optimised_VRE | Secondary Techs | PWRSDSINDEA | TotalAnnualMaxCapacityInvestment | 2048 | 9999 | exempt_uncapped | 2026-07-10T11:17:52.349000
B_Optimised_VRE | Secondary Techs | PWRSDSINDEA | TotalAnnualMaxCapacityInvestment | 2049 | 9999 | exempt_uncapped | 2026-07-10T11:17:52.349000
B_Optimised_VRE | Secondary Techs | PWRSDSINDEA | TotalAnnualMaxCapacityInvestment | 2050 | 9999 | exempt_uncapped | 2026-07-10T11:17:52.349000
B_Optimised_VRE | Secondary Techs | PWRLDSINDWE | TotalAnnualMaxCapacityInvestment | 2023 | 9999 | exempt_maxcap_uncapped | 2026-07-10T11:17:52.349000
B_Optimised_VRE | Secondary Techs | PWRLDSINDWE | TotalAnnualMaxCapacityInvestment | 2024 | 9999 | exempt_maxcap_uncapped | 2026-07-10T11:17:52.349000
B_Optimised_VRE | Secondary Techs | PWRLDSINDWE | TotalAnnualMaxCapacityInvestment | 2025 | 9999 | exempt_maxcap_uncapped | 2026-07-10T11:17:52.349000
B_Optimised_VRE | Secondary Techs | PWRLDSINDWE | TotalAnnualMaxCapacityInvestment | 2026 | 9999 | exempt_maxcap_uncapped | 2026-07-10T11:17:52.349000
B_Optimised_VRE | Secondary Techs | PWRLDSINDWE | TotalAnnualMaxCapacityInvestment | 2027 | 9999 | exempt_maxcap_uncapped | 2026-07-10T11:17:52.349000
B_Optimised_VRE | Secondary Techs | PWRLDSINDWE | TotalAnnualMaxCapacityInvestment | 2028 | 9999 | exempt_maxcap_uncapped | 2026-07-10T11:17:52.349000
B_Optimised_VRE | Secondary Techs | PWRLDSINDWE | TotalAnnualMaxCapacityInvestment | 2029 | 9999 | exempt_maxcap_uncapped | 2026-07-10T11:17:52.349000
B_Optimised_VRE | Secondary Techs | PWRLDSINDWE | TotalAnnualMaxCapacityInvestment | 2030 | 9999 | exempt_maxcap_uncapped | 2026-07-10T11:17:52.349000
B_Optimised_VRE | Secondary Techs | PWRLDSINDWE | TotalAnnualMaxCapacityInvestment | 2031 | 9999 | exempt_maxcap_uncapped | 2026-07-10T11:17:52.349000
B_Optimised_VRE | Secondary Techs | PWRLDSINDWE | TotalAnnualMaxCapacityInvestment | 2032 | 9999 | exempt_maxcap_uncapped | 2026-07-10T11:17:52.349000
B_Optimised_VRE | Secondary Techs | PWRLDSINDWE | TotalAnnualMaxCapacityInvestment | 2033 | 9999 | exempt_maxcap_uncapped | 2026-07-10T11:17:52.349000
B_Optimised_VRE | Secondary Techs | PWRLDSINDWE | TotalAnnualMaxCapacityInvestment | 2034 | 9999 | exempt_maxcap_uncapped | 2026-07-10T11:17:52.349000
B_Optimised_VRE | Secondary Techs | PWRLDSINDWE | TotalAnnualMaxCapacityInvestment | 2035 | 9999 | exempt_maxcap_uncapped | 2026-07-10T11:17:52.349000
B_Optimised_VRE | Secondary Techs | PWRLDSINDWE | TotalAnnualMaxCapacityInvestment | 2036 | 9999 | exempt_maxcap_uncapped | 2026-07-10T11:17:52.349000
B_Optimised_VRE | Secondary Techs | PWRLDSINDWE | TotalAnnualMaxCapacityInvestment | 2037 | 9999 | exempt_maxcap_uncapped | 2026-07-10T11:17:52.349000
B_Optimised_VRE | Secondary Techs | PWRLDSINDWE | TotalAnnualMaxCapacityInvestment | 2038 | 9999 | exempt_maxcap_uncapped | 2026-07-10T11:17:52.349000
B_Optimised_VRE | Secondary Techs | PWRLDSINDWE | TotalAnnualMaxCapacityInvestment | 2039 | 9999 | exempt_maxcap_uncapped | 2026-07-10T11:17:52.349000
B_Optimised_VRE | Secondary Techs | PWRLDSINDWE | TotalAnnualMaxCapacityInvestment | 2040 | 9999 | exempt_maxcap_uncapped | 2026-07-10T11:17:52.349000
B_Optimised_VRE | Secondary Techs | PWRLDSINDWE | TotalAnnualMaxCapacityInvestment | 2041 | 9999 | exempt_maxcap_uncapped | 2026-07-10T11:17:52.349000
B_Optimised_VRE | Secondary Techs | PWRLDSINDWE | TotalAnnualMaxCapacityInvestment | 2042 | 9999 | exempt_maxcap_uncapped | 2026-07-10T11:17:52.349000
B_Optimised_VRE | Secondary Techs | PWRLDSINDWE | TotalAnnualMaxCapacityInvestment | 2043 | 9999 | exempt_maxcap_uncapped | 2026-07-10T11:17:52.349000
B_Optimised_VRE | Secondary Techs | PWRLDSINDWE | TotalAnnualMaxCapacityInvestment | 2044 | 9999 | exempt_maxcap_uncapped | 2026-07-10T11:17:52.349000
B_Optimised_VRE | Secondary Techs | PWRLDSINDWE | TotalAnnualMaxCapacityInvestment | 2045 | 9999 | exempt_maxcap_uncapped | 2026-07-10T11:17:52.349000
B_Optimised_VRE | Secondary Techs | PWRLDSINDWE | TotalAnnualMaxCapacityInvestment | 2046 | 9999 | exempt_maxcap_uncapped | 2026-07-10T11:17:52.349000
B_Optimised_VRE | Secondary Techs | PWRLDSINDWE | TotalAnnualMaxCapacityInvestment | 2047 | 9999 | exempt_maxcap_uncapped | 2026-07-10T11:17:52.349000
B_Optimised_VRE | Secondary Techs | PWRLDSINDWE | TotalAnnualMaxCapacityInvestment | 2048 | 9999 | exempt_maxcap_uncapped | 2026-07-10T11:17:52.349000
B_Optimised_VRE | Secondary Techs | PWRLDSINDWE | TotalAnnualMaxCapacityInvestment | 2049 | 9999 | exempt_maxcap_uncapped | 2026-07-10T11:17:52.349000
B_Optimised_VRE | Secondary Techs | PWRLDSINDWE | TotalAnnualMaxCapacityInvestment | 2050 | 9999 | exempt_maxcap_uncapped | 2026-07-10T11:17:52.349000
B_Optimised_VRE | Secondary Techs | PWRLDSINDWE | TotalAnnualMaxCapacityInvestment | 2023 | 9999 | exempt_uncapped | 2026-07-10T11:17:52.349000
B_Optimised_VRE | Secondary Techs | PWRLDSINDWE | TotalAnnualMaxCapacityInvestment | 2024 | 9999 | exempt_uncapped | 2026-07-10T11:17:52.349000
B_Optimised_VRE | Secondary Techs | PWRLDSINDWE | TotalAnnualMaxCapacityInvestment | 2025 | 9999 | exempt_uncapped | 2026-07-10T11:17:52.349000
B_Optimised_VRE | Secondary Techs | PWRLDSINDWE | TotalAnnualMaxCapacityInvestment | 2026 | 9999 | exempt_uncapped | 2026-07-10T11:17:52.349000
B_Optimised_VRE | Secondary Techs | PWRLDSINDWE | TotalAnnualMaxCapacityInvestment | 2027 | 9999 | exempt_uncapped | 2026-07-10T11:17:52.349000
B_Optimised_VRE | Secondary Techs | PWRLDSINDWE | TotalAnnualMaxCapacityInvestment | 2028 | 9999 | exempt_uncapped | 2026-07-10T11:17:52.349000
B_Optimised_VRE | Secondary Techs | PWRLDSINDWE | TotalAnnualMaxCapacityInvestment | 2029 | 9999 | exempt_uncapped | 2026-07-10T11:17:52.349000
B_Optimised_VRE | Secondary Techs | PWRLDSINDWE | TotalAnnualMaxCapacityInvestment | 2030 | 9999 | exempt_uncapped | 2026-07-10T11:17:52.349000
B_Optimised_VRE | Secondary Techs | PWRLDSINDWE | TotalAnnualMaxCapacityInvestment | 2031 | 9999 | exempt_uncapped | 2026-07-10T11:17:52.349000
B_Optimised_VRE | Secondary Techs | PWRLDSINDWE | TotalAnnualMaxCapacityInvestment | 2032 | 9999 | exempt_uncapped | 2026-07-10T11:17:52.349000
B_Optimised_VRE | Secondary Techs | PWRLDSINDWE | TotalAnnualMaxCapacityInvestment | 2033 | 9999 | exempt_uncapped | 2026-07-10T11:17:52.349000
B_Optimised_VRE | Secondary Techs | PWRLDSINDWE | TotalAnnualMaxCapacityInvestment | 2034 | 9999 | exempt_uncapped | 2026-07-10T11:17:52.349000
B_Optimised_VRE | Secondary Techs | PWRLDSINDWE | TotalAnnualMaxCapacityInvestment | 2035 | 9999 | exempt_uncapped | 2026-07-10T11:17:52.349000
B_Optimised_VRE | Secondary Techs | PWRLDSINDWE | TotalAnnualMaxCapacityInvestment | 2036 | 9999 | exempt_uncapped | 2026-07-10T11:17:52.349000
B_Optimised_VRE | Secondary Techs | PWRLDSINDWE | TotalAnnualMaxCapacityInvestment | 2037 | 9999 | exempt_uncapped | 2026-07-10T11:17:52.349000
B_Optimised_VRE | Secondary Techs | PWRLDSINDWE | TotalAnnualMaxCapacityInvestment | 2038 | 9999 | exempt_uncapped | 2026-07-10T11:17:52.349000
B_Optimised_VRE | Secondary Techs | PWRLDSINDWE | TotalAnnualMaxCapacityInvestment | 2039 | 9999 | exempt_uncapped | 2026-07-10T11:17:52.349000
B_Optimised_VRE | Secondary Techs | PWRLDSINDWE | TotalAnnualMaxCapacityInvestment | 2040 | 9999 | exempt_uncapped | 2026-07-10T11:17:52.349000
B_Optimised_VRE | Secondary Techs | PWRLDSINDWE | TotalAnnualMaxCapacityInvestment | 2041 | 9999 | exempt_uncapped | 2026-07-10T11:17:52.349000
B_Optimised_VRE | Secondary Techs | PWRLDSINDWE | TotalAnnualMaxCapacityInvestment | 2042 | 9999 | exempt_uncapped | 2026-07-10T11:17:52.349000
B_Optimised_VRE | Secondary Techs | PWRLDSINDWE | TotalAnnualMaxCapacityInvestment | 2043 | 9999 | exempt_uncapped | 2026-07-10T11:17:52.349000
B_Optimised_VRE | Secondary Techs | PWRLDSINDWE | TotalAnnualMaxCapacityInvestment | 2044 | 9999 | exempt_uncapped | 2026-07-10T11:17:52.349000
B_Optimised_VRE | Secondary Techs | PWRLDSINDWE | TotalAnnualMaxCapacityInvestment | 2045 | 9999 | exempt_uncapped | 2026-07-10T11:17:52.349000
B_Optimised_VRE | Secondary Techs | PWRLDSINDWE | TotalAnnualMaxCapacityInvestment | 2046 | 9999 | exempt_uncapped | 2026-07-10T11:17:52.349000
B_Optimised_VRE | Secondary Techs | PWRLDSINDWE | TotalAnnualMaxCapacityInvestment | 2047 | 9999 | exempt_uncapped | 2026-07-10T11:17:52.349000
B_Optimised_VRE | Secondary Techs | PWRLDSINDWE | TotalAnnualMaxCapacityInvestment | 2048 | 9999 | exempt_uncapped | 2026-07-10T11:17:52.349000
B_Optimised_VRE | Secondary Techs | PWRLDSINDWE | TotalAnnualMaxCapacityInvestment | 2049 | 9999 | exempt_uncapped | 2026-07-10T11:17:52.349000
B_Optimised_VRE | Secondary Techs | PWRLDSINDWE | TotalAnnualMaxCapacityInvestment | 2050 | 9999 | exempt_uncapped | 2026-07-10T11:17:52.349000
B_Optimised_VRE | Secondary Techs | PWRSDSMDVXX | TotalAnnualMaxCapacityInvestment | 2023 | 9999 | exempt_maxcap_uncapped | 2026-07-10T11:17:52.349000
B_Optimised_VRE | Secondary Techs | PWRSDSMDVXX | TotalAnnualMaxCapacityInvestment | 2024 | 9999 | exempt_maxcap_uncapped | 2026-07-10T11:17:52.349000
B_Optimised_VRE | Secondary Techs | PWRSDSMDVXX | TotalAnnualMaxCapacityInvestment | 2025 | 9999 | exempt_maxcap_uncapped | 2026-07-10T11:17:52.349000
B_Optimised_VRE | Secondary Techs | PWRSDSMDVXX | TotalAnnualMaxCapacityInvestment | 2026 | 9999 | exempt_maxcap_uncapped | 2026-07-10T11:17:52.349000
B_Optimised_VRE | Secondary Techs | PWRSDSMDVXX | TotalAnnualMaxCapacityInvestment | 2027 | 9999 | exempt_maxcap_uncapped | 2026-07-10T11:17:52.349000
B_Optimised_VRE | Secondary Techs | PWRSDSMDVXX | TotalAnnualMaxCapacityInvestment | 2028 | 9999 | exempt_maxcap_uncapped | 2026-07-10T11:17:52.349000
B_Optimised_VRE | Secondary Techs | PWRSDSMDVXX | TotalAnnualMaxCapacityInvestment | 2029 | 9999 | exempt_maxcap_uncapped | 2026-07-10T11:17:52.349000
B_Optimised_VRE | Secondary Techs | PWRSDSMDVXX | TotalAnnualMaxCapacityInvestment | 2030 | 9999 | exempt_maxcap_uncapped | 2026-07-10T11:17:52.349000
B_Optimised_VRE | Secondary Techs | PWRSDSMDVXX | TotalAnnualMaxCapacityInvestment | 2031 | 9999 | exempt_maxcap_uncapped | 2026-07-10T11:17:52.349000
B_Optimised_VRE | Secondary Techs | PWRSDSMDVXX | TotalAnnualMaxCapacityInvestment | 2032 | 9999 | exempt_maxcap_uncapped | 2026-07-10T11:17:52.349000
B_Optimised_VRE | Secondary Techs | PWRSDSMDVXX | TotalAnnualMaxCapacityInvestment | 2033 | 9999 | exempt_maxcap_uncapped | 2026-07-10T11:17:52.349000
B_Optimised_VRE | Secondary Techs | PWRSDSMDVXX | TotalAnnualMaxCapacityInvestment | 2034 | 9999 | exempt_maxcap_uncapped | 2026-07-10T11:17:52.349000
B_Optimised_VRE | Secondary Techs | PWRSDSMDVXX | TotalAnnualMaxCapacityInvestment | 2035 | 9999 | exempt_maxcap_uncapped | 2026-07-10T11:17:52.349000
B_Optimised_VRE | Secondary Techs | PWRSDSMDVXX | TotalAnnualMaxCapacityInvestment | 2036 | 9999 | exempt_maxcap_uncapped | 2026-07-10T11:17:52.349000
B_Optimised_VRE | Secondary Techs | PWRSDSMDVXX | TotalAnnualMaxCapacityInvestment | 2037 | 9999 | exempt_maxcap_uncapped | 2026-07-10T11:17:52.349000
B_Optimised_VRE | Secondary Techs | PWRSDSMDVXX | TotalAnnualMaxCapacityInvestment | 2038 | 9999 | exempt_maxcap_uncapped | 2026-07-10T11:17:52.349000
B_Optimised_VRE | Secondary Techs | PWRSDSMDVXX | TotalAnnualMaxCapacityInvestment | 2039 | 9999 | exempt_maxcap_uncapped | 2026-07-10T11:17:52.349000
B_Optimised_VRE | Secondary Techs | PWRSDSMDVXX | TotalAnnualMaxCapacityInvestment | 2040 | 9999 | exempt_maxcap_uncapped | 2026-07-10T11:17:52.349000
B_Optimised_VRE | Secondary Techs | PWRSDSMDVXX | TotalAnnualMaxCapacityInvestment | 2041 | 9999 | exempt_maxcap_uncapped | 2026-07-10T11:17:52.349000
B_Optimised_VRE | Secondary Techs | PWRSDSMDVXX | TotalAnnualMaxCapacityInvestment | 2042 | 9999 | exempt_maxcap_uncapped | 2026-07-10T11:17:52.349000
B_Optimised_VRE | Secondary Techs | PWRSDSMDVXX | TotalAnnualMaxCapacityInvestment | 2043 | 9999 | exempt_maxcap_uncapped | 2026-07-10T11:17:52.349000
B_Optimised_VRE | Secondary Techs | PWRSDSMDVXX | TotalAnnualMaxCapacityInvestment | 2044 | 9999 | exempt_maxcap_uncapped | 2026-07-10T11:17:52.349000
B_Optimised_VRE | Secondary Techs | PWRSDSMDVXX | TotalAnnualMaxCapacityInvestment | 2045 | 9999 | exempt_maxcap_uncapped | 2026-07-10T11:17:52.349000
B_Optimised_VRE | Secondary Techs | PWRSDSMDVXX | TotalAnnualMaxCapacityInvestment | 2046 | 9999 | exempt_maxcap_uncapped | 2026-07-10T11:17:52.349000
B_Optimised_VRE | Secondary Techs | PWRSDSMDVXX | TotalAnnualMaxCapacityInvestment | 2047 | 9999 | exempt_maxcap_uncapped | 2026-07-10T11:17:52.349000
B_Optimised_VRE | Secondary Techs | PWRSDSMDVXX | TotalAnnualMaxCapacityInvestment | 2048 | 9999 | exempt_maxcap_uncapped | 2026-07-10T11:17:52.349000
B_Optimised_VRE | Secondary Techs | PWRSDSMDVXX | TotalAnnualMaxCapacityInvestment | 2049 | 9999 | exempt_maxcap_uncapped | 2026-07-10T11:17:52.349000
B_Optimised_VRE | Secondary Techs | PWRSDSMDVXX | TotalAnnualMaxCapacityInvestment | 2050 | 9999 | exempt_maxcap_uncapped | 2026-07-10T11:17:52.349000
B_Optimised_VRE | Secondary Techs | PWRSDSMDVXX | TotalAnnualMaxCapacityInvestment | 2023 | 9999 | exempt_uncapped | 2026-07-10T11:17:52.349000
B_Optimised_VRE | Secondary Techs | PWRSDSMDVXX | TotalAnnualMaxCapacityInvestment | 2024 | 9999 | exempt_uncapped | 2026-07-10T11:17:52.349000
B_Optimised_VRE | Secondary Techs | PWRSDSMDVXX | TotalAnnualMaxCapacityInvestment | 2025 | 9999 | exempt_uncapped | 2026-07-10T11:17:52.349000
B_Optimised_VRE | Secondary Techs | PWRSDSMDVXX | TotalAnnualMaxCapacityInvestment | 2026 | 9999 | exempt_uncapped | 2026-07-10T11:17:52.349000
B_Optimised_VRE | Secondary Techs | PWRSDSMDVXX | TotalAnnualMaxCapacityInvestment | 2027 | 9999 | exempt_uncapped | 2026-07-10T11:17:52.349000
B_Optimised_VRE | Secondary Techs | PWRSDSMDVXX | TotalAnnualMaxCapacityInvestment | 2028 | 9999 | exempt_uncapped | 2026-07-10T11:17:52.349000
B_Optimised_VRE | Secondary Techs | PWRSDSMDVXX | TotalAnnualMaxCapacityInvestment | 2029 | 9999 | exempt_uncapped | 2026-07-10T11:17:52.349000
B_Optimised_VRE | Secondary Techs | PWRSDSMDVXX | TotalAnnualMaxCapacityInvestment | 2030 | 9999 | exempt_uncapped | 2026-07-10T11:17:52.349000
B_Optimised_VRE | Secondary Techs | PWRSDSMDVXX | TotalAnnualMaxCapacityInvestment | 2031 | 9999 | exempt_uncapped | 2026-07-10T11:17:52.349000
B_Optimised_VRE | Secondary Techs | PWRSDSMDVXX | TotalAnnualMaxCapacityInvestment | 2032 | 9999 | exempt_uncapped | 2026-07-10T11:17:52.349000
B_Optimised_VRE | Secondary Techs | PWRSDSMDVXX | TotalAnnualMaxCapacityInvestment | 2033 | 9999 | exempt_uncapped | 2026-07-10T11:17:52.349000
B_Optimised_VRE | Secondary Techs | PWRSDSMDVXX | TotalAnnualMaxCapacityInvestment | 2034 | 9999 | exempt_uncapped | 2026-07-10T11:17:52.349000
B_Optimised_VRE | Secondary Techs | PWRSDSMDVXX | TotalAnnualMaxCapacityInvestment | 2035 | 9999 | exempt_uncapped | 2026-07-10T11:17:52.349000
B_Optimised_VRE | Secondary Techs | PWRSDSMDVXX | TotalAnnualMaxCapacityInvestment | 2036 | 9999 | exempt_uncapped | 2026-07-10T11:17:52.349000
B_Optimised_VRE | Secondary Techs | PWRSDSMDVXX | TotalAnnualMaxCapacityInvestment | 2037 | 9999 | exempt_uncapped | 2026-07-10T11:17:52.349000
B_Optimised_VRE | Secondary Techs | PWRSDSMDVXX | TotalAnnualMaxCapacityInvestment | 2038 | 9999 | exempt_uncapped | 2026-07-10T11:17:52.349000
B_Optimised_VRE | Secondary Techs | PWRSDSMDVXX | TotalAnnualMaxCapacityInvestment | 2039 | 9999 | exempt_uncapped | 2026-07-10T11:17:52.349000
B_Optimised_VRE | Secondary Techs | PWRSDSMDVXX | TotalAnnualMaxCapacityInvestment | 2040 | 9999 | exempt_uncapped | 2026-07-10T11:17:52.349000
B_Optimised_VRE | Secondary Techs | PWRSDSMDVXX | TotalAnnualMaxCapacityInvestment | 2041 | 9999 | exempt_uncapped | 2026-07-10T11:17:52.349000
B_Optimised_VRE | Secondary Techs | PWRSDSMDVXX | TotalAnnualMaxCapacityInvestment | 2042 | 9999 | exempt_uncapped | 2026-07-10T11:17:52.349000
B_Optimised_VRE | Secondary Techs | PWRSDSMDVXX | TotalAnnualMaxCapacityInvestment | 2043 | 9999 | exempt_uncapped | 2026-07-10T11:17:52.349000
B_Optimised_VRE | Secondary Techs | PWRSDSMDVXX | TotalAnnualMaxCapacityInvestment | 2044 | 9999 | exempt_uncapped | 2026-07-10T11:17:52.349000
B_Optimised_VRE | Secondary Techs | PWRSDSMDVXX | TotalAnnualMaxCapacityInvestment | 2045 | 9999 | exempt_uncapped | 2026-07-10T11:17:52.349000
B_Optimised_VRE | Secondary Techs | PWRSDSMDVXX | TotalAnnualMaxCapacityInvestment | 2046 | 9999 | exempt_uncapped | 2026-07-10T11:17:52.349000
B_Optimised_VRE | Secondary Techs | PWRSDSMDVXX | TotalAnnualMaxCapacityInvestment | 2047 | 9999 | exempt_uncapped | 2026-07-10T11:17:52.349000
B_Optimised_VRE | Secondary Techs | PWRSDSMDVXX | TotalAnnualMaxCapacityInvestment | 2048 | 9999 | exempt_uncapped | 2026-07-10T11:17:52.349000
B_Optimised_VRE | Secondary Techs | PWRSDSMDVXX | TotalAnnualMaxCapacityInvestment | 2049 | 9999 | exempt_uncapped | 2026-07-10T11:17:52.349000
B_Optimised_VRE | Secondary Techs | PWRSDSMDVXX | TotalAnnualMaxCapacityInvestment | 2050 | 9999 | exempt_uncapped | 2026-07-10T11:17:52.349000
B_Optimised_VRE | Secondary Techs | PWRHYDINDSO | TotalAnnualMaxCapacityInvestment | 2023 | 0.1 | lid_floor | 2026-07-10T11:17:52.349000
B_Optimised_VRE | Secondary Techs | PWRHYDINDSO | TotalAnnualMaxCapacityInvestment | 2024 | 0.70911 | lid_fill | 2026-07-10T11:17:52.349000
B_Optimised_VRE | Secondary Techs | PWRHYDINDSO | TotalAnnualMaxCapacityInvestment | 2025 | 0.75292 | lid_fill | 2026-07-10T11:17:52.349000
B_Optimised_VRE | Secondary Techs | PWRHYDINDSO | TotalAnnualMaxCapacityInvestment | 2026 | 1.2423 | untie_min_inv | 2026-07-10T11:17:52.349000
B_Optimised_VRE | Secondary Techs | PWRHYDINDSO | TotalAnnualMaxCapacityInvestment | 2027 | 1.6564 | untie_min_inv | 2026-07-10T11:17:52.349000
B_Optimised_VRE | Secondary Techs | PWRHYDINDSO | TotalAnnualMaxCapacityInvestment | 2028 | 1.456 | lid_relaxed | 2026-07-10T11:17:52.349000
B_Optimised_VRE | Secondary Techs | PWRHYDINDSO | TotalAnnualMaxCapacityInvestment | 2029 | 4.3935 | untie_min_inv | 2026-07-10T11:17:52.349000
B_Optimised_VRE | Secondary Techs | PWRHYDINDSO | TotalAnnualMaxCapacityInvestment | 2030 | 1.6286 | lid_relaxed | 2026-07-10T11:17:52.349000
B_Optimised_VRE | Secondary Techs | PWRHYDINDSO | TotalAnnualMaxCapacityInvestment | 2031 | 1.5111 | lid_family_capped | 2026-07-10T11:17:52.349000
B_Optimised_VRE | Secondary Techs | PWRHYDINDSO | TotalAnnualMaxCapacityInvestment | 2032 | 1.89 | lid_family_capped | 2026-07-10T11:17:52.349000
B_Optimised_VRE | Secondary Techs | PWRHYDINDSO | TotalAnnualMaxCapacityInvestment | 2033 | 1.8196 | lid_family_capped | 2026-07-10T11:17:52.349000
B_Optimised_VRE | Secondary Techs | PWRHYDINDSO | TotalAnnualMaxCapacityInvestment | 2034 | 1.7492 | lid_family_capped | 2026-07-10T11:17:52.349000
B_Optimised_VRE | Secondary Techs | PWRHYDINDSO | TotalAnnualMaxCapacityInvestment | 2035 | 1.6788 | lid_family_capped | 2026-07-10T11:17:52.349000
B_Optimised_VRE | Secondary Techs | PWRHYDINDSO | TotalAnnualMaxCapacityInvestment | 2036 | 1.6084 | lid_family_capped | 2026-07-10T11:17:52.349000
B_Optimised_VRE | Secondary Techs | PWRHYDINDSO | TotalAnnualMaxCapacityInvestment | 2037 | 1.7063 | lid_family_capped | 2026-07-10T11:17:52.349000
B_Optimised_VRE | Secondary Techs | PWRHYDINDSO | TotalAnnualMaxCapacityInvestment | 2038 | 1.631 | lid_family_capped | 2026-07-10T11:17:52.349000
B_Optimised_VRE | Secondary Techs | PWRHYDINDSO | TotalAnnualMaxCapacityInvestment | 2039 | 1.5557 | lid_family_capped | 2026-07-10T11:17:52.349000
B_Optimised_VRE | Secondary Techs | PWRHYDINDSO | TotalAnnualMaxCapacityInvestment | 2040 | 1.4108 | lid_family_capped | 2026-07-10T11:17:52.349000
B_Optimised_VRE | Secondary Techs | PWRHYDINDSO | TotalAnnualMaxCapacityInvestment | 2041 | 1.4027 | lid_family_capped | 2026-07-10T11:17:52.349000
B_Optimised_VRE | Secondary Techs | PWRHYDINDSO | TotalAnnualMaxCapacityInvestment | 2042 | 1.6156 | lid_family_capped | 2026-07-10T11:17:52.349000
B_Optimised_VRE | Secondary Techs | PWRHYDINDSO | TotalAnnualMaxCapacityInvestment | 2043 | 1.6346 | lid_family_capped | 2026-07-10T11:17:52.349000
B_Optimised_VRE | Secondary Techs | PWRHYDINDSO | TotalAnnualMaxCapacityInvestment | 2044 | 1.6526 | lid_family_capped | 2026-07-10T11:17:52.349000
B_Optimised_VRE | Secondary Techs | PWRHYDINDSO | TotalAnnualMaxCapacityInvestment | 2045 | 1.6696 | lid_family_capped | 2026-07-10T11:17:52.349000
B_Optimised_VRE | Secondary Techs | PWRHYDINDSO | TotalAnnualMaxCapacityInvestment | 2046 | 1.6854 | lid_family_capped | 2026-07-10T11:17:52.349000
B_Optimised_VRE | Secondary Techs | PWRHYDINDSO | TotalAnnualMaxCapacityInvestment | 2047 | 1.6998 | lid_family_capped | 2026-07-10T11:17:52.349000
B_Optimised_VRE | Secondary Techs | PWRHYDINDSO | TotalAnnualMaxCapacityInvestment | 2048 | 1.7129 | lid_family_capped | 2026-07-10T11:17:52.349000
B_Optimised_VRE | Secondary Techs | PWRHYDINDSO | TotalAnnualMaxCapacityInvestment | 2049 | 1.7244 | lid_family_capped | 2026-07-10T11:17:52.349000
B_Optimised_VRE | Secondary Techs | PWRHYDINDSO | TotalAnnualMaxCapacityInvestment | 2050 | 1.7343 | lid_family_capped | 2026-07-10T11:17:52.349000
B_Optimised_VRE | Secondary Techs | PWRSPVINDSO | TotalAnnualMaxCapacityInvestment | 2023 | 0.101 | untie_min_inv | 2026-07-10T11:17:52.349000
B_Optimised_VRE | Secondary Techs | PWRSPVINDSO | TotalAnnualMaxCapacityInvestment | 2024 | 1.5112 | lid_fill | 2026-07-10T11:17:52.349000
B_Optimised_VRE | Secondary Techs | PWRSPVINDSO | TotalAnnualMaxCapacityInvestment | 2025 | 1.6046 | lid_fill | 2026-07-10T11:17:52.349000
B_Optimised_VRE | Secondary Techs | PWRSPVINDSO | TotalAnnualMaxCapacityInvestment | 2026 | 1.919 | untie_min_inv | 2026-07-10T11:17:52.349000
B_Optimised_VRE | Secondary Techs | PWRSPVINDSO | TotalAnnualMaxCapacityInvestment | 2027 | 1.7873 | lid_fill | 2026-07-10T11:17:52.349000
B_Optimised_VRE | Secondary Techs | PWRSPVINDSO | TotalAnnualMaxCapacityInvestment | 2028 | 3.1029 | lid_relaxed | 2026-07-10T11:17:52.349000
B_Optimised_VRE | Secondary Techs | PWRSPVINDSO | TotalAnnualMaxCapacityInvestment | 2029 | 3.9354 | lid_relaxed | 2026-07-10T11:17:52.349000
B_Optimised_VRE | Secondary Techs | PWRSPVINDSO | TotalAnnualMaxCapacityInvestment | 2030 | 3.4709 | lid_relaxed | 2026-07-10T11:17:52.349000
B_Optimised_VRE | Secondary Techs | PWRSPVINDSO | TotalAnnualMaxCapacityInvestment | 2031 | 3.8645 | lid_relaxed | 2026-07-10T11:17:52.349000
B_Optimised_VRE | Secondary Techs | PWRSPVINDSO | TotalAnnualMaxCapacityInvestment | 2032 | 5.6391 | lid_relaxed | 2026-07-10T11:17:52.349000
B_Optimised_VRE | Secondary Techs | PWRSPVINDSO | TotalAnnualMaxCapacityInvestment | 2033 | 6.2046 | lid_relaxed | 2026-07-10T11:17:52.349000
B_Optimised_VRE | Secondary Techs | PWRSPVINDSO | TotalAnnualMaxCapacityInvestment | 2034 | 6.7102 | lid_relaxed | 2026-07-10T11:17:52.349000
B_Optimised_VRE | Secondary Techs | PWRSPVINDSO | TotalAnnualMaxCapacityInvestment | 2035 | 7.1555 | lid_relaxed | 2026-07-10T11:17:52.349000
B_Optimised_VRE | Secondary Techs | PWRSPVINDSO | TotalAnnualMaxCapacityInvestment | 2036 | 7.7696 | lid_relaxed | 2026-07-10T11:17:52.349000
B_Optimised_VRE | Secondary Techs | PWRSPVINDSO | TotalAnnualMaxCapacityInvestment | 2037 | 9.2122 | lid_relaxed | 2026-07-10T11:17:52.349000
B_Optimised_VRE | Secondary Techs | PWRSPVINDSO | TotalAnnualMaxCapacityInvestment | 2038 | 9.7328 | lid_relaxed | 2026-07-10T11:17:52.349000
B_Optimised_VRE | Secondary Techs | PWRSPVINDSO | TotalAnnualMaxCapacityInvestment | 2039 | 10.1678 | lid_relaxed | 2026-07-10T11:17:52.349000
B_Optimised_VRE | Secondary Techs | PWRSPVINDSO | TotalAnnualMaxCapacityInvestment | 2040 | 10.022 | lid_relaxed | 2026-07-10T11:17:52.349000
B_Optimised_VRE | Secondary Techs | PWRSPVINDSO | TotalAnnualMaxCapacityInvestment | 2041 | 10.9612 | lid_relaxed | 2026-07-10T11:17:52.349000
B_Optimised_VRE | Secondary Techs | PWRSPVINDSO | TotalAnnualMaxCapacityInvestment | 2042 | 13.7727 | lid_relaxed | 2026-07-10T11:17:52.349000
B_Optimised_VRE | Secondary Techs | PWRSPVINDSO | TotalAnnualMaxCapacityInvestment | 2043 | 15.096 | lid_relaxed | 2026-07-10T11:17:52.349000
B_Optimised_VRE | Secondary Techs | PWRSPVINDSO | TotalAnnualMaxCapacityInvestment | 2044 | 16.4362 | lid_relaxed | 2026-07-10T11:17:52.349000
B_Optimised_VRE | Secondary Techs | PWRSPVINDSO | TotalAnnualMaxCapacityInvestment | 2045 | 17.7909 | lid_relaxed | 2026-07-10T11:17:52.349000
B_Optimised_VRE | Secondary Techs | PWRSPVINDSO | TotalAnnualMaxCapacityInvestment | 2046 | 20.3535 | lid_relaxed | 2026-07-10T11:17:52.349000
B_Optimised_VRE | Secondary Techs | PWRSPVINDSO | TotalAnnualMaxCapacityInvestment | 2047 | 22.9436 | lid_relaxed | 2026-07-10T11:17:52.349000
B_Optimised_VRE | Secondary Techs | PWRSPVINDSO | TotalAnnualMaxCapacityInvestment | 2048 | 25.5536 | lid_relaxed | 2026-07-10T11:17:52.349000
B_Optimised_VRE | Secondary Techs | PWRSPVINDSO | TotalAnnualMaxCapacityInvestment | 2049 | 28.1754 | lid_relaxed | 2026-07-10T11:17:52.349000
B_Optimised_VRE | Secondary Techs | PWRSPVINDSO | TotalAnnualMaxCapacityInvestment | 2050 | 30.8002 | lid_relaxed | 2026-07-10T11:17:52.349000
B_Optimised_VRE | Secondary Techs | PWRCOAINDEA | TotalAnnualMaxCapacityInvestment | 2023 | 0 | lid_floor_suppressed | 2026-07-10T11:17:52.349000
B_Optimised_VRE | Secondary Techs | PWRCOAINDEA | TotalAnnualMaxCapacityInvestment | 2024 | 2.3916 | lid_fill | 2026-07-10T11:17:52.349000
B_Optimised_VRE | Secondary Techs | PWRCOAINDEA | TotalAnnualMaxCapacityInvestment | 2025 | 2.7207 | lid_fill | 2026-07-10T11:17:52.349000
B_Optimised_VRE | Secondary Techs | PWRCOAINDEA | TotalAnnualMaxCapacityInvestment | 2026 | 2.778 | lid_fill | 2026-07-10T11:17:52.349000
B_Optimised_VRE | Secondary Techs | PWRCOAINDEA | TotalAnnualMaxCapacityInvestment | 2027 | 2.9727 | lid_fill | 2026-07-10T11:17:52.349000
B_Optimised_VRE | Secondary Techs | PWRCOAINDEA | TotalAnnualMaxCapacityInvestment | 2028 | 3.0845 | lid_family_capped | 2026-07-10T11:17:52.349000
B_Optimised_VRE | Secondary Techs | PWRCOAINDEA | TotalAnnualMaxCapacityInvestment | 2029 | 2.424 | untie_min_inv | 2026-07-10T11:17:52.349000
B_Optimised_VRE | Secondary Techs | PWRCOAINDEA | TotalAnnualMaxCapacityInvestment | 2030 | 2.424 | untie_min_inv | 2026-07-10T11:17:52.349000
B_Optimised_VRE | Secondary Techs | PWRCOAINDEA | TotalAnnualMaxCapacityInvestment | 2031 | 0.96307 | lid_family_capped | 2026-07-10T11:17:52.349000
B_Optimised_VRE | Secondary Techs | PWRCOAINDEA | TotalAnnualMaxCapacityInvestment | 2032 | 1.6918 | lid_family_capped | 2026-07-10T11:17:52.349000
B_Optimised_VRE | Secondary Techs | PWRCOAINDEA | TotalAnnualMaxCapacityInvestment | 2033 | 1.5285 | lid_family_capped | 2026-07-10T11:17:52.349000
B_Optimised_VRE | Secondary Techs | PWRCOAINDEA | TotalAnnualMaxCapacityInvestment | 2034 | 1.3652 | lid_family_capped | 2026-07-10T11:17:52.349000
B_Optimised_VRE | Secondary Techs | PWRCOAINDEA | TotalAnnualMaxCapacityInvestment | 2035 | 8.1204 | untie_min_inv | 2026-07-10T11:17:52.349000
B_Optimised_VRE | Secondary Techs | PWRCOAINDEA | TotalAnnualMaxCapacityInvestment | 2036 | 1.0386 | lid_family_capped | 2026-07-10T11:17:52.349000
B_Optimised_VRE | Secondary Techs | PWRCOAINDEA | TotalAnnualMaxCapacityInvestment | 2037 | 1.2306 | lid_family_capped | 2026-07-10T11:17:52.349000
B_Optimised_VRE | Secondary Techs | PWRCOAINDEA | TotalAnnualMaxCapacityInvestment | 2038 | 1.046 | lid_family_capped | 2026-07-10T11:17:52.349000
B_Optimised_VRE | Secondary Techs | PWRCOAINDEA | TotalAnnualMaxCapacityInvestment | 2039 | 0.86139 | lid_family_capped | 2026-07-10T11:17:52.349000
B_Optimised_VRE | Secondary Techs | PWRCOAINDEA | TotalAnnualMaxCapacityInvestment | 2040 | 0.67685 | lid_family_capped | 2026-07-10T11:17:52.349000
B_Optimised_VRE | Secondary Techs | PWRCOAINDEA | TotalAnnualMaxCapacityInvestment | 2041 | 0.54653 | lid_adequacy_scaled | 2026-07-10T11:17:52.349000
B_Optimised_VRE | Secondary Techs | PWRCOAINDEA | TotalAnnualMaxCapacityInvestment | 2042 | 1.1481 | lid_adequacy_scaled | 2026-07-10T11:17:52.349000
B_Optimised_VRE | Secondary Techs | PWRCOAINDEA | TotalAnnualMaxCapacityInvestment | 2043 | 1.6849 | lid_adequacy_scaled | 2026-07-10T11:17:52.349000
B_Optimised_VRE | Secondary Techs | PWRCOAINDEA | TotalAnnualMaxCapacityInvestment | 2044 | 2.1789 | lid_adequacy_scaled | 2026-07-10T11:17:52.349000
B_Optimised_VRE | Secondary Techs | PWRCOAINDEA | TotalAnnualMaxCapacityInvestment | 2045 | 2.6028 | lid_adequacy_scaled | 2026-07-10T11:17:52.349000
B_Optimised_VRE | Secondary Techs | PWRCOAINDEA | TotalAnnualMaxCapacityInvestment | 2046 | 3.1071 | lid_adequacy_scaled | 2026-07-10T11:17:52.349000
B_Optimised_VRE | Secondary Techs | PWRCOAINDEA | TotalAnnualMaxCapacityInvestment | 2047 | 3.1632 | lid_adequacy_scaled | 2026-07-10T11:17:52.349000
B_Optimised_VRE | Secondary Techs | PWRCOAINDEA | TotalAnnualMaxCapacityInvestment | 2048 | 1.5002 | lid_adequacy_scaled | 2026-07-10T11:17:52.349000
B_Optimised_VRE | Secondary Techs | PWRCOAINDEA | TotalAnnualMaxCapacityInvestment | 2049 | 0 | lid_adequacy_scaled | 2026-07-10T11:17:52.349000
B_Optimised_VRE | Secondary Techs | PWRCOAINDEA | TotalAnnualMaxCapacityInvestment | 2050 | 0 | lid_adequacy_scaled | 2026-07-10T11:17:52.349000
B_Optimised_VRE | Secondary Techs | PWRSPVINDNO | TotalAnnualMaxCapacityInvestment | 2023 | 0.19479 | untie_min_inv | 2026-07-10T11:17:52.349000
B_Optimised_VRE | Secondary Techs | PWRSPVINDNO | TotalAnnualMaxCapacityInvestment | 2024 | 1.3817 | lid_fill | 2026-07-10T11:17:52.349000
B_Optimised_VRE | Secondary Techs | PWRSPVINDNO | TotalAnnualMaxCapacityInvestment | 2025 | 9.4325 | untie_min_inv | 2026-07-10T11:17:52.349000
B_Optimised_VRE | Secondary Techs | PWRSPVINDNO | TotalAnnualMaxCapacityInvestment | 2026 | 18.6052 | untie_min_inv | 2026-07-10T11:17:52.349000
B_Optimised_VRE | Secondary Techs | PWRSPVINDNO | TotalAnnualMaxCapacityInvestment | 2027 | 11.2554 | untie_min_inv | 2026-07-10T11:17:52.349000
B_Optimised_VRE | Secondary Techs | PWRSPVINDNO | TotalAnnualMaxCapacityInvestment | 2028 | 2.9172 | lid_relaxed | 2026-07-10T11:17:52.349000
B_Optimised_VRE | Secondary Techs | PWRSPVINDNO | TotalAnnualMaxCapacityInvestment | 2029 | 3.6659 | lid_relaxed | 2026-07-10T11:17:52.349000
B_Optimised_VRE | Secondary Techs | PWRSPVINDNO | TotalAnnualMaxCapacityInvestment | 2030 | 7.8063 | untie_min_inv | 2026-07-10T11:17:52.349000
B_Optimised_VRE | Secondary Techs | PWRSPVINDNO | TotalAnnualMaxCapacityInvestment | 2031 | 3.6236 | lid_relaxed | 2026-07-10T11:17:52.349000
B_Optimised_VRE | Secondary Techs | PWRSPVINDNO | TotalAnnualMaxCapacityInvestment | 2032 | 5.1334 | lid_relaxed | 2026-07-10T11:17:52.349000
B_Optimised_VRE | Secondary Techs | PWRSPVINDNO | TotalAnnualMaxCapacityInvestment | 2033 | 5.6155 | lid_relaxed | 2026-07-10T11:17:52.349000
B_Optimised_VRE | Secondary Techs | PWRSPVINDNO | TotalAnnualMaxCapacityInvestment | 2034 | 6.035 | lid_relaxed | 2026-07-10T11:17:52.349000
B_Optimised_VRE | Secondary Techs | PWRSPVINDNO | TotalAnnualMaxCapacityInvestment | 2035 | 7.7275 | untie_min_inv | 2026-07-10T11:17:52.349000
B_Optimised_VRE | Secondary Techs | PWRSPVINDNO | TotalAnnualMaxCapacityInvestment | 2036 | 6.8881 | lid_relaxed | 2026-07-10T11:17:52.349000
B_Optimised_VRE | Secondary Techs | PWRSPVINDNO | TotalAnnualMaxCapacityInvestment | 2037 | 8.3714 | lid_relaxed | 2026-07-10T11:17:52.349000
B_Optimised_VRE | Secondary Techs | PWRSPVINDNO | TotalAnnualMaxCapacityInvestment | 2038 | 8.7747 | lid_relaxed | 2026-07-10T11:17:52.349000
B_Optimised_VRE | Secondary Techs | PWRSPVINDNO | TotalAnnualMaxCapacityInvestment | 2039 | 9.0869 | lid_relaxed | 2026-07-10T11:17:52.349000
B_Optimised_VRE | Secondary Techs | PWRSPVINDNO | TotalAnnualMaxCapacityInvestment | 2040 | 8.4102 | lid_relaxed | 2026-07-10T11:17:52.349000
B_Optimised_VRE | Secondary Techs | PWRSPVINDNO | TotalAnnualMaxCapacityInvestment | 2041 | 9.5763 | lid_relaxed | 2026-07-10T11:17:52.349000
B_Optimised_VRE | Secondary Techs | PWRSPVINDNO | TotalAnnualMaxCapacityInvestment | 2042 | 12.1396 | lid_relaxed | 2026-07-10T11:17:52.349000
B_Optimised_VRE | Secondary Techs | PWRSPVINDNO | TotalAnnualMaxCapacityInvestment | 2043 | 13.2708 | lid_relaxed | 2026-07-10T11:17:52.349000
B_Optimised_VRE | Secondary Techs | PWRSPVINDNO | TotalAnnualMaxCapacityInvestment | 2044 | 13.9701 | lid_relaxed | 2026-07-10T11:17:52.349000
B_Optimised_VRE | Secondary Techs | PWRSPVINDNO | TotalAnnualMaxCapacityInvestment | 2045 | 14.3224 | lid_relaxed | 2026-07-10T11:17:52.349000
B_Optimised_VRE | Secondary Techs | PWRSPVINDNO | TotalAnnualMaxCapacityInvestment | 2046 | 17.5565 | lid_relaxed | 2026-07-10T11:17:52.349000
B_Optimised_VRE | Secondary Techs | PWRSPVINDNO | TotalAnnualMaxCapacityInvestment | 2047 | 19.6735 | lid_relaxed | 2026-07-10T11:17:52.349000
B_Optimised_VRE | Secondary Techs | PWRSPVINDNO | TotalAnnualMaxCapacityInvestment | 2048 | 22.6983 | lid_adequacy_scaled | 2026-07-10T11:17:52.349000
B_Optimised_VRE | Secondary Techs | PWRSPVINDNO | TotalAnnualMaxCapacityInvestment | 2049 | 27.2065 | lid_adequacy_scaled | 2026-07-10T11:17:52.349000
B_Optimised_VRE | Secondary Techs | PWRSPVINDNO | TotalAnnualMaxCapacityInvestment | 2050 | 31.9193 | lid_adequacy_scaled | 2026-07-10T11:17:52.349000
B_Optimised_VRE | Secondary Techs | PWRURNINDNO | TotalAnnualMaxCapacityInvestment | 2023 | 0.1 | lid_floor | 2026-07-10T11:17:52.349000
B_Optimised_VRE | Secondary Techs | PWRURNINDNO | TotalAnnualMaxCapacityInvestment | 2024 | 0.1 | lid_floor | 2026-07-10T11:17:52.349000
B_Optimised_VRE | Secondary Techs | PWRURNINDNO | TotalAnnualMaxCapacityInvestment | 2025 | 0.10395 | lid_fill | 2026-07-10T11:17:52.349000
B_Optimised_VRE | Secondary Techs | PWRURNINDNO | TotalAnnualMaxCapacityInvestment | 2026 | 0.707 | untie_min_inv | 2026-07-10T11:17:52.349000
B_Optimised_VRE | Secondary Techs | PWRURNINDNO | TotalAnnualMaxCapacityInvestment | 2027 | 0.11848 | lid_fill | 2026-07-10T11:17:52.349000
B_Optimised_VRE | Secondary Techs | PWRURNINDNO | TotalAnnualMaxCapacityInvestment | 2028 | 0.18684 | lid_family_capped | 2026-07-10T11:17:52.349000
B_Optimised_VRE | Secondary Techs | PWRURNINDNO | TotalAnnualMaxCapacityInvestment | 2029 | 1.414 | untie_min_inv | 2026-07-10T11:17:52.349000
B_Optimised_VRE | Secondary Techs | PWRURNINDNO | TotalAnnualMaxCapacityInvestment | 2030 | 0.11077 | lid_family_capped | 2026-07-10T11:17:52.349000
B_Optimised_VRE | Secondary Techs | PWRURNINDNO | TotalAnnualMaxCapacityInvestment | 2031 | 0.10744 | lid_family_capped | 2026-07-10T11:17:52.349000
B_Optimised_VRE | Secondary Techs | PWRURNINDNO | TotalAnnualMaxCapacityInvestment | 2032 | 0.13047 | lid_family_capped | 2026-07-10T11:17:52.349000
B_Optimised_VRE | Secondary Techs | PWRURNINDNO | TotalAnnualMaxCapacityInvestment | 2033 | 0.12488 | lid_family_capped | 2026-07-10T11:17:52.349000
B_Optimised_VRE | Secondary Techs | PWRURNINDNO | TotalAnnualMaxCapacityInvestment | 2034 | 0.1193 | lid_family_capped | 2026-07-10T11:17:52.349000
B_Optimised_VRE | Secondary Techs | PWRURNINDNO | TotalAnnualMaxCapacityInvestment | 2035 | 0.11371 | lid_family_capped | 2026-07-10T11:17:52.349000
B_Optimised_VRE | Secondary Techs | PWRURNINDNO | TotalAnnualMaxCapacityInvestment | 2036 | 0.10813 | lid_family_capped | 2026-07-10T11:17:52.349000
B_Optimised_VRE | Secondary Techs | PWRURNINDNO | TotalAnnualMaxCapacityInvestment | 2037 | 0.11758 | lid_family_capped | 2026-07-10T11:17:52.349000
B_Optimised_VRE | Secondary Techs | PWRURNINDNO | TotalAnnualMaxCapacityInvestment | 2038 | 0.11151 | lid_family_capped | 2026-07-10T11:17:52.349000
B_Optimised_VRE | Secondary Techs | PWRURNINDNO | TotalAnnualMaxCapacityInvestment | 2039 | 0.10543 | lid_family_capped | 2026-07-10T11:17:52.349000
B_Optimised_VRE | Secondary Techs | PWRURNINDNO | TotalAnnualMaxCapacityInvestment | 2040 | 0.1 | lid_floor | 2026-07-10T11:17:52.349000
B_Optimised_VRE | Secondary Techs | PWRURNINDNO | TotalAnnualMaxCapacityInvestment | 2041 | 0.1 | lid_floor | 2026-07-10T11:17:52.349000
B_Optimised_VRE | Secondary Techs | PWRURNINDNO | TotalAnnualMaxCapacityInvestment | 2042 | 0.10799 | lid_family_capped | 2026-07-10T11:17:52.349000
B_Optimised_VRE | Secondary Techs | PWRURNINDNO | TotalAnnualMaxCapacityInvestment | 2043 | 0.10897 | lid_family_capped | 2026-07-10T11:17:52.349000
B_Optimised_VRE | Secondary Techs | PWRURNINDNO | TotalAnnualMaxCapacityInvestment | 2044 | 0.10652 | lid_family_capped | 2026-07-10T11:17:52.349000
B_Optimised_VRE | Secondary Techs | PWRURNINDNO | TotalAnnualMaxCapacityInvestment | 2045 | 0.10192 | lid_family_capped | 2026-07-10T11:17:52.349000
B_Optimised_VRE | Secondary Techs | PWRURNINDNO | TotalAnnualMaxCapacityInvestment | 2046 | 0.11024 | lid_family_capped | 2026-07-10T11:17:52.349000
B_Optimised_VRE | Secondary Techs | PWRURNINDNO | TotalAnnualMaxCapacityInvestment | 2047 | 0.11053 | lid_family_capped | 2026-07-10T11:17:52.349000
B_Optimised_VRE | Secondary Techs | PWRURNINDNO | TotalAnnualMaxCapacityInvestment | 2048 | 0.11538 | lid_adequacy_scaled | 2026-07-10T11:17:52.349000
B_Optimised_VRE | Secondary Techs | PWRURNINDNO | TotalAnnualMaxCapacityInvestment | 2049 | 0.12627 | lid_adequacy_scaled | 2026-07-10T11:17:52.349000
B_Optimised_VRE | Secondary Techs | PWRURNINDNO | TotalAnnualMaxCapacityInvestment | 2050 | 0.13629 | lid_adequacy_scaled | 2026-07-10T11:17:52.349000
B_Optimised_VRE | Secondary Techs | PWRWONINDNO | TotalAnnualMaxCapacityInvestment | 2023 | 0.1 | lid_floor | 2026-07-10T11:17:52.349000
B_Optimised_VRE | Secondary Techs | PWRWONINDNO | TotalAnnualMaxCapacityInvestment | 2024 | 0.313 | lid_fill | 2026-07-10T11:17:52.349000
B_Optimised_VRE | Secondary Techs | PWRWONINDNO | TotalAnnualMaxCapacityInvestment | 2025 | 0.33092 | lid_fill | 2026-07-10T11:17:52.349000
B_Optimised_VRE | Secondary Techs | PWRWONINDNO | TotalAnnualMaxCapacityInvestment | 2026 | 0.35529 | lid_fill | 2026-07-10T11:17:52.349000
B_Optimised_VRE | Secondary Techs | PWRWONINDNO | TotalAnnualMaxCapacityInvestment | 2027 | 0.37716 | lid_fill | 2026-07-10T11:17:52.349000
B_Optimised_VRE | Secondary Techs | PWRWONINDNO | TotalAnnualMaxCapacityInvestment | 2028 | 0.66085 | lid_relaxed | 2026-07-10T11:17:52.349000
B_Optimised_VRE | Secondary Techs | PWRWONINDNO | TotalAnnualMaxCapacityInvestment | 2029 | 0.83045 | lid_relaxed | 2026-07-10T11:17:52.349000
B_Optimised_VRE | Secondary Techs | PWRWONINDNO | TotalAnnualMaxCapacityInvestment | 2030 | 0.70521 | lid_relaxed | 2026-07-10T11:17:52.349000
B_Optimised_VRE | Secondary Techs | PWRWONINDNO | TotalAnnualMaxCapacityInvestment | 2031 | 0.82088 | lid_relaxed | 2026-07-10T11:17:52.349000
B_Optimised_VRE | Secondary Techs | PWRWONINDNO | TotalAnnualMaxCapacityInvestment | 2032 | 1.1629 | lid_relaxed | 2026-07-10T11:17:52.349000
B_Optimised_VRE | Secondary Techs | PWRWONINDNO | TotalAnnualMaxCapacityInvestment | 2033 | 1.2721 | lid_relaxed | 2026-07-10T11:17:52.349000
B_Optimised_VRE | Secondary Techs | PWRWONINDNO | TotalAnnualMaxCapacityInvestment | 2034 | 1.3671 | lid_relaxed | 2026-07-10T11:17:52.349000
B_Optimised_VRE | Secondary Techs | PWRWONINDNO | TotalAnnualMaxCapacityInvestment | 2035 | 1.4479 | lid_relaxed | 2026-07-10T11:17:52.349000
B_Optimised_VRE | Secondary Techs | PWRWONINDNO | TotalAnnualMaxCapacityInvestment | 2036 | 1.5604 | lid_relaxed | 2026-07-10T11:17:52.349000
B_Optimised_VRE | Secondary Techs | PWRWONINDNO | TotalAnnualMaxCapacityInvestment | 2037 | 1.8964 | lid_relaxed | 2026-07-10T11:17:52.349000
B_Optimised_VRE | Secondary Techs | PWRWONINDNO | TotalAnnualMaxCapacityInvestment | 2038 | 1.9878 | lid_relaxed | 2026-07-10T11:17:52.349000
B_Optimised_VRE | Secondary Techs | PWRWONINDNO | TotalAnnualMaxCapacityInvestment | 2039 | 2.0585 | lid_relaxed | 2026-07-10T11:17:52.349000
B_Optimised_VRE | Secondary Techs | PWRWONINDNO | TotalAnnualMaxCapacityInvestment | 2040 | 1.9052 | lid_relaxed | 2026-07-10T11:17:52.349000
B_Optimised_VRE | Secondary Techs | PWRWONINDNO | TotalAnnualMaxCapacityInvestment | 2041 | 2.1694 | lid_relaxed | 2026-07-10T11:17:52.349000
B_Optimised_VRE | Secondary Techs | PWRWONINDNO | TotalAnnualMaxCapacityInvestment | 2042 | 2.7501 | lid_relaxed | 2026-07-10T11:17:52.349000
B_Optimised_VRE | Secondary Techs | PWRWONINDNO | TotalAnnualMaxCapacityInvestment | 2043 | 3.0063 | lid_relaxed | 2026-07-10T11:17:52.349000
B_Optimised_VRE | Secondary Techs | PWRWONINDNO | TotalAnnualMaxCapacityInvestment | 2044 | 3.1647 | lid_relaxed | 2026-07-10T11:17:52.349000
B_Optimised_VRE | Secondary Techs | PWRWONINDNO | TotalAnnualMaxCapacityInvestment | 2045 | 3.2445 | lid_relaxed | 2026-07-10T11:17:52.349000
B_Optimised_VRE | Secondary Techs | PWRWONINDNO | TotalAnnualMaxCapacityInvestment | 2046 | 3.9772 | lid_relaxed | 2026-07-10T11:17:52.349000
B_Optimised_VRE | Secondary Techs | PWRWONINDNO | TotalAnnualMaxCapacityInvestment | 2047 | 4.4568 | lid_relaxed | 2026-07-10T11:17:52.349000
B_Optimised_VRE | Secondary Techs | PWRWONINDNO | TotalAnnualMaxCapacityInvestment | 2048 | 5.142 | lid_adequacy_scaled | 2026-07-10T11:17:52.349000
B_Optimised_VRE | Secondary Techs | PWRWONINDNO | TotalAnnualMaxCapacityInvestment | 2049 | 6.1633 | lid_adequacy_scaled | 2026-07-10T11:17:52.349000
B_Optimised_VRE | Secondary Techs | PWRWONINDNO | TotalAnnualMaxCapacityInvestment | 2050 | 7.2309 | lid_adequacy_scaled | 2026-07-10T11:17:52.349000
B_Optimised_VRE | Secondary Techs | PWRBIONPLXX | TotalAnnualMaxCapacityInvestment | 2023 | 0 | lid_floor_suppressed | 2026-07-10T11:17:52.349000
B_Optimised_VRE | Secondary Techs | PWRBIONPLXX | TotalAnnualMaxCapacityInvestment | 2024 | 0.00048487 | lid_floor_suppressed | 2026-07-10T11:17:52.349000
B_Optimised_VRE | Secondary Techs | PWRBIONPLXX | TotalAnnualMaxCapacityInvestment | 2025 | 0.00051094 | lid_floor_suppressed | 2026-07-10T11:17:52.349000
B_Optimised_VRE | Secondary Techs | PWRBIONPLXX | TotalAnnualMaxCapacityInvestment | 2026 | 0.00053892 | lid_floor_suppressed | 2026-07-10T11:17:52.349000
B_Optimised_VRE | Secondary Techs | PWRBIONPLXX | TotalAnnualMaxCapacityInvestment | 2027 | 0.00056907 | lid_floor_suppressed | 2026-07-10T11:17:52.349000
B_Optimised_VRE | Secondary Techs | PWRBIONPLXX | TotalAnnualMaxCapacityInvestment | 2028 | 0.00064675 | lid_floor_suppressed | 2026-07-10T11:17:52.349000
B_Optimised_VRE | Secondary Techs | PWRBIONPLXX | TotalAnnualMaxCapacityInvestment | 2029 | 0.0007068 | lid_floor_suppressed | 2026-07-10T11:17:52.349000
B_Optimised_VRE | Secondary Techs | PWRBIONPLXX | TotalAnnualMaxCapacityInvestment | 2030 | 0.00076493 | lid_floor_suppressed | 2026-07-10T11:17:52.349000
B_Optimised_VRE | Secondary Techs | PWRBIONPLXX | TotalAnnualMaxCapacityInvestment | 2031 | 0.00082767 | lid_floor_suppressed | 2026-07-10T11:17:52.349000
B_Optimised_VRE | Secondary Techs | PWRBIONPLXX | TotalAnnualMaxCapacityInvestment | 2032 | 0.00089589 | lid_floor_suppressed | 2026-07-10T11:17:52.349000
B_Optimised_VRE | Secondary Techs | PWRBIONPLXX | TotalAnnualMaxCapacityInvestment | 2033 | 0.00096961 | lid_floor_suppressed | 2026-07-10T11:17:52.349000
B_Optimised_VRE | Secondary Techs | PWRBIONPLXX | TotalAnnualMaxCapacityInvestment | 2034 | 0.00058632 | lid_floor_suppressed | 2026-07-10T11:17:52.349000
B_Optimised_VRE | Secondary Techs | PWRBIONPLXX | TotalAnnualMaxCapacityInvestment | 2035 | 0.00058632 | lid_floor_suppressed | 2026-07-10T11:17:52.349000
B_Optimised_VRE | Secondary Techs | PWRBIONPLXX | TotalAnnualMaxCapacityInvestment | 2036 | 0.00058632 | lid_floor_suppressed | 2026-07-10T11:17:52.349000
B_Optimised_VRE | Secondary Techs | PWRBIONPLXX | TotalAnnualMaxCapacityInvestment | 2037 | 0.00058619 | lid_floor_suppressed | 2026-07-10T11:17:52.349000
B_Optimised_VRE | Secondary Techs | PWRBIONPLXX | TotalAnnualMaxCapacityInvestment | 2038 | 0.00058632 | lid_floor_suppressed | 2026-07-10T11:17:52.349000
B_Optimised_VRE | Secondary Techs | PWRBIONPLXX | TotalAnnualMaxCapacityInvestment | 2039 | 0.00058632 | lid_floor_suppressed | 2026-07-10T11:17:52.349000
B_Optimised_VRE | Secondary Techs | PWRBIONPLXX | TotalAnnualMaxCapacityInvestment | 2040 | 0.00058632 | lid_floor_suppressed | 2026-07-10T11:17:52.349000
B_Optimised_VRE | Secondary Techs | PWRBIONPLXX | TotalAnnualMaxCapacityInvestment | 2041 | 0.00058632 | lid_floor_suppressed | 2026-07-10T11:17:52.349000
B_Optimised_VRE | Secondary Techs | PWRBIONPLXX | TotalAnnualMaxCapacityInvestment | 2042 | 0.00058632 | lid_floor_suppressed | 2026-07-10T11:17:52.349000
B_Optimised_VRE | Secondary Techs | PWRBIONPLXX | TotalAnnualMaxCapacityInvestment | 2043 | 0.00058632 | lid_floor_suppressed | 2026-07-10T11:17:52.349000
B_Optimised_VRE | Secondary Techs | PWRBIONPLXX | TotalAnnualMaxCapacityInvestment | 2044 | 0.00058632 | lid_floor_suppressed | 2026-07-10T11:17:52.349000
B_Optimised_VRE | Secondary Techs | PWRBIONPLXX | TotalAnnualMaxCapacityInvestment | 2045 | 0.00058632 | lid_floor_suppressed | 2026-07-10T11:17:52.349000
B_Optimised_VRE | Secondary Techs | PWRBIONPLXX | TotalAnnualMaxCapacityInvestment | 2046 | 0.00058632 | lid_floor_suppressed | 2026-07-10T11:17:52.349000
B_Optimised_VRE | Secondary Techs | PWRBIONPLXX | TotalAnnualMaxCapacityInvestment | 2047 | 0.0006734 | lid_adequacy_scaled | 2026-07-10T11:17:52.349000
B_Optimised_VRE | Secondary Techs | PWRBIONPLXX | TotalAnnualMaxCapacityInvestment | 2048 | 0.00081156 | lid_adequacy_scaled | 2026-07-10T11:17:52.349000
B_Optimised_VRE | Secondary Techs | PWRBIONPLXX | TotalAnnualMaxCapacityInvestment | 2049 | 0.00095314 | lid_adequacy_scaled | 2026-07-10T11:17:52.349000
B_Optimised_VRE | Secondary Techs | PWRBIONPLXX | TotalAnnualMaxCapacityInvestment | 2050 | 0.001098 | lid_adequacy_scaled | 2026-07-10T11:17:52.349000
B_Optimised_VRE | Secondary Techs | PWRSPVLKAXX | TotalAnnualMaxCapacityInvestment | 2023 | 0.1 | lid_floor | 2026-07-10T11:17:52.349000
B_Optimised_VRE | Secondary Techs | PWRSPVLKAXX | TotalAnnualMaxCapacityInvestment | 2024 | 0.1 | lid_floor | 2026-07-10T11:17:52.349000
B_Optimised_VRE | Secondary Techs | PWRSPVLKAXX | TotalAnnualMaxCapacityInvestment | 2025 | 0.202 | untie_min_inv | 2026-07-10T11:17:52.349000
B_Optimised_VRE | Secondary Techs | PWRSPVLKAXX | TotalAnnualMaxCapacityInvestment | 2026 | 0.4747 | untie_min_inv | 2026-07-10T11:17:52.349000
B_Optimised_VRE | Secondary Techs | PWRSPVLKAXX | TotalAnnualMaxCapacityInvestment | 2027 | 0.505 | untie_min_inv | 2026-07-10T11:17:52.349000
B_Optimised_VRE | Secondary Techs | PWRSPVLKAXX | TotalAnnualMaxCapacityInvestment | 2028 | 0.505 | untie_min_inv | 2026-07-10T11:17:52.349000
B_Optimised_VRE | Secondary Techs | PWRSPVLKAXX | TotalAnnualMaxCapacityInvestment | 2029 | 0.8787 | untie_min_inv | 2026-07-10T11:17:52.349000
B_Optimised_VRE | Secondary Techs | PWRSPVLKAXX | TotalAnnualMaxCapacityInvestment | 2030 | 0.4545 | untie_min_inv | 2026-07-10T11:17:52.349000
B_Optimised_VRE | Secondary Techs | PWRSPVLKAXX | TotalAnnualMaxCapacityInvestment | 2031 | 0.4545 | untie_min_inv | 2026-07-10T11:17:52.349000
B_Optimised_VRE | Secondary Techs | PWRSPVLKAXX | TotalAnnualMaxCapacityInvestment | 2032 | 0.3535 | untie_min_inv | 2026-07-10T11:17:52.349000
B_Optimised_VRE | Secondary Techs | PWRSPVLKAXX | TotalAnnualMaxCapacityInvestment | 2033 | 0.31338 | lid_relaxed | 2026-07-10T11:17:52.349000
B_Optimised_VRE | Secondary Techs | PWRSPVLKAXX | TotalAnnualMaxCapacityInvestment | 2034 | 0.36844 | lid_relaxed | 2026-07-10T11:17:52.349000
B_Optimised_VRE | Secondary Techs | PWRSPVLKAXX | TotalAnnualMaxCapacityInvestment | 2035 | 0.43474 | lid_relaxed | 2026-07-10T11:17:52.349000
B_Optimised_VRE | Secondary Techs | PWRSPVLKAXX | TotalAnnualMaxCapacityInvestment | 2036 | 0.53337 | lid_relaxed | 2026-07-10T11:17:52.349000
B_Optimised_VRE | Secondary Techs | PWRSPVLKAXX | TotalAnnualMaxCapacityInvestment | 2037 | 0.63144 | lid_relaxed | 2026-07-10T11:17:52.349000
B_Optimised_VRE | Secondary Techs | PWRSPVLKAXX | TotalAnnualMaxCapacityInvestment | 2038 | 0.73974 | lid_relaxed | 2026-07-10T11:17:52.349000
B_Optimised_VRE | Secondary Techs | PWRSPVLKAXX | TotalAnnualMaxCapacityInvestment | 2039 | 0.82349 | lid_relaxed | 2026-07-10T11:17:52.349000
B_Optimised_VRE | Secondary Techs | PWRSPVLKAXX | TotalAnnualMaxCapacityInvestment | 2040 | 0.93362 | lid_relaxed | 2026-07-10T11:17:52.349000
B_Optimised_VRE | Secondary Techs | PWRSPVLKAXX | TotalAnnualMaxCapacityInvestment | 2041 | 1.0743 | lid_relaxed | 2026-07-10T11:17:52.349000
B_Optimised_VRE | Secondary Techs | PWRSPVLKAXX | TotalAnnualMaxCapacityInvestment | 2042 | 1.1741 | lid_relaxed | 2026-07-10T11:17:52.349000
B_Optimised_VRE | Secondary Techs | PWRSPVLKAXX | TotalAnnualMaxCapacityInvestment | 2043 | 1.2934 | lid_relaxed | 2026-07-10T11:17:52.349000
B_Optimised_VRE | Secondary Techs | PWRSPVLKAXX | TotalAnnualMaxCapacityInvestment | 2044 | 1.4278 | lid_relaxed | 2026-07-10T11:17:52.349000
B_Optimised_VRE | Secondary Techs | PWRSPVLKAXX | TotalAnnualMaxCapacityInvestment | 2045 | 1.4843 | lid_relaxed | 2026-07-10T11:17:52.349000
B_Optimised_VRE | Secondary Techs | PWRSPVLKAXX | TotalAnnualMaxCapacityInvestment | 2046 | 1.6802 | lid_relaxed | 2026-07-10T11:17:52.349000
B_Optimised_VRE | Secondary Techs | PWRSPVLKAXX | TotalAnnualMaxCapacityInvestment | 2047 | 1.8932 | lid_relaxed | 2026-07-10T11:17:52.349000
B_Optimised_VRE | Secondary Techs | PWRSPVLKAXX | TotalAnnualMaxCapacityInvestment | 2048 | 2.0072 | lid_relaxed | 2026-07-10T11:17:52.349000
B_Optimised_VRE | Secondary Techs | PWRSPVLKAXX | TotalAnnualMaxCapacityInvestment | 2049 | 2.2404 | lid_relaxed | 2026-07-10T11:17:52.349000
B_Optimised_VRE | Secondary Techs | PWRSPVLKAXX | TotalAnnualMaxCapacityInvestment | 2050 | 2.5123 | lid_relaxed | 2026-07-10T11:17:52.349000
B_Optimised_VRE | Secondary Techs | PWRWASINDSO | TotalAnnualMaxCapacityInvestment | 2023 | 0 | lid_floor_suppressed | 2026-07-10T11:17:52.349000
B_Optimised_VRE | Secondary Techs | PWRWASINDSO | TotalAnnualMaxCapacityInvestment | 2024 | 0.011395 | lid_floor_suppressed | 2026-07-10T11:17:52.349000
B_Optimised_VRE | Secondary Techs | PWRWASINDSO | TotalAnnualMaxCapacityInvestment | 2025 | 0.012099 | lid_floor_suppressed | 2026-07-10T11:17:52.349000
B_Optimised_VRE | Secondary Techs | PWRWASINDSO | TotalAnnualMaxCapacityInvestment | 2026 | 0.013321 | lid_floor_suppressed | 2026-07-10T11:17:52.349000
B_Optimised_VRE | Secondary Techs | PWRWASINDSO | TotalAnnualMaxCapacityInvestment | 2027 | 0.013476 | lid_floor_suppressed | 2026-07-10T11:17:52.349000
B_Optimised_VRE | Secondary Techs | PWRWASINDSO | TotalAnnualMaxCapacityInvestment | 2028 | 0.014037 | lid_floor_suppressed | 2026-07-10T11:17:52.349000
B_Optimised_VRE | Secondary Techs | PWRWASINDSO | TotalAnnualMaxCapacityInvestment | 2029 | 0.012717 | lid_floor_suppressed | 2026-07-10T11:17:52.349000
B_Optimised_VRE | Secondary Techs | PWRWASINDSO | TotalAnnualMaxCapacityInvestment | 2030 | 0.0087232 | lid_floor_suppressed | 2026-07-10T11:17:52.349000
B_Optimised_VRE | Secondary Techs | PWRWASINDSO | TotalAnnualMaxCapacityInvestment | 2031 | 0.0080938 | lid_floor_suppressed | 2026-07-10T11:17:52.349000
B_Optimised_VRE | Secondary Techs | PWRWASINDSO | TotalAnnualMaxCapacityInvestment | 2032 | 0.010123 | lid_floor_suppressed | 2026-07-10T11:17:52.349000
B_Optimised_VRE | Secondary Techs | PWRWASINDSO | TotalAnnualMaxCapacityInvestment | 2033 | 0.0097461 | lid_floor_suppressed | 2026-07-10T11:17:52.349000
B_Optimised_VRE | Secondary Techs | PWRWASINDSO | TotalAnnualMaxCapacityInvestment | 2034 | 0.0093692 | lid_floor_suppressed | 2026-07-10T11:17:52.349000
B_Optimised_VRE | Secondary Techs | PWRWASINDSO | TotalAnnualMaxCapacityInvestment | 2035 | 0.008992 | lid_floor_suppressed | 2026-07-10T11:17:52.349000
B_Optimised_VRE | Secondary Techs | PWRWASINDSO | TotalAnnualMaxCapacityInvestment | 2036 | 0.008615 | lid_floor_suppressed | 2026-07-10T11:17:52.349000
B_Optimised_VRE | Secondary Techs | PWRWASINDSO | TotalAnnualMaxCapacityInvestment | 2037 | 0.0091393 | lid_floor_suppressed | 2026-07-10T11:17:52.349000
B_Optimised_VRE | Secondary Techs | PWRWASINDSO | TotalAnnualMaxCapacityInvestment | 2038 | 0.0087362 | lid_floor_suppressed | 2026-07-10T11:17:52.349000
B_Optimised_VRE | Secondary Techs | PWRWASINDSO | TotalAnnualMaxCapacityInvestment | 2039 | 0.008333 | lid_floor_suppressed | 2026-07-10T11:17:52.349000
B_Optimised_VRE | Secondary Techs | PWRWASINDSO | TotalAnnualMaxCapacityInvestment | 2040 | 0.0075564 | lid_floor_suppressed | 2026-07-10T11:17:52.349000
B_Optimised_VRE | Secondary Techs | PWRWASINDSO | TotalAnnualMaxCapacityInvestment | 2041 | 0.0075133 | lid_floor_suppressed | 2026-07-10T11:17:52.349000
B_Optimised_VRE | Secondary Techs | PWRWASINDSO | TotalAnnualMaxCapacityInvestment | 2042 | 0.0086537 | lid_floor_suppressed | 2026-07-10T11:17:52.349000
B_Optimised_VRE | Secondary Techs | PWRWASINDSO | TotalAnnualMaxCapacityInvestment | 2043 | 0.0087555 | lid_floor_suppressed | 2026-07-10T11:17:52.349000
B_Optimised_VRE | Secondary Techs | PWRWASINDSO | TotalAnnualMaxCapacityInvestment | 2044 | 0.0088519 | lid_floor_suppressed | 2026-07-10T11:17:52.349000
B_Optimised_VRE | Secondary Techs | PWRWASINDSO | TotalAnnualMaxCapacityInvestment | 2045 | 0.0089427 | lid_floor_suppressed | 2026-07-10T11:17:52.349000
B_Optimised_VRE | Secondary Techs | PWRWASINDSO | TotalAnnualMaxCapacityInvestment | 2046 | 0.0090272 | lid_floor_suppressed | 2026-07-10T11:17:52.349000
B_Optimised_VRE | Secondary Techs | PWRWASINDSO | TotalAnnualMaxCapacityInvestment | 2047 | 0.0091048 | lid_floor_suppressed | 2026-07-10T11:17:52.349000
B_Optimised_VRE | Secondary Techs | PWRWASINDSO | TotalAnnualMaxCapacityInvestment | 2048 | 0.0091748 | lid_floor_suppressed | 2026-07-10T11:17:52.349000
B_Optimised_VRE | Secondary Techs | PWRWASINDSO | TotalAnnualMaxCapacityInvestment | 2049 | 0.0092364 | lid_floor_suppressed | 2026-07-10T11:17:52.349000
B_Optimised_VRE | Secondary Techs | PWRWASINDSO | TotalAnnualMaxCapacityInvestment | 2050 | 0.0092891 | lid_floor_suppressed | 2026-07-10T11:17:52.349000
B_Optimised_VRE | Secondary Techs | PWRWONINDSO | TotalAnnualMaxCapacityInvestment | 2023 | 0.1 | lid_floor | 2026-07-10T11:17:52.349000
B_Optimised_VRE | Secondary Techs | PWRWONINDSO | TotalAnnualMaxCapacityInvestment | 2024 | 1.1831 | lid_fill | 2026-07-10T11:17:52.349000
B_Optimised_VRE | Secondary Techs | PWRWONINDSO | TotalAnnualMaxCapacityInvestment | 2025 | 1.2562 | lid_fill | 2026-07-10T11:17:52.349000
B_Optimised_VRE | Secondary Techs | PWRWONINDSO | TotalAnnualMaxCapacityInvestment | 2026 | 1.3832 | lid_fill | 2026-07-10T11:17:52.349000
B_Optimised_VRE | Secondary Techs | PWRWONINDSO | TotalAnnualMaxCapacityInvestment | 2027 | 1.3992 | lid_fill | 2026-07-10T11:17:52.349000
B_Optimised_VRE | Secondary Techs | PWRWONINDSO | TotalAnnualMaxCapacityInvestment | 2028 | 2.4292 | lid_relaxed | 2026-07-10T11:17:52.349000
B_Optimised_VRE | Secondary Techs | PWRWONINDSO | TotalAnnualMaxCapacityInvestment | 2029 | 3.0809 | lid_relaxed | 2026-07-10T11:17:52.349000
B_Optimised_VRE | Secondary Techs | PWRWONINDSO | TotalAnnualMaxCapacityInvestment | 2030 | 2.7173 | lid_relaxed | 2026-07-10T11:17:52.349000
B_Optimised_VRE | Secondary Techs | PWRWONINDSO | TotalAnnualMaxCapacityInvestment | 2031 | 3.0254 | lid_relaxed | 2026-07-10T11:17:52.349000
B_Optimised_VRE | Secondary Techs | PWRWONINDSO | TotalAnnualMaxCapacityInvestment | 2032 | 4.4148 | lid_relaxed | 2026-07-10T11:17:52.349000
B_Optimised_VRE | Secondary Techs | PWRWONINDSO | TotalAnnualMaxCapacityInvestment | 2033 | 4.8574 | lid_relaxed | 2026-07-10T11:17:52.349000
B_Optimised_VRE | Secondary Techs | PWRWONINDSO | TotalAnnualMaxCapacityInvestment | 2034 | 5.2532 | lid_relaxed | 2026-07-10T11:17:52.349000
B_Optimised_VRE | Secondary Techs | PWRWONINDSO | TotalAnnualMaxCapacityInvestment | 2035 | 5.6019 | lid_relaxed | 2026-07-10T11:17:52.349000
B_Optimised_VRE | Secondary Techs | PWRWONINDSO | TotalAnnualMaxCapacityInvestment | 2036 | 6.0827 | lid_relaxed | 2026-07-10T11:17:52.349000
B_Optimised_VRE | Secondary Techs | PWRWONINDSO | TotalAnnualMaxCapacityInvestment | 2037 | 7.2121 | lid_relaxed | 2026-07-10T11:17:52.349000
B_Optimised_VRE | Secondary Techs | PWRWONINDSO | TotalAnnualMaxCapacityInvestment | 2038 | 7.6196 | lid_relaxed | 2026-07-10T11:17:52.349000
B_Optimised_VRE | Secondary Techs | PWRWONINDSO | TotalAnnualMaxCapacityInvestment | 2039 | 7.9601 | lid_relaxed | 2026-07-10T11:17:52.349000
B_Optimised_VRE | Secondary Techs | PWRWONINDSO | TotalAnnualMaxCapacityInvestment | 2040 | 7.846 | lid_relaxed | 2026-07-10T11:17:52.349000
B_Optimised_VRE | Secondary Techs | PWRWONINDSO | TotalAnnualMaxCapacityInvestment | 2041 | 8.5813 | lid_relaxed | 2026-07-10T11:17:52.349000
B_Optimised_VRE | Secondary Techs | PWRWONINDSO | TotalAnnualMaxCapacityInvestment | 2042 | 10.7824 | lid_relaxed | 2026-07-10T11:17:52.349000
B_Optimised_VRE | Secondary Techs | PWRWONINDSO | TotalAnnualMaxCapacityInvestment | 2043 | 11.8183 | lid_relaxed | 2026-07-10T11:17:52.349000
B_Optimised_VRE | Secondary Techs | PWRWONINDSO | TotalAnnualMaxCapacityInvestment | 2044 | 12.8676 | lid_relaxed | 2026-07-10T11:17:52.349000
B_Optimised_VRE | Secondary Techs | PWRWONINDSO | TotalAnnualMaxCapacityInvestment | 2045 | 13.9281 | lid_relaxed | 2026-07-10T11:17:52.349000
B_Optimised_VRE | Secondary Techs | PWRWONINDSO | TotalAnnualMaxCapacityInvestment | 2046 | 15.9343 | lid_relaxed | 2026-07-10T11:17:52.349000
B_Optimised_VRE | Secondary Techs | PWRWONINDSO | TotalAnnualMaxCapacityInvestment | 2047 | 17.9621 | lid_relaxed | 2026-07-10T11:17:52.349000
B_Optimised_VRE | Secondary Techs | PWRWONINDSO | TotalAnnualMaxCapacityInvestment | 2048 | 20.0054 | lid_relaxed | 2026-07-10T11:17:52.349000
B_Optimised_VRE | Secondary Techs | PWRWONINDSO | TotalAnnualMaxCapacityInvestment | 2049 | 22.0579 | lid_relaxed | 2026-07-10T11:17:52.349000
B_Optimised_VRE | Secondary Techs | PWRWONINDSO | TotalAnnualMaxCapacityInvestment | 2050 | 24.1128 | lid_relaxed | 2026-07-10T11:17:52.349000
B_Optimised_VRE | Secondary Techs | PWRLDSINDSO | TotalAnnualMaxCapacityInvestment | 2023 | 9999 | exempt_maxcap_uncapped | 2026-07-10T11:17:52.349000
B_Optimised_VRE | Secondary Techs | PWRLDSINDSO | TotalAnnualMaxCapacityInvestment | 2024 | 9999 | exempt_maxcap_uncapped | 2026-07-10T11:17:52.349000
B_Optimised_VRE | Secondary Techs | PWRLDSINDSO | TotalAnnualMaxCapacityInvestment | 2025 | 9999 | exempt_maxcap_uncapped | 2026-07-10T11:17:52.349000
B_Optimised_VRE | Secondary Techs | PWRLDSINDSO | TotalAnnualMaxCapacityInvestment | 2026 | 9999 | exempt_maxcap_uncapped | 2026-07-10T11:17:52.349000
B_Optimised_VRE | Secondary Techs | PWRLDSINDSO | TotalAnnualMaxCapacityInvestment | 2027 | 9999 | exempt_maxcap_uncapped | 2026-07-10T11:17:52.349000
B_Optimised_VRE | Secondary Techs | PWRLDSINDSO | TotalAnnualMaxCapacityInvestment | 2028 | 9999 | exempt_maxcap_uncapped | 2026-07-10T11:17:52.349000
B_Optimised_VRE | Secondary Techs | PWRLDSINDSO | TotalAnnualMaxCapacityInvestment | 2029 | 9999 | exempt_maxcap_uncapped | 2026-07-10T11:17:52.349000
B_Optimised_VRE | Secondary Techs | PWRLDSINDSO | TotalAnnualMaxCapacityInvestment | 2030 | 9999 | exempt_maxcap_uncapped | 2026-07-10T11:17:52.349000
B_Optimised_VRE | Secondary Techs | PWRLDSINDSO | TotalAnnualMaxCapacityInvestment | 2031 | 9999 | exempt_maxcap_uncapped | 2026-07-10T11:17:52.349000
B_Optimised_VRE | Secondary Techs | PWRLDSINDSO | TotalAnnualMaxCapacityInvestment | 2032 | 9999 | exempt_maxcap_uncapped | 2026-07-10T11:17:52.349000
B_Optimised_VRE | Secondary Techs | PWRLDSINDSO | TotalAnnualMaxCapacityInvestment | 2033 | 9999 | exempt_maxcap_uncapped | 2026-07-10T11:17:52.349000
B_Optimised_VRE | Secondary Techs | PWRLDSINDSO | TotalAnnualMaxCapacityInvestment | 2034 | 9999 | exempt_maxcap_uncapped | 2026-07-10T11:17:52.349000
B_Optimised_VRE | Secondary Techs | PWRLDSINDSO | TotalAnnualMaxCapacityInvestment | 2035 | 9999 | exempt_maxcap_uncapped | 2026-07-10T11:17:52.349000
B_Optimised_VRE | Secondary Techs | PWRLDSINDSO | TotalAnnualMaxCapacityInvestment | 2036 | 9999 | exempt_maxcap_uncapped | 2026-07-10T11:17:52.349000
B_Optimised_VRE | Secondary Techs | PWRLDSINDSO | TotalAnnualMaxCapacityInvestment | 2037 | 9999 | exempt_maxcap_uncapped | 2026-07-10T11:17:52.349000
B_Optimised_VRE | Secondary Techs | PWRLDSINDSO | TotalAnnualMaxCapacityInvestment | 2038 | 9999 | exempt_maxcap_uncapped | 2026-07-10T11:17:52.349000
B_Optimised_VRE | Secondary Techs | PWRLDSINDSO | TotalAnnualMaxCapacityInvestment | 2039 | 9999 | exempt_maxcap_uncapped | 2026-07-10T11:17:52.349000
B_Optimised_VRE | Secondary Techs | PWRLDSINDSO | TotalAnnualMaxCapacityInvestment | 2040 | 9999 | exempt_maxcap_uncapped | 2026-07-10T11:17:52.349000
B_Optimised_VRE | Secondary Techs | PWRLDSINDSO | TotalAnnualMaxCapacityInvestment | 2041 | 9999 | exempt_maxcap_uncapped | 2026-07-10T11:17:52.349000
B_Optimised_VRE | Secondary Techs | PWRLDSINDSO | TotalAnnualMaxCapacityInvestment | 2042 | 9999 | exempt_maxcap_uncapped | 2026-07-10T11:17:52.349000
B_Optimised_VRE | Secondary Techs | PWRLDSINDSO | TotalAnnualMaxCapacityInvestment | 2043 | 9999 | exempt_maxcap_uncapped | 2026-07-10T11:17:52.349000
B_Optimised_VRE | Secondary Techs | PWRLDSINDSO | TotalAnnualMaxCapacityInvestment | 2044 | 9999 | exempt_maxcap_uncapped | 2026-07-10T11:17:52.349000
B_Optimised_VRE | Secondary Techs | PWRLDSINDSO | TotalAnnualMaxCapacityInvestment | 2045 | 9999 | exempt_maxcap_uncapped | 2026-07-10T11:17:52.349000
B_Optimised_VRE | Secondary Techs | PWRLDSINDSO | TotalAnnualMaxCapacityInvestment | 2046 | 9999 | exempt_maxcap_uncapped | 2026-07-10T11:17:52.349000
B_Optimised_VRE | Secondary Techs | PWRLDSINDSO | TotalAnnualMaxCapacityInvestment | 2047 | 9999 | exempt_maxcap_uncapped | 2026-07-10T11:17:52.349000
B_Optimised_VRE | Secondary Techs | PWRLDSINDSO | TotalAnnualMaxCapacityInvestment | 2048 | 9999 | exempt_maxcap_uncapped | 2026-07-10T11:17:52.349000
B_Optimised_VRE | Secondary Techs | PWRLDSINDSO | TotalAnnualMaxCapacityInvestment | 2049 | 9999 | exempt_maxcap_uncapped | 2026-07-10T11:17:52.349000
B_Optimised_VRE | Secondary Techs | PWRLDSINDSO | TotalAnnualMaxCapacityInvestment | 2050 | 9999 | exempt_maxcap_uncapped | 2026-07-10T11:17:52.349000
B_Optimised_VRE | Secondary Techs | PWRLDSINDSO | TotalAnnualMaxCapacityInvestment | 2023 | 9999 | exempt_uncapped | 2026-07-10T11:17:52.349000
B_Optimised_VRE | Secondary Techs | PWRLDSINDSO | TotalAnnualMaxCapacityInvestment | 2024 | 9999 | exempt_uncapped | 2026-07-10T11:17:52.349000
B_Optimised_VRE | Secondary Techs | PWRLDSINDSO | TotalAnnualMaxCapacityInvestment | 2025 | 9999 | exempt_uncapped | 2026-07-10T11:17:52.349000
B_Optimised_VRE | Secondary Techs | PWRLDSINDSO | TotalAnnualMaxCapacityInvestment | 2026 | 9999 | exempt_uncapped | 2026-07-10T11:17:52.349000
B_Optimised_VRE | Secondary Techs | PWRLDSINDSO | TotalAnnualMaxCapacityInvestment | 2027 | 9999 | exempt_uncapped | 2026-07-10T11:17:52.349000
B_Optimised_VRE | Secondary Techs | PWRLDSINDSO | TotalAnnualMaxCapacityInvestment | 2028 | 9999 | exempt_uncapped | 2026-07-10T11:17:52.349000
B_Optimised_VRE | Secondary Techs | PWRLDSINDSO | TotalAnnualMaxCapacityInvestment | 2029 | 9999 | exempt_uncapped | 2026-07-10T11:17:52.349000
B_Optimised_VRE | Secondary Techs | PWRLDSINDSO | TotalAnnualMaxCapacityInvestment | 2030 | 9999 | exempt_uncapped | 2026-07-10T11:17:52.349000
B_Optimised_VRE | Secondary Techs | PWRLDSINDSO | TotalAnnualMaxCapacityInvestment | 2031 | 9999 | exempt_uncapped | 2026-07-10T11:17:52.349000
B_Optimised_VRE | Secondary Techs | PWRLDSINDSO | TotalAnnualMaxCapacityInvestment | 2032 | 9999 | exempt_uncapped | 2026-07-10T11:17:52.349000
B_Optimised_VRE | Secondary Techs | PWRLDSINDSO | TotalAnnualMaxCapacityInvestment | 2033 | 9999 | exempt_uncapped | 2026-07-10T11:17:52.349000
B_Optimised_VRE | Secondary Techs | PWRLDSINDSO | TotalAnnualMaxCapacityInvestment | 2034 | 9999 | exempt_uncapped | 2026-07-10T11:17:52.349000
B_Optimised_VRE | Secondary Techs | PWRLDSINDSO | TotalAnnualMaxCapacityInvestment | 2035 | 9999 | exempt_uncapped | 2026-07-10T11:17:52.349000
B_Optimised_VRE | Secondary Techs | PWRLDSINDSO | TotalAnnualMaxCapacityInvestment | 2036 | 9999 | exempt_uncapped | 2026-07-10T11:17:52.349000
B_Optimised_VRE | Secondary Techs | PWRLDSINDSO | TotalAnnualMaxCapacityInvestment | 2037 | 9999 | exempt_uncapped | 2026-07-10T11:17:52.349000
B_Optimised_VRE | Secondary Techs | PWRLDSINDSO | TotalAnnualMaxCapacityInvestment | 2038 | 9999 | exempt_uncapped | 2026-07-10T11:17:52.349000
B_Optimised_VRE | Secondary Techs | PWRLDSINDSO | TotalAnnualMaxCapacityInvestment | 2039 | 9999 | exempt_uncapped | 2026-07-10T11:17:52.349000
B_Optimised_VRE | Secondary Techs | PWRLDSINDSO | TotalAnnualMaxCapacityInvestment | 2040 | 9999 | exempt_uncapped | 2026-07-10T11:17:52.349000
B_Optimised_VRE | Secondary Techs | PWRLDSINDSO | TotalAnnualMaxCapacityInvestment | 2041 | 9999 | exempt_uncapped | 2026-07-10T11:17:52.349000
B_Optimised_VRE | Secondary Techs | PWRLDSINDSO | TotalAnnualMaxCapacityInvestment | 2042 | 9999 | exempt_uncapped | 2026-07-10T11:17:52.349000
B_Optimised_VRE | Secondary Techs | PWRLDSINDSO | TotalAnnualMaxCapacityInvestment | 2043 | 9999 | exempt_uncapped | 2026-07-10T11:17:52.349000
B_Optimised_VRE | Secondary Techs | PWRLDSINDSO | TotalAnnualMaxCapacityInvestment | 2044 | 9999 | exempt_uncapped | 2026-07-10T11:17:52.349000
B_Optimised_VRE | Secondary Techs | PWRLDSINDSO | TotalAnnualMaxCapacityInvestment | 2045 | 9999 | exempt_uncapped | 2026-07-10T11:17:52.349000
B_Optimised_VRE | Secondary Techs | PWRLDSINDSO | TotalAnnualMaxCapacityInvestment | 2046 | 9999 | exempt_uncapped | 2026-07-10T11:17:52.349000
B_Optimised_VRE | Secondary Techs | PWRLDSINDSO | TotalAnnualMaxCapacityInvestment | 2047 | 9999 | exempt_uncapped | 2026-07-10T11:17:52.349000
B_Optimised_VRE | Secondary Techs | PWRLDSINDSO | TotalAnnualMaxCapacityInvestment | 2048 | 9999 | exempt_uncapped | 2026-07-10T11:17:52.349000
B_Optimised_VRE | Secondary Techs | PWRLDSINDSO | TotalAnnualMaxCapacityInvestment | 2049 | 9999 | exempt_uncapped | 2026-07-10T11:17:52.349000
B_Optimised_VRE | Secondary Techs | PWRLDSINDSO | TotalAnnualMaxCapacityInvestment | 2050 | 9999 | exempt_uncapped | 2026-07-10T11:17:52.349000
B_Optimised_VRE | Secondary Techs | PWRWASINDWE | TotalAnnualMaxCapacityInvestment | 2023 | 0 | lid_floor_suppressed | 2026-07-10T11:17:52.349000
B_Optimised_VRE | Secondary Techs | PWRWASINDWE | TotalAnnualMaxCapacityInvestment | 2024 | 0.0072505 | lid_floor_suppressed | 2026-07-10T11:17:52.349000
B_Optimised_VRE | Secondary Techs | PWRWASINDWE | TotalAnnualMaxCapacityInvestment | 2025 | 0.0079334 | lid_floor_suppressed | 2026-07-10T11:17:52.349000
B_Optimised_VRE | Secondary Techs | PWRWASINDWE | TotalAnnualMaxCapacityInvestment | 2026 | 0.0089446 | lid_floor_suppressed | 2026-07-10T11:17:52.349000
B_Optimised_VRE | Secondary Techs | PWRWASINDWE | TotalAnnualMaxCapacityInvestment | 2027 | 0.0086257 | lid_floor_suppressed | 2026-07-10T11:17:52.349000
B_Optimised_VRE | Secondary Techs | PWRWASINDWE | TotalAnnualMaxCapacityInvestment | 2028 | 0.0089368 | lid_floor_suppressed | 2026-07-10T11:17:52.349000
B_Optimised_VRE | Secondary Techs | PWRWASINDWE | TotalAnnualMaxCapacityInvestment | 2029 | 0.0076569 | lid_floor_suppressed | 2026-07-10T11:17:52.349000
B_Optimised_VRE | Secondary Techs | PWRWASINDWE | TotalAnnualMaxCapacityInvestment | 2030 | 0.0026754 | lid_floor_suppressed | 2026-07-10T11:17:52.349000
B_Optimised_VRE | Secondary Techs | PWRWASINDWE | TotalAnnualMaxCapacityInvestment | 2031 | 0.0021816 | lid_floor_suppressed | 2026-07-10T11:17:52.349000
B_Optimised_VRE | Secondary Techs | PWRWASINDWE | TotalAnnualMaxCapacityInvestment | 2032 | 0.0047846 | lid_floor_suppressed | 2026-07-10T11:17:52.349000
B_Optimised_VRE | Secondary Techs | PWRWASINDWE | TotalAnnualMaxCapacityInvestment | 2033 | 0.0044342 | lid_floor_suppressed | 2026-07-10T11:17:52.349000
B_Optimised_VRE | Secondary Techs | PWRWASINDWE | TotalAnnualMaxCapacityInvestment | 2034 | 0.0040838 | lid_floor_suppressed | 2026-07-10T11:17:52.349000
B_Optimised_VRE | Secondary Techs | PWRWASINDWE | TotalAnnualMaxCapacityInvestment | 2035 | 0.0037334 | lid_floor_suppressed | 2026-07-10T11:17:52.349000
B_Optimised_VRE | Secondary Techs | PWRWASINDWE | TotalAnnualMaxCapacityInvestment | 2036 | 0.003383 | lid_floor_suppressed | 2026-07-10T11:17:52.349000
B_Optimised_VRE | Secondary Techs | PWRWASINDWE | TotalAnnualMaxCapacityInvestment | 2037 | 0.0038092 | lid_floor_suppressed | 2026-07-10T11:17:52.349000
B_Optimised_VRE | Secondary Techs | PWRWASINDWE | TotalAnnualMaxCapacityInvestment | 2038 | 0.0034226 | lid_floor_suppressed | 2026-07-10T11:17:52.349000
B_Optimised_VRE | Secondary Techs | PWRWASINDWE | TotalAnnualMaxCapacityInvestment | 2039 | 0.0030361 | lid_floor_suppressed | 2026-07-10T11:17:52.349000
B_Optimised_VRE | Secondary Techs | PWRWASINDWE | TotalAnnualMaxCapacityInvestment | 2040 | 0.0026494 | lid_floor_suppressed | 2026-07-10T11:17:52.349000
B_Optimised_VRE | Secondary Techs | PWRWASINDWE | TotalAnnualMaxCapacityInvestment | 2041 | 0.0022628 | lid_floor_suppressed | 2026-07-10T11:17:52.349000
B_Optimised_VRE | Secondary Techs | PWRWASINDWE | TotalAnnualMaxCapacityInvestment | 2042 | 0.0027737 | lid_floor_suppressed | 2026-07-10T11:17:52.349000
B_Optimised_VRE | Secondary Techs | PWRWASINDWE | TotalAnnualMaxCapacityInvestment | 2043 | 0.0026584 | lid_floor_suppressed | 2026-07-10T11:17:52.349000
B_Optimised_VRE | Secondary Techs | PWRWASINDWE | TotalAnnualMaxCapacityInvestment | 2044 | 0.0029604 | lid_adequacy_scaled | 2026-07-10T11:17:52.349000
B_Optimised_VRE | Secondary Techs | PWRWASINDWE | TotalAnnualMaxCapacityInvestment | 2045 | 0.003538 | lid_adequacy_scaled | 2026-07-10T11:17:52.349000
B_Optimised_VRE | Secondary Techs | PWRWASINDWE | TotalAnnualMaxCapacityInvestment | 2046 | 0.0041939 | lid_adequacy_scaled | 2026-07-10T11:17:52.349000
B_Optimised_VRE | Secondary Techs | PWRWASINDWE | TotalAnnualMaxCapacityInvestment | 2047 | 0.0047462 | lid_adequacy_scaled | 2026-07-10T11:17:52.349000
B_Optimised_VRE | Secondary Techs | PWRWASINDWE | TotalAnnualMaxCapacityInvestment | 2048 | 0.0052171 | lid_adequacy_scaled | 2026-07-10T11:17:52.349000
B_Optimised_VRE | Secondary Techs | PWRWASINDWE | TotalAnnualMaxCapacityInvestment | 2049 | 0.0056214 | lid_adequacy_scaled | 2026-07-10T11:17:52.349000
B_Optimised_VRE | Secondary Techs | PWRWASINDWE | TotalAnnualMaxCapacityInvestment | 2050 | 0.0059687 | lid_adequacy_scaled | 2026-07-10T11:17:52.349000
B_Optimised_VRE | Secondary Techs | PWRNGSINDWE | TotalAnnualMaxCapacityInvestment | 2023 | 0.1 | lid_floor | 2026-07-10T11:17:52.349000
B_Optimised_VRE | Secondary Techs | PWRNGSINDWE | TotalAnnualMaxCapacityInvestment | 2024 | 0.66363 | lid_fill | 2026-07-10T11:17:52.349000
B_Optimised_VRE | Secondary Techs | PWRNGSINDWE | TotalAnnualMaxCapacityInvestment | 2025 | 0.72614 | lid_fill | 2026-07-10T11:17:52.349000
B_Optimised_VRE | Secondary Techs | PWRNGSINDWE | TotalAnnualMaxCapacityInvestment | 2026 | 0.8187 | lid_fill | 2026-07-10T11:17:52.349000
B_Optimised_VRE | Secondary Techs | PWRNGSINDWE | TotalAnnualMaxCapacityInvestment | 2027 | 0.78951 | lid_fill | 2026-07-10T11:17:52.349000
B_Optimised_VRE | Secondary Techs | PWRNGSINDWE | TotalAnnualMaxCapacityInvestment | 2028 | 0.98158 | lid_family_capped | 2026-07-10T11:17:52.349000
B_Optimised_VRE | Secondary Techs | PWRNGSINDWE | TotalAnnualMaxCapacityInvestment | 2029 | 0.84101 | lid_family_capped | 2026-07-10T11:17:52.349000
B_Optimised_VRE | Secondary Techs | PWRNGSINDWE | TotalAnnualMaxCapacityInvestment | 2030 | 0.29386 | lid_family_capped | 2026-07-10T11:17:52.349000
B_Optimised_VRE | Secondary Techs | PWRNGSINDWE | TotalAnnualMaxCapacityInvestment | 2031 | 0.23962 | lid_family_capped | 2026-07-10T11:17:52.349000
B_Optimised_VRE | Secondary Techs | PWRNGSINDWE | TotalAnnualMaxCapacityInvestment | 2032 | 0.52552 | lid_family_capped | 2026-07-10T11:17:52.349000
B_Optimised_VRE | Secondary Techs | PWRNGSINDWE | TotalAnnualMaxCapacityInvestment | 2033 | 0.48704 | lid_family_capped | 2026-07-10T11:17:52.349000
B_Optimised_VRE | Secondary Techs | PWRNGSINDWE | TotalAnnualMaxCapacityInvestment | 2034 | 0.44854 | lid_family_capped | 2026-07-10T11:17:52.349000
B_Optimised_VRE | Secondary Techs | PWRNGSINDWE | TotalAnnualMaxCapacityInvestment | 2035 | 0.41006 | lid_family_capped | 2026-07-10T11:17:52.349000
B_Optimised_VRE | Secondary Techs | PWRNGSINDWE | TotalAnnualMaxCapacityInvestment | 2036 | 0.37158 | lid_family_capped | 2026-07-10T11:17:52.349000
B_Optimised_VRE | Secondary Techs | PWRNGSINDWE | TotalAnnualMaxCapacityInvestment | 2037 | 0.41838 | lid_family_capped | 2026-07-10T11:17:52.349000
B_Optimised_VRE | Secondary Techs | PWRNGSINDWE | TotalAnnualMaxCapacityInvestment | 2038 | 0.37592 | lid_family_capped | 2026-07-10T11:17:52.349000
B_Optimised_VRE | Secondary Techs | PWRNGSINDWE | TotalAnnualMaxCapacityInvestment | 2039 | 0.33347 | lid_family_capped | 2026-07-10T11:17:52.349000
B_Optimised_VRE | Secondary Techs | PWRNGSINDWE | TotalAnnualMaxCapacityInvestment | 2040 | 0.291 | lid_family_capped | 2026-07-10T11:17:52.349000
B_Optimised_VRE | Secondary Techs | PWRNGSINDWE | TotalAnnualMaxCapacityInvestment | 2041 | 0.24854 | lid_family_capped | 2026-07-10T11:17:52.349000
B_Optimised_VRE | Secondary Techs | PWRNGSINDWE | TotalAnnualMaxCapacityInvestment | 2042 | 0.30465 | lid_family_capped | 2026-07-10T11:17:52.349000
B_Optimised_VRE | Secondary Techs | PWRNGSINDWE | TotalAnnualMaxCapacityInvestment | 2043 | 0.29198 | lid_family_capped | 2026-07-10T11:17:52.349000
B_Optimised_VRE | Secondary Techs | PWRNGSINDWE | TotalAnnualMaxCapacityInvestment | 2044 | 0.32516 | lid_adequacy_scaled | 2026-07-10T11:17:52.349000
B_Optimised_VRE | Secondary Techs | PWRNGSINDWE | TotalAnnualMaxCapacityInvestment | 2045 | 0.3886 | lid_adequacy_scaled | 2026-07-10T11:17:52.349000
B_Optimised_VRE | Secondary Techs | PWRNGSINDWE | TotalAnnualMaxCapacityInvestment | 2046 | 0.46064 | lid_adequacy_scaled | 2026-07-10T11:17:52.349000
B_Optimised_VRE | Secondary Techs | PWRNGSINDWE | TotalAnnualMaxCapacityInvestment | 2047 | 0.5213 | lid_adequacy_scaled | 2026-07-10T11:17:52.349000
B_Optimised_VRE | Secondary Techs | PWRNGSINDWE | TotalAnnualMaxCapacityInvestment | 2048 | 0.57302 | lid_adequacy_scaled | 2026-07-10T11:17:52.349000
B_Optimised_VRE | Secondary Techs | PWRNGSINDWE | TotalAnnualMaxCapacityInvestment | 2049 | 0.61743 | lid_adequacy_scaled | 2026-07-10T11:17:52.349000
B_Optimised_VRE | Secondary Techs | PWRNGSINDWE | TotalAnnualMaxCapacityInvestment | 2050 | 0.65557 | lid_adequacy_scaled | 2026-07-10T11:17:52.349000
B_Optimised_VRE | Secondary Techs | PWRHYDBGDXX | TotalAnnualMaxCapacityInvestment | 2023 | 0.1 | lid_floor | 2026-07-10T11:17:52.349000
B_Optimised_VRE | Secondary Techs | PWRHYDBGDXX | TotalAnnualMaxCapacityInvestment | 2024 | 0.1 | lid_floor | 2026-07-10T11:17:52.349000
B_Optimised_VRE | Secondary Techs | PWRHYDBGDXX | TotalAnnualMaxCapacityInvestment | 2025 | 0.1 | lid_floor | 2026-07-10T11:17:52.349000
B_Optimised_VRE | Secondary Techs | PWRHYDBGDXX | TotalAnnualMaxCapacityInvestment | 2026 | 0.1 | lid_floor | 2026-07-10T11:17:52.349000
B_Optimised_VRE | Secondary Techs | PWRHYDBGDXX | TotalAnnualMaxCapacityInvestment | 2027 | 0.1 | lid_floor | 2026-07-10T11:17:52.349000
B_Optimised_VRE | Secondary Techs | PWRHYDBGDXX | TotalAnnualMaxCapacityInvestment | 2028 | 0.1 | lid_floor | 2026-07-10T11:17:52.349000
B_Optimised_VRE | Secondary Techs | PWRHYDBGDXX | TotalAnnualMaxCapacityInvestment | 2029 | 0.1 | lid_floor | 2026-07-10T11:17:52.349000
B_Optimised_VRE | Secondary Techs | PWRHYDBGDXX | TotalAnnualMaxCapacityInvestment | 2030 | 0.1 | lid_floor | 2026-07-10T11:17:52.349000
B_Optimised_VRE | Secondary Techs | PWRHYDBGDXX | TotalAnnualMaxCapacityInvestment | 2031 | 0.1 | lid_floor | 2026-07-10T11:17:52.349000
B_Optimised_VRE | Secondary Techs | PWRHYDBGDXX | TotalAnnualMaxCapacityInvestment | 2032 | 0.1 | lid_floor | 2026-07-10T11:17:52.349000
B_Optimised_VRE | Secondary Techs | PWRHYDBGDXX | TotalAnnualMaxCapacityInvestment | 2033 | 0.1 | lid_floor | 2026-07-10T11:17:52.349000
B_Optimised_VRE | Secondary Techs | PWRHYDBGDXX | TotalAnnualMaxCapacityInvestment | 2034 | 0.1 | lid_floor | 2026-07-10T11:17:52.349000
B_Optimised_VRE | Secondary Techs | PWRHYDBGDXX | TotalAnnualMaxCapacityInvestment | 2035 | 0.1 | lid_floor | 2026-07-10T11:17:52.349000
B_Optimised_VRE | Secondary Techs | PWRHYDBGDXX | TotalAnnualMaxCapacityInvestment | 2036 | 0.1 | lid_floor | 2026-07-10T11:17:52.349000
B_Optimised_VRE | Secondary Techs | PWRHYDBGDXX | TotalAnnualMaxCapacityInvestment | 2037 | 0.1 | lid_floor | 2026-07-10T11:17:52.349000
B_Optimised_VRE | Secondary Techs | PWRHYDBGDXX | TotalAnnualMaxCapacityInvestment | 2038 | 0.1 | lid_floor | 2026-07-10T11:17:52.349000
B_Optimised_VRE | Secondary Techs | PWRHYDBGDXX | TotalAnnualMaxCapacityInvestment | 2039 | 0.1 | lid_floor | 2026-07-10T11:17:52.349000
B_Optimised_VRE | Secondary Techs | PWRHYDBGDXX | TotalAnnualMaxCapacityInvestment | 2040 | 0.1 | lid_floor | 2026-07-10T11:17:52.349000
B_Optimised_VRE | Secondary Techs | PWRHYDBGDXX | TotalAnnualMaxCapacityInvestment | 2041 | 0.1 | lid_floor | 2026-07-10T11:17:52.349000
B_Optimised_VRE | Secondary Techs | PWRHYDBGDXX | TotalAnnualMaxCapacityInvestment | 2042 | 0.18104 | lid_adequacy_scaled | 2026-07-10T11:17:52.349000
B_Optimised_VRE | Secondary Techs | PWRHYDBGDXX | TotalAnnualMaxCapacityInvestment | 2043 | 0.29424 | lid_adequacy_scaled | 2026-07-10T11:17:52.349000
B_Optimised_VRE | Secondary Techs | PWRHYDBGDXX | TotalAnnualMaxCapacityInvestment | 2044 | 0.42497 | lid_adequacy_scaled | 2026-07-10T11:17:52.349000
B_Optimised_VRE | Secondary Techs | PWRHYDBGDXX | TotalAnnualMaxCapacityInvestment | 2045 | 0.58277 | lid_adequacy_scaled | 2026-07-10T11:17:52.349000
B_Optimised_VRE | Secondary Techs | PWRHYDBGDXX | TotalAnnualMaxCapacityInvestment | 2046 | 0.7957 | lid_adequacy_scaled | 2026-07-10T11:17:52.349000
B_Optimised_VRE | Secondary Techs | PWRHYDBGDXX | TotalAnnualMaxCapacityInvestment | 2047 | 1.011 | lid_adequacy_scaled | 2026-07-10T11:17:52.349000
B_Optimised_VRE | Secondary Techs | PWRHYDBGDXX | TotalAnnualMaxCapacityInvestment | 2048 | 1.2063 | lid_adequacy_scaled | 2026-07-10T11:17:52.349000
B_Optimised_VRE | Secondary Techs | PWRHYDBGDXX | TotalAnnualMaxCapacityInvestment | 2049 | 1.392 | lid_adequacy_scaled | 2026-07-10T11:17:52.349000
B_Optimised_VRE | Secondary Techs | PWRHYDBGDXX | TotalAnnualMaxCapacityInvestment | 2050 | 1.5731 | lid_adequacy_scaled | 2026-07-10T11:17:52.349000
B_Optimised_VRE | Secondary Techs | PWRCSPINDNO | TotalAnnualMaxCapacityInvestment | 2023 | 0.1 | lid_floor | 2026-07-10T11:17:52.349000
B_Optimised_VRE | Secondary Techs | PWRCSPINDNO | TotalAnnualMaxCapacityInvestment | 2024 | 0.1 | lid_floor | 2026-07-10T11:17:52.349000
B_Optimised_VRE | Secondary Techs | PWRCSPINDNO | TotalAnnualMaxCapacityInvestment | 2025 | 0.1 | lid_floor | 2026-07-10T11:17:52.349000
B_Optimised_VRE | Secondary Techs | PWRCSPINDNO | TotalAnnualMaxCapacityInvestment | 2026 | 0.1 | lid_floor | 2026-07-10T11:17:52.349000
B_Optimised_VRE | Secondary Techs | PWRCSPINDNO | TotalAnnualMaxCapacityInvestment | 2027 | 0.1 | lid_floor | 2026-07-10T11:17:52.349000
B_Optimised_VRE | Secondary Techs | PWRCSPINDNO | TotalAnnualMaxCapacityInvestment | 2028 | 0.1 | lid_floor | 2026-07-10T11:17:52.349000
B_Optimised_VRE | Secondary Techs | PWRCSPINDNO | TotalAnnualMaxCapacityInvestment | 2029 | 0.1 | lid_floor | 2026-07-10T11:17:52.349000
B_Optimised_VRE | Secondary Techs | PWRCSPINDNO | TotalAnnualMaxCapacityInvestment | 2030 | 0.1 | lid_floor | 2026-07-10T11:17:52.349000
B_Optimised_VRE | Secondary Techs | PWRCSPINDNO | TotalAnnualMaxCapacityInvestment | 2031 | 0.1 | lid_floor | 2026-07-10T11:17:52.349000
B_Optimised_VRE | Secondary Techs | PWRCSPINDNO | TotalAnnualMaxCapacityInvestment | 2032 | 0.1 | lid_floor | 2026-07-10T11:17:52.349000
B_Optimised_VRE | Secondary Techs | PWRCSPINDNO | TotalAnnualMaxCapacityInvestment | 2033 | 0.1 | lid_floor | 2026-07-10T11:17:52.349000
B_Optimised_VRE | Secondary Techs | PWRCSPINDNO | TotalAnnualMaxCapacityInvestment | 2034 | 0.1 | lid_floor | 2026-07-10T11:17:52.349000
B_Optimised_VRE | Secondary Techs | PWRCSPINDNO | TotalAnnualMaxCapacityInvestment | 2035 | 0.1 | lid_floor | 2026-07-10T11:17:52.349000
B_Optimised_VRE | Secondary Techs | PWRCSPINDNO | TotalAnnualMaxCapacityInvestment | 2036 | 0.10757 | lid_relaxed | 2026-07-10T11:17:52.349000
B_Optimised_VRE | Secondary Techs | PWRCSPINDNO | TotalAnnualMaxCapacityInvestment | 2037 | 0.13073 | lid_relaxed | 2026-07-10T11:17:52.349000
B_Optimised_VRE | Secondary Techs | PWRCSPINDNO | TotalAnnualMaxCapacityInvestment | 2038 | 0.13703 | lid_relaxed | 2026-07-10T11:17:52.349000
B_Optimised_VRE | Secondary Techs | PWRCSPINDNO | TotalAnnualMaxCapacityInvestment | 2039 | 0.1419 | lid_relaxed | 2026-07-10T11:17:52.349000
B_Optimised_VRE | Secondary Techs | PWRCSPINDNO | TotalAnnualMaxCapacityInvestment | 2040 | 0.13134 | lid_relaxed | 2026-07-10T11:17:52.349000
B_Optimised_VRE | Secondary Techs | PWRCSPINDNO | TotalAnnualMaxCapacityInvestment | 2041 | 0.14955 | lid_relaxed | 2026-07-10T11:17:52.349000
B_Optimised_VRE | Secondary Techs | PWRCSPINDNO | TotalAnnualMaxCapacityInvestment | 2042 | 0.18958 | lid_relaxed | 2026-07-10T11:17:52.349000
B_Optimised_VRE | Secondary Techs | PWRCSPINDNO | TotalAnnualMaxCapacityInvestment | 2043 | 0.20724 | lid_relaxed | 2026-07-10T11:17:52.349000
B_Optimised_VRE | Secondary Techs | PWRCSPINDNO | TotalAnnualMaxCapacityInvestment | 2044 | 0.21816 | lid_relaxed | 2026-07-10T11:17:52.349000
B_Optimised_VRE | Secondary Techs | PWRCSPINDNO | TotalAnnualMaxCapacityInvestment | 2045 | 0.22366 | lid_relaxed | 2026-07-10T11:17:52.349000
B_Optimised_VRE | Secondary Techs | PWRCSPINDNO | TotalAnnualMaxCapacityInvestment | 2046 | 0.27417 | lid_relaxed | 2026-07-10T11:17:52.349000
B_Optimised_VRE | Secondary Techs | PWRCSPINDNO | TotalAnnualMaxCapacityInvestment | 2047 | 0.30723 | lid_relaxed | 2026-07-10T11:17:52.349000
B_Optimised_VRE | Secondary Techs | PWRCSPINDNO | TotalAnnualMaxCapacityInvestment | 2048 | 0.35447 | lid_adequacy_scaled | 2026-07-10T11:17:52.349000
B_Optimised_VRE | Secondary Techs | PWRCSPINDNO | TotalAnnualMaxCapacityInvestment | 2049 | 0.42487 | lid_adequacy_scaled | 2026-07-10T11:17:52.349000
B_Optimised_VRE | Secondary Techs | PWRCSPINDNO | TotalAnnualMaxCapacityInvestment | 2050 | 0.49846 | lid_adequacy_scaled | 2026-07-10T11:17:52.349000
B_Optimised_VRE | Secondary Techs | PWRSDSNPLXX | TotalAnnualMaxCapacityInvestment | 2023 | 9999 | exempt_maxcap_uncapped | 2026-07-10T11:17:52.349000
B_Optimised_VRE | Secondary Techs | PWRSDSNPLXX | TotalAnnualMaxCapacityInvestment | 2024 | 9999 | exempt_maxcap_uncapped | 2026-07-10T11:17:52.349000
B_Optimised_VRE | Secondary Techs | PWRSDSNPLXX | TotalAnnualMaxCapacityInvestment | 2025 | 9999 | exempt_maxcap_uncapped | 2026-07-10T11:17:52.349000
B_Optimised_VRE | Secondary Techs | PWRSDSNPLXX | TotalAnnualMaxCapacityInvestment | 2026 | 9999 | exempt_maxcap_uncapped | 2026-07-10T11:17:52.349000
B_Optimised_VRE | Secondary Techs | PWRSDSNPLXX | TotalAnnualMaxCapacityInvestment | 2027 | 9999 | exempt_maxcap_uncapped | 2026-07-10T11:17:52.349000
B_Optimised_VRE | Secondary Techs | PWRSDSNPLXX | TotalAnnualMaxCapacityInvestment | 2028 | 9999 | exempt_maxcap_uncapped | 2026-07-10T11:17:52.349000
B_Optimised_VRE | Secondary Techs | PWRSDSNPLXX | TotalAnnualMaxCapacityInvestment | 2029 | 9999 | exempt_maxcap_uncapped | 2026-07-10T11:17:52.349000
B_Optimised_VRE | Secondary Techs | PWRSDSNPLXX | TotalAnnualMaxCapacityInvestment | 2030 | 9999 | exempt_maxcap_uncapped | 2026-07-10T11:17:52.349000
B_Optimised_VRE | Secondary Techs | PWRSDSNPLXX | TotalAnnualMaxCapacityInvestment | 2031 | 9999 | exempt_maxcap_uncapped | 2026-07-10T11:17:52.349000
B_Optimised_VRE | Secondary Techs | PWRSDSNPLXX | TotalAnnualMaxCapacityInvestment | 2032 | 9999 | exempt_maxcap_uncapped | 2026-07-10T11:17:52.349000
B_Optimised_VRE | Secondary Techs | PWRSDSNPLXX | TotalAnnualMaxCapacityInvestment | 2033 | 9999 | exempt_maxcap_uncapped | 2026-07-10T11:17:52.349000
B_Optimised_VRE | Secondary Techs | PWRSDSNPLXX | TotalAnnualMaxCapacityInvestment | 2034 | 9999 | exempt_maxcap_uncapped | 2026-07-10T11:17:52.349000
B_Optimised_VRE | Secondary Techs | PWRSDSNPLXX | TotalAnnualMaxCapacityInvestment | 2035 | 9999 | exempt_maxcap_uncapped | 2026-07-10T11:17:52.349000
B_Optimised_VRE | Secondary Techs | PWRSDSNPLXX | TotalAnnualMaxCapacityInvestment | 2036 | 9999 | exempt_maxcap_uncapped | 2026-07-10T11:17:52.349000
B_Optimised_VRE | Secondary Techs | PWRSDSNPLXX | TotalAnnualMaxCapacityInvestment | 2037 | 9999 | exempt_maxcap_uncapped | 2026-07-10T11:17:52.349000
B_Optimised_VRE | Secondary Techs | PWRSDSNPLXX | TotalAnnualMaxCapacityInvestment | 2038 | 9999 | exempt_maxcap_uncapped | 2026-07-10T11:17:52.349000
B_Optimised_VRE | Secondary Techs | PWRSDSNPLXX | TotalAnnualMaxCapacityInvestment | 2039 | 9999 | exempt_maxcap_uncapped | 2026-07-10T11:17:52.349000
B_Optimised_VRE | Secondary Techs | PWRSDSNPLXX | TotalAnnualMaxCapacityInvestment | 2040 | 9999 | exempt_maxcap_uncapped | 2026-07-10T11:17:52.349000
B_Optimised_VRE | Secondary Techs | PWRSDSNPLXX | TotalAnnualMaxCapacityInvestment | 2041 | 9999 | exempt_maxcap_uncapped | 2026-07-10T11:17:52.349000
B_Optimised_VRE | Secondary Techs | PWRSDSNPLXX | TotalAnnualMaxCapacityInvestment | 2042 | 9999 | exempt_maxcap_uncapped | 2026-07-10T11:17:52.349000
B_Optimised_VRE | Secondary Techs | PWRSDSNPLXX | TotalAnnualMaxCapacityInvestment | 2043 | 9999 | exempt_maxcap_uncapped | 2026-07-10T11:17:52.349000
B_Optimised_VRE | Secondary Techs | PWRSDSNPLXX | TotalAnnualMaxCapacityInvestment | 2044 | 9999 | exempt_maxcap_uncapped | 2026-07-10T11:17:52.349000
B_Optimised_VRE | Secondary Techs | PWRSDSNPLXX | TotalAnnualMaxCapacityInvestment | 2045 | 9999 | exempt_maxcap_uncapped | 2026-07-10T11:17:52.349000
B_Optimised_VRE | Secondary Techs | PWRSDSNPLXX | TotalAnnualMaxCapacityInvestment | 2046 | 9999 | exempt_maxcap_uncapped | 2026-07-10T11:17:52.349000
B_Optimised_VRE | Secondary Techs | PWRSDSNPLXX | TotalAnnualMaxCapacityInvestment | 2047 | 9999 | exempt_maxcap_uncapped | 2026-07-10T11:17:52.349000
B_Optimised_VRE | Secondary Techs | PWRSDSNPLXX | TotalAnnualMaxCapacityInvestment | 2048 | 9999 | exempt_maxcap_uncapped | 2026-07-10T11:17:52.349000
B_Optimised_VRE | Secondary Techs | PWRSDSNPLXX | TotalAnnualMaxCapacityInvestment | 2049 | 9999 | exempt_maxcap_uncapped | 2026-07-10T11:17:52.349000
B_Optimised_VRE | Secondary Techs | PWRSDSNPLXX | TotalAnnualMaxCapacityInvestment | 2050 | 9999 | exempt_maxcap_uncapped | 2026-07-10T11:17:52.349000
B_Optimised_VRE | Secondary Techs | PWRSDSNPLXX | TotalAnnualMaxCapacityInvestment | 2023 | 9999 | exempt_uncapped | 2026-07-10T11:17:52.349000
B_Optimised_VRE | Secondary Techs | PWRSDSNPLXX | TotalAnnualMaxCapacityInvestment | 2024 | 9999 | exempt_uncapped | 2026-07-10T11:17:52.349000
B_Optimised_VRE | Secondary Techs | PWRSDSNPLXX | TotalAnnualMaxCapacityInvestment | 2025 | 9999 | exempt_uncapped | 2026-07-10T11:17:52.349000
B_Optimised_VRE | Secondary Techs | PWRSDSNPLXX | TotalAnnualMaxCapacityInvestment | 2026 | 9999 | exempt_uncapped | 2026-07-10T11:17:52.349000
B_Optimised_VRE | Secondary Techs | PWRSDSNPLXX | TotalAnnualMaxCapacityInvestment | 2027 | 9999 | exempt_uncapped | 2026-07-10T11:17:52.349000
B_Optimised_VRE | Secondary Techs | PWRSDSNPLXX | TotalAnnualMaxCapacityInvestment | 2028 | 9999 | exempt_uncapped | 2026-07-10T11:17:52.349000
B_Optimised_VRE | Secondary Techs | PWRSDSNPLXX | TotalAnnualMaxCapacityInvestment | 2029 | 9999 | exempt_uncapped | 2026-07-10T11:17:52.349000
B_Optimised_VRE | Secondary Techs | PWRSDSNPLXX | TotalAnnualMaxCapacityInvestment | 2030 | 9999 | exempt_uncapped | 2026-07-10T11:17:52.349000
B_Optimised_VRE | Secondary Techs | PWRSDSNPLXX | TotalAnnualMaxCapacityInvestment | 2031 | 9999 | exempt_uncapped | 2026-07-10T11:17:52.349000
B_Optimised_VRE | Secondary Techs | PWRSDSNPLXX | TotalAnnualMaxCapacityInvestment | 2032 | 9999 | exempt_uncapped | 2026-07-10T11:17:52.349000
B_Optimised_VRE | Secondary Techs | PWRSDSNPLXX | TotalAnnualMaxCapacityInvestment | 2033 | 9999 | exempt_uncapped | 2026-07-10T11:17:52.349000
B_Optimised_VRE | Secondary Techs | PWRSDSNPLXX | TotalAnnualMaxCapacityInvestment | 2034 | 9999 | exempt_uncapped | 2026-07-10T11:17:52.349000
B_Optimised_VRE | Secondary Techs | PWRSDSNPLXX | TotalAnnualMaxCapacityInvestment | 2035 | 9999 | exempt_uncapped | 2026-07-10T11:17:52.349000
B_Optimised_VRE | Secondary Techs | PWRSDSNPLXX | TotalAnnualMaxCapacityInvestment | 2036 | 9999 | exempt_uncapped | 2026-07-10T11:17:52.349000
B_Optimised_VRE | Secondary Techs | PWRSDSNPLXX | TotalAnnualMaxCapacityInvestment | 2037 | 9999 | exempt_uncapped | 2026-07-10T11:17:52.349000
B_Optimised_VRE | Secondary Techs | PWRSDSNPLXX | TotalAnnualMaxCapacityInvestment | 2038 | 9999 | exempt_uncapped | 2026-07-10T11:17:52.349000
B_Optimised_VRE | Secondary Techs | PWRSDSNPLXX | TotalAnnualMaxCapacityInvestment | 2039 | 9999 | exempt_uncapped | 2026-07-10T11:17:52.349000
B_Optimised_VRE | Secondary Techs | PWRSDSNPLXX | TotalAnnualMaxCapacityInvestment | 2040 | 9999 | exempt_uncapped | 2026-07-10T11:17:52.349000
B_Optimised_VRE | Secondary Techs | PWRSDSNPLXX | TotalAnnualMaxCapacityInvestment | 2041 | 9999 | exempt_uncapped | 2026-07-10T11:17:52.349000
B_Optimised_VRE | Secondary Techs | PWRSDSNPLXX | TotalAnnualMaxCapacityInvestment | 2042 | 9999 | exempt_uncapped | 2026-07-10T11:17:52.349000
B_Optimised_VRE | Secondary Techs | PWRSDSNPLXX | TotalAnnualMaxCapacityInvestment | 2043 | 9999 | exempt_uncapped | 2026-07-10T11:17:52.349000
B_Optimised_VRE | Secondary Techs | PWRSDSNPLXX | TotalAnnualMaxCapacityInvestment | 2044 | 9999 | exempt_uncapped | 2026-07-10T11:17:52.349000
B_Optimised_VRE | Secondary Techs | PWRSDSNPLXX | TotalAnnualMaxCapacityInvestment | 2045 | 9999 | exempt_uncapped | 2026-07-10T11:17:52.349000
B_Optimised_VRE | Secondary Techs | PWRSDSNPLXX | TotalAnnualMaxCapacityInvestment | 2046 | 9999 | exempt_uncapped | 2026-07-10T11:17:52.349000
B_Optimised_VRE | Secondary Techs | PWRSDSNPLXX | TotalAnnualMaxCapacityInvestment | 2047 | 9999 | exempt_uncapped | 2026-07-10T11:17:52.349000
B_Optimised_VRE | Secondary Techs | PWRSDSNPLXX | TotalAnnualMaxCapacityInvestment | 2048 | 9999 | exempt_uncapped | 2026-07-10T11:17:52.349000
B_Optimised_VRE | Secondary Techs | PWRSDSNPLXX | TotalAnnualMaxCapacityInvestment | 2049 | 9999 | exempt_uncapped | 2026-07-10T11:17:52.349000
B_Optimised_VRE | Secondary Techs | PWRSDSNPLXX | TotalAnnualMaxCapacityInvestment | 2050 | 9999 | exempt_uncapped | 2026-07-10T11:17:52.349000
B_Optimised_VRE | Secondary Techs | PWRNGSLKAXX | TotalAnnualMaxCapacityInvestment | 2023 | 0.1 | lid_floor | 2026-07-10T11:17:52.349000
B_Optimised_VRE | Secondary Techs | PWRNGSLKAXX | TotalAnnualMaxCapacityInvestment | 2024 | 0.1 | lid_floor | 2026-07-10T11:17:52.349000
B_Optimised_VRE | Secondary Techs | PWRNGSLKAXX | TotalAnnualMaxCapacityInvestment | 2025 | 0.23735 | untie_min_inv | 2026-07-10T11:17:52.349000
B_Optimised_VRE | Secondary Techs | PWRNGSLKAXX | TotalAnnualMaxCapacityInvestment | 2026 | 0.3535 | untie_min_inv | 2026-07-10T11:17:52.349000
B_Optimised_VRE | Secondary Techs | PWRNGSLKAXX | TotalAnnualMaxCapacityInvestment | 2027 | 0.11615 | untie_min_inv | 2026-07-10T11:17:52.349000
B_Optimised_VRE | Secondary Techs | PWRNGSLKAXX | TotalAnnualMaxCapacityInvestment | 2028 | 0.202 | untie_min_inv | 2026-07-10T11:17:52.349000
B_Optimised_VRE | Secondary Techs | PWRNGSLKAXX | TotalAnnualMaxCapacityInvestment | 2029 | 0.1 | lid_floor | 2026-07-10T11:17:52.349000
B_Optimised_VRE | Secondary Techs | PWRNGSLKAXX | TotalAnnualMaxCapacityInvestment | 2030 | 0.1313 | untie_min_inv | 2026-07-10T11:17:52.349000
B_Optimised_VRE | Secondary Techs | PWRNGSLKAXX | TotalAnnualMaxCapacityInvestment | 2031 | 0.101 | untie_min_inv | 2026-07-10T11:17:52.349000
B_Optimised_VRE | Secondary Techs | PWRNGSLKAXX | TotalAnnualMaxCapacityInvestment | 2032 | 0.1 | lid_floor | 2026-07-10T11:17:52.349000
B_Optimised_VRE | Secondary Techs | PWRNGSLKAXX | TotalAnnualMaxCapacityInvestment | 2033 | 0.1 | lid_floor | 2026-07-10T11:17:52.349000
B_Optimised_VRE | Secondary Techs | PWRNGSLKAXX | TotalAnnualMaxCapacityInvestment | 2034 | 0.1 | lid_floor | 2026-07-10T11:17:52.349000
B_Optimised_VRE | Secondary Techs | PWRNGSLKAXX | TotalAnnualMaxCapacityInvestment | 2035 | 0.303 | untie_min_inv | 2026-07-10T11:17:52.349000
B_Optimised_VRE | Secondary Techs | PWRNGSLKAXX | TotalAnnualMaxCapacityInvestment | 2036 | 0.202 | untie_min_inv | 2026-07-10T11:17:52.349000
B_Optimised_VRE | Secondary Techs | PWRNGSLKAXX | TotalAnnualMaxCapacityInvestment | 2037 | 0.202 | untie_min_inv | 2026-07-10T11:17:52.349000
B_Optimised_VRE | Secondary Techs | PWRNGSLKAXX | TotalAnnualMaxCapacityInvestment | 2038 | 0.202 | untie_min_inv | 2026-07-10T11:17:52.349000
B_Optimised_VRE | Secondary Techs | PWRNGSLKAXX | TotalAnnualMaxCapacityInvestment | 2039 | 0.202 | untie_min_inv | 2026-07-10T11:17:52.349000
B_Optimised_VRE | Secondary Techs | PWRNGSLKAXX | TotalAnnualMaxCapacityInvestment | 2040 | 0.202 | untie_min_inv | 2026-07-10T11:17:52.349000
B_Optimised_VRE | Secondary Techs | PWRNGSLKAXX | TotalAnnualMaxCapacityInvestment | 2041 | 0.1 | lid_floor | 2026-07-10T11:17:52.349000
B_Optimised_VRE | Secondary Techs | PWRNGSLKAXX | TotalAnnualMaxCapacityInvestment | 2042 | 0.1 | lid_floor | 2026-07-10T11:17:52.349000
B_Optimised_VRE | Secondary Techs | PWRNGSLKAXX | TotalAnnualMaxCapacityInvestment | 2043 | 0.1 | lid_floor | 2026-07-10T11:17:52.349000
B_Optimised_VRE | Secondary Techs | PWRNGSLKAXX | TotalAnnualMaxCapacityInvestment | 2044 | 0.202 | untie_min_inv | 2026-07-10T11:17:52.349000
B_Optimised_VRE | Secondary Techs | PWRNGSLKAXX | TotalAnnualMaxCapacityInvestment | 2045 | 0.1 | lid_floor | 2026-07-10T11:17:52.349000
B_Optimised_VRE | Secondary Techs | PWRNGSLKAXX | TotalAnnualMaxCapacityInvestment | 2046 | 0.1 | lid_floor | 2026-07-10T11:17:52.349000
B_Optimised_VRE | Secondary Techs | PWRNGSLKAXX | TotalAnnualMaxCapacityInvestment | 2047 | 0.1 | lid_floor | 2026-07-10T11:17:52.349000
B_Optimised_VRE | Secondary Techs | PWRNGSLKAXX | TotalAnnualMaxCapacityInvestment | 2048 | 0.1 | lid_floor | 2026-07-10T11:17:52.349000
B_Optimised_VRE | Secondary Techs | PWRNGSLKAXX | TotalAnnualMaxCapacityInvestment | 2049 | 0.1 | lid_floor | 2026-07-10T11:17:52.349000
B_Optimised_VRE | Secondary Techs | PWRNGSLKAXX | TotalAnnualMaxCapacityInvestment | 2050 | 0.1 | lid_floor | 2026-07-10T11:17:52.349000
B_Optimised_VRE | Secondary Techs | PWROILINDNE | TotalAnnualMaxCapacityInvestment | 2023 | 0.1 | lid_floor | 2026-07-10T11:17:52.349000
B_Optimised_VRE | Secondary Techs | PWROILINDNE | TotalAnnualMaxCapacityInvestment | 2024 | 0.1 | lid_floor | 2026-07-10T11:17:52.349000
B_Optimised_VRE | Secondary Techs | PWROILINDNE | TotalAnnualMaxCapacityInvestment | 2025 | 0.1 | lid_floor | 2026-07-10T11:17:52.349000
B_Optimised_VRE | Secondary Techs | PWROILINDNE | TotalAnnualMaxCapacityInvestment | 2026 | 0.1 | lid_floor | 2026-07-10T11:17:52.349000
B_Optimised_VRE | Secondary Techs | PWROILINDNE | TotalAnnualMaxCapacityInvestment | 2027 | 0.1 | lid_floor | 2026-07-10T11:17:52.349000
B_Optimised_VRE | Secondary Techs | PWROILINDNE | TotalAnnualMaxCapacityInvestment | 2028 | 0.1 | lid_floor | 2026-07-10T11:17:52.349000
B_Optimised_VRE | Secondary Techs | PWROILINDNE | TotalAnnualMaxCapacityInvestment | 2029 | 0.1 | lid_floor | 2026-07-10T11:17:52.349000
B_Optimised_VRE | Secondary Techs | PWROILINDNE | TotalAnnualMaxCapacityInvestment | 2030 | 0.1 | lid_floor | 2026-07-10T11:17:52.349000
B_Optimised_VRE | Secondary Techs | PWROILINDNE | TotalAnnualMaxCapacityInvestment | 2031 | 0.1 | lid_floor | 2026-07-10T11:17:52.349000
B_Optimised_VRE | Secondary Techs | PWROILINDNE | TotalAnnualMaxCapacityInvestment | 2032 | 0.1 | lid_floor | 2026-07-10T11:17:52.349000
B_Optimised_VRE | Secondary Techs | PWROILINDNE | TotalAnnualMaxCapacityInvestment | 2033 | 0.1 | lid_floor | 2026-07-10T11:17:52.349000
B_Optimised_VRE | Secondary Techs | PWROILINDNE | TotalAnnualMaxCapacityInvestment | 2034 | 0.1 | lid_floor | 2026-07-10T11:17:52.349000
B_Optimised_VRE | Secondary Techs | PWROILINDNE | TotalAnnualMaxCapacityInvestment | 2035 | 0.1 | lid_floor | 2026-07-10T11:17:52.349000
B_Optimised_VRE | Secondary Techs | PWROILINDNE | TotalAnnualMaxCapacityInvestment | 2036 | 0.1 | lid_floor | 2026-07-10T11:17:52.349000
B_Optimised_VRE | Secondary Techs | PWROILINDNE | TotalAnnualMaxCapacityInvestment | 2037 | 0.1 | lid_floor | 2026-07-10T11:17:52.349000
B_Optimised_VRE | Secondary Techs | PWROILINDNE | TotalAnnualMaxCapacityInvestment | 2038 | 0.1 | lid_floor | 2026-07-10T11:17:52.349000
B_Optimised_VRE | Secondary Techs | PWROILINDNE | TotalAnnualMaxCapacityInvestment | 2039 | 0.1 | lid_floor | 2026-07-10T11:17:52.349000
B_Optimised_VRE | Secondary Techs | PWROILINDNE | TotalAnnualMaxCapacityInvestment | 2040 | 0.1 | lid_floor | 2026-07-10T11:17:52.349000
B_Optimised_VRE | Secondary Techs | PWROILINDNE | TotalAnnualMaxCapacityInvestment | 2041 | 0.1 | lid_floor | 2026-07-10T11:17:52.349000
B_Optimised_VRE | Secondary Techs | PWROILINDNE | TotalAnnualMaxCapacityInvestment | 2042 | 0.1 | lid_floor | 2026-07-10T11:17:52.349000
B_Optimised_VRE | Secondary Techs | PWROILINDNE | TotalAnnualMaxCapacityInvestment | 2043 | 0.1 | lid_floor | 2026-07-10T11:17:52.349000
B_Optimised_VRE | Secondary Techs | PWROILINDNE | TotalAnnualMaxCapacityInvestment | 2044 | 0.1 | lid_floor | 2026-07-10T11:17:52.349000
B_Optimised_VRE | Secondary Techs | PWROILINDNE | TotalAnnualMaxCapacityInvestment | 2045 | 0.1 | lid_floor | 2026-07-10T11:17:52.349000
B_Optimised_VRE | Secondary Techs | PWROILINDNE | TotalAnnualMaxCapacityInvestment | 2046 | 0.12181 | lid_adequacy_scaled | 2026-07-10T11:17:52.349000
B_Optimised_VRE | Secondary Techs | PWROILINDNE | TotalAnnualMaxCapacityInvestment | 2047 | 0.14878 | lid_adequacy_scaled | 2026-07-10T11:17:52.349000
B_Optimised_VRE | Secondary Techs | PWROILINDNE | TotalAnnualMaxCapacityInvestment | 2048 | 0.17556 | lid_adequacy_scaled | 2026-07-10T11:17:52.349000
B_Optimised_VRE | Secondary Techs | PWROILINDNE | TotalAnnualMaxCapacityInvestment | 2049 | 0.20238 | lid_adequacy_scaled | 2026-07-10T11:17:52.349000
B_Optimised_VRE | Secondary Techs | PWROILINDNE | TotalAnnualMaxCapacityInvestment | 2050 | 0.22931 | lid_adequacy_scaled | 2026-07-10T11:17:52.349000
B_Optimised_VRE | Secondary Techs | PWRCOAINDNE | TotalAnnualMaxCapacityInvestment | 2023 | 0 | lid_floor_suppressed | 2026-07-10T11:17:52.349000
B_Optimised_VRE | Secondary Techs | PWRCOAINDNE | TotalAnnualMaxCapacityInvestment | 2024 | 0.043916 | lid_floor_suppressed | 2026-07-10T11:17:52.349000
B_Optimised_VRE | Secondary Techs | PWRCOAINDNE | TotalAnnualMaxCapacityInvestment | 2025 | 0.046696 | lid_floor_suppressed | 2026-07-10T11:17:52.349000
B_Optimised_VRE | Secondary Techs | PWRCOAINDNE | TotalAnnualMaxCapacityInvestment | 2026 | 0.051246 | lid_floor_suppressed | 2026-07-10T11:17:52.349000
B_Optimised_VRE | Secondary Techs | PWRCOAINDNE | TotalAnnualMaxCapacityInvestment | 2027 | 0.051442 | lid_floor_suppressed | 2026-07-10T11:17:52.349000
B_Optimised_VRE | Secondary Techs | PWRCOAINDNE | TotalAnnualMaxCapacityInvestment | 2028 | 0.054108 | lid_floor_suppressed | 2026-07-10T11:17:52.349000
B_Optimised_VRE | Secondary Techs | PWRCOAINDNE | TotalAnnualMaxCapacityInvestment | 2029 | 0.042873 | lid_floor_suppressed | 2026-07-10T11:17:52.349000
B_Optimised_VRE | Secondary Techs | PWRCOAINDNE | TotalAnnualMaxCapacityInvestment | 2030 | 0.037963 | lid_floor_suppressed | 2026-07-10T11:17:52.349000
B_Optimised_VRE | Secondary Techs | PWRCOAINDNE | TotalAnnualMaxCapacityInvestment | 2031 | 0.035243 | lid_floor_suppressed | 2026-07-10T11:17:52.349000
B_Optimised_VRE | Secondary Techs | PWRCOAINDNE | TotalAnnualMaxCapacityInvestment | 2032 | 0.043799 | lid_floor_suppressed | 2026-07-10T11:17:52.349000
B_Optimised_VRE | Secondary Techs | PWRCOAINDNE | TotalAnnualMaxCapacityInvestment | 2033 | 0.041767 | lid_floor_suppressed | 2026-07-10T11:17:52.349000
B_Optimised_VRE | Secondary Techs | PWRCOAINDNE | TotalAnnualMaxCapacityInvestment | 2034 | 0.039736 | lid_floor_suppressed | 2026-07-10T11:17:52.349000
B_Optimised_VRE | Secondary Techs | PWRCOAINDNE | TotalAnnualMaxCapacityInvestment | 2035 | 0.037704 | lid_floor_suppressed | 2026-07-10T11:17:52.349000
B_Optimised_VRE | Secondary Techs | PWRCOAINDNE | TotalAnnualMaxCapacityInvestment | 2036 | 0.035672 | lid_floor_suppressed | 2026-07-10T11:17:52.349000
B_Optimised_VRE | Secondary Techs | PWRCOAINDNE | TotalAnnualMaxCapacityInvestment | 2037 | 0.043465 | lid_floor_suppressed | 2026-07-10T11:17:52.349000
B_Optimised_VRE | Secondary Techs | PWRCOAINDNE | TotalAnnualMaxCapacityInvestment | 2038 | 0.041084 | lid_floor_suppressed | 2026-07-10T11:17:52.349000
B_Optimised_VRE | Secondary Techs | PWRCOAINDNE | TotalAnnualMaxCapacityInvestment | 2039 | 0.038694 | lid_floor_suppressed | 2026-07-10T11:17:52.349000
B_Optimised_VRE | Secondary Techs | PWRCOAINDNE | TotalAnnualMaxCapacityInvestment | 2040 | 0.036322 | lid_floor_suppressed | 2026-07-10T11:17:52.349000
B_Optimised_VRE | Secondary Techs | PWRCOAINDNE | TotalAnnualMaxCapacityInvestment | 2041 | 0.033941 | lid_floor_suppressed | 2026-07-10T11:17:52.349000
B_Optimised_VRE | Secondary Techs | PWRCOAINDNE | TotalAnnualMaxCapacityInvestment | 2042 | 0.040275 | lid_floor_suppressed | 2026-07-10T11:17:52.349000
B_Optimised_VRE | Secondary Techs | PWRCOAINDNE | TotalAnnualMaxCapacityInvestment | 2043 | 0.040709 | lid_floor_suppressed | 2026-07-10T11:17:52.349000
B_Optimised_VRE | Secondary Techs | PWRCOAINDNE | TotalAnnualMaxCapacityInvestment | 2044 | 0.041102 | lid_floor_suppressed | 2026-07-10T11:17:52.349000
B_Optimised_VRE | Secondary Techs | PWRCOAINDNE | TotalAnnualMaxCapacityInvestment | 2045 | 0.04145 | lid_floor_suppressed | 2026-07-10T11:17:52.349000
B_Optimised_VRE | Secondary Techs | PWRCOAINDNE | TotalAnnualMaxCapacityInvestment | 2046 | 0.050832 | lid_adequacy_scaled | 2026-07-10T11:17:52.349000
B_Optimised_VRE | Secondary Techs | PWRCOAINDNE | TotalAnnualMaxCapacityInvestment | 2047 | 0.062417 | lid_adequacy_scaled | 2026-07-10T11:17:52.349000
B_Optimised_VRE | Secondary Techs | PWRCOAINDNE | TotalAnnualMaxCapacityInvestment | 2048 | 0.073941 | lid_adequacy_scaled | 2026-07-10T11:17:52.349000
B_Optimised_VRE | Secondary Techs | PWRCOAINDNE | TotalAnnualMaxCapacityInvestment | 2049 | 0.085385 | lid_adequacy_scaled | 2026-07-10T11:17:52.349000
B_Optimised_VRE | Secondary Techs | PWRCOAINDNE | TotalAnnualMaxCapacityInvestment | 2050 | 0.096745 | lid_adequacy_scaled | 2026-07-10T11:17:52.349000
B_Optimised_VRE | Secondary Techs | PWRURNBGDXX | TotalAnnualMaxCapacityInvestment | 2023 | 0.1 | lid_floor | 2026-07-10T11:17:52.349000
B_Optimised_VRE | Secondary Techs | PWRURNBGDXX | TotalAnnualMaxCapacityInvestment | 2024 | 1.212 | untie_min_inv | 2026-07-10T11:17:52.349000
B_Optimised_VRE | Secondary Techs | PWRURNBGDXX | TotalAnnualMaxCapacityInvestment | 2025 | 1.212 | untie_min_inv | 2026-07-10T11:17:52.349000
B_Optimised_VRE | Secondary Techs | PWRURNBGDXX | TotalAnnualMaxCapacityInvestment | 2026 | 0.1 | lid_floor | 2026-07-10T11:17:52.349000
B_Optimised_VRE | Secondary Techs | PWRURNBGDXX | TotalAnnualMaxCapacityInvestment | 2027 | 0.1 | lid_floor | 2026-07-10T11:17:52.349000
B_Optimised_VRE | Secondary Techs | PWRURNBGDXX | TotalAnnualMaxCapacityInvestment | 2028 | 0.1 | lid_floor | 2026-07-10T11:17:52.349000
B_Optimised_VRE | Secondary Techs | PWRURNBGDXX | TotalAnnualMaxCapacityInvestment | 2029 | 0.1 | lid_floor | 2026-07-10T11:17:52.349000
B_Optimised_VRE | Secondary Techs | PWRURNBGDXX | TotalAnnualMaxCapacityInvestment | 2030 | 0.1 | lid_floor | 2026-07-10T11:17:52.349000
B_Optimised_VRE | Secondary Techs | PWRURNBGDXX | TotalAnnualMaxCapacityInvestment | 2031 | 0.1 | lid_floor | 2026-07-10T11:17:52.349000
B_Optimised_VRE | Secondary Techs | PWRURNBGDXX | TotalAnnualMaxCapacityInvestment | 2032 | 0.1 | lid_floor | 2026-07-10T11:17:52.349000
B_Optimised_VRE | Secondary Techs | PWRURNBGDXX | TotalAnnualMaxCapacityInvestment | 2033 | 0.1 | lid_floor | 2026-07-10T11:17:52.349000
B_Optimised_VRE | Secondary Techs | PWRURNBGDXX | TotalAnnualMaxCapacityInvestment | 2034 | 0.1 | lid_floor | 2026-07-10T11:17:52.349000
B_Optimised_VRE | Secondary Techs | PWRURNBGDXX | TotalAnnualMaxCapacityInvestment | 2035 | 0.1 | lid_floor | 2026-07-10T11:17:52.349000
B_Optimised_VRE | Secondary Techs | PWRURNBGDXX | TotalAnnualMaxCapacityInvestment | 2036 | 0.1 | lid_floor | 2026-07-10T11:17:52.349000
B_Optimised_VRE | Secondary Techs | PWRURNBGDXX | TotalAnnualMaxCapacityInvestment | 2037 | 0.1 | lid_floor | 2026-07-10T11:17:52.349000
B_Optimised_VRE | Secondary Techs | PWRURNBGDXX | TotalAnnualMaxCapacityInvestment | 2038 | 0.1 | lid_floor | 2026-07-10T11:17:52.349000
B_Optimised_VRE | Secondary Techs | PWRURNBGDXX | TotalAnnualMaxCapacityInvestment | 2039 | 0.1 | lid_floor | 2026-07-10T11:17:52.349000
B_Optimised_VRE | Secondary Techs | PWRURNBGDXX | TotalAnnualMaxCapacityInvestment | 2040 | 0.1 | lid_floor | 2026-07-10T11:17:52.349000
B_Optimised_VRE | Secondary Techs | PWRURNBGDXX | TotalAnnualMaxCapacityInvestment | 2041 | 0.1 | lid_floor | 2026-07-10T11:17:52.349000
B_Optimised_VRE | Secondary Techs | PWRURNBGDXX | TotalAnnualMaxCapacityInvestment | 2042 | 0.18104 | lid_adequacy_scaled | 2026-07-10T11:17:52.349000
B_Optimised_VRE | Secondary Techs | PWRURNBGDXX | TotalAnnualMaxCapacityInvestment | 2043 | 0.29424 | lid_adequacy_scaled | 2026-07-10T11:17:52.349000
B_Optimised_VRE | Secondary Techs | PWRURNBGDXX | TotalAnnualMaxCapacityInvestment | 2044 | 0.42497 | lid_adequacy_scaled | 2026-07-10T11:17:52.349000
B_Optimised_VRE | Secondary Techs | PWRURNBGDXX | TotalAnnualMaxCapacityInvestment | 2045 | 0.58277 | lid_adequacy_scaled | 2026-07-10T11:17:52.349000
B_Optimised_VRE | Secondary Techs | PWRURNBGDXX | TotalAnnualMaxCapacityInvestment | 2046 | 0.7957 | lid_adequacy_scaled | 2026-07-10T11:17:52.349000
B_Optimised_VRE | Secondary Techs | PWRURNBGDXX | TotalAnnualMaxCapacityInvestment | 2047 | 1.011 | lid_adequacy_scaled | 2026-07-10T11:17:52.349000
B_Optimised_VRE | Secondary Techs | PWRURNBGDXX | TotalAnnualMaxCapacityInvestment | 2048 | 1.2063 | lid_adequacy_scaled | 2026-07-10T11:17:52.349000
B_Optimised_VRE | Secondary Techs | PWRURNBGDXX | TotalAnnualMaxCapacityInvestment | 2049 | 1.392 | lid_adequacy_scaled | 2026-07-10T11:17:52.349000
B_Optimised_VRE | Secondary Techs | PWRURNBGDXX | TotalAnnualMaxCapacityInvestment | 2050 | 1.5731 | lid_adequacy_scaled | 2026-07-10T11:17:52.349000
B_Optimised_VRE | Secondary Techs | PWROILLKAXX | TotalAnnualMaxCapacityInvestment | 2023 | 0.1 | lid_floor | 2026-07-10T11:17:52.349000
B_Optimised_VRE | Secondary Techs | PWROILLKAXX | TotalAnnualMaxCapacityInvestment | 2024 | 0.1 | lid_floor | 2026-07-10T11:17:52.349000
B_Optimised_VRE | Secondary Techs | PWROILLKAXX | TotalAnnualMaxCapacityInvestment | 2025 | 0.1 | lid_floor | 2026-07-10T11:17:52.349000
B_Optimised_VRE | Secondary Techs | PWROILLKAXX | TotalAnnualMaxCapacityInvestment | 2026 | 0.20402 | untie_min_inv | 2026-07-10T11:17:52.349000
B_Optimised_VRE | Secondary Techs | PWROILLKAXX | TotalAnnualMaxCapacityInvestment | 2027 | 0.1 | lid_floor | 2026-07-10T11:17:52.349000
B_Optimised_VRE | Secondary Techs | PWROILLKAXX | TotalAnnualMaxCapacityInvestment | 2028 | 0.1 | lid_floor | 2026-07-10T11:17:52.349000
B_Optimised_VRE | Secondary Techs | PWROILLKAXX | TotalAnnualMaxCapacityInvestment | 2029 | 0.1 | lid_floor | 2026-07-10T11:17:52.349000
B_Optimised_VRE | Secondary Techs | PWROILLKAXX | TotalAnnualMaxCapacityInvestment | 2030 | 0.1 | lid_floor | 2026-07-10T11:17:52.349000
B_Optimised_VRE | Secondary Techs | PWROILLKAXX | TotalAnnualMaxCapacityInvestment | 2031 | 0.1 | lid_floor | 2026-07-10T11:17:52.349000
B_Optimised_VRE | Secondary Techs | PWROILLKAXX | TotalAnnualMaxCapacityInvestment | 2032 | 0.1 | lid_floor | 2026-07-10T11:17:52.349000
B_Optimised_VRE | Secondary Techs | PWROILLKAXX | TotalAnnualMaxCapacityInvestment | 2033 | 0.1 | lid_floor | 2026-07-10T11:17:52.349000
B_Optimised_VRE | Secondary Techs | PWROILLKAXX | TotalAnnualMaxCapacityInvestment | 2034 | 0.1 | lid_floor | 2026-07-10T11:17:52.349000
B_Optimised_VRE | Secondary Techs | PWROILLKAXX | TotalAnnualMaxCapacityInvestment | 2035 | 0.1 | lid_floor | 2026-07-10T11:17:52.349000
B_Optimised_VRE | Secondary Techs | PWROILLKAXX | TotalAnnualMaxCapacityInvestment | 2036 | 0.1 | lid_floor | 2026-07-10T11:17:52.349000
B_Optimised_VRE | Secondary Techs | PWROILLKAXX | TotalAnnualMaxCapacityInvestment | 2037 | 0.1035 | lid_family_capped | 2026-07-10T11:17:52.349000
B_Optimised_VRE | Secondary Techs | PWROILLKAXX | TotalAnnualMaxCapacityInvestment | 2038 | 0.1097 | lid_family_capped | 2026-07-10T11:17:52.349000
B_Optimised_VRE | Secondary Techs | PWROILLKAXX | TotalAnnualMaxCapacityInvestment | 2039 | 0.1115 | lid_family_capped | 2026-07-10T11:17:52.349000
B_Optimised_VRE | Secondary Techs | PWROILLKAXX | TotalAnnualMaxCapacityInvestment | 2040 | 0.1163 | lid_family_capped | 2026-07-10T11:17:52.349000
B_Optimised_VRE | Secondary Techs | PWROILLKAXX | TotalAnnualMaxCapacityInvestment | 2041 | 0.12166 | lid_family_capped | 2026-07-10T11:17:52.349000
B_Optimised_VRE | Secondary Techs | PWROILLKAXX | TotalAnnualMaxCapacityInvestment | 2042 | 0.12188 | lid_family_capped | 2026-07-10T11:17:52.349000
B_Optimised_VRE | Secondary Techs | PWROILLKAXX | TotalAnnualMaxCapacityInvestment | 2043 | 0.12394 | lid_family_capped | 2026-07-10T11:17:52.349000
B_Optimised_VRE | Secondary Techs | PWROILLKAXX | TotalAnnualMaxCapacityInvestment | 2044 | 0.12704 | lid_family_capped | 2026-07-10T11:17:52.349000
B_Optimised_VRE | Secondary Techs | PWROILLKAXX | TotalAnnualMaxCapacityInvestment | 2045 | 0.12327 | lid_family_capped | 2026-07-10T11:17:52.349000
B_Optimised_VRE | Secondary Techs | PWROILLKAXX | TotalAnnualMaxCapacityInvestment | 2046 | 0.12312 | lid_family_capped | 2026-07-10T11:17:52.349000
B_Optimised_VRE | Secondary Techs | PWROILLKAXX | TotalAnnualMaxCapacityInvestment | 2047 | 0.12412 | lid_family_capped | 2026-07-10T11:17:52.349000
B_Optimised_VRE | Secondary Techs | PWROILLKAXX | TotalAnnualMaxCapacityInvestment | 2048 | 0.11907 | lid_family_capped | 2026-07-10T11:17:52.349000
B_Optimised_VRE | Secondary Techs | PWROILLKAXX | TotalAnnualMaxCapacityInvestment | 2049 | 0.12134 | lid_family_capped | 2026-07-10T11:17:52.349000
B_Optimised_VRE | Secondary Techs | PWROILLKAXX | TotalAnnualMaxCapacityInvestment | 2050 | 0.12518 | lid_family_capped | 2026-07-10T11:17:52.349000
B_Optimised_VRE | Secondary Techs | PWRHYDINDEA | TotalAnnualMaxCapacityInvestment | 2023 | 0.1 | lid_floor | 2026-07-10T11:17:52.349000
B_Optimised_VRE | Secondary Techs | PWRHYDINDEA | TotalAnnualMaxCapacityInvestment | 2024 | 0.38708 | lid_fill | 2026-07-10T11:17:52.349000
B_Optimised_VRE | Secondary Techs | PWRHYDINDEA | TotalAnnualMaxCapacityInvestment | 2025 | 0.44035 | lid_fill | 2026-07-10T11:17:52.349000
B_Optimised_VRE | Secondary Techs | PWRHYDINDEA | TotalAnnualMaxCapacityInvestment | 2026 | 0.44963 | lid_fill | 2026-07-10T11:17:52.349000
B_Optimised_VRE | Secondary Techs | PWRHYDINDEA | TotalAnnualMaxCapacityInvestment | 2027 | 0.505 | untie_min_inv | 2026-07-10T11:17:52.349000
B_Optimised_VRE | Secondary Techs | PWRHYDINDEA | TotalAnnualMaxCapacityInvestment | 2028 | 0.83206 | lid_relaxed | 2026-07-10T11:17:52.349000
B_Optimised_VRE | Secondary Techs | PWRHYDINDEA | TotalAnnualMaxCapacityInvestment | 2029 | 0.90492 | lid_relaxed | 2026-07-10T11:17:52.349000
B_Optimised_VRE | Secondary Techs | PWRHYDINDEA | TotalAnnualMaxCapacityInvestment | 2030 | 0.56146 | lid_relaxed | 2026-07-10T11:17:52.349000
B_Optimised_VRE | Secondary Techs | PWRHYDINDEA | TotalAnnualMaxCapacityInvestment | 2031 | 0.46762 | lid_family_capped | 2026-07-10T11:17:52.349000
B_Optimised_VRE | Secondary Techs | PWRHYDINDEA | TotalAnnualMaxCapacityInvestment | 2032 | 0.82147 | lid_family_capped | 2026-07-10T11:17:52.349000
B_Optimised_VRE | Secondary Techs | PWRHYDINDEA | TotalAnnualMaxCapacityInvestment | 2033 | 0.74216 | lid_family_capped | 2026-07-10T11:17:52.349000
B_Optimised_VRE | Secondary Techs | PWRHYDINDEA | TotalAnnualMaxCapacityInvestment | 2034 | 0.66289 | lid_family_capped | 2026-07-10T11:17:52.349000
B_Optimised_VRE | Secondary Techs | PWRHYDINDEA | TotalAnnualMaxCapacityInvestment | 2035 | 0.58358 | lid_family_capped | 2026-07-10T11:17:52.349000
B_Optimised_VRE | Secondary Techs | PWRHYDINDEA | TotalAnnualMaxCapacityInvestment | 2036 | 0.50432 | lid_family_capped | 2026-07-10T11:17:52.349000
B_Optimised_VRE | Secondary Techs | PWRHYDINDEA | TotalAnnualMaxCapacityInvestment | 2037 | 0.59752 | lid_family_capped | 2026-07-10T11:17:52.349000
B_Optimised_VRE | Secondary Techs | PWRHYDINDEA | TotalAnnualMaxCapacityInvestment | 2038 | 0.5079 | lid_family_capped | 2026-07-10T11:17:52.349000
B_Optimised_VRE | Secondary Techs | PWRHYDINDEA | TotalAnnualMaxCapacityInvestment | 2039 | 0.41825 | lid_family_capped | 2026-07-10T11:17:52.349000
B_Optimised_VRE | Secondary Techs | PWRHYDINDEA | TotalAnnualMaxCapacityInvestment | 2040 | 0.32864 | lid_family_capped | 2026-07-10T11:17:52.349000
B_Optimised_VRE | Secondary Techs | PWRHYDINDEA | TotalAnnualMaxCapacityInvestment | 2041 | 0.26537 | lid_adequacy_scaled | 2026-07-10T11:17:52.349000
B_Optimised_VRE | Secondary Techs | PWRHYDINDEA | TotalAnnualMaxCapacityInvestment | 2042 | 0.55747 | lid_adequacy_scaled | 2026-07-10T11:17:52.349000
B_Optimised_VRE | Secondary Techs | PWRHYDINDEA | TotalAnnualMaxCapacityInvestment | 2043 | 0.8181 | lid_adequacy_scaled | 2026-07-10T11:17:52.349000
B_Optimised_VRE | Secondary Techs | PWRHYDINDEA | TotalAnnualMaxCapacityInvestment | 2044 | 1.058 | lid_adequacy_scaled | 2026-07-10T11:17:52.349000
B_Optimised_VRE | Secondary Techs | PWRHYDINDEA | TotalAnnualMaxCapacityInvestment | 2045 | 1.2638 | lid_adequacy_scaled | 2026-07-10T11:17:52.349000
B_Optimised_VRE | Secondary Techs | PWRHYDINDEA | TotalAnnualMaxCapacityInvestment | 2046 | 1.5087 | lid_adequacy_scaled | 2026-07-10T11:17:52.349000
B_Optimised_VRE | Secondary Techs | PWRHYDINDEA | TotalAnnualMaxCapacityInvestment | 2047 | 1.6904 | lid_adequacy_scaled | 2026-07-10T11:17:52.349000
B_Optimised_VRE | Secondary Techs | PWRHYDINDEA | TotalAnnualMaxCapacityInvestment | 2048 | 2.5819 | lid_adequacy_scaled | 2026-07-10T11:17:52.349000
B_Optimised_VRE | Secondary Techs | PWRHYDINDEA | TotalAnnualMaxCapacityInvestment | 2049 | 3.426 | lid_adequacy_scaled | 2026-07-10T11:17:52.349000
B_Optimised_VRE | Secondary Techs | PWRHYDINDEA | TotalAnnualMaxCapacityInvestment | 2050 | 3.8802 | lid_adequacy_scaled | 2026-07-10T11:17:52.349000
B_Optimised_VRE | Secondary Techs | PWRNGSINDSO | TotalAnnualMaxCapacityInvestment | 2023 | 0.1 | lid_floor | 2026-07-10T11:17:52.349000
B_Optimised_VRE | Secondary Techs | PWRNGSINDSO | TotalAnnualMaxCapacityInvestment | 2024 | 0.39189 | lid_fill | 2026-07-10T11:17:52.349000
B_Optimised_VRE | Secondary Techs | PWRNGSINDSO | TotalAnnualMaxCapacityInvestment | 2025 | 0.4161 | lid_fill | 2026-07-10T11:17:52.349000
B_Optimised_VRE | Secondary Techs | PWRNGSINDSO | TotalAnnualMaxCapacityInvestment | 2026 | 0.45816 | lid_fill | 2026-07-10T11:17:52.349000
B_Optimised_VRE | Secondary Techs | PWRNGSINDSO | TotalAnnualMaxCapacityInvestment | 2027 | 0.46348 | lid_fill | 2026-07-10T11:17:52.349000
B_Optimised_VRE | Secondary Techs | PWRNGSINDSO | TotalAnnualMaxCapacityInvestment | 2028 | 0.57934 | lid_family_capped | 2026-07-10T11:17:52.349000
B_Optimised_VRE | Secondary Techs | PWRNGSINDSO | TotalAnnualMaxCapacityInvestment | 2029 | 0.52484 | lid_family_capped | 2026-07-10T11:17:52.349000
B_Optimised_VRE | Secondary Techs | PWRNGSINDSO | TotalAnnualMaxCapacityInvestment | 2030 | 0.36002 | lid_family_capped | 2026-07-10T11:17:52.349000
B_Optimised_VRE | Secondary Techs | PWRNGSINDSO | TotalAnnualMaxCapacityInvestment | 2031 | 0.33404 | lid_family_capped | 2026-07-10T11:17:52.349000
B_Optimised_VRE | Secondary Techs | PWRNGSINDSO | TotalAnnualMaxCapacityInvestment | 2032 | 0.41781 | lid_family_capped | 2026-07-10T11:17:52.349000
B_Optimised_VRE | Secondary Techs | PWRNGSINDSO | TotalAnnualMaxCapacityInvestment | 2033 | 0.40224 | lid_family_capped | 2026-07-10T11:17:52.349000
B_Optimised_VRE | Secondary Techs | PWRNGSINDSO | TotalAnnualMaxCapacityInvestment | 2034 | 0.38668 | lid_family_capped | 2026-07-10T11:17:52.349000
B_Optimised_VRE | Secondary Techs | PWRNGSINDSO | TotalAnnualMaxCapacityInvestment | 2035 | 0.37111 | lid_family_capped | 2026-07-10T11:17:52.349000
B_Optimised_VRE | Secondary Techs | PWRNGSINDSO | TotalAnnualMaxCapacityInvestment | 2036 | 0.35555 | lid_family_capped | 2026-07-10T11:17:52.349000
B_Optimised_VRE | Secondary Techs | PWRNGSINDSO | TotalAnnualMaxCapacityInvestment | 2037 | 0.37719 | lid_family_capped | 2026-07-10T11:17:52.349000
B_Optimised_VRE | Secondary Techs | PWRNGSINDSO | TotalAnnualMaxCapacityInvestment | 2038 | 0.36055 | lid_family_capped | 2026-07-10T11:17:52.349000
B_Optimised_VRE | Secondary Techs | PWRNGSINDSO | TotalAnnualMaxCapacityInvestment | 2039 | 0.34391 | lid_family_capped | 2026-07-10T11:17:52.349000
B_Optimised_VRE | Secondary Techs | PWRNGSINDSO | TotalAnnualMaxCapacityInvestment | 2040 | 0.31186 | lid_family_capped | 2026-07-10T11:17:52.349000
B_Optimised_VRE | Secondary Techs | PWRNGSINDSO | TotalAnnualMaxCapacityInvestment | 2041 | 0.31008 | lid_family_capped | 2026-07-10T11:17:52.349000
B_Optimised_VRE | Secondary Techs | PWRNGSINDSO | TotalAnnualMaxCapacityInvestment | 2042 | 0.35715 | lid_family_capped | 2026-07-10T11:17:52.349000
B_Optimised_VRE | Secondary Techs | PWRNGSINDSO | TotalAnnualMaxCapacityInvestment | 2043 | 0.36135 | lid_family_capped | 2026-07-10T11:17:52.349000
B_Optimised_VRE | Secondary Techs | PWRNGSINDSO | TotalAnnualMaxCapacityInvestment | 2044 | 0.36533 | lid_family_capped | 2026-07-10T11:17:52.349000
B_Optimised_VRE | Secondary Techs | PWRNGSINDSO | TotalAnnualMaxCapacityInvestment | 2045 | 0.36908 | lid_family_capped | 2026-07-10T11:17:52.349000
B_Optimised_VRE | Secondary Techs | PWRNGSINDSO | TotalAnnualMaxCapacityInvestment | 2046 | 0.37257 | lid_family_capped | 2026-07-10T11:17:52.349000
B_Optimised_VRE | Secondary Techs | PWRNGSINDSO | TotalAnnualMaxCapacityInvestment | 2047 | 0.37577 | lid_family_capped | 2026-07-10T11:17:52.349000
B_Optimised_VRE | Secondary Techs | PWRNGSINDSO | TotalAnnualMaxCapacityInvestment | 2048 | 0.37866 | lid_family_capped | 2026-07-10T11:17:52.349000
B_Optimised_VRE | Secondary Techs | PWRNGSINDSO | TotalAnnualMaxCapacityInvestment | 2049 | 0.3812 | lid_family_capped | 2026-07-10T11:17:52.349000
B_Optimised_VRE | Secondary Techs | PWRNGSINDSO | TotalAnnualMaxCapacityInvestment | 2050 | 0.38338 | lid_family_capped | 2026-07-10T11:17:52.349000
B_Optimised_VRE | Secondary Techs | PWRSPVMDVXX | TotalAnnualMaxCapacityInvestment | 2023 | 0.1 | lid_floor | 2026-07-10T11:17:52.349000
B_Optimised_VRE | Secondary Techs | PWRSPVMDVXX | TotalAnnualMaxCapacityInvestment | 2024 | 0.1 | lid_floor | 2026-07-10T11:17:52.349000
B_Optimised_VRE | Secondary Techs | PWRSPVMDVXX | TotalAnnualMaxCapacityInvestment | 2025 | 0.1 | lid_floor | 2026-07-10T11:17:52.349000
B_Optimised_VRE | Secondary Techs | PWRSPVMDVXX | TotalAnnualMaxCapacityInvestment | 2026 | 0.1 | lid_floor | 2026-07-10T11:17:52.349000
B_Optimised_VRE | Secondary Techs | PWRSPVMDVXX | TotalAnnualMaxCapacityInvestment | 2027 | 0.1 | lid_floor | 2026-07-10T11:17:52.349000
B_Optimised_VRE | Secondary Techs | PWRSPVMDVXX | TotalAnnualMaxCapacityInvestment | 2028 | 0.27472 | untie_min_inv | 2026-07-10T11:17:52.349000
B_Optimised_VRE | Secondary Techs | PWRSPVMDVXX | TotalAnnualMaxCapacityInvestment | 2029 | 0.1 | lid_floor | 2026-07-10T11:17:52.349000
B_Optimised_VRE | Secondary Techs | PWRSPVMDVXX | TotalAnnualMaxCapacityInvestment | 2030 | 0.1 | lid_floor | 2026-07-10T11:17:52.349000
B_Optimised_VRE | Secondary Techs | PWRSPVMDVXX | TotalAnnualMaxCapacityInvestment | 2031 | 0.1 | lid_floor | 2026-07-10T11:17:52.349000
B_Optimised_VRE | Secondary Techs | PWRSPVMDVXX | TotalAnnualMaxCapacityInvestment | 2032 | 0.1 | lid_floor | 2026-07-10T11:17:52.349000
B_Optimised_VRE | Secondary Techs | PWRSPVMDVXX | TotalAnnualMaxCapacityInvestment | 2033 | 0.1 | lid_floor | 2026-07-10T11:17:52.349000
B_Optimised_VRE | Secondary Techs | PWRSPVMDVXX | TotalAnnualMaxCapacityInvestment | 2034 | 0.1 | lid_floor | 2026-07-10T11:17:52.349000
B_Optimised_VRE | Secondary Techs | PWRSPVMDVXX | TotalAnnualMaxCapacityInvestment | 2035 | 0.1 | lid_floor | 2026-07-10T11:17:52.349000
B_Optimised_VRE | Secondary Techs | PWRSPVMDVXX | TotalAnnualMaxCapacityInvestment | 2036 | 0.1 | lid_floor | 2026-07-10T11:17:52.349000
B_Optimised_VRE | Secondary Techs | PWRSPVMDVXX | TotalAnnualMaxCapacityInvestment | 2037 | 0.1 | lid_floor | 2026-07-10T11:17:52.349000
B_Optimised_VRE | Secondary Techs | PWRSPVMDVXX | TotalAnnualMaxCapacityInvestment | 2038 | 0.1 | lid_floor | 2026-07-10T11:17:52.349000
B_Optimised_VRE | Secondary Techs | PWRSPVMDVXX | TotalAnnualMaxCapacityInvestment | 2039 | 0.1 | lid_floor | 2026-07-10T11:17:52.349000
B_Optimised_VRE | Secondary Techs | PWRSPVMDVXX | TotalAnnualMaxCapacityInvestment | 2040 | 0.1 | lid_floor | 2026-07-10T11:17:52.349000
B_Optimised_VRE | Secondary Techs | PWRSPVMDVXX | TotalAnnualMaxCapacityInvestment | 2041 | 0.1 | lid_floor | 2026-07-10T11:17:52.349000
B_Optimised_VRE | Secondary Techs | PWRSPVMDVXX | TotalAnnualMaxCapacityInvestment | 2042 | 0.1 | lid_floor | 2026-07-10T11:17:52.349000
B_Optimised_VRE | Secondary Techs | PWRSPVMDVXX | TotalAnnualMaxCapacityInvestment | 2043 | 0.1 | lid_floor | 2026-07-10T11:17:52.349000
B_Optimised_VRE | Secondary Techs | PWRSPVMDVXX | TotalAnnualMaxCapacityInvestment | 2044 | 0.1 | lid_floor | 2026-07-10T11:17:52.349000
B_Optimised_VRE | Secondary Techs | PWRSPVMDVXX | TotalAnnualMaxCapacityInvestment | 2045 | 0.1 | lid_floor | 2026-07-10T11:17:52.349000
B_Optimised_VRE | Secondary Techs | PWRSPVMDVXX | TotalAnnualMaxCapacityInvestment | 2046 | 0.1 | lid_floor | 2026-07-10T11:17:52.349000
B_Optimised_VRE | Secondary Techs | PWRSPVMDVXX | TotalAnnualMaxCapacityInvestment | 2047 | 0.1 | lid_floor | 2026-07-10T11:17:52.349000
B_Optimised_VRE | Secondary Techs | PWRSPVMDVXX | TotalAnnualMaxCapacityInvestment | 2048 | 0.1 | lid_floor | 2026-07-10T11:17:52.349000
B_Optimised_VRE | Secondary Techs | PWRSPVMDVXX | TotalAnnualMaxCapacityInvestment | 2049 | 0.10126 | lid_adequacy_scaled | 2026-07-10T11:17:52.349000
B_Optimised_VRE | Secondary Techs | PWRSPVMDVXX | TotalAnnualMaxCapacityInvestment | 2050 | 0.11794 | lid_adequacy_scaled | 2026-07-10T11:17:52.349000
B_Optimised_VRE | Secondary Techs | PWRNGSINDNE | TotalAnnualMaxCapacityInvestment | 2023 | 0.1 | lid_floor | 2026-07-10T11:17:52.349000
B_Optimised_VRE | Secondary Techs | PWRNGSINDNE | TotalAnnualMaxCapacityInvestment | 2024 | 0.1 | lid_floor | 2026-07-10T11:17:52.349000
B_Optimised_VRE | Secondary Techs | PWRNGSINDNE | TotalAnnualMaxCapacityInvestment | 2025 | 0.10366 | lid_fill | 2026-07-10T11:17:52.349000
B_Optimised_VRE | Secondary Techs | PWRNGSINDNE | TotalAnnualMaxCapacityInvestment | 2026 | 0.11377 | lid_fill | 2026-07-10T11:17:52.349000
B_Optimised_VRE | Secondary Techs | PWRNGSINDNE | TotalAnnualMaxCapacityInvestment | 2027 | 0.1142 | lid_fill | 2026-07-10T11:17:52.349000
B_Optimised_VRE | Secondary Techs | PWRNGSINDNE | TotalAnnualMaxCapacityInvestment | 2028 | 0.14414 | lid_family_capped | 2026-07-10T11:17:52.349000
B_Optimised_VRE | Secondary Techs | PWRNGSINDNE | TotalAnnualMaxCapacityInvestment | 2029 | 0.11421 | lid_family_capped | 2026-07-10T11:17:52.349000
B_Optimised_VRE | Secondary Techs | PWRNGSINDNE | TotalAnnualMaxCapacityInvestment | 2030 | 0.10113 | lid_family_capped | 2026-07-10T11:17:52.349000
B_Optimised_VRE | Secondary Techs | PWRNGSINDNE | TotalAnnualMaxCapacityInvestment | 2031 | 0.1 | lid_floor | 2026-07-10T11:17:52.349000
B_Optimised_VRE | Secondary Techs | PWRNGSINDNE | TotalAnnualMaxCapacityInvestment | 2032 | 0.11668 | lid_family_capped | 2026-07-10T11:17:52.349000
B_Optimised_VRE | Secondary Techs | PWRNGSINDNE | TotalAnnualMaxCapacityInvestment | 2033 | 0.11127 | lid_family_capped | 2026-07-10T11:17:52.349000
B_Optimised_VRE | Secondary Techs | PWRNGSINDNE | TotalAnnualMaxCapacityInvestment | 2034 | 0.10586 | lid_family_capped | 2026-07-10T11:17:52.349000
B_Optimised_VRE | Secondary Techs | PWRNGSINDNE | TotalAnnualMaxCapacityInvestment | 2035 | 0.10044 | lid_family_capped | 2026-07-10T11:17:52.349000
B_Optimised_VRE | Secondary Techs | PWRNGSINDNE | TotalAnnualMaxCapacityInvestment | 2036 | 0.1 | lid_floor | 2026-07-10T11:17:52.349000
B_Optimised_VRE | Secondary Techs | PWRNGSINDNE | TotalAnnualMaxCapacityInvestment | 2037 | 0.11579 | lid_family_capped | 2026-07-10T11:17:52.349000
B_Optimised_VRE | Secondary Techs | PWRNGSINDNE | TotalAnnualMaxCapacityInvestment | 2038 | 0.10945 | lid_family_capped | 2026-07-10T11:17:52.349000
B_Optimised_VRE | Secondary Techs | PWRNGSINDNE | TotalAnnualMaxCapacityInvestment | 2039 | 0.10308 | lid_family_capped | 2026-07-10T11:17:52.349000
B_Optimised_VRE | Secondary Techs | PWRNGSINDNE | TotalAnnualMaxCapacityInvestment | 2040 | 0.1 | lid_floor | 2026-07-10T11:17:52.349000
B_Optimised_VRE | Secondary Techs | PWRNGSINDNE | TotalAnnualMaxCapacityInvestment | 2041 | 0.1 | lid_floor | 2026-07-10T11:17:52.349000
B_Optimised_VRE | Secondary Techs | PWRNGSINDNE | TotalAnnualMaxCapacityInvestment | 2042 | 0.10729 | lid_family_capped | 2026-07-10T11:17:52.349000
B_Optimised_VRE | Secondary Techs | PWRNGSINDNE | TotalAnnualMaxCapacityInvestment | 2043 | 0.10845 | lid_family_capped | 2026-07-10T11:17:52.349000
B_Optimised_VRE | Secondary Techs | PWRNGSINDNE | TotalAnnualMaxCapacityInvestment | 2044 | 0.1095 | lid_family_capped | 2026-07-10T11:17:52.349000
B_Optimised_VRE | Secondary Techs | PWRNGSINDNE | TotalAnnualMaxCapacityInvestment | 2045 | 0.11042 | lid_family_capped | 2026-07-10T11:17:52.349000
B_Optimised_VRE | Secondary Techs | PWRNGSINDNE | TotalAnnualMaxCapacityInvestment | 2046 | 0.13542 | lid_adequacy_scaled | 2026-07-10T11:17:52.349000
B_Optimised_VRE | Secondary Techs | PWRNGSINDNE | TotalAnnualMaxCapacityInvestment | 2047 | 0.16628 | lid_adequacy_scaled | 2026-07-10T11:17:52.349000
B_Optimised_VRE | Secondary Techs | PWRNGSINDNE | TotalAnnualMaxCapacityInvestment | 2048 | 0.19698 | lid_adequacy_scaled | 2026-07-10T11:17:52.349000
B_Optimised_VRE | Secondary Techs | PWRNGSINDNE | TotalAnnualMaxCapacityInvestment | 2049 | 0.22747 | lid_adequacy_scaled | 2026-07-10T11:17:52.349000
B_Optimised_VRE | Secondary Techs | PWRNGSINDNE | TotalAnnualMaxCapacityInvestment | 2050 | 0.25773 | lid_adequacy_scaled | 2026-07-10T11:17:52.349000
B_Optimised_VRE | Secondary Techs | PWRLDSNPLXX | TotalAnnualMaxCapacityInvestment | 2023 | 9999 | exempt_maxcap_uncapped | 2026-07-10T11:17:52.349000
B_Optimised_VRE | Secondary Techs | PWRLDSNPLXX | TotalAnnualMaxCapacityInvestment | 2024 | 9999 | exempt_maxcap_uncapped | 2026-07-10T11:17:52.349000
B_Optimised_VRE | Secondary Techs | PWRLDSNPLXX | TotalAnnualMaxCapacityInvestment | 2025 | 9999 | exempt_maxcap_uncapped | 2026-07-10T11:17:52.349000
B_Optimised_VRE | Secondary Techs | PWRLDSNPLXX | TotalAnnualMaxCapacityInvestment | 2026 | 9999 | exempt_maxcap_uncapped | 2026-07-10T11:17:52.349000
B_Optimised_VRE | Secondary Techs | PWRLDSNPLXX | TotalAnnualMaxCapacityInvestment | 2027 | 9999 | exempt_maxcap_uncapped | 2026-07-10T11:17:52.349000
B_Optimised_VRE | Secondary Techs | PWRLDSNPLXX | TotalAnnualMaxCapacityInvestment | 2028 | 9999 | exempt_maxcap_uncapped | 2026-07-10T11:17:52.349000
B_Optimised_VRE | Secondary Techs | PWRLDSNPLXX | TotalAnnualMaxCapacityInvestment | 2029 | 9999 | exempt_maxcap_uncapped | 2026-07-10T11:17:52.349000
B_Optimised_VRE | Secondary Techs | PWRLDSNPLXX | TotalAnnualMaxCapacityInvestment | 2030 | 9999 | exempt_maxcap_uncapped | 2026-07-10T11:17:52.349000
B_Optimised_VRE | Secondary Techs | PWRLDSNPLXX | TotalAnnualMaxCapacityInvestment | 2031 | 9999 | exempt_maxcap_uncapped | 2026-07-10T11:17:52.349000
B_Optimised_VRE | Secondary Techs | PWRLDSNPLXX | TotalAnnualMaxCapacityInvestment | 2032 | 9999 | exempt_maxcap_uncapped | 2026-07-10T11:17:52.349000
B_Optimised_VRE | Secondary Techs | PWRLDSNPLXX | TotalAnnualMaxCapacityInvestment | 2033 | 9999 | exempt_maxcap_uncapped | 2026-07-10T11:17:52.349000
B_Optimised_VRE | Secondary Techs | PWRLDSNPLXX | TotalAnnualMaxCapacityInvestment | 2034 | 9999 | exempt_maxcap_uncapped | 2026-07-10T11:17:52.349000
B_Optimised_VRE | Secondary Techs | PWRLDSNPLXX | TotalAnnualMaxCapacityInvestment | 2035 | 9999 | exempt_maxcap_uncapped | 2026-07-10T11:17:52.349000
B_Optimised_VRE | Secondary Techs | PWRLDSNPLXX | TotalAnnualMaxCapacityInvestment | 2036 | 9999 | exempt_maxcap_uncapped | 2026-07-10T11:17:52.349000
B_Optimised_VRE | Secondary Techs | PWRLDSNPLXX | TotalAnnualMaxCapacityInvestment | 2037 | 9999 | exempt_maxcap_uncapped | 2026-07-10T11:17:52.349000
B_Optimised_VRE | Secondary Techs | PWRLDSNPLXX | TotalAnnualMaxCapacityInvestment | 2038 | 9999 | exempt_maxcap_uncapped | 2026-07-10T11:17:52.349000
B_Optimised_VRE | Secondary Techs | PWRLDSNPLXX | TotalAnnualMaxCapacityInvestment | 2039 | 9999 | exempt_maxcap_uncapped | 2026-07-10T11:17:52.349000
B_Optimised_VRE | Secondary Techs | PWRLDSNPLXX | TotalAnnualMaxCapacityInvestment | 2040 | 9999 | exempt_maxcap_uncapped | 2026-07-10T11:17:52.349000
B_Optimised_VRE | Secondary Techs | PWRLDSNPLXX | TotalAnnualMaxCapacityInvestment | 2041 | 9999 | exempt_maxcap_uncapped | 2026-07-10T11:17:52.349000
B_Optimised_VRE | Secondary Techs | PWRLDSNPLXX | TotalAnnualMaxCapacityInvestment | 2042 | 9999 | exempt_maxcap_uncapped | 2026-07-10T11:17:52.349000
B_Optimised_VRE | Secondary Techs | PWRLDSNPLXX | TotalAnnualMaxCapacityInvestment | 2043 | 9999 | exempt_maxcap_uncapped | 2026-07-10T11:17:52.349000
B_Optimised_VRE | Secondary Techs | PWRLDSNPLXX | TotalAnnualMaxCapacityInvestment | 2044 | 9999 | exempt_maxcap_uncapped | 2026-07-10T11:17:52.349000
B_Optimised_VRE | Secondary Techs | PWRLDSNPLXX | TotalAnnualMaxCapacityInvestment | 2045 | 9999 | exempt_maxcap_uncapped | 2026-07-10T11:17:52.349000
B_Optimised_VRE | Secondary Techs | PWRLDSNPLXX | TotalAnnualMaxCapacityInvestment | 2046 | 9999 | exempt_maxcap_uncapped | 2026-07-10T11:17:52.349000
B_Optimised_VRE | Secondary Techs | PWRLDSNPLXX | TotalAnnualMaxCapacityInvestment | 2047 | 9999 | exempt_maxcap_uncapped | 2026-07-10T11:17:52.349000
B_Optimised_VRE | Secondary Techs | PWRLDSNPLXX | TotalAnnualMaxCapacityInvestment | 2048 | 9999 | exempt_maxcap_uncapped | 2026-07-10T11:17:52.349000
B_Optimised_VRE | Secondary Techs | PWRLDSNPLXX | TotalAnnualMaxCapacityInvestment | 2049 | 9999 | exempt_maxcap_uncapped | 2026-07-10T11:17:52.349000
B_Optimised_VRE | Secondary Techs | PWRLDSNPLXX | TotalAnnualMaxCapacityInvestment | 2050 | 9999 | exempt_maxcap_uncapped | 2026-07-10T11:17:52.349000
B_Optimised_VRE | Secondary Techs | PWRLDSNPLXX | TotalAnnualMaxCapacityInvestment | 2023 | 9999 | exempt_uncapped | 2026-07-10T11:17:52.349000
B_Optimised_VRE | Secondary Techs | PWRLDSNPLXX | TotalAnnualMaxCapacityInvestment | 2024 | 9999 | exempt_uncapped | 2026-07-10T11:17:52.349000
B_Optimised_VRE | Secondary Techs | PWRLDSNPLXX | TotalAnnualMaxCapacityInvestment | 2025 | 9999 | exempt_uncapped | 2026-07-10T11:17:52.349000
B_Optimised_VRE | Secondary Techs | PWRLDSNPLXX | TotalAnnualMaxCapacityInvestment | 2026 | 9999 | exempt_uncapped | 2026-07-10T11:17:52.349000
B_Optimised_VRE | Secondary Techs | PWRLDSNPLXX | TotalAnnualMaxCapacityInvestment | 2027 | 9999 | exempt_uncapped | 2026-07-10T11:17:52.349000
B_Optimised_VRE | Secondary Techs | PWRLDSNPLXX | TotalAnnualMaxCapacityInvestment | 2028 | 9999 | exempt_uncapped | 2026-07-10T11:17:52.349000
B_Optimised_VRE | Secondary Techs | PWRLDSNPLXX | TotalAnnualMaxCapacityInvestment | 2029 | 9999 | exempt_uncapped | 2026-07-10T11:17:52.349000
B_Optimised_VRE | Secondary Techs | PWRLDSNPLXX | TotalAnnualMaxCapacityInvestment | 2030 | 9999 | exempt_uncapped | 2026-07-10T11:17:52.349000
B_Optimised_VRE | Secondary Techs | PWRLDSNPLXX | TotalAnnualMaxCapacityInvestment | 2031 | 9999 | exempt_uncapped | 2026-07-10T11:17:52.349000
B_Optimised_VRE | Secondary Techs | PWRLDSNPLXX | TotalAnnualMaxCapacityInvestment | 2032 | 9999 | exempt_uncapped | 2026-07-10T11:17:52.349000
B_Optimised_VRE | Secondary Techs | PWRLDSNPLXX | TotalAnnualMaxCapacityInvestment | 2033 | 9999 | exempt_uncapped | 2026-07-10T11:17:52.349000
B_Optimised_VRE | Secondary Techs | PWRLDSNPLXX | TotalAnnualMaxCapacityInvestment | 2034 | 9999 | exempt_uncapped | 2026-07-10T11:17:52.349000
B_Optimised_VRE | Secondary Techs | PWRLDSNPLXX | TotalAnnualMaxCapacityInvestment | 2035 | 9999 | exempt_uncapped | 2026-07-10T11:17:52.349000
B_Optimised_VRE | Secondary Techs | PWRLDSNPLXX | TotalAnnualMaxCapacityInvestment | 2036 | 9999 | exempt_uncapped | 2026-07-10T11:17:52.349000
B_Optimised_VRE | Secondary Techs | PWRLDSNPLXX | TotalAnnualMaxCapacityInvestment | 2037 | 9999 | exempt_uncapped | 2026-07-10T11:17:52.349000
B_Optimised_VRE | Secondary Techs | PWRLDSNPLXX | TotalAnnualMaxCapacityInvestment | 2038 | 9999 | exempt_uncapped | 2026-07-10T11:17:52.349000
B_Optimised_VRE | Secondary Techs | PWRLDSNPLXX | TotalAnnualMaxCapacityInvestment | 2039 | 9999 | exempt_uncapped | 2026-07-10T11:17:52.349000
B_Optimised_VRE | Secondary Techs | PWRLDSNPLXX | TotalAnnualMaxCapacityInvestment | 2040 | 9999 | exempt_uncapped | 2026-07-10T11:17:52.349000
B_Optimised_VRE | Secondary Techs | PWRLDSNPLXX | TotalAnnualMaxCapacityInvestment | 2041 | 9999 | exempt_uncapped | 2026-07-10T11:17:52.349000
B_Optimised_VRE | Secondary Techs | PWRLDSNPLXX | TotalAnnualMaxCapacityInvestment | 2042 | 9999 | exempt_uncapped | 2026-07-10T11:17:52.349000
B_Optimised_VRE | Secondary Techs | PWRLDSNPLXX | TotalAnnualMaxCapacityInvestment | 2043 | 9999 | exempt_uncapped | 2026-07-10T11:17:52.349000
B_Optimised_VRE | Secondary Techs | PWRLDSNPLXX | TotalAnnualMaxCapacityInvestment | 2044 | 9999 | exempt_uncapped | 2026-07-10T11:17:52.349000
B_Optimised_VRE | Secondary Techs | PWRLDSNPLXX | TotalAnnualMaxCapacityInvestment | 2045 | 9999 | exempt_uncapped | 2026-07-10T11:17:52.349000
B_Optimised_VRE | Secondary Techs | PWRLDSNPLXX | TotalAnnualMaxCapacityInvestment | 2046 | 9999 | exempt_uncapped | 2026-07-10T11:17:52.349000
B_Optimised_VRE | Secondary Techs | PWRLDSNPLXX | TotalAnnualMaxCapacityInvestment | 2047 | 9999 | exempt_uncapped | 2026-07-10T11:17:52.349000
B_Optimised_VRE | Secondary Techs | PWRLDSNPLXX | TotalAnnualMaxCapacityInvestment | 2048 | 9999 | exempt_uncapped | 2026-07-10T11:17:52.349000
B_Optimised_VRE | Secondary Techs | PWRLDSNPLXX | TotalAnnualMaxCapacityInvestment | 2049 | 9999 | exempt_uncapped | 2026-07-10T11:17:52.349000
B_Optimised_VRE | Secondary Techs | PWRLDSNPLXX | TotalAnnualMaxCapacityInvestment | 2050 | 9999 | exempt_uncapped | 2026-07-10T11:17:52.349000
B_Optimised_VRE | Secondary Techs | PWRHYDLKAXX | TotalAnnualMaxCapacityInvestment | 2023 | 0.1 | lid_floor | 2026-07-10T11:17:52.349000
B_Optimised_VRE | Secondary Techs | PWRHYDLKAXX | TotalAnnualMaxCapacityInvestment | 2024 | 0.14727 | lid_fill | 2026-07-10T11:17:52.349000
B_Optimised_VRE | Secondary Techs | PWRHYDLKAXX | TotalAnnualMaxCapacityInvestment | 2025 | 0.11089 | lid_fill | 2026-07-10T11:17:52.349000
B_Optimised_VRE | Secondary Techs | PWRHYDLKAXX | TotalAnnualMaxCapacityInvestment | 2026 | 0.11112 | lid_fill | 2026-07-10T11:17:52.349000
B_Optimised_VRE | Secondary Techs | PWRHYDLKAXX | TotalAnnualMaxCapacityInvestment | 2027 | 0.11773 | lid_fill | 2026-07-10T11:17:52.349000
B_Optimised_VRE | Secondary Techs | PWRHYDLKAXX | TotalAnnualMaxCapacityInvestment | 2028 | 0.20662 | lid_relaxed | 2026-07-10T11:17:52.349000
B_Optimised_VRE | Secondary Techs | PWRHYDLKAXX | TotalAnnualMaxCapacityInvestment | 2029 | 0.27721 | lid_relaxed | 2026-07-10T11:17:52.349000
B_Optimised_VRE | Secondary Techs | PWRHYDLKAXX | TotalAnnualMaxCapacityInvestment | 2030 | 0.38458 | lid_relaxed | 2026-07-10T11:17:52.349000
B_Optimised_VRE | Secondary Techs | PWRHYDLKAXX | TotalAnnualMaxCapacityInvestment | 2031 | 0.35307 | lid_family_capped | 2026-07-10T11:17:52.349000
B_Optimised_VRE | Secondary Techs | PWRHYDLKAXX | TotalAnnualMaxCapacityInvestment | 2032 | 0.36666 | lid_family_capped | 2026-07-10T11:17:52.349000
B_Optimised_VRE | Secondary Techs | PWRHYDLKAXX | TotalAnnualMaxCapacityInvestment | 2033 | 0.37952 | lid_family_capped | 2026-07-10T11:17:52.349000
B_Optimised_VRE | Secondary Techs | PWRHYDLKAXX | TotalAnnualMaxCapacityInvestment | 2034 | 0.606 | untie_min_inv | 2026-07-10T11:17:52.349000
B_Optimised_VRE | Secondary Techs | PWRHYDLKAXX | TotalAnnualMaxCapacityInvestment | 2035 | 0.42119 | lid_family_capped | 2026-07-10T11:17:52.349000
B_Optimised_VRE | Secondary Techs | PWRHYDLKAXX | TotalAnnualMaxCapacityInvestment | 2036 | 0.45596 | lid_family_capped | 2026-07-10T11:17:52.349000
B_Optimised_VRE | Secondary Techs | PWRHYDLKAXX | TotalAnnualMaxCapacityInvestment | 2037 | 0.48298 | lid_family_capped | 2026-07-10T11:17:52.349000
B_Optimised_VRE | Secondary Techs | PWRHYDLKAXX | TotalAnnualMaxCapacityInvestment | 2038 | 0.51193 | lid_family_capped | 2026-07-10T11:17:52.349000
B_Optimised_VRE | Secondary Techs | PWRHYDLKAXX | TotalAnnualMaxCapacityInvestment | 2039 | 0.52033 | lid_family_capped | 2026-07-10T11:17:52.349000
B_Optimised_VRE | Secondary Techs | PWRHYDLKAXX | TotalAnnualMaxCapacityInvestment | 2040 | 0.54272 | lid_family_capped | 2026-07-10T11:17:52.349000
B_Optimised_VRE | Secondary Techs | PWRHYDLKAXX | TotalAnnualMaxCapacityInvestment | 2041 | 0.56773 | lid_family_capped | 2026-07-10T11:17:52.349000
B_Optimised_VRE | Secondary Techs | PWRHYDLKAXX | TotalAnnualMaxCapacityInvestment | 2042 | 0.56876 | lid_family_capped | 2026-07-10T11:17:52.349000
B_Optimised_VRE | Secondary Techs | PWRHYDLKAXX | TotalAnnualMaxCapacityInvestment | 2043 | 0.57836 | lid_family_capped | 2026-07-10T11:17:52.349000
B_Optimised_VRE | Secondary Techs | PWRHYDLKAXX | TotalAnnualMaxCapacityInvestment | 2044 | 0.59284 | lid_family_capped | 2026-07-10T11:17:52.349000
B_Optimised_VRE | Secondary Techs | PWRHYDLKAXX | TotalAnnualMaxCapacityInvestment | 2045 | 0.57524 | lid_family_capped | 2026-07-10T11:17:52.349000
B_Optimised_VRE | Secondary Techs | PWRHYDLKAXX | TotalAnnualMaxCapacityInvestment | 2046 | 0.57453 | lid_family_capped | 2026-07-10T11:17:52.349000
B_Optimised_VRE | Secondary Techs | PWRHYDLKAXX | TotalAnnualMaxCapacityInvestment | 2047 | 0.57922 | lid_family_capped | 2026-07-10T11:17:52.349000
B_Optimised_VRE | Secondary Techs | PWRHYDLKAXX | TotalAnnualMaxCapacityInvestment | 2048 | 0.55563 | lid_family_capped | 2026-07-10T11:17:52.349000
B_Optimised_VRE | Secondary Techs | PWRHYDLKAXX | TotalAnnualMaxCapacityInvestment | 2049 | 0.56624 | lid_family_capped | 2026-07-10T11:17:52.349000
B_Optimised_VRE | Secondary Techs | PWRHYDLKAXX | TotalAnnualMaxCapacityInvestment | 2050 | 0.58416 | lid_family_capped | 2026-07-10T11:17:52.349000
B_Optimised_VRE | Secondary Techs | PWRCOAINDSO | TotalAnnualMaxCapacityInvestment | 2023 | 0 | lid_floor_suppressed | 2026-07-10T11:17:52.349000
B_Optimised_VRE | Secondary Techs | PWRCOAINDSO | TotalAnnualMaxCapacityInvestment | 2024 | 2.7163 | lid_fill | 2026-07-10T11:17:52.349000
B_Optimised_VRE | Secondary Techs | PWRCOAINDSO | TotalAnnualMaxCapacityInvestment | 2025 | 3.232 | untie_min_inv | 2026-07-10T11:17:52.349000
B_Optimised_VRE | Secondary Techs | PWRCOAINDSO | TotalAnnualMaxCapacityInvestment | 2026 | 3.1756 | lid_fill | 2026-07-10T11:17:52.349000
B_Optimised_VRE | Secondary Techs | PWRCOAINDSO | TotalAnnualMaxCapacityInvestment | 2027 | 3.2125 | lid_fill | 2026-07-10T11:17:52.349000
B_Optimised_VRE | Secondary Techs | PWRCOAINDSO | TotalAnnualMaxCapacityInvestment | 2028 | 3.3463 | lid_family_capped | 2026-07-10T11:17:52.349000
B_Optimised_VRE | Secondary Techs | PWRCOAINDSO | TotalAnnualMaxCapacityInvestment | 2029 | 3.0315 | lid_family_capped | 2026-07-10T11:17:52.349000
B_Optimised_VRE | Secondary Techs | PWRCOAINDSO | TotalAnnualMaxCapacityInvestment | 2030 | 2.0795 | lid_family_capped | 2026-07-10T11:17:52.349000
B_Optimised_VRE | Secondary Techs | PWRCOAINDSO | TotalAnnualMaxCapacityInvestment | 2031 | 1.9295 | lid_family_capped | 2026-07-10T11:17:52.349000
B_Optimised_VRE | Secondary Techs | PWRCOAINDSO | TotalAnnualMaxCapacityInvestment | 2032 | 2.4133 | lid_family_capped | 2026-07-10T11:17:52.349000
B_Optimised_VRE | Secondary Techs | PWRCOAINDSO | TotalAnnualMaxCapacityInvestment | 2033 | 2.3234 | lid_family_capped | 2026-07-10T11:17:52.349000
B_Optimised_VRE | Secondary Techs | PWRCOAINDSO | TotalAnnualMaxCapacityInvestment | 2034 | 2.2335 | lid_family_capped | 2026-07-10T11:17:52.349000
B_Optimised_VRE | Secondary Techs | PWRCOAINDSO | TotalAnnualMaxCapacityInvestment | 2035 | 2.1436 | lid_family_capped | 2026-07-10T11:17:52.349000
B_Optimised_VRE | Secondary Techs | PWRCOAINDSO | TotalAnnualMaxCapacityInvestment | 2036 | 2.0537 | lid_family_capped | 2026-07-10T11:17:52.349000
B_Optimised_VRE | Secondary Techs | PWRCOAINDSO | TotalAnnualMaxCapacityInvestment | 2037 | 2.1787 | lid_family_capped | 2026-07-10T11:17:52.349000
B_Optimised_VRE | Secondary Techs | PWRCOAINDSO | TotalAnnualMaxCapacityInvestment | 2038 | 2.0826 | lid_family_capped | 2026-07-10T11:17:52.349000
B_Optimised_VRE | Secondary Techs | PWRCOAINDSO | TotalAnnualMaxCapacityInvestment | 2039 | 1.9865 | lid_family_capped | 2026-07-10T11:17:52.349000
B_Optimised_VRE | Secondary Techs | PWRCOAINDSO | TotalAnnualMaxCapacityInvestment | 2040 | 1.8014 | lid_family_capped | 2026-07-10T11:17:52.349000
B_Optimised_VRE | Secondary Techs | PWRCOAINDSO | TotalAnnualMaxCapacityInvestment | 2041 | 1.7911 | lid_family_capped | 2026-07-10T11:17:52.349000
B_Optimised_VRE | Secondary Techs | PWRCOAINDSO | TotalAnnualMaxCapacityInvestment | 2042 | 2.0629 | lid_family_capped | 2026-07-10T11:17:52.349000
B_Optimised_VRE | Secondary Techs | PWRCOAINDSO | TotalAnnualMaxCapacityInvestment | 2043 | 2.0872 | lid_family_capped | 2026-07-10T11:17:52.349000
B_Optimised_VRE | Secondary Techs | PWRCOAINDSO | TotalAnnualMaxCapacityInvestment | 2044 | 2.1102 | lid_family_capped | 2026-07-10T11:17:52.349000
B_Optimised_VRE | Secondary Techs | PWRCOAINDSO | TotalAnnualMaxCapacityInvestment | 2045 | 2.1318 | lid_family_capped | 2026-07-10T11:17:52.349000
B_Optimised_VRE | Secondary Techs | PWRCOAINDSO | TotalAnnualMaxCapacityInvestment | 2046 | 2.152 | lid_family_capped | 2026-07-10T11:17:52.349000
B_Optimised_VRE | Secondary Techs | PWRCOAINDSO | TotalAnnualMaxCapacityInvestment | 2047 | 2.1705 | lid_family_capped | 2026-07-10T11:17:52.349000
B_Optimised_VRE | Secondary Techs | PWRCOAINDSO | TotalAnnualMaxCapacityInvestment | 2048 | 2.1872 | lid_family_capped | 2026-07-10T11:17:52.349000
B_Optimised_VRE | Secondary Techs | PWRCOAINDSO | TotalAnnualMaxCapacityInvestment | 2049 | 2.2019 | lid_family_capped | 2026-07-10T11:17:52.349000
B_Optimised_VRE | Secondary Techs | PWRCOAINDSO | TotalAnnualMaxCapacityInvestment | 2050 | 2.2144 | lid_family_capped | 2026-07-10T11:17:52.349000
B_Optimised_VRE | Secondary Techs | PWRBIOINDEA | TotalAnnualMaxCapacityInvestment | 2023 | 0 | lid_floor_suppressed | 2026-07-10T11:17:52.349000
B_Optimised_VRE | Secondary Techs | PWRBIOINDEA | TotalAnnualMaxCapacityInvestment | 2024 | 0.034056 | lid_floor_suppressed | 2026-07-10T11:17:52.349000
B_Optimised_VRE | Secondary Techs | PWRBIOINDEA | TotalAnnualMaxCapacityInvestment | 2025 | 0.038743 | lid_floor_suppressed | 2026-07-10T11:17:52.349000
B_Optimised_VRE | Secondary Techs | PWRBIOINDEA | TotalAnnualMaxCapacityInvestment | 2026 | 0.039559 | lid_floor_suppressed | 2026-07-10T11:17:52.349000
B_Optimised_VRE | Secondary Techs | PWRBIOINDEA | TotalAnnualMaxCapacityInvestment | 2027 | 0.042332 | lid_floor_suppressed | 2026-07-10T11:17:52.349000
B_Optimised_VRE | Secondary Techs | PWRBIOINDEA | TotalAnnualMaxCapacityInvestment | 2028 | 0.043924 | lid_floor_suppressed | 2026-07-10T11:17:52.349000
B_Optimised_VRE | Secondary Techs | PWRBIOINDEA | TotalAnnualMaxCapacityInvestment | 2029 | 0.034122 | lid_floor_suppressed | 2026-07-10T11:17:52.349000
B_Optimised_VRE | Secondary Techs | PWRBIOINDEA | TotalAnnualMaxCapacityInvestment | 2030 | 0.016466 | lid_floor_suppressed | 2026-07-10T11:17:52.349000
B_Optimised_VRE | Secondary Techs | PWRBIOINDEA | TotalAnnualMaxCapacityInvestment | 2031 | 0.013714 | lid_floor_suppressed | 2026-07-10T11:17:52.349000
B_Optimised_VRE | Secondary Techs | PWRBIOINDEA | TotalAnnualMaxCapacityInvestment | 2032 | 0.024092 | lid_floor_suppressed | 2026-07-10T11:17:52.349000
B_Optimised_VRE | Secondary Techs | PWRBIOINDEA | TotalAnnualMaxCapacityInvestment | 2033 | 0.021766 | lid_floor_suppressed | 2026-07-10T11:17:52.349000
B_Optimised_VRE | Secondary Techs | PWRBIOINDEA | TotalAnnualMaxCapacityInvestment | 2034 | 0.019441 | lid_floor_suppressed | 2026-07-10T11:17:52.349000
B_Optimised_VRE | Secondary Techs | PWRBIOINDEA | TotalAnnualMaxCapacityInvestment | 2035 | 0.017115 | lid_floor_suppressed | 2026-07-10T11:17:52.349000
B_Optimised_VRE | Secondary Techs | PWRBIOINDEA | TotalAnnualMaxCapacityInvestment | 2036 | 0.01479 | lid_floor_suppressed | 2026-07-10T11:17:52.349000
B_Optimised_VRE | Secondary Techs | PWRBIOINDEA | TotalAnnualMaxCapacityInvestment | 2037 | 0.017524 | lid_floor_suppressed | 2026-07-10T11:17:52.349000
B_Optimised_VRE | Secondary Techs | PWRBIOINDEA | TotalAnnualMaxCapacityInvestment | 2038 | 0.014895 | lid_floor_suppressed | 2026-07-10T11:17:52.349000
B_Optimised_VRE | Secondary Techs | PWRBIOINDEA | TotalAnnualMaxCapacityInvestment | 2039 | 0.012266 | lid_floor_suppressed | 2026-07-10T11:17:52.349000
B_Optimised_VRE | Secondary Techs | PWRBIOINDEA | TotalAnnualMaxCapacityInvestment | 2040 | 0.0096383 | lid_floor_suppressed | 2026-07-10T11:17:52.349000
B_Optimised_VRE | Secondary Techs | PWRBIOINDEA | TotalAnnualMaxCapacityInvestment | 2041 | 0.0077826 | lid_adequacy_scaled | 2026-07-10T11:17:52.349000
B_Optimised_VRE | Secondary Techs | PWRBIOINDEA | TotalAnnualMaxCapacityInvestment | 2042 | 0.016349 | lid_adequacy_scaled | 2026-07-10T11:17:52.349000
B_Optimised_VRE | Secondary Techs | PWRBIOINDEA | TotalAnnualMaxCapacityInvestment | 2043 | 0.023993 | lid_adequacy_scaled | 2026-07-10T11:17:52.349000
B_Optimised_VRE | Secondary Techs | PWRBIOINDEA | TotalAnnualMaxCapacityInvestment | 2044 | 0.031028 | lid_adequacy_scaled | 2026-07-10T11:17:52.349000
B_Optimised_VRE | Secondary Techs | PWRBIOINDEA | TotalAnnualMaxCapacityInvestment | 2045 | 0.037064 | lid_adequacy_scaled | 2026-07-10T11:17:52.349000
B_Optimised_VRE | Secondary Techs | PWRBIOINDEA | TotalAnnualMaxCapacityInvestment | 2046 | 0.044246 | lid_adequacy_scaled | 2026-07-10T11:17:52.349000
B_Optimised_VRE | Secondary Techs | PWRBIOINDEA | TotalAnnualMaxCapacityInvestment | 2047 | 0.045044 | lid_adequacy_scaled | 2026-07-10T11:17:52.349000
B_Optimised_VRE | Secondary Techs | PWRBIOINDEA | TotalAnnualMaxCapacityInvestment | 2048 | 0.021363 | lid_adequacy_scaled | 2026-07-10T11:17:52.349000
B_Optimised_VRE | Secondary Techs | PWRBIOINDEA | TotalAnnualMaxCapacityInvestment | 2049 | 0 | lid_adequacy_scaled | 2026-07-10T11:17:52.349000
B_Optimised_VRE | Secondary Techs | PWRBIOINDEA | TotalAnnualMaxCapacityInvestment | 2050 | 0 | lid_adequacy_scaled | 2026-07-10T11:17:52.349000
B_Optimised_VRE | Secondary Techs | PWRNGSBGDXX | TotalAnnualMaxCapacityInvestment | 2023 | 0.1 | lid_floor | 2026-07-10T11:17:52.349000
B_Optimised_VRE | Secondary Techs | PWRNGSBGDXX | TotalAnnualMaxCapacityInvestment | 2024 | 0.91082 | lid_fill | 2026-07-10T11:17:52.349000
B_Optimised_VRE | Secondary Techs | PWRNGSBGDXX | TotalAnnualMaxCapacityInvestment | 2025 | 5.858 | untie_min_inv | 2026-07-10T11:17:52.349000
B_Optimised_VRE | Secondary Techs | PWRNGSBGDXX | TotalAnnualMaxCapacityInvestment | 2026 | 1.0386 | lid_fill | 2026-07-10T11:17:52.349000
B_Optimised_VRE | Secondary Techs | PWRNGSBGDXX | TotalAnnualMaxCapacityInvestment | 2027 | 1.109 | lid_fill | 2026-07-10T11:17:52.349000
B_Optimised_VRE | Secondary Techs | PWRNGSBGDXX | TotalAnnualMaxCapacityInvestment | 2028 | 1.421 | lid_family_capped | 2026-07-10T11:17:52.349000
B_Optimised_VRE | Secondary Techs | PWRNGSBGDXX | TotalAnnualMaxCapacityInvestment | 2029 | 0.95695 | lid_family_capped | 2026-07-10T11:17:52.349000
B_Optimised_VRE | Secondary Techs | PWRNGSBGDXX | TotalAnnualMaxCapacityInvestment | 2030 | 0.98378 | lid_family_capped | 2026-07-10T11:17:52.349000
B_Optimised_VRE | Secondary Techs | PWRNGSBGDXX | TotalAnnualMaxCapacityInvestment | 2031 | 0.67141 | lid_family_capped | 2026-07-10T11:17:52.349000
B_Optimised_VRE | Secondary Techs | PWRNGSBGDXX | TotalAnnualMaxCapacityInvestment | 2032 | 0.6736 | lid_family_capped | 2026-07-10T11:17:52.349000
B_Optimised_VRE | Secondary Techs | PWRNGSBGDXX | TotalAnnualMaxCapacityInvestment | 2033 | 0.6741 | lid_family_capped | 2026-07-10T11:17:52.349000
B_Optimised_VRE | Secondary Techs | PWRNGSBGDXX | TotalAnnualMaxCapacityInvestment | 2034 | 0.67271 | lid_family_capped | 2026-07-10T11:17:52.349000
B_Optimised_VRE | Secondary Techs | PWRNGSBGDXX | TotalAnnualMaxCapacityInvestment | 2035 | 0.66926 | lid_family_capped | 2026-07-10T11:17:52.349000
B_Optimised_VRE | Secondary Techs | PWRNGSBGDXX | TotalAnnualMaxCapacityInvestment | 2036 | 0.6635 | lid_family_capped | 2026-07-10T11:17:52.349000
B_Optimised_VRE | Secondary Techs | PWRNGSBGDXX | TotalAnnualMaxCapacityInvestment | 2037 | 0.65518 | lid_family_capped | 2026-07-10T11:17:52.349000
B_Optimised_VRE | Secondary Techs | PWRNGSBGDXX | TotalAnnualMaxCapacityInvestment | 2038 | 0.64414 | lid_family_capped | 2026-07-10T11:17:52.349000
B_Optimised_VRE | Secondary Techs | PWRNGSBGDXX | TotalAnnualMaxCapacityInvestment | 2039 | 0.62997 | lid_family_capped | 2026-07-10T11:17:52.349000
B_Optimised_VRE | Secondary Techs | PWRNGSBGDXX | TotalAnnualMaxCapacityInvestment | 2040 | 0.61248 | lid_family_capped | 2026-07-10T11:17:52.349000
B_Optimised_VRE | Secondary Techs | PWRNGSBGDXX | TotalAnnualMaxCapacityInvestment | 2041 | 0.59127 | lid_family_capped | 2026-07-10T11:17:52.349000
B_Optimised_VRE | Secondary Techs | PWRNGSBGDXX | TotalAnnualMaxCapacityInvestment | 2042 | 0.42552 | lid_adequacy_scaled | 2026-07-10T11:17:52.349000
B_Optimised_VRE | Secondary Techs | PWRNGSBGDXX | TotalAnnualMaxCapacityInvestment | 2043 | 0.58204 | lid_adequacy_scaled | 2026-07-10T11:17:52.349000
B_Optimised_VRE | Secondary Techs | PWRNGSBGDXX | TotalAnnualMaxCapacityInvestment | 2044 | 0.66719 | lid_adequacy_scaled | 2026-07-10T11:17:52.349000
B_Optimised_VRE | Secondary Techs | PWRNGSBGDXX | TotalAnnualMaxCapacityInvestment | 2045 | 0.65465 | lid_adequacy_scaled | 2026-07-10T11:17:52.349000
B_Optimised_VRE | Secondary Techs | PWRNGSBGDXX | TotalAnnualMaxCapacityInvestment | 2046 | 0.7957 | lid_adequacy_scaled | 2026-07-10T11:17:52.349000
B_Optimised_VRE | Secondary Techs | PWRNGSBGDXX | TotalAnnualMaxCapacityInvestment | 2047 | 1.011 | lid_adequacy_scaled | 2026-07-10T11:17:52.349000
B_Optimised_VRE | Secondary Techs | PWRNGSBGDXX | TotalAnnualMaxCapacityInvestment | 2048 | 1.2063 | lid_adequacy_scaled | 2026-07-10T11:17:52.349000
B_Optimised_VRE | Secondary Techs | PWRNGSBGDXX | TotalAnnualMaxCapacityInvestment | 2049 | 1.392 | lid_adequacy_scaled | 2026-07-10T11:17:52.349000
B_Optimised_VRE | Secondary Techs | PWRNGSBGDXX | TotalAnnualMaxCapacityInvestment | 2050 | 1.5731 | lid_adequacy_scaled | 2026-07-10T11:17:52.349000
B_Optimised_VRE | Secondary Techs | PWROILMDVXX | TotalAnnualMaxCapacityInvestment | 2023 | 0.1 | lid_floor | 2026-07-10T11:17:52.349000
B_Optimised_VRE | Secondary Techs | PWROILMDVXX | TotalAnnualMaxCapacityInvestment | 2024 | 0.1 | lid_floor | 2026-07-10T11:17:52.349000
B_Optimised_VRE | Secondary Techs | PWROILMDVXX | TotalAnnualMaxCapacityInvestment | 2025 | 0.1 | lid_floor | 2026-07-10T11:17:52.349000
B_Optimised_VRE | Secondary Techs | PWROILMDVXX | TotalAnnualMaxCapacityInvestment | 2026 | 0.1 | lid_floor | 2026-07-10T11:17:52.349000
B_Optimised_VRE | Secondary Techs | PWROILMDVXX | TotalAnnualMaxCapacityInvestment | 2027 | 0.1 | lid_floor | 2026-07-10T11:17:52.349000
B_Optimised_VRE | Secondary Techs | PWROILMDVXX | TotalAnnualMaxCapacityInvestment | 2028 | 0.1 | lid_floor | 2026-07-10T11:17:52.349000
B_Optimised_VRE | Secondary Techs | PWROILMDVXX | TotalAnnualMaxCapacityInvestment | 2029 | 0.1 | lid_floor | 2026-07-10T11:17:52.349000
B_Optimised_VRE | Secondary Techs | PWROILMDVXX | TotalAnnualMaxCapacityInvestment | 2030 | 0.1 | lid_floor | 2026-07-10T11:17:52.349000
B_Optimised_VRE | Secondary Techs | PWROILMDVXX | TotalAnnualMaxCapacityInvestment | 2031 | 0.1 | lid_floor | 2026-07-10T11:17:52.349000
B_Optimised_VRE | Secondary Techs | PWROILMDVXX | TotalAnnualMaxCapacityInvestment | 2032 | 0.1 | lid_floor | 2026-07-10T11:17:52.349000
B_Optimised_VRE | Secondary Techs | PWROILMDVXX | TotalAnnualMaxCapacityInvestment | 2033 | 0.1 | lid_floor | 2026-07-10T11:17:52.349000
B_Optimised_VRE | Secondary Techs | PWROILMDVXX | TotalAnnualMaxCapacityInvestment | 2034 | 0.1 | lid_floor | 2026-07-10T11:17:52.349000
B_Optimised_VRE | Secondary Techs | PWROILMDVXX | TotalAnnualMaxCapacityInvestment | 2035 | 0.1 | lid_floor | 2026-07-10T11:17:52.349000
B_Optimised_VRE | Secondary Techs | PWROILMDVXX | TotalAnnualMaxCapacityInvestment | 2036 | 0.1 | lid_floor | 2026-07-10T11:17:52.349000
B_Optimised_VRE | Secondary Techs | PWROILMDVXX | TotalAnnualMaxCapacityInvestment | 2037 | 0.1 | lid_floor | 2026-07-10T11:17:52.349000
B_Optimised_VRE | Secondary Techs | PWROILMDVXX | TotalAnnualMaxCapacityInvestment | 2038 | 0.1 | lid_floor | 2026-07-10T11:17:52.349000
B_Optimised_VRE | Secondary Techs | PWROILMDVXX | TotalAnnualMaxCapacityInvestment | 2039 | 0.1 | lid_floor | 2026-07-10T11:17:52.349000
B_Optimised_VRE | Secondary Techs | PWROILMDVXX | TotalAnnualMaxCapacityInvestment | 2040 | 0.1 | lid_floor | 2026-07-10T11:17:52.349000
B_Optimised_VRE | Secondary Techs | PWROILMDVXX | TotalAnnualMaxCapacityInvestment | 2041 | 0.1 | lid_floor | 2026-07-10T11:17:52.349000
B_Optimised_VRE | Secondary Techs | PWROILMDVXX | TotalAnnualMaxCapacityInvestment | 2042 | 0.1 | lid_floor | 2026-07-10T11:17:52.349000
B_Optimised_VRE | Secondary Techs | PWROILMDVXX | TotalAnnualMaxCapacityInvestment | 2043 | 0.1 | lid_floor | 2026-07-10T11:17:52.349000
B_Optimised_VRE | Secondary Techs | PWROILMDVXX | TotalAnnualMaxCapacityInvestment | 2044 | 0.1 | lid_floor | 2026-07-10T11:17:52.349000
B_Optimised_VRE | Secondary Techs | PWROILMDVXX | TotalAnnualMaxCapacityInvestment | 2045 | 0.1 | lid_floor | 2026-07-10T11:17:52.349000
B_Optimised_VRE | Secondary Techs | PWROILMDVXX | TotalAnnualMaxCapacityInvestment | 2046 | 0.1 | lid_floor | 2026-07-10T11:17:52.349000
B_Optimised_VRE | Secondary Techs | PWROILMDVXX | TotalAnnualMaxCapacityInvestment | 2047 | 0.1 | lid_floor | 2026-07-10T11:17:52.349000
B_Optimised_VRE | Secondary Techs | PWROILMDVXX | TotalAnnualMaxCapacityInvestment | 2048 | 0.1 | lid_floor | 2026-07-10T11:17:52.349000
B_Optimised_VRE | Secondary Techs | PWROILMDVXX | TotalAnnualMaxCapacityInvestment | 2049 | 0.10126 | lid_adequacy_scaled | 2026-07-10T11:17:52.349000
B_Optimised_VRE | Secondary Techs | PWROILMDVXX | TotalAnnualMaxCapacityInvestment | 2050 | 0.11794 | lid_adequacy_scaled | 2026-07-10T11:17:52.349000
B_Optimised_VRE | Secondary Techs | PWROILNPLXX | TotalAnnualMaxCapacityInvestment | 2023 | 0.1 | lid_floor | 2026-07-10T11:17:52.349000
B_Optimised_VRE | Secondary Techs | PWROILNPLXX | TotalAnnualMaxCapacityInvestment | 2024 | 0.1 | lid_floor | 2026-07-10T11:17:52.349000
B_Optimised_VRE | Secondary Techs | PWROILNPLXX | TotalAnnualMaxCapacityInvestment | 2025 | 0.1 | lid_floor | 2026-07-10T11:17:52.349000
B_Optimised_VRE | Secondary Techs | PWROILNPLXX | TotalAnnualMaxCapacityInvestment | 2026 | 0.1 | lid_floor | 2026-07-10T11:17:52.349000
B_Optimised_VRE | Secondary Techs | PWROILNPLXX | TotalAnnualMaxCapacityInvestment | 2027 | 0.1 | lid_floor | 2026-07-10T11:17:52.349000
B_Optimised_VRE | Secondary Techs | PWROILNPLXX | TotalAnnualMaxCapacityInvestment | 2028 | 0.1 | lid_floor | 2026-07-10T11:17:52.349000
B_Optimised_VRE | Secondary Techs | PWROILNPLXX | TotalAnnualMaxCapacityInvestment | 2029 | 0.1 | lid_floor | 2026-07-10T11:17:52.349000
B_Optimised_VRE | Secondary Techs | PWROILNPLXX | TotalAnnualMaxCapacityInvestment | 2030 | 0.1 | lid_floor | 2026-07-10T11:17:52.349000
B_Optimised_VRE | Secondary Techs | PWROILNPLXX | TotalAnnualMaxCapacityInvestment | 2031 | 0.1 | lid_floor | 2026-07-10T11:17:52.349000
B_Optimised_VRE | Secondary Techs | PWROILNPLXX | TotalAnnualMaxCapacityInvestment | 2032 | 0.1 | lid_floor | 2026-07-10T11:17:52.349000
B_Optimised_VRE | Secondary Techs | PWROILNPLXX | TotalAnnualMaxCapacityInvestment | 2033 | 0.1 | lid_floor | 2026-07-10T11:17:52.349000
B_Optimised_VRE | Secondary Techs | PWROILNPLXX | TotalAnnualMaxCapacityInvestment | 2034 | 0.1 | lid_floor | 2026-07-10T11:17:52.349000
B_Optimised_VRE | Secondary Techs | PWROILNPLXX | TotalAnnualMaxCapacityInvestment | 2035 | 0.1 | lid_floor | 2026-07-10T11:17:52.349000
B_Optimised_VRE | Secondary Techs | PWROILNPLXX | TotalAnnualMaxCapacityInvestment | 2036 | 0.1 | lid_floor | 2026-07-10T11:17:52.349000
B_Optimised_VRE | Secondary Techs | PWROILNPLXX | TotalAnnualMaxCapacityInvestment | 2037 | 0.1 | lid_floor | 2026-07-10T11:17:52.349000
B_Optimised_VRE | Secondary Techs | PWROILNPLXX | TotalAnnualMaxCapacityInvestment | 2038 | 0.1 | lid_floor | 2026-07-10T11:17:52.349000
B_Optimised_VRE | Secondary Techs | PWROILNPLXX | TotalAnnualMaxCapacityInvestment | 2039 | 0.1 | lid_floor | 2026-07-10T11:17:52.349000
B_Optimised_VRE | Secondary Techs | PWROILNPLXX | TotalAnnualMaxCapacityInvestment | 2040 | 0.1 | lid_floor | 2026-07-10T11:17:52.349000
B_Optimised_VRE | Secondary Techs | PWROILNPLXX | TotalAnnualMaxCapacityInvestment | 2041 | 0.1 | lid_floor | 2026-07-10T11:17:52.349000
B_Optimised_VRE | Secondary Techs | PWROILNPLXX | TotalAnnualMaxCapacityInvestment | 2042 | 0.1 | lid_floor | 2026-07-10T11:17:52.349000
B_Optimised_VRE | Secondary Techs | PWROILNPLXX | TotalAnnualMaxCapacityInvestment | 2043 | 0.1 | lid_floor | 2026-07-10T11:17:52.349000
B_Optimised_VRE | Secondary Techs | PWROILNPLXX | TotalAnnualMaxCapacityInvestment | 2044 | 0.1 | lid_floor | 2026-07-10T11:17:52.349000
B_Optimised_VRE | Secondary Techs | PWROILNPLXX | TotalAnnualMaxCapacityInvestment | 2045 | 0.1 | lid_floor | 2026-07-10T11:17:52.349000
B_Optimised_VRE | Secondary Techs | PWROILNPLXX | TotalAnnualMaxCapacityInvestment | 2046 | 0.1 | lid_floor | 2026-07-10T11:17:52.349000
B_Optimised_VRE | Secondary Techs | PWROILNPLXX | TotalAnnualMaxCapacityInvestment | 2047 | 0.11485 | lid_adequacy_scaled | 2026-07-10T11:17:52.349000
B_Optimised_VRE | Secondary Techs | PWROILNPLXX | TotalAnnualMaxCapacityInvestment | 2048 | 0.13842 | lid_adequacy_scaled | 2026-07-10T11:17:52.349000
B_Optimised_VRE | Secondary Techs | PWROILNPLXX | TotalAnnualMaxCapacityInvestment | 2049 | 0.16256 | lid_adequacy_scaled | 2026-07-10T11:17:52.349000
B_Optimised_VRE | Secondary Techs | PWROILNPLXX | TotalAnnualMaxCapacityInvestment | 2050 | 0.18727 | lid_adequacy_scaled | 2026-07-10T11:17:52.349000
B_Optimised_VRE | Secondary Techs | PWRSHPINDEA | TotalAnnualMaxCapacityInvestment | 2023 | 0.1 | lid_floor | 2026-07-10T11:17:52.349000
B_Optimised_VRE | Secondary Techs | PWRSHPINDEA | TotalAnnualMaxCapacityInvestment | 2024 | 0.1 | lid_floor | 2026-07-10T11:17:52.349000
B_Optimised_VRE | Secondary Techs | PWRSHPINDEA | TotalAnnualMaxCapacityInvestment | 2025 | 0.1 | lid_floor | 2026-07-10T11:17:52.349000
B_Optimised_VRE | Secondary Techs | PWRSHPINDEA | TotalAnnualMaxCapacityInvestment | 2026 | 0.1 | lid_floor | 2026-07-10T11:17:52.349000
B_Optimised_VRE | Secondary Techs | PWRSHPINDEA | TotalAnnualMaxCapacityInvestment | 2027 | 0.1 | lid_floor | 2026-07-10T11:17:52.349000
B_Optimised_VRE | Secondary Techs | PWRSHPINDEA | TotalAnnualMaxCapacityInvestment | 2028 | 0.1 | lid_floor | 2026-07-10T11:17:52.349000
B_Optimised_VRE | Secondary Techs | PWRSHPINDEA | TotalAnnualMaxCapacityInvestment | 2029 | 0.1 | lid_floor | 2026-07-10T11:17:52.349000
B_Optimised_VRE | Secondary Techs | PWRSHPINDEA | TotalAnnualMaxCapacityInvestment | 2030 | 0.1 | lid_floor | 2026-07-10T11:17:52.349000
B_Optimised_VRE | Secondary Techs | PWRSHPINDEA | TotalAnnualMaxCapacityInvestment | 2031 | 0.1 | lid_floor | 2026-07-10T11:17:52.349000
B_Optimised_VRE | Secondary Techs | PWRSHPINDEA | TotalAnnualMaxCapacityInvestment | 2032 | 0.1 | lid_floor | 2026-07-10T11:17:52.349000
B_Optimised_VRE | Secondary Techs | PWRSHPINDEA | TotalAnnualMaxCapacityInvestment | 2033 | 0.1 | lid_floor | 2026-07-10T11:17:52.349000
B_Optimised_VRE | Secondary Techs | PWRSHPINDEA | TotalAnnualMaxCapacityInvestment | 2034 | 0.1 | lid_floor | 2026-07-10T11:17:52.349000
B_Optimised_VRE | Secondary Techs | PWRSHPINDEA | TotalAnnualMaxCapacityInvestment | 2035 | 0.1 | lid_floor | 2026-07-10T11:17:52.349000
B_Optimised_VRE | Secondary Techs | PWRSHPINDEA | TotalAnnualMaxCapacityInvestment | 2036 | 0.1 | lid_floor | 2026-07-10T11:17:52.349000
B_Optimised_VRE | Secondary Techs | PWRSHPINDEA | TotalAnnualMaxCapacityInvestment | 2037 | 0.1 | lid_floor | 2026-07-10T11:17:52.349000
B_Optimised_VRE | Secondary Techs | PWRSHPINDEA | TotalAnnualMaxCapacityInvestment | 2038 | 0.1 | lid_floor | 2026-07-10T11:17:52.349000
B_Optimised_VRE | Secondary Techs | PWRSHPINDEA | TotalAnnualMaxCapacityInvestment | 2039 | 0.1 | lid_floor | 2026-07-10T11:17:52.349000
B_Optimised_VRE | Secondary Techs | PWRSHPINDEA | TotalAnnualMaxCapacityInvestment | 2040 | 0.1 | lid_floor | 2026-07-10T11:17:52.349000
B_Optimised_VRE | Secondary Techs | PWRSHPINDEA | TotalAnnualMaxCapacityInvestment | 2041 | 0.11102 | lid_adequacy_scaled | 2026-07-10T11:17:52.349000
B_Optimised_VRE | Secondary Techs | PWRSHPINDEA | TotalAnnualMaxCapacityInvestment | 2042 | 0.16979 | lid_adequacy_scaled | 2026-07-10T11:17:52.349000
B_Optimised_VRE | Secondary Techs | PWRSHPINDEA | TotalAnnualMaxCapacityInvestment | 2043 | 0.28229 | lid_adequacy_scaled | 2026-07-10T11:17:52.349000
B_Optimised_VRE | Secondary Techs | PWRSHPINDEA | TotalAnnualMaxCapacityInvestment | 2044 | 0.42807 | lid_adequacy_scaled | 2026-07-10T11:17:52.349000
B_Optimised_VRE | Secondary Techs | PWRSHPINDEA | TotalAnnualMaxCapacityInvestment | 2045 | 0.63201 | lid_adequacy_scaled | 2026-07-10T11:17:52.349000
B_Optimised_VRE | Secondary Techs | PWRSHPINDEA | TotalAnnualMaxCapacityInvestment | 2046 | 1.0195 | lid_adequacy_scaled | 2026-07-10T11:17:52.349000
B_Optimised_VRE | Secondary Techs | PWRSHPINDEA | TotalAnnualMaxCapacityInvestment | 2047 | 1.6904 | lid_adequacy_scaled | 2026-07-10T11:17:52.349000
B_Optimised_VRE | Secondary Techs | PWRSHPINDEA | TotalAnnualMaxCapacityInvestment | 2048 | 2.5819 | lid_adequacy_scaled | 2026-07-10T11:17:52.349000
B_Optimised_VRE | Secondary Techs | PWRSHPINDEA | TotalAnnualMaxCapacityInvestment | 2049 | 3.426 | lid_adequacy_scaled | 2026-07-10T11:17:52.349000
B_Optimised_VRE | Secondary Techs | PWRSHPINDEA | TotalAnnualMaxCapacityInvestment | 2050 | 3.8802 | lid_adequacy_scaled | 2026-07-10T11:17:52.349000
B_Optimised_VRE | Secondary Techs | PWRSHPINDNE | TotalAnnualMaxCapacityInvestment | 2023 | 0.1 | lid_floor | 2026-07-10T11:17:52.349000
B_Optimised_VRE | Secondary Techs | PWRSHPINDNE | TotalAnnualMaxCapacityInvestment | 2024 | 0.1 | lid_floor | 2026-07-10T11:17:52.349000
B_Optimised_VRE | Secondary Techs | PWRSHPINDNE | TotalAnnualMaxCapacityInvestment | 2025 | 0.1 | lid_floor | 2026-07-10T11:17:52.349000
B_Optimised_VRE | Secondary Techs | PWRSHPINDNE | TotalAnnualMaxCapacityInvestment | 2026 | 0.1 | lid_floor | 2026-07-10T11:17:52.349000
B_Optimised_VRE | Secondary Techs | PWRSHPINDNE | TotalAnnualMaxCapacityInvestment | 2027 | 0.1 | lid_floor | 2026-07-10T11:17:52.349000
B_Optimised_VRE | Secondary Techs | PWRSHPINDNE | TotalAnnualMaxCapacityInvestment | 2028 | 0.1 | lid_floor | 2026-07-10T11:17:52.349000
B_Optimised_VRE | Secondary Techs | PWRSHPINDNE | TotalAnnualMaxCapacityInvestment | 2029 | 0.1 | lid_floor | 2026-07-10T11:17:52.349000
B_Optimised_VRE | Secondary Techs | PWRSHPINDNE | TotalAnnualMaxCapacityInvestment | 2030 | 0.1 | lid_floor | 2026-07-10T11:17:52.349000
B_Optimised_VRE | Secondary Techs | PWRSHPINDNE | TotalAnnualMaxCapacityInvestment | 2031 | 0.1 | lid_floor | 2026-07-10T11:17:52.349000
B_Optimised_VRE | Secondary Techs | PWRSHPINDNE | TotalAnnualMaxCapacityInvestment | 2032 | 0.1 | lid_floor | 2026-07-10T11:17:52.349000
B_Optimised_VRE | Secondary Techs | PWRSHPINDNE | TotalAnnualMaxCapacityInvestment | 2033 | 0.1 | lid_floor | 2026-07-10T11:17:52.349000
B_Optimised_VRE | Secondary Techs | PWRSHPINDNE | TotalAnnualMaxCapacityInvestment | 2034 | 0.1 | lid_floor | 2026-07-10T11:17:52.349000
B_Optimised_VRE | Secondary Techs | PWRSHPINDNE | TotalAnnualMaxCapacityInvestment | 2035 | 0.1 | lid_floor | 2026-07-10T11:17:52.349000
B_Optimised_VRE | Secondary Techs | PWRSHPINDNE | TotalAnnualMaxCapacityInvestment | 2036 | 0.1 | lid_floor | 2026-07-10T11:17:52.349000
B_Optimised_VRE | Secondary Techs | PWRSHPINDNE | TotalAnnualMaxCapacityInvestment | 2037 | 0.1 | lid_floor | 2026-07-10T11:17:52.349000
B_Optimised_VRE | Secondary Techs | PWRSHPINDNE | TotalAnnualMaxCapacityInvestment | 2038 | 0.1 | lid_floor | 2026-07-10T11:17:52.349000
B_Optimised_VRE | Secondary Techs | PWRSHPINDNE | TotalAnnualMaxCapacityInvestment | 2039 | 0.1 | lid_floor | 2026-07-10T11:17:52.349000
B_Optimised_VRE | Secondary Techs | PWRSHPINDNE | TotalAnnualMaxCapacityInvestment | 2040 | 0.1 | lid_floor | 2026-07-10T11:17:52.349000
B_Optimised_VRE | Secondary Techs | PWRSHPINDNE | TotalAnnualMaxCapacityInvestment | 2041 | 0.1 | lid_floor | 2026-07-10T11:17:52.349000
B_Optimised_VRE | Secondary Techs | PWRSHPINDNE | TotalAnnualMaxCapacityInvestment | 2042 | 0.1 | lid_floor | 2026-07-10T11:17:52.349000
B_Optimised_VRE | Secondary Techs | PWRSHPINDNE | TotalAnnualMaxCapacityInvestment | 2043 | 0.1 | lid_floor | 2026-07-10T11:17:52.349000
B_Optimised_VRE | Secondary Techs | PWRSHPINDNE | TotalAnnualMaxCapacityInvestment | 2044 | 0.1 | lid_floor | 2026-07-10T11:17:52.349000
B_Optimised_VRE | Secondary Techs | PWRSHPINDNE | TotalAnnualMaxCapacityInvestment | 2045 | 0.1 | lid_floor | 2026-07-10T11:17:52.349000
B_Optimised_VRE | Secondary Techs | PWRSHPINDNE | TotalAnnualMaxCapacityInvestment | 2046 | 0.12181 | lid_adequacy_scaled | 2026-07-10T11:17:52.349000
B_Optimised_VRE | Secondary Techs | PWRSHPINDNE | TotalAnnualMaxCapacityInvestment | 2047 | 0.14878 | lid_adequacy_scaled | 2026-07-10T11:17:52.349000
B_Optimised_VRE | Secondary Techs | PWRSHPINDNE | TotalAnnualMaxCapacityInvestment | 2048 | 0.17556 | lid_adequacy_scaled | 2026-07-10T11:17:52.349000
B_Optimised_VRE | Secondary Techs | PWRSHPINDNE | TotalAnnualMaxCapacityInvestment | 2049 | 0.20238 | lid_adequacy_scaled | 2026-07-10T11:17:52.349000
B_Optimised_VRE | Secondary Techs | PWRSHPINDNE | TotalAnnualMaxCapacityInvestment | 2050 | 0.22931 | lid_adequacy_scaled | 2026-07-10T11:17:52.349000
B_Optimised_VRE | Secondary Techs | PWRSHPINDNO | TotalAnnualMaxCapacityInvestment | 2023 | 0.1 | lid_floor | 2026-07-10T11:17:52.349000
B_Optimised_VRE | Secondary Techs | PWRSHPINDNO | TotalAnnualMaxCapacityInvestment | 2024 | 0.10433 | lid_fill | 2026-07-10T11:17:52.349000
B_Optimised_VRE | Secondary Techs | PWRSHPINDNO | TotalAnnualMaxCapacityInvestment | 2025 | 0.1103 | lid_fill | 2026-07-10T11:17:52.349000
B_Optimised_VRE | Secondary Techs | PWRSHPINDNO | TotalAnnualMaxCapacityInvestment | 2026 | 0.11842 | lid_fill | 2026-07-10T11:17:52.349000
B_Optimised_VRE | Secondary Techs | PWRSHPINDNO | TotalAnnualMaxCapacityInvestment | 2027 | 0.12571 | lid_fill | 2026-07-10T11:17:52.349000
B_Optimised_VRE | Secondary Techs | PWRSHPINDNO | TotalAnnualMaxCapacityInvestment | 2028 | 0.22027 | lid_relaxed | 2026-07-10T11:17:52.349000
B_Optimised_VRE | Secondary Techs | PWRSHPINDNO | TotalAnnualMaxCapacityInvestment | 2029 | 0.2768 | lid_relaxed | 2026-07-10T11:17:52.349000
B_Optimised_VRE | Secondary Techs | PWRSHPINDNO | TotalAnnualMaxCapacityInvestment | 2030 | 0.23506 | lid_relaxed | 2026-07-10T11:17:52.349000
B_Optimised_VRE | Secondary Techs | PWRSHPINDNO | TotalAnnualMaxCapacityInvestment | 2031 | 0.22801 | lid_family_capped | 2026-07-10T11:17:52.349000
B_Optimised_VRE | Secondary Techs | PWRSHPINDNO | TotalAnnualMaxCapacityInvestment | 2032 | 0.27686 | lid_family_capped | 2026-07-10T11:17:52.349000
B_Optimised_VRE | Secondary Techs | PWRSHPINDNO | TotalAnnualMaxCapacityInvestment | 2033 | 0.26501 | lid_family_capped | 2026-07-10T11:17:52.349000
B_Optimised_VRE | Secondary Techs | PWRSHPINDNO | TotalAnnualMaxCapacityInvestment | 2034 | 0.25316 | lid_family_capped | 2026-07-10T11:17:52.349000
B_Optimised_VRE | Secondary Techs | PWRSHPINDNO | TotalAnnualMaxCapacityInvestment | 2035 | 0.24131 | lid_family_capped | 2026-07-10T11:17:52.349000
B_Optimised_VRE | Secondary Techs | PWRSHPINDNO | TotalAnnualMaxCapacityInvestment | 2036 | 0.22946 | lid_family_capped | 2026-07-10T11:17:52.349000
B_Optimised_VRE | Secondary Techs | PWRSHPINDNO | TotalAnnualMaxCapacityInvestment | 2037 | 0.24952 | lid_family_capped | 2026-07-10T11:17:52.349000
B_Optimised_VRE | Secondary Techs | PWRSHPINDNO | TotalAnnualMaxCapacityInvestment | 2038 | 0.23663 | lid_family_capped | 2026-07-10T11:17:52.349000
B_Optimised_VRE | Secondary Techs | PWRSHPINDNO | TotalAnnualMaxCapacityInvestment | 2039 | 0.22374 | lid_family_capped | 2026-07-10T11:17:52.349000
B_Optimised_VRE | Secondary Techs | PWRSHPINDNO | TotalAnnualMaxCapacityInvestment | 2040 | 0.19051 | lid_family_capped | 2026-07-10T11:17:52.349000
B_Optimised_VRE | Secondary Techs | PWRSHPINDNO | TotalAnnualMaxCapacityInvestment | 2041 | 0.19721 | lid_family_capped | 2026-07-10T11:17:52.349000
B_Optimised_VRE | Secondary Techs | PWRSHPINDNO | TotalAnnualMaxCapacityInvestment | 2042 | 0.22916 | lid_family_capped | 2026-07-10T11:17:52.349000
B_Optimised_VRE | Secondary Techs | PWRSHPINDNO | TotalAnnualMaxCapacityInvestment | 2043 | 0.23124 | lid_family_capped | 2026-07-10T11:17:52.349000
B_Optimised_VRE | Secondary Techs | PWRSHPINDNO | TotalAnnualMaxCapacityInvestment | 2044 | 0.22604 | lid_family_capped | 2026-07-10T11:17:52.349000
B_Optimised_VRE | Secondary Techs | PWRSHPINDNO | TotalAnnualMaxCapacityInvestment | 2045 | 0.21629 | lid_family_capped | 2026-07-10T11:17:52.349000
B_Optimised_VRE | Secondary Techs | PWRSHPINDNO | TotalAnnualMaxCapacityInvestment | 2046 | 0.23394 | lid_family_capped | 2026-07-10T11:17:52.349000
B_Optimised_VRE | Secondary Techs | PWRSHPINDNO | TotalAnnualMaxCapacityInvestment | 2047 | 0.23455 | lid_family_capped | 2026-07-10T11:17:52.349000
B_Optimised_VRE | Secondary Techs | PWRSHPINDNO | TotalAnnualMaxCapacityInvestment | 2048 | 0.24484 | lid_adequacy_scaled | 2026-07-10T11:17:52.349000
B_Optimised_VRE | Secondary Techs | PWRSHPINDNO | TotalAnnualMaxCapacityInvestment | 2049 | 0.26795 | lid_adequacy_scaled | 2026-07-10T11:17:52.349000
B_Optimised_VRE | Secondary Techs | PWRSHPINDNO | TotalAnnualMaxCapacityInvestment | 2050 | 0.28922 | lid_adequacy_scaled | 2026-07-10T11:17:52.349000
B_Optimised_VRE | Secondary Techs | PWRSHPINDSO | TotalAnnualMaxCapacityInvestment | 2023 | 0.1 | lid_floor | 2026-07-10T11:17:52.349000
B_Optimised_VRE | Secondary Techs | PWRSHPINDSO | TotalAnnualMaxCapacityInvestment | 2024 | 0.1167 | lid_fill | 2026-07-10T11:17:52.349000
B_Optimised_VRE | Secondary Techs | PWRSHPINDSO | TotalAnnualMaxCapacityInvestment | 2025 | 0.12391 | lid_fill | 2026-07-10T11:17:52.349000
B_Optimised_VRE | Secondary Techs | PWRSHPINDSO | TotalAnnualMaxCapacityInvestment | 2026 | 0.13644 | lid_fill | 2026-07-10T11:17:52.349000
B_Optimised_VRE | Secondary Techs | PWRSHPINDSO | TotalAnnualMaxCapacityInvestment | 2027 | 0.13802 | lid_fill | 2026-07-10T11:17:52.349000
B_Optimised_VRE | Secondary Techs | PWRSHPINDSO | TotalAnnualMaxCapacityInvestment | 2028 | 0.23962 | lid_relaxed | 2026-07-10T11:17:52.349000
B_Optimised_VRE | Secondary Techs | PWRSHPINDSO | TotalAnnualMaxCapacityInvestment | 2029 | 0.30391 | lid_relaxed | 2026-07-10T11:17:52.349000
B_Optimised_VRE | Secondary Techs | PWRSHPINDSO | TotalAnnualMaxCapacityInvestment | 2030 | 0.26803 | lid_relaxed | 2026-07-10T11:17:52.349000
B_Optimised_VRE | Secondary Techs | PWRSHPINDSO | TotalAnnualMaxCapacityInvestment | 2031 | 0.24869 | lid_family_capped | 2026-07-10T11:17:52.349000
B_Optimised_VRE | Secondary Techs | PWRSHPINDSO | TotalAnnualMaxCapacityInvestment | 2032 | 0.31105 | lid_family_capped | 2026-07-10T11:17:52.349000
B_Optimised_VRE | Secondary Techs | PWRSHPINDSO | TotalAnnualMaxCapacityInvestment | 2033 | 0.29946 | lid_family_capped | 2026-07-10T11:17:52.349000
B_Optimised_VRE | Secondary Techs | PWRSHPINDSO | TotalAnnualMaxCapacityInvestment | 2034 | 0.28788 | lid_family_capped | 2026-07-10T11:17:52.349000
B_Optimised_VRE | Secondary Techs | PWRSHPINDSO | TotalAnnualMaxCapacityInvestment | 2035 | 0.27629 | lid_family_capped | 2026-07-10T11:17:52.349000
B_Optimised_VRE | Secondary Techs | PWRSHPINDSO | TotalAnnualMaxCapacityInvestment | 2036 | 0.26471 | lid_family_capped | 2026-07-10T11:17:52.349000
B_Optimised_VRE | Secondary Techs | PWRSHPINDSO | TotalAnnualMaxCapacityInvestment | 2037 | 0.28082 | lid_family_capped | 2026-07-10T11:17:52.349000
B_Optimised_VRE | Secondary Techs | PWRSHPINDSO | TotalAnnualMaxCapacityInvestment | 2038 | 0.26843 | lid_family_capped | 2026-07-10T11:17:52.349000
B_Optimised_VRE | Secondary Techs | PWRSHPINDSO | TotalAnnualMaxCapacityInvestment | 2039 | 0.25604 | lid_family_capped | 2026-07-10T11:17:52.349000
B_Optimised_VRE | Secondary Techs | PWRSHPINDSO | TotalAnnualMaxCapacityInvestment | 2040 | 0.23218 | lid_family_capped | 2026-07-10T11:17:52.349000
B_Optimised_VRE | Secondary Techs | PWRSHPINDSO | TotalAnnualMaxCapacityInvestment | 2041 | 0.23085 | lid_family_capped | 2026-07-10T11:17:52.349000
B_Optimised_VRE | Secondary Techs | PWRSHPINDSO | TotalAnnualMaxCapacityInvestment | 2042 | 0.2659 | lid_family_capped | 2026-07-10T11:17:52.349000
B_Optimised_VRE | Secondary Techs | PWRSHPINDSO | TotalAnnualMaxCapacityInvestment | 2043 | 0.26902 | lid_family_capped | 2026-07-10T11:17:52.349000
B_Optimised_VRE | Secondary Techs | PWRSHPINDSO | TotalAnnualMaxCapacityInvestment | 2044 | 0.27199 | lid_family_capped | 2026-07-10T11:17:52.349000
B_Optimised_VRE | Secondary Techs | PWRSHPINDSO | TotalAnnualMaxCapacityInvestment | 2045 | 0.27478 | lid_family_capped | 2026-07-10T11:17:52.349000
B_Optimised_VRE | Secondary Techs | PWRSHPINDSO | TotalAnnualMaxCapacityInvestment | 2046 | 0.27737 | lid_family_capped | 2026-07-10T11:17:52.349000
B_Optimised_VRE | Secondary Techs | PWRSHPINDSO | TotalAnnualMaxCapacityInvestment | 2047 | 0.27976 | lid_family_capped | 2026-07-10T11:17:52.349000
B_Optimised_VRE | Secondary Techs | PWRSHPINDSO | TotalAnnualMaxCapacityInvestment | 2048 | 0.28191 | lid_family_capped | 2026-07-10T11:17:52.349000
B_Optimised_VRE | Secondary Techs | PWRSHPINDSO | TotalAnnualMaxCapacityInvestment | 2049 | 0.2838 | lid_family_capped | 2026-07-10T11:17:52.349000
B_Optimised_VRE | Secondary Techs | PWRSHPINDSO | TotalAnnualMaxCapacityInvestment | 2050 | 0.28542 | lid_family_capped | 2026-07-10T11:17:52.349000
B_Optimised_VRE | Secondary Techs | PWRSHPINDWE | TotalAnnualMaxCapacityInvestment | 2023 | 0.1 | lid_floor | 2026-07-10T11:17:52.349000
B_Optimised_VRE | Secondary Techs | PWRSHPINDWE | TotalAnnualMaxCapacityInvestment | 2024 | 0.1 | lid_floor | 2026-07-10T11:17:52.349000
B_Optimised_VRE | Secondary Techs | PWRSHPINDWE | TotalAnnualMaxCapacityInvestment | 2025 | 0.1 | lid_floor | 2026-07-10T11:17:52.349000
B_Optimised_VRE | Secondary Techs | PWRSHPINDWE | TotalAnnualMaxCapacityInvestment | 2026 | 0.1 | lid_floor | 2026-07-10T11:17:52.349000
B_Optimised_VRE | Secondary Techs | PWRSHPINDWE | TotalAnnualMaxCapacityInvestment | 2027 | 0.1 | lid_floor | 2026-07-10T11:17:52.349000
B_Optimised_VRE | Secondary Techs | PWRSHPINDWE | TotalAnnualMaxCapacityInvestment | 2028 | 0.1 | lid_floor | 2026-07-10T11:17:52.349000
B_Optimised_VRE | Secondary Techs | PWRSHPINDWE | TotalAnnualMaxCapacityInvestment | 2029 | 0.10198 | lid_relaxed | 2026-07-10T11:17:52.349000
B_Optimised_VRE | Secondary Techs | PWRSHPINDWE | TotalAnnualMaxCapacityInvestment | 2030 | 0.1 | lid_floor | 2026-07-10T11:17:52.349000
B_Optimised_VRE | Secondary Techs | PWRSHPINDWE | TotalAnnualMaxCapacityInvestment | 2031 | 0.1 | lid_floor | 2026-07-10T11:17:52.349000
B_Optimised_VRE | Secondary Techs | PWRSHPINDWE | TotalAnnualMaxCapacityInvestment | 2032 | 0.1 | lid_floor | 2026-07-10T11:17:52.349000
B_Optimised_VRE | Secondary Techs | PWRSHPINDWE | TotalAnnualMaxCapacityInvestment | 2033 | 0.1 | lid_floor | 2026-07-10T11:17:52.349000
B_Optimised_VRE | Secondary Techs | PWRSHPINDWE | TotalAnnualMaxCapacityInvestment | 2034 | 0.1 | lid_floor | 2026-07-10T11:17:52.349000
B_Optimised_VRE | Secondary Techs | PWRSHPINDWE | TotalAnnualMaxCapacityInvestment | 2035 | 0.1 | lid_floor | 2026-07-10T11:17:52.349000
B_Optimised_VRE | Secondary Techs | PWRSHPINDWE | TotalAnnualMaxCapacityInvestment | 2036 | 0.1 | lid_floor | 2026-07-10T11:17:52.349000
B_Optimised_VRE | Secondary Techs | PWRSHPINDWE | TotalAnnualMaxCapacityInvestment | 2037 | 0.1 | lid_floor | 2026-07-10T11:17:52.349000
B_Optimised_VRE | Secondary Techs | PWRSHPINDWE | TotalAnnualMaxCapacityInvestment | 2038 | 0.1 | lid_floor | 2026-07-10T11:17:52.349000
B_Optimised_VRE | Secondary Techs | PWRSHPINDWE | TotalAnnualMaxCapacityInvestment | 2039 | 0.1 | lid_floor | 2026-07-10T11:17:52.349000
B_Optimised_VRE | Secondary Techs | PWRSHPINDWE | TotalAnnualMaxCapacityInvestment | 2040 | 0.1 | lid_floor | 2026-07-10T11:17:52.349000
B_Optimised_VRE | Secondary Techs | PWRSHPINDWE | TotalAnnualMaxCapacityInvestment | 2041 | 0.1 | lid_floor | 2026-07-10T11:17:52.349000
B_Optimised_VRE | Secondary Techs | PWRSHPINDWE | TotalAnnualMaxCapacityInvestment | 2042 | 0.1 | lid_floor | 2026-07-10T11:17:52.349000
B_Optimised_VRE | Secondary Techs | PWRSHPINDWE | TotalAnnualMaxCapacityInvestment | 2043 | 0.1 | lid_floor | 2026-07-10T11:17:52.349000
B_Optimised_VRE | Secondary Techs | PWRSHPINDWE | TotalAnnualMaxCapacityInvestment | 2044 | 0.11703 | lid_adequacy_scaled | 2026-07-10T11:17:52.349000
B_Optimised_VRE | Secondary Techs | PWRSHPINDWE | TotalAnnualMaxCapacityInvestment | 2045 | 0.14827 | lid_adequacy_scaled | 2026-07-10T11:17:52.349000
B_Optimised_VRE | Secondary Techs | PWRSHPINDWE | TotalAnnualMaxCapacityInvestment | 2046 | 0.18827 | lid_adequacy_scaled | 2026-07-10T11:17:52.349000
B_Optimised_VRE | Secondary Techs | PWRSHPINDWE | TotalAnnualMaxCapacityInvestment | 2047 | 0.23124 | lid_adequacy_scaled | 2026-07-10T11:17:52.349000
B_Optimised_VRE | Secondary Techs | PWRSHPINDWE | TotalAnnualMaxCapacityInvestment | 2048 | 0.28049 | lid_adequacy_scaled | 2026-07-10T11:17:52.349000
B_Optimised_VRE | Secondary Techs | PWRSHPINDWE | TotalAnnualMaxCapacityInvestment | 2049 | 0.34091 | lid_adequacy_scaled | 2026-07-10T11:17:52.349000
B_Optimised_VRE | Secondary Techs | PWRSHPINDWE | TotalAnnualMaxCapacityInvestment | 2050 | 0.4209 | lid_adequacy_scaled | 2026-07-10T11:17:52.349000
B_Optimised_VRE | Secondary Techs | PWRWONMDVXX | TotalAnnualMaxCapacityInvestment | 2023 | 0.1 | lid_floor | 2026-07-10T11:17:52.349000
B_Optimised_VRE | Secondary Techs | PWRWONMDVXX | TotalAnnualMaxCapacityInvestment | 2024 | 0.1 | lid_floor | 2026-07-10T11:17:52.349000
B_Optimised_VRE | Secondary Techs | PWRWONMDVXX | TotalAnnualMaxCapacityInvestment | 2025 | 0.1 | lid_floor | 2026-07-10T11:17:52.349000
B_Optimised_VRE | Secondary Techs | PWRWONMDVXX | TotalAnnualMaxCapacityInvestment | 2026 | 0.1 | lid_floor | 2026-07-10T11:17:52.349000
B_Optimised_VRE | Secondary Techs | PWRWONMDVXX | TotalAnnualMaxCapacityInvestment | 2027 | 0.1 | lid_floor | 2026-07-10T11:17:52.349000
B_Optimised_VRE | Secondary Techs | PWRWONMDVXX | TotalAnnualMaxCapacityInvestment | 2028 | 0.1 | lid_floor | 2026-07-10T11:17:52.349000
B_Optimised_VRE | Secondary Techs | PWRWONMDVXX | TotalAnnualMaxCapacityInvestment | 2029 | 0.1 | lid_floor | 2026-07-10T11:17:52.349000
B_Optimised_VRE | Secondary Techs | PWRWONMDVXX | TotalAnnualMaxCapacityInvestment | 2030 | 0.1 | lid_floor | 2026-07-10T11:17:52.349000
B_Optimised_VRE | Secondary Techs | PWRWONMDVXX | TotalAnnualMaxCapacityInvestment | 2031 | 0.1 | lid_floor | 2026-07-10T11:17:52.349000
B_Optimised_VRE | Secondary Techs | PWRWONMDVXX | TotalAnnualMaxCapacityInvestment | 2032 | 0.1 | lid_floor | 2026-07-10T11:17:52.349000
B_Optimised_VRE | Secondary Techs | PWRWONMDVXX | TotalAnnualMaxCapacityInvestment | 2033 | 0.1 | lid_floor | 2026-07-10T11:17:52.349000
B_Optimised_VRE | Secondary Techs | PWRWONMDVXX | TotalAnnualMaxCapacityInvestment | 2034 | 0.1 | lid_floor | 2026-07-10T11:17:52.349000
B_Optimised_VRE | Secondary Techs | PWRWONMDVXX | TotalAnnualMaxCapacityInvestment | 2035 | 0.1 | lid_floor | 2026-07-10T11:17:52.349000
B_Optimised_VRE | Secondary Techs | PWRWONMDVXX | TotalAnnualMaxCapacityInvestment | 2036 | 0.1 | lid_floor | 2026-07-10T11:17:52.349000
B_Optimised_VRE | Secondary Techs | PWRWONMDVXX | TotalAnnualMaxCapacityInvestment | 2037 | 0.1 | lid_floor | 2026-07-10T11:17:52.349000
B_Optimised_VRE | Secondary Techs | PWRWONMDVXX | TotalAnnualMaxCapacityInvestment | 2038 | 0.1 | lid_floor | 2026-07-10T11:17:52.349000
B_Optimised_VRE | Secondary Techs | PWRWONMDVXX | TotalAnnualMaxCapacityInvestment | 2039 | 0.1 | lid_floor | 2026-07-10T11:17:52.349000
B_Optimised_VRE | Secondary Techs | PWRWONMDVXX | TotalAnnualMaxCapacityInvestment | 2040 | 0.1 | lid_floor | 2026-07-10T11:17:52.349000
B_Optimised_VRE | Secondary Techs | PWRWONMDVXX | TotalAnnualMaxCapacityInvestment | 2041 | 0.1 | lid_floor | 2026-07-10T11:17:52.349000
B_Optimised_VRE | Secondary Techs | PWRWONMDVXX | TotalAnnualMaxCapacityInvestment | 2042 | 0.1 | lid_floor | 2026-07-10T11:17:52.349000
B_Optimised_VRE | Secondary Techs | PWRWONMDVXX | TotalAnnualMaxCapacityInvestment | 2043 | 0.1 | lid_floor | 2026-07-10T11:17:52.349000
B_Optimised_VRE | Secondary Techs | PWRWONMDVXX | TotalAnnualMaxCapacityInvestment | 2044 | 0.1 | lid_floor | 2026-07-10T11:17:52.349000
B_Optimised_VRE | Secondary Techs | PWRWONMDVXX | TotalAnnualMaxCapacityInvestment | 2045 | 0.1 | lid_floor | 2026-07-10T11:17:52.349000
B_Optimised_VRE | Secondary Techs | PWRWONMDVXX | TotalAnnualMaxCapacityInvestment | 2046 | 0.1 | lid_floor | 2026-07-10T11:17:52.349000
B_Optimised_VRE | Secondary Techs | PWRWONMDVXX | TotalAnnualMaxCapacityInvestment | 2047 | 0.1 | lid_floor | 2026-07-10T11:17:52.349000
B_Optimised_VRE | Secondary Techs | PWRWONMDVXX | TotalAnnualMaxCapacityInvestment | 2048 | 0.1 | lid_floor | 2026-07-10T11:17:52.349000
B_Optimised_VRE | Secondary Techs | PWRWONMDVXX | TotalAnnualMaxCapacityInvestment | 2049 | 0.10126 | lid_adequacy_scaled | 2026-07-10T11:17:52.349000
B_Optimised_VRE | Secondary Techs | PWRWONMDVXX | TotalAnnualMaxCapacityInvestment | 2050 | 0.11794 | lid_adequacy_scaled | 2026-07-10T11:17:52.349000
B_Optimised_VRE | Secondary Techs | TRNBTNXXINDEA | TotalAnnualMaxCapacityInvestment | 2023 | 5.53 | override | 2026-07-10T11:17:56.201345
B_Optimised_VRE | Secondary Techs | TRNBTNXXINDEA | TotalAnnualMaxCapacityInvestment | 2024 | 5.664 | override | 2026-07-10T11:17:56.201345
B_Optimised_VRE | Secondary Techs | TRNBTNXXINDEA | TotalAnnualMaxCapacityInvestment | 2025 | 5.798 | override | 2026-07-10T11:17:56.201345
B_Optimised_VRE | Secondary Techs | TRNBTNXXINDEA | TotalAnnualMaxCapacityInvestment | 2026 | 5.932 | override | 2026-07-10T11:17:56.201345
B_Optimised_VRE | Secondary Techs | TRNBTNXXINDEA | TotalAnnualMaxCapacityInvestment | 2027 | 6.066 | override | 2026-07-10T11:17:56.201345
B_Optimised_VRE | Secondary Techs | TRNBTNXXINDEA | TotalAnnualMaxCapacityInvestment | 2028 | 6.2 | override | 2026-07-10T11:17:56.201345
B_Optimised_VRE | Secondary Techs | TRNBTNXXINDEA | TotalAnnualMaxCapacityInvestment | 2029 | 7.4 | override | 2026-07-10T11:17:56.201345
B_Optimised_VRE | Secondary Techs | TRNBTNXXINDEA | TotalAnnualMaxCapacityInvestment | 2030 | 8.6 | override | 2026-07-10T11:17:56.201345
B_Optimised_VRE | Secondary Techs | TRNBTNXXINDEA | TotalAnnualMaxCapacityInvestment | 2031 | 9.932 | override | 2026-07-10T11:17:56.201345
B_Optimised_VRE | Secondary Techs | TRNBTNXXINDEA | TotalAnnualMaxCapacityInvestment | 2032 | 11.264 | override | 2026-07-10T11:17:56.201345
B_Optimised_VRE | Secondary Techs | TRNBTNXXINDEA | TotalAnnualMaxCapacityInvestment | 2033 | 12.596 | override | 2026-07-10T11:17:56.201345
B_Optimised_VRE | Secondary Techs | TRNBTNXXINDEA | TotalAnnualMaxCapacityInvestment | 2034 | 13.928 | override | 2026-07-10T11:17:56.201345
B_Optimised_VRE | Secondary Techs | TRNBTNXXINDEA | TotalAnnualMaxCapacityInvestment | 2035 | 15.26 | override | 2026-07-10T11:17:56.201345
B_Optimised_VRE | Secondary Techs | TRNBTNXXINDEA | TotalAnnualMaxCapacityInvestment | 2036 | 15.26 | override | 2026-07-10T11:17:56.201345
B_Optimised_VRE | Secondary Techs | TRNBTNXXINDEA | TotalAnnualMaxCapacityInvestment | 2037 | 15.26 | override | 2026-07-10T11:17:56.201345
B_Optimised_VRE | Secondary Techs | TRNBTNXXINDEA | TotalAnnualMaxCapacityInvestment | 2038 | 15.26 | override | 2026-07-10T11:17:56.201345
B_Optimised_VRE | Secondary Techs | TRNBTNXXINDEA | TotalAnnualMaxCapacityInvestment | 2039 | 15.26 | override | 2026-07-10T11:17:56.201345
B_Optimised_VRE | Secondary Techs | TRNBTNXXINDEA | TotalAnnualMaxCapacityInvestment | 2040 | 15.26 | override | 2026-07-10T11:17:56.201345
B_Optimised_VRE | Secondary Techs | TRNBTNXXINDEA | TotalAnnualMaxCapacityInvestment | 2041 | 15.26 | override | 2026-07-10T11:17:56.201345
B_Optimised_VRE | Secondary Techs | TRNBTNXXINDEA | TotalAnnualMaxCapacityInvestment | 2042 | 15.26 | override | 2026-07-10T11:17:56.201345
B_Optimised_VRE | Secondary Techs | TRNBTNXXINDEA | TotalAnnualMaxCapacityInvestment | 2043 | 15.26 | override | 2026-07-10T11:17:56.201345
B_Optimised_VRE | Secondary Techs | TRNBTNXXINDEA | TotalAnnualMaxCapacityInvestment | 2044 | 15.26 | override | 2026-07-10T11:17:56.201345
B_Optimised_VRE | Secondary Techs | TRNBTNXXINDEA | TotalAnnualMaxCapacityInvestment | 2045 | 15.26 | override | 2026-07-10T11:17:56.201345
B_Optimised_VRE | Secondary Techs | TRNBTNXXINDEA | TotalAnnualMaxCapacityInvestment | 2046 | 15.26 | override | 2026-07-10T11:17:56.201345
B_Optimised_VRE | Secondary Techs | TRNBTNXXINDEA | TotalAnnualMaxCapacityInvestment | 2047 | 15.26 | override | 2026-07-10T11:17:56.201345
B_Optimised_VRE | Secondary Techs | TRNBTNXXINDEA | TotalAnnualMaxCapacityInvestment | 2048 | 15.26 | override | 2026-07-10T11:17:56.201345
B_Optimised_VRE | Secondary Techs | TRNBTNXXINDEA | TotalAnnualMaxCapacityInvestment | 2049 | 15.26 | override | 2026-07-10T11:17:56.201345
B_Optimised_VRE | Secondary Techs | TRNBTNXXINDEA | TotalAnnualMaxCapacityInvestment | 2050 | 15.26 | override | 2026-07-10T11:17:56.201345
B_Optimised_VRE | Secondary Techs | TRNINDSOLKAXX | TotalAnnualMaxCapacityInvestment | 2023 | 0 | override | 2026-07-10T11:17:56.201345
B_Optimised_VRE | Secondary Techs | TRNINDSOLKAXX | TotalAnnualMaxCapacityInvestment | 2024 | 0 | override | 2026-07-10T11:17:56.201345
B_Optimised_VRE | Secondary Techs | TRNINDSOLKAXX | TotalAnnualMaxCapacityInvestment | 2025 | 0 | override | 2026-07-10T11:17:56.201345
B_Optimised_VRE | Secondary Techs | TRNINDSOLKAXX | TotalAnnualMaxCapacityInvestment | 2026 | 0 | override | 2026-07-10T11:17:56.201345
B_Optimised_VRE | Secondary Techs | TRNINDSOLKAXX | TotalAnnualMaxCapacityInvestment | 2027 | 0 | override | 2026-07-10T11:17:56.201345
B_Optimised_VRE | Secondary Techs | TRNINDSOLKAXX | TotalAnnualMaxCapacityInvestment | 2028 | 0 | override | 2026-07-10T11:17:56.201345
B_Optimised_VRE | Secondary Techs | TRNINDSOLKAXX | TotalAnnualMaxCapacityInvestment | 2029 | 0 | override | 2026-07-10T11:17:56.201345
B_Optimised_VRE | Secondary Techs | TRNINDSOLKAXX | TotalAnnualMaxCapacityInvestment | 2030 | 0 | override | 2026-07-10T11:17:56.201345
B_Optimised_VRE | Secondary Techs | TRNINDSOLKAXX | TotalAnnualMaxCapacityInvestment | 2031 | 0 | override | 2026-07-10T11:17:56.201345
B_Optimised_VRE | Secondary Techs | TRNINDSOLKAXX | TotalAnnualMaxCapacityInvestment | 2032 | 0 | override | 2026-07-10T11:17:56.201345
B_Optimised_VRE | Secondary Techs | TRNINDSOLKAXX | TotalAnnualMaxCapacityInvestment | 2033 | 0 | override | 2026-07-10T11:17:56.201345
B_Optimised_VRE | Secondary Techs | TRNINDSOLKAXX | TotalAnnualMaxCapacityInvestment | 2034 | 0 | override | 2026-07-10T11:17:56.201345
B_Optimised_VRE | Secondary Techs | TRNINDSOLKAXX | TotalAnnualMaxCapacityInvestment | 2035 | 0 | override | 2026-07-10T11:17:56.201345
B_Optimised_VRE | Secondary Techs | TRNINDSOLKAXX | TotalAnnualMaxCapacityInvestment | 2036 | 0 | override | 2026-07-10T11:17:56.201345
B_Optimised_VRE | Secondary Techs | TRNINDSOLKAXX | TotalAnnualMaxCapacityInvestment | 2037 | 0 | override | 2026-07-10T11:17:56.201345
B_Optimised_VRE | Secondary Techs | TRNINDSOLKAXX | TotalAnnualMaxCapacityInvestment | 2038 | 0.25 | override | 2026-07-10T11:17:56.201345
B_Optimised_VRE | Secondary Techs | TRNINDSOLKAXX | TotalAnnualMaxCapacityInvestment | 2039 | 0.5 | override | 2026-07-10T11:17:56.201345
B_Optimised_VRE | Secondary Techs | TRNINDSOLKAXX | TotalAnnualMaxCapacityInvestment | 2040 | 1 | override | 2026-07-10T11:17:56.201345
B_Optimised_VRE | Secondary Techs | TRNINDSOLKAXX | TotalAnnualMaxCapacityInvestment | 2041 | 1 | override | 2026-07-10T11:17:56.201345
B_Optimised_VRE | Secondary Techs | TRNINDSOLKAXX | TotalAnnualMaxCapacityInvestment | 2042 | 1 | override | 2026-07-10T11:17:56.201345
B_Optimised_VRE | Secondary Techs | TRNINDSOLKAXX | TotalAnnualMaxCapacityInvestment | 2043 | 1 | override | 2026-07-10T11:17:56.201345
B_Optimised_VRE | Secondary Techs | TRNINDSOLKAXX | TotalAnnualMaxCapacityInvestment | 2044 | 1 | override | 2026-07-10T11:17:56.201345
B_Optimised_VRE | Secondary Techs | TRNINDSOLKAXX | TotalAnnualMaxCapacityInvestment | 2045 | 1 | override | 2026-07-10T11:17:56.201345
B_Optimised_VRE | Secondary Techs | TRNINDSOLKAXX | TotalAnnualMaxCapacityInvestment | 2046 | 1 | override | 2026-07-10T11:17:56.201345
B_Optimised_VRE | Secondary Techs | TRNINDSOLKAXX | TotalAnnualMaxCapacityInvestment | 2047 | 1 | override | 2026-07-10T11:17:56.201345
B_Optimised_VRE | Secondary Techs | TRNINDSOLKAXX | TotalAnnualMaxCapacityInvestment | 2048 | 1 | override | 2026-07-10T11:17:56.201345
B_Optimised_VRE | Secondary Techs | TRNINDSOLKAXX | TotalAnnualMaxCapacityInvestment | 2049 | 1 | override | 2026-07-10T11:17:56.201345
B_Optimised_VRE | Secondary Techs | TRNINDSOLKAXX | TotalAnnualMaxCapacityInvestment | 2050 | 1 | override | 2026-07-10T11:17:56.201345
B_Optimised_VRE | Secondary Techs | TRNINDEAINDSO | TotalAnnualMaxCapacityInvestment | 2023 | 7.83 | override | 2026-07-10T11:17:56.201345
B_Optimised_VRE | Secondary Techs | TRNINDEAINDSO | TotalAnnualMaxCapacityInvestment | 2024 | 8.83 | override | 2026-07-10T11:17:56.201345
B_Optimised_VRE | Secondary Techs | TRNINDEAINDSO | TotalAnnualMaxCapacityInvestment | 2025 | 9.83 | override | 2026-07-10T11:17:56.201345
B_Optimised_VRE | Secondary Techs | TRNINDEAINDSO | TotalAnnualMaxCapacityInvestment | 2026 | 10.83 | override | 2026-07-10T11:17:56.201345
B_Optimised_VRE | Secondary Techs | TRNINDEAINDSO | TotalAnnualMaxCapacityInvestment | 2027 | 11.83 | override | 2026-07-10T11:17:56.201345
B_Optimised_VRE | Secondary Techs | TRNINDEAINDSO | TotalAnnualMaxCapacityInvestment | 2028 | 12.83 | override | 2026-07-10T11:17:56.201345
B_Optimised_VRE | Secondary Techs | TRNINDEAINDSO | TotalAnnualMaxCapacityInvestment | 2029 | 13.83 | override | 2026-07-10T11:17:56.201345
B_Optimised_VRE | Secondary Techs | TRNINDEAINDSO | TotalAnnualMaxCapacityInvestment | 2030 | 13.83 | override | 2026-07-10T11:17:56.201345
B_Optimised_VRE | Secondary Techs | TRNINDEAINDSO | TotalAnnualMaxCapacityInvestment | 2031 | 13.83 | override | 2026-07-10T11:17:56.201345
B_Optimised_VRE | Secondary Techs | TRNINDEAINDSO | TotalAnnualMaxCapacityInvestment | 2032 | 13.83 | override | 2026-07-10T11:17:56.201345
B_Optimised_VRE | Secondary Techs | TRNINDEAINDSO | TotalAnnualMaxCapacityInvestment | 2033 | 13.83 | override | 2026-07-10T11:17:56.201345
B_Optimised_VRE | Secondary Techs | TRNINDEAINDSO | TotalAnnualMaxCapacityInvestment | 2034 | 13.83 | override | 2026-07-10T11:17:56.201345
B_Optimised_VRE | Secondary Techs | TRNINDEAINDSO | TotalAnnualMaxCapacityInvestment | 2035 | 13.83 | override | 2026-07-10T11:17:56.201345
B_Optimised_VRE | Secondary Techs | TRNINDEAINDSO | TotalAnnualMaxCapacityInvestment | 2036 | 13.83 | override | 2026-07-10T11:17:56.201345
B_Optimised_VRE | Secondary Techs | TRNINDEAINDSO | TotalAnnualMaxCapacityInvestment | 2037 | 13.83 | override | 2026-07-10T11:17:56.201345
B_Optimised_VRE | Secondary Techs | TRNINDEAINDSO | TotalAnnualMaxCapacityInvestment | 2038 | 13.83 | override | 2026-07-10T11:17:56.201345
B_Optimised_VRE | Secondary Techs | TRNINDEAINDSO | TotalAnnualMaxCapacityInvestment | 2039 | 13.83 | override | 2026-07-10T11:17:56.201345
B_Optimised_VRE | Secondary Techs | TRNINDEAINDSO | TotalAnnualMaxCapacityInvestment | 2040 | 13.83 | override | 2026-07-10T11:17:56.201345
B_Optimised_VRE | Secondary Techs | TRNINDEAINDSO | TotalAnnualMaxCapacityInvestment | 2041 | 13.83 | override | 2026-07-10T11:17:56.201345
B_Optimised_VRE | Secondary Techs | TRNINDEAINDSO | TotalAnnualMaxCapacityInvestment | 2042 | 13.83 | override | 2026-07-10T11:17:56.201345
B_Optimised_VRE | Secondary Techs | TRNINDEAINDSO | TotalAnnualMaxCapacityInvestment | 2043 | 13.83 | override | 2026-07-10T11:17:56.201345
B_Optimised_VRE | Secondary Techs | TRNINDEAINDSO | TotalAnnualMaxCapacityInvestment | 2044 | 13.83 | override | 2026-07-10T11:17:56.201345
B_Optimised_VRE | Secondary Techs | TRNINDEAINDSO | TotalAnnualMaxCapacityInvestment | 2045 | 13.83 | override | 2026-07-10T11:17:56.201345
B_Optimised_VRE | Secondary Techs | TRNINDEAINDSO | TotalAnnualMaxCapacityInvestment | 2046 | 13.83 | override | 2026-07-10T11:17:56.201345
B_Optimised_VRE | Secondary Techs | TRNINDEAINDSO | TotalAnnualMaxCapacityInvestment | 2047 | 13.83 | override | 2026-07-10T11:17:56.201345
B_Optimised_VRE | Secondary Techs | TRNINDEAINDSO | TotalAnnualMaxCapacityInvestment | 2048 | 13.83 | override | 2026-07-10T11:17:56.201345
B_Optimised_VRE | Secondary Techs | TRNINDEAINDSO | TotalAnnualMaxCapacityInvestment | 2049 | 13.83 | override | 2026-07-10T11:17:56.201345
B_Optimised_VRE | Secondary Techs | TRNINDEAINDSO | TotalAnnualMaxCapacityInvestment | 2050 | 13.83 | override | 2026-07-10T11:17:56.201345
B_Optimised_VRE | Secondary Techs | TRNINDNOINDWE | TotalAnnualMaxCapacityInvestment | 2023 | 55.08 | multiplicative | 2026-07-10T11:17:56.201345
B_Optimised_VRE | Secondary Techs | TRNINDNOINDWE | TotalAnnualMaxCapacityInvestment | 2024 | 55.08 | multiplicative | 2026-07-10T11:17:56.201345
B_Optimised_VRE | Secondary Techs | TRNINDNOINDWE | TotalAnnualMaxCapacityInvestment | 2025 | 55.08 | multiplicative | 2026-07-10T11:17:56.201345
B_Optimised_VRE | Secondary Techs | TRNINDNOINDWE | TotalAnnualMaxCapacityInvestment | 2026 | 55.08 | multiplicative | 2026-07-10T11:17:56.201345
B_Optimised_VRE | Secondary Techs | TRNINDNOINDWE | TotalAnnualMaxCapacityInvestment | 2027 | 55.08 | multiplicative | 2026-07-10T11:17:56.201345
B_Optimised_VRE | Secondary Techs | TRNINDNOINDWE | TotalAnnualMaxCapacityInvestment | 2028 | 55.08 | multiplicative | 2026-07-10T11:17:56.201345
B_Optimised_VRE | Secondary Techs | TRNINDNOINDWE | TotalAnnualMaxCapacityInvestment | 2029 | 55.08 | multiplicative | 2026-07-10T11:17:56.201345
B_Optimised_VRE | Secondary Techs | TRNINDNOINDWE | TotalAnnualMaxCapacityInvestment | 2030 | 55.08 | multiplicative | 2026-07-10T11:17:56.201345
B_Optimised_VRE | Secondary Techs | TRNINDNOINDWE | TotalAnnualMaxCapacityInvestment | 2031 | 55.08 | multiplicative | 2026-07-10T11:17:56.201345
B_Optimised_VRE | Secondary Techs | TRNINDNOINDWE | TotalAnnualMaxCapacityInvestment | 2032 | 55.08 | multiplicative | 2026-07-10T11:17:56.201345
B_Optimised_VRE | Secondary Techs | TRNINDNOINDWE | TotalAnnualMaxCapacityInvestment | 2033 | 55.08 | multiplicative | 2026-07-10T11:17:56.201345
B_Optimised_VRE | Secondary Techs | TRNINDNOINDWE | TotalAnnualMaxCapacityInvestment | 2034 | 55.08 | multiplicative | 2026-07-10T11:17:56.201345
B_Optimised_VRE | Secondary Techs | TRNINDNOINDWE | TotalAnnualMaxCapacityInvestment | 2035 | 55.08 | multiplicative | 2026-07-10T11:17:56.201345
B_Optimised_VRE | Secondary Techs | TRNINDNOINDWE | TotalAnnualMaxCapacityInvestment | 2036 | 55.08 | multiplicative | 2026-07-10T11:17:56.201345
B_Optimised_VRE | Secondary Techs | TRNINDNOINDWE | TotalAnnualMaxCapacityInvestment | 2037 | 55.08 | multiplicative | 2026-07-10T11:17:56.201345
B_Optimised_VRE | Secondary Techs | TRNINDNOINDWE | TotalAnnualMaxCapacityInvestment | 2038 | 55.08 | multiplicative | 2026-07-10T11:17:56.201345
B_Optimised_VRE | Secondary Techs | TRNINDNOINDWE | TotalAnnualMaxCapacityInvestment | 2039 | 55.08 | multiplicative | 2026-07-10T11:17:56.201345
B_Optimised_VRE | Secondary Techs | TRNINDNOINDWE | TotalAnnualMaxCapacityInvestment | 2040 | 55.08 | multiplicative | 2026-07-10T11:17:56.201345
B_Optimised_VRE | Secondary Techs | TRNINDNOINDWE | TotalAnnualMaxCapacityInvestment | 2041 | 55.08 | multiplicative | 2026-07-10T11:17:56.201345
B_Optimised_VRE | Secondary Techs | TRNINDNOINDWE | TotalAnnualMaxCapacityInvestment | 2042 | 55.08 | multiplicative | 2026-07-10T11:17:56.201345
B_Optimised_VRE | Secondary Techs | TRNINDNOINDWE | TotalAnnualMaxCapacityInvestment | 2043 | 55.08 | multiplicative | 2026-07-10T11:17:56.201345
B_Optimised_VRE | Secondary Techs | TRNINDNOINDWE | TotalAnnualMaxCapacityInvestment | 2044 | 55.08 | multiplicative | 2026-07-10T11:17:56.201345
B_Optimised_VRE | Secondary Techs | TRNINDNOINDWE | TotalAnnualMaxCapacityInvestment | 2045 | 55.08 | multiplicative | 2026-07-10T11:17:56.201345
B_Optimised_VRE | Secondary Techs | TRNINDNOINDWE | TotalAnnualMaxCapacityInvestment | 2046 | 55.08 | multiplicative | 2026-07-10T11:17:56.201345
B_Optimised_VRE | Secondary Techs | TRNINDNOINDWE | TotalAnnualMaxCapacityInvestment | 2047 | 55.08 | multiplicative | 2026-07-10T11:17:56.201345
B_Optimised_VRE | Secondary Techs | TRNINDNOINDWE | TotalAnnualMaxCapacityInvestment | 2048 | 55.08 | multiplicative | 2026-07-10T11:17:56.201345
B_Optimised_VRE | Secondary Techs | TRNINDNOINDWE | TotalAnnualMaxCapacityInvestment | 2049 | 55.08 | multiplicative | 2026-07-10T11:17:56.201345
B_Optimised_VRE | Secondary Techs | TRNINDNOINDWE | TotalAnnualMaxCapacityInvestment | 2050 | 55.08 | multiplicative | 2026-07-10T11:17:56.201345
B_Optimised_VRE | Secondary Techs | TRNBGDXXINDNE | TotalAnnualMaxCapacityInvestment | 2023 | 0.16 | override | 2026-07-10T11:17:56.201345
B_Optimised_VRE | Secondary Techs | TRNBGDXXINDNE | TotalAnnualMaxCapacityInvestment | 2024 | 0.36 | override | 2026-07-10T11:17:56.201345
B_Optimised_VRE | Secondary Techs | TRNBGDXXINDNE | TotalAnnualMaxCapacityInvestment | 2025 | 0.56 | override | 2026-07-10T11:17:56.201345
B_Optimised_VRE | Secondary Techs | TRNBGDXXINDNE | TotalAnnualMaxCapacityInvestment | 2026 | 0.76 | override | 2026-07-10T11:17:56.201345
B_Optimised_VRE | Secondary Techs | TRNBGDXXINDNE | TotalAnnualMaxCapacityInvestment | 2027 | 0.96 | override | 2026-07-10T11:17:56.201345
B_Optimised_VRE | Secondary Techs | TRNBGDXXINDNE | TotalAnnualMaxCapacityInvestment | 2028 | 1.16 | override | 2026-07-10T11:17:56.201345
B_Optimised_VRE | Secondary Techs | TRNBGDXXINDNE | TotalAnnualMaxCapacityInvestment | 2029 | 1.3475 | override | 2026-07-10T11:17:56.201345
B_Optimised_VRE | Secondary Techs | TRNBGDXXINDNE | TotalAnnualMaxCapacityInvestment | 2030 | 1.535 | override | 2026-07-10T11:17:56.201345
B_Optimised_VRE | Secondary Techs | TRNBGDXXINDNE | TotalAnnualMaxCapacityInvestment | 2031 | 1.7225 | override | 2026-07-10T11:17:56.201345
B_Optimised_VRE | Secondary Techs | TRNBGDXXINDNE | TotalAnnualMaxCapacityInvestment | 2032 | 1.91 | override | 2026-07-10T11:17:56.201345
B_Optimised_VRE | Secondary Techs | TRNBGDXXINDNE | TotalAnnualMaxCapacityInvestment | 2033 | 2.16 | override | 2026-07-10T11:17:56.201345
B_Optimised_VRE | Secondary Techs | TRNBGDXXINDNE | TotalAnnualMaxCapacityInvestment | 2034 | 2.41 | override | 2026-07-10T11:17:56.201345
B_Optimised_VRE | Secondary Techs | TRNBGDXXINDNE | TotalAnnualMaxCapacityInvestment | 2035 | 2.66 | override | 2026-07-10T11:17:56.201345
B_Optimised_VRE | Secondary Techs | TRNBGDXXINDNE | TotalAnnualMaxCapacityInvestment | 2036 | 2.66 | override | 2026-07-10T11:17:56.201345
B_Optimised_VRE | Secondary Techs | TRNBGDXXINDNE | TotalAnnualMaxCapacityInvestment | 2037 | 2.66 | override | 2026-07-10T11:17:56.201345
B_Optimised_VRE | Secondary Techs | TRNBGDXXINDNE | TotalAnnualMaxCapacityInvestment | 2038 | 2.66 | override | 2026-07-10T11:17:56.201345
B_Optimised_VRE | Secondary Techs | TRNBGDXXINDNE | TotalAnnualMaxCapacityInvestment | 2039 | 2.66 | override | 2026-07-10T11:17:56.201345
B_Optimised_VRE | Secondary Techs | TRNBGDXXINDNE | TotalAnnualMaxCapacityInvestment | 2040 | 2.66 | override | 2026-07-10T11:17:56.201345
B_Optimised_VRE | Secondary Techs | TRNBGDXXINDNE | TotalAnnualMaxCapacityInvestment | 2041 | 2.66 | override | 2026-07-10T11:17:56.201345
B_Optimised_VRE | Secondary Techs | TRNBGDXXINDNE | TotalAnnualMaxCapacityInvestment | 2042 | 2.66 | override | 2026-07-10T11:17:56.201345
B_Optimised_VRE | Secondary Techs | TRNBGDXXINDNE | TotalAnnualMaxCapacityInvestment | 2043 | 2.66 | override | 2026-07-10T11:17:56.201345
B_Optimised_VRE | Secondary Techs | TRNBGDXXINDNE | TotalAnnualMaxCapacityInvestment | 2044 | 2.66 | override | 2026-07-10T11:17:56.201345
B_Optimised_VRE | Secondary Techs | TRNBGDXXINDNE | TotalAnnualMaxCapacityInvestment | 2045 | 2.66 | override | 2026-07-10T11:17:56.201345
B_Optimised_VRE | Secondary Techs | TRNBGDXXINDNE | TotalAnnualMaxCapacityInvestment | 2046 | 2.66 | override | 2026-07-10T11:17:56.201345
B_Optimised_VRE | Secondary Techs | TRNBGDXXINDNE | TotalAnnualMaxCapacityInvestment | 2047 | 2.66 | override | 2026-07-10T11:17:56.201345
B_Optimised_VRE | Secondary Techs | TRNBGDXXINDNE | TotalAnnualMaxCapacityInvestment | 2048 | 2.66 | override | 2026-07-10T11:17:56.201345
B_Optimised_VRE | Secondary Techs | TRNBGDXXINDNE | TotalAnnualMaxCapacityInvestment | 2049 | 2.66 | override | 2026-07-10T11:17:56.201345
B_Optimised_VRE | Secondary Techs | TRNBGDXXINDNE | TotalAnnualMaxCapacityInvestment | 2050 | 2.66 | override | 2026-07-10T11:17:56.201345
B_Optimised_VRE | Secondary Techs | TRNINDEANPLXX | TotalAnnualMaxCapacityInvestment | 2023 | 1.35 | override | 2026-07-10T11:17:56.201345
B_Optimised_VRE | Secondary Techs | TRNINDEANPLXX | TotalAnnualMaxCapacityInvestment | 2024 | 1.6 | override | 2026-07-10T11:17:56.201345
B_Optimised_VRE | Secondary Techs | TRNINDEANPLXX | TotalAnnualMaxCapacityInvestment | 2025 | 1.85 | override | 2026-07-10T11:17:56.201345
B_Optimised_VRE | Secondary Techs | TRNINDEANPLXX | TotalAnnualMaxCapacityInvestment | 2026 | 2.1 | override | 2026-07-10T11:17:56.201345
B_Optimised_VRE | Secondary Techs | TRNINDEANPLXX | TotalAnnualMaxCapacityInvestment | 2027 | 2.35 | override | 2026-07-10T11:17:56.201345
B_Optimised_VRE | Secondary Techs | TRNINDEANPLXX | TotalAnnualMaxCapacityInvestment | 2028 | 3.0167 | override | 2026-07-10T11:17:56.201345
B_Optimised_VRE | Secondary Techs | TRNINDEANPLXX | TotalAnnualMaxCapacityInvestment | 2029 | 3.6833 | override | 2026-07-10T11:17:56.201345
B_Optimised_VRE | Secondary Techs | TRNINDEANPLXX | TotalAnnualMaxCapacityInvestment | 2030 | 4.35 | override | 2026-07-10T11:17:56.201345
B_Optimised_VRE | Secondary Techs | TRNINDEANPLXX | TotalAnnualMaxCapacityInvestment | 2031 | 4.35 | override | 2026-07-10T11:17:56.201345
B_Optimised_VRE | Secondary Techs | TRNINDEANPLXX | TotalAnnualMaxCapacityInvestment | 2032 | 4.35 | override | 2026-07-10T11:17:56.201345
B_Optimised_VRE | Secondary Techs | TRNINDEANPLXX | TotalAnnualMaxCapacityInvestment | 2033 | 4.35 | override | 2026-07-10T11:17:56.201345
B_Optimised_VRE | Secondary Techs | TRNINDEANPLXX | TotalAnnualMaxCapacityInvestment | 2034 | 4.35 | override | 2026-07-10T11:17:56.201345
B_Optimised_VRE | Secondary Techs | TRNINDEANPLXX | TotalAnnualMaxCapacityInvestment | 2035 | 4.35 | override | 2026-07-10T11:17:56.201345
B_Optimised_VRE | Secondary Techs | TRNINDEANPLXX | TotalAnnualMaxCapacityInvestment | 2036 | 4.35 | override | 2026-07-10T11:17:56.201345
B_Optimised_VRE | Secondary Techs | TRNINDEANPLXX | TotalAnnualMaxCapacityInvestment | 2037 | 4.35 | override | 2026-07-10T11:17:56.201345
B_Optimised_VRE | Secondary Techs | TRNINDEANPLXX | TotalAnnualMaxCapacityInvestment | 2038 | 4.35 | override | 2026-07-10T11:17:56.201345
B_Optimised_VRE | Secondary Techs | TRNINDEANPLXX | TotalAnnualMaxCapacityInvestment | 2039 | 4.35 | override | 2026-07-10T11:17:56.201345
B_Optimised_VRE | Secondary Techs | TRNINDEANPLXX | TotalAnnualMaxCapacityInvestment | 2040 | 4.35 | override | 2026-07-10T11:17:56.201345
B_Optimised_VRE | Secondary Techs | TRNINDEANPLXX | TotalAnnualMaxCapacityInvestment | 2041 | 4.35 | override | 2026-07-10T11:17:56.201345
B_Optimised_VRE | Secondary Techs | TRNINDEANPLXX | TotalAnnualMaxCapacityInvestment | 2042 | 4.35 | override | 2026-07-10T11:17:56.201345
B_Optimised_VRE | Secondary Techs | TRNINDEANPLXX | TotalAnnualMaxCapacityInvestment | 2043 | 4.35 | override | 2026-07-10T11:17:56.201345
B_Optimised_VRE | Secondary Techs | TRNINDEANPLXX | TotalAnnualMaxCapacityInvestment | 2044 | 4.35 | override | 2026-07-10T11:17:56.201345
B_Optimised_VRE | Secondary Techs | TRNINDEANPLXX | TotalAnnualMaxCapacityInvestment | 2045 | 4.35 | override | 2026-07-10T11:17:56.201345
B_Optimised_VRE | Secondary Techs | TRNINDEANPLXX | TotalAnnualMaxCapacityInvestment | 2046 | 4.35 | override | 2026-07-10T11:17:56.201345
B_Optimised_VRE | Secondary Techs | TRNINDEANPLXX | TotalAnnualMaxCapacityInvestment | 2047 | 4.35 | override | 2026-07-10T11:17:56.201345
B_Optimised_VRE | Secondary Techs | TRNINDEANPLXX | TotalAnnualMaxCapacityInvestment | 2048 | 4.35 | override | 2026-07-10T11:17:56.201345
B_Optimised_VRE | Secondary Techs | TRNINDEANPLXX | TotalAnnualMaxCapacityInvestment | 2049 | 4.35 | override | 2026-07-10T11:17:56.201345
B_Optimised_VRE | Secondary Techs | TRNINDEANPLXX | TotalAnnualMaxCapacityInvestment | 2050 | 4.35 | override | 2026-07-10T11:17:56.201345
B_Optimised_VRE | Secondary Techs | TRNLKAXXMDVXX | TotalAnnualMaxCapacityInvestment | 2023 | 0 | override | 2026-07-10T11:17:56.201345
B_Optimised_VRE | Secondary Techs | TRNLKAXXMDVXX | TotalAnnualMaxCapacityInvestment | 2024 | 0 | override | 2026-07-10T11:17:56.201345
B_Optimised_VRE | Secondary Techs | TRNLKAXXMDVXX | TotalAnnualMaxCapacityInvestment | 2025 | 0 | override | 2026-07-10T11:17:56.201345
B_Optimised_VRE | Secondary Techs | TRNLKAXXMDVXX | TotalAnnualMaxCapacityInvestment | 2026 | 0 | override | 2026-07-10T11:17:56.201345
B_Optimised_VRE | Secondary Techs | TRNLKAXXMDVXX | TotalAnnualMaxCapacityInvestment | 2027 | 0 | override | 2026-07-10T11:17:56.201345
B_Optimised_VRE | Secondary Techs | TRNLKAXXMDVXX | TotalAnnualMaxCapacityInvestment | 2028 | 0 | override | 2026-07-10T11:17:56.201345
B_Optimised_VRE | Secondary Techs | TRNLKAXXMDVXX | TotalAnnualMaxCapacityInvestment | 2029 | 0 | override | 2026-07-10T11:17:56.201345
B_Optimised_VRE | Secondary Techs | TRNLKAXXMDVXX | TotalAnnualMaxCapacityInvestment | 2030 | 0 | override | 2026-07-10T11:17:56.201345
B_Optimised_VRE | Secondary Techs | TRNLKAXXMDVXX | TotalAnnualMaxCapacityInvestment | 2031 | 0 | override | 2026-07-10T11:17:56.201345
B_Optimised_VRE | Secondary Techs | TRNLKAXXMDVXX | TotalAnnualMaxCapacityInvestment | 2032 | 0 | override | 2026-07-10T11:17:56.201345
B_Optimised_VRE | Secondary Techs | TRNLKAXXMDVXX | TotalAnnualMaxCapacityInvestment | 2033 | 0 | override | 2026-07-10T11:17:56.201345
B_Optimised_VRE | Secondary Techs | TRNLKAXXMDVXX | TotalAnnualMaxCapacityInvestment | 2034 | 0 | override | 2026-07-10T11:17:56.201345
B_Optimised_VRE | Secondary Techs | TRNLKAXXMDVXX | TotalAnnualMaxCapacityInvestment | 2035 | 0 | override | 2026-07-10T11:17:56.201345
B_Optimised_VRE | Secondary Techs | TRNLKAXXMDVXX | TotalAnnualMaxCapacityInvestment | 2036 | 0 | override | 2026-07-10T11:17:56.201345
B_Optimised_VRE | Secondary Techs | TRNLKAXXMDVXX | TotalAnnualMaxCapacityInvestment | 2037 | 0 | override | 2026-07-10T11:17:56.201345
B_Optimised_VRE | Secondary Techs | TRNLKAXXMDVXX | TotalAnnualMaxCapacityInvestment | 2038 | 0 | override | 2026-07-10T11:17:56.201345
B_Optimised_VRE | Secondary Techs | TRNLKAXXMDVXX | TotalAnnualMaxCapacityInvestment | 2039 | 0 | override | 2026-07-10T11:17:56.201345
B_Optimised_VRE | Secondary Techs | TRNLKAXXMDVXX | TotalAnnualMaxCapacityInvestment | 2040 | 0 | override | 2026-07-10T11:17:56.201345
B_Optimised_VRE | Secondary Techs | TRNLKAXXMDVXX | TotalAnnualMaxCapacityInvestment | 2041 | 0 | override | 2026-07-10T11:17:56.201345
B_Optimised_VRE | Secondary Techs | TRNLKAXXMDVXX | TotalAnnualMaxCapacityInvestment | 2042 | 0 | override | 2026-07-10T11:17:56.201345
B_Optimised_VRE | Secondary Techs | TRNLKAXXMDVXX | TotalAnnualMaxCapacityInvestment | 2043 | 0 | override | 2026-07-10T11:17:56.201345
B_Optimised_VRE | Secondary Techs | TRNLKAXXMDVXX | TotalAnnualMaxCapacityInvestment | 2044 | 0 | override | 2026-07-10T11:17:56.201345
B_Optimised_VRE | Secondary Techs | TRNLKAXXMDVXX | TotalAnnualMaxCapacityInvestment | 2045 | 0 | override | 2026-07-10T11:17:56.201345
B_Optimised_VRE | Secondary Techs | TRNLKAXXMDVXX | TotalAnnualMaxCapacityInvestment | 2046 | 0 | override | 2026-07-10T11:17:56.201345
B_Optimised_VRE | Secondary Techs | TRNLKAXXMDVXX | TotalAnnualMaxCapacityInvestment | 2047 | 0 | override | 2026-07-10T11:17:56.201345
B_Optimised_VRE | Secondary Techs | TRNLKAXXMDVXX | TotalAnnualMaxCapacityInvestment | 2048 | 0 | override | 2026-07-10T11:17:56.201345
B_Optimised_VRE | Secondary Techs | TRNLKAXXMDVXX | TotalAnnualMaxCapacityInvestment | 2049 | 0 | override | 2026-07-10T11:17:56.201345
B_Optimised_VRE | Secondary Techs | TRNLKAXXMDVXX | TotalAnnualMaxCapacityInvestment | 2050 | 0 | override | 2026-07-10T11:17:56.201345
B_Optimised_VRE | Secondary Techs | TRNINDNONPLXX | TotalAnnualMaxCapacityInvestment | 2023 | 1.2 | override_clamped_to_rescap | 2026-07-10T11:17:56.201345
B_Optimised_VRE | Secondary Techs | TRNINDNONPLXX | TotalAnnualMaxCapacityInvestment | 2024 | 1.2 | override_clamped_to_rescap | 2026-07-10T11:17:56.201345
B_Optimised_VRE | Secondary Techs | TRNINDNONPLXX | TotalAnnualMaxCapacityInvestment | 2025 | 1.5 | override | 2026-07-10T11:17:56.201345
B_Optimised_VRE | Secondary Techs | TRNINDNONPLXX | TotalAnnualMaxCapacityInvestment | 2026 | 1.8833 | override | 2026-07-10T11:17:56.201345
B_Optimised_VRE | Secondary Techs | TRNINDNONPLXX | TotalAnnualMaxCapacityInvestment | 2027 | 2.2667 | override | 2026-07-10T11:17:56.201345
B_Optimised_VRE | Secondary Techs | TRNINDNONPLXX | TotalAnnualMaxCapacityInvestment | 2028 | 2.65 | override | 2026-07-10T11:17:56.201345
B_Optimised_VRE | Secondary Techs | TRNINDNONPLXX | TotalAnnualMaxCapacityInvestment | 2029 | 2.65 | override | 2026-07-10T11:17:56.201345
B_Optimised_VRE | Secondary Techs | TRNINDNONPLXX | TotalAnnualMaxCapacityInvestment | 2030 | 2.65 | override | 2026-07-10T11:17:56.201345
B_Optimised_VRE | Secondary Techs | TRNINDNONPLXX | TotalAnnualMaxCapacityInvestment | 2031 | 2.65 | override | 2026-07-10T11:17:56.201345
B_Optimised_VRE | Secondary Techs | TRNINDNONPLXX | TotalAnnualMaxCapacityInvestment | 2032 | 2.65 | override | 2026-07-10T11:17:56.201345
B_Optimised_VRE | Secondary Techs | TRNINDNONPLXX | TotalAnnualMaxCapacityInvestment | 2033 | 2.65 | override | 2026-07-10T11:17:56.201345
B_Optimised_VRE | Secondary Techs | TRNINDNONPLXX | TotalAnnualMaxCapacityInvestment | 2034 | 2.65 | override | 2026-07-10T11:17:56.201345
B_Optimised_VRE | Secondary Techs | TRNINDNONPLXX | TotalAnnualMaxCapacityInvestment | 2035 | 2.65 | override | 2026-07-10T11:17:56.201345
B_Optimised_VRE | Secondary Techs | TRNINDNONPLXX | TotalAnnualMaxCapacityInvestment | 2036 | 2.65 | override | 2026-07-10T11:17:56.201345
B_Optimised_VRE | Secondary Techs | TRNINDNONPLXX | TotalAnnualMaxCapacityInvestment | 2037 | 2.65 | override | 2026-07-10T11:17:56.201345
B_Optimised_VRE | Secondary Techs | TRNINDNONPLXX | TotalAnnualMaxCapacityInvestment | 2038 | 2.65 | override | 2026-07-10T11:17:56.201345
B_Optimised_VRE | Secondary Techs | TRNINDNONPLXX | TotalAnnualMaxCapacityInvestment | 2039 | 2.65 | override | 2026-07-10T11:17:56.201345
B_Optimised_VRE | Secondary Techs | TRNINDNONPLXX | TotalAnnualMaxCapacityInvestment | 2040 | 2.65 | override | 2026-07-10T11:17:56.201345
B_Optimised_VRE | Secondary Techs | TRNINDNONPLXX | TotalAnnualMaxCapacityInvestment | 2041 | 2.65 | override | 2026-07-10T11:17:56.201345
B_Optimised_VRE | Secondary Techs | TRNINDNONPLXX | TotalAnnualMaxCapacityInvestment | 2042 | 2.65 | override | 2026-07-10T11:17:56.201345
B_Optimised_VRE | Secondary Techs | TRNINDNONPLXX | TotalAnnualMaxCapacityInvestment | 2043 | 2.65 | override | 2026-07-10T11:17:56.201345
B_Optimised_VRE | Secondary Techs | TRNINDNONPLXX | TotalAnnualMaxCapacityInvestment | 2044 | 2.65 | override | 2026-07-10T11:17:56.201345
B_Optimised_VRE | Secondary Techs | TRNINDNONPLXX | TotalAnnualMaxCapacityInvestment | 2045 | 2.65 | override | 2026-07-10T11:17:56.201345
B_Optimised_VRE | Secondary Techs | TRNINDNONPLXX | TotalAnnualMaxCapacityInvestment | 2046 | 2.65 | override | 2026-07-10T11:17:56.201345
B_Optimised_VRE | Secondary Techs | TRNINDNONPLXX | TotalAnnualMaxCapacityInvestment | 2047 | 2.65 | override | 2026-07-10T11:17:56.201345
B_Optimised_VRE | Secondary Techs | TRNINDNONPLXX | TotalAnnualMaxCapacityInvestment | 2048 | 2.65 | override | 2026-07-10T11:17:56.201345
B_Optimised_VRE | Secondary Techs | TRNINDNONPLXX | TotalAnnualMaxCapacityInvestment | 2049 | 2.65 | override | 2026-07-10T11:17:56.201345
B_Optimised_VRE | Secondary Techs | TRNINDNONPLXX | TotalAnnualMaxCapacityInvestment | 2050 | 2.65 | override | 2026-07-10T11:17:56.201345
B_Optimised_VRE | Secondary Techs | TRNINDSOINDWE | TotalAnnualMaxCapacityInvestment | 2023 | 18.12 | override | 2026-07-10T11:17:56.201345
B_Optimised_VRE | Secondary Techs | TRNINDSOINDWE | TotalAnnualMaxCapacityInvestment | 2024 | 19.12 | override | 2026-07-10T11:17:56.201345
B_Optimised_VRE | Secondary Techs | TRNINDSOINDWE | TotalAnnualMaxCapacityInvestment | 2025 | 20.12 | override | 2026-07-10T11:17:56.201345
B_Optimised_VRE | Secondary Techs | TRNINDSOINDWE | TotalAnnualMaxCapacityInvestment | 2026 | 21.12 | override | 2026-07-10T11:17:56.201345
B_Optimised_VRE | Secondary Techs | TRNINDSOINDWE | TotalAnnualMaxCapacityInvestment | 2027 | 22.12 | override | 2026-07-10T11:17:56.201345
B_Optimised_VRE | Secondary Techs | TRNINDSOINDWE | TotalAnnualMaxCapacityInvestment | 2028 | 23.12 | override | 2026-07-10T11:17:56.201345
B_Optimised_VRE | Secondary Techs | TRNINDSOINDWE | TotalAnnualMaxCapacityInvestment | 2029 | 23.12 | override | 2026-07-10T11:17:56.201345
B_Optimised_VRE | Secondary Techs | TRNINDSOINDWE | TotalAnnualMaxCapacityInvestment | 2030 | 23.12 | override | 2026-07-10T11:17:56.201345
B_Optimised_VRE | Secondary Techs | TRNINDSOINDWE | TotalAnnualMaxCapacityInvestment | 2031 | 23.12 | override | 2026-07-10T11:17:56.201345
B_Optimised_VRE | Secondary Techs | TRNINDSOINDWE | TotalAnnualMaxCapacityInvestment | 2032 | 23.12 | override | 2026-07-10T11:17:56.201345
B_Optimised_VRE | Secondary Techs | TRNINDSOINDWE | TotalAnnualMaxCapacityInvestment | 2033 | 23.12 | override | 2026-07-10T11:17:56.201345
B_Optimised_VRE | Secondary Techs | TRNINDSOINDWE | TotalAnnualMaxCapacityInvestment | 2034 | 23.12 | override | 2026-07-10T11:17:56.201345
B_Optimised_VRE | Secondary Techs | TRNINDSOINDWE | TotalAnnualMaxCapacityInvestment | 2035 | 23.12 | override | 2026-07-10T11:17:56.201345
B_Optimised_VRE | Secondary Techs | TRNINDSOINDWE | TotalAnnualMaxCapacityInvestment | 2036 | 23.12 | override | 2026-07-10T11:17:56.201345
B_Optimised_VRE | Secondary Techs | TRNINDSOINDWE | TotalAnnualMaxCapacityInvestment | 2037 | 23.12 | override | 2026-07-10T11:17:56.201345
B_Optimised_VRE | Secondary Techs | TRNINDSOINDWE | TotalAnnualMaxCapacityInvestment | 2038 | 23.12 | override | 2026-07-10T11:17:56.201345
B_Optimised_VRE | Secondary Techs | TRNINDSOINDWE | TotalAnnualMaxCapacityInvestment | 2039 | 23.12 | override | 2026-07-10T11:17:56.201345
B_Optimised_VRE | Secondary Techs | TRNINDSOINDWE | TotalAnnualMaxCapacityInvestment | 2040 | 23.12 | override | 2026-07-10T11:17:56.201345
B_Optimised_VRE | Secondary Techs | TRNINDSOINDWE | TotalAnnualMaxCapacityInvestment | 2041 | 23.12 | override | 2026-07-10T11:17:56.201345
B_Optimised_VRE | Secondary Techs | TRNINDSOINDWE | TotalAnnualMaxCapacityInvestment | 2042 | 23.12 | override | 2026-07-10T11:17:56.201345
B_Optimised_VRE | Secondary Techs | TRNINDSOINDWE | TotalAnnualMaxCapacityInvestment | 2043 | 23.12 | override | 2026-07-10T11:17:56.201345
B_Optimised_VRE | Secondary Techs | TRNINDSOINDWE | TotalAnnualMaxCapacityInvestment | 2044 | 23.12 | override | 2026-07-10T11:17:56.201345
B_Optimised_VRE | Secondary Techs | TRNINDSOINDWE | TotalAnnualMaxCapacityInvestment | 2045 | 23.12 | override | 2026-07-10T11:17:56.201345
B_Optimised_VRE | Secondary Techs | TRNINDSOINDWE | TotalAnnualMaxCapacityInvestment | 2046 | 23.12 | override | 2026-07-10T11:17:56.201345
B_Optimised_VRE | Secondary Techs | TRNINDSOINDWE | TotalAnnualMaxCapacityInvestment | 2047 | 23.12 | override | 2026-07-10T11:17:56.201345
B_Optimised_VRE | Secondary Techs | TRNINDSOINDWE | TotalAnnualMaxCapacityInvestment | 2048 | 23.12 | override | 2026-07-10T11:17:56.201345
B_Optimised_VRE | Secondary Techs | TRNINDSOINDWE | TotalAnnualMaxCapacityInvestment | 2049 | 23.12 | override | 2026-07-10T11:17:56.201345
B_Optimised_VRE | Secondary Techs | TRNINDSOINDWE | TotalAnnualMaxCapacityInvestment | 2050 | 23.12 | override | 2026-07-10T11:17:56.201345
B_Optimised_VRE | Secondary Techs | TRNINDEAINDNO | TotalAnnualMaxCapacityInvestment | 2023 | 22.53 | override | 2026-07-10T11:17:56.201345
B_Optimised_VRE | Secondary Techs | TRNINDEAINDNO | TotalAnnualMaxCapacityInvestment | 2024 | 23.03 | override | 2026-07-10T11:17:56.201345
B_Optimised_VRE | Secondary Techs | TRNINDEAINDNO | TotalAnnualMaxCapacityInvestment | 2025 | 23.53 | override | 2026-07-10T11:17:56.201345
B_Optimised_VRE | Secondary Techs | TRNINDEAINDNO | TotalAnnualMaxCapacityInvestment | 2026 | 24.03 | override | 2026-07-10T11:17:56.201345
B_Optimised_VRE | Secondary Techs | TRNINDEAINDNO | TotalAnnualMaxCapacityInvestment | 2027 | 24.53 | override | 2026-07-10T11:17:56.201345
B_Optimised_VRE | Secondary Techs | TRNINDEAINDNO | TotalAnnualMaxCapacityInvestment | 2028 | 25.03 | override | 2026-07-10T11:17:56.201345
B_Optimised_VRE | Secondary Techs | TRNINDEAINDNO | TotalAnnualMaxCapacityInvestment | 2029 | 25.53 | override | 2026-07-10T11:17:56.201345
B_Optimised_VRE | Secondary Techs | TRNINDEAINDNO | TotalAnnualMaxCapacityInvestment | 2030 | 25.53 | override | 2026-07-10T11:17:56.201345
B_Optimised_VRE | Secondary Techs | TRNINDEAINDNO | TotalAnnualMaxCapacityInvestment | 2031 | 25.53 | override | 2026-07-10T11:17:56.201345
B_Optimised_VRE | Secondary Techs | TRNINDEAINDNO | TotalAnnualMaxCapacityInvestment | 2032 | 25.53 | override | 2026-07-10T11:17:56.201345
B_Optimised_VRE | Secondary Techs | TRNINDEAINDNO | TotalAnnualMaxCapacityInvestment | 2033 | 25.53 | override | 2026-07-10T11:17:56.201345
B_Optimised_VRE | Secondary Techs | TRNINDEAINDNO | TotalAnnualMaxCapacityInvestment | 2034 | 25.53 | override | 2026-07-10T11:17:56.201345
B_Optimised_VRE | Secondary Techs | TRNINDEAINDNO | TotalAnnualMaxCapacityInvestment | 2035 | 25.53 | override | 2026-07-10T11:17:56.201345
B_Optimised_VRE | Secondary Techs | TRNINDEAINDNO | TotalAnnualMaxCapacityInvestment | 2036 | 25.53 | override | 2026-07-10T11:17:56.201345
B_Optimised_VRE | Secondary Techs | TRNINDEAINDNO | TotalAnnualMaxCapacityInvestment | 2037 | 25.53 | override | 2026-07-10T11:17:56.201345
B_Optimised_VRE | Secondary Techs | TRNINDEAINDNO | TotalAnnualMaxCapacityInvestment | 2038 | 25.53 | override | 2026-07-10T11:17:56.201345
B_Optimised_VRE | Secondary Techs | TRNINDEAINDNO | TotalAnnualMaxCapacityInvestment | 2039 | 25.53 | override | 2026-07-10T11:17:56.201345
B_Optimised_VRE | Secondary Techs | TRNINDEAINDNO | TotalAnnualMaxCapacityInvestment | 2040 | 25.53 | override | 2026-07-10T11:17:56.201345
B_Optimised_VRE | Secondary Techs | TRNINDEAINDNO | TotalAnnualMaxCapacityInvestment | 2041 | 25.53 | override | 2026-07-10T11:17:56.201345
B_Optimised_VRE | Secondary Techs | TRNINDEAINDNO | TotalAnnualMaxCapacityInvestment | 2042 | 25.53 | override | 2026-07-10T11:17:56.201345
B_Optimised_VRE | Secondary Techs | TRNINDEAINDNO | TotalAnnualMaxCapacityInvestment | 2043 | 25.53 | override | 2026-07-10T11:17:56.201345
B_Optimised_VRE | Secondary Techs | TRNINDEAINDNO | TotalAnnualMaxCapacityInvestment | 2044 | 25.53 | override | 2026-07-10T11:17:56.201345
B_Optimised_VRE | Secondary Techs | TRNINDEAINDNO | TotalAnnualMaxCapacityInvestment | 2045 | 25.53 | override | 2026-07-10T11:17:56.201345
B_Optimised_VRE | Secondary Techs | TRNINDEAINDNO | TotalAnnualMaxCapacityInvestment | 2046 | 25.53 | override | 2026-07-10T11:17:56.201345
B_Optimised_VRE | Secondary Techs | TRNINDEAINDNO | TotalAnnualMaxCapacityInvestment | 2047 | 25.53 | override | 2026-07-10T11:17:56.201345
B_Optimised_VRE | Secondary Techs | TRNINDEAINDNO | TotalAnnualMaxCapacityInvestment | 2048 | 25.53 | override | 2026-07-10T11:17:56.201345
B_Optimised_VRE | Secondary Techs | TRNINDEAINDNO | TotalAnnualMaxCapacityInvestment | 2049 | 25.53 | override | 2026-07-10T11:17:56.201345
B_Optimised_VRE | Secondary Techs | TRNINDEAINDNO | TotalAnnualMaxCapacityInvestment | 2050 | 25.53 | override | 2026-07-10T11:17:56.201345
B_Optimised_VRE | Secondary Techs | TRNINDEAINDNE | TotalAnnualMaxCapacityInvestment | 2023 | 3.53 | override | 2026-07-10T11:17:56.201345
B_Optimised_VRE | Secondary Techs | TRNINDEAINDNE | TotalAnnualMaxCapacityInvestment | 2024 | 4.03 | override | 2026-07-10T11:17:56.201345
B_Optimised_VRE | Secondary Techs | TRNINDEAINDNE | TotalAnnualMaxCapacityInvestment | 2025 | 4.53 | override | 2026-07-10T11:17:56.201345
B_Optimised_VRE | Secondary Techs | TRNINDEAINDNE | TotalAnnualMaxCapacityInvestment | 2026 | 5.03 | override | 2026-07-10T11:17:56.201345
B_Optimised_VRE | Secondary Techs | TRNINDEAINDNE | TotalAnnualMaxCapacityInvestment | 2027 | 5.53 | override | 2026-07-10T11:17:56.201345
B_Optimised_VRE | Secondary Techs | TRNINDEAINDNE | TotalAnnualMaxCapacityInvestment | 2028 | 5.53 | override | 2026-07-10T11:17:56.201345
B_Optimised_VRE | Secondary Techs | TRNINDEAINDNE | TotalAnnualMaxCapacityInvestment | 2029 | 5.53 | override | 2026-07-10T11:17:56.201345
B_Optimised_VRE | Secondary Techs | TRNINDEAINDNE | TotalAnnualMaxCapacityInvestment | 2030 | 5.53 | override | 2026-07-10T11:17:56.201345
B_Optimised_VRE | Secondary Techs | TRNINDEAINDNE | TotalAnnualMaxCapacityInvestment | 2031 | 5.53 | override | 2026-07-10T11:17:56.201345
B_Optimised_VRE | Secondary Techs | TRNINDEAINDNE | TotalAnnualMaxCapacityInvestment | 2032 | 5.53 | override | 2026-07-10T11:17:56.201345
B_Optimised_VRE | Secondary Techs | TRNINDEAINDNE | TotalAnnualMaxCapacityInvestment | 2033 | 5.53 | override | 2026-07-10T11:17:56.201345
B_Optimised_VRE | Secondary Techs | TRNINDEAINDNE | TotalAnnualMaxCapacityInvestment | 2034 | 5.53 | override | 2026-07-10T11:17:56.201345
B_Optimised_VRE | Secondary Techs | TRNINDEAINDNE | TotalAnnualMaxCapacityInvestment | 2035 | 5.53 | override | 2026-07-10T11:17:56.201345
B_Optimised_VRE | Secondary Techs | TRNINDEAINDNE | TotalAnnualMaxCapacityInvestment | 2036 | 5.53 | override | 2026-07-10T11:17:56.201345
B_Optimised_VRE | Secondary Techs | TRNINDEAINDNE | TotalAnnualMaxCapacityInvestment | 2037 | 5.53 | override | 2026-07-10T11:17:56.201345
B_Optimised_VRE | Secondary Techs | TRNINDEAINDNE | TotalAnnualMaxCapacityInvestment | 2038 | 5.53 | override | 2026-07-10T11:17:56.201345
B_Optimised_VRE | Secondary Techs | TRNINDEAINDNE | TotalAnnualMaxCapacityInvestment | 2039 | 5.53 | override | 2026-07-10T11:17:56.201345
B_Optimised_VRE | Secondary Techs | TRNINDEAINDNE | TotalAnnualMaxCapacityInvestment | 2040 | 5.53 | override | 2026-07-10T11:17:56.201345
B_Optimised_VRE | Secondary Techs | TRNINDEAINDNE | TotalAnnualMaxCapacityInvestment | 2041 | 5.53 | override | 2026-07-10T11:17:56.201345
B_Optimised_VRE | Secondary Techs | TRNINDEAINDNE | TotalAnnualMaxCapacityInvestment | 2042 | 5.53 | override | 2026-07-10T11:17:56.201345
B_Optimised_VRE | Secondary Techs | TRNINDEAINDNE | TotalAnnualMaxCapacityInvestment | 2043 | 5.53 | override | 2026-07-10T11:17:56.201345
B_Optimised_VRE | Secondary Techs | TRNINDEAINDNE | TotalAnnualMaxCapacityInvestment | 2044 | 5.53 | override | 2026-07-10T11:17:56.201345
B_Optimised_VRE | Secondary Techs | TRNINDEAINDNE | TotalAnnualMaxCapacityInvestment | 2045 | 5.53 | override | 2026-07-10T11:17:56.201345
B_Optimised_VRE | Secondary Techs | TRNINDEAINDNE | TotalAnnualMaxCapacityInvestment | 2046 | 5.53 | override | 2026-07-10T11:17:56.201345
B_Optimised_VRE | Secondary Techs | TRNINDEAINDNE | TotalAnnualMaxCapacityInvestment | 2047 | 5.53 | override | 2026-07-10T11:17:56.201345
B_Optimised_VRE | Secondary Techs | TRNINDEAINDNE | TotalAnnualMaxCapacityInvestment | 2048 | 5.53 | override | 2026-07-10T11:17:56.201345
B_Optimised_VRE | Secondary Techs | TRNINDEAINDNE | TotalAnnualMaxCapacityInvestment | 2049 | 5.53 | override | 2026-07-10T11:17:56.201345
B_Optimised_VRE | Secondary Techs | TRNINDEAINDNE | TotalAnnualMaxCapacityInvestment | 2050 | 5.53 | override | 2026-07-10T11:17:56.201345
B_Optimised_VRE | Secondary Techs | TRNINDEAINDWE | TotalAnnualMaxCapacityInvestment | 2023 | 31.785 | multiplicative | 2026-07-10T11:17:56.201345
B_Optimised_VRE | Secondary Techs | TRNINDEAINDWE | TotalAnnualMaxCapacityInvestment | 2024 | 31.785 | multiplicative | 2026-07-10T11:17:56.201345
B_Optimised_VRE | Secondary Techs | TRNINDEAINDWE | TotalAnnualMaxCapacityInvestment | 2025 | 31.785 | multiplicative | 2026-07-10T11:17:56.201345
B_Optimised_VRE | Secondary Techs | TRNINDEAINDWE | TotalAnnualMaxCapacityInvestment | 2026 | 31.785 | multiplicative | 2026-07-10T11:17:56.201345
B_Optimised_VRE | Secondary Techs | TRNINDEAINDWE | TotalAnnualMaxCapacityInvestment | 2027 | 31.785 | multiplicative | 2026-07-10T11:17:56.201345
B_Optimised_VRE | Secondary Techs | TRNINDEAINDWE | TotalAnnualMaxCapacityInvestment | 2028 | 31.785 | multiplicative | 2026-07-10T11:17:56.201345
B_Optimised_VRE | Secondary Techs | TRNINDEAINDWE | TotalAnnualMaxCapacityInvestment | 2029 | 31.785 | multiplicative | 2026-07-10T11:17:56.201345
B_Optimised_VRE | Secondary Techs | TRNINDEAINDWE | TotalAnnualMaxCapacityInvestment | 2030 | 31.785 | multiplicative | 2026-07-10T11:17:56.201345
B_Optimised_VRE | Secondary Techs | TRNINDEAINDWE | TotalAnnualMaxCapacityInvestment | 2031 | 31.785 | multiplicative | 2026-07-10T11:17:56.201345
B_Optimised_VRE | Secondary Techs | TRNINDEAINDWE | TotalAnnualMaxCapacityInvestment | 2032 | 31.785 | multiplicative | 2026-07-10T11:17:56.201345
B_Optimised_VRE | Secondary Techs | TRNINDEAINDWE | TotalAnnualMaxCapacityInvestment | 2033 | 31.785 | multiplicative | 2026-07-10T11:17:56.201345
B_Optimised_VRE | Secondary Techs | TRNINDEAINDWE | TotalAnnualMaxCapacityInvestment | 2034 | 31.785 | multiplicative | 2026-07-10T11:17:56.201345
B_Optimised_VRE | Secondary Techs | TRNINDEAINDWE | TotalAnnualMaxCapacityInvestment | 2035 | 31.785 | multiplicative | 2026-07-10T11:17:56.201345
B_Optimised_VRE | Secondary Techs | TRNINDEAINDWE | TotalAnnualMaxCapacityInvestment | 2036 | 31.785 | multiplicative | 2026-07-10T11:17:56.201345
B_Optimised_VRE | Secondary Techs | TRNINDEAINDWE | TotalAnnualMaxCapacityInvestment | 2037 | 31.785 | multiplicative | 2026-07-10T11:17:56.201345
B_Optimised_VRE | Secondary Techs | TRNINDEAINDWE | TotalAnnualMaxCapacityInvestment | 2038 | 31.785 | multiplicative | 2026-07-10T11:17:56.201345
B_Optimised_VRE | Secondary Techs | TRNINDEAINDWE | TotalAnnualMaxCapacityInvestment | 2039 | 31.785 | multiplicative | 2026-07-10T11:17:56.201345
B_Optimised_VRE | Secondary Techs | TRNINDEAINDWE | TotalAnnualMaxCapacityInvestment | 2040 | 31.785 | multiplicative | 2026-07-10T11:17:56.201345
B_Optimised_VRE | Secondary Techs | TRNINDEAINDWE | TotalAnnualMaxCapacityInvestment | 2041 | 31.785 | multiplicative | 2026-07-10T11:17:56.201345
B_Optimised_VRE | Secondary Techs | TRNINDEAINDWE | TotalAnnualMaxCapacityInvestment | 2042 | 31.785 | multiplicative | 2026-07-10T11:17:56.201345
B_Optimised_VRE | Secondary Techs | TRNINDEAINDWE | TotalAnnualMaxCapacityInvestment | 2043 | 31.785 | multiplicative | 2026-07-10T11:17:56.201345
B_Optimised_VRE | Secondary Techs | TRNINDEAINDWE | TotalAnnualMaxCapacityInvestment | 2044 | 31.785 | multiplicative | 2026-07-10T11:17:56.201345
B_Optimised_VRE | Secondary Techs | TRNINDEAINDWE | TotalAnnualMaxCapacityInvestment | 2045 | 31.785 | multiplicative | 2026-07-10T11:17:56.201345
B_Optimised_VRE | Secondary Techs | TRNINDEAINDWE | TotalAnnualMaxCapacityInvestment | 2046 | 31.785 | multiplicative | 2026-07-10T11:17:56.201345
B_Optimised_VRE | Secondary Techs | TRNINDEAINDWE | TotalAnnualMaxCapacityInvestment | 2047 | 31.785 | multiplicative | 2026-07-10T11:17:56.201345
B_Optimised_VRE | Secondary Techs | TRNINDEAINDWE | TotalAnnualMaxCapacityInvestment | 2048 | 31.785 | multiplicative | 2026-07-10T11:17:56.201345
B_Optimised_VRE | Secondary Techs | TRNINDEAINDWE | TotalAnnualMaxCapacityInvestment | 2049 | 31.785 | multiplicative | 2026-07-10T11:17:56.201345
B_Optimised_VRE | Secondary Techs | TRNINDEAINDWE | TotalAnnualMaxCapacityInvestment | 2050 | 31.785 | multiplicative | 2026-07-10T11:17:56.201345
B_Optimised_VRE | Secondary Techs | TRNINDNEINDNO | TotalAnnualMaxCapacityInvestment | 2023 | 4.5 | multiplicative | 2026-07-10T11:17:56.201345
B_Optimised_VRE | Secondary Techs | TRNINDNEINDNO | TotalAnnualMaxCapacityInvestment | 2024 | 4.5 | multiplicative | 2026-07-10T11:17:56.201345
B_Optimised_VRE | Secondary Techs | TRNINDNEINDNO | TotalAnnualMaxCapacityInvestment | 2025 | 4.5 | multiplicative | 2026-07-10T11:17:56.201345
B_Optimised_VRE | Secondary Techs | TRNINDNEINDNO | TotalAnnualMaxCapacityInvestment | 2026 | 4.5 | multiplicative | 2026-07-10T11:17:56.201345
B_Optimised_VRE | Secondary Techs | TRNINDNEINDNO | TotalAnnualMaxCapacityInvestment | 2027 | 4.5 | multiplicative | 2026-07-10T11:17:56.201345
B_Optimised_VRE | Secondary Techs | TRNINDNEINDNO | TotalAnnualMaxCapacityInvestment | 2028 | 4.5 | multiplicative | 2026-07-10T11:17:56.201345
B_Optimised_VRE | Secondary Techs | TRNINDNEINDNO | TotalAnnualMaxCapacityInvestment | 2029 | 4.5 | multiplicative | 2026-07-10T11:17:56.201345
B_Optimised_VRE | Secondary Techs | TRNINDNEINDNO | TotalAnnualMaxCapacityInvestment | 2030 | 4.5 | multiplicative | 2026-07-10T11:17:56.201345
B_Optimised_VRE | Secondary Techs | TRNINDNEINDNO | TotalAnnualMaxCapacityInvestment | 2031 | 4.5 | multiplicative | 2026-07-10T11:17:56.201345
B_Optimised_VRE | Secondary Techs | TRNINDNEINDNO | TotalAnnualMaxCapacityInvestment | 2032 | 4.5 | multiplicative | 2026-07-10T11:17:56.201345
B_Optimised_VRE | Secondary Techs | TRNINDNEINDNO | TotalAnnualMaxCapacityInvestment | 2033 | 4.5 | multiplicative | 2026-07-10T11:17:56.201345
B_Optimised_VRE | Secondary Techs | TRNINDNEINDNO | TotalAnnualMaxCapacityInvestment | 2034 | 4.5 | multiplicative | 2026-07-10T11:17:56.201345
B_Optimised_VRE | Secondary Techs | TRNINDNEINDNO | TotalAnnualMaxCapacityInvestment | 2035 | 4.5 | multiplicative | 2026-07-10T11:17:56.201345
B_Optimised_VRE | Secondary Techs | TRNINDNEINDNO | TotalAnnualMaxCapacityInvestment | 2036 | 4.5 | multiplicative | 2026-07-10T11:17:56.201345
B_Optimised_VRE | Secondary Techs | TRNINDNEINDNO | TotalAnnualMaxCapacityInvestment | 2037 | 4.5 | multiplicative | 2026-07-10T11:17:56.201345
B_Optimised_VRE | Secondary Techs | TRNINDNEINDNO | TotalAnnualMaxCapacityInvestment | 2038 | 4.5 | multiplicative | 2026-07-10T11:17:56.201345
B_Optimised_VRE | Secondary Techs | TRNINDNEINDNO | TotalAnnualMaxCapacityInvestment | 2039 | 4.5 | multiplicative | 2026-07-10T11:17:56.201345
B_Optimised_VRE | Secondary Techs | TRNINDNEINDNO | TotalAnnualMaxCapacityInvestment | 2040 | 4.5 | multiplicative | 2026-07-10T11:17:56.201345
B_Optimised_VRE | Secondary Techs | TRNINDNEINDNO | TotalAnnualMaxCapacityInvestment | 2041 | 4.5 | multiplicative | 2026-07-10T11:17:56.201345
B_Optimised_VRE | Secondary Techs | TRNINDNEINDNO | TotalAnnualMaxCapacityInvestment | 2042 | 4.5 | multiplicative | 2026-07-10T11:17:56.201345
B_Optimised_VRE | Secondary Techs | TRNINDNEINDNO | TotalAnnualMaxCapacityInvestment | 2043 | 4.5 | multiplicative | 2026-07-10T11:17:56.201345
B_Optimised_VRE | Secondary Techs | TRNINDNEINDNO | TotalAnnualMaxCapacityInvestment | 2044 | 4.5 | multiplicative | 2026-07-10T11:17:56.201345
B_Optimised_VRE | Secondary Techs | TRNINDNEINDNO | TotalAnnualMaxCapacityInvestment | 2045 | 4.5 | multiplicative | 2026-07-10T11:17:56.201345
B_Optimised_VRE | Secondary Techs | TRNINDNEINDNO | TotalAnnualMaxCapacityInvestment | 2046 | 4.5 | multiplicative | 2026-07-10T11:17:56.201345
B_Optimised_VRE | Secondary Techs | TRNINDNEINDNO | TotalAnnualMaxCapacityInvestment | 2047 | 4.5 | multiplicative | 2026-07-10T11:17:56.201345
B_Optimised_VRE | Secondary Techs | TRNINDNEINDNO | TotalAnnualMaxCapacityInvestment | 2048 | 4.5 | multiplicative | 2026-07-10T11:17:56.201345
B_Optimised_VRE | Secondary Techs | TRNINDNEINDNO | TotalAnnualMaxCapacityInvestment | 2049 | 4.5 | multiplicative | 2026-07-10T11:17:56.201345
B_Optimised_VRE | Secondary Techs | TRNINDNEINDNO | TotalAnnualMaxCapacityInvestment | 2050 | 4.5 | multiplicative | 2026-07-10T11:17:56.201345
B_Optimised_VRE | Secondary Techs | TRNBGDXXINDEA | TotalAnnualMaxCapacityInvestment | 2023 | 2.5 | override | 2026-07-10T11:17:56.201345
B_Optimised_VRE | Secondary Techs | TRNBGDXXINDEA | TotalAnnualMaxCapacityInvestment | 2024 | 3.3 | override | 2026-07-10T11:17:56.201345
B_Optimised_VRE | Secondary Techs | TRNBGDXXINDEA | TotalAnnualMaxCapacityInvestment | 2025 | 4.1 | override | 2026-07-10T11:17:56.201345
B_Optimised_VRE | Secondary Techs | TRNBGDXXINDEA | TotalAnnualMaxCapacityInvestment | 2026 | 4.9 | override | 2026-07-10T11:17:56.201345
B_Optimised_VRE | Secondary Techs | TRNBGDXXINDEA | TotalAnnualMaxCapacityInvestment | 2027 | 5.7 | override | 2026-07-10T11:17:56.201345
B_Optimised_VRE | Secondary Techs | TRNBGDXXINDEA | TotalAnnualMaxCapacityInvestment | 2028 | 6.5 | override | 2026-07-10T11:17:56.201345
B_Optimised_VRE | Secondary Techs | TRNBGDXXINDEA | TotalAnnualMaxCapacityInvestment | 2029 | 7 | override | 2026-07-10T11:17:56.201345
B_Optimised_VRE | Secondary Techs | TRNBGDXXINDEA | TotalAnnualMaxCapacityInvestment | 2030 | 7.75 | override | 2026-07-10T11:17:56.201345
B_Optimised_VRE | Secondary Techs | TRNBGDXXINDEA | TotalAnnualMaxCapacityInvestment | 2031 | 8 | override | 2026-07-10T11:17:56.201345
B_Optimised_VRE | Secondary Techs | TRNBGDXXINDEA | TotalAnnualMaxCapacityInvestment | 2032 | 8.25 | override | 2026-07-10T11:17:56.201345
B_Optimised_VRE | Secondary Techs | TRNBGDXXINDEA | TotalAnnualMaxCapacityInvestment | 2033 | 8.5 | override | 2026-07-10T11:17:56.201345
B_Optimised_VRE | Secondary Techs | TRNBGDXXINDEA | TotalAnnualMaxCapacityInvestment | 2034 | 8.5 | override | 2026-07-10T11:17:56.201345
B_Optimised_VRE | Secondary Techs | TRNBGDXXINDEA | TotalAnnualMaxCapacityInvestment | 2035 | 8.5 | override | 2026-07-10T11:17:56.201345
B_Optimised_VRE | Secondary Techs | TRNBGDXXINDEA | TotalAnnualMaxCapacityInvestment | 2036 | 8.5 | override | 2026-07-10T11:17:56.201345
B_Optimised_VRE | Secondary Techs | TRNBGDXXINDEA | TotalAnnualMaxCapacityInvestment | 2037 | 8.5 | override | 2026-07-10T11:17:56.201345
B_Optimised_VRE | Secondary Techs | TRNBGDXXINDEA | TotalAnnualMaxCapacityInvestment | 2038 | 8.5 | override | 2026-07-10T11:17:56.201345
B_Optimised_VRE | Secondary Techs | TRNBGDXXINDEA | TotalAnnualMaxCapacityInvestment | 2039 | 8.5 | override | 2026-07-10T11:17:56.201345
B_Optimised_VRE | Secondary Techs | TRNBGDXXINDEA | TotalAnnualMaxCapacityInvestment | 2040 | 8.5 | override | 2026-07-10T11:17:56.201345
B_Optimised_VRE | Secondary Techs | TRNBGDXXINDEA | TotalAnnualMaxCapacityInvestment | 2041 | 8.5 | override | 2026-07-10T11:17:56.201345
B_Optimised_VRE | Secondary Techs | TRNBGDXXINDEA | TotalAnnualMaxCapacityInvestment | 2042 | 8.5 | override | 2026-07-10T11:17:56.201345
B_Optimised_VRE | Secondary Techs | TRNBGDXXINDEA | TotalAnnualMaxCapacityInvestment | 2043 | 8.5 | override | 2026-07-10T11:17:56.201345
B_Optimised_VRE | Secondary Techs | TRNBGDXXINDEA | TotalAnnualMaxCapacityInvestment | 2044 | 8.5 | override | 2026-07-10T11:17:56.201345
B_Optimised_VRE | Secondary Techs | TRNBGDXXINDEA | TotalAnnualMaxCapacityInvestment | 2045 | 8.5 | override | 2026-07-10T11:17:56.201345
B_Optimised_VRE | Secondary Techs | TRNBGDXXINDEA | TotalAnnualMaxCapacityInvestment | 2046 | 8.5 | override | 2026-07-10T11:17:56.201345
B_Optimised_VRE | Secondary Techs | TRNBGDXXINDEA | TotalAnnualMaxCapacityInvestment | 2047 | 8.5 | override | 2026-07-10T11:17:56.201345
B_Optimised_VRE | Secondary Techs | TRNBGDXXINDEA | TotalAnnualMaxCapacityInvestment | 2048 | 8.5 | override | 2026-07-10T11:17:56.201345
B_Optimised_VRE | Secondary Techs | TRNBGDXXINDEA | TotalAnnualMaxCapacityInvestment | 2049 | 8.5 | override | 2026-07-10T11:17:56.201345
B_Optimised_VRE | Secondary Techs | TRNBGDXXINDEA | TotalAnnualMaxCapacityInvestment | 2050 | 8.5 | override | 2026-07-10T11:17:56.201345
B_Optimised_VRE | Secondary Techs | TRNBTNXXBGDXX | TotalAnnualMaxCapacityInvestment | 2023 | 0 | override | 2026-07-10T11:17:56.201345
B_Optimised_VRE | Secondary Techs | TRNBTNXXBGDXX | TotalAnnualMaxCapacityInvestment | 2024 | 0 | override | 2026-07-10T11:17:56.201345
B_Optimised_VRE | Secondary Techs | TRNBTNXXBGDXX | TotalAnnualMaxCapacityInvestment | 2025 | 0 | override | 2026-07-10T11:17:56.201345
B_Optimised_VRE | Secondary Techs | TRNBTNXXBGDXX | TotalAnnualMaxCapacityInvestment | 2026 | 0 | override | 2026-07-10T11:17:56.201345
B_Optimised_VRE | Secondary Techs | TRNBTNXXBGDXX | TotalAnnualMaxCapacityInvestment | 2027 | 0 | override | 2026-07-10T11:17:56.201345
B_Optimised_VRE | Secondary Techs | TRNBTNXXBGDXX | TotalAnnualMaxCapacityInvestment | 2028 | 0 | override | 2026-07-10T11:17:56.201345
B_Optimised_VRE | Secondary Techs | TRNBTNXXBGDXX | TotalAnnualMaxCapacityInvestment | 2029 | 0 | override | 2026-07-10T11:17:56.201345
B_Optimised_VRE | Secondary Techs | TRNBTNXXBGDXX | TotalAnnualMaxCapacityInvestment | 2030 | 0 | override | 2026-07-10T11:17:56.201345
B_Optimised_VRE | Secondary Techs | TRNBTNXXBGDXX | TotalAnnualMaxCapacityInvestment | 2031 | 0 | override | 2026-07-10T11:17:56.201345
B_Optimised_VRE | Secondary Techs | TRNBTNXXBGDXX | TotalAnnualMaxCapacityInvestment | 2032 | 0 | override | 2026-07-10T11:17:56.201345
B_Optimised_VRE | Secondary Techs | TRNBTNXXBGDXX | TotalAnnualMaxCapacityInvestment | 2033 | 0 | override | 2026-07-10T11:17:56.201345
B_Optimised_VRE | Secondary Techs | TRNBTNXXBGDXX | TotalAnnualMaxCapacityInvestment | 2034 | 0.375 | override | 2026-07-10T11:17:56.201345
B_Optimised_VRE | Secondary Techs | TRNBTNXXBGDXX | TotalAnnualMaxCapacityInvestment | 2035 | 0.75 | override | 2026-07-10T11:17:56.201345
B_Optimised_VRE | Secondary Techs | TRNBTNXXBGDXX | TotalAnnualMaxCapacityInvestment | 2036 | 0.75 | override | 2026-07-10T11:17:56.201345
B_Optimised_VRE | Secondary Techs | TRNBTNXXBGDXX | TotalAnnualMaxCapacityInvestment | 2037 | 0.75 | override | 2026-07-10T11:17:56.201345
B_Optimised_VRE | Secondary Techs | TRNBTNXXBGDXX | TotalAnnualMaxCapacityInvestment | 2038 | 0.75 | override | 2026-07-10T11:17:56.201345
B_Optimised_VRE | Secondary Techs | TRNBTNXXBGDXX | TotalAnnualMaxCapacityInvestment | 2039 | 0.75 | override | 2026-07-10T11:17:56.201345
B_Optimised_VRE | Secondary Techs | TRNBTNXXBGDXX | TotalAnnualMaxCapacityInvestment | 2040 | 0.75 | override | 2026-07-10T11:17:56.201345
B_Optimised_VRE | Secondary Techs | TRNBTNXXBGDXX | TotalAnnualMaxCapacityInvestment | 2041 | 0.75 | override | 2026-07-10T11:17:56.201345
B_Optimised_VRE | Secondary Techs | TRNBTNXXBGDXX | TotalAnnualMaxCapacityInvestment | 2042 | 0.75 | override | 2026-07-10T11:17:56.201345
B_Optimised_VRE | Secondary Techs | TRNBTNXXBGDXX | TotalAnnualMaxCapacityInvestment | 2043 | 0.75 | override | 2026-07-10T11:17:56.201345
B_Optimised_VRE | Secondary Techs | TRNBTNXXBGDXX | TotalAnnualMaxCapacityInvestment | 2044 | 0.75 | override | 2026-07-10T11:17:56.201345
B_Optimised_VRE | Secondary Techs | TRNBTNXXBGDXX | TotalAnnualMaxCapacityInvestment | 2045 | 0.75 | override | 2026-07-10T11:17:56.201345
B_Optimised_VRE | Secondary Techs | TRNBTNXXBGDXX | TotalAnnualMaxCapacityInvestment | 2046 | 0.75 | override | 2026-07-10T11:17:56.201345
B_Optimised_VRE | Secondary Techs | TRNBTNXXBGDXX | TotalAnnualMaxCapacityInvestment | 2047 | 0.75 | override | 2026-07-10T11:17:56.201345
B_Optimised_VRE | Secondary Techs | TRNBTNXXBGDXX | TotalAnnualMaxCapacityInvestment | 2048 | 0.75 | override | 2026-07-10T11:17:56.201345
B_Optimised_VRE | Secondary Techs | TRNBTNXXBGDXX | TotalAnnualMaxCapacityInvestment | 2049 | 0.75 | override | 2026-07-10T11:17:56.201345
B_Optimised_VRE | Secondary Techs | TRNBTNXXBGDXX | TotalAnnualMaxCapacityInvestment | 2050 | 0.75 | override | 2026-07-10T11:17:56.201345
B_Optimised_VRE | Secondary Techs | TRNBTNXXINDNE | TotalAnnualMaxCapacityInvestment | 2023 | 0.17 | override | 2026-07-10T11:17:56.201345
B_Optimised_VRE | Secondary Techs | TRNBTNXXINDNE | TotalAnnualMaxCapacityInvestment | 2024 | 0.32 | override | 2026-07-10T11:17:56.201345
B_Optimised_VRE | Secondary Techs | TRNBTNXXINDNE | TotalAnnualMaxCapacityInvestment | 2025 | 0.47 | override | 2026-07-10T11:17:56.201345
B_Optimised_VRE | Secondary Techs | TRNBTNXXINDNE | TotalAnnualMaxCapacityInvestment | 2026 | 0.62 | override | 2026-07-10T11:17:56.201345
B_Optimised_VRE | Secondary Techs | TRNBTNXXINDNE | TotalAnnualMaxCapacityInvestment | 2027 | 0.77 | override | 2026-07-10T11:17:56.201345
B_Optimised_VRE | Secondary Techs | TRNBTNXXINDNE | TotalAnnualMaxCapacityInvestment | 2028 | 1.02 | override | 2026-07-10T11:17:56.201345
B_Optimised_VRE | Secondary Techs | TRNBTNXXINDNE | TotalAnnualMaxCapacityInvestment | 2029 | 1.27 | override | 2026-07-10T11:17:56.201345
B_Optimised_VRE | Secondary Techs | TRNBTNXXINDNE | TotalAnnualMaxCapacityInvestment | 2030 | 2.4 | override | 2026-07-10T11:17:56.201345
B_Optimised_VRE | Secondary Techs | TRNBTNXXINDNE | TotalAnnualMaxCapacityInvestment | 2031 | 2.4 | override | 2026-07-10T11:17:56.201345
B_Optimised_VRE | Secondary Techs | TRNBTNXXINDNE | TotalAnnualMaxCapacityInvestment | 2032 | 2.4 | override | 2026-07-10T11:17:56.201345
B_Optimised_VRE | Secondary Techs | TRNBTNXXINDNE | TotalAnnualMaxCapacityInvestment | 2033 | 2.4 | override | 2026-07-10T11:17:56.201345
B_Optimised_VRE | Secondary Techs | TRNBTNXXINDNE | TotalAnnualMaxCapacityInvestment | 2034 | 2.4 | override | 2026-07-10T11:17:56.201345
B_Optimised_VRE | Secondary Techs | TRNBTNXXINDNE | TotalAnnualMaxCapacityInvestment | 2035 | 2.4 | override | 2026-07-10T11:17:56.201345
B_Optimised_VRE | Secondary Techs | TRNBTNXXINDNE | TotalAnnualMaxCapacityInvestment | 2036 | 2.4 | override | 2026-07-10T11:17:56.201345
B_Optimised_VRE | Secondary Techs | TRNBTNXXINDNE | TotalAnnualMaxCapacityInvestment | 2037 | 2.4 | override | 2026-07-10T11:17:56.201345
B_Optimised_VRE | Secondary Techs | TRNBTNXXINDNE | TotalAnnualMaxCapacityInvestment | 2038 | 2.4 | override | 2026-07-10T11:17:56.201345
B_Optimised_VRE | Secondary Techs | TRNBTNXXINDNE | TotalAnnualMaxCapacityInvestment | 2039 | 2.4 | override | 2026-07-10T11:17:56.201345
B_Optimised_VRE | Secondary Techs | TRNBTNXXINDNE | TotalAnnualMaxCapacityInvestment | 2040 | 2.4 | override | 2026-07-10T11:17:56.201345
B_Optimised_VRE | Secondary Techs | TRNBTNXXINDNE | TotalAnnualMaxCapacityInvestment | 2041 | 2.4 | override | 2026-07-10T11:17:56.201345
B_Optimised_VRE | Secondary Techs | TRNBTNXXINDNE | TotalAnnualMaxCapacityInvestment | 2042 | 2.4 | override | 2026-07-10T11:17:56.201345
B_Optimised_VRE | Secondary Techs | TRNBTNXXINDNE | TotalAnnualMaxCapacityInvestment | 2043 | 2.4 | override | 2026-07-10T11:17:56.201345
B_Optimised_VRE | Secondary Techs | TRNBTNXXINDNE | TotalAnnualMaxCapacityInvestment | 2044 | 2.4 | override | 2026-07-10T11:17:56.201345
B_Optimised_VRE | Secondary Techs | TRNBTNXXINDNE | TotalAnnualMaxCapacityInvestment | 2045 | 2.4 | override | 2026-07-10T11:17:56.201345
B_Optimised_VRE | Secondary Techs | TRNBTNXXINDNE | TotalAnnualMaxCapacityInvestment | 2046 | 2.4 | override | 2026-07-10T11:17:56.201345
B_Optimised_VRE | Secondary Techs | TRNBTNXXINDNE | TotalAnnualMaxCapacityInvestment | 2047 | 2.4 | override | 2026-07-10T11:17:56.201345
B_Optimised_VRE | Secondary Techs | TRNBTNXXINDNE | TotalAnnualMaxCapacityInvestment | 2048 | 2.4 | override | 2026-07-10T11:17:56.201345
B_Optimised_VRE | Secondary Techs | TRNBTNXXINDNE | TotalAnnualMaxCapacityInvestment | 2049 | 2.4 | override | 2026-07-10T11:17:56.201345
B_Optimised_VRE | Secondary Techs | TRNBTNXXINDNE | TotalAnnualMaxCapacityInvestment | 2050 | 2.4 | override | 2026-07-10T11:17:56.201345
B_Optimised_VRE | Secondary Techs | TRNMDVXXINDSO | TotalAnnualMaxCapacityInvestment | 2023 | 0 | override | 2026-07-10T11:17:56.201345
B_Optimised_VRE | Secondary Techs | TRNMDVXXINDSO | TotalAnnualMaxCapacityInvestment | 2024 | 0 | override | 2026-07-10T11:17:56.201345
B_Optimised_VRE | Secondary Techs | TRNMDVXXINDSO | TotalAnnualMaxCapacityInvestment | 2025 | 0 | override | 2026-07-10T11:17:56.201345
B_Optimised_VRE | Secondary Techs | TRNMDVXXINDSO | TotalAnnualMaxCapacityInvestment | 2026 | 0 | override | 2026-07-10T11:17:56.201345
B_Optimised_VRE | Secondary Techs | TRNMDVXXINDSO | TotalAnnualMaxCapacityInvestment | 2027 | 0 | override | 2026-07-10T11:17:56.201345
B_Optimised_VRE | Secondary Techs | TRNMDVXXINDSO | TotalAnnualMaxCapacityInvestment | 2028 | 0 | override | 2026-07-10T11:17:56.201345
B_Optimised_VRE | Secondary Techs | TRNMDVXXINDSO | TotalAnnualMaxCapacityInvestment | 2029 | 0 | override | 2026-07-10T11:17:56.201345
B_Optimised_VRE | Secondary Techs | TRNMDVXXINDSO | TotalAnnualMaxCapacityInvestment | 2030 | 0 | override | 2026-07-10T11:17:56.201345
B_Optimised_VRE | Secondary Techs | TRNMDVXXINDSO | TotalAnnualMaxCapacityInvestment | 2031 | 0 | override | 2026-07-10T11:17:56.201345
B_Optimised_VRE | Secondary Techs | TRNMDVXXINDSO | TotalAnnualMaxCapacityInvestment | 2032 | 0 | override | 2026-07-10T11:17:56.201345
B_Optimised_VRE | Secondary Techs | TRNMDVXXINDSO | TotalAnnualMaxCapacityInvestment | 2033 | 0 | override | 2026-07-10T11:17:56.201345
B_Optimised_VRE | Secondary Techs | TRNMDVXXINDSO | TotalAnnualMaxCapacityInvestment | 2034 | 0 | override | 2026-07-10T11:17:56.201345
B_Optimised_VRE | Secondary Techs | TRNMDVXXINDSO | TotalAnnualMaxCapacityInvestment | 2035 | 0 | override | 2026-07-10T11:17:56.201345
B_Optimised_VRE | Secondary Techs | TRNMDVXXINDSO | TotalAnnualMaxCapacityInvestment | 2036 | 0 | override | 2026-07-10T11:17:56.201345
B_Optimised_VRE | Secondary Techs | TRNMDVXXINDSO | TotalAnnualMaxCapacityInvestment | 2037 | 0 | override | 2026-07-10T11:17:56.201345
B_Optimised_VRE | Secondary Techs | TRNMDVXXINDSO | TotalAnnualMaxCapacityInvestment | 2038 | 0 | override | 2026-07-10T11:17:56.201345
B_Optimised_VRE | Secondary Techs | TRNMDVXXINDSO | TotalAnnualMaxCapacityInvestment | 2039 | 0 | override | 2026-07-10T11:17:56.201345
B_Optimised_VRE | Secondary Techs | TRNMDVXXINDSO | TotalAnnualMaxCapacityInvestment | 2040 | 0 | override | 2026-07-10T11:17:56.201345
B_Optimised_VRE | Secondary Techs | TRNMDVXXINDSO | TotalAnnualMaxCapacityInvestment | 2041 | 0 | override | 2026-07-10T11:17:56.201345
B_Optimised_VRE | Secondary Techs | TRNMDVXXINDSO | TotalAnnualMaxCapacityInvestment | 2042 | 0 | override | 2026-07-10T11:17:56.201345
B_Optimised_VRE | Secondary Techs | TRNMDVXXINDSO | TotalAnnualMaxCapacityInvestment | 2043 | 0 | override | 2026-07-10T11:17:56.201345
B_Optimised_VRE | Secondary Techs | TRNMDVXXINDSO | TotalAnnualMaxCapacityInvestment | 2044 | 0 | override | 2026-07-10T11:17:56.201345
B_Optimised_VRE | Secondary Techs | TRNMDVXXINDSO | TotalAnnualMaxCapacityInvestment | 2045 | 0 | override | 2026-07-10T11:17:56.201345
B_Optimised_VRE | Secondary Techs | TRNMDVXXINDSO | TotalAnnualMaxCapacityInvestment | 2046 | 0 | override | 2026-07-10T11:17:56.201345
B_Optimised_VRE | Secondary Techs | TRNMDVXXINDSO | TotalAnnualMaxCapacityInvestment | 2047 | 0 | override | 2026-07-10T11:17:56.201345
B_Optimised_VRE | Secondary Techs | TRNMDVXXINDSO | TotalAnnualMaxCapacityInvestment | 2048 | 0 | override | 2026-07-10T11:17:56.201345
B_Optimised_VRE | Secondary Techs | TRNMDVXXINDSO | TotalAnnualMaxCapacityInvestment | 2049 | 0 | override | 2026-07-10T11:17:56.201345
B_Optimised_VRE | Secondary Techs | TRNMDVXXINDSO | TotalAnnualMaxCapacityInvestment | 2050 | 0 | override | 2026-07-10T11:17:56.201345
B_Optimised_VRE | Secondary Techs | TRNNPLXXBGDXX | TotalAnnualMaxCapacityInvestment | 2023 | 0.04 | override | 2026-07-10T11:17:56.201345
B_Optimised_VRE | Secondary Techs | TRNNPLXXBGDXX | TotalAnnualMaxCapacityInvestment | 2024 | 0.06 | override | 2026-07-10T11:17:56.201345
B_Optimised_VRE | Secondary Techs | TRNNPLXXBGDXX | TotalAnnualMaxCapacityInvestment | 2025 | 0.08 | override | 2026-07-10T11:17:56.201345
B_Optimised_VRE | Secondary Techs | TRNNPLXXBGDXX | TotalAnnualMaxCapacityInvestment | 2026 | 0.2 | override | 2026-07-10T11:17:56.201345
B_Optimised_VRE | Secondary Techs | TRNNPLXXBGDXX | TotalAnnualMaxCapacityInvestment | 2027 | 0.32 | override | 2026-07-10T11:17:56.201345
B_Optimised_VRE | Secondary Techs | TRNNPLXXBGDXX | TotalAnnualMaxCapacityInvestment | 2028 | 0.44 | override | 2026-07-10T11:17:56.201345
B_Optimised_VRE | Secondary Techs | TRNNPLXXBGDXX | TotalAnnualMaxCapacityInvestment | 2029 | 0.56 | override | 2026-07-10T11:17:56.201345
B_Optimised_VRE | Secondary Techs | TRNNPLXXBGDXX | TotalAnnualMaxCapacityInvestment | 2030 | 0.68 | override | 2026-07-10T11:17:56.201345
B_Optimised_VRE | Secondary Techs | TRNNPLXXBGDXX | TotalAnnualMaxCapacityInvestment | 2031 | 0.8 | override | 2026-07-10T11:17:56.201345
B_Optimised_VRE | Secondary Techs | TRNNPLXXBGDXX | TotalAnnualMaxCapacityInvestment | 2032 | 0.92 | override | 2026-07-10T11:17:56.201345
B_Optimised_VRE | Secondary Techs | TRNNPLXXBGDXX | TotalAnnualMaxCapacityInvestment | 2033 | 1.04 | override | 2026-07-10T11:17:56.201345
B_Optimised_VRE | Secondary Techs | TRNNPLXXBGDXX | TotalAnnualMaxCapacityInvestment | 2034 | 1.04 | override | 2026-07-10T11:17:56.201345
B_Optimised_VRE | Secondary Techs | TRNNPLXXBGDXX | TotalAnnualMaxCapacityInvestment | 2035 | 1.04 | override | 2026-07-10T11:17:56.201345
B_Optimised_VRE | Secondary Techs | TRNNPLXXBGDXX | TotalAnnualMaxCapacityInvestment | 2036 | 1.04 | override | 2026-07-10T11:17:56.201345
B_Optimised_VRE | Secondary Techs | TRNNPLXXBGDXX | TotalAnnualMaxCapacityInvestment | 2037 | 1.04 | override | 2026-07-10T11:17:56.201345
B_Optimised_VRE | Secondary Techs | TRNNPLXXBGDXX | TotalAnnualMaxCapacityInvestment | 2038 | 1.04 | override | 2026-07-10T11:17:56.201345
B_Optimised_VRE | Secondary Techs | TRNNPLXXBGDXX | TotalAnnualMaxCapacityInvestment | 2039 | 1.04 | override | 2026-07-10T11:17:56.201345
B_Optimised_VRE | Secondary Techs | TRNNPLXXBGDXX | TotalAnnualMaxCapacityInvestment | 2040 | 1.04 | override | 2026-07-10T11:17:56.201345
B_Optimised_VRE | Secondary Techs | TRNNPLXXBGDXX | TotalAnnualMaxCapacityInvestment | 2041 | 1.04 | override | 2026-07-10T11:17:56.201345
B_Optimised_VRE | Secondary Techs | TRNNPLXXBGDXX | TotalAnnualMaxCapacityInvestment | 2042 | 1.04 | override | 2026-07-10T11:17:56.201345
B_Optimised_VRE | Secondary Techs | TRNNPLXXBGDXX | TotalAnnualMaxCapacityInvestment | 2043 | 1.04 | override | 2026-07-10T11:17:56.201345
B_Optimised_VRE | Secondary Techs | TRNNPLXXBGDXX | TotalAnnualMaxCapacityInvestment | 2044 | 1.04 | override | 2026-07-10T11:17:56.201345
B_Optimised_VRE | Secondary Techs | TRNNPLXXBGDXX | TotalAnnualMaxCapacityInvestment | 2045 | 1.04 | override | 2026-07-10T11:17:56.201345
B_Optimised_VRE | Secondary Techs | TRNNPLXXBGDXX | TotalAnnualMaxCapacityInvestment | 2046 | 1.04 | override | 2026-07-10T11:17:56.201345
B_Optimised_VRE | Secondary Techs | TRNNPLXXBGDXX | TotalAnnualMaxCapacityInvestment | 2047 | 1.04 | override | 2026-07-10T11:17:56.201345
B_Optimised_VRE | Secondary Techs | TRNNPLXXBGDXX | TotalAnnualMaxCapacityInvestment | 2048 | 1.04 | override | 2026-07-10T11:17:56.201345
B_Optimised_VRE | Secondary Techs | TRNNPLXXBGDXX | TotalAnnualMaxCapacityInvestment | 2049 | 1.04 | override | 2026-07-10T11:17:56.201345
B_Optimised_VRE | Secondary Techs | TRNNPLXXBGDXX | TotalAnnualMaxCapacityInvestment | 2050 | 1.04 | override | 2026-07-10T11:17:56.201345
C_Target_VRE | Secondary Techs | PWRCOABGDXX | ResidualCapacity | 2029 | 5.5206 |  | 2026-07-10T11:21:37.351271
C_Target_VRE | Secondary Techs | PWRCOABGDXX | ResidualCapacity | 2030 | 5.3583 |  | 2026-07-10T11:21:37.351271
C_Target_VRE | Secondary Techs | PWRCOABGDXX | ResidualCapacity | 2031 | 5.1959 |  | 2026-07-10T11:21:37.351271
C_Target_VRE | Secondary Techs | PWRCOABGDXX | ResidualCapacity | 2032 | 5.0335 |  | 2026-07-10T11:21:37.351271
C_Target_VRE | Secondary Techs | PWRCOABGDXX | ResidualCapacity | 2033 | 4.8711 |  | 2026-07-10T11:21:37.351271
C_Target_VRE | Secondary Techs | PWRCOABGDXX | ResidualCapacity | 2034 | 4.7088 |  | 2026-07-10T11:21:37.351271
C_Target_VRE | Secondary Techs | PWRCOABGDXX | ResidualCapacity | 2035 | 4.5464 |  | 2026-07-10T11:21:37.351271
C_Target_VRE | Secondary Techs | PWRCOABGDXX | ResidualCapacity | 2036 | 4.384 |  | 2026-07-10T11:21:37.351271
C_Target_VRE | Secondary Techs | PWRCOABGDXX | ResidualCapacity | 2037 | 4.2217 |  | 2026-07-10T11:21:37.351271
C_Target_VRE | Secondary Techs | PWRCOABGDXX | ResidualCapacity | 2038 | 4.0593 |  | 2026-07-10T11:21:37.351271
C_Target_VRE | Secondary Techs | PWRCOABGDXX | ResidualCapacity | 2039 | 3.8969 |  | 2026-07-10T11:21:37.351271
C_Target_VRE | Secondary Techs | PWRCOABGDXX | ResidualCapacity | 2040 | 3.7345 |  | 2026-07-10T11:21:37.351271
C_Target_VRE | Secondary Techs | PWRCOABGDXX | ResidualCapacity | 2041 | 3.5722 |  | 2026-07-10T11:21:37.351271
C_Target_VRE | Secondary Techs | PWRCOABGDXX | ResidualCapacity | 2042 | 3.4098 |  | 2026-07-10T11:21:37.351271
C_Target_VRE | Secondary Techs | PWRCOABGDXX | ResidualCapacity | 2043 | 3.2474 |  | 2026-07-10T11:21:37.351271
C_Target_VRE | Secondary Techs | PWRCOABGDXX | ResidualCapacity | 2044 | 3.0851 |  | 2026-07-10T11:21:37.351271
C_Target_VRE | Secondary Techs | PWRCOABGDXX | ResidualCapacity | 2045 | 2.9227 |  | 2026-07-10T11:21:37.351271
C_Target_VRE | Secondary Techs | PWRCOABGDXX | ResidualCapacity | 2046 | 2.7603 |  | 2026-07-10T11:21:37.351271
C_Target_VRE | Secondary Techs | PWRCOABGDXX | ResidualCapacity | 2047 | 2.5979 |  | 2026-07-10T11:21:37.351271
C_Target_VRE | Secondary Techs | PWRCOABGDXX | ResidualCapacity | 2048 | 2.4356 |  | 2026-07-10T11:21:37.351271
C_Target_VRE | Secondary Techs | PWRCOABGDXX | ResidualCapacity | 2049 | 2.2732 |  | 2026-07-10T11:21:37.351271
C_Target_VRE | Secondary Techs | PWRCOABGDXX | ResidualCapacity | 2050 | 2.1108 |  | 2026-07-10T11:21:37.351271
C_Target_VRE | Secondary Techs | PWRCOAINDWE | ResidualCapacity | 2029 | 83.335 |  | 2026-07-10T11:21:37.351271
C_Target_VRE | Secondary Techs | PWRCOAINDWE | ResidualCapacity | 2030 | 80.8839 |  | 2026-07-10T11:21:37.351271
C_Target_VRE | Secondary Techs | PWRCOAINDWE | ResidualCapacity | 2031 | 78.4329 |  | 2026-07-10T11:21:37.351271
C_Target_VRE | Secondary Techs | PWRCOAINDWE | ResidualCapacity | 2032 | 75.9819 |  | 2026-07-10T11:21:37.351271
C_Target_VRE | Secondary Techs | PWRCOAINDWE | ResidualCapacity | 2033 | 73.5309 |  | 2026-07-10T11:21:37.351271
C_Target_VRE | Secondary Techs | PWRCOAINDWE | ResidualCapacity | 2034 | 71.0798 |  | 2026-07-10T11:21:37.351271
C_Target_VRE | Secondary Techs | PWRCOAINDWE | ResidualCapacity | 2035 | 68.6288 |  | 2026-07-10T11:21:37.351271
C_Target_VRE | Secondary Techs | PWRCOAINDWE | ResidualCapacity | 2036 | 66.1778 |  | 2026-07-10T11:21:37.351271
C_Target_VRE | Secondary Techs | PWRCOAINDWE | ResidualCapacity | 2037 | 63.7267 |  | 2026-07-10T11:21:37.351271
C_Target_VRE | Secondary Techs | PWRCOAINDWE | ResidualCapacity | 2038 | 61.2757 |  | 2026-07-10T11:21:37.351271
C_Target_VRE | Secondary Techs | PWRCOAINDWE | ResidualCapacity | 2039 | 58.8247 |  | 2026-07-10T11:21:37.351271
C_Target_VRE | Secondary Techs | PWRCOAINDWE | ResidualCapacity | 2040 | 56.3737 |  | 2026-07-10T11:21:37.351271
C_Target_VRE | Secondary Techs | PWRCOAINDWE | ResidualCapacity | 2041 | 53.9226 |  | 2026-07-10T11:21:37.351271
C_Target_VRE | Secondary Techs | PWRCOAINDWE | ResidualCapacity | 2042 | 51.4716 |  | 2026-07-10T11:21:37.351271
C_Target_VRE | Secondary Techs | PWRCOAINDWE | ResidualCapacity | 2043 | 49.0206 |  | 2026-07-10T11:21:37.351271
C_Target_VRE | Secondary Techs | PWRCOAINDWE | ResidualCapacity | 2044 | 46.5695 |  | 2026-07-10T11:21:37.351271
C_Target_VRE | Secondary Techs | PWRCOAINDWE | ResidualCapacity | 2045 | 44.1185 |  | 2026-07-10T11:21:37.351271
C_Target_VRE | Secondary Techs | PWRCOAINDWE | ResidualCapacity | 2046 | 41.6675 |  | 2026-07-10T11:21:37.351271
C_Target_VRE | Secondary Techs | PWRCOAINDWE | ResidualCapacity | 2047 | 39.2165 |  | 2026-07-10T11:21:37.351271
C_Target_VRE | Secondary Techs | PWRCOAINDWE | ResidualCapacity | 2048 | 36.7654 |  | 2026-07-10T11:21:37.351271
C_Target_VRE | Secondary Techs | PWRCOAINDWE | ResidualCapacity | 2049 | 34.3144 |  | 2026-07-10T11:21:37.351271
C_Target_VRE | Secondary Techs | PWRCOAINDWE | ResidualCapacity | 2050 | 31.8634 |  | 2026-07-10T11:21:37.351271
C_Target_VRE | Secondary Techs | PWRNGSINDEA | ResidualCapacity | 2029 | 0.077333 |  | 2026-07-10T11:21:37.351271
C_Target_VRE | Secondary Techs | PWRNGSINDEA | ResidualCapacity | 2030 | 0.074667 |  | 2026-07-10T11:21:37.351271
C_Target_VRE | Secondary Techs | PWRNGSINDEA | ResidualCapacity | 2031 | 0.072 |  | 2026-07-10T11:21:37.351271
C_Target_VRE | Secondary Techs | PWRNGSINDEA | ResidualCapacity | 2032 | 0.069333 |  | 2026-07-10T11:21:37.351271
C_Target_VRE | Secondary Techs | PWRNGSINDEA | ResidualCapacity | 2033 | 0.066667 |  | 2026-07-10T11:21:37.351271
C_Target_VRE | Secondary Techs | PWRNGSINDEA | ResidualCapacity | 2034 | 0.064 |  | 2026-07-10T11:21:37.351271
C_Target_VRE | Secondary Techs | PWRNGSINDEA | ResidualCapacity | 2035 | 0.061333 |  | 2026-07-10T11:21:37.351271
C_Target_VRE | Secondary Techs | PWRNGSINDEA | ResidualCapacity | 2036 | 0.058667 |  | 2026-07-10T11:21:37.351271
C_Target_VRE | Secondary Techs | PWRNGSINDEA | ResidualCapacity | 2037 | 0.056 |  | 2026-07-10T11:21:37.351271
C_Target_VRE | Secondary Techs | PWRNGSINDEA | ResidualCapacity | 2038 | 0.053333 |  | 2026-07-10T11:21:37.351271
C_Target_VRE | Secondary Techs | PWRNGSINDEA | ResidualCapacity | 2039 | 0.050667 |  | 2026-07-10T11:21:37.351271
C_Target_VRE | Secondary Techs | PWRNGSINDEA | ResidualCapacity | 2040 | 0.048 |  | 2026-07-10T11:21:37.351271
C_Target_VRE | Secondary Techs | PWRNGSINDEA | ResidualCapacity | 2041 | 0.045333 |  | 2026-07-10T11:21:37.351271
C_Target_VRE | Secondary Techs | PWRNGSINDEA | ResidualCapacity | 2042 | 0.042667 |  | 2026-07-10T11:21:37.351271
C_Target_VRE | Secondary Techs | PWRNGSINDEA | ResidualCapacity | 2043 | 0.04 |  | 2026-07-10T11:21:37.351271
C_Target_VRE | Secondary Techs | PWRNGSINDEA | ResidualCapacity | 2044 | 0.037333 |  | 2026-07-10T11:21:37.351271
C_Target_VRE | Secondary Techs | PWRNGSINDEA | ResidualCapacity | 2045 | 0.034667 |  | 2026-07-10T11:21:37.351271
C_Target_VRE | Secondary Techs | PWRNGSINDEA | ResidualCapacity | 2046 | 0.032 |  | 2026-07-10T11:21:37.351271
C_Target_VRE | Secondary Techs | PWRNGSINDEA | ResidualCapacity | 2047 | 0.029333 |  | 2026-07-10T11:21:37.351271
C_Target_VRE | Secondary Techs | PWRNGSINDEA | ResidualCapacity | 2048 | 0.026667 |  | 2026-07-10T11:21:37.351271
C_Target_VRE | Secondary Techs | PWRNGSINDEA | ResidualCapacity | 2049 | 0.024 |  | 2026-07-10T11:21:37.351271
C_Target_VRE | Secondary Techs | PWRNGSINDEA | ResidualCapacity | 2050 | 0.021333 |  | 2026-07-10T11:21:37.351271
C_Target_VRE | Secondary Techs | PWRNGSINDNO | ResidualCapacity | 2029 | 5.7952 |  | 2026-07-10T11:21:37.351271
C_Target_VRE | Secondary Techs | PWRNGSINDNO | ResidualCapacity | 2030 | 5.5953 |  | 2026-07-10T11:21:37.351271
C_Target_VRE | Secondary Techs | PWRNGSINDNO | ResidualCapacity | 2031 | 5.3955 |  | 2026-07-10T11:21:37.351271
C_Target_VRE | Secondary Techs | PWRNGSINDNO | ResidualCapacity | 2032 | 5.1957 |  | 2026-07-10T11:21:37.351271
C_Target_VRE | Secondary Techs | PWRNGSINDNO | ResidualCapacity | 2033 | 4.9958 |  | 2026-07-10T11:21:37.351271
C_Target_VRE | Secondary Techs | PWRNGSINDNO | ResidualCapacity | 2034 | 4.796 |  | 2026-07-10T11:21:37.351271
C_Target_VRE | Secondary Techs | PWRNGSINDNO | ResidualCapacity | 2035 | 4.5962 |  | 2026-07-10T11:21:37.351271
C_Target_VRE | Secondary Techs | PWRNGSINDNO | ResidualCapacity | 2036 | 4.3963 |  | 2026-07-10T11:21:37.351271
C_Target_VRE | Secondary Techs | PWRNGSINDNO | ResidualCapacity | 2037 | 4.1965 |  | 2026-07-10T11:21:37.351271
C_Target_VRE | Secondary Techs | PWRNGSINDNO | ResidualCapacity | 2038 | 3.9967 |  | 2026-07-10T11:21:37.351271
C_Target_VRE | Secondary Techs | PWRNGSINDNO | ResidualCapacity | 2039 | 3.7968 |  | 2026-07-10T11:21:37.351271
C_Target_VRE | Secondary Techs | PWRNGSINDNO | ResidualCapacity | 2040 | 3.597 |  | 2026-07-10T11:21:37.351271
C_Target_VRE | Secondary Techs | PWRNGSINDNO | ResidualCapacity | 2041 | 3.3972 |  | 2026-07-10T11:21:37.351271
C_Target_VRE | Secondary Techs | PWRNGSINDNO | ResidualCapacity | 2042 | 3.1973 |  | 2026-07-10T11:21:37.351271
C_Target_VRE | Secondary Techs | PWRNGSINDNO | ResidualCapacity | 2043 | 2.9975 |  | 2026-07-10T11:21:37.351271
C_Target_VRE | Secondary Techs | PWRNGSINDNO | ResidualCapacity | 2044 | 2.7977 |  | 2026-07-10T11:21:37.351271
C_Target_VRE | Secondary Techs | PWRNGSINDNO | ResidualCapacity | 2045 | 2.5978 |  | 2026-07-10T11:21:37.351271
C_Target_VRE | Secondary Techs | PWRNGSINDNO | ResidualCapacity | 2046 | 2.398 |  | 2026-07-10T11:21:37.351271
C_Target_VRE | Secondary Techs | PWRNGSINDNO | ResidualCapacity | 2047 | 2.1982 |  | 2026-07-10T11:21:37.351271
C_Target_VRE | Secondary Techs | PWRNGSINDNO | ResidualCapacity | 2048 | 1.9983 |  | 2026-07-10T11:21:37.351271
C_Target_VRE | Secondary Techs | PWRNGSINDNO | ResidualCapacity | 2049 | 1.7985 |  | 2026-07-10T11:21:37.351271
C_Target_VRE | Secondary Techs | PWRNGSINDNO | ResidualCapacity | 2050 | 1.5987 |  | 2026-07-10T11:21:37.351271
C_Target_VRE | Secondary Techs | PWRCOALKAXX | ResidualCapacity | 2029 | 0.78686 |  | 2026-07-10T11:21:37.351271
C_Target_VRE | Secondary Techs | PWRCOALKAXX | ResidualCapacity | 2030 | 0.76371 |  | 2026-07-10T11:21:37.351271
C_Target_VRE | Secondary Techs | PWRCOALKAXX | ResidualCapacity | 2031 | 0.74057 |  | 2026-07-10T11:21:37.351271
C_Target_VRE | Secondary Techs | PWRCOALKAXX | ResidualCapacity | 2032 | 0.71743 |  | 2026-07-10T11:21:37.351271
C_Target_VRE | Secondary Techs | PWRCOALKAXX | ResidualCapacity | 2033 | 0.69429 |  | 2026-07-10T11:21:37.351271
C_Target_VRE | Secondary Techs | PWRCOALKAXX | ResidualCapacity | 2034 | 0.67114 |  | 2026-07-10T11:21:37.351271
C_Target_VRE | Secondary Techs | PWRCOALKAXX | ResidualCapacity | 2035 | 0.648 |  | 2026-07-10T11:21:37.351271
C_Target_VRE | Secondary Techs | PWRCOALKAXX | ResidualCapacity | 2036 | 0.62486 |  | 2026-07-10T11:21:37.351271
C_Target_VRE | Secondary Techs | PWRCOALKAXX | ResidualCapacity | 2037 | 0.60171 |  | 2026-07-10T11:21:37.351271
C_Target_VRE | Secondary Techs | PWRCOALKAXX | ResidualCapacity | 2038 | 0.57857 |  | 2026-07-10T11:21:37.351271
C_Target_VRE | Secondary Techs | PWRCOALKAXX | ResidualCapacity | 2039 | 0.55543 |  | 2026-07-10T11:21:37.351271
C_Target_VRE | Secondary Techs | PWRCOALKAXX | ResidualCapacity | 2040 | 0.53229 |  | 2026-07-10T11:21:37.351271
C_Target_VRE | Secondary Techs | PWRCOALKAXX | ResidualCapacity | 2041 | 0.50914 |  | 2026-07-10T11:21:37.351271
C_Target_VRE | Secondary Techs | PWRCOALKAXX | ResidualCapacity | 2042 | 0.486 |  | 2026-07-10T11:21:37.351271
C_Target_VRE | Secondary Techs | PWRCOALKAXX | ResidualCapacity | 2043 | 0.46286 |  | 2026-07-10T11:21:37.351271
C_Target_VRE | Secondary Techs | PWRCOALKAXX | ResidualCapacity | 2044 | 0.43971 |  | 2026-07-10T11:21:37.351271
C_Target_VRE | Secondary Techs | PWRCOALKAXX | ResidualCapacity | 2045 | 0.41657 |  | 2026-07-10T11:21:37.351271
C_Target_VRE | Secondary Techs | PWRCOALKAXX | ResidualCapacity | 2046 | 0.39343 |  | 2026-07-10T11:21:37.351271
C_Target_VRE | Secondary Techs | PWRCOALKAXX | ResidualCapacity | 2047 | 0.37029 |  | 2026-07-10T11:21:37.351271
C_Target_VRE | Secondary Techs | PWRCOALKAXX | ResidualCapacity | 2048 | 0.34714 |  | 2026-07-10T11:21:37.351271
C_Target_VRE | Secondary Techs | PWRCOALKAXX | ResidualCapacity | 2049 | 0.324 |  | 2026-07-10T11:21:37.351271
C_Target_VRE | Secondary Techs | PWRCOALKAXX | ResidualCapacity | 2050 | 0.30086 |  | 2026-07-10T11:21:37.351271
C_Target_VRE | Secondary Techs | PWRCOAINDNO | ResidualCapacity | 2029 | 44.5546 |  | 2026-07-10T11:21:37.351271
C_Target_VRE | Secondary Techs | PWRCOAINDNO | ResidualCapacity | 2030 | 43.2441 |  | 2026-07-10T11:21:37.351271
C_Target_VRE | Secondary Techs | PWRCOAINDNO | ResidualCapacity | 2031 | 41.9337 |  | 2026-07-10T11:21:37.351271
C_Target_VRE | Secondary Techs | PWRCOAINDNO | ResidualCapacity | 2032 | 40.6233 |  | 2026-07-10T11:21:37.351271
C_Target_VRE | Secondary Techs | PWRCOAINDNO | ResidualCapacity | 2033 | 39.3129 |  | 2026-07-10T11:21:37.351271
C_Target_VRE | Secondary Techs | PWRCOAINDNO | ResidualCapacity | 2034 | 38.0024 |  | 2026-07-10T11:21:37.351271
C_Target_VRE | Secondary Techs | PWRCOAINDNO | ResidualCapacity | 2035 | 36.692 |  | 2026-07-10T11:21:37.351271
C_Target_VRE | Secondary Techs | PWRCOAINDNO | ResidualCapacity | 2036 | 35.3816 |  | 2026-07-10T11:21:37.351271
C_Target_VRE | Secondary Techs | PWRCOAINDNO | ResidualCapacity | 2037 | 34.0711 |  | 2026-07-10T11:21:37.351271
C_Target_VRE | Secondary Techs | PWRCOAINDNO | ResidualCapacity | 2038 | 32.7607 |  | 2026-07-10T11:21:37.351271
C_Target_VRE | Secondary Techs | PWRCOAINDNO | ResidualCapacity | 2039 | 31.4503 |  | 2026-07-10T11:21:37.351271
C_Target_VRE | Secondary Techs | PWRCOAINDNO | ResidualCapacity | 2040 | 30.1399 |  | 2026-07-10T11:21:37.351271
C_Target_VRE | Secondary Techs | PWRCOAINDNO | ResidualCapacity | 2041 | 28.8294 |  | 2026-07-10T11:21:37.351271
C_Target_VRE | Secondary Techs | PWRCOAINDNO | ResidualCapacity | 2042 | 27.519 |  | 2026-07-10T11:21:37.351271
C_Target_VRE | Secondary Techs | PWRCOAINDNO | ResidualCapacity | 2043 | 26.2086 |  | 2026-07-10T11:21:37.351271
C_Target_VRE | Secondary Techs | PWRCOAINDNO | ResidualCapacity | 2044 | 24.8981 |  | 2026-07-10T11:21:37.351271
C_Target_VRE | Secondary Techs | PWRCOAINDNO | ResidualCapacity | 2045 | 23.5877 |  | 2026-07-10T11:21:37.351271
C_Target_VRE | Secondary Techs | PWRCOAINDNO | ResidualCapacity | 2046 | 22.2773 |  | 2026-07-10T11:21:37.351271
C_Target_VRE | Secondary Techs | PWRCOAINDNO | ResidualCapacity | 2047 | 20.9669 |  | 2026-07-10T11:21:37.351271
C_Target_VRE | Secondary Techs | PWRCOAINDNO | ResidualCapacity | 2048 | 19.6564 |  | 2026-07-10T11:21:37.351271
C_Target_VRE | Secondary Techs | PWRCOAINDNO | ResidualCapacity | 2049 | 18.346 |  | 2026-07-10T11:21:37.351271
C_Target_VRE | Secondary Techs | PWRCOAINDNO | ResidualCapacity | 2050 | 17.0356 |  | 2026-07-10T11:21:37.351271
C_Target_VRE | Secondary Techs | PWRCOAINDEA | ResidualCapacity | 2029 | 35.9399 |  | 2026-07-10T11:21:37.351271
C_Target_VRE | Secondary Techs | PWRCOAINDEA | ResidualCapacity | 2030 | 34.8829 |  | 2026-07-10T11:21:37.351271
C_Target_VRE | Secondary Techs | PWRCOAINDEA | ResidualCapacity | 2031 | 33.8258 |  | 2026-07-10T11:21:37.351271
C_Target_VRE | Secondary Techs | PWRCOAINDEA | ResidualCapacity | 2032 | 32.7688 |  | 2026-07-10T11:21:37.351271
C_Target_VRE | Secondary Techs | PWRCOAINDEA | ResidualCapacity | 2033 | 31.7117 |  | 2026-07-10T11:21:37.351271
C_Target_VRE | Secondary Techs | PWRCOAINDEA | ResidualCapacity | 2034 | 30.6547 |  | 2026-07-10T11:21:37.351271
C_Target_VRE | Secondary Techs | PWRCOAINDEA | ResidualCapacity | 2035 | 29.5976 |  | 2026-07-10T11:21:37.351271
C_Target_VRE | Secondary Techs | PWRCOAINDEA | ResidualCapacity | 2036 | 28.5405 |  | 2026-07-10T11:21:37.351271
C_Target_VRE | Secondary Techs | PWRCOAINDEA | ResidualCapacity | 2037 | 27.4835 |  | 2026-07-10T11:21:37.351271
C_Target_VRE | Secondary Techs | PWRCOAINDEA | ResidualCapacity | 2038 | 26.4264 |  | 2026-07-10T11:21:37.351271
C_Target_VRE | Secondary Techs | PWRCOAINDEA | ResidualCapacity | 2039 | 25.3694 |  | 2026-07-10T11:21:37.351271
C_Target_VRE | Secondary Techs | PWRCOAINDEA | ResidualCapacity | 2040 | 24.3123 |  | 2026-07-10T11:21:37.351271
C_Target_VRE | Secondary Techs | PWRCOAINDEA | ResidualCapacity | 2041 | 23.2553 |  | 2026-07-10T11:21:37.351271
C_Target_VRE | Secondary Techs | PWRCOAINDEA | ResidualCapacity | 2042 | 22.1982 |  | 2026-07-10T11:21:37.351271
C_Target_VRE | Secondary Techs | PWRCOAINDEA | ResidualCapacity | 2043 | 21.1411 |  | 2026-07-10T11:21:37.351271
C_Target_VRE | Secondary Techs | PWRCOAINDEA | ResidualCapacity | 2044 | 20.0841 |  | 2026-07-10T11:21:37.351271
C_Target_VRE | Secondary Techs | PWRCOAINDEA | ResidualCapacity | 2045 | 19.027 |  | 2026-07-10T11:21:37.351271
C_Target_VRE | Secondary Techs | PWRCOAINDEA | ResidualCapacity | 2046 | 17.97 |  | 2026-07-10T11:21:37.351271
C_Target_VRE | Secondary Techs | PWRCOAINDEA | ResidualCapacity | 2047 | 16.9129 |  | 2026-07-10T11:21:37.351271
C_Target_VRE | Secondary Techs | PWRCOAINDEA | ResidualCapacity | 2048 | 15.8559 |  | 2026-07-10T11:21:37.351271
C_Target_VRE | Secondary Techs | PWRCOAINDEA | ResidualCapacity | 2049 | 14.7988 |  | 2026-07-10T11:21:37.351271
C_Target_VRE | Secondary Techs | PWRCOAINDEA | ResidualCapacity | 2050 | 13.7417 |  | 2026-07-10T11:21:37.351271
C_Target_VRE | Secondary Techs | PWRNGSINDWE | ResidualCapacity | 2029 | 10.4458 |  | 2026-07-10T11:21:37.351271
C_Target_VRE | Secondary Techs | PWRNGSINDWE | ResidualCapacity | 2030 | 10.0856 |  | 2026-07-10T11:21:37.351271
C_Target_VRE | Secondary Techs | PWRNGSINDWE | ResidualCapacity | 2031 | 9.7254 |  | 2026-07-10T11:21:37.351271
C_Target_VRE | Secondary Techs | PWRNGSINDWE | ResidualCapacity | 2032 | 9.3652 |  | 2026-07-10T11:21:37.351271
C_Target_VRE | Secondary Techs | PWRNGSINDWE | ResidualCapacity | 2033 | 9.005 |  | 2026-07-10T11:21:37.351271
C_Target_VRE | Secondary Techs | PWRNGSINDWE | ResidualCapacity | 2034 | 8.6448 |  | 2026-07-10T11:21:37.351271
C_Target_VRE | Secondary Techs | PWRNGSINDWE | ResidualCapacity | 2035 | 8.2846 |  | 2026-07-10T11:21:37.351271
C_Target_VRE | Secondary Techs | PWRNGSINDWE | ResidualCapacity | 2036 | 7.9244 |  | 2026-07-10T11:21:37.351271
C_Target_VRE | Secondary Techs | PWRNGSINDWE | ResidualCapacity | 2037 | 7.5642 |  | 2026-07-10T11:21:37.351271
C_Target_VRE | Secondary Techs | PWRNGSINDWE | ResidualCapacity | 2038 | 7.204 |  | 2026-07-10T11:21:37.351271
C_Target_VRE | Secondary Techs | PWRNGSINDWE | ResidualCapacity | 2039 | 6.8438 |  | 2026-07-10T11:21:37.351271
C_Target_VRE | Secondary Techs | PWRNGSINDWE | ResidualCapacity | 2040 | 6.4836 |  | 2026-07-10T11:21:37.351271
C_Target_VRE | Secondary Techs | PWRNGSINDWE | ResidualCapacity | 2041 | 6.1234 |  | 2026-07-10T11:21:37.351271
C_Target_VRE | Secondary Techs | PWRNGSINDWE | ResidualCapacity | 2042 | 5.7632 |  | 2026-07-10T11:21:37.351271
C_Target_VRE | Secondary Techs | PWRNGSINDWE | ResidualCapacity | 2043 | 5.403 |  | 2026-07-10T11:21:37.351271
C_Target_VRE | Secondary Techs | PWRNGSINDWE | ResidualCapacity | 2044 | 5.0428 |  | 2026-07-10T11:21:37.351271
C_Target_VRE | Secondary Techs | PWRNGSINDWE | ResidualCapacity | 2045 | 4.6826 |  | 2026-07-10T11:21:37.351271
C_Target_VRE | Secondary Techs | PWRNGSINDWE | ResidualCapacity | 2046 | 4.3224 |  | 2026-07-10T11:21:37.351271
C_Target_VRE | Secondary Techs | PWRNGSINDWE | ResidualCapacity | 2047 | 3.9622 |  | 2026-07-10T11:21:37.351271
C_Target_VRE | Secondary Techs | PWRNGSINDWE | ResidualCapacity | 2048 | 3.602 |  | 2026-07-10T11:21:37.351271
C_Target_VRE | Secondary Techs | PWRNGSINDWE | ResidualCapacity | 2049 | 3.2418 |  | 2026-07-10T11:21:37.351271
C_Target_VRE | Secondary Techs | PWRNGSINDWE | ResidualCapacity | 2050 | 2.8816 |  | 2026-07-10T11:21:37.351271
C_Target_VRE | Secondary Techs | PWRCOAINDNE | ResidualCapacity | 2029 | 0.72857 |  | 2026-07-10T11:21:37.351271
C_Target_VRE | Secondary Techs | PWRCOAINDNE | ResidualCapacity | 2030 | 0.70714 |  | 2026-07-10T11:21:37.351271
C_Target_VRE | Secondary Techs | PWRCOAINDNE | ResidualCapacity | 2031 | 0.68571 |  | 2026-07-10T11:21:37.351271
C_Target_VRE | Secondary Techs | PWRCOAINDNE | ResidualCapacity | 2032 | 0.66429 |  | 2026-07-10T11:21:37.351271
C_Target_VRE | Secondary Techs | PWRCOAINDNE | ResidualCapacity | 2033 | 0.64286 |  | 2026-07-10T11:21:37.351271
C_Target_VRE | Secondary Techs | PWRCOAINDNE | ResidualCapacity | 2034 | 0.62143 |  | 2026-07-10T11:21:37.351271
C_Target_VRE | Secondary Techs | PWRCOAINDNE | ResidualCapacity | 2035 | 0.6 |  | 2026-07-10T11:21:37.351271
C_Target_VRE | Secondary Techs | PWRCOAINDNE | ResidualCapacity | 2036 | 0.57857 |  | 2026-07-10T11:21:37.351271
C_Target_VRE | Secondary Techs | PWRCOAINDNE | ResidualCapacity | 2037 | 0.55714 |  | 2026-07-10T11:21:37.351271
C_Target_VRE | Secondary Techs | PWRCOAINDNE | ResidualCapacity | 2038 | 0.53571 |  | 2026-07-10T11:21:37.351271
C_Target_VRE | Secondary Techs | PWRCOAINDNE | ResidualCapacity | 2039 | 0.51429 |  | 2026-07-10T11:21:37.351271
C_Target_VRE | Secondary Techs | PWRCOAINDNE | ResidualCapacity | 2040 | 0.49286 |  | 2026-07-10T11:21:37.351271
C_Target_VRE | Secondary Techs | PWRCOAINDNE | ResidualCapacity | 2041 | 0.47143 |  | 2026-07-10T11:21:37.351271
C_Target_VRE | Secondary Techs | PWRCOAINDNE | ResidualCapacity | 2042 | 0.45 |  | 2026-07-10T11:21:37.351271
C_Target_VRE | Secondary Techs | PWRCOAINDNE | ResidualCapacity | 2043 | 0.42857 |  | 2026-07-10T11:21:37.351271
C_Target_VRE | Secondary Techs | PWRCOAINDNE | ResidualCapacity | 2044 | 0.40714 |  | 2026-07-10T11:21:37.351271
C_Target_VRE | Secondary Techs | PWRCOAINDNE | ResidualCapacity | 2045 | 0.38571 |  | 2026-07-10T11:21:37.351271
C_Target_VRE | Secondary Techs | PWRCOAINDNE | ResidualCapacity | 2046 | 0.36429 |  | 2026-07-10T11:21:37.351271
C_Target_VRE | Secondary Techs | PWRCOAINDNE | ResidualCapacity | 2047 | 0.34286 |  | 2026-07-10T11:21:37.351271
C_Target_VRE | Secondary Techs | PWRCOAINDNE | ResidualCapacity | 2048 | 0.32143 |  | 2026-07-10T11:21:37.351271
C_Target_VRE | Secondary Techs | PWRCOAINDNE | ResidualCapacity | 2049 | 0.3 |  | 2026-07-10T11:21:37.351271
C_Target_VRE | Secondary Techs | PWRCOAINDNE | ResidualCapacity | 2050 | 0.27857 |  | 2026-07-10T11:21:37.351271
C_Target_VRE | Secondary Techs | PWRNGSINDSO | ResidualCapacity | 2029 | 6.2756 |  | 2026-07-10T11:21:37.351271
C_Target_VRE | Secondary Techs | PWRNGSINDSO | ResidualCapacity | 2030 | 6.0592 |  | 2026-07-10T11:21:37.351271
C_Target_VRE | Secondary Techs | PWRNGSINDSO | ResidualCapacity | 2031 | 5.8428 |  | 2026-07-10T11:21:37.351271
C_Target_VRE | Secondary Techs | PWRNGSINDSO | ResidualCapacity | 2032 | 5.6264 |  | 2026-07-10T11:21:37.351271
C_Target_VRE | Secondary Techs | PWRNGSINDSO | ResidualCapacity | 2033 | 5.41 |  | 2026-07-10T11:21:37.351271
C_Target_VRE | Secondary Techs | PWRNGSINDSO | ResidualCapacity | 2034 | 5.1936 |  | 2026-07-10T11:21:37.351271
C_Target_VRE | Secondary Techs | PWRNGSINDSO | ResidualCapacity | 2035 | 4.9772 |  | 2026-07-10T11:21:37.351271
C_Target_VRE | Secondary Techs | PWRNGSINDSO | ResidualCapacity | 2036 | 4.7608 |  | 2026-07-10T11:21:37.351271
C_Target_VRE | Secondary Techs | PWRNGSINDSO | ResidualCapacity | 2037 | 4.5444 |  | 2026-07-10T11:21:37.351271
C_Target_VRE | Secondary Techs | PWRNGSINDSO | ResidualCapacity | 2038 | 4.328 |  | 2026-07-10T11:21:37.351271
C_Target_VRE | Secondary Techs | PWRNGSINDSO | ResidualCapacity | 2039 | 4.1116 |  | 2026-07-10T11:21:37.351271
C_Target_VRE | Secondary Techs | PWRNGSINDSO | ResidualCapacity | 2040 | 3.8952 |  | 2026-07-10T11:21:37.351271
C_Target_VRE | Secondary Techs | PWRNGSINDSO | ResidualCapacity | 2041 | 3.6788 |  | 2026-07-10T11:21:37.351271
C_Target_VRE | Secondary Techs | PWRNGSINDSO | ResidualCapacity | 2042 | 3.4624 |  | 2026-07-10T11:21:37.351271
C_Target_VRE | Secondary Techs | PWRNGSINDSO | ResidualCapacity | 2043 | 3.246 |  | 2026-07-10T11:21:37.351271
C_Target_VRE | Secondary Techs | PWRNGSINDSO | ResidualCapacity | 2044 | 3.0296 |  | 2026-07-10T11:21:37.351271
C_Target_VRE | Secondary Techs | PWRNGSINDSO | ResidualCapacity | 2045 | 2.8132 |  | 2026-07-10T11:21:37.351271
C_Target_VRE | Secondary Techs | PWRNGSINDSO | ResidualCapacity | 2046 | 2.5968 |  | 2026-07-10T11:21:37.351271
C_Target_VRE | Secondary Techs | PWRNGSINDSO | ResidualCapacity | 2047 | 2.3804 |  | 2026-07-10T11:21:37.351271
C_Target_VRE | Secondary Techs | PWRNGSINDSO | ResidualCapacity | 2048 | 2.164 |  | 2026-07-10T11:21:37.351271
C_Target_VRE | Secondary Techs | PWRNGSINDSO | ResidualCapacity | 2049 | 1.9476 |  | 2026-07-10T11:21:37.351271
C_Target_VRE | Secondary Techs | PWRNGSINDSO | ResidualCapacity | 2050 | 1.7312 |  | 2026-07-10T11:21:37.351271
C_Target_VRE | Secondary Techs | PWRNGSINDNE | ResidualCapacity | 2029 | 1.6095 |  | 2026-07-10T11:21:37.351271
C_Target_VRE | Secondary Techs | PWRNGSINDNE | ResidualCapacity | 2030 | 1.554 |  | 2026-07-10T11:21:37.351271
C_Target_VRE | Secondary Techs | PWRNGSINDNE | ResidualCapacity | 2031 | 1.4985 |  | 2026-07-10T11:21:37.351271
C_Target_VRE | Secondary Techs | PWRNGSINDNE | ResidualCapacity | 2032 | 1.443 |  | 2026-07-10T11:21:37.351271
C_Target_VRE | Secondary Techs | PWRNGSINDNE | ResidualCapacity | 2033 | 1.3875 |  | 2026-07-10T11:21:37.351271
C_Target_VRE | Secondary Techs | PWRNGSINDNE | ResidualCapacity | 2034 | 1.332 |  | 2026-07-10T11:21:37.351271
C_Target_VRE | Secondary Techs | PWRNGSINDNE | ResidualCapacity | 2035 | 1.2765 |  | 2026-07-10T11:21:37.351271
C_Target_VRE | Secondary Techs | PWRNGSINDNE | ResidualCapacity | 2036 | 1.221 |  | 2026-07-10T11:21:37.351271
C_Target_VRE | Secondary Techs | PWRNGSINDNE | ResidualCapacity | 2037 | 1.1655 |  | 2026-07-10T11:21:37.351271
C_Target_VRE | Secondary Techs | PWRNGSINDNE | ResidualCapacity | 2038 | 1.11 |  | 2026-07-10T11:21:37.351271
C_Target_VRE | Secondary Techs | PWRNGSINDNE | ResidualCapacity | 2039 | 1.0545 |  | 2026-07-10T11:21:37.351271
C_Target_VRE | Secondary Techs | PWRNGSINDNE | ResidualCapacity | 2040 | 0.999 |  | 2026-07-10T11:21:37.351271
C_Target_VRE | Secondary Techs | PWRNGSINDNE | ResidualCapacity | 2041 | 0.9435 |  | 2026-07-10T11:21:37.351271
C_Target_VRE | Secondary Techs | PWRNGSINDNE | ResidualCapacity | 2042 | 0.888 |  | 2026-07-10T11:21:37.351271
C_Target_VRE | Secondary Techs | PWRNGSINDNE | ResidualCapacity | 2043 | 0.8325 |  | 2026-07-10T11:21:37.351271
C_Target_VRE | Secondary Techs | PWRNGSINDNE | ResidualCapacity | 2044 | 0.777 |  | 2026-07-10T11:21:37.351271
C_Target_VRE | Secondary Techs | PWRNGSINDNE | ResidualCapacity | 2045 | 0.7215 |  | 2026-07-10T11:21:37.351271
C_Target_VRE | Secondary Techs | PWRNGSINDNE | ResidualCapacity | 2046 | 0.666 |  | 2026-07-10T11:21:37.351271
C_Target_VRE | Secondary Techs | PWRNGSINDNE | ResidualCapacity | 2047 | 0.6105 |  | 2026-07-10T11:21:37.351271
C_Target_VRE | Secondary Techs | PWRNGSINDNE | ResidualCapacity | 2048 | 0.555 |  | 2026-07-10T11:21:37.351271
C_Target_VRE | Secondary Techs | PWRNGSINDNE | ResidualCapacity | 2049 | 0.4995 |  | 2026-07-10T11:21:37.351271
C_Target_VRE | Secondary Techs | PWRNGSINDNE | ResidualCapacity | 2050 | 0.444 |  | 2026-07-10T11:21:37.351271
C_Target_VRE | Secondary Techs | PWRCOAINDSO | ResidualCapacity | 2029 | 43.7123 |  | 2026-07-10T11:21:37.351271
C_Target_VRE | Secondary Techs | PWRCOAINDSO | ResidualCapacity | 2030 | 42.4267 |  | 2026-07-10T11:21:37.351271
C_Target_VRE | Secondary Techs | PWRCOAINDSO | ResidualCapacity | 2031 | 41.141 |  | 2026-07-10T11:21:37.351271
C_Target_VRE | Secondary Techs | PWRCOAINDSO | ResidualCapacity | 2032 | 39.8554 |  | 2026-07-10T11:21:37.351271
C_Target_VRE | Secondary Techs | PWRCOAINDSO | ResidualCapacity | 2033 | 38.5697 |  | 2026-07-10T11:21:37.351271
C_Target_VRE | Secondary Techs | PWRCOAINDSO | ResidualCapacity | 2034 | 37.2841 |  | 2026-07-10T11:21:37.351271
C_Target_VRE | Secondary Techs | PWRCOAINDSO | ResidualCapacity | 2035 | 35.9984 |  | 2026-07-10T11:21:37.351271
C_Target_VRE | Secondary Techs | PWRCOAINDSO | ResidualCapacity | 2036 | 34.7127 |  | 2026-07-10T11:21:37.351271
C_Target_VRE | Secondary Techs | PWRCOAINDSO | ResidualCapacity | 2037 | 33.4271 |  | 2026-07-10T11:21:37.351271
C_Target_VRE | Secondary Techs | PWRCOAINDSO | ResidualCapacity | 2038 | 32.1414 |  | 2026-07-10T11:21:37.351271
C_Target_VRE | Secondary Techs | PWRCOAINDSO | ResidualCapacity | 2039 | 30.8558 |  | 2026-07-10T11:21:37.351271
C_Target_VRE | Secondary Techs | PWRCOAINDSO | ResidualCapacity | 2040 | 29.5701 |  | 2026-07-10T11:21:37.351271
C_Target_VRE | Secondary Techs | PWRCOAINDSO | ResidualCapacity | 2041 | 28.2845 |  | 2026-07-10T11:21:37.351271
C_Target_VRE | Secondary Techs | PWRCOAINDSO | ResidualCapacity | 2042 | 26.9988 |  | 2026-07-10T11:21:37.351271
C_Target_VRE | Secondary Techs | PWRCOAINDSO | ResidualCapacity | 2043 | 25.7131 |  | 2026-07-10T11:21:37.351271
C_Target_VRE | Secondary Techs | PWRCOAINDSO | ResidualCapacity | 2044 | 24.4275 |  | 2026-07-10T11:21:37.351271
C_Target_VRE | Secondary Techs | PWRCOAINDSO | ResidualCapacity | 2045 | 23.1418 |  | 2026-07-10T11:21:37.351271
C_Target_VRE | Secondary Techs | PWRCOAINDSO | ResidualCapacity | 2046 | 21.8562 |  | 2026-07-10T11:21:37.351271
C_Target_VRE | Secondary Techs | PWRCOAINDSO | ResidualCapacity | 2047 | 20.5705 |  | 2026-07-10T11:21:37.351271
C_Target_VRE | Secondary Techs | PWRCOAINDSO | ResidualCapacity | 2048 | 19.2849 |  | 2026-07-10T11:21:37.351271
C_Target_VRE | Secondary Techs | PWRCOAINDSO | ResidualCapacity | 2049 | 17.9992 |  | 2026-07-10T11:21:37.351271
C_Target_VRE | Secondary Techs | PWRCOAINDSO | ResidualCapacity | 2050 | 16.7135 |  | 2026-07-10T11:21:37.351271
C_Target_VRE | Secondary Techs | PWRNGSBGDXX | ResidualCapacity | 2029 | 12.6034 |  | 2026-07-10T11:21:37.351271
C_Target_VRE | Secondary Techs | PWRNGSBGDXX | ResidualCapacity | 2030 | 12.1688 |  | 2026-07-10T11:21:37.351271
C_Target_VRE | Secondary Techs | PWRNGSBGDXX | ResidualCapacity | 2031 | 11.7342 |  | 2026-07-10T11:21:37.351271
C_Target_VRE | Secondary Techs | PWRNGSBGDXX | ResidualCapacity | 2032 | 11.2996 |  | 2026-07-10T11:21:37.351271
C_Target_VRE | Secondary Techs | PWRNGSBGDXX | ResidualCapacity | 2033 | 10.865 |  | 2026-07-10T11:21:37.351271
C_Target_VRE | Secondary Techs | PWRNGSBGDXX | ResidualCapacity | 2034 | 10.4304 |  | 2026-07-10T11:21:37.351271
C_Target_VRE | Secondary Techs | PWRNGSBGDXX | ResidualCapacity | 2035 | 9.9958 |  | 2026-07-10T11:21:37.351271
C_Target_VRE | Secondary Techs | PWRNGSBGDXX | ResidualCapacity | 2036 | 9.5612 |  | 2026-07-10T11:21:37.351271
C_Target_VRE | Secondary Techs | PWRNGSBGDXX | ResidualCapacity | 2037 | 9.1266 |  | 2026-07-10T11:21:37.351271
C_Target_VRE | Secondary Techs | PWRNGSBGDXX | ResidualCapacity | 2038 | 8.692 |  | 2026-07-10T11:21:37.351271
C_Target_VRE | Secondary Techs | PWRNGSBGDXX | ResidualCapacity | 2039 | 8.2574 |  | 2026-07-10T11:21:37.351271
C_Target_VRE | Secondary Techs | PWRNGSBGDXX | ResidualCapacity | 2040 | 7.8228 |  | 2026-07-10T11:21:37.351271
C_Target_VRE | Secondary Techs | PWRNGSBGDXX | ResidualCapacity | 2041 | 7.3882 |  | 2026-07-10T11:21:37.351271
C_Target_VRE | Secondary Techs | PWRNGSBGDXX | ResidualCapacity | 2042 | 6.9536 |  | 2026-07-10T11:21:37.351271
C_Target_VRE | Secondary Techs | PWRNGSBGDXX | ResidualCapacity | 2043 | 6.519 |  | 2026-07-10T11:21:37.351271
C_Target_VRE | Secondary Techs | PWRNGSBGDXX | ResidualCapacity | 2044 | 6.0844 |  | 2026-07-10T11:21:37.351271
C_Target_VRE | Secondary Techs | PWRNGSBGDXX | ResidualCapacity | 2045 | 5.6498 |  | 2026-07-10T11:21:37.351271
C_Target_VRE | Secondary Techs | PWRNGSBGDXX | ResidualCapacity | 2046 | 5.2152 |  | 2026-07-10T11:21:37.351271
C_Target_VRE | Secondary Techs | PWRNGSBGDXX | ResidualCapacity | 2047 | 4.7806 |  | 2026-07-10T11:21:37.351271
C_Target_VRE | Secondary Techs | PWRNGSBGDXX | ResidualCapacity | 2048 | 4.346 |  | 2026-07-10T11:21:37.351271
C_Target_VRE | Secondary Techs | PWRNGSBGDXX | ResidualCapacity | 2049 | 3.9114 |  | 2026-07-10T11:21:37.351271
C_Target_VRE | Secondary Techs | PWRNGSBGDXX | ResidualCapacity | 2050 | 3.4768 |  | 2026-07-10T11:21:37.351271
C_Target_VRE | Secondary Techs | PWRLDSBTNXX | TotalAnnualMaxCapacityInvestment | 2023 | 9999 | exempt_maxcap_uncapped | 2026-07-10T11:21:49.898172
C_Target_VRE | Secondary Techs | PWRLDSBTNXX | TotalAnnualMaxCapacityInvestment | 2024 | 9999 | exempt_maxcap_uncapped | 2026-07-10T11:21:49.898172
C_Target_VRE | Secondary Techs | PWRLDSBTNXX | TotalAnnualMaxCapacityInvestment | 2025 | 9999 | exempt_maxcap_uncapped | 2026-07-10T11:21:49.898172
C_Target_VRE | Secondary Techs | PWRLDSBTNXX | TotalAnnualMaxCapacityInvestment | 2026 | 9999 | exempt_maxcap_uncapped | 2026-07-10T11:21:49.898172
C_Target_VRE | Secondary Techs | PWRLDSBTNXX | TotalAnnualMaxCapacityInvestment | 2027 | 9999 | exempt_maxcap_uncapped | 2026-07-10T11:21:49.898172
C_Target_VRE | Secondary Techs | PWRLDSBTNXX | TotalAnnualMaxCapacityInvestment | 2028 | 9999 | exempt_maxcap_uncapped | 2026-07-10T11:21:49.898172
C_Target_VRE | Secondary Techs | PWRLDSBTNXX | TotalAnnualMaxCapacityInvestment | 2029 | 9999 | exempt_maxcap_uncapped | 2026-07-10T11:21:49.898172
C_Target_VRE | Secondary Techs | PWRLDSBTNXX | TotalAnnualMaxCapacityInvestment | 2030 | 9999 | exempt_maxcap_uncapped | 2026-07-10T11:21:49.898172
C_Target_VRE | Secondary Techs | PWRLDSBTNXX | TotalAnnualMaxCapacityInvestment | 2031 | 9999 | exempt_maxcap_uncapped | 2026-07-10T11:21:49.898172
C_Target_VRE | Secondary Techs | PWRLDSBTNXX | TotalAnnualMaxCapacityInvestment | 2032 | 9999 | exempt_maxcap_uncapped | 2026-07-10T11:21:49.898172
C_Target_VRE | Secondary Techs | PWRLDSBTNXX | TotalAnnualMaxCapacityInvestment | 2033 | 9999 | exempt_maxcap_uncapped | 2026-07-10T11:21:49.898172
C_Target_VRE | Secondary Techs | PWRLDSBTNXX | TotalAnnualMaxCapacityInvestment | 2034 | 9999 | exempt_maxcap_uncapped | 2026-07-10T11:21:49.898172
C_Target_VRE | Secondary Techs | PWRLDSBTNXX | TotalAnnualMaxCapacityInvestment | 2035 | 9999 | exempt_maxcap_uncapped | 2026-07-10T11:21:49.898172
C_Target_VRE | Secondary Techs | PWRLDSBTNXX | TotalAnnualMaxCapacityInvestment | 2036 | 9999 | exempt_maxcap_uncapped | 2026-07-10T11:21:49.898172
C_Target_VRE | Secondary Techs | PWRLDSBTNXX | TotalAnnualMaxCapacityInvestment | 2037 | 9999 | exempt_maxcap_uncapped | 2026-07-10T11:21:49.898172
C_Target_VRE | Secondary Techs | PWRLDSBTNXX | TotalAnnualMaxCapacityInvestment | 2038 | 9999 | exempt_maxcap_uncapped | 2026-07-10T11:21:49.898172
C_Target_VRE | Secondary Techs | PWRLDSBTNXX | TotalAnnualMaxCapacityInvestment | 2039 | 9999 | exempt_maxcap_uncapped | 2026-07-10T11:21:49.898172
C_Target_VRE | Secondary Techs | PWRLDSBTNXX | TotalAnnualMaxCapacityInvestment | 2040 | 9999 | exempt_maxcap_uncapped | 2026-07-10T11:21:49.898172
C_Target_VRE | Secondary Techs | PWRLDSBTNXX | TotalAnnualMaxCapacityInvestment | 2041 | 9999 | exempt_maxcap_uncapped | 2026-07-10T11:21:49.898172
C_Target_VRE | Secondary Techs | PWRLDSBTNXX | TotalAnnualMaxCapacityInvestment | 2042 | 9999 | exempt_maxcap_uncapped | 2026-07-10T11:21:49.898172
C_Target_VRE | Secondary Techs | PWRLDSBTNXX | TotalAnnualMaxCapacityInvestment | 2043 | 9999 | exempt_maxcap_uncapped | 2026-07-10T11:21:49.898172
C_Target_VRE | Secondary Techs | PWRLDSBTNXX | TotalAnnualMaxCapacityInvestment | 2044 | 9999 | exempt_maxcap_uncapped | 2026-07-10T11:21:49.898172
C_Target_VRE | Secondary Techs | PWRLDSBTNXX | TotalAnnualMaxCapacityInvestment | 2045 | 9999 | exempt_maxcap_uncapped | 2026-07-10T11:21:49.898172
C_Target_VRE | Secondary Techs | PWRLDSBTNXX | TotalAnnualMaxCapacityInvestment | 2046 | 9999 | exempt_maxcap_uncapped | 2026-07-10T11:21:49.898172
C_Target_VRE | Secondary Techs | PWRLDSBTNXX | TotalAnnualMaxCapacityInvestment | 2047 | 9999 | exempt_maxcap_uncapped | 2026-07-10T11:21:49.898172
C_Target_VRE | Secondary Techs | PWRLDSBTNXX | TotalAnnualMaxCapacityInvestment | 2048 | 9999 | exempt_maxcap_uncapped | 2026-07-10T11:21:49.898172
C_Target_VRE | Secondary Techs | PWRLDSBTNXX | TotalAnnualMaxCapacityInvestment | 2049 | 9999 | exempt_maxcap_uncapped | 2026-07-10T11:21:49.898172
C_Target_VRE | Secondary Techs | PWRLDSBTNXX | TotalAnnualMaxCapacityInvestment | 2050 | 9999 | exempt_maxcap_uncapped | 2026-07-10T11:21:49.898172
C_Target_VRE | Secondary Techs | PWRLDSBTNXX | TotalAnnualMaxCapacityInvestment | 2023 | 9999 | exempt_uncapped | 2026-07-10T11:21:49.898172
C_Target_VRE | Secondary Techs | PWRLDSBTNXX | TotalAnnualMaxCapacityInvestment | 2024 | 9999 | exempt_uncapped | 2026-07-10T11:21:49.898172
C_Target_VRE | Secondary Techs | PWRLDSBTNXX | TotalAnnualMaxCapacityInvestment | 2025 | 9999 | exempt_uncapped | 2026-07-10T11:21:49.898172
C_Target_VRE | Secondary Techs | PWRLDSBTNXX | TotalAnnualMaxCapacityInvestment | 2026 | 9999 | exempt_uncapped | 2026-07-10T11:21:49.898172
C_Target_VRE | Secondary Techs | PWRLDSBTNXX | TotalAnnualMaxCapacityInvestment | 2027 | 9999 | exempt_uncapped | 2026-07-10T11:21:49.898172
C_Target_VRE | Secondary Techs | PWRLDSBTNXX | TotalAnnualMaxCapacityInvestment | 2028 | 9999 | exempt_uncapped | 2026-07-10T11:21:49.898172
C_Target_VRE | Secondary Techs | PWRLDSBTNXX | TotalAnnualMaxCapacityInvestment | 2029 | 9999 | exempt_uncapped | 2026-07-10T11:21:49.898172
C_Target_VRE | Secondary Techs | PWRLDSBTNXX | TotalAnnualMaxCapacityInvestment | 2030 | 9999 | exempt_uncapped | 2026-07-10T11:21:49.898172
C_Target_VRE | Secondary Techs | PWRLDSBTNXX | TotalAnnualMaxCapacityInvestment | 2031 | 9999 | exempt_uncapped | 2026-07-10T11:21:49.898172
C_Target_VRE | Secondary Techs | PWRLDSBTNXX | TotalAnnualMaxCapacityInvestment | 2032 | 9999 | exempt_uncapped | 2026-07-10T11:21:49.898172
C_Target_VRE | Secondary Techs | PWRLDSBTNXX | TotalAnnualMaxCapacityInvestment | 2033 | 9999 | exempt_uncapped | 2026-07-10T11:21:49.898172
C_Target_VRE | Secondary Techs | PWRLDSBTNXX | TotalAnnualMaxCapacityInvestment | 2034 | 9999 | exempt_uncapped | 2026-07-10T11:21:49.898172
C_Target_VRE | Secondary Techs | PWRLDSBTNXX | TotalAnnualMaxCapacityInvestment | 2035 | 9999 | exempt_uncapped | 2026-07-10T11:21:49.898172
C_Target_VRE | Secondary Techs | PWRLDSBTNXX | TotalAnnualMaxCapacityInvestment | 2036 | 9999 | exempt_uncapped | 2026-07-10T11:21:49.898172
C_Target_VRE | Secondary Techs | PWRLDSBTNXX | TotalAnnualMaxCapacityInvestment | 2037 | 9999 | exempt_uncapped | 2026-07-10T11:21:49.898172
C_Target_VRE | Secondary Techs | PWRLDSBTNXX | TotalAnnualMaxCapacityInvestment | 2038 | 9999 | exempt_uncapped | 2026-07-10T11:21:49.898172
C_Target_VRE | Secondary Techs | PWRLDSBTNXX | TotalAnnualMaxCapacityInvestment | 2039 | 9999 | exempt_uncapped | 2026-07-10T11:21:49.898172
C_Target_VRE | Secondary Techs | PWRLDSBTNXX | TotalAnnualMaxCapacityInvestment | 2040 | 9999 | exempt_uncapped | 2026-07-10T11:21:49.898172
C_Target_VRE | Secondary Techs | PWRLDSBTNXX | TotalAnnualMaxCapacityInvestment | 2041 | 9999 | exempt_uncapped | 2026-07-10T11:21:49.898172
C_Target_VRE | Secondary Techs | PWRLDSBTNXX | TotalAnnualMaxCapacityInvestment | 2042 | 9999 | exempt_uncapped | 2026-07-10T11:21:49.898172
C_Target_VRE | Secondary Techs | PWRLDSBTNXX | TotalAnnualMaxCapacityInvestment | 2043 | 9999 | exempt_uncapped | 2026-07-10T11:21:49.898172
C_Target_VRE | Secondary Techs | PWRLDSBTNXX | TotalAnnualMaxCapacityInvestment | 2044 | 9999 | exempt_uncapped | 2026-07-10T11:21:49.898172
C_Target_VRE | Secondary Techs | PWRLDSBTNXX | TotalAnnualMaxCapacityInvestment | 2045 | 9999 | exempt_uncapped | 2026-07-10T11:21:49.898172
C_Target_VRE | Secondary Techs | PWRLDSBTNXX | TotalAnnualMaxCapacityInvestment | 2046 | 9999 | exempt_uncapped | 2026-07-10T11:21:49.898172
C_Target_VRE | Secondary Techs | PWRLDSBTNXX | TotalAnnualMaxCapacityInvestment | 2047 | 9999 | exempt_uncapped | 2026-07-10T11:21:49.898172
C_Target_VRE | Secondary Techs | PWRLDSBTNXX | TotalAnnualMaxCapacityInvestment | 2048 | 9999 | exempt_uncapped | 2026-07-10T11:21:49.898172
C_Target_VRE | Secondary Techs | PWRLDSBTNXX | TotalAnnualMaxCapacityInvestment | 2049 | 9999 | exempt_uncapped | 2026-07-10T11:21:49.898172
C_Target_VRE | Secondary Techs | PWRLDSBTNXX | TotalAnnualMaxCapacityInvestment | 2050 | 9999 | exempt_uncapped | 2026-07-10T11:21:49.898172
C_Target_VRE | Secondary Techs | PWRWONINDWE | TotalAnnualMaxCapacityInvestment | 2023 | 0.1 | lid_floor | 2026-07-10T11:21:49.898172
C_Target_VRE | Secondary Techs | PWRWONINDWE | TotalAnnualMaxCapacityInvestment | 2024 | 1.0954 | lid_fill | 2026-07-10T11:21:49.898172
C_Target_VRE | Secondary Techs | PWRWONINDWE | TotalAnnualMaxCapacityInvestment | 2025 | 1.1985 | lid_fill | 2026-07-10T11:21:49.898172
C_Target_VRE | Secondary Techs | PWRWONINDWE | TotalAnnualMaxCapacityInvestment | 2026 | 1.3513 | lid_fill | 2026-07-10T11:21:49.898172
C_Target_VRE | Secondary Techs | PWRWONINDWE | TotalAnnualMaxCapacityInvestment | 2027 | 1.3031 | lid_fill | 2026-07-10T11:21:49.898172
C_Target_VRE | Secondary Techs | PWRWONINDWE | TotalAnnualMaxCapacityInvestment | 2028 | 1.3951 | lid_relaxed | 2026-07-10T11:21:49.898172
C_Target_VRE | Secondary Techs | PWRWONINDWE | TotalAnnualMaxCapacityInvestment | 2029 | 1.2339 | lid_relaxed | 2026-07-10T11:21:49.898172
C_Target_VRE | Secondary Techs | PWRWONINDWE | TotalAnnualMaxCapacityInvestment | 2030 | 0.44461 | lid_relaxed | 2026-07-10T11:21:49.898172
C_Target_VRE | Secondary Techs | PWRWONINDWE | TotalAnnualMaxCapacityInvestment | 2031 | 0.37573 | lid_relaxed | 2026-07-10T11:21:49.898172
C_Target_VRE | Secondary Techs | PWRWONINDWE | TotalAnnualMaxCapacityInvestment | 2032 | 0.85296 | lid_relaxed | 2026-07-10T11:21:49.898172
C_Target_VRE | Secondary Techs | PWRWONINDWE | TotalAnnualMaxCapacityInvestment | 2033 | 0.81729 | lid_relaxed | 2026-07-10T11:21:49.898172
C_Target_VRE | Secondary Techs | PWRWONINDWE | TotalAnnualMaxCapacityInvestment | 2034 | 0.77737 | lid_relaxed | 2026-07-10T11:21:49.898172
C_Target_VRE | Secondary Techs | PWRWONINDWE | TotalAnnualMaxCapacityInvestment | 2035 | 0.73324 | lid_relaxed | 2026-07-10T11:21:49.898172
C_Target_VRE | Secondary Techs | PWRWONINDWE | TotalAnnualMaxCapacityInvestment | 2036 | 0.68486 | lid_relaxed | 2026-07-10T11:21:49.898172
C_Target_VRE | Secondary Techs | PWRWONINDWE | TotalAnnualMaxCapacityInvestment | 2037 | 0.79416 | lid_relaxed | 2026-07-10T11:21:49.898172
C_Target_VRE | Secondary Techs | PWRWONINDWE | TotalAnnualMaxCapacityInvestment | 2038 | 0.73424 | lid_relaxed | 2026-07-10T11:21:49.898172
C_Target_VRE | Secondary Techs | PWRWONINDWE | TotalAnnualMaxCapacityInvestment | 2039 | 0.66967 | lid_relaxed | 2026-07-10T11:21:49.898172
C_Target_VRE | Secondary Techs | PWRWONINDWE | TotalAnnualMaxCapacityInvestment | 2040 | 0.6004 | lid_relaxed | 2026-07-10T11:21:49.898172
C_Target_VRE | Secondary Techs | PWRWONINDWE | TotalAnnualMaxCapacityInvestment | 2041 | 0.60177 | lid_adequacy_scaled | 2026-07-10T11:21:49.898172
C_Target_VRE | Secondary Techs | PWRWONINDWE | TotalAnnualMaxCapacityInvestment | 2042 | 1.2787 | lid_adequacy_scaled | 2026-07-10T11:21:49.898172
C_Target_VRE | Secondary Techs | PWRWONINDWE | TotalAnnualMaxCapacityInvestment | 2043 | 2.0049 | lid_adequacy_scaled | 2026-07-10T11:21:49.898172
C_Target_VRE | Secondary Techs | PWRWONINDWE | TotalAnnualMaxCapacityInvestment | 2044 | 2.7841 | lid_adequacy_scaled | 2026-07-10T11:21:49.898172
C_Target_VRE | Secondary Techs | PWRWONINDWE | TotalAnnualMaxCapacityInvestment | 2045 | 3.6119 | lid_adequacy_scaled | 2026-07-10T11:21:49.898172
C_Target_VRE | Secondary Techs | PWRWONINDWE | TotalAnnualMaxCapacityInvestment | 2046 | 4.9823 | lid_adequacy_scaled | 2026-07-10T11:21:49.898172
C_Target_VRE | Secondary Techs | PWRWONINDWE | TotalAnnualMaxCapacityInvestment | 2047 | 6.4543 | lid_adequacy_scaled | 2026-07-10T11:21:49.898172
C_Target_VRE | Secondary Techs | PWRWONINDWE | TotalAnnualMaxCapacityInvestment | 2048 | 8.0091 | lid_adequacy_scaled | 2026-07-10T11:21:49.898172
C_Target_VRE | Secondary Techs | PWRWONINDWE | TotalAnnualMaxCapacityInvestment | 2049 | 9.6242 | lid_adequacy_scaled | 2026-07-10T11:21:49.898172
C_Target_VRE | Secondary Techs | PWRWONINDWE | TotalAnnualMaxCapacityInvestment | 2050 | 11.2692 | lid_adequacy_scaled | 2026-07-10T11:21:49.898172
C_Target_VRE | Secondary Techs | PWRHYDINDNO | TotalAnnualMaxCapacityInvestment | 2023 | 0.1 | lid_floor | 2026-07-10T11:21:49.898172
C_Target_VRE | Secondary Techs | PWRHYDINDNO | TotalAnnualMaxCapacityInvestment | 2024 | 1.1991 | lid_fill | 2026-07-10T11:21:49.898172
C_Target_VRE | Secondary Techs | PWRHYDINDNO | TotalAnnualMaxCapacityInvestment | 2025 | 1.2677 | lid_fill | 2026-07-10T11:21:49.898172
C_Target_VRE | Secondary Techs | PWRHYDINDNO | TotalAnnualMaxCapacityInvestment | 2026 | 2.0442 | untie_min_inv | 2026-07-10T11:21:49.898172
C_Target_VRE | Secondary Techs | PWRHYDINDNO | TotalAnnualMaxCapacityInvestment | 2027 | 1.4449 | lid_fill | 2026-07-10T11:21:49.898172
C_Target_VRE | Secondary Techs | PWRHYDINDNO | TotalAnnualMaxCapacityInvestment | 2028 | 1.8584 | untie_min_inv | 2026-07-10T11:21:49.898172
C_Target_VRE | Secondary Techs | PWRHYDINDNO | TotalAnnualMaxCapacityInvestment | 2029 | 1.4543 | lid_relaxed | 2026-07-10T11:21:49.898172
C_Target_VRE | Secondary Techs | PWRHYDINDNO | TotalAnnualMaxCapacityInvestment | 2030 | 0.99058 | lid_relaxed | 2026-07-10T11:21:49.898172
C_Target_VRE | Secondary Techs | PWRHYDINDNO | TotalAnnualMaxCapacityInvestment | 2031 | 0.99582 | lid_relaxed | 2026-07-10T11:21:49.898172
C_Target_VRE | Secondary Techs | PWRHYDINDNO | TotalAnnualMaxCapacityInvestment | 2032 | 1.2516 | lid_relaxed | 2026-07-10T11:21:49.898172
C_Target_VRE | Secondary Techs | PWRHYDINDNO | TotalAnnualMaxCapacityInvestment | 2033 | 1.2386 | lid_relaxed | 2026-07-10T11:21:49.898172
C_Target_VRE | Secondary Techs | PWRHYDINDNO | TotalAnnualMaxCapacityInvestment | 2034 | 1.2221 | lid_relaxed | 2026-07-10T11:21:49.898172
C_Target_VRE | Secondary Techs | PWRHYDINDNO | TotalAnnualMaxCapacityInvestment | 2035 | 1.2018 | lid_relaxed | 2026-07-10T11:21:49.898172
C_Target_VRE | Secondary Techs | PWRHYDINDNO | TotalAnnualMaxCapacityInvestment | 2036 | 1.178 | lid_relaxed | 2026-07-10T11:21:49.898172
C_Target_VRE | Secondary Techs | PWRHYDINDNO | TotalAnnualMaxCapacityInvestment | 2037 | 1.3192 | lid_relaxed | 2026-07-10T11:21:49.898172
C_Target_VRE | Secondary Techs | PWRHYDINDNO | TotalAnnualMaxCapacityInvestment | 2038 | 1.2873 | lid_relaxed | 2026-07-10T11:21:49.898172
C_Target_VRE | Secondary Techs | PWRHYDINDNO | TotalAnnualMaxCapacityInvestment | 2039 | 1.2515 | lid_relaxed | 2026-07-10T11:21:49.898172
C_Target_VRE | Secondary Techs | PWRHYDINDNO | TotalAnnualMaxCapacityInvestment | 2040 | 1.0948 | lid_relaxed | 2026-07-10T11:21:49.898172
C_Target_VRE | Secondary Techs | PWRHYDINDNO | TotalAnnualMaxCapacityInvestment | 2041 | 1.2088 | lid_relaxed | 2026-07-10T11:21:49.898172
C_Target_VRE | Secondary Techs | PWRHYDINDNO | TotalAnnualMaxCapacityInvestment | 2042 | 1.4925 | lid_relaxed | 2026-07-10T11:21:49.898172
C_Target_VRE | Secondary Techs | PWRHYDINDNO | TotalAnnualMaxCapacityInvestment | 2043 | 2.3042 | lid_adequacy_scaled | 2026-07-10T11:21:49.898172
C_Target_VRE | Secondary Techs | PWRHYDINDNO | TotalAnnualMaxCapacityInvestment | 2044 | 3.2043 | lid_adequacy_scaled | 2026-07-10T11:21:49.898172
C_Target_VRE | Secondary Techs | PWRHYDINDNO | TotalAnnualMaxCapacityInvestment | 2045 | 4.1636 | lid_adequacy_scaled | 2026-07-10T11:21:49.898172
C_Target_VRE | Secondary Techs | PWRHYDINDNO | TotalAnnualMaxCapacityInvestment | 2046 | 5.7308 | lid_adequacy_scaled | 2026-07-10T11:21:49.898172
C_Target_VRE | Secondary Techs | PWRHYDINDNO | TotalAnnualMaxCapacityInvestment | 2047 | 7.4204 | lid_adequacy_scaled | 2026-07-10T11:21:49.898172
C_Target_VRE | Secondary Techs | PWRHYDINDNO | TotalAnnualMaxCapacityInvestment | 2048 | 9.2303 | lid_adequacy_scaled | 2026-07-10T11:21:49.898172
C_Target_VRE | Secondary Techs | PWRHYDINDNO | TotalAnnualMaxCapacityInvestment | 2049 | 11.1548 | lid_adequacy_scaled | 2026-07-10T11:21:49.898172
C_Target_VRE | Secondary Techs | PWRHYDINDNO | TotalAnnualMaxCapacityInvestment | 2050 | 13.1892 | lid_adequacy_scaled | 2026-07-10T11:21:49.898172
C_Target_VRE | Secondary Techs | PWRBIOINDNO | TotalAnnualMaxCapacityInvestment | 2023 | 0 | lid_floor_suppressed | 2026-07-10T11:21:49.898172
C_Target_VRE | Secondary Techs | PWRBIOINDNO | TotalAnnualMaxCapacityInvestment | 2024 | 0.18911 | lid_fill | 2026-07-10T11:21:49.898172
C_Target_VRE | Secondary Techs | PWRBIOINDNO | TotalAnnualMaxCapacityInvestment | 2025 | 0.19993 | lid_fill | 2026-07-10T11:21:49.898172
C_Target_VRE | Secondary Techs | PWRBIOINDNO | TotalAnnualMaxCapacityInvestment | 2026 | 0.21466 | lid_fill | 2026-07-10T11:21:49.898172
C_Target_VRE | Secondary Techs | PWRBIOINDNO | TotalAnnualMaxCapacityInvestment | 2027 | 0.22787 | lid_fill | 2026-07-10T11:21:49.898172
C_Target_VRE | Secondary Techs | PWRBIOINDNO | TotalAnnualMaxCapacityInvestment | 2028 | 0.23956 | lid_family_capped | 2026-07-10T11:21:49.898172
C_Target_VRE | Secondary Techs | PWRBIOINDNO | TotalAnnualMaxCapacityInvestment | 2029 | 0.21503 | lid_family_capped | 2026-07-10T11:21:49.898172
C_Target_VRE | Secondary Techs | PWRBIOINDNO | TotalAnnualMaxCapacityInvestment | 2030 | 0.14202 | lid_family_capped | 2026-07-10T11:21:49.898172
C_Target_VRE | Secondary Techs | PWRBIOINDNO | TotalAnnualMaxCapacityInvestment | 2031 | 0.13777 | lid_family_capped | 2026-07-10T11:21:49.898172
C_Target_VRE | Secondary Techs | PWRBIOINDNO | TotalAnnualMaxCapacityInvestment | 2032 | 0.16728 | lid_family_capped | 2026-07-10T11:21:49.898172
C_Target_VRE | Secondary Techs | PWRBIOINDNO | TotalAnnualMaxCapacityInvestment | 2033 | 0.16012 | lid_family_capped | 2026-07-10T11:21:49.898172
C_Target_VRE | Secondary Techs | PWRBIOINDNO | TotalAnnualMaxCapacityInvestment | 2034 | 0.15296 | lid_family_capped | 2026-07-10T11:21:49.898172
C_Target_VRE | Secondary Techs | PWRBIOINDNO | TotalAnnualMaxCapacityInvestment | 2035 | 0.1458 | lid_family_capped | 2026-07-10T11:21:49.898172
C_Target_VRE | Secondary Techs | PWRBIOINDNO | TotalAnnualMaxCapacityInvestment | 2036 | 0.13864 | lid_family_capped | 2026-07-10T11:21:49.898172
C_Target_VRE | Secondary Techs | PWRBIOINDNO | TotalAnnualMaxCapacityInvestment | 2037 | 0.15076 | lid_family_capped | 2026-07-10T11:21:49.898172
C_Target_VRE | Secondary Techs | PWRBIOINDNO | TotalAnnualMaxCapacityInvestment | 2038 | 0.14297 | lid_family_capped | 2026-07-10T11:21:49.898172
C_Target_VRE | Secondary Techs | PWRBIOINDNO | TotalAnnualMaxCapacityInvestment | 2039 | 0.13519 | lid_family_capped | 2026-07-10T11:21:49.898172
C_Target_VRE | Secondary Techs | PWRBIOINDNO | TotalAnnualMaxCapacityInvestment | 2040 | 0.11511 | lid_family_capped | 2026-07-10T11:21:49.898172
C_Target_VRE | Secondary Techs | PWRBIOINDNO | TotalAnnualMaxCapacityInvestment | 2041 | 0.11915 | lid_family_capped | 2026-07-10T11:21:49.898172
C_Target_VRE | Secondary Techs | PWRBIOINDNO | TotalAnnualMaxCapacityInvestment | 2042 | 0.13846 | lid_family_capped | 2026-07-10T11:21:49.898172
C_Target_VRE | Secondary Techs | PWRBIOINDNO | TotalAnnualMaxCapacityInvestment | 2043 | 0.20188 | lid_adequacy_scaled | 2026-07-10T11:21:49.898172
C_Target_VRE | Secondary Techs | PWRBIOINDNO | TotalAnnualMaxCapacityInvestment | 2044 | 0.26598 | lid_adequacy_scaled | 2026-07-10T11:21:49.898172
C_Target_VRE | Secondary Techs | PWRBIOINDNO | TotalAnnualMaxCapacityInvestment | 2045 | 0.32832 | lid_adequacy_scaled | 2026-07-10T11:21:49.898172
C_Target_VRE | Secondary Techs | PWRBIOINDNO | TotalAnnualMaxCapacityInvestment | 2046 | 0.41082 | lid_adequacy_scaled | 2026-07-10T11:21:49.898172
C_Target_VRE | Secondary Techs | PWRBIOINDNO | TotalAnnualMaxCapacityInvestment | 2047 | 0.48762 | lid_adequacy_scaled | 2026-07-10T11:21:49.898172
C_Target_VRE | Secondary Techs | PWRBIOINDNO | TotalAnnualMaxCapacityInvestment | 2048 | 0.55989 | lid_adequacy_scaled | 2026-07-10T11:21:49.898172
C_Target_VRE | Secondary Techs | PWRBIOINDNO | TotalAnnualMaxCapacityInvestment | 2049 | 0.6283 | lid_adequacy_scaled | 2026-07-10T11:21:49.898172
C_Target_VRE | Secondary Techs | PWRBIOINDNO | TotalAnnualMaxCapacityInvestment | 2050 | 0.69336 | lid_adequacy_scaled | 2026-07-10T11:21:49.898172
C_Target_VRE | Secondary Techs | PWRHYDBTNXX | TotalAnnualMaxCapacityInvestment | 2023 | 0.1 | lid_floor | 2026-07-10T11:21:49.898172
C_Target_VRE | Secondary Techs | PWRHYDBTNXX | TotalAnnualMaxCapacityInvestment | 2024 | 0.1674 | lid_fill | 2026-07-10T11:21:49.898172
C_Target_VRE | Secondary Techs | PWRHYDBTNXX | TotalAnnualMaxCapacityInvestment | 2025 | 1.1494 | untie_min_inv | 2026-07-10T11:21:49.898172
C_Target_VRE | Secondary Techs | PWRHYDBTNXX | TotalAnnualMaxCapacityInvestment | 2026 | 0.19167 | lid_fill | 2026-07-10T11:21:49.898172
C_Target_VRE | Secondary Techs | PWRHYDBTNXX | TotalAnnualMaxCapacityInvestment | 2027 | 0.606 | untie_min_inv | 2026-07-10T11:21:49.898172
C_Target_VRE | Secondary Techs | PWRHYDBTNXX | TotalAnnualMaxCapacityInvestment | 2028 | 0.6767 | untie_min_inv | 2026-07-10T11:21:49.898172
C_Target_VRE | Secondary Techs | PWRHYDBTNXX | TotalAnnualMaxCapacityInvestment | 2029 | 0.25045 | lid_relaxed | 2026-07-10T11:21:49.898172
C_Target_VRE | Secondary Techs | PWRHYDBTNXX | TotalAnnualMaxCapacityInvestment | 2030 | 4.1864 | untie_min_inv | 2026-07-10T11:21:49.898172
C_Target_VRE | Secondary Techs | PWRHYDBTNXX | TotalAnnualMaxCapacityInvestment | 2031 | 0.30653 | lid_relaxed | 2026-07-10T11:21:49.898172
C_Target_VRE | Secondary Techs | PWRHYDBTNXX | TotalAnnualMaxCapacityInvestment | 2032 | 0.33953 | lid_relaxed | 2026-07-10T11:21:49.898172
C_Target_VRE | Secondary Techs | PWRHYDBTNXX | TotalAnnualMaxCapacityInvestment | 2033 | 0.37555 | lid_relaxed | 2026-07-10T11:21:49.898172
C_Target_VRE | Secondary Techs | PWRHYDBTNXX | TotalAnnualMaxCapacityInvestment | 2034 | 0.41503 | lid_relaxed | 2026-07-10T11:21:49.898172
C_Target_VRE | Secondary Techs | PWRHYDBTNXX | TotalAnnualMaxCapacityInvestment | 2035 | 2.6109 | untie_min_inv | 2026-07-10T11:21:49.898172
C_Target_VRE | Secondary Techs | PWRHYDBTNXX | TotalAnnualMaxCapacityInvestment | 2036 | 0.50537 | lid_relaxed | 2026-07-10T11:21:49.898172
C_Target_VRE | Secondary Techs | PWRHYDBTNXX | TotalAnnualMaxCapacityInvestment | 2037 | 0.55659 | lid_relaxed | 2026-07-10T11:21:49.898172
C_Target_VRE | Secondary Techs | PWRHYDBTNXX | TotalAnnualMaxCapacityInvestment | 2038 | 0.61296 | lid_relaxed | 2026-07-10T11:21:49.898172
C_Target_VRE | Secondary Techs | PWRHYDBTNXX | TotalAnnualMaxCapacityInvestment | 2039 | 0.6744 | lid_relaxed | 2026-07-10T11:21:49.898172
C_Target_VRE | Secondary Techs | PWRHYDBTNXX | TotalAnnualMaxCapacityInvestment | 2040 | 0.74113 | lid_relaxed | 2026-07-10T11:21:49.898172
C_Target_VRE | Secondary Techs | PWRHYDBTNXX | TotalAnnualMaxCapacityInvestment | 2041 | 0.84599 | lid_relaxed | 2026-07-10T11:21:49.898172
C_Target_VRE | Secondary Techs | PWRHYDBTNXX | TotalAnnualMaxCapacityInvestment | 2042 | 0.96161 | lid_relaxed | 2026-07-10T11:21:49.898172
C_Target_VRE | Secondary Techs | PWRHYDBTNXX | TotalAnnualMaxCapacityInvestment | 2043 | 1.0895 | lid_relaxed | 2026-07-10T11:21:49.898172
C_Target_VRE | Secondary Techs | PWRHYDBTNXX | TotalAnnualMaxCapacityInvestment | 2044 | 1.2302 | lid_relaxed | 2026-07-10T11:21:49.898172
C_Target_VRE | Secondary Techs | PWRHYDBTNXX | TotalAnnualMaxCapacityInvestment | 2045 | 1.386 | lid_relaxed | 2026-07-10T11:21:49.898172
C_Target_VRE | Secondary Techs | PWRHYDBTNXX | TotalAnnualMaxCapacityInvestment | 2046 | 1.6309 | lid_relaxed | 2026-07-10T11:21:49.898172
C_Target_VRE | Secondary Techs | PWRHYDBTNXX | TotalAnnualMaxCapacityInvestment | 2047 | 1.9037 | lid_relaxed | 2026-07-10T11:21:49.898172
C_Target_VRE | Secondary Techs | PWRHYDBTNXX | TotalAnnualMaxCapacityInvestment | 2048 | 2.2065 | lid_relaxed | 2026-07-10T11:21:49.898172
C_Target_VRE | Secondary Techs | PWRHYDBTNXX | TotalAnnualMaxCapacityInvestment | 2049 | 2.5425 | lid_relaxed | 2026-07-10T11:21:49.898172
C_Target_VRE | Secondary Techs | PWRHYDBTNXX | TotalAnnualMaxCapacityInvestment | 2050 | 2.9147 | lid_relaxed | 2026-07-10T11:21:49.898172
C_Target_VRE | Secondary Techs | PWRLDSMDVXX | TotalAnnualMaxCapacityInvestment | 2023 | 9999 | exempt_maxcap_uncapped | 2026-07-10T11:21:49.898172
C_Target_VRE | Secondary Techs | PWRLDSMDVXX | TotalAnnualMaxCapacityInvestment | 2024 | 9999 | exempt_maxcap_uncapped | 2026-07-10T11:21:49.898172
C_Target_VRE | Secondary Techs | PWRLDSMDVXX | TotalAnnualMaxCapacityInvestment | 2025 | 9999 | exempt_maxcap_uncapped | 2026-07-10T11:21:49.898172
C_Target_VRE | Secondary Techs | PWRLDSMDVXX | TotalAnnualMaxCapacityInvestment | 2026 | 9999 | exempt_maxcap_uncapped | 2026-07-10T11:21:49.898172
C_Target_VRE | Secondary Techs | PWRLDSMDVXX | TotalAnnualMaxCapacityInvestment | 2027 | 9999 | exempt_maxcap_uncapped | 2026-07-10T11:21:49.898172
C_Target_VRE | Secondary Techs | PWRLDSMDVXX | TotalAnnualMaxCapacityInvestment | 2028 | 9999 | exempt_maxcap_uncapped | 2026-07-10T11:21:49.898172
C_Target_VRE | Secondary Techs | PWRLDSMDVXX | TotalAnnualMaxCapacityInvestment | 2029 | 9999 | exempt_maxcap_uncapped | 2026-07-10T11:21:49.898172
C_Target_VRE | Secondary Techs | PWRLDSMDVXX | TotalAnnualMaxCapacityInvestment | 2030 | 9999 | exempt_maxcap_uncapped | 2026-07-10T11:21:49.898172
C_Target_VRE | Secondary Techs | PWRLDSMDVXX | TotalAnnualMaxCapacityInvestment | 2031 | 9999 | exempt_maxcap_uncapped | 2026-07-10T11:21:49.898172
C_Target_VRE | Secondary Techs | PWRLDSMDVXX | TotalAnnualMaxCapacityInvestment | 2032 | 9999 | exempt_maxcap_uncapped | 2026-07-10T11:21:49.898172
C_Target_VRE | Secondary Techs | PWRLDSMDVXX | TotalAnnualMaxCapacityInvestment | 2033 | 9999 | exempt_maxcap_uncapped | 2026-07-10T11:21:49.898172
C_Target_VRE | Secondary Techs | PWRLDSMDVXX | TotalAnnualMaxCapacityInvestment | 2034 | 9999 | exempt_maxcap_uncapped | 2026-07-10T11:21:49.898172
C_Target_VRE | Secondary Techs | PWRLDSMDVXX | TotalAnnualMaxCapacityInvestment | 2035 | 9999 | exempt_maxcap_uncapped | 2026-07-10T11:21:49.898172
C_Target_VRE | Secondary Techs | PWRLDSMDVXX | TotalAnnualMaxCapacityInvestment | 2036 | 9999 | exempt_maxcap_uncapped | 2026-07-10T11:21:49.898172
C_Target_VRE | Secondary Techs | PWRLDSMDVXX | TotalAnnualMaxCapacityInvestment | 2037 | 9999 | exempt_maxcap_uncapped | 2026-07-10T11:21:49.898172
C_Target_VRE | Secondary Techs | PWRLDSMDVXX | TotalAnnualMaxCapacityInvestment | 2038 | 9999 | exempt_maxcap_uncapped | 2026-07-10T11:21:49.898172
C_Target_VRE | Secondary Techs | PWRLDSMDVXX | TotalAnnualMaxCapacityInvestment | 2039 | 9999 | exempt_maxcap_uncapped | 2026-07-10T11:21:49.898172
C_Target_VRE | Secondary Techs | PWRLDSMDVXX | TotalAnnualMaxCapacityInvestment | 2040 | 9999 | exempt_maxcap_uncapped | 2026-07-10T11:21:49.898172
C_Target_VRE | Secondary Techs | PWRLDSMDVXX | TotalAnnualMaxCapacityInvestment | 2041 | 9999 | exempt_maxcap_uncapped | 2026-07-10T11:21:49.898172
C_Target_VRE | Secondary Techs | PWRLDSMDVXX | TotalAnnualMaxCapacityInvestment | 2042 | 9999 | exempt_maxcap_uncapped | 2026-07-10T11:21:49.898172
C_Target_VRE | Secondary Techs | PWRLDSMDVXX | TotalAnnualMaxCapacityInvestment | 2043 | 9999 | exempt_maxcap_uncapped | 2026-07-10T11:21:49.898172
C_Target_VRE | Secondary Techs | PWRLDSMDVXX | TotalAnnualMaxCapacityInvestment | 2044 | 9999 | exempt_maxcap_uncapped | 2026-07-10T11:21:49.898172
C_Target_VRE | Secondary Techs | PWRLDSMDVXX | TotalAnnualMaxCapacityInvestment | 2045 | 9999 | exempt_maxcap_uncapped | 2026-07-10T11:21:49.898172
C_Target_VRE | Secondary Techs | PWRLDSMDVXX | TotalAnnualMaxCapacityInvestment | 2046 | 9999 | exempt_maxcap_uncapped | 2026-07-10T11:21:49.898172
C_Target_VRE | Secondary Techs | PWRLDSMDVXX | TotalAnnualMaxCapacityInvestment | 2047 | 9999 | exempt_maxcap_uncapped | 2026-07-10T11:21:49.898172
C_Target_VRE | Secondary Techs | PWRLDSMDVXX | TotalAnnualMaxCapacityInvestment | 2048 | 9999 | exempt_maxcap_uncapped | 2026-07-10T11:21:49.898172
C_Target_VRE | Secondary Techs | PWRLDSMDVXX | TotalAnnualMaxCapacityInvestment | 2049 | 9999 | exempt_maxcap_uncapped | 2026-07-10T11:21:49.898172
C_Target_VRE | Secondary Techs | PWRLDSMDVXX | TotalAnnualMaxCapacityInvestment | 2050 | 9999 | exempt_maxcap_uncapped | 2026-07-10T11:21:49.898172
C_Target_VRE | Secondary Techs | PWRLDSMDVXX | TotalAnnualMaxCapacityInvestment | 2023 | 9999 | exempt_uncapped | 2026-07-10T11:21:49.898172
C_Target_VRE | Secondary Techs | PWRLDSMDVXX | TotalAnnualMaxCapacityInvestment | 2024 | 9999 | exempt_uncapped | 2026-07-10T11:21:49.898172
C_Target_VRE | Secondary Techs | PWRLDSMDVXX | TotalAnnualMaxCapacityInvestment | 2025 | 9999 | exempt_uncapped | 2026-07-10T11:21:49.898172
C_Target_VRE | Secondary Techs | PWRLDSMDVXX | TotalAnnualMaxCapacityInvestment | 2026 | 9999 | exempt_uncapped | 2026-07-10T11:21:49.898172
C_Target_VRE | Secondary Techs | PWRLDSMDVXX | TotalAnnualMaxCapacityInvestment | 2027 | 9999 | exempt_uncapped | 2026-07-10T11:21:49.898172
C_Target_VRE | Secondary Techs | PWRLDSMDVXX | TotalAnnualMaxCapacityInvestment | 2028 | 9999 | exempt_uncapped | 2026-07-10T11:21:49.898172
C_Target_VRE | Secondary Techs | PWRLDSMDVXX | TotalAnnualMaxCapacityInvestment | 2029 | 9999 | exempt_uncapped | 2026-07-10T11:21:49.898172
C_Target_VRE | Secondary Techs | PWRLDSMDVXX | TotalAnnualMaxCapacityInvestment | 2030 | 9999 | exempt_uncapped | 2026-07-10T11:21:49.898172
C_Target_VRE | Secondary Techs | PWRLDSMDVXX | TotalAnnualMaxCapacityInvestment | 2031 | 9999 | exempt_uncapped | 2026-07-10T11:21:49.898172
C_Target_VRE | Secondary Techs | PWRLDSMDVXX | TotalAnnualMaxCapacityInvestment | 2032 | 9999 | exempt_uncapped | 2026-07-10T11:21:49.898172
C_Target_VRE | Secondary Techs | PWRLDSMDVXX | TotalAnnualMaxCapacityInvestment | 2033 | 9999 | exempt_uncapped | 2026-07-10T11:21:49.898172
C_Target_VRE | Secondary Techs | PWRLDSMDVXX | TotalAnnualMaxCapacityInvestment | 2034 | 9999 | exempt_uncapped | 2026-07-10T11:21:49.898172
C_Target_VRE | Secondary Techs | PWRLDSMDVXX | TotalAnnualMaxCapacityInvestment | 2035 | 9999 | exempt_uncapped | 2026-07-10T11:21:49.898172
C_Target_VRE | Secondary Techs | PWRLDSMDVXX | TotalAnnualMaxCapacityInvestment | 2036 | 9999 | exempt_uncapped | 2026-07-10T11:21:49.898172
C_Target_VRE | Secondary Techs | PWRLDSMDVXX | TotalAnnualMaxCapacityInvestment | 2037 | 9999 | exempt_uncapped | 2026-07-10T11:21:49.898172
C_Target_VRE | Secondary Techs | PWRLDSMDVXX | TotalAnnualMaxCapacityInvestment | 2038 | 9999 | exempt_uncapped | 2026-07-10T11:21:49.898172
C_Target_VRE | Secondary Techs | PWRLDSMDVXX | TotalAnnualMaxCapacityInvestment | 2039 | 9999 | exempt_uncapped | 2026-07-10T11:21:49.898172
C_Target_VRE | Secondary Techs | PWRLDSMDVXX | TotalAnnualMaxCapacityInvestment | 2040 | 9999 | exempt_uncapped | 2026-07-10T11:21:49.898172
C_Target_VRE | Secondary Techs | PWRLDSMDVXX | TotalAnnualMaxCapacityInvestment | 2041 | 9999 | exempt_uncapped | 2026-07-10T11:21:49.898172
C_Target_VRE | Secondary Techs | PWRLDSMDVXX | TotalAnnualMaxCapacityInvestment | 2042 | 9999 | exempt_uncapped | 2026-07-10T11:21:49.898172
C_Target_VRE | Secondary Techs | PWRLDSMDVXX | TotalAnnualMaxCapacityInvestment | 2043 | 9999 | exempt_uncapped | 2026-07-10T11:21:49.898172
C_Target_VRE | Secondary Techs | PWRLDSMDVXX | TotalAnnualMaxCapacityInvestment | 2044 | 9999 | exempt_uncapped | 2026-07-10T11:21:49.898172
C_Target_VRE | Secondary Techs | PWRLDSMDVXX | TotalAnnualMaxCapacityInvestment | 2045 | 9999 | exempt_uncapped | 2026-07-10T11:21:49.898172
C_Target_VRE | Secondary Techs | PWRLDSMDVXX | TotalAnnualMaxCapacityInvestment | 2046 | 9999 | exempt_uncapped | 2026-07-10T11:21:49.898172
C_Target_VRE | Secondary Techs | PWRLDSMDVXX | TotalAnnualMaxCapacityInvestment | 2047 | 9999 | exempt_uncapped | 2026-07-10T11:21:49.898172
C_Target_VRE | Secondary Techs | PWRLDSMDVXX | TotalAnnualMaxCapacityInvestment | 2048 | 9999 | exempt_uncapped | 2026-07-10T11:21:49.898172
C_Target_VRE | Secondary Techs | PWRLDSMDVXX | TotalAnnualMaxCapacityInvestment | 2049 | 9999 | exempt_uncapped | 2026-07-10T11:21:49.898172
C_Target_VRE | Secondary Techs | PWRLDSMDVXX | TotalAnnualMaxCapacityInvestment | 2050 | 9999 | exempt_uncapped | 2026-07-10T11:21:49.898172
C_Target_VRE | Secondary Techs | PWROILINDSO | TotalAnnualMaxCapacityInvestment | 2023 | 0.1 | lid_floor | 2026-07-10T11:21:49.898172
C_Target_VRE | Secondary Techs | PWROILINDSO | TotalAnnualMaxCapacityInvestment | 2024 | 0.1 | lid_floor | 2026-07-10T11:21:49.898172
C_Target_VRE | Secondary Techs | PWROILINDSO | TotalAnnualMaxCapacityInvestment | 2025 | 0.1 | lid_floor | 2026-07-10T11:21:49.898172
C_Target_VRE | Secondary Techs | PWROILINDSO | TotalAnnualMaxCapacityInvestment | 2026 | 0.1 | lid_floor | 2026-07-10T11:21:49.898172
C_Target_VRE | Secondary Techs | PWROILINDSO | TotalAnnualMaxCapacityInvestment | 2027 | 0.1 | lid_floor | 2026-07-10T11:21:49.898172
C_Target_VRE | Secondary Techs | PWROILINDSO | TotalAnnualMaxCapacityInvestment | 2028 | 0.1 | lid_floor | 2026-07-10T11:21:49.898172
C_Target_VRE | Secondary Techs | PWROILINDSO | TotalAnnualMaxCapacityInvestment | 2029 | 0.1 | lid_floor | 2026-07-10T11:21:49.898172
C_Target_VRE | Secondary Techs | PWROILINDSO | TotalAnnualMaxCapacityInvestment | 2030 | 0.1 | lid_floor | 2026-07-10T11:21:49.898172
C_Target_VRE | Secondary Techs | PWROILINDSO | TotalAnnualMaxCapacityInvestment | 2031 | 0.1 | lid_floor | 2026-07-10T11:21:49.898172
C_Target_VRE | Secondary Techs | PWROILINDSO | TotalAnnualMaxCapacityInvestment | 2032 | 0.1 | lid_floor | 2026-07-10T11:21:49.898172
C_Target_VRE | Secondary Techs | PWROILINDSO | TotalAnnualMaxCapacityInvestment | 2033 | 0.1 | lid_floor | 2026-07-10T11:21:49.898172
C_Target_VRE | Secondary Techs | PWROILINDSO | TotalAnnualMaxCapacityInvestment | 2034 | 0.1 | lid_floor | 2026-07-10T11:21:49.898172
C_Target_VRE | Secondary Techs | PWROILINDSO | TotalAnnualMaxCapacityInvestment | 2035 | 0.1 | lid_floor | 2026-07-10T11:21:49.898172
C_Target_VRE | Secondary Techs | PWROILINDSO | TotalAnnualMaxCapacityInvestment | 2036 | 0.1 | lid_floor | 2026-07-10T11:21:49.898172
C_Target_VRE | Secondary Techs | PWROILINDSO | TotalAnnualMaxCapacityInvestment | 2037 | 0.1 | lid_floor | 2026-07-10T11:21:49.898172
C_Target_VRE | Secondary Techs | PWROILINDSO | TotalAnnualMaxCapacityInvestment | 2038 | 0.1 | lid_floor | 2026-07-10T11:21:49.898172
C_Target_VRE | Secondary Techs | PWROILINDSO | TotalAnnualMaxCapacityInvestment | 2039 | 0.1 | lid_floor | 2026-07-10T11:21:49.898172
C_Target_VRE | Secondary Techs | PWROILINDSO | TotalAnnualMaxCapacityInvestment | 2040 | 0.1 | lid_floor | 2026-07-10T11:21:49.898172
C_Target_VRE | Secondary Techs | PWROILINDSO | TotalAnnualMaxCapacityInvestment | 2041 | 0.1 | lid_floor | 2026-07-10T11:21:49.898172
C_Target_VRE | Secondary Techs | PWROILINDSO | TotalAnnualMaxCapacityInvestment | 2042 | 0.1 | lid_floor | 2026-07-10T11:21:49.898172
C_Target_VRE | Secondary Techs | PWROILINDSO | TotalAnnualMaxCapacityInvestment | 2043 | 0.13554 | lid_adequacy_scaled | 2026-07-10T11:21:49.898172
C_Target_VRE | Secondary Techs | PWROILINDSO | TotalAnnualMaxCapacityInvestment | 2044 | 0.17677 | lid_adequacy_scaled | 2026-07-10T11:21:49.898172
C_Target_VRE | Secondary Techs | PWROILINDSO | TotalAnnualMaxCapacityInvestment | 2045 | 0.21646 | lid_adequacy_scaled | 2026-07-10T11:21:49.898172
C_Target_VRE | Secondary Techs | PWROILINDSO | TotalAnnualMaxCapacityInvestment | 2046 | 0.26778 | lid_adequacy_scaled | 2026-07-10T11:21:49.898172
C_Target_VRE | Secondary Techs | PWROILINDSO | TotalAnnualMaxCapacityInvestment | 2047 | 0.31493 | lid_adequacy_scaled | 2026-07-10T11:21:49.898172
C_Target_VRE | Secondary Techs | PWROILINDSO | TotalAnnualMaxCapacityInvestment | 2048 | 0.35873 | lid_adequacy_scaled | 2026-07-10T11:21:49.898172
C_Target_VRE | Secondary Techs | PWROILINDSO | TotalAnnualMaxCapacityInvestment | 2049 | 0.39983 | lid_adequacy_scaled | 2026-07-10T11:21:49.898172
C_Target_VRE | Secondary Techs | PWROILINDSO | TotalAnnualMaxCapacityInvestment | 2050 | 0.43878 | lid_adequacy_scaled | 2026-07-10T11:21:49.898172
C_Target_VRE | Secondary Techs | PWRURNINDSO | TotalAnnualMaxCapacityInvestment | 2023 | 0.1 | lid_floor | 2026-07-10T11:21:49.898172
C_Target_VRE | Secondary Techs | PWRURNINDSO | TotalAnnualMaxCapacityInvestment | 2024 | 0.505 | untie_min_inv | 2026-07-10T11:21:49.898172
C_Target_VRE | Secondary Techs | PWRURNINDSO | TotalAnnualMaxCapacityInvestment | 2025 | 4.04 | untie_min_inv | 2026-07-10T11:21:49.898172
C_Target_VRE | Secondary Techs | PWRURNINDSO | TotalAnnualMaxCapacityInvestment | 2026 | 0.2343 | lid_fill | 2026-07-10T11:21:49.898172
C_Target_VRE | Secondary Techs | PWRURNINDSO | TotalAnnualMaxCapacityInvestment | 2027 | 0.23702 | lid_fill | 2026-07-10T11:21:49.898172
C_Target_VRE | Secondary Techs | PWRURNINDSO | TotalAnnualMaxCapacityInvestment | 2028 | 0.25512 | lid_relaxed | 2026-07-10T11:21:49.898172
C_Target_VRE | Secondary Techs | PWRURNINDSO | TotalAnnualMaxCapacityInvestment | 2029 | 0.23858 | lid_relaxed | 2026-07-10T11:21:49.898172
C_Target_VRE | Secondary Techs | PWRURNINDSO | TotalAnnualMaxCapacityInvestment | 2030 | 0.16877 | lid_relaxed | 2026-07-10T11:21:49.898172
C_Target_VRE | Secondary Techs | PWRURNINDSO | TotalAnnualMaxCapacityInvestment | 2031 | 0.16229 | lid_relaxed | 2026-07-10T11:21:49.898172
C_Target_VRE | Secondary Techs | PWRURNINDSO | TotalAnnualMaxCapacityInvestment | 2032 | 0.2101 | lid_relaxed | 2026-07-10T11:21:49.898172
C_Target_VRE | Secondary Techs | PWRURNINDSO | TotalAnnualMaxCapacityInvestment | 2033 | 0.20913 | lid_relaxed | 2026-07-10T11:21:49.898172
C_Target_VRE | Secondary Techs | PWRURNINDSO | TotalAnnualMaxCapacityInvestment | 2034 | 0.20763 | lid_relaxed | 2026-07-10T11:21:49.898172
C_Target_VRE | Secondary Techs | PWRURNINDSO | TotalAnnualMaxCapacityInvestment | 2035 | 0.2056 | lid_relaxed | 2026-07-10T11:21:49.898172
C_Target_VRE | Secondary Techs | PWRURNINDSO | TotalAnnualMaxCapacityInvestment | 2036 | 0.20304 | lid_relaxed | 2026-07-10T11:21:49.898172
C_Target_VRE | Secondary Techs | PWRURNINDSO | TotalAnnualMaxCapacityInvestment | 2037 | 0.22183 | lid_relaxed | 2026-07-10T11:21:49.898172
C_Target_VRE | Secondary Techs | PWRURNINDSO | TotalAnnualMaxCapacityInvestment | 2038 | 0.21819 | lid_relaxed | 2026-07-10T11:21:49.898172
C_Target_VRE | Secondary Techs | PWRURNINDSO | TotalAnnualMaxCapacityInvestment | 2039 | 0.21398 | lid_relaxed | 2026-07-10T11:21:49.898172
C_Target_VRE | Secondary Techs | PWRURNINDSO | TotalAnnualMaxCapacityInvestment | 2040 | 0.19936 | lid_relaxed | 2026-07-10T11:21:49.898172
C_Target_VRE | Secondary Techs | PWRURNINDSO | TotalAnnualMaxCapacityInvestment | 2041 | 0.19822 | lid_family_capped | 2026-07-10T11:21:49.898172
C_Target_VRE | Secondary Techs | PWRURNINDSO | TotalAnnualMaxCapacityInvestment | 2042 | 0.22831 | lid_family_capped | 2026-07-10T11:21:49.898172
C_Target_VRE | Secondary Techs | PWRURNINDSO | TotalAnnualMaxCapacityInvestment | 2043 | 0.3131 | lid_adequacy_scaled | 2026-07-10T11:21:49.898172
C_Target_VRE | Secondary Techs | PWRURNINDSO | TotalAnnualMaxCapacityInvestment | 2044 | 0.41282 | lid_adequacy_scaled | 2026-07-10T11:21:49.898172
C_Target_VRE | Secondary Techs | PWRURNINDSO | TotalAnnualMaxCapacityInvestment | 2045 | 0.51069 | lid_adequacy_scaled | 2026-07-10T11:21:49.898172
C_Target_VRE | Secondary Techs | PWRURNINDSO | TotalAnnualMaxCapacityInvestment | 2046 | 0.63775 | lid_adequacy_scaled | 2026-07-10T11:21:49.898172
C_Target_VRE | Secondary Techs | PWRURNINDSO | TotalAnnualMaxCapacityInvestment | 2047 | 0.7565 | lid_adequacy_scaled | 2026-07-10T11:21:49.898172
C_Target_VRE | Secondary Techs | PWRURNINDSO | TotalAnnualMaxCapacityInvestment | 2048 | 0.86832 | lid_adequacy_scaled | 2026-07-10T11:21:49.898172
C_Target_VRE | Secondary Techs | PWRURNINDSO | TotalAnnualMaxCapacityInvestment | 2049 | 0.97431 | lid_adequacy_scaled | 2026-07-10T11:21:49.898172
C_Target_VRE | Secondary Techs | PWRURNINDSO | TotalAnnualMaxCapacityInvestment | 2050 | 1.0753 | lid_adequacy_scaled | 2026-07-10T11:21:49.898172
C_Target_VRE | Secondary Techs | PWRCOABGDXX | TotalAnnualMaxCapacityInvestment | 2023 | 0 | lid_floor_suppressed | 2026-07-10T11:21:49.898172
C_Target_VRE | Secondary Techs | PWRCOABGDXX | TotalAnnualMaxCapacityInvestment | 2024 | 0.39701 | lid_fill | 2026-07-10T11:21:49.898172
C_Target_VRE | Secondary Techs | PWRCOABGDXX | TotalAnnualMaxCapacityInvestment | 2025 | 1.3332 | untie_min_inv | 2026-07-10T11:21:49.898172
C_Target_VRE | Secondary Techs | PWRCOABGDXX | TotalAnnualMaxCapacityInvestment | 2026 | 0.45269 | lid_fill | 2026-07-10T11:21:49.898172
C_Target_VRE | Secondary Techs | PWRCOABGDXX | TotalAnnualMaxCapacityInvestment | 2027 | 0.48337 | lid_fill | 2026-07-10T11:21:49.898172
C_Target_VRE | Secondary Techs | PWRCOABGDXX | TotalAnnualMaxCapacityInvestment | 2028 | 0.51616 | lid_family_capped | 2026-07-10T11:21:49.898172
C_Target_VRE | Secondary Techs | PWRCOABGDXX | TotalAnnualMaxCapacityInvestment | 2029 | 0.34759 | lid_family_capped | 2026-07-10T11:21:49.898172
C_Target_VRE | Secondary Techs | PWRCOABGDXX | TotalAnnualMaxCapacityInvestment | 2030 | 0.35734 | lid_family_capped | 2026-07-10T11:21:49.898172
C_Target_VRE | Secondary Techs | PWRCOABGDXX | TotalAnnualMaxCapacityInvestment | 2031 | 0.24388 | lid_family_capped | 2026-07-10T11:21:49.898172
C_Target_VRE | Secondary Techs | PWRCOABGDXX | TotalAnnualMaxCapacityInvestment | 2032 | 0.24467 | lid_family_capped | 2026-07-10T11:21:49.898172
C_Target_VRE | Secondary Techs | PWRCOABGDXX | TotalAnnualMaxCapacityInvestment | 2033 | 0.24485 | lid_family_capped | 2026-07-10T11:21:49.898172
C_Target_VRE | Secondary Techs | PWRCOABGDXX | TotalAnnualMaxCapacityInvestment | 2034 | 0.24435 | lid_family_capped | 2026-07-10T11:21:49.898172
C_Target_VRE | Secondary Techs | PWRCOABGDXX | TotalAnnualMaxCapacityInvestment | 2035 | 0.2431 | lid_family_capped | 2026-07-10T11:21:49.898172
C_Target_VRE | Secondary Techs | PWRCOABGDXX | TotalAnnualMaxCapacityInvestment | 2036 | 0.24101 | lid_family_capped | 2026-07-10T11:21:49.898172
C_Target_VRE | Secondary Techs | PWRCOABGDXX | TotalAnnualMaxCapacityInvestment | 2037 | 0.23798 | lid_family_capped | 2026-07-10T11:21:49.898172
C_Target_VRE | Secondary Techs | PWRCOABGDXX | TotalAnnualMaxCapacityInvestment | 2038 | 0.23397 | lid_family_capped | 2026-07-10T11:21:49.898172
C_Target_VRE | Secondary Techs | PWRCOABGDXX | TotalAnnualMaxCapacityInvestment | 2039 | 0.22883 | lid_family_capped | 2026-07-10T11:21:49.898172
C_Target_VRE | Secondary Techs | PWRCOABGDXX | TotalAnnualMaxCapacityInvestment | 2040 | 0.22247 | lid_family_capped | 2026-07-10T11:21:49.898172
C_Target_VRE | Secondary Techs | PWRCOABGDXX | TotalAnnualMaxCapacityInvestment | 2041 | 0.21477 | lid_family_capped | 2026-07-10T11:21:49.898172
C_Target_VRE | Secondary Techs | PWRCOABGDXX | TotalAnnualMaxCapacityInvestment | 2042 | 0.15614 | lid_adequacy_scaled | 2026-07-10T11:21:49.898172
C_Target_VRE | Secondary Techs | PWRCOABGDXX | TotalAnnualMaxCapacityInvestment | 2043 | 0.21141 | lid_adequacy_scaled | 2026-07-10T11:21:49.898172
C_Target_VRE | Secondary Techs | PWRCOABGDXX | TotalAnnualMaxCapacityInvestment | 2044 | 0.24235 | lid_adequacy_scaled | 2026-07-10T11:21:49.898172
C_Target_VRE | Secondary Techs | PWRCOABGDXX | TotalAnnualMaxCapacityInvestment | 2045 | 0.23779 | lid_adequacy_scaled | 2026-07-10T11:21:49.898172
C_Target_VRE | Secondary Techs | PWRCOABGDXX | TotalAnnualMaxCapacityInvestment | 2046 | 0.1838 | lid_adequacy_scaled | 2026-07-10T11:21:49.898172
C_Target_VRE | Secondary Techs | PWRCOABGDXX | TotalAnnualMaxCapacityInvestment | 2047 | 0.03837 | lid_adequacy_scaled | 2026-07-10T11:21:49.898172
C_Target_VRE | Secondary Techs | PWRCOABGDXX | TotalAnnualMaxCapacityInvestment | 2048 | 0 | lid_adequacy_scaled | 2026-07-10T11:21:49.898172
C_Target_VRE | Secondary Techs | PWRCOABGDXX | TotalAnnualMaxCapacityInvestment | 2049 | 0 | lid_adequacy_scaled | 2026-07-10T11:21:49.898172
C_Target_VRE | Secondary Techs | PWRCOABGDXX | TotalAnnualMaxCapacityInvestment | 2050 | 0 | lid_adequacy_scaled | 2026-07-10T11:21:49.898172
C_Target_VRE | Secondary Techs | PWRLDSINDNE | TotalAnnualMaxCapacityInvestment | 2023 | 9999 | exempt_maxcap_uncapped | 2026-07-10T11:21:49.898172
C_Target_VRE | Secondary Techs | PWRLDSINDNE | TotalAnnualMaxCapacityInvestment | 2024 | 9999 | exempt_maxcap_uncapped | 2026-07-10T11:21:49.898172
C_Target_VRE | Secondary Techs | PWRLDSINDNE | TotalAnnualMaxCapacityInvestment | 2025 | 9999 | exempt_maxcap_uncapped | 2026-07-10T11:21:49.898172
C_Target_VRE | Secondary Techs | PWRLDSINDNE | TotalAnnualMaxCapacityInvestment | 2026 | 9999 | exempt_maxcap_uncapped | 2026-07-10T11:21:49.898172
C_Target_VRE | Secondary Techs | PWRLDSINDNE | TotalAnnualMaxCapacityInvestment | 2027 | 9999 | exempt_maxcap_uncapped | 2026-07-10T11:21:49.898172
C_Target_VRE | Secondary Techs | PWRLDSINDNE | TotalAnnualMaxCapacityInvestment | 2028 | 9999 | exempt_maxcap_uncapped | 2026-07-10T11:21:49.898172
C_Target_VRE | Secondary Techs | PWRLDSINDNE | TotalAnnualMaxCapacityInvestment | 2029 | 9999 | exempt_maxcap_uncapped | 2026-07-10T11:21:49.898172
C_Target_VRE | Secondary Techs | PWRLDSINDNE | TotalAnnualMaxCapacityInvestment | 2030 | 9999 | exempt_maxcap_uncapped | 2026-07-10T11:21:49.898172
C_Target_VRE | Secondary Techs | PWRLDSINDNE | TotalAnnualMaxCapacityInvestment | 2031 | 9999 | exempt_maxcap_uncapped | 2026-07-10T11:21:49.898172
C_Target_VRE | Secondary Techs | PWRLDSINDNE | TotalAnnualMaxCapacityInvestment | 2032 | 9999 | exempt_maxcap_uncapped | 2026-07-10T11:21:49.898172
C_Target_VRE | Secondary Techs | PWRLDSINDNE | TotalAnnualMaxCapacityInvestment | 2033 | 9999 | exempt_maxcap_uncapped | 2026-07-10T11:21:49.898172
C_Target_VRE | Secondary Techs | PWRLDSINDNE | TotalAnnualMaxCapacityInvestment | 2034 | 9999 | exempt_maxcap_uncapped | 2026-07-10T11:21:49.898172
C_Target_VRE | Secondary Techs | PWRLDSINDNE | TotalAnnualMaxCapacityInvestment | 2035 | 9999 | exempt_maxcap_uncapped | 2026-07-10T11:21:49.898172
C_Target_VRE | Secondary Techs | PWRLDSINDNE | TotalAnnualMaxCapacityInvestment | 2036 | 9999 | exempt_maxcap_uncapped | 2026-07-10T11:21:49.898172
C_Target_VRE | Secondary Techs | PWRLDSINDNE | TotalAnnualMaxCapacityInvestment | 2037 | 9999 | exempt_maxcap_uncapped | 2026-07-10T11:21:49.898172
C_Target_VRE | Secondary Techs | PWRLDSINDNE | TotalAnnualMaxCapacityInvestment | 2038 | 9999 | exempt_maxcap_uncapped | 2026-07-10T11:21:49.898172
C_Target_VRE | Secondary Techs | PWRLDSINDNE | TotalAnnualMaxCapacityInvestment | 2039 | 9999 | exempt_maxcap_uncapped | 2026-07-10T11:21:49.898172
C_Target_VRE | Secondary Techs | PWRLDSINDNE | TotalAnnualMaxCapacityInvestment | 2040 | 9999 | exempt_maxcap_uncapped | 2026-07-10T11:21:49.898172
C_Target_VRE | Secondary Techs | PWRLDSINDNE | TotalAnnualMaxCapacityInvestment | 2041 | 9999 | exempt_maxcap_uncapped | 2026-07-10T11:21:49.898172
C_Target_VRE | Secondary Techs | PWRLDSINDNE | TotalAnnualMaxCapacityInvestment | 2042 | 9999 | exempt_maxcap_uncapped | 2026-07-10T11:21:49.898172
C_Target_VRE | Secondary Techs | PWRLDSINDNE | TotalAnnualMaxCapacityInvestment | 2043 | 9999 | exempt_maxcap_uncapped | 2026-07-10T11:21:49.898172
C_Target_VRE | Secondary Techs | PWRLDSINDNE | TotalAnnualMaxCapacityInvestment | 2044 | 9999 | exempt_maxcap_uncapped | 2026-07-10T11:21:49.898172
C_Target_VRE | Secondary Techs | PWRLDSINDNE | TotalAnnualMaxCapacityInvestment | 2045 | 9999 | exempt_maxcap_uncapped | 2026-07-10T11:21:49.898172
C_Target_VRE | Secondary Techs | PWRLDSINDNE | TotalAnnualMaxCapacityInvestment | 2046 | 9999 | exempt_maxcap_uncapped | 2026-07-10T11:21:49.898172
C_Target_VRE | Secondary Techs | PWRLDSINDNE | TotalAnnualMaxCapacityInvestment | 2047 | 9999 | exempt_maxcap_uncapped | 2026-07-10T11:21:49.898172
C_Target_VRE | Secondary Techs | PWRLDSINDNE | TotalAnnualMaxCapacityInvestment | 2048 | 9999 | exempt_maxcap_uncapped | 2026-07-10T11:21:49.898172
C_Target_VRE | Secondary Techs | PWRLDSINDNE | TotalAnnualMaxCapacityInvestment | 2049 | 9999 | exempt_maxcap_uncapped | 2026-07-10T11:21:49.898172
C_Target_VRE | Secondary Techs | PWRLDSINDNE | TotalAnnualMaxCapacityInvestment | 2050 | 9999 | exempt_maxcap_uncapped | 2026-07-10T11:21:49.898172
C_Target_VRE | Secondary Techs | PWRLDSINDNE | TotalAnnualMaxCapacityInvestment | 2023 | 9999 | exempt_uncapped | 2026-07-10T11:21:49.898172
C_Target_VRE | Secondary Techs | PWRLDSINDNE | TotalAnnualMaxCapacityInvestment | 2024 | 9999 | exempt_uncapped | 2026-07-10T11:21:49.898172
C_Target_VRE | Secondary Techs | PWRLDSINDNE | TotalAnnualMaxCapacityInvestment | 2025 | 9999 | exempt_uncapped | 2026-07-10T11:21:49.898172
C_Target_VRE | Secondary Techs | PWRLDSINDNE | TotalAnnualMaxCapacityInvestment | 2026 | 9999 | exempt_uncapped | 2026-07-10T11:21:49.898172
C_Target_VRE | Secondary Techs | PWRLDSINDNE | TotalAnnualMaxCapacityInvestment | 2027 | 9999 | exempt_uncapped | 2026-07-10T11:21:49.898172
C_Target_VRE | Secondary Techs | PWRLDSINDNE | TotalAnnualMaxCapacityInvestment | 2028 | 9999 | exempt_uncapped | 2026-07-10T11:21:49.898172
C_Target_VRE | Secondary Techs | PWRLDSINDNE | TotalAnnualMaxCapacityInvestment | 2029 | 9999 | exempt_uncapped | 2026-07-10T11:21:49.898172
C_Target_VRE | Secondary Techs | PWRLDSINDNE | TotalAnnualMaxCapacityInvestment | 2030 | 9999 | exempt_uncapped | 2026-07-10T11:21:49.898172
C_Target_VRE | Secondary Techs | PWRLDSINDNE | TotalAnnualMaxCapacityInvestment | 2031 | 9999 | exempt_uncapped | 2026-07-10T11:21:49.898172
C_Target_VRE | Secondary Techs | PWRLDSINDNE | TotalAnnualMaxCapacityInvestment | 2032 | 9999 | exempt_uncapped | 2026-07-10T11:21:49.898172
C_Target_VRE | Secondary Techs | PWRLDSINDNE | TotalAnnualMaxCapacityInvestment | 2033 | 9999 | exempt_uncapped | 2026-07-10T11:21:49.898172
C_Target_VRE | Secondary Techs | PWRLDSINDNE | TotalAnnualMaxCapacityInvestment | 2034 | 9999 | exempt_uncapped | 2026-07-10T11:21:49.898172
C_Target_VRE | Secondary Techs | PWRLDSINDNE | TotalAnnualMaxCapacityInvestment | 2035 | 9999 | exempt_uncapped | 2026-07-10T11:21:49.898172
C_Target_VRE | Secondary Techs | PWRLDSINDNE | TotalAnnualMaxCapacityInvestment | 2036 | 9999 | exempt_uncapped | 2026-07-10T11:21:49.898172
C_Target_VRE | Secondary Techs | PWRLDSINDNE | TotalAnnualMaxCapacityInvestment | 2037 | 9999 | exempt_uncapped | 2026-07-10T11:21:49.898172
C_Target_VRE | Secondary Techs | PWRLDSINDNE | TotalAnnualMaxCapacityInvestment | 2038 | 9999 | exempt_uncapped | 2026-07-10T11:21:49.898172
C_Target_VRE | Secondary Techs | PWRLDSINDNE | TotalAnnualMaxCapacityInvestment | 2039 | 9999 | exempt_uncapped | 2026-07-10T11:21:49.898172
C_Target_VRE | Secondary Techs | PWRLDSINDNE | TotalAnnualMaxCapacityInvestment | 2040 | 9999 | exempt_uncapped | 2026-07-10T11:21:49.898172
C_Target_VRE | Secondary Techs | PWRLDSINDNE | TotalAnnualMaxCapacityInvestment | 2041 | 9999 | exempt_uncapped | 2026-07-10T11:21:49.898172
C_Target_VRE | Secondary Techs | PWRLDSINDNE | TotalAnnualMaxCapacityInvestment | 2042 | 9999 | exempt_uncapped | 2026-07-10T11:21:49.898172
C_Target_VRE | Secondary Techs | PWRLDSINDNE | TotalAnnualMaxCapacityInvestment | 2043 | 9999 | exempt_uncapped | 2026-07-10T11:21:49.898172
C_Target_VRE | Secondary Techs | PWRLDSINDNE | TotalAnnualMaxCapacityInvestment | 2044 | 9999 | exempt_uncapped | 2026-07-10T11:21:49.898172
C_Target_VRE | Secondary Techs | PWRLDSINDNE | TotalAnnualMaxCapacityInvestment | 2045 | 9999 | exempt_uncapped | 2026-07-10T11:21:49.898172
C_Target_VRE | Secondary Techs | PWRLDSINDNE | TotalAnnualMaxCapacityInvestment | 2046 | 9999 | exempt_uncapped | 2026-07-10T11:21:49.898172
C_Target_VRE | Secondary Techs | PWRLDSINDNE | TotalAnnualMaxCapacityInvestment | 2047 | 9999 | exempt_uncapped | 2026-07-10T11:21:49.898172
C_Target_VRE | Secondary Techs | PWRLDSINDNE | TotalAnnualMaxCapacityInvestment | 2048 | 9999 | exempt_uncapped | 2026-07-10T11:21:49.898172
C_Target_VRE | Secondary Techs | PWRLDSINDNE | TotalAnnualMaxCapacityInvestment | 2049 | 9999 | exempt_uncapped | 2026-07-10T11:21:49.898172
C_Target_VRE | Secondary Techs | PWRLDSINDNE | TotalAnnualMaxCapacityInvestment | 2050 | 9999 | exempt_uncapped | 2026-07-10T11:21:49.898172
C_Target_VRE | Secondary Techs | PWRWASINDNO | TotalAnnualMaxCapacityInvestment | 2023 | 0 | lid_floor_suppressed | 2026-07-10T11:21:49.898172
C_Target_VRE | Secondary Techs | PWRWASINDNO | TotalAnnualMaxCapacityInvestment | 2024 | 0.014652 | lid_floor_suppressed | 2026-07-10T11:21:49.898172
C_Target_VRE | Secondary Techs | PWRWASINDNO | TotalAnnualMaxCapacityInvestment | 2025 | 0.015491 | lid_floor_suppressed | 2026-07-10T11:21:49.898172
C_Target_VRE | Secondary Techs | PWRWASINDNO | TotalAnnualMaxCapacityInvestment | 2026 | 0.016632 | lid_floor_suppressed | 2026-07-10T11:21:49.898172
C_Target_VRE | Secondary Techs | PWRWASINDNO | TotalAnnualMaxCapacityInvestment | 2027 | 0.017656 | lid_floor_suppressed | 2026-07-10T11:21:49.898172
C_Target_VRE | Secondary Techs | PWRWASINDNO | TotalAnnualMaxCapacityInvestment | 2028 | 0.018562 | lid_floor_suppressed | 2026-07-10T11:21:49.898172
C_Target_VRE | Secondary Techs | PWRWASINDNO | TotalAnnualMaxCapacityInvestment | 2029 | 0.016661 | lid_floor_suppressed | 2026-07-10T11:21:49.898172
C_Target_VRE | Secondary Techs | PWRWASINDNO | TotalAnnualMaxCapacityInvestment | 2030 | 0.011004 | lid_floor_suppressed | 2026-07-10T11:21:49.898172
C_Target_VRE | Secondary Techs | PWRWASINDNO | TotalAnnualMaxCapacityInvestment | 2031 | 0.010674 | lid_floor_suppressed | 2026-07-10T11:21:49.898172
C_Target_VRE | Secondary Techs | PWRWASINDNO | TotalAnnualMaxCapacityInvestment | 2032 | 0.012961 | lid_floor_suppressed | 2026-07-10T11:21:49.898172
C_Target_VRE | Secondary Techs | PWRWASINDNO | TotalAnnualMaxCapacityInvestment | 2033 | 0.012406 | lid_floor_suppressed | 2026-07-10T11:21:49.898172
C_Target_VRE | Secondary Techs | PWRWASINDNO | TotalAnnualMaxCapacityInvestment | 2034 | 0.011852 | lid_floor_suppressed | 2026-07-10T11:21:49.898172
C_Target_VRE | Secondary Techs | PWRWASINDNO | TotalAnnualMaxCapacityInvestment | 2035 | 0.011297 | lid_floor_suppressed | 2026-07-10T11:21:49.898172
C_Target_VRE | Secondary Techs | PWRWASINDNO | TotalAnnualMaxCapacityInvestment | 2036 | 0.010742 | lid_floor_suppressed | 2026-07-10T11:21:49.898172
C_Target_VRE | Secondary Techs | PWRWASINDNO | TotalAnnualMaxCapacityInvestment | 2037 | 0.011681 | lid_floor_suppressed | 2026-07-10T11:21:49.898172
C_Target_VRE | Secondary Techs | PWRWASINDNO | TotalAnnualMaxCapacityInvestment | 2038 | 0.011078 | lid_floor_suppressed | 2026-07-10T11:21:49.898172
C_Target_VRE | Secondary Techs | PWRWASINDNO | TotalAnnualMaxCapacityInvestment | 2039 | 0.010474 | lid_floor_suppressed | 2026-07-10T11:21:49.898172
C_Target_VRE | Secondary Techs | PWRWASINDNO | TotalAnnualMaxCapacityInvestment | 2040 | 0.0089187 | lid_floor_suppressed | 2026-07-10T11:21:49.898172
C_Target_VRE | Secondary Techs | PWRWASINDNO | TotalAnnualMaxCapacityInvestment | 2041 | 0.0092321 | lid_floor_suppressed | 2026-07-10T11:21:49.898172
C_Target_VRE | Secondary Techs | PWRWASINDNO | TotalAnnualMaxCapacityInvestment | 2042 | 0.010728 | lid_floor_suppressed | 2026-07-10T11:21:49.898172
C_Target_VRE | Secondary Techs | PWRWASINDNO | TotalAnnualMaxCapacityInvestment | 2043 | 0.015642 | lid_adequacy_scaled | 2026-07-10T11:21:49.898172
C_Target_VRE | Secondary Techs | PWRWASINDNO | TotalAnnualMaxCapacityInvestment | 2044 | 0.020608 | lid_adequacy_scaled | 2026-07-10T11:21:49.898172
C_Target_VRE | Secondary Techs | PWRWASINDNO | TotalAnnualMaxCapacityInvestment | 2045 | 0.025439 | lid_adequacy_scaled | 2026-07-10T11:21:49.898172
C_Target_VRE | Secondary Techs | PWRWASINDNO | TotalAnnualMaxCapacityInvestment | 2046 | 0.031831 | lid_adequacy_scaled | 2026-07-10T11:21:49.898172
C_Target_VRE | Secondary Techs | PWRWASINDNO | TotalAnnualMaxCapacityInvestment | 2047 | 0.037781 | lid_adequacy_scaled | 2026-07-10T11:21:49.898172
C_Target_VRE | Secondary Techs | PWRWASINDNO | TotalAnnualMaxCapacityInvestment | 2048 | 0.043381 | lid_adequacy_scaled | 2026-07-10T11:21:49.898172
C_Target_VRE | Secondary Techs | PWRWASINDNO | TotalAnnualMaxCapacityInvestment | 2049 | 0.048681 | lid_adequacy_scaled | 2026-07-10T11:21:49.898172
C_Target_VRE | Secondary Techs | PWRWASINDNO | TotalAnnualMaxCapacityInvestment | 2050 | 0.053722 | lid_adequacy_scaled | 2026-07-10T11:21:49.898172
C_Target_VRE | Secondary Techs | PWRSDSINDNO | TotalAnnualMaxCapacityInvestment | 2023 | 9999 | exempt_maxcap_uncapped | 2026-07-10T11:21:49.898172
C_Target_VRE | Secondary Techs | PWRSDSINDNO | TotalAnnualMaxCapacityInvestment | 2024 | 9999 | exempt_maxcap_uncapped | 2026-07-10T11:21:49.898172
C_Target_VRE | Secondary Techs | PWRSDSINDNO | TotalAnnualMaxCapacityInvestment | 2025 | 9999 | exempt_maxcap_uncapped | 2026-07-10T11:21:49.898172
C_Target_VRE | Secondary Techs | PWRSDSINDNO | TotalAnnualMaxCapacityInvestment | 2026 | 9999 | exempt_maxcap_uncapped | 2026-07-10T11:21:49.898172
C_Target_VRE | Secondary Techs | PWRSDSINDNO | TotalAnnualMaxCapacityInvestment | 2027 | 9999 | exempt_maxcap_uncapped | 2026-07-10T11:21:49.898172
C_Target_VRE | Secondary Techs | PWRSDSINDNO | TotalAnnualMaxCapacityInvestment | 2028 | 9999 | exempt_maxcap_uncapped | 2026-07-10T11:21:49.898172
C_Target_VRE | Secondary Techs | PWRSDSINDNO | TotalAnnualMaxCapacityInvestment | 2029 | 9999 | exempt_maxcap_uncapped | 2026-07-10T11:21:49.898172
C_Target_VRE | Secondary Techs | PWRSDSINDNO | TotalAnnualMaxCapacityInvestment | 2030 | 9999 | exempt_maxcap_uncapped | 2026-07-10T11:21:49.898172
C_Target_VRE | Secondary Techs | PWRSDSINDNO | TotalAnnualMaxCapacityInvestment | 2031 | 9999 | exempt_maxcap_uncapped | 2026-07-10T11:21:49.898172
C_Target_VRE | Secondary Techs | PWRSDSINDNO | TotalAnnualMaxCapacityInvestment | 2032 | 9999 | exempt_maxcap_uncapped | 2026-07-10T11:21:49.898172
C_Target_VRE | Secondary Techs | PWRSDSINDNO | TotalAnnualMaxCapacityInvestment | 2033 | 9999 | exempt_maxcap_uncapped | 2026-07-10T11:21:49.898172
C_Target_VRE | Secondary Techs | PWRSDSINDNO | TotalAnnualMaxCapacityInvestment | 2034 | 9999 | exempt_maxcap_uncapped | 2026-07-10T11:21:49.898172
C_Target_VRE | Secondary Techs | PWRSDSINDNO | TotalAnnualMaxCapacityInvestment | 2035 | 9999 | exempt_maxcap_uncapped | 2026-07-10T11:21:49.898172
C_Target_VRE | Secondary Techs | PWRSDSINDNO | TotalAnnualMaxCapacityInvestment | 2036 | 9999 | exempt_maxcap_uncapped | 2026-07-10T11:21:49.898172
C_Target_VRE | Secondary Techs | PWRSDSINDNO | TotalAnnualMaxCapacityInvestment | 2037 | 9999 | exempt_maxcap_uncapped | 2026-07-10T11:21:49.898172
C_Target_VRE | Secondary Techs | PWRSDSINDNO | TotalAnnualMaxCapacityInvestment | 2038 | 9999 | exempt_maxcap_uncapped | 2026-07-10T11:21:49.898172
C_Target_VRE | Secondary Techs | PWRSDSINDNO | TotalAnnualMaxCapacityInvestment | 2039 | 9999 | exempt_maxcap_uncapped | 2026-07-10T11:21:49.898172
C_Target_VRE | Secondary Techs | PWRSDSINDNO | TotalAnnualMaxCapacityInvestment | 2040 | 9999 | exempt_maxcap_uncapped | 2026-07-10T11:21:49.898172
C_Target_VRE | Secondary Techs | PWRSDSINDNO | TotalAnnualMaxCapacityInvestment | 2041 | 9999 | exempt_maxcap_uncapped | 2026-07-10T11:21:49.898172
C_Target_VRE | Secondary Techs | PWRSDSINDNO | TotalAnnualMaxCapacityInvestment | 2042 | 9999 | exempt_maxcap_uncapped | 2026-07-10T11:21:49.898172
C_Target_VRE | Secondary Techs | PWRSDSINDNO | TotalAnnualMaxCapacityInvestment | 2043 | 9999 | exempt_maxcap_uncapped | 2026-07-10T11:21:49.898172
C_Target_VRE | Secondary Techs | PWRSDSINDNO | TotalAnnualMaxCapacityInvestment | 2044 | 9999 | exempt_maxcap_uncapped | 2026-07-10T11:21:49.898172
C_Target_VRE | Secondary Techs | PWRSDSINDNO | TotalAnnualMaxCapacityInvestment | 2045 | 9999 | exempt_maxcap_uncapped | 2026-07-10T11:21:49.898172
C_Target_VRE | Secondary Techs | PWRSDSINDNO | TotalAnnualMaxCapacityInvestment | 2046 | 9999 | exempt_maxcap_uncapped | 2026-07-10T11:21:49.898172
C_Target_VRE | Secondary Techs | PWRSDSINDNO | TotalAnnualMaxCapacityInvestment | 2047 | 9999 | exempt_maxcap_uncapped | 2026-07-10T11:21:49.898172
C_Target_VRE | Secondary Techs | PWRSDSINDNO | TotalAnnualMaxCapacityInvestment | 2048 | 9999 | exempt_maxcap_uncapped | 2026-07-10T11:21:49.898172
C_Target_VRE | Secondary Techs | PWRSDSINDNO | TotalAnnualMaxCapacityInvestment | 2049 | 9999 | exempt_maxcap_uncapped | 2026-07-10T11:21:49.898172
C_Target_VRE | Secondary Techs | PWRSDSINDNO | TotalAnnualMaxCapacityInvestment | 2050 | 9999 | exempt_maxcap_uncapped | 2026-07-10T11:21:49.898172
C_Target_VRE | Secondary Techs | PWRSDSINDNO | TotalAnnualMaxCapacityInvestment | 2023 | 9999 | exempt_uncapped | 2026-07-10T11:21:49.898172
C_Target_VRE | Secondary Techs | PWRSDSINDNO | TotalAnnualMaxCapacityInvestment | 2024 | 9999 | exempt_uncapped | 2026-07-10T11:21:49.898172
C_Target_VRE | Secondary Techs | PWRSDSINDNO | TotalAnnualMaxCapacityInvestment | 2025 | 9999 | exempt_uncapped | 2026-07-10T11:21:49.898172
C_Target_VRE | Secondary Techs | PWRSDSINDNO | TotalAnnualMaxCapacityInvestment | 2026 | 9999 | exempt_uncapped | 2026-07-10T11:21:49.898172
C_Target_VRE | Secondary Techs | PWRSDSINDNO | TotalAnnualMaxCapacityInvestment | 2027 | 9999 | exempt_uncapped | 2026-07-10T11:21:49.898172
C_Target_VRE | Secondary Techs | PWRSDSINDNO | TotalAnnualMaxCapacityInvestment | 2028 | 9999 | exempt_uncapped | 2026-07-10T11:21:49.898172
C_Target_VRE | Secondary Techs | PWRSDSINDNO | TotalAnnualMaxCapacityInvestment | 2029 | 9999 | exempt_uncapped | 2026-07-10T11:21:49.898172
C_Target_VRE | Secondary Techs | PWRSDSINDNO | TotalAnnualMaxCapacityInvestment | 2030 | 9999 | exempt_uncapped | 2026-07-10T11:21:49.898172
C_Target_VRE | Secondary Techs | PWRSDSINDNO | TotalAnnualMaxCapacityInvestment | 2031 | 9999 | exempt_uncapped | 2026-07-10T11:21:49.898172
C_Target_VRE | Secondary Techs | PWRSDSINDNO | TotalAnnualMaxCapacityInvestment | 2032 | 9999 | exempt_uncapped | 2026-07-10T11:21:49.898172
C_Target_VRE | Secondary Techs | PWRSDSINDNO | TotalAnnualMaxCapacityInvestment | 2033 | 9999 | exempt_uncapped | 2026-07-10T11:21:49.898172
C_Target_VRE | Secondary Techs | PWRSDSINDNO | TotalAnnualMaxCapacityInvestment | 2034 | 9999 | exempt_uncapped | 2026-07-10T11:21:49.898172
C_Target_VRE | Secondary Techs | PWRSDSINDNO | TotalAnnualMaxCapacityInvestment | 2035 | 9999 | exempt_uncapped | 2026-07-10T11:21:49.898172
C_Target_VRE | Secondary Techs | PWRSDSINDNO | TotalAnnualMaxCapacityInvestment | 2036 | 9999 | exempt_uncapped | 2026-07-10T11:21:49.898172
C_Target_VRE | Secondary Techs | PWRSDSINDNO | TotalAnnualMaxCapacityInvestment | 2037 | 9999 | exempt_uncapped | 2026-07-10T11:21:49.898172
C_Target_VRE | Secondary Techs | PWRSDSINDNO | TotalAnnualMaxCapacityInvestment | 2038 | 9999 | exempt_uncapped | 2026-07-10T11:21:49.898172
C_Target_VRE | Secondary Techs | PWRSDSINDNO | TotalAnnualMaxCapacityInvestment | 2039 | 9999 | exempt_uncapped | 2026-07-10T11:21:49.898172
C_Target_VRE | Secondary Techs | PWRSDSINDNO | TotalAnnualMaxCapacityInvestment | 2040 | 9999 | exempt_uncapped | 2026-07-10T11:21:49.898172
C_Target_VRE | Secondary Techs | PWRSDSINDNO | TotalAnnualMaxCapacityInvestment | 2041 | 9999 | exempt_uncapped | 2026-07-10T11:21:49.898172
C_Target_VRE | Secondary Techs | PWRSDSINDNO | TotalAnnualMaxCapacityInvestment | 2042 | 9999 | exempt_uncapped | 2026-07-10T11:21:49.898172
C_Target_VRE | Secondary Techs | PWRSDSINDNO | TotalAnnualMaxCapacityInvestment | 2043 | 9999 | exempt_uncapped | 2026-07-10T11:21:49.898172
C_Target_VRE | Secondary Techs | PWRSDSINDNO | TotalAnnualMaxCapacityInvestment | 2044 | 9999 | exempt_uncapped | 2026-07-10T11:21:49.898172
C_Target_VRE | Secondary Techs | PWRSDSINDNO | TotalAnnualMaxCapacityInvestment | 2045 | 9999 | exempt_uncapped | 2026-07-10T11:21:49.898172
C_Target_VRE | Secondary Techs | PWRSDSINDNO | TotalAnnualMaxCapacityInvestment | 2046 | 9999 | exempt_uncapped | 2026-07-10T11:21:49.898172
C_Target_VRE | Secondary Techs | PWRSDSINDNO | TotalAnnualMaxCapacityInvestment | 2047 | 9999 | exempt_uncapped | 2026-07-10T11:21:49.898172
C_Target_VRE | Secondary Techs | PWRSDSINDNO | TotalAnnualMaxCapacityInvestment | 2048 | 9999 | exempt_uncapped | 2026-07-10T11:21:49.898172
C_Target_VRE | Secondary Techs | PWRSDSINDNO | TotalAnnualMaxCapacityInvestment | 2049 | 9999 | exempt_uncapped | 2026-07-10T11:21:49.898172
C_Target_VRE | Secondary Techs | PWRSDSINDNO | TotalAnnualMaxCapacityInvestment | 2050 | 9999 | exempt_uncapped | 2026-07-10T11:21:49.898172
C_Target_VRE | Secondary Techs | PWRWONBTNXX | TotalAnnualMaxCapacityInvestment | 2023 | 0.1 | lid_floor | 2026-07-10T11:21:49.898172
C_Target_VRE | Secondary Techs | PWRWONBTNXX | TotalAnnualMaxCapacityInvestment | 2024 | 0.1 | lid_floor | 2026-07-10T11:21:49.898172
C_Target_VRE | Secondary Techs | PWRWONBTNXX | TotalAnnualMaxCapacityInvestment | 2025 | 0.1 | lid_floor | 2026-07-10T11:21:49.898172
C_Target_VRE | Secondary Techs | PWRWONBTNXX | TotalAnnualMaxCapacityInvestment | 2026 | 0.1 | lid_floor | 2026-07-10T11:21:49.898172
C_Target_VRE | Secondary Techs | PWRWONBTNXX | TotalAnnualMaxCapacityInvestment | 2027 | 0.1 | lid_floor | 2026-07-10T11:21:49.898172
C_Target_VRE | Secondary Techs | PWRWONBTNXX | TotalAnnualMaxCapacityInvestment | 2028 | 0.1 | lid_floor | 2026-07-10T11:21:49.898172
C_Target_VRE | Secondary Techs | PWRWONBTNXX | TotalAnnualMaxCapacityInvestment | 2029 | 0.1 | lid_floor | 2026-07-10T11:21:49.898172
C_Target_VRE | Secondary Techs | PWRWONBTNXX | TotalAnnualMaxCapacityInvestment | 2030 | 0.1 | lid_floor | 2026-07-10T11:21:49.898172
C_Target_VRE | Secondary Techs | PWRWONBTNXX | TotalAnnualMaxCapacityInvestment | 2031 | 0.1 | lid_floor | 2026-07-10T11:21:49.898172
C_Target_VRE | Secondary Techs | PWRWONBTNXX | TotalAnnualMaxCapacityInvestment | 2032 | 0.1 | lid_floor | 2026-07-10T11:21:49.898172
C_Target_VRE | Secondary Techs | PWRWONBTNXX | TotalAnnualMaxCapacityInvestment | 2033 | 0.1 | lid_floor | 2026-07-10T11:21:49.898172
C_Target_VRE | Secondary Techs | PWRWONBTNXX | TotalAnnualMaxCapacityInvestment | 2034 | 0.1 | lid_floor | 2026-07-10T11:21:49.898172
C_Target_VRE | Secondary Techs | PWRWONBTNXX | TotalAnnualMaxCapacityInvestment | 2035 | 0.1 | lid_floor | 2026-07-10T11:21:49.898172
C_Target_VRE | Secondary Techs | PWRWONBTNXX | TotalAnnualMaxCapacityInvestment | 2036 | 0.1 | lid_floor | 2026-07-10T11:21:49.898172
C_Target_VRE | Secondary Techs | PWRWONBTNXX | TotalAnnualMaxCapacityInvestment | 2037 | 0.1 | lid_floor | 2026-07-10T11:21:49.898172
C_Target_VRE | Secondary Techs | PWRWONBTNXX | TotalAnnualMaxCapacityInvestment | 2038 | 0.1 | lid_floor | 2026-07-10T11:21:49.898172
C_Target_VRE | Secondary Techs | PWRWONBTNXX | TotalAnnualMaxCapacityInvestment | 2039 | 0.1 | lid_floor | 2026-07-10T11:21:49.898172
C_Target_VRE | Secondary Techs | PWRWONBTNXX | TotalAnnualMaxCapacityInvestment | 2040 | 0.1 | lid_floor | 2026-07-10T11:21:49.898172
C_Target_VRE | Secondary Techs | PWRWONBTNXX | TotalAnnualMaxCapacityInvestment | 2041 | 0.1 | lid_floor | 2026-07-10T11:21:49.898172
C_Target_VRE | Secondary Techs | PWRWONBTNXX | TotalAnnualMaxCapacityInvestment | 2042 | 0.1 | lid_floor | 2026-07-10T11:21:49.898172
C_Target_VRE | Secondary Techs | PWRWONBTNXX | TotalAnnualMaxCapacityInvestment | 2043 | 0.1 | lid_floor | 2026-07-10T11:21:49.898172
C_Target_VRE | Secondary Techs | PWRWONBTNXX | TotalAnnualMaxCapacityInvestment | 2044 | 0.1 | lid_floor | 2026-07-10T11:21:49.898172
C_Target_VRE | Secondary Techs | PWRWONBTNXX | TotalAnnualMaxCapacityInvestment | 2045 | 0.1 | lid_floor | 2026-07-10T11:21:49.898172
C_Target_VRE | Secondary Techs | PWRWONBTNXX | TotalAnnualMaxCapacityInvestment | 2046 | 0.1 | lid_floor | 2026-07-10T11:21:49.898172
C_Target_VRE | Secondary Techs | PWRWONBTNXX | TotalAnnualMaxCapacityInvestment | 2047 | 0.1 | lid_floor | 2026-07-10T11:21:49.898172
C_Target_VRE | Secondary Techs | PWRWONBTNXX | TotalAnnualMaxCapacityInvestment | 2048 | 0.1 | lid_floor | 2026-07-10T11:21:49.898172
C_Target_VRE | Secondary Techs | PWRWONBTNXX | TotalAnnualMaxCapacityInvestment | 2049 | 0.1 | lid_floor | 2026-07-10T11:21:49.898172
C_Target_VRE | Secondary Techs | PWRWONBTNXX | TotalAnnualMaxCapacityInvestment | 2050 | 0.1 | lid_floor | 2026-07-10T11:21:49.898172
C_Target_VRE | Secondary Techs | PWRHYDINDWE | TotalAnnualMaxCapacityInvestment | 2023 | 0.1 | lid_floor | 2026-07-10T11:21:49.898172
C_Target_VRE | Secondary Techs | PWRHYDINDWE | TotalAnnualMaxCapacityInvestment | 2024 | 0.45397 | lid_fill | 2026-07-10T11:21:49.898172
C_Target_VRE | Secondary Techs | PWRHYDINDWE | TotalAnnualMaxCapacityInvestment | 2025 | 0.49673 | lid_fill | 2026-07-10T11:21:49.898172
C_Target_VRE | Secondary Techs | PWRHYDINDWE | TotalAnnualMaxCapacityInvestment | 2026 | 1.9392 | untie_min_inv | 2026-07-10T11:21:49.898172
C_Target_VRE | Secondary Techs | PWRHYDINDWE | TotalAnnualMaxCapacityInvestment | 2027 | 0.54008 | lid_fill | 2026-07-10T11:21:49.898172
C_Target_VRE | Secondary Techs | PWRHYDINDWE | TotalAnnualMaxCapacityInvestment | 2028 | 2.525 | untie_min_inv | 2026-07-10T11:21:49.898172
C_Target_VRE | Secondary Techs | PWRHYDINDWE | TotalAnnualMaxCapacityInvestment | 2029 | 0.51138 | lid_relaxed | 2026-07-10T11:21:49.898172
C_Target_VRE | Secondary Techs | PWRHYDINDWE | TotalAnnualMaxCapacityInvestment | 2030 | 0.18427 | lid_relaxed | 2026-07-10T11:21:49.898172
C_Target_VRE | Secondary Techs | PWRHYDINDWE | TotalAnnualMaxCapacityInvestment | 2031 | 0.15572 | lid_relaxed | 2026-07-10T11:21:49.898172
C_Target_VRE | Secondary Techs | PWRHYDINDWE | TotalAnnualMaxCapacityInvestment | 2032 | 0.3535 | lid_relaxed | 2026-07-10T11:21:49.898172
C_Target_VRE | Secondary Techs | PWRHYDINDWE | TotalAnnualMaxCapacityInvestment | 2033 | 0.33872 | lid_relaxed | 2026-07-10T11:21:49.898172
C_Target_VRE | Secondary Techs | PWRHYDINDWE | TotalAnnualMaxCapacityInvestment | 2034 | 0.32217 | lid_relaxed | 2026-07-10T11:21:49.898172
C_Target_VRE | Secondary Techs | PWRHYDINDWE | TotalAnnualMaxCapacityInvestment | 2035 | 0.4848 | untie_min_inv | 2026-07-10T11:21:49.898172
C_Target_VRE | Secondary Techs | PWRHYDINDWE | TotalAnnualMaxCapacityInvestment | 2036 | 0.28384 | lid_relaxed | 2026-07-10T11:21:49.898172
C_Target_VRE | Secondary Techs | PWRHYDINDWE | TotalAnnualMaxCapacityInvestment | 2037 | 0.32913 | lid_relaxed | 2026-07-10T11:21:49.898172
C_Target_VRE | Secondary Techs | PWRHYDINDWE | TotalAnnualMaxCapacityInvestment | 2038 | 0.3043 | lid_relaxed | 2026-07-10T11:21:49.898172
C_Target_VRE | Secondary Techs | PWRHYDINDWE | TotalAnnualMaxCapacityInvestment | 2039 | 0.27754 | lid_relaxed | 2026-07-10T11:21:49.898172
C_Target_VRE | Secondary Techs | PWRHYDINDWE | TotalAnnualMaxCapacityInvestment | 2040 | 0.24883 | lid_relaxed | 2026-07-10T11:21:49.898172
C_Target_VRE | Secondary Techs | PWRHYDINDWE | TotalAnnualMaxCapacityInvestment | 2041 | 0.2494 | lid_adequacy_scaled | 2026-07-10T11:21:49.898172
C_Target_VRE | Secondary Techs | PWRHYDINDWE | TotalAnnualMaxCapacityInvestment | 2042 | 0.52993 | lid_adequacy_scaled | 2026-07-10T11:21:49.898172
C_Target_VRE | Secondary Techs | PWRHYDINDWE | TotalAnnualMaxCapacityInvestment | 2043 | 0.8309 | lid_adequacy_scaled | 2026-07-10T11:21:49.898172
C_Target_VRE | Secondary Techs | PWRHYDINDWE | TotalAnnualMaxCapacityInvestment | 2044 | 1.1538 | lid_adequacy_scaled | 2026-07-10T11:21:49.898172
C_Target_VRE | Secondary Techs | PWRHYDINDWE | TotalAnnualMaxCapacityInvestment | 2045 | 1.4969 | lid_adequacy_scaled | 2026-07-10T11:21:49.898172
C_Target_VRE | Secondary Techs | PWRHYDINDWE | TotalAnnualMaxCapacityInvestment | 2046 | 2.0649 | lid_adequacy_scaled | 2026-07-10T11:21:49.898172
C_Target_VRE | Secondary Techs | PWRHYDINDWE | TotalAnnualMaxCapacityInvestment | 2047 | 2.6749 | lid_adequacy_scaled | 2026-07-10T11:21:49.898172
C_Target_VRE | Secondary Techs | PWRHYDINDWE | TotalAnnualMaxCapacityInvestment | 2048 | 3.3193 | lid_adequacy_scaled | 2026-07-10T11:21:49.898172
C_Target_VRE | Secondary Techs | PWRHYDINDWE | TotalAnnualMaxCapacityInvestment | 2049 | 3.9887 | lid_adequacy_scaled | 2026-07-10T11:21:49.898172
C_Target_VRE | Secondary Techs | PWRHYDINDWE | TotalAnnualMaxCapacityInvestment | 2050 | 4.6704 | lid_adequacy_scaled | 2026-07-10T11:21:49.898172
C_Target_VRE | Secondary Techs | PWRSPVBGDXX | TotalAnnualMaxCapacityInvestment | 2023 | 0.1 | lid_floor | 2026-07-10T11:21:49.898172
C_Target_VRE | Secondary Techs | PWRSPVBGDXX | TotalAnnualMaxCapacityInvestment | 2024 | 0.1 | lid_floor | 2026-07-10T11:21:49.898172
C_Target_VRE | Secondary Techs | PWRSPVBGDXX | TotalAnnualMaxCapacityInvestment | 2025 | 3.1159 | untie_min_inv | 2026-07-10T11:21:49.898172
C_Target_VRE | Secondary Techs | PWRSPVBGDXX | TotalAnnualMaxCapacityInvestment | 2026 | 0.1 | lid_floor | 2026-07-10T11:21:49.898172
C_Target_VRE | Secondary Techs | PWRSPVBGDXX | TotalAnnualMaxCapacityInvestment | 2027 | 0.1 | lid_floor | 2026-07-10T11:21:49.898172
C_Target_VRE | Secondary Techs | PWRSPVBGDXX | TotalAnnualMaxCapacityInvestment | 2028 | 0.1 | lid_floor | 2026-07-10T11:21:49.898172
C_Target_VRE | Secondary Techs | PWRSPVBGDXX | TotalAnnualMaxCapacityInvestment | 2029 | 0.1 | lid_floor | 2026-07-10T11:21:49.898172
C_Target_VRE | Secondary Techs | PWRSPVBGDXX | TotalAnnualMaxCapacityInvestment | 2030 | 0.1 | lid_floor | 2026-07-10T11:21:49.898172
C_Target_VRE | Secondary Techs | PWRSPVBGDXX | TotalAnnualMaxCapacityInvestment | 2031 | 0.1 | lid_floor | 2026-07-10T11:21:49.898172
C_Target_VRE | Secondary Techs | PWRSPVBGDXX | TotalAnnualMaxCapacityInvestment | 2032 | 0.1 | lid_floor | 2026-07-10T11:21:49.898172
C_Target_VRE | Secondary Techs | PWRSPVBGDXX | TotalAnnualMaxCapacityInvestment | 2033 | 0.1 | lid_floor | 2026-07-10T11:21:49.898172
C_Target_VRE | Secondary Techs | PWRSPVBGDXX | TotalAnnualMaxCapacityInvestment | 2034 | 0.1 | lid_floor | 2026-07-10T11:21:49.898172
C_Target_VRE | Secondary Techs | PWRSPVBGDXX | TotalAnnualMaxCapacityInvestment | 2035 | 0.1 | lid_floor | 2026-07-10T11:21:49.898172
C_Target_VRE | Secondary Techs | PWRSPVBGDXX | TotalAnnualMaxCapacityInvestment | 2036 | 0.1 | lid_floor | 2026-07-10T11:21:49.898172
C_Target_VRE | Secondary Techs | PWRSPVBGDXX | TotalAnnualMaxCapacityInvestment | 2037 | 0.1 | lid_floor | 2026-07-10T11:21:49.898172
C_Target_VRE | Secondary Techs | PWRSPVBGDXX | TotalAnnualMaxCapacityInvestment | 2038 | 0.1 | lid_floor | 2026-07-10T11:21:49.898172
C_Target_VRE | Secondary Techs | PWRSPVBGDXX | TotalAnnualMaxCapacityInvestment | 2039 | 0.1 | lid_floor | 2026-07-10T11:21:49.898172
C_Target_VRE | Secondary Techs | PWRSPVBGDXX | TotalAnnualMaxCapacityInvestment | 2040 | 0.1 | lid_floor | 2026-07-10T11:21:49.898172
C_Target_VRE | Secondary Techs | PWRSPVBGDXX | TotalAnnualMaxCapacityInvestment | 2041 | 0.1 | lid_floor | 2026-07-10T11:21:49.898172
C_Target_VRE | Secondary Techs | PWRSPVBGDXX | TotalAnnualMaxCapacityInvestment | 2042 | 0.18288 | lid_adequacy_scaled | 2026-07-10T11:21:49.898172
C_Target_VRE | Secondary Techs | PWRSPVBGDXX | TotalAnnualMaxCapacityInvestment | 2043 | 0.29424 | lid_adequacy_scaled | 2026-07-10T11:21:49.898172
C_Target_VRE | Secondary Techs | PWRSPVBGDXX | TotalAnnualMaxCapacityInvestment | 2044 | 0.42497 | lid_adequacy_scaled | 2026-07-10T11:21:49.898172
C_Target_VRE | Secondary Techs | PWRSPVBGDXX | TotalAnnualMaxCapacityInvestment | 2045 | 0.58277 | lid_adequacy_scaled | 2026-07-10T11:21:49.898172
C_Target_VRE | Secondary Techs | PWRSPVBGDXX | TotalAnnualMaxCapacityInvestment | 2046 | 0.7957 | lid_adequacy_scaled | 2026-07-10T11:21:49.898172
C_Target_VRE | Secondary Techs | PWRSPVBGDXX | TotalAnnualMaxCapacityInvestment | 2047 | 1.011 | lid_adequacy_scaled | 2026-07-10T11:21:49.898172
C_Target_VRE | Secondary Techs | PWRSPVBGDXX | TotalAnnualMaxCapacityInvestment | 2048 | 1.2063 | lid_adequacy_scaled | 2026-07-10T11:21:49.898172
C_Target_VRE | Secondary Techs | PWRSPVBGDXX | TotalAnnualMaxCapacityInvestment | 2049 | 1.392 | lid_adequacy_scaled | 2026-07-10T11:21:49.898172
C_Target_VRE | Secondary Techs | PWRSPVBGDXX | TotalAnnualMaxCapacityInvestment | 2050 | 1.5731 | lid_adequacy_scaled | 2026-07-10T11:21:49.898172
C_Target_VRE | Secondary Techs | PWRLDSBGDXX | TotalAnnualMaxCapacityInvestment | 2023 | 9999 | exempt_maxcap_uncapped | 2026-07-10T11:21:49.898172
C_Target_VRE | Secondary Techs | PWRLDSBGDXX | TotalAnnualMaxCapacityInvestment | 2024 | 9999 | exempt_maxcap_uncapped | 2026-07-10T11:21:49.898172
C_Target_VRE | Secondary Techs | PWRLDSBGDXX | TotalAnnualMaxCapacityInvestment | 2025 | 9999 | exempt_maxcap_uncapped | 2026-07-10T11:21:49.898172
C_Target_VRE | Secondary Techs | PWRLDSBGDXX | TotalAnnualMaxCapacityInvestment | 2026 | 9999 | exempt_maxcap_uncapped | 2026-07-10T11:21:49.898172
C_Target_VRE | Secondary Techs | PWRLDSBGDXX | TotalAnnualMaxCapacityInvestment | 2027 | 9999 | exempt_maxcap_uncapped | 2026-07-10T11:21:49.898172
C_Target_VRE | Secondary Techs | PWRLDSBGDXX | TotalAnnualMaxCapacityInvestment | 2028 | 9999 | exempt_maxcap_uncapped | 2026-07-10T11:21:49.898172
C_Target_VRE | Secondary Techs | PWRLDSBGDXX | TotalAnnualMaxCapacityInvestment | 2029 | 9999 | exempt_maxcap_uncapped | 2026-07-10T11:21:49.898172
C_Target_VRE | Secondary Techs | PWRLDSBGDXX | TotalAnnualMaxCapacityInvestment | 2030 | 9999 | exempt_maxcap_uncapped | 2026-07-10T11:21:49.898172
C_Target_VRE | Secondary Techs | PWRLDSBGDXX | TotalAnnualMaxCapacityInvestment | 2031 | 9999 | exempt_maxcap_uncapped | 2026-07-10T11:21:49.898172
C_Target_VRE | Secondary Techs | PWRLDSBGDXX | TotalAnnualMaxCapacityInvestment | 2032 | 9999 | exempt_maxcap_uncapped | 2026-07-10T11:21:49.898172
C_Target_VRE | Secondary Techs | PWRLDSBGDXX | TotalAnnualMaxCapacityInvestment | 2033 | 9999 | exempt_maxcap_uncapped | 2026-07-10T11:21:49.898172
C_Target_VRE | Secondary Techs | PWRLDSBGDXX | TotalAnnualMaxCapacityInvestment | 2034 | 9999 | exempt_maxcap_uncapped | 2026-07-10T11:21:49.898172
C_Target_VRE | Secondary Techs | PWRLDSBGDXX | TotalAnnualMaxCapacityInvestment | 2035 | 9999 | exempt_maxcap_uncapped | 2026-07-10T11:21:49.898172
C_Target_VRE | Secondary Techs | PWRLDSBGDXX | TotalAnnualMaxCapacityInvestment | 2036 | 9999 | exempt_maxcap_uncapped | 2026-07-10T11:21:49.898172
C_Target_VRE | Secondary Techs | PWRLDSBGDXX | TotalAnnualMaxCapacityInvestment | 2037 | 9999 | exempt_maxcap_uncapped | 2026-07-10T11:21:49.898172
C_Target_VRE | Secondary Techs | PWRLDSBGDXX | TotalAnnualMaxCapacityInvestment | 2038 | 9999 | exempt_maxcap_uncapped | 2026-07-10T11:21:49.898172
C_Target_VRE | Secondary Techs | PWRLDSBGDXX | TotalAnnualMaxCapacityInvestment | 2039 | 9999 | exempt_maxcap_uncapped | 2026-07-10T11:21:49.898172
C_Target_VRE | Secondary Techs | PWRLDSBGDXX | TotalAnnualMaxCapacityInvestment | 2040 | 9999 | exempt_maxcap_uncapped | 2026-07-10T11:21:49.898172
C_Target_VRE | Secondary Techs | PWRLDSBGDXX | TotalAnnualMaxCapacityInvestment | 2041 | 9999 | exempt_maxcap_uncapped | 2026-07-10T11:21:49.898172
C_Target_VRE | Secondary Techs | PWRLDSBGDXX | TotalAnnualMaxCapacityInvestment | 2042 | 9999 | exempt_maxcap_uncapped | 2026-07-10T11:21:49.898172
C_Target_VRE | Secondary Techs | PWRLDSBGDXX | TotalAnnualMaxCapacityInvestment | 2043 | 9999 | exempt_maxcap_uncapped | 2026-07-10T11:21:49.898172
C_Target_VRE | Secondary Techs | PWRLDSBGDXX | TotalAnnualMaxCapacityInvestment | 2044 | 9999 | exempt_maxcap_uncapped | 2026-07-10T11:21:49.898172
C_Target_VRE | Secondary Techs | PWRLDSBGDXX | TotalAnnualMaxCapacityInvestment | 2045 | 9999 | exempt_maxcap_uncapped | 2026-07-10T11:21:49.898172
C_Target_VRE | Secondary Techs | PWRLDSBGDXX | TotalAnnualMaxCapacityInvestment | 2046 | 9999 | exempt_maxcap_uncapped | 2026-07-10T11:21:49.898172
C_Target_VRE | Secondary Techs | PWRLDSBGDXX | TotalAnnualMaxCapacityInvestment | 2047 | 9999 | exempt_maxcap_uncapped | 2026-07-10T11:21:49.898172
C_Target_VRE | Secondary Techs | PWRLDSBGDXX | TotalAnnualMaxCapacityInvestment | 2048 | 9999 | exempt_maxcap_uncapped | 2026-07-10T11:21:49.898172
C_Target_VRE | Secondary Techs | PWRLDSBGDXX | TotalAnnualMaxCapacityInvestment | 2049 | 9999 | exempt_maxcap_uncapped | 2026-07-10T11:21:49.898172
C_Target_VRE | Secondary Techs | PWRLDSBGDXX | TotalAnnualMaxCapacityInvestment | 2050 | 9999 | exempt_maxcap_uncapped | 2026-07-10T11:21:49.898172
C_Target_VRE | Secondary Techs | PWRLDSBGDXX | TotalAnnualMaxCapacityInvestment | 2023 | 9999 | exempt_uncapped | 2026-07-10T11:21:49.898172
C_Target_VRE | Secondary Techs | PWRLDSBGDXX | TotalAnnualMaxCapacityInvestment | 2024 | 9999 | exempt_uncapped | 2026-07-10T11:21:49.898172
C_Target_VRE | Secondary Techs | PWRLDSBGDXX | TotalAnnualMaxCapacityInvestment | 2025 | 9999 | exempt_uncapped | 2026-07-10T11:21:49.898172
C_Target_VRE | Secondary Techs | PWRLDSBGDXX | TotalAnnualMaxCapacityInvestment | 2026 | 9999 | exempt_uncapped | 2026-07-10T11:21:49.898172
C_Target_VRE | Secondary Techs | PWRLDSBGDXX | TotalAnnualMaxCapacityInvestment | 2027 | 9999 | exempt_uncapped | 2026-07-10T11:21:49.898172
C_Target_VRE | Secondary Techs | PWRLDSBGDXX | TotalAnnualMaxCapacityInvestment | 2028 | 9999 | exempt_uncapped | 2026-07-10T11:21:49.898172
C_Target_VRE | Secondary Techs | PWRLDSBGDXX | TotalAnnualMaxCapacityInvestment | 2029 | 9999 | exempt_uncapped | 2026-07-10T11:21:49.898172
C_Target_VRE | Secondary Techs | PWRLDSBGDXX | TotalAnnualMaxCapacityInvestment | 2030 | 9999 | exempt_uncapped | 2026-07-10T11:21:49.898172
C_Target_VRE | Secondary Techs | PWRLDSBGDXX | TotalAnnualMaxCapacityInvestment | 2031 | 9999 | exempt_uncapped | 2026-07-10T11:21:49.898172
C_Target_VRE | Secondary Techs | PWRLDSBGDXX | TotalAnnualMaxCapacityInvestment | 2032 | 9999 | exempt_uncapped | 2026-07-10T11:21:49.898172
C_Target_VRE | Secondary Techs | PWRLDSBGDXX | TotalAnnualMaxCapacityInvestment | 2033 | 9999 | exempt_uncapped | 2026-07-10T11:21:49.898172
C_Target_VRE | Secondary Techs | PWRLDSBGDXX | TotalAnnualMaxCapacityInvestment | 2034 | 9999 | exempt_uncapped | 2026-07-10T11:21:49.898172
C_Target_VRE | Secondary Techs | PWRLDSBGDXX | TotalAnnualMaxCapacityInvestment | 2035 | 9999 | exempt_uncapped | 2026-07-10T11:21:49.898172
C_Target_VRE | Secondary Techs | PWRLDSBGDXX | TotalAnnualMaxCapacityInvestment | 2036 | 9999 | exempt_uncapped | 2026-07-10T11:21:49.898172
C_Target_VRE | Secondary Techs | PWRLDSBGDXX | TotalAnnualMaxCapacityInvestment | 2037 | 9999 | exempt_uncapped | 2026-07-10T11:21:49.898172
C_Target_VRE | Secondary Techs | PWRLDSBGDXX | TotalAnnualMaxCapacityInvestment | 2038 | 9999 | exempt_uncapped | 2026-07-10T11:21:49.898172
C_Target_VRE | Secondary Techs | PWRLDSBGDXX | TotalAnnualMaxCapacityInvestment | 2039 | 9999 | exempt_uncapped | 2026-07-10T11:21:49.898172
C_Target_VRE | Secondary Techs | PWRLDSBGDXX | TotalAnnualMaxCapacityInvestment | 2040 | 9999 | exempt_uncapped | 2026-07-10T11:21:49.898172
C_Target_VRE | Secondary Techs | PWRLDSBGDXX | TotalAnnualMaxCapacityInvestment | 2041 | 9999 | exempt_uncapped | 2026-07-10T11:21:49.898172
C_Target_VRE | Secondary Techs | PWRLDSBGDXX | TotalAnnualMaxCapacityInvestment | 2042 | 9999 | exempt_uncapped | 2026-07-10T11:21:49.898172
C_Target_VRE | Secondary Techs | PWRLDSBGDXX | TotalAnnualMaxCapacityInvestment | 2043 | 9999 | exempt_uncapped | 2026-07-10T11:21:49.898172
C_Target_VRE | Secondary Techs | PWRLDSBGDXX | TotalAnnualMaxCapacityInvestment | 2044 | 9999 | exempt_uncapped | 2026-07-10T11:21:49.898172
C_Target_VRE | Secondary Techs | PWRLDSBGDXX | TotalAnnualMaxCapacityInvestment | 2045 | 9999 | exempt_uncapped | 2026-07-10T11:21:49.898172
C_Target_VRE | Secondary Techs | PWRLDSBGDXX | TotalAnnualMaxCapacityInvestment | 2046 | 9999 | exempt_uncapped | 2026-07-10T11:21:49.898172
C_Target_VRE | Secondary Techs | PWRLDSBGDXX | TotalAnnualMaxCapacityInvestment | 2047 | 9999 | exempt_uncapped | 2026-07-10T11:21:49.898172
C_Target_VRE | Secondary Techs | PWRLDSBGDXX | TotalAnnualMaxCapacityInvestment | 2048 | 9999 | exempt_uncapped | 2026-07-10T11:21:49.898172
C_Target_VRE | Secondary Techs | PWRLDSBGDXX | TotalAnnualMaxCapacityInvestment | 2049 | 9999 | exempt_uncapped | 2026-07-10T11:21:49.898172
C_Target_VRE | Secondary Techs | PWRLDSBGDXX | TotalAnnualMaxCapacityInvestment | 2050 | 9999 | exempt_uncapped | 2026-07-10T11:21:49.898172
C_Target_VRE | Secondary Techs | PWRCOAINDWE | TotalAnnualMaxCapacityInvestment | 2023 | 0 | lid_floor_suppressed | 2026-07-10T11:21:49.898172
C_Target_VRE | Secondary Techs | PWRCOAINDWE | TotalAnnualMaxCapacityInvestment | 2024 | 5.2684 | lid_fill | 2026-07-10T11:21:49.898172
C_Target_VRE | Secondary Techs | PWRCOAINDWE | TotalAnnualMaxCapacityInvestment | 2025 | 5.7646 | lid_fill | 2026-07-10T11:21:49.898172
C_Target_VRE | Secondary Techs | PWRCOAINDWE | TotalAnnualMaxCapacityInvestment | 2026 | 6.4994 | lid_fill | 2026-07-10T11:21:49.898172
C_Target_VRE | Secondary Techs | PWRCOAINDWE | TotalAnnualMaxCapacityInvestment | 2027 | 6.2677 | lid_fill | 2026-07-10T11:21:49.898172
C_Target_VRE | Secondary Techs | PWRCOAINDWE | TotalAnnualMaxCapacityInvestment | 2028 | 6.4937 | lid_family_capped | 2026-07-10T11:21:49.898172
C_Target_VRE | Secondary Techs | PWRCOAINDWE | TotalAnnualMaxCapacityInvestment | 2029 | 5.5638 | lid_family_capped | 2026-07-10T11:21:49.898172
C_Target_VRE | Secondary Techs | PWRCOAINDWE | TotalAnnualMaxCapacityInvestment | 2030 | 1.944 | lid_family_capped | 2026-07-10T11:21:49.898172
C_Target_VRE | Secondary Techs | PWRCOAINDWE | TotalAnnualMaxCapacityInvestment | 2031 | 1.5852 | lid_family_capped | 2026-07-10T11:21:49.898172
C_Target_VRE | Secondary Techs | PWRCOAINDWE | TotalAnnualMaxCapacityInvestment | 2032 | 3.4767 | lid_family_capped | 2026-07-10T11:21:49.898172
C_Target_VRE | Secondary Techs | PWRCOAINDWE | TotalAnnualMaxCapacityInvestment | 2033 | 3.222 | lid_family_capped | 2026-07-10T11:21:49.898172
C_Target_VRE | Secondary Techs | PWRCOAINDWE | TotalAnnualMaxCapacityInvestment | 2034 | 2.9674 | lid_family_capped | 2026-07-10T11:21:49.898172
C_Target_VRE | Secondary Techs | PWRCOAINDWE | TotalAnnualMaxCapacityInvestment | 2035 | 6.0751 | untie_min_inv | 2026-07-10T11:21:49.898172
C_Target_VRE | Secondary Techs | PWRCOAINDWE | TotalAnnualMaxCapacityInvestment | 2036 | 2.4582 | lid_family_capped | 2026-07-10T11:21:49.898172
C_Target_VRE | Secondary Techs | PWRCOAINDWE | TotalAnnualMaxCapacityInvestment | 2037 | 2.7679 | lid_family_capped | 2026-07-10T11:21:49.898172
C_Target_VRE | Secondary Techs | PWRCOAINDWE | TotalAnnualMaxCapacityInvestment | 2038 | 2.487 | lid_family_capped | 2026-07-10T11:21:49.898172
C_Target_VRE | Secondary Techs | PWRCOAINDWE | TotalAnnualMaxCapacityInvestment | 2039 | 2.2061 | lid_family_capped | 2026-07-10T11:21:49.898172
C_Target_VRE | Secondary Techs | PWRCOAINDWE | TotalAnnualMaxCapacityInvestment | 2040 | 1.9252 | lid_family_capped | 2026-07-10T11:21:49.898172
C_Target_VRE | Secondary Techs | PWRCOAINDWE | TotalAnnualMaxCapacityInvestment | 2041 | 1.809 | lid_adequacy_scaled | 2026-07-10T11:21:49.898172
C_Target_VRE | Secondary Techs | PWRCOAINDWE | TotalAnnualMaxCapacityInvestment | 2042 | 3.6176 | lid_adequacy_scaled | 2026-07-10T11:21:49.898172
C_Target_VRE | Secondary Techs | PWRCOAINDWE | TotalAnnualMaxCapacityInvestment | 2043 | 5.3571 | lid_adequacy_scaled | 2026-07-10T11:21:49.898172
C_Target_VRE | Secondary Techs | PWRCOAINDWE | TotalAnnualMaxCapacityInvestment | 2044 | 7.0477 | lid_adequacy_scaled | 2026-07-10T11:21:49.898172
C_Target_VRE | Secondary Techs | PWRCOAINDWE | TotalAnnualMaxCapacityInvestment | 2045 | 8.6862 | lid_adequacy_scaled | 2026-07-10T11:21:49.898172
C_Target_VRE | Secondary Techs | PWRCOAINDWE | TotalAnnualMaxCapacityInvestment | 2046 | 10.8924 | lid_adequacy_scaled | 2026-07-10T11:21:49.898172
C_Target_VRE | Secondary Techs | PWRCOAINDWE | TotalAnnualMaxCapacityInvestment | 2047 | 12.9346 | lid_adequacy_scaled | 2026-07-10T11:21:49.898172
C_Target_VRE | Secondary Techs | PWRCOAINDWE | TotalAnnualMaxCapacityInvestment | 2048 | 14.8158 | lid_adequacy_scaled | 2026-07-10T11:21:49.898172
C_Target_VRE | Secondary Techs | PWRCOAINDWE | TotalAnnualMaxCapacityInvestment | 2049 | 16.532 | lid_adequacy_scaled | 2026-07-10T11:21:49.898172
C_Target_VRE | Secondary Techs | PWRCOAINDWE | TotalAnnualMaxCapacityInvestment | 2050 | 18.0672 | lid_adequacy_scaled | 2026-07-10T11:21:49.898172
C_Target_VRE | Secondary Techs | PWRWONLKAXX | TotalAnnualMaxCapacityInvestment | 2023 | 0.1 | lid_floor | 2026-07-10T11:21:49.898172
C_Target_VRE | Secondary Techs | PWRWONLKAXX | TotalAnnualMaxCapacityInvestment | 2024 | 0.1 | lid_floor | 2026-07-10T11:21:49.898172
C_Target_VRE | Secondary Techs | PWRWONLKAXX | TotalAnnualMaxCapacityInvestment | 2025 | 0.1 | lid_floor | 2026-07-10T11:21:49.898172
C_Target_VRE | Secondary Techs | PWRWONLKAXX | TotalAnnualMaxCapacityInvestment | 2026 | 0.1414 | untie_min_inv | 2026-07-10T11:21:49.898172
C_Target_VRE | Secondary Techs | PWRWONLKAXX | TotalAnnualMaxCapacityInvestment | 2027 | 0.7373 | untie_min_inv | 2026-07-10T11:21:49.898172
C_Target_VRE | Secondary Techs | PWRWONLKAXX | TotalAnnualMaxCapacityInvestment | 2028 | 0.202 | untie_min_inv | 2026-07-10T11:21:49.898172
C_Target_VRE | Secondary Techs | PWRWONLKAXX | TotalAnnualMaxCapacityInvestment | 2029 | 0.1515 | untie_min_inv | 2026-07-10T11:21:49.898172
C_Target_VRE | Secondary Techs | PWRWONLKAXX | TotalAnnualMaxCapacityInvestment | 2030 | 0.38784 | untie_min_inv | 2026-07-10T11:21:49.898172
C_Target_VRE | Secondary Techs | PWRWONLKAXX | TotalAnnualMaxCapacityInvestment | 2031 | 0.303 | untie_min_inv | 2026-07-10T11:21:49.898172
C_Target_VRE | Secondary Techs | PWRWONLKAXX | TotalAnnualMaxCapacityInvestment | 2032 | 0.2222 | untie_min_inv | 2026-07-10T11:21:49.898172
C_Target_VRE | Secondary Techs | PWRWONLKAXX | TotalAnnualMaxCapacityInvestment | 2033 | 0.1 | lid_floor | 2026-07-10T11:21:49.898172
C_Target_VRE | Secondary Techs | PWRWONLKAXX | TotalAnnualMaxCapacityInvestment | 2034 | 0.101 | untie_min_inv | 2026-07-10T11:21:49.898172
C_Target_VRE | Secondary Techs | PWRWONLKAXX | TotalAnnualMaxCapacityInvestment | 2035 | 0.101 | untie_min_inv | 2026-07-10T11:21:49.898172
C_Target_VRE | Secondary Techs | PWRWONLKAXX | TotalAnnualMaxCapacityInvestment | 2036 | 0.1 | lid_floor | 2026-07-10T11:21:49.898172
C_Target_VRE | Secondary Techs | PWRWONLKAXX | TotalAnnualMaxCapacityInvestment | 2037 | 0.1 | lid_floor | 2026-07-10T11:21:49.898172
C_Target_VRE | Secondary Techs | PWRWONLKAXX | TotalAnnualMaxCapacityInvestment | 2038 | 0.101 | untie_min_inv | 2026-07-10T11:21:49.898172
C_Target_VRE | Secondary Techs | PWRWONLKAXX | TotalAnnualMaxCapacityInvestment | 2039 | 0.101 | untie_min_inv | 2026-07-10T11:21:49.898172
C_Target_VRE | Secondary Techs | PWRWONLKAXX | TotalAnnualMaxCapacityInvestment | 2040 | 0.1 | lid_floor | 2026-07-10T11:21:49.898172
C_Target_VRE | Secondary Techs | PWRWONLKAXX | TotalAnnualMaxCapacityInvestment | 2041 | 0.1 | lid_floor | 2026-07-10T11:21:49.898172
C_Target_VRE | Secondary Techs | PWRWONLKAXX | TotalAnnualMaxCapacityInvestment | 2042 | 0.1 | lid_floor | 2026-07-10T11:21:49.898172
C_Target_VRE | Secondary Techs | PWRWONLKAXX | TotalAnnualMaxCapacityInvestment | 2043 | 0.505 | untie_min_inv | 2026-07-10T11:21:49.898172
C_Target_VRE | Secondary Techs | PWRWONLKAXX | TotalAnnualMaxCapacityInvestment | 2044 | 0.1 | lid_floor | 2026-07-10T11:21:49.898172
C_Target_VRE | Secondary Techs | PWRWONLKAXX | TotalAnnualMaxCapacityInvestment | 2045 | 0.10452 | lid_adequacy_scaled | 2026-07-10T11:21:49.898172
C_Target_VRE | Secondary Techs | PWRWONLKAXX | TotalAnnualMaxCapacityInvestment | 2046 | 0.13327 | lid_adequacy_scaled | 2026-07-10T11:21:49.898172
C_Target_VRE | Secondary Techs | PWRWONLKAXX | TotalAnnualMaxCapacityInvestment | 2047 | 0.15997 | lid_adequacy_scaled | 2026-07-10T11:21:49.898172
C_Target_VRE | Secondary Techs | PWRWONLKAXX | TotalAnnualMaxCapacityInvestment | 2048 | 0.19306 | lid_adequacy_scaled | 2026-07-10T11:21:49.898172
C_Target_VRE | Secondary Techs | PWRWONLKAXX | TotalAnnualMaxCapacityInvestment | 2049 | 0.21658 | lid_adequacy_scaled | 2026-07-10T11:21:49.898172
C_Target_VRE | Secondary Techs | PWRWONLKAXX | TotalAnnualMaxCapacityInvestment | 2050 | 0.23643 | lid_adequacy_scaled | 2026-07-10T11:21:49.898172
C_Target_VRE | Secondary Techs | PWRURNINDWE | TotalAnnualMaxCapacityInvestment | 2023 | 0.1 | lid_floor | 2026-07-10T11:21:49.898172
C_Target_VRE | Secondary Techs | PWRURNINDWE | TotalAnnualMaxCapacityInvestment | 2024 | 0.15599 | lid_fill | 2026-07-10T11:21:49.898172
C_Target_VRE | Secondary Techs | PWRURNINDWE | TotalAnnualMaxCapacityInvestment | 2025 | 0.17068 | lid_fill | 2026-07-10T11:21:49.898172
C_Target_VRE | Secondary Techs | PWRURNINDWE | TotalAnnualMaxCapacityInvestment | 2026 | 0.19244 | lid_fill | 2026-07-10T11:21:49.898172
C_Target_VRE | Secondary Techs | PWRURNINDWE | TotalAnnualMaxCapacityInvestment | 2027 | 0.18558 | lid_fill | 2026-07-10T11:21:49.898172
C_Target_VRE | Secondary Techs | PWRURNINDWE | TotalAnnualMaxCapacityInvestment | 2028 | 0.19868 | lid_relaxed | 2026-07-10T11:21:49.898172
C_Target_VRE | Secondary Techs | PWRURNINDWE | TotalAnnualMaxCapacityInvestment | 2029 | 0.17572 | lid_relaxed | 2026-07-10T11:21:49.898172
C_Target_VRE | Secondary Techs | PWRURNINDWE | TotalAnnualMaxCapacityInvestment | 2030 | 0.1 | lid_floor | 2026-07-10T11:21:49.898172
C_Target_VRE | Secondary Techs | PWRURNINDWE | TotalAnnualMaxCapacityInvestment | 2031 | 0.1 | lid_floor | 2026-07-10T11:21:49.898172
C_Target_VRE | Secondary Techs | PWRURNINDWE | TotalAnnualMaxCapacityInvestment | 2032 | 0.12147 | lid_relaxed | 2026-07-10T11:21:49.898172
C_Target_VRE | Secondary Techs | PWRURNINDWE | TotalAnnualMaxCapacityInvestment | 2033 | 0.11639 | lid_relaxed | 2026-07-10T11:21:49.898172
C_Target_VRE | Secondary Techs | PWRURNINDWE | TotalAnnualMaxCapacityInvestment | 2034 | 0.1107 | lid_relaxed | 2026-07-10T11:21:49.898172
C_Target_VRE | Secondary Techs | PWRURNINDWE | TotalAnnualMaxCapacityInvestment | 2035 | 0.10442 | lid_relaxed | 2026-07-10T11:21:49.898172
C_Target_VRE | Secondary Techs | PWRURNINDWE | TotalAnnualMaxCapacityInvestment | 2036 | 0.1 | lid_floor | 2026-07-10T11:21:49.898172
C_Target_VRE | Secondary Techs | PWRURNINDWE | TotalAnnualMaxCapacityInvestment | 2037 | 0.11309 | lid_relaxed | 2026-07-10T11:21:49.898172
C_Target_VRE | Secondary Techs | PWRURNINDWE | TotalAnnualMaxCapacityInvestment | 2038 | 0.10456 | lid_relaxed | 2026-07-10T11:21:49.898172
C_Target_VRE | Secondary Techs | PWRURNINDWE | TotalAnnualMaxCapacityInvestment | 2039 | 0.1 | lid_floor | 2026-07-10T11:21:49.898172
C_Target_VRE | Secondary Techs | PWRURNINDWE | TotalAnnualMaxCapacityInvestment | 2040 | 0.1 | lid_floor | 2026-07-10T11:21:49.898172
C_Target_VRE | Secondary Techs | PWRURNINDWE | TotalAnnualMaxCapacityInvestment | 2041 | 0.11002 | lid_adequacy_scaled | 2026-07-10T11:21:49.898172
C_Target_VRE | Secondary Techs | PWRURNINDWE | TotalAnnualMaxCapacityInvestment | 2042 | 0.1795 | lid_adequacy_scaled | 2026-07-10T11:21:49.898172
C_Target_VRE | Secondary Techs | PWRURNINDWE | TotalAnnualMaxCapacityInvestment | 2043 | 0.27733 | lid_adequacy_scaled | 2026-07-10T11:21:49.898172
C_Target_VRE | Secondary Techs | PWRURNINDWE | TotalAnnualMaxCapacityInvestment | 2044 | 0.38344 | lid_adequacy_scaled | 2026-07-10T11:21:49.898172
C_Target_VRE | Secondary Techs | PWRURNINDWE | TotalAnnualMaxCapacityInvestment | 2045 | 0.50096 | lid_adequacy_scaled | 2026-07-10T11:21:49.898172
C_Target_VRE | Secondary Techs | PWRURNINDWE | TotalAnnualMaxCapacityInvestment | 2046 | 0.67294 | lid_adequacy_scaled | 2026-07-10T11:21:49.898172
C_Target_VRE | Secondary Techs | PWRURNINDWE | TotalAnnualMaxCapacityInvestment | 2047 | 0.86728 | lid_adequacy_scaled | 2026-07-10T11:21:49.898172
C_Target_VRE | Secondary Techs | PWRURNINDWE | TotalAnnualMaxCapacityInvestment | 2048 | 1.0963 | lid_adequacy_scaled | 2026-07-10T11:21:49.898172
C_Target_VRE | Secondary Techs | PWRURNINDWE | TotalAnnualMaxCapacityInvestment | 2049 | 1.3798 | lid_adequacy_scaled | 2026-07-10T11:21:49.898172
C_Target_VRE | Secondary Techs | PWRURNINDWE | TotalAnnualMaxCapacityInvestment | 2050 | 1.7534 | lid_adequacy_scaled | 2026-07-10T11:21:49.898172
C_Target_VRE | Secondary Techs | PWRBIOBGDXX | TotalAnnualMaxCapacityInvestment | 2023 | 0 | lid_floor_suppressed | 2026-07-10T11:21:49.898172
C_Target_VRE | Secondary Techs | PWRBIOBGDXX | TotalAnnualMaxCapacityInvestment | 2024 | 6.9859e-05 | lid_floor_suppressed | 2026-07-10T11:21:49.898172
C_Target_VRE | Secondary Techs | PWRBIOBGDXX | TotalAnnualMaxCapacityInvestment | 2025 | 7.4596e-05 | lid_floor_suppressed | 2026-07-10T11:21:49.898172
C_Target_VRE | Secondary Techs | PWRBIOBGDXX | TotalAnnualMaxCapacityInvestment | 2026 | 7.9656e-05 | lid_floor_suppressed | 2026-07-10T11:21:49.898172
C_Target_VRE | Secondary Techs | PWRBIOBGDXX | TotalAnnualMaxCapacityInvestment | 2027 | 8.5056e-05 | lid_floor_suppressed | 2026-07-10T11:21:49.898172
C_Target_VRE | Secondary Techs | PWRBIOBGDXX | TotalAnnualMaxCapacityInvestment | 2028 | 9.0825e-05 | lid_floor_suppressed | 2026-07-10T11:21:49.898172
C_Target_VRE | Secondary Techs | PWRBIOBGDXX | TotalAnnualMaxCapacityInvestment | 2029 | 6.1164e-05 | lid_floor_suppressed | 2026-07-10T11:21:49.898172
C_Target_VRE | Secondary Techs | PWRBIOBGDXX | TotalAnnualMaxCapacityInvestment | 2030 | 6.2879e-05 | lid_floor_suppressed | 2026-07-10T11:21:49.898172
C_Target_VRE | Secondary Techs | PWRBIOBGDXX | TotalAnnualMaxCapacityInvestment | 2031 | 4.2914e-05 | lid_floor_suppressed | 2026-07-10T11:21:49.898172
C_Target_VRE | Secondary Techs | PWRBIOBGDXX | TotalAnnualMaxCapacityInvestment | 2032 | 4.3054e-05 | lid_floor_suppressed | 2026-07-10T11:21:49.898172
C_Target_VRE | Secondary Techs | PWRBIOBGDXX | TotalAnnualMaxCapacityInvestment | 2033 | 4.3085e-05 | lid_floor_suppressed | 2026-07-10T11:21:49.898172
C_Target_VRE | Secondary Techs | PWRBIOBGDXX | TotalAnnualMaxCapacityInvestment | 2034 | 4.2997e-05 | lid_floor_suppressed | 2026-07-10T11:21:49.898172
C_Target_VRE | Secondary Techs | PWRBIOBGDXX | TotalAnnualMaxCapacityInvestment | 2035 | 4.2776e-05 | lid_floor_suppressed | 2026-07-10T11:21:49.898172
C_Target_VRE | Secondary Techs | PWRBIOBGDXX | TotalAnnualMaxCapacityInvestment | 2036 | 4.2408e-05 | lid_floor_suppressed | 2026-07-10T11:21:49.898172
C_Target_VRE | Secondary Techs | PWRBIOBGDXX | TotalAnnualMaxCapacityInvestment | 2037 | 4.1876e-05 | lid_floor_suppressed | 2026-07-10T11:21:49.898172
C_Target_VRE | Secondary Techs | PWRBIOBGDXX | TotalAnnualMaxCapacityInvestment | 2038 | 4.1171e-05 | lid_floor_suppressed | 2026-07-10T11:21:49.898172
C_Target_VRE | Secondary Techs | PWRBIOBGDXX | TotalAnnualMaxCapacityInvestment | 2039 | 4.0265e-05 | lid_floor_suppressed | 2026-07-10T11:21:49.898172
C_Target_VRE | Secondary Techs | PWRBIOBGDXX | TotalAnnualMaxCapacityInvestment | 2040 | 3.9147e-05 | lid_floor_suppressed | 2026-07-10T11:21:49.898172
C_Target_VRE | Secondary Techs | PWRBIOBGDXX | TotalAnnualMaxCapacityInvestment | 2041 | 3.7791e-05 | lid_floor_suppressed | 2026-07-10T11:21:49.898172
C_Target_VRE | Secondary Techs | PWRBIOBGDXX | TotalAnnualMaxCapacityInvestment | 2042 | 2.7474e-05 | lid_adequacy_scaled | 2026-07-10T11:21:49.898172
C_Target_VRE | Secondary Techs | PWRBIOBGDXX | TotalAnnualMaxCapacityInvestment | 2043 | 3.7201e-05 | lid_adequacy_scaled | 2026-07-10T11:21:49.898172
C_Target_VRE | Secondary Techs | PWRBIOBGDXX | TotalAnnualMaxCapacityInvestment | 2044 | 4.2644e-05 | lid_adequacy_scaled | 2026-07-10T11:21:49.898172
C_Target_VRE | Secondary Techs | PWRBIOBGDXX | TotalAnnualMaxCapacityInvestment | 2045 | 4.1842e-05 | lid_adequacy_scaled | 2026-07-10T11:21:49.898172
C_Target_VRE | Secondary Techs | PWRBIOBGDXX | TotalAnnualMaxCapacityInvestment | 2046 | 3.2341e-05 | lid_adequacy_scaled | 2026-07-10T11:21:49.898172
C_Target_VRE | Secondary Techs | PWRBIOBGDXX | TotalAnnualMaxCapacityInvestment | 2047 | 6.7516e-06 | lid_adequacy_scaled | 2026-07-10T11:21:49.898172
C_Target_VRE | Secondary Techs | PWRBIOBGDXX | TotalAnnualMaxCapacityInvestment | 2048 | 0 | lid_adequacy_scaled | 2026-07-10T11:21:49.898172
C_Target_VRE | Secondary Techs | PWRBIOBGDXX | TotalAnnualMaxCapacityInvestment | 2049 | 0 | lid_adequacy_scaled | 2026-07-10T11:21:49.898172
C_Target_VRE | Secondary Techs | PWRBIOBGDXX | TotalAnnualMaxCapacityInvestment | 2050 | 0 | lid_adequacy_scaled | 2026-07-10T11:21:49.898172
C_Target_VRE | Secondary Techs | PWRWONBGDXX | TotalAnnualMaxCapacityInvestment | 2023 | 0.1 | lid_floor | 2026-07-10T11:21:49.898172
C_Target_VRE | Secondary Techs | PWRWONBGDXX | TotalAnnualMaxCapacityInvestment | 2024 | 0.1 | lid_floor | 2026-07-10T11:21:49.898172
C_Target_VRE | Secondary Techs | PWRWONBGDXX | TotalAnnualMaxCapacityInvestment | 2025 | 0.1 | lid_floor | 2026-07-10T11:21:49.898172
C_Target_VRE | Secondary Techs | PWRWONBGDXX | TotalAnnualMaxCapacityInvestment | 2026 | 0.1 | lid_floor | 2026-07-10T11:21:49.898172
C_Target_VRE | Secondary Techs | PWRWONBGDXX | TotalAnnualMaxCapacityInvestment | 2027 | 0.1 | lid_floor | 2026-07-10T11:21:49.898172
C_Target_VRE | Secondary Techs | PWRWONBGDXX | TotalAnnualMaxCapacityInvestment | 2028 | 0.1 | lid_floor | 2026-07-10T11:21:49.898172
C_Target_VRE | Secondary Techs | PWRWONBGDXX | TotalAnnualMaxCapacityInvestment | 2029 | 0.1 | lid_floor | 2026-07-10T11:21:49.898172
C_Target_VRE | Secondary Techs | PWRWONBGDXX | TotalAnnualMaxCapacityInvestment | 2030 | 0.1 | lid_floor | 2026-07-10T11:21:49.898172
C_Target_VRE | Secondary Techs | PWRWONBGDXX | TotalAnnualMaxCapacityInvestment | 2031 | 0.1 | lid_floor | 2026-07-10T11:21:49.898172
C_Target_VRE | Secondary Techs | PWRWONBGDXX | TotalAnnualMaxCapacityInvestment | 2032 | 0.1 | lid_floor | 2026-07-10T11:21:49.898172
C_Target_VRE | Secondary Techs | PWRWONBGDXX | TotalAnnualMaxCapacityInvestment | 2033 | 0.1 | lid_floor | 2026-07-10T11:21:49.898172
C_Target_VRE | Secondary Techs | PWRWONBGDXX | TotalAnnualMaxCapacityInvestment | 2034 | 0.1 | lid_floor | 2026-07-10T11:21:49.898172
C_Target_VRE | Secondary Techs | PWRWONBGDXX | TotalAnnualMaxCapacityInvestment | 2035 | 0.202 | untie_min_inv | 2026-07-10T11:21:49.898172
C_Target_VRE | Secondary Techs | PWRWONBGDXX | TotalAnnualMaxCapacityInvestment | 2036 | 0.1 | lid_floor | 2026-07-10T11:21:49.898172
C_Target_VRE | Secondary Techs | PWRWONBGDXX | TotalAnnualMaxCapacityInvestment | 2037 | 0.1 | lid_floor | 2026-07-10T11:21:49.898172
C_Target_VRE | Secondary Techs | PWRWONBGDXX | TotalAnnualMaxCapacityInvestment | 2038 | 0.1 | lid_floor | 2026-07-10T11:21:49.898172
C_Target_VRE | Secondary Techs | PWRWONBGDXX | TotalAnnualMaxCapacityInvestment | 2039 | 0.1 | lid_floor | 2026-07-10T11:21:49.898172
C_Target_VRE | Secondary Techs | PWRWONBGDXX | TotalAnnualMaxCapacityInvestment | 2040 | 0.1 | lid_floor | 2026-07-10T11:21:49.898172
C_Target_VRE | Secondary Techs | PWRWONBGDXX | TotalAnnualMaxCapacityInvestment | 2041 | 0.1 | lid_floor | 2026-07-10T11:21:49.898172
C_Target_VRE | Secondary Techs | PWRWONBGDXX | TotalAnnualMaxCapacityInvestment | 2042 | 0.18288 | lid_adequacy_scaled | 2026-07-10T11:21:49.898172
C_Target_VRE | Secondary Techs | PWRWONBGDXX | TotalAnnualMaxCapacityInvestment | 2043 | 0.29424 | lid_adequacy_scaled | 2026-07-10T11:21:49.898172
C_Target_VRE | Secondary Techs | PWRWONBGDXX | TotalAnnualMaxCapacityInvestment | 2044 | 0.42497 | lid_adequacy_scaled | 2026-07-10T11:21:49.898172
C_Target_VRE | Secondary Techs | PWRWONBGDXX | TotalAnnualMaxCapacityInvestment | 2045 | 0.58277 | lid_adequacy_scaled | 2026-07-10T11:21:49.898172
C_Target_VRE | Secondary Techs | PWRWONBGDXX | TotalAnnualMaxCapacityInvestment | 2046 | 0.7957 | lid_adequacy_scaled | 2026-07-10T11:21:49.898172
C_Target_VRE | Secondary Techs | PWRWONBGDXX | TotalAnnualMaxCapacityInvestment | 2047 | 1.011 | lid_adequacy_scaled | 2026-07-10T11:21:49.898172
C_Target_VRE | Secondary Techs | PWRWONBGDXX | TotalAnnualMaxCapacityInvestment | 2048 | 1.2063 | lid_adequacy_scaled | 2026-07-10T11:21:49.898172
C_Target_VRE | Secondary Techs | PWRWONBGDXX | TotalAnnualMaxCapacityInvestment | 2049 | 1.392 | lid_adequacy_scaled | 2026-07-10T11:21:49.898172
C_Target_VRE | Secondary Techs | PWRWONBGDXX | TotalAnnualMaxCapacityInvestment | 2050 | 1.5731 | lid_adequacy_scaled | 2026-07-10T11:21:49.898172
C_Target_VRE | Secondary Techs | PWRLDSINDNO | TotalAnnualMaxCapacityInvestment | 2023 | 9999 | exempt_maxcap_uncapped | 2026-07-10T11:21:49.898172
C_Target_VRE | Secondary Techs | PWRLDSINDNO | TotalAnnualMaxCapacityInvestment | 2024 | 9999 | exempt_maxcap_uncapped | 2026-07-10T11:21:49.898172
C_Target_VRE | Secondary Techs | PWRLDSINDNO | TotalAnnualMaxCapacityInvestment | 2025 | 9999 | exempt_maxcap_uncapped | 2026-07-10T11:21:49.898172
C_Target_VRE | Secondary Techs | PWRLDSINDNO | TotalAnnualMaxCapacityInvestment | 2026 | 9999 | exempt_maxcap_uncapped | 2026-07-10T11:21:49.898172
C_Target_VRE | Secondary Techs | PWRLDSINDNO | TotalAnnualMaxCapacityInvestment | 2027 | 9999 | exempt_maxcap_uncapped | 2026-07-10T11:21:49.898172
C_Target_VRE | Secondary Techs | PWRLDSINDNO | TotalAnnualMaxCapacityInvestment | 2028 | 9999 | exempt_maxcap_uncapped | 2026-07-10T11:21:49.898172
C_Target_VRE | Secondary Techs | PWRLDSINDNO | TotalAnnualMaxCapacityInvestment | 2029 | 9999 | exempt_maxcap_uncapped | 2026-07-10T11:21:49.898172
C_Target_VRE | Secondary Techs | PWRLDSINDNO | TotalAnnualMaxCapacityInvestment | 2030 | 9999 | exempt_maxcap_uncapped | 2026-07-10T11:21:49.898172
C_Target_VRE | Secondary Techs | PWRLDSINDNO | TotalAnnualMaxCapacityInvestment | 2031 | 9999 | exempt_maxcap_uncapped | 2026-07-10T11:21:49.898172
C_Target_VRE | Secondary Techs | PWRLDSINDNO | TotalAnnualMaxCapacityInvestment | 2032 | 9999 | exempt_maxcap_uncapped | 2026-07-10T11:21:49.898172
C_Target_VRE | Secondary Techs | PWRLDSINDNO | TotalAnnualMaxCapacityInvestment | 2033 | 9999 | exempt_maxcap_uncapped | 2026-07-10T11:21:49.898172
C_Target_VRE | Secondary Techs | PWRLDSINDNO | TotalAnnualMaxCapacityInvestment | 2034 | 9999 | exempt_maxcap_uncapped | 2026-07-10T11:21:49.898172
C_Target_VRE | Secondary Techs | PWRLDSINDNO | TotalAnnualMaxCapacityInvestment | 2035 | 9999 | exempt_maxcap_uncapped | 2026-07-10T11:21:49.898172
C_Target_VRE | Secondary Techs | PWRLDSINDNO | TotalAnnualMaxCapacityInvestment | 2036 | 9999 | exempt_maxcap_uncapped | 2026-07-10T11:21:49.898172
C_Target_VRE | Secondary Techs | PWRLDSINDNO | TotalAnnualMaxCapacityInvestment | 2037 | 9999 | exempt_maxcap_uncapped | 2026-07-10T11:21:49.898172
C_Target_VRE | Secondary Techs | PWRLDSINDNO | TotalAnnualMaxCapacityInvestment | 2038 | 9999 | exempt_maxcap_uncapped | 2026-07-10T11:21:49.898172
C_Target_VRE | Secondary Techs | PWRLDSINDNO | TotalAnnualMaxCapacityInvestment | 2039 | 9999 | exempt_maxcap_uncapped | 2026-07-10T11:21:49.898172
C_Target_VRE | Secondary Techs | PWRLDSINDNO | TotalAnnualMaxCapacityInvestment | 2040 | 9999 | exempt_maxcap_uncapped | 2026-07-10T11:21:49.898172
C_Target_VRE | Secondary Techs | PWRLDSINDNO | TotalAnnualMaxCapacityInvestment | 2041 | 9999 | exempt_maxcap_uncapped | 2026-07-10T11:21:49.898172
C_Target_VRE | Secondary Techs | PWRLDSINDNO | TotalAnnualMaxCapacityInvestment | 2042 | 9999 | exempt_maxcap_uncapped | 2026-07-10T11:21:49.898172
C_Target_VRE | Secondary Techs | PWRLDSINDNO | TotalAnnualMaxCapacityInvestment | 2043 | 9999 | exempt_maxcap_uncapped | 2026-07-10T11:21:49.898172
C_Target_VRE | Secondary Techs | PWRLDSINDNO | TotalAnnualMaxCapacityInvestment | 2044 | 9999 | exempt_maxcap_uncapped | 2026-07-10T11:21:49.898172
C_Target_VRE | Secondary Techs | PWRLDSINDNO | TotalAnnualMaxCapacityInvestment | 2045 | 9999 | exempt_maxcap_uncapped | 2026-07-10T11:21:49.898172
C_Target_VRE | Secondary Techs | PWRLDSINDNO | TotalAnnualMaxCapacityInvestment | 2046 | 9999 | exempt_maxcap_uncapped | 2026-07-10T11:21:49.898172
C_Target_VRE | Secondary Techs | PWRLDSINDNO | TotalAnnualMaxCapacityInvestment | 2047 | 9999 | exempt_maxcap_uncapped | 2026-07-10T11:21:49.898172
C_Target_VRE | Secondary Techs | PWRLDSINDNO | TotalAnnualMaxCapacityInvestment | 2048 | 9999 | exempt_maxcap_uncapped | 2026-07-10T11:21:49.898172
C_Target_VRE | Secondary Techs | PWRLDSINDNO | TotalAnnualMaxCapacityInvestment | 2049 | 9999 | exempt_maxcap_uncapped | 2026-07-10T11:21:49.898172
C_Target_VRE | Secondary Techs | PWRLDSINDNO | TotalAnnualMaxCapacityInvestment | 2050 | 9999 | exempt_maxcap_uncapped | 2026-07-10T11:21:49.898172
C_Target_VRE | Secondary Techs | PWRLDSINDNO | TotalAnnualMaxCapacityInvestment | 2023 | 9999 | exempt_uncapped | 2026-07-10T11:21:49.898172
C_Target_VRE | Secondary Techs | PWRLDSINDNO | TotalAnnualMaxCapacityInvestment | 2024 | 9999 | exempt_uncapped | 2026-07-10T11:21:49.898172
C_Target_VRE | Secondary Techs | PWRLDSINDNO | TotalAnnualMaxCapacityInvestment | 2025 | 9999 | exempt_uncapped | 2026-07-10T11:21:49.898172
C_Target_VRE | Secondary Techs | PWRLDSINDNO | TotalAnnualMaxCapacityInvestment | 2026 | 9999 | exempt_uncapped | 2026-07-10T11:21:49.898172
C_Target_VRE | Secondary Techs | PWRLDSINDNO | TotalAnnualMaxCapacityInvestment | 2027 | 9999 | exempt_uncapped | 2026-07-10T11:21:49.898172
C_Target_VRE | Secondary Techs | PWRLDSINDNO | TotalAnnualMaxCapacityInvestment | 2028 | 9999 | exempt_uncapped | 2026-07-10T11:21:49.898172
C_Target_VRE | Secondary Techs | PWRLDSINDNO | TotalAnnualMaxCapacityInvestment | 2029 | 9999 | exempt_uncapped | 2026-07-10T11:21:49.898172
C_Target_VRE | Secondary Techs | PWRLDSINDNO | TotalAnnualMaxCapacityInvestment | 2030 | 9999 | exempt_uncapped | 2026-07-10T11:21:49.898172
C_Target_VRE | Secondary Techs | PWRLDSINDNO | TotalAnnualMaxCapacityInvestment | 2031 | 9999 | exempt_uncapped | 2026-07-10T11:21:49.898172
C_Target_VRE | Secondary Techs | PWRLDSINDNO | TotalAnnualMaxCapacityInvestment | 2032 | 9999 | exempt_uncapped | 2026-07-10T11:21:49.898172
C_Target_VRE | Secondary Techs | PWRLDSINDNO | TotalAnnualMaxCapacityInvestment | 2033 | 9999 | exempt_uncapped | 2026-07-10T11:21:49.898172
C_Target_VRE | Secondary Techs | PWRLDSINDNO | TotalAnnualMaxCapacityInvestment | 2034 | 9999 | exempt_uncapped | 2026-07-10T11:21:49.898172
C_Target_VRE | Secondary Techs | PWRLDSINDNO | TotalAnnualMaxCapacityInvestment | 2035 | 9999 | exempt_uncapped | 2026-07-10T11:21:49.898172
C_Target_VRE | Secondary Techs | PWRLDSINDNO | TotalAnnualMaxCapacityInvestment | 2036 | 9999 | exempt_uncapped | 2026-07-10T11:21:49.898172
C_Target_VRE | Secondary Techs | PWRLDSINDNO | TotalAnnualMaxCapacityInvestment | 2037 | 9999 | exempt_uncapped | 2026-07-10T11:21:49.898172
C_Target_VRE | Secondary Techs | PWRLDSINDNO | TotalAnnualMaxCapacityInvestment | 2038 | 9999 | exempt_uncapped | 2026-07-10T11:21:49.898172
C_Target_VRE | Secondary Techs | PWRLDSINDNO | TotalAnnualMaxCapacityInvestment | 2039 | 9999 | exempt_uncapped | 2026-07-10T11:21:49.898172
C_Target_VRE | Secondary Techs | PWRLDSINDNO | TotalAnnualMaxCapacityInvestment | 2040 | 9999 | exempt_uncapped | 2026-07-10T11:21:49.898172
C_Target_VRE | Secondary Techs | PWRLDSINDNO | TotalAnnualMaxCapacityInvestment | 2041 | 9999 | exempt_uncapped | 2026-07-10T11:21:49.898172
C_Target_VRE | Secondary Techs | PWRLDSINDNO | TotalAnnualMaxCapacityInvestment | 2042 | 9999 | exempt_uncapped | 2026-07-10T11:21:49.898172
C_Target_VRE | Secondary Techs | PWRLDSINDNO | TotalAnnualMaxCapacityInvestment | 2043 | 9999 | exempt_uncapped | 2026-07-10T11:21:49.898172
C_Target_VRE | Secondary Techs | PWRLDSINDNO | TotalAnnualMaxCapacityInvestment | 2044 | 9999 | exempt_uncapped | 2026-07-10T11:21:49.898172
C_Target_VRE | Secondary Techs | PWRLDSINDNO | TotalAnnualMaxCapacityInvestment | 2045 | 9999 | exempt_uncapped | 2026-07-10T11:21:49.898172
C_Target_VRE | Secondary Techs | PWRLDSINDNO | TotalAnnualMaxCapacityInvestment | 2046 | 9999 | exempt_uncapped | 2026-07-10T11:21:49.898172
C_Target_VRE | Secondary Techs | PWRLDSINDNO | TotalAnnualMaxCapacityInvestment | 2047 | 9999 | exempt_uncapped | 2026-07-10T11:21:49.898172
C_Target_VRE | Secondary Techs | PWRLDSINDNO | TotalAnnualMaxCapacityInvestment | 2048 | 9999 | exempt_uncapped | 2026-07-10T11:21:49.898172
C_Target_VRE | Secondary Techs | PWRLDSINDNO | TotalAnnualMaxCapacityInvestment | 2049 | 9999 | exempt_uncapped | 2026-07-10T11:21:49.898172
C_Target_VRE | Secondary Techs | PWRLDSINDNO | TotalAnnualMaxCapacityInvestment | 2050 | 9999 | exempt_uncapped | 2026-07-10T11:21:49.898172
C_Target_VRE | Secondary Techs | PWRSPVNPLXX | TotalAnnualMaxCapacityInvestment | 2023 | 0.1 | lid_floor | 2026-07-10T11:21:49.898172
C_Target_VRE | Secondary Techs | PWRSPVNPLXX | TotalAnnualMaxCapacityInvestment | 2024 | 0.1 | lid_floor | 2026-07-10T11:21:49.898172
C_Target_VRE | Secondary Techs | PWRSPVNPLXX | TotalAnnualMaxCapacityInvestment | 2025 | 0.9696 | untie_min_inv | 2026-07-10T11:21:49.898172
C_Target_VRE | Secondary Techs | PWRSPVNPLXX | TotalAnnualMaxCapacityInvestment | 2026 | 0.1 | lid_floor | 2026-07-10T11:21:49.898172
C_Target_VRE | Secondary Techs | PWRSPVNPLXX | TotalAnnualMaxCapacityInvestment | 2027 | 0.1 | lid_floor | 2026-07-10T11:21:49.898172
C_Target_VRE | Secondary Techs | PWRSPVNPLXX | TotalAnnualMaxCapacityInvestment | 2028 | 0.1 | lid_floor | 2026-07-10T11:21:49.898172
C_Target_VRE | Secondary Techs | PWRSPVNPLXX | TotalAnnualMaxCapacityInvestment | 2029 | 0.1 | lid_floor | 2026-07-10T11:21:49.898172
C_Target_VRE | Secondary Techs | PWRSPVNPLXX | TotalAnnualMaxCapacityInvestment | 2030 | 0.1 | lid_floor | 2026-07-10T11:21:49.898172
C_Target_VRE | Secondary Techs | PWRSPVNPLXX | TotalAnnualMaxCapacityInvestment | 2031 | 0.1 | lid_floor | 2026-07-10T11:21:49.898172
C_Target_VRE | Secondary Techs | PWRSPVNPLXX | TotalAnnualMaxCapacityInvestment | 2032 | 0.1 | lid_floor | 2026-07-10T11:21:49.898172
C_Target_VRE | Secondary Techs | PWRSPVNPLXX | TotalAnnualMaxCapacityInvestment | 2033 | 0.1 | lid_floor | 2026-07-10T11:21:49.898172
C_Target_VRE | Secondary Techs | PWRSPVNPLXX | TotalAnnualMaxCapacityInvestment | 2034 | 0.1 | lid_floor | 2026-07-10T11:21:49.898172
C_Target_VRE | Secondary Techs | PWRSPVNPLXX | TotalAnnualMaxCapacityInvestment | 2035 | 0.1 | lid_floor | 2026-07-10T11:21:49.898172
C_Target_VRE | Secondary Techs | PWRSPVNPLXX | TotalAnnualMaxCapacityInvestment | 2036 | 0.1 | lid_floor | 2026-07-10T11:21:49.898172
C_Target_VRE | Secondary Techs | PWRSPVNPLXX | TotalAnnualMaxCapacityInvestment | 2037 | 0.1 | lid_floor | 2026-07-10T11:21:49.898172
C_Target_VRE | Secondary Techs | PWRSPVNPLXX | TotalAnnualMaxCapacityInvestment | 2038 | 0.1 | lid_floor | 2026-07-10T11:21:49.898172
C_Target_VRE | Secondary Techs | PWRSPVNPLXX | TotalAnnualMaxCapacityInvestment | 2039 | 0.1 | lid_floor | 2026-07-10T11:21:49.898172
C_Target_VRE | Secondary Techs | PWRSPVNPLXX | TotalAnnualMaxCapacityInvestment | 2040 | 0.1 | lid_floor | 2026-07-10T11:21:49.898172
C_Target_VRE | Secondary Techs | PWRSPVNPLXX | TotalAnnualMaxCapacityInvestment | 2041 | 0.1 | lid_floor | 2026-07-10T11:21:49.898172
C_Target_VRE | Secondary Techs | PWRSPVNPLXX | TotalAnnualMaxCapacityInvestment | 2042 | 0.1 | lid_floor | 2026-07-10T11:21:49.898172
C_Target_VRE | Secondary Techs | PWRSPVNPLXX | TotalAnnualMaxCapacityInvestment | 2043 | 0.1 | lid_floor | 2026-07-10T11:21:49.898172
C_Target_VRE | Secondary Techs | PWRSPVNPLXX | TotalAnnualMaxCapacityInvestment | 2044 | 0.1 | lid_floor | 2026-07-10T11:21:49.898172
C_Target_VRE | Secondary Techs | PWRSPVNPLXX | TotalAnnualMaxCapacityInvestment | 2045 | 0.1 | lid_floor | 2026-07-10T11:21:49.898172
C_Target_VRE | Secondary Techs | PWRSPVNPLXX | TotalAnnualMaxCapacityInvestment | 2046 | 0.11767 | lid_adequacy_scaled | 2026-07-10T11:21:49.898172
C_Target_VRE | Secondary Techs | PWRSPVNPLXX | TotalAnnualMaxCapacityInvestment | 2047 | 0.13951 | lid_adequacy_scaled | 2026-07-10T11:21:49.898172
C_Target_VRE | Secondary Techs | PWRSPVNPLXX | TotalAnnualMaxCapacityInvestment | 2048 | 0.16011 | lid_adequacy_scaled | 2026-07-10T11:21:49.898172
C_Target_VRE | Secondary Techs | PWRSPVNPLXX | TotalAnnualMaxCapacityInvestment | 2049 | 0.17967 | lid_adequacy_scaled | 2026-07-10T11:21:49.898172
C_Target_VRE | Secondary Techs | PWRSPVNPLXX | TotalAnnualMaxCapacityInvestment | 2050 | 0.19837 | lid_adequacy_scaled | 2026-07-10T11:21:49.898172
C_Target_VRE | Secondary Techs | PWRSDSINDWE | TotalAnnualMaxCapacityInvestment | 2023 | 9999 | exempt_maxcap_uncapped | 2026-07-10T11:21:49.898172
C_Target_VRE | Secondary Techs | PWRSDSINDWE | TotalAnnualMaxCapacityInvestment | 2024 | 9999 | exempt_maxcap_uncapped | 2026-07-10T11:21:49.898172
C_Target_VRE | Secondary Techs | PWRSDSINDWE | TotalAnnualMaxCapacityInvestment | 2025 | 9999 | exempt_maxcap_uncapped | 2026-07-10T11:21:49.898172
C_Target_VRE | Secondary Techs | PWRSDSINDWE | TotalAnnualMaxCapacityInvestment | 2026 | 9999 | exempt_maxcap_uncapped | 2026-07-10T11:21:49.898172
C_Target_VRE | Secondary Techs | PWRSDSINDWE | TotalAnnualMaxCapacityInvestment | 2027 | 9999 | exempt_maxcap_uncapped | 2026-07-10T11:21:49.898172
C_Target_VRE | Secondary Techs | PWRSDSINDWE | TotalAnnualMaxCapacityInvestment | 2028 | 9999 | exempt_maxcap_uncapped | 2026-07-10T11:21:49.898172
C_Target_VRE | Secondary Techs | PWRSDSINDWE | TotalAnnualMaxCapacityInvestment | 2029 | 9999 | exempt_maxcap_uncapped | 2026-07-10T11:21:49.898172
C_Target_VRE | Secondary Techs | PWRSDSINDWE | TotalAnnualMaxCapacityInvestment | 2030 | 9999 | exempt_maxcap_uncapped | 2026-07-10T11:21:49.898172
C_Target_VRE | Secondary Techs | PWRSDSINDWE | TotalAnnualMaxCapacityInvestment | 2031 | 9999 | exempt_maxcap_uncapped | 2026-07-10T11:21:49.898172
C_Target_VRE | Secondary Techs | PWRSDSINDWE | TotalAnnualMaxCapacityInvestment | 2032 | 9999 | exempt_maxcap_uncapped | 2026-07-10T11:21:49.898172
C_Target_VRE | Secondary Techs | PWRSDSINDWE | TotalAnnualMaxCapacityInvestment | 2033 | 9999 | exempt_maxcap_uncapped | 2026-07-10T11:21:49.898172
C_Target_VRE | Secondary Techs | PWRSDSINDWE | TotalAnnualMaxCapacityInvestment | 2034 | 9999 | exempt_maxcap_uncapped | 2026-07-10T11:21:49.898172
C_Target_VRE | Secondary Techs | PWRSDSINDWE | TotalAnnualMaxCapacityInvestment | 2035 | 9999 | exempt_maxcap_uncapped | 2026-07-10T11:21:49.898172
C_Target_VRE | Secondary Techs | PWRSDSINDWE | TotalAnnualMaxCapacityInvestment | 2036 | 9999 | exempt_maxcap_uncapped | 2026-07-10T11:21:49.898172
C_Target_VRE | Secondary Techs | PWRSDSINDWE | TotalAnnualMaxCapacityInvestment | 2037 | 9999 | exempt_maxcap_uncapped | 2026-07-10T11:21:49.898172
C_Target_VRE | Secondary Techs | PWRSDSINDWE | TotalAnnualMaxCapacityInvestment | 2038 | 9999 | exempt_maxcap_uncapped | 2026-07-10T11:21:49.898172
C_Target_VRE | Secondary Techs | PWRSDSINDWE | TotalAnnualMaxCapacityInvestment | 2039 | 9999 | exempt_maxcap_uncapped | 2026-07-10T11:21:49.898172
C_Target_VRE | Secondary Techs | PWRSDSINDWE | TotalAnnualMaxCapacityInvestment | 2040 | 9999 | exempt_maxcap_uncapped | 2026-07-10T11:21:49.898172
C_Target_VRE | Secondary Techs | PWRSDSINDWE | TotalAnnualMaxCapacityInvestment | 2041 | 9999 | exempt_maxcap_uncapped | 2026-07-10T11:21:49.898172
C_Target_VRE | Secondary Techs | PWRSDSINDWE | TotalAnnualMaxCapacityInvestment | 2042 | 9999 | exempt_maxcap_uncapped | 2026-07-10T11:21:49.898172
C_Target_VRE | Secondary Techs | PWRSDSINDWE | TotalAnnualMaxCapacityInvestment | 2043 | 9999 | exempt_maxcap_uncapped | 2026-07-10T11:21:49.898172
C_Target_VRE | Secondary Techs | PWRSDSINDWE | TotalAnnualMaxCapacityInvestment | 2044 | 9999 | exempt_maxcap_uncapped | 2026-07-10T11:21:49.898172
C_Target_VRE | Secondary Techs | PWRSDSINDWE | TotalAnnualMaxCapacityInvestment | 2045 | 9999 | exempt_maxcap_uncapped | 2026-07-10T11:21:49.898172
C_Target_VRE | Secondary Techs | PWRSDSINDWE | TotalAnnualMaxCapacityInvestment | 2046 | 9999 | exempt_maxcap_uncapped | 2026-07-10T11:21:49.898172
C_Target_VRE | Secondary Techs | PWRSDSINDWE | TotalAnnualMaxCapacityInvestment | 2047 | 9999 | exempt_maxcap_uncapped | 2026-07-10T11:21:49.898172
C_Target_VRE | Secondary Techs | PWRSDSINDWE | TotalAnnualMaxCapacityInvestment | 2048 | 9999 | exempt_maxcap_uncapped | 2026-07-10T11:21:49.898172
C_Target_VRE | Secondary Techs | PWRSDSINDWE | TotalAnnualMaxCapacityInvestment | 2049 | 9999 | exempt_maxcap_uncapped | 2026-07-10T11:21:49.898172
C_Target_VRE | Secondary Techs | PWRSDSINDWE | TotalAnnualMaxCapacityInvestment | 2050 | 9999 | exempt_maxcap_uncapped | 2026-07-10T11:21:49.898172
C_Target_VRE | Secondary Techs | PWRSDSINDWE | TotalAnnualMaxCapacityInvestment | 2023 | 9999 | exempt_uncapped | 2026-07-10T11:21:49.898172
C_Target_VRE | Secondary Techs | PWRSDSINDWE | TotalAnnualMaxCapacityInvestment | 2024 | 9999 | exempt_uncapped | 2026-07-10T11:21:49.898172
C_Target_VRE | Secondary Techs | PWRSDSINDWE | TotalAnnualMaxCapacityInvestment | 2025 | 9999 | exempt_uncapped | 2026-07-10T11:21:49.898172
C_Target_VRE | Secondary Techs | PWRSDSINDWE | TotalAnnualMaxCapacityInvestment | 2026 | 9999 | exempt_uncapped | 2026-07-10T11:21:49.898172
C_Target_VRE | Secondary Techs | PWRSDSINDWE | TotalAnnualMaxCapacityInvestment | 2027 | 9999 | exempt_uncapped | 2026-07-10T11:21:49.898172
C_Target_VRE | Secondary Techs | PWRSDSINDWE | TotalAnnualMaxCapacityInvestment | 2028 | 9999 | exempt_uncapped | 2026-07-10T11:21:49.898172
C_Target_VRE | Secondary Techs | PWRSDSINDWE | TotalAnnualMaxCapacityInvestment | 2029 | 9999 | exempt_uncapped | 2026-07-10T11:21:49.898172
C_Target_VRE | Secondary Techs | PWRSDSINDWE | TotalAnnualMaxCapacityInvestment | 2030 | 9999 | exempt_uncapped | 2026-07-10T11:21:49.898172
C_Target_VRE | Secondary Techs | PWRSDSINDWE | TotalAnnualMaxCapacityInvestment | 2031 | 9999 | exempt_uncapped | 2026-07-10T11:21:49.898172
C_Target_VRE | Secondary Techs | PWRSDSINDWE | TotalAnnualMaxCapacityInvestment | 2032 | 9999 | exempt_uncapped | 2026-07-10T11:21:49.898172
C_Target_VRE | Secondary Techs | PWRSDSINDWE | TotalAnnualMaxCapacityInvestment | 2033 | 9999 | exempt_uncapped | 2026-07-10T11:21:49.898172
C_Target_VRE | Secondary Techs | PWRSDSINDWE | TotalAnnualMaxCapacityInvestment | 2034 | 9999 | exempt_uncapped | 2026-07-10T11:21:49.898172
C_Target_VRE | Secondary Techs | PWRSDSINDWE | TotalAnnualMaxCapacityInvestment | 2035 | 9999 | exempt_uncapped | 2026-07-10T11:21:49.898172
C_Target_VRE | Secondary Techs | PWRSDSINDWE | TotalAnnualMaxCapacityInvestment | 2036 | 9999 | exempt_uncapped | 2026-07-10T11:21:49.898172
C_Target_VRE | Secondary Techs | PWRSDSINDWE | TotalAnnualMaxCapacityInvestment | 2037 | 9999 | exempt_uncapped | 2026-07-10T11:21:49.898172
C_Target_VRE | Secondary Techs | PWRSDSINDWE | TotalAnnualMaxCapacityInvestment | 2038 | 9999 | exempt_uncapped | 2026-07-10T11:21:49.898172
C_Target_VRE | Secondary Techs | PWRSDSINDWE | TotalAnnualMaxCapacityInvestment | 2039 | 9999 | exempt_uncapped | 2026-07-10T11:21:49.898172
C_Target_VRE | Secondary Techs | PWRSDSINDWE | TotalAnnualMaxCapacityInvestment | 2040 | 9999 | exempt_uncapped | 2026-07-10T11:21:49.898172
C_Target_VRE | Secondary Techs | PWRSDSINDWE | TotalAnnualMaxCapacityInvestment | 2041 | 9999 | exempt_uncapped | 2026-07-10T11:21:49.898172
C_Target_VRE | Secondary Techs | PWRSDSINDWE | TotalAnnualMaxCapacityInvestment | 2042 | 9999 | exempt_uncapped | 2026-07-10T11:21:49.898172
C_Target_VRE | Secondary Techs | PWRSDSINDWE | TotalAnnualMaxCapacityInvestment | 2043 | 9999 | exempt_uncapped | 2026-07-10T11:21:49.898172
C_Target_VRE | Secondary Techs | PWRSDSINDWE | TotalAnnualMaxCapacityInvestment | 2044 | 9999 | exempt_uncapped | 2026-07-10T11:21:49.898172
C_Target_VRE | Secondary Techs | PWRSDSINDWE | TotalAnnualMaxCapacityInvestment | 2045 | 9999 | exempt_uncapped | 2026-07-10T11:21:49.898172
C_Target_VRE | Secondary Techs | PWRSDSINDWE | TotalAnnualMaxCapacityInvestment | 2046 | 9999 | exempt_uncapped | 2026-07-10T11:21:49.898172
C_Target_VRE | Secondary Techs | PWRSDSINDWE | TotalAnnualMaxCapacityInvestment | 2047 | 9999 | exempt_uncapped | 2026-07-10T11:21:49.898172
C_Target_VRE | Secondary Techs | PWRSDSINDWE | TotalAnnualMaxCapacityInvestment | 2048 | 9999 | exempt_uncapped | 2026-07-10T11:21:49.898172
C_Target_VRE | Secondary Techs | PWRSDSINDWE | TotalAnnualMaxCapacityInvestment | 2049 | 9999 | exempt_uncapped | 2026-07-10T11:21:49.898172
C_Target_VRE | Secondary Techs | PWRSDSINDWE | TotalAnnualMaxCapacityInvestment | 2050 | 9999 | exempt_uncapped | 2026-07-10T11:21:49.898172
C_Target_VRE | Secondary Techs | PWRCSPINDSO | TotalAnnualMaxCapacityInvestment | 2023 | 0.1 | lid_floor | 2026-07-10T11:21:49.898172
C_Target_VRE | Secondary Techs | PWRCSPINDSO | TotalAnnualMaxCapacityInvestment | 2024 | 0.1 | lid_floor | 2026-07-10T11:21:49.898172
C_Target_VRE | Secondary Techs | PWRCSPINDSO | TotalAnnualMaxCapacityInvestment | 2025 | 0.1 | lid_floor | 2026-07-10T11:21:49.898172
C_Target_VRE | Secondary Techs | PWRCSPINDSO | TotalAnnualMaxCapacityInvestment | 2026 | 0.1 | lid_floor | 2026-07-10T11:21:49.898172
C_Target_VRE | Secondary Techs | PWRCSPINDSO | TotalAnnualMaxCapacityInvestment | 2027 | 0.1 | lid_floor | 2026-07-10T11:21:49.898172
C_Target_VRE | Secondary Techs | PWRCSPINDSO | TotalAnnualMaxCapacityInvestment | 2028 | 0.1 | lid_floor | 2026-07-10T11:21:49.898172
C_Target_VRE | Secondary Techs | PWRCSPINDSO | TotalAnnualMaxCapacityInvestment | 2029 | 0.1 | lid_floor | 2026-07-10T11:21:49.898172
C_Target_VRE | Secondary Techs | PWRCSPINDSO | TotalAnnualMaxCapacityInvestment | 2030 | 0.1 | lid_floor | 2026-07-10T11:21:49.898172
C_Target_VRE | Secondary Techs | PWRCSPINDSO | TotalAnnualMaxCapacityInvestment | 2031 | 0.1 | lid_floor | 2026-07-10T11:21:49.898172
C_Target_VRE | Secondary Techs | PWRCSPINDSO | TotalAnnualMaxCapacityInvestment | 2032 | 0.1 | lid_floor | 2026-07-10T11:21:49.898172
C_Target_VRE | Secondary Techs | PWRCSPINDSO | TotalAnnualMaxCapacityInvestment | 2033 | 0.1 | lid_floor | 2026-07-10T11:21:49.898172
C_Target_VRE | Secondary Techs | PWRCSPINDSO | TotalAnnualMaxCapacityInvestment | 2034 | 0.1 | lid_floor | 2026-07-10T11:21:49.898172
C_Target_VRE | Secondary Techs | PWRCSPINDSO | TotalAnnualMaxCapacityInvestment | 2035 | 0.1 | lid_floor | 2026-07-10T11:21:49.898172
C_Target_VRE | Secondary Techs | PWRCSPINDSO | TotalAnnualMaxCapacityInvestment | 2036 | 0.1 | lid_floor | 2026-07-10T11:21:49.898172
C_Target_VRE | Secondary Techs | PWRCSPINDSO | TotalAnnualMaxCapacityInvestment | 2037 | 0.1 | lid_floor | 2026-07-10T11:21:49.898172
C_Target_VRE | Secondary Techs | PWRCSPINDSO | TotalAnnualMaxCapacityInvestment | 2038 | 0.1 | lid_floor | 2026-07-10T11:21:49.898172
C_Target_VRE | Secondary Techs | PWRCSPINDSO | TotalAnnualMaxCapacityInvestment | 2039 | 0.1 | lid_floor | 2026-07-10T11:21:49.898172
C_Target_VRE | Secondary Techs | PWRCSPINDSO | TotalAnnualMaxCapacityInvestment | 2040 | 0.1 | lid_floor | 2026-07-10T11:21:49.898172
C_Target_VRE | Secondary Techs | PWRCSPINDSO | TotalAnnualMaxCapacityInvestment | 2041 | 0.1 | lid_floor | 2026-07-10T11:21:49.898172
C_Target_VRE | Secondary Techs | PWRCSPINDSO | TotalAnnualMaxCapacityInvestment | 2042 | 0.1 | lid_floor | 2026-07-10T11:21:49.898172
C_Target_VRE | Secondary Techs | PWRCSPINDSO | TotalAnnualMaxCapacityInvestment | 2043 | 0.13554 | lid_adequacy_scaled | 2026-07-10T11:21:49.898172
C_Target_VRE | Secondary Techs | PWRCSPINDSO | TotalAnnualMaxCapacityInvestment | 2044 | 0.17677 | lid_adequacy_scaled | 2026-07-10T11:21:49.898172
C_Target_VRE | Secondary Techs | PWRCSPINDSO | TotalAnnualMaxCapacityInvestment | 2045 | 0.21646 | lid_adequacy_scaled | 2026-07-10T11:21:49.898172
C_Target_VRE | Secondary Techs | PWRCSPINDSO | TotalAnnualMaxCapacityInvestment | 2046 | 0.26778 | lid_adequacy_scaled | 2026-07-10T11:21:49.898172
C_Target_VRE | Secondary Techs | PWRCSPINDSO | TotalAnnualMaxCapacityInvestment | 2047 | 0.31493 | lid_adequacy_scaled | 2026-07-10T11:21:49.898172
C_Target_VRE | Secondary Techs | PWRCSPINDSO | TotalAnnualMaxCapacityInvestment | 2048 | 0.35873 | lid_adequacy_scaled | 2026-07-10T11:21:49.898172
C_Target_VRE | Secondary Techs | PWRCSPINDSO | TotalAnnualMaxCapacityInvestment | 2049 | 0.39983 | lid_adequacy_scaled | 2026-07-10T11:21:49.898172
C_Target_VRE | Secondary Techs | PWRCSPINDSO | TotalAnnualMaxCapacityInvestment | 2050 | 0.43878 | lid_adequacy_scaled | 2026-07-10T11:21:49.898172
C_Target_VRE | Secondary Techs | PWRBIOINDSO | TotalAnnualMaxCapacityInvestment | 2023 | 0 | lid_floor_suppressed | 2026-07-10T11:21:49.898172
C_Target_VRE | Secondary Techs | PWRBIOINDSO | TotalAnnualMaxCapacityInvestment | 2024 | 0.21472 | lid_fill | 2026-07-10T11:21:49.898172
C_Target_VRE | Secondary Techs | PWRBIOINDSO | TotalAnnualMaxCapacityInvestment | 2025 | 0.22799 | lid_fill | 2026-07-10T11:21:49.898172
C_Target_VRE | Secondary Techs | PWRBIOINDSO | TotalAnnualMaxCapacityInvestment | 2026 | 0.25103 | lid_fill | 2026-07-10T11:21:49.898172
C_Target_VRE | Secondary Techs | PWRBIOINDSO | TotalAnnualMaxCapacityInvestment | 2027 | 0.25395 | lid_fill | 2026-07-10T11:21:49.898172
C_Target_VRE | Secondary Techs | PWRBIOINDSO | TotalAnnualMaxCapacityInvestment | 2028 | 0.26453 | lid_family_capped | 2026-07-10T11:21:49.898172
C_Target_VRE | Secondary Techs | PWRBIOINDSO | TotalAnnualMaxCapacityInvestment | 2029 | 0.23964 | lid_family_capped | 2026-07-10T11:21:49.898172
C_Target_VRE | Secondary Techs | PWRBIOINDSO | TotalAnnualMaxCapacityInvestment | 2030 | 0.16439 | lid_family_capped | 2026-07-10T11:21:49.898172
C_Target_VRE | Secondary Techs | PWRBIOINDSO | TotalAnnualMaxCapacityInvestment | 2031 | 0.15252 | lid_family_capped | 2026-07-10T11:21:49.898172
C_Target_VRE | Secondary Techs | PWRBIOINDSO | TotalAnnualMaxCapacityInvestment | 2032 | 0.19077 | lid_family_capped | 2026-07-10T11:21:49.898172
C_Target_VRE | Secondary Techs | PWRBIOINDSO | TotalAnnualMaxCapacityInvestment | 2033 | 0.18366 | lid_family_capped | 2026-07-10T11:21:49.898172
C_Target_VRE | Secondary Techs | PWRBIOINDSO | TotalAnnualMaxCapacityInvestment | 2034 | 0.17656 | lid_family_capped | 2026-07-10T11:21:49.898172
C_Target_VRE | Secondary Techs | PWRBIOINDSO | TotalAnnualMaxCapacityInvestment | 2035 | 0.16945 | lid_family_capped | 2026-07-10T11:21:49.898172
C_Target_VRE | Secondary Techs | PWRBIOINDSO | TotalAnnualMaxCapacityInvestment | 2036 | 0.16235 | lid_family_capped | 2026-07-10T11:21:49.898172
C_Target_VRE | Secondary Techs | PWRBIOINDSO | TotalAnnualMaxCapacityInvestment | 2037 | 0.17223 | lid_family_capped | 2026-07-10T11:21:49.898172
C_Target_VRE | Secondary Techs | PWRBIOINDSO | TotalAnnualMaxCapacityInvestment | 2038 | 0.16463 | lid_family_capped | 2026-07-10T11:21:49.898172
C_Target_VRE | Secondary Techs | PWRBIOINDSO | TotalAnnualMaxCapacityInvestment | 2039 | 0.15703 | lid_family_capped | 2026-07-10T11:21:49.898172
C_Target_VRE | Secondary Techs | PWRBIOINDSO | TotalAnnualMaxCapacityInvestment | 2040 | 0.1424 | lid_family_capped | 2026-07-10T11:21:49.898172
C_Target_VRE | Secondary Techs | PWRBIOINDSO | TotalAnnualMaxCapacityInvestment | 2041 | 0.14158 | lid_family_capped | 2026-07-10T11:21:49.898172
C_Target_VRE | Secondary Techs | PWRBIOINDSO | TotalAnnualMaxCapacityInvestment | 2042 | 0.16307 | lid_family_capped | 2026-07-10T11:21:49.898172
C_Target_VRE | Secondary Techs | PWRBIOINDSO | TotalAnnualMaxCapacityInvestment | 2043 | 0.22364 | lid_adequacy_scaled | 2026-07-10T11:21:49.898172
C_Target_VRE | Secondary Techs | PWRBIOINDSO | TotalAnnualMaxCapacityInvestment | 2044 | 0.29487 | lid_adequacy_scaled | 2026-07-10T11:21:49.898172
C_Target_VRE | Secondary Techs | PWRBIOINDSO | TotalAnnualMaxCapacityInvestment | 2045 | 0.36478 | lid_adequacy_scaled | 2026-07-10T11:21:49.898172
C_Target_VRE | Secondary Techs | PWRBIOINDSO | TotalAnnualMaxCapacityInvestment | 2046 | 0.45553 | lid_adequacy_scaled | 2026-07-10T11:21:49.898172
C_Target_VRE | Secondary Techs | PWRBIOINDSO | TotalAnnualMaxCapacityInvestment | 2047 | 0.54035 | lid_adequacy_scaled | 2026-07-10T11:21:49.898172
C_Target_VRE | Secondary Techs | PWRBIOINDSO | TotalAnnualMaxCapacityInvestment | 2048 | 0.62022 | lid_adequacy_scaled | 2026-07-10T11:21:49.898172
C_Target_VRE | Secondary Techs | PWRBIOINDSO | TotalAnnualMaxCapacityInvestment | 2049 | 0.69593 | lid_adequacy_scaled | 2026-07-10T11:21:49.898172
C_Target_VRE | Secondary Techs | PWRBIOINDSO | TotalAnnualMaxCapacityInvestment | 2050 | 0.76809 | lid_adequacy_scaled | 2026-07-10T11:21:49.898172
C_Target_VRE | Secondary Techs | PWRWASINDEA | TotalAnnualMaxCapacityInvestment | 2023 | 0 | lid_floor_suppressed | 2026-07-10T11:21:49.898172
C_Target_VRE | Secondary Techs | PWRWASINDEA | TotalAnnualMaxCapacityInvestment | 2024 | 0.00037493 | lid_floor_suppressed | 2026-07-10T11:21:49.898172
C_Target_VRE | Secondary Techs | PWRWASINDEA | TotalAnnualMaxCapacityInvestment | 2025 | 0.00042653 | lid_floor_suppressed | 2026-07-10T11:21:49.898172
C_Target_VRE | Secondary Techs | PWRWASINDEA | TotalAnnualMaxCapacityInvestment | 2026 | 0.00043551 | lid_floor_suppressed | 2026-07-10T11:21:49.898172
C_Target_VRE | Secondary Techs | PWRWASINDEA | TotalAnnualMaxCapacityInvestment | 2027 | 0.00046603 | lid_floor_suppressed | 2026-07-10T11:21:49.898172
C_Target_VRE | Secondary Techs | PWRWASINDEA | TotalAnnualMaxCapacityInvestment | 2028 | 0.00048356 | lid_floor_suppressed | 2026-07-10T11:21:49.898172
C_Target_VRE | Secondary Techs | PWRWASINDEA | TotalAnnualMaxCapacityInvestment | 2029 | 0.00037565 | lid_floor_suppressed | 2026-07-10T11:21:49.898172
C_Target_VRE | Secondary Techs | PWRWASINDEA | TotalAnnualMaxCapacityInvestment | 2030 | 0.00018128 | lid_floor_suppressed | 2026-07-10T11:21:49.898172
C_Target_VRE | Secondary Techs | PWRWASINDEA | TotalAnnualMaxCapacityInvestment | 2031 | 0.00015098 | lid_floor_suppressed | 2026-07-10T11:21:49.898172
C_Target_VRE | Secondary Techs | PWRWASINDEA | TotalAnnualMaxCapacityInvestment | 2032 | 0.00026523 | lid_floor_suppressed | 2026-07-10T11:21:49.898172
C_Target_VRE | Secondary Techs | PWRWASINDEA | TotalAnnualMaxCapacityInvestment | 2033 | 0.00023962 | lid_floor_suppressed | 2026-07-10T11:21:49.898172
C_Target_VRE | Secondary Techs | PWRWASINDEA | TotalAnnualMaxCapacityInvestment | 2034 | 0.00021403 | lid_floor_suppressed | 2026-07-10T11:21:49.898172
C_Target_VRE | Secondary Techs | PWRWASINDEA | TotalAnnualMaxCapacityInvestment | 2035 | 0.00018842 | lid_floor_suppressed | 2026-07-10T11:21:49.898172
C_Target_VRE | Secondary Techs | PWRWASINDEA | TotalAnnualMaxCapacityInvestment | 2036 | 0.00016283 | lid_floor_suppressed | 2026-07-10T11:21:49.898172
C_Target_VRE | Secondary Techs | PWRWASINDEA | TotalAnnualMaxCapacityInvestment | 2037 | 0.00019292 | lid_floor_suppressed | 2026-07-10T11:21:49.898172
C_Target_VRE | Secondary Techs | PWRWASINDEA | TotalAnnualMaxCapacityInvestment | 2038 | 0.00016398 | lid_floor_suppressed | 2026-07-10T11:21:49.898172
C_Target_VRE | Secondary Techs | PWRWASINDEA | TotalAnnualMaxCapacityInvestment | 2039 | 0.00013504 | lid_floor_suppressed | 2026-07-10T11:21:49.898172
C_Target_VRE | Secondary Techs | PWRWASINDEA | TotalAnnualMaxCapacityInvestment | 2040 | 0.00010611 | lid_floor_suppressed | 2026-07-10T11:21:49.898172
C_Target_VRE | Secondary Techs | PWRWASINDEA | TotalAnnualMaxCapacityInvestment | 2041 | 9.9822e-05 | lid_adequacy_scaled | 2026-07-10T11:21:49.898172
C_Target_VRE | Secondary Techs | PWRWASINDEA | TotalAnnualMaxCapacityInvestment | 2042 | 0.00021903 | lid_adequacy_scaled | 2026-07-10T11:21:49.898172
C_Target_VRE | Secondary Techs | PWRWASINDEA | TotalAnnualMaxCapacityInvestment | 2043 | 0.00031764 | lid_adequacy_scaled | 2026-07-10T11:21:49.898172
C_Target_VRE | Secondary Techs | PWRWASINDEA | TotalAnnualMaxCapacityInvestment | 2044 | 0.00040366 | lid_adequacy_scaled | 2026-07-10T11:21:49.898172
C_Target_VRE | Secondary Techs | PWRWASINDEA | TotalAnnualMaxCapacityInvestment | 2045 | 0.00046942 | lid_adequacy_scaled | 2026-07-10T11:21:49.898172
C_Target_VRE | Secondary Techs | PWRWASINDEA | TotalAnnualMaxCapacityInvestment | 2046 | 0.00053788 | lid_adequacy_scaled | 2026-07-10T11:21:49.898172
C_Target_VRE | Secondary Techs | PWRWASINDEA | TotalAnnualMaxCapacityInvestment | 2047 | 0.0004959 | lid_adequacy_scaled | 2026-07-10T11:21:49.898172
C_Target_VRE | Secondary Techs | PWRWASINDEA | TotalAnnualMaxCapacityInvestment | 2048 | 0.00023519 | lid_adequacy_scaled | 2026-07-10T11:21:49.898172
C_Target_VRE | Secondary Techs | PWRWASINDEA | TotalAnnualMaxCapacityInvestment | 2049 | 0 | lid_adequacy_scaled | 2026-07-10T11:21:49.898172
C_Target_VRE | Secondary Techs | PWRWASINDEA | TotalAnnualMaxCapacityInvestment | 2050 | 0 | lid_adequacy_scaled | 2026-07-10T11:21:49.898172
C_Target_VRE | Secondary Techs | PWRSPVINDWE | TotalAnnualMaxCapacityInvestment | 2023 | 0.15958 | untie_min_inv | 2026-07-10T11:21:49.898172
C_Target_VRE | Secondary Techs | PWRSPVINDWE | TotalAnnualMaxCapacityInvestment | 2024 | 4.2329 | untie_min_inv | 2026-07-10T11:21:49.898172
C_Target_VRE | Secondary Techs | PWRSPVINDWE | TotalAnnualMaxCapacityInvestment | 2025 | 5.4166 | untie_min_inv | 2026-07-10T11:21:49.898172
C_Target_VRE | Secondary Techs | PWRSPVINDWE | TotalAnnualMaxCapacityInvestment | 2026 | 9.8505 | untie_min_inv | 2026-07-10T11:21:49.898172
C_Target_VRE | Secondary Techs | PWRSPVINDWE | TotalAnnualMaxCapacityInvestment | 2027 | 5.4742 | untie_min_inv | 2026-07-10T11:21:49.898172
C_Target_VRE | Secondary Techs | PWRSPVINDWE | TotalAnnualMaxCapacityInvestment | 2028 | 2.5755 | untie_min_inv | 2026-07-10T11:21:49.898172
C_Target_VRE | Secondary Techs | PWRSPVINDWE | TotalAnnualMaxCapacityInvestment | 2029 | 1.2315 | lid_relaxed | 2026-07-10T11:21:49.898172
C_Target_VRE | Secondary Techs | PWRSPVINDWE | TotalAnnualMaxCapacityInvestment | 2030 | 0.44375 | lid_relaxed | 2026-07-10T11:21:49.898172
C_Target_VRE | Secondary Techs | PWRSPVINDWE | TotalAnnualMaxCapacityInvestment | 2031 | 0.375 | lid_relaxed | 2026-07-10T11:21:49.898172
C_Target_VRE | Secondary Techs | PWRSPVINDWE | TotalAnnualMaxCapacityInvestment | 2032 | 0.8513 | lid_relaxed | 2026-07-10T11:21:49.898172
C_Target_VRE | Secondary Techs | PWRSPVINDWE | TotalAnnualMaxCapacityInvestment | 2033 | 0.8157 | lid_relaxed | 2026-07-10T11:21:49.898172
C_Target_VRE | Secondary Techs | PWRSPVINDWE | TotalAnnualMaxCapacityInvestment | 2034 | 0.77586 | lid_relaxed | 2026-07-10T11:21:49.898172
C_Target_VRE | Secondary Techs | PWRSPVINDWE | TotalAnnualMaxCapacityInvestment | 2035 | 0.73181 | lid_relaxed | 2026-07-10T11:21:49.898172
C_Target_VRE | Secondary Techs | PWRSPVINDWE | TotalAnnualMaxCapacityInvestment | 2036 | 0.68353 | lid_relaxed | 2026-07-10T11:21:49.898172
C_Target_VRE | Secondary Techs | PWRSPVINDWE | TotalAnnualMaxCapacityInvestment | 2037 | 0.79261 | lid_relaxed | 2026-07-10T11:21:49.898172
C_Target_VRE | Secondary Techs | PWRSPVINDWE | TotalAnnualMaxCapacityInvestment | 2038 | 0.73282 | lid_relaxed | 2026-07-10T11:21:49.898172
C_Target_VRE | Secondary Techs | PWRSPVINDWE | TotalAnnualMaxCapacityInvestment | 2039 | 0.66837 | lid_relaxed | 2026-07-10T11:21:49.898172
C_Target_VRE | Secondary Techs | PWRSPVINDWE | TotalAnnualMaxCapacityInvestment | 2040 | 0.59923 | lid_relaxed | 2026-07-10T11:21:49.898172
C_Target_VRE | Secondary Techs | PWRSPVINDWE | TotalAnnualMaxCapacityInvestment | 2041 | 0.6006 | lid_adequacy_scaled | 2026-07-10T11:21:49.898172
C_Target_VRE | Secondary Techs | PWRSPVINDWE | TotalAnnualMaxCapacityInvestment | 2042 | 1.2762 | lid_adequacy_scaled | 2026-07-10T11:21:49.898172
C_Target_VRE | Secondary Techs | PWRSPVINDWE | TotalAnnualMaxCapacityInvestment | 2043 | 2.001 | lid_adequacy_scaled | 2026-07-10T11:21:49.898172
C_Target_VRE | Secondary Techs | PWRSPVINDWE | TotalAnnualMaxCapacityInvestment | 2044 | 2.7787 | lid_adequacy_scaled | 2026-07-10T11:21:49.898172
C_Target_VRE | Secondary Techs | PWRSPVINDWE | TotalAnnualMaxCapacityInvestment | 2045 | 3.6049 | lid_adequacy_scaled | 2026-07-10T11:21:49.898172
C_Target_VRE | Secondary Techs | PWRSPVINDWE | TotalAnnualMaxCapacityInvestment | 2046 | 4.9726 | lid_adequacy_scaled | 2026-07-10T11:21:49.898172
C_Target_VRE | Secondary Techs | PWRSPVINDWE | TotalAnnualMaxCapacityInvestment | 2047 | 6.4417 | lid_adequacy_scaled | 2026-07-10T11:21:49.898172
C_Target_VRE | Secondary Techs | PWRSPVINDWE | TotalAnnualMaxCapacityInvestment | 2048 | 7.9935 | lid_adequacy_scaled | 2026-07-10T11:21:49.898172
C_Target_VRE | Secondary Techs | PWRSPVINDWE | TotalAnnualMaxCapacityInvestment | 2049 | 9.6055 | lid_adequacy_scaled | 2026-07-10T11:21:49.898172
C_Target_VRE | Secondary Techs | PWRSPVINDWE | TotalAnnualMaxCapacityInvestment | 2050 | 11.2473 | lid_adequacy_scaled | 2026-07-10T11:21:49.898172
C_Target_VRE | Secondary Techs | PWRWASLKAXX | TotalAnnualMaxCapacityInvestment | 2023 | 0 | lid_floor_suppressed | 2026-07-10T11:21:49.898172
C_Target_VRE | Secondary Techs | PWRWASLKAXX | TotalAnnualMaxCapacityInvestment | 2024 | 0.00080254 | lid_floor_suppressed | 2026-07-10T11:21:49.898172
C_Target_VRE | Secondary Techs | PWRWASLKAXX | TotalAnnualMaxCapacityInvestment | 2025 | 0.00060431 | lid_floor_suppressed | 2026-07-10T11:21:49.898172
C_Target_VRE | Secondary Techs | PWRWASLKAXX | TotalAnnualMaxCapacityInvestment | 2026 | 0.00060558 | lid_floor_suppressed | 2026-07-10T11:21:49.898172
C_Target_VRE | Secondary Techs | PWRWASLKAXX | TotalAnnualMaxCapacityInvestment | 2027 | 0.00064159 | lid_floor_suppressed | 2026-07-10T11:21:49.898172
C_Target_VRE | Secondary Techs | PWRWASLKAXX | TotalAnnualMaxCapacityInvestment | 2028 | 0.0006756 | lid_floor_suppressed | 2026-07-10T11:21:49.898172
C_Target_VRE | Secondary Techs | PWRWASLKAXX | TotalAnnualMaxCapacityInvestment | 2029 | 0.00064744 | lid_floor_suppressed | 2026-07-10T11:21:49.898172
C_Target_VRE | Secondary Techs | PWRWASLKAXX | TotalAnnualMaxCapacityInvestment | 2030 | 0.00069861 | lid_floor_suppressed | 2026-07-10T11:21:49.898172
C_Target_VRE | Secondary Techs | PWRWASLKAXX | TotalAnnualMaxCapacityInvestment | 2031 | 0.00064136 | lid_floor_suppressed | 2026-07-10T11:21:49.898172
C_Target_VRE | Secondary Techs | PWRWASLKAXX | TotalAnnualMaxCapacityInvestment | 2032 | 0.00066605 | lid_floor_suppressed | 2026-07-10T11:21:49.898172
C_Target_VRE | Secondary Techs | PWRWASLKAXX | TotalAnnualMaxCapacityInvestment | 2033 | 0.00068941 | lid_floor_suppressed | 2026-07-10T11:21:49.898172
C_Target_VRE | Secondary Techs | PWRWASLKAXX | TotalAnnualMaxCapacityInvestment | 2034 | 0.00072049 | lid_floor_suppressed | 2026-07-10T11:21:49.898172
C_Target_VRE | Secondary Techs | PWRWASLKAXX | TotalAnnualMaxCapacityInvestment | 2035 | 0.00076511 | lid_floor_suppressed | 2026-07-10T11:21:49.898172
C_Target_VRE | Secondary Techs | PWRWASLKAXX | TotalAnnualMaxCapacityInvestment | 2036 | 0.00082827 | lid_floor_suppressed | 2026-07-10T11:21:49.898172
C_Target_VRE | Secondary Techs | PWRWASLKAXX | TotalAnnualMaxCapacityInvestment | 2037 | 0.00087735 | lid_floor_suppressed | 2026-07-10T11:21:49.898172
C_Target_VRE | Secondary Techs | PWRWASLKAXX | TotalAnnualMaxCapacityInvestment | 2038 | 0.00092993 | lid_floor_suppressed | 2026-07-10T11:21:49.898172
C_Target_VRE | Secondary Techs | PWRWASLKAXX | TotalAnnualMaxCapacityInvestment | 2039 | 0.00094519 | lid_floor_suppressed | 2026-07-10T11:21:49.898172
C_Target_VRE | Secondary Techs | PWRWASLKAXX | TotalAnnualMaxCapacityInvestment | 2040 | 0.00098587 | lid_floor_suppressed | 2026-07-10T11:21:49.898172
C_Target_VRE | Secondary Techs | PWRWASLKAXX | TotalAnnualMaxCapacityInvestment | 2041 | 0.0010313 | lid_floor_suppressed | 2026-07-10T11:21:49.898172
C_Target_VRE | Secondary Techs | PWRWASLKAXX | TotalAnnualMaxCapacityInvestment | 2042 | 0.0010332 | lid_floor_suppressed | 2026-07-10T11:21:49.898172
C_Target_VRE | Secondary Techs | PWRWASLKAXX | TotalAnnualMaxCapacityInvestment | 2043 | 0.0010506 | lid_floor_suppressed | 2026-07-10T11:21:49.898172
C_Target_VRE | Secondary Techs | PWRWASLKAXX | TotalAnnualMaxCapacityInvestment | 2044 | 0.0010769 | lid_floor_suppressed | 2026-07-10T11:21:49.898172
C_Target_VRE | Secondary Techs | PWRWASLKAXX | TotalAnnualMaxCapacityInvestment | 2045 | 0.0010922 | lid_adequacy_scaled | 2026-07-10T11:21:49.898172
C_Target_VRE | Secondary Techs | PWRWASLKAXX | TotalAnnualMaxCapacityInvestment | 2046 | 0.0013908 | lid_adequacy_scaled | 2026-07-10T11:21:49.898172
C_Target_VRE | Secondary Techs | PWRWASLKAXX | TotalAnnualMaxCapacityInvestment | 2047 | 0.0016832 | lid_adequacy_scaled | 2026-07-10T11:21:49.898172
C_Target_VRE | Secondary Techs | PWRWASLKAXX | TotalAnnualMaxCapacityInvestment | 2048 | 0.0019486 | lid_adequacy_scaled | 2026-07-10T11:21:49.898172
C_Target_VRE | Secondary Techs | PWRWASLKAXX | TotalAnnualMaxCapacityInvestment | 2049 | 0.0022277 | lid_adequacy_scaled | 2026-07-10T11:21:49.898172
C_Target_VRE | Secondary Techs | PWRWASLKAXX | TotalAnnualMaxCapacityInvestment | 2050 | 0.0025089 | lid_adequacy_scaled | 2026-07-10T11:21:49.898172
C_Target_VRE | Secondary Techs | PWRSPVINDEA | TotalAnnualMaxCapacityInvestment | 2023 | 0.1 | lid_floor | 2026-07-10T11:21:49.898172
C_Target_VRE | Secondary Techs | PWRSPVINDEA | TotalAnnualMaxCapacityInvestment | 2024 | 0.1 | lid_floor | 2026-07-10T11:21:49.898172
C_Target_VRE | Secondary Techs | PWRSPVINDEA | TotalAnnualMaxCapacityInvestment | 2025 | 0.36158 | untie_min_inv | 2026-07-10T11:21:49.898172
C_Target_VRE | Secondary Techs | PWRSPVINDEA | TotalAnnualMaxCapacityInvestment | 2026 | 0.1 | lid_floor | 2026-07-10T11:21:49.898172
C_Target_VRE | Secondary Techs | PWRSPVINDEA | TotalAnnualMaxCapacityInvestment | 2027 | 0.101 | untie_min_inv | 2026-07-10T11:21:49.898172
C_Target_VRE | Secondary Techs | PWRSPVINDEA | TotalAnnualMaxCapacityInvestment | 2028 | 0.1 | lid_floor | 2026-07-10T11:21:49.898172
C_Target_VRE | Secondary Techs | PWRSPVINDEA | TotalAnnualMaxCapacityInvestment | 2029 | 0.1 | lid_floor | 2026-07-10T11:21:49.898172
C_Target_VRE | Secondary Techs | PWRSPVINDEA | TotalAnnualMaxCapacityInvestment | 2030 | 0.1 | lid_floor | 2026-07-10T11:21:49.898172
C_Target_VRE | Secondary Techs | PWRSPVINDEA | TotalAnnualMaxCapacityInvestment | 2031 | 0.1 | lid_floor | 2026-07-10T11:21:49.898172
C_Target_VRE | Secondary Techs | PWRSPVINDEA | TotalAnnualMaxCapacityInvestment | 2032 | 0.1 | lid_floor | 2026-07-10T11:21:49.898172
C_Target_VRE | Secondary Techs | PWRSPVINDEA | TotalAnnualMaxCapacityInvestment | 2033 | 0.1 | lid_floor | 2026-07-10T11:21:49.898172
C_Target_VRE | Secondary Techs | PWRSPVINDEA | TotalAnnualMaxCapacityInvestment | 2034 | 0.1 | lid_floor | 2026-07-10T11:21:49.898172
C_Target_VRE | Secondary Techs | PWRSPVINDEA | TotalAnnualMaxCapacityInvestment | 2035 | 0.1 | lid_floor | 2026-07-10T11:21:49.898172
C_Target_VRE | Secondary Techs | PWRSPVINDEA | TotalAnnualMaxCapacityInvestment | 2036 | 0.1 | lid_floor | 2026-07-10T11:21:49.898172
C_Target_VRE | Secondary Techs | PWRSPVINDEA | TotalAnnualMaxCapacityInvestment | 2037 | 0.1 | lid_floor | 2026-07-10T11:21:49.898172
C_Target_VRE | Secondary Techs | PWRSPVINDEA | TotalAnnualMaxCapacityInvestment | 2038 | 0.1 | lid_floor | 2026-07-10T11:21:49.898172
C_Target_VRE | Secondary Techs | PWRSPVINDEA | TotalAnnualMaxCapacityInvestment | 2039 | 0.1 | lid_floor | 2026-07-10T11:21:49.898172
C_Target_VRE | Secondary Techs | PWRSPVINDEA | TotalAnnualMaxCapacityInvestment | 2040 | 0.1 | lid_floor | 2026-07-10T11:21:49.898172
C_Target_VRE | Secondary Techs | PWRSPVINDEA | TotalAnnualMaxCapacityInvestment | 2041 | 0.12935 | lid_adequacy_scaled | 2026-07-10T11:21:49.898172
C_Target_VRE | Secondary Techs | PWRSPVINDEA | TotalAnnualMaxCapacityInvestment | 2042 | 0.20663 | lid_adequacy_scaled | 2026-07-10T11:21:49.898172
C_Target_VRE | Secondary Techs | PWRSPVINDEA | TotalAnnualMaxCapacityInvestment | 2043 | 0.33947 | lid_adequacy_scaled | 2026-07-10T11:21:49.898172
C_Target_VRE | Secondary Techs | PWRSPVINDEA | TotalAnnualMaxCapacityInvestment | 2044 | 0.50585 | lid_adequacy_scaled | 2026-07-10T11:21:49.898172
C_Target_VRE | Secondary Techs | PWRSPVINDEA | TotalAnnualMaxCapacityInvestment | 2045 | 0.72708 | lid_adequacy_scaled | 2026-07-10T11:21:49.898172
C_Target_VRE | Secondary Techs | PWRSPVINDEA | TotalAnnualMaxCapacityInvestment | 2046 | 1.1257 | lid_adequacy_scaled | 2026-07-10T11:21:49.898172
C_Target_VRE | Secondary Techs | PWRSPVINDEA | TotalAnnualMaxCapacityInvestment | 2047 | 1.6904 | lid_adequacy_scaled | 2026-07-10T11:21:49.898172
C_Target_VRE | Secondary Techs | PWRSPVINDEA | TotalAnnualMaxCapacityInvestment | 2048 | 2.5819 | lid_adequacy_scaled | 2026-07-10T11:21:49.898172
C_Target_VRE | Secondary Techs | PWRSPVINDEA | TotalAnnualMaxCapacityInvestment | 2049 | 3.426 | lid_adequacy_scaled | 2026-07-10T11:21:49.898172
C_Target_VRE | Secondary Techs | PWRSPVINDEA | TotalAnnualMaxCapacityInvestment | 2050 | 3.8802 | lid_adequacy_scaled | 2026-07-10T11:21:49.898172
C_Target_VRE | Secondary Techs | PWRNGSINDEA | TotalAnnualMaxCapacityInvestment | 2023 | 0.1 | lid_floor | 2026-07-10T11:21:49.898172
C_Target_VRE | Secondary Techs | PWRNGSINDEA | TotalAnnualMaxCapacityInvestment | 2024 | 0.1 | lid_floor | 2026-07-10T11:21:49.898172
C_Target_VRE | Secondary Techs | PWRNGSINDEA | TotalAnnualMaxCapacityInvestment | 2025 | 0.1 | lid_floor | 2026-07-10T11:21:49.898172
C_Target_VRE | Secondary Techs | PWRNGSINDEA | TotalAnnualMaxCapacityInvestment | 2026 | 0.1 | lid_floor | 2026-07-10T11:21:49.898172
C_Target_VRE | Secondary Techs | PWRNGSINDEA | TotalAnnualMaxCapacityInvestment | 2027 | 0.1 | lid_floor | 2026-07-10T11:21:49.898172
C_Target_VRE | Secondary Techs | PWRNGSINDEA | TotalAnnualMaxCapacityInvestment | 2028 | 0.1 | lid_floor | 2026-07-10T11:21:49.898172
C_Target_VRE | Secondary Techs | PWRNGSINDEA | TotalAnnualMaxCapacityInvestment | 2029 | 0.1 | lid_floor | 2026-07-10T11:21:49.898172
C_Target_VRE | Secondary Techs | PWRNGSINDEA | TotalAnnualMaxCapacityInvestment | 2030 | 0.1 | lid_floor | 2026-07-10T11:21:49.898172
C_Target_VRE | Secondary Techs | PWRNGSINDEA | TotalAnnualMaxCapacityInvestment | 2031 | 0.1 | lid_floor | 2026-07-10T11:21:49.898172
C_Target_VRE | Secondary Techs | PWRNGSINDEA | TotalAnnualMaxCapacityInvestment | 2032 | 0.1 | lid_floor | 2026-07-10T11:21:49.898172
C_Target_VRE | Secondary Techs | PWRNGSINDEA | TotalAnnualMaxCapacityInvestment | 2033 | 0.1 | lid_floor | 2026-07-10T11:21:49.898172
C_Target_VRE | Secondary Techs | PWRNGSINDEA | TotalAnnualMaxCapacityInvestment | 2034 | 0.1 | lid_floor | 2026-07-10T11:21:49.898172
C_Target_VRE | Secondary Techs | PWRNGSINDEA | TotalAnnualMaxCapacityInvestment | 2035 | 0.1 | lid_floor | 2026-07-10T11:21:49.898172
C_Target_VRE | Secondary Techs | PWRNGSINDEA | TotalAnnualMaxCapacityInvestment | 2036 | 0.1 | lid_floor | 2026-07-10T11:21:49.898172
C_Target_VRE | Secondary Techs | PWRNGSINDEA | TotalAnnualMaxCapacityInvestment | 2037 | 0.1 | lid_floor | 2026-07-10T11:21:49.898172
C_Target_VRE | Secondary Techs | PWRNGSINDEA | TotalAnnualMaxCapacityInvestment | 2038 | 0.1 | lid_floor | 2026-07-10T11:21:49.898172
C_Target_VRE | Secondary Techs | PWRNGSINDEA | TotalAnnualMaxCapacityInvestment | 2039 | 0.1 | lid_floor | 2026-07-10T11:21:49.898172
C_Target_VRE | Secondary Techs | PWRNGSINDEA | TotalAnnualMaxCapacityInvestment | 2040 | 0.1 | lid_floor | 2026-07-10T11:21:49.898172
C_Target_VRE | Secondary Techs | PWRNGSINDEA | TotalAnnualMaxCapacityInvestment | 2041 | 0.12935 | lid_adequacy_scaled | 2026-07-10T11:21:49.898172
C_Target_VRE | Secondary Techs | PWRNGSINDEA | TotalAnnualMaxCapacityInvestment | 2042 | 0.20663 | lid_adequacy_scaled | 2026-07-10T11:21:49.898172
C_Target_VRE | Secondary Techs | PWRNGSINDEA | TotalAnnualMaxCapacityInvestment | 2043 | 0.33947 | lid_adequacy_scaled | 2026-07-10T11:21:49.898172
C_Target_VRE | Secondary Techs | PWRNGSINDEA | TotalAnnualMaxCapacityInvestment | 2044 | 0.50585 | lid_adequacy_scaled | 2026-07-10T11:21:49.898172
C_Target_VRE | Secondary Techs | PWRNGSINDEA | TotalAnnualMaxCapacityInvestment | 2045 | 0.72708 | lid_adequacy_scaled | 2026-07-10T11:21:49.898172
C_Target_VRE | Secondary Techs | PWRNGSINDEA | TotalAnnualMaxCapacityInvestment | 2046 | 1.1257 | lid_adequacy_scaled | 2026-07-10T11:21:49.898172
C_Target_VRE | Secondary Techs | PWRNGSINDEA | TotalAnnualMaxCapacityInvestment | 2047 | 1.6904 | lid_adequacy_scaled | 2026-07-10T11:21:49.898172
C_Target_VRE | Secondary Techs | PWRNGSINDEA | TotalAnnualMaxCapacityInvestment | 2048 | 2.5819 | lid_adequacy_scaled | 2026-07-10T11:21:49.898172
C_Target_VRE | Secondary Techs | PWRNGSINDEA | TotalAnnualMaxCapacityInvestment | 2049 | 3.426 | lid_adequacy_scaled | 2026-07-10T11:21:49.898172
C_Target_VRE | Secondary Techs | PWRNGSINDEA | TotalAnnualMaxCapacityInvestment | 2050 | 3.8802 | lid_adequacy_scaled | 2026-07-10T11:21:49.898172
C_Target_VRE | Secondary Techs | PWRSDSBGDXX | TotalAnnualMaxCapacityInvestment | 2023 | 9999 | exempt_maxcap_uncapped | 2026-07-10T11:21:49.898172
C_Target_VRE | Secondary Techs | PWRSDSBGDXX | TotalAnnualMaxCapacityInvestment | 2024 | 9999 | exempt_maxcap_uncapped | 2026-07-10T11:21:49.898172
C_Target_VRE | Secondary Techs | PWRSDSBGDXX | TotalAnnualMaxCapacityInvestment | 2025 | 9999 | exempt_maxcap_uncapped | 2026-07-10T11:21:49.898172
C_Target_VRE | Secondary Techs | PWRSDSBGDXX | TotalAnnualMaxCapacityInvestment | 2026 | 9999 | exempt_maxcap_uncapped | 2026-07-10T11:21:49.898172
C_Target_VRE | Secondary Techs | PWRSDSBGDXX | TotalAnnualMaxCapacityInvestment | 2027 | 9999 | exempt_maxcap_uncapped | 2026-07-10T11:21:49.898172
C_Target_VRE | Secondary Techs | PWRSDSBGDXX | TotalAnnualMaxCapacityInvestment | 2028 | 9999 | exempt_maxcap_uncapped | 2026-07-10T11:21:49.898172
C_Target_VRE | Secondary Techs | PWRSDSBGDXX | TotalAnnualMaxCapacityInvestment | 2029 | 9999 | exempt_maxcap_uncapped | 2026-07-10T11:21:49.898172
C_Target_VRE | Secondary Techs | PWRSDSBGDXX | TotalAnnualMaxCapacityInvestment | 2030 | 9999 | exempt_maxcap_uncapped | 2026-07-10T11:21:49.898172
C_Target_VRE | Secondary Techs | PWRSDSBGDXX | TotalAnnualMaxCapacityInvestment | 2031 | 9999 | exempt_maxcap_uncapped | 2026-07-10T11:21:49.898172
C_Target_VRE | Secondary Techs | PWRSDSBGDXX | TotalAnnualMaxCapacityInvestment | 2032 | 9999 | exempt_maxcap_uncapped | 2026-07-10T11:21:49.898172
C_Target_VRE | Secondary Techs | PWRSDSBGDXX | TotalAnnualMaxCapacityInvestment | 2033 | 9999 | exempt_maxcap_uncapped | 2026-07-10T11:21:49.898172
C_Target_VRE | Secondary Techs | PWRSDSBGDXX | TotalAnnualMaxCapacityInvestment | 2034 | 9999 | exempt_maxcap_uncapped | 2026-07-10T11:21:49.898172
C_Target_VRE | Secondary Techs | PWRSDSBGDXX | TotalAnnualMaxCapacityInvestment | 2035 | 9999 | exempt_maxcap_uncapped | 2026-07-10T11:21:49.898172
C_Target_VRE | Secondary Techs | PWRSDSBGDXX | TotalAnnualMaxCapacityInvestment | 2036 | 9999 | exempt_maxcap_uncapped | 2026-07-10T11:21:49.898172
C_Target_VRE | Secondary Techs | PWRSDSBGDXX | TotalAnnualMaxCapacityInvestment | 2037 | 9999 | exempt_maxcap_uncapped | 2026-07-10T11:21:49.898172
C_Target_VRE | Secondary Techs | PWRSDSBGDXX | TotalAnnualMaxCapacityInvestment | 2038 | 9999 | exempt_maxcap_uncapped | 2026-07-10T11:21:49.898172
C_Target_VRE | Secondary Techs | PWRSDSBGDXX | TotalAnnualMaxCapacityInvestment | 2039 | 9999 | exempt_maxcap_uncapped | 2026-07-10T11:21:49.898172
C_Target_VRE | Secondary Techs | PWRSDSBGDXX | TotalAnnualMaxCapacityInvestment | 2040 | 9999 | exempt_maxcap_uncapped | 2026-07-10T11:21:49.898172
C_Target_VRE | Secondary Techs | PWRSDSBGDXX | TotalAnnualMaxCapacityInvestment | 2041 | 9999 | exempt_maxcap_uncapped | 2026-07-10T11:21:49.898172
C_Target_VRE | Secondary Techs | PWRSDSBGDXX | TotalAnnualMaxCapacityInvestment | 2042 | 9999 | exempt_maxcap_uncapped | 2026-07-10T11:21:49.898172
C_Target_VRE | Secondary Techs | PWRSDSBGDXX | TotalAnnualMaxCapacityInvestment | 2043 | 9999 | exempt_maxcap_uncapped | 2026-07-10T11:21:49.898172
C_Target_VRE | Secondary Techs | PWRSDSBGDXX | TotalAnnualMaxCapacityInvestment | 2044 | 9999 | exempt_maxcap_uncapped | 2026-07-10T11:21:49.898172
C_Target_VRE | Secondary Techs | PWRSDSBGDXX | TotalAnnualMaxCapacityInvestment | 2045 | 9999 | exempt_maxcap_uncapped | 2026-07-10T11:21:49.898172
C_Target_VRE | Secondary Techs | PWRSDSBGDXX | TotalAnnualMaxCapacityInvestment | 2046 | 9999 | exempt_maxcap_uncapped | 2026-07-10T11:21:49.898172
C_Target_VRE | Secondary Techs | PWRSDSBGDXX | TotalAnnualMaxCapacityInvestment | 2047 | 9999 | exempt_maxcap_uncapped | 2026-07-10T11:21:49.898172
C_Target_VRE | Secondary Techs | PWRSDSBGDXX | TotalAnnualMaxCapacityInvestment | 2048 | 9999 | exempt_maxcap_uncapped | 2026-07-10T11:21:49.898172
C_Target_VRE | Secondary Techs | PWRSDSBGDXX | TotalAnnualMaxCapacityInvestment | 2049 | 9999 | exempt_maxcap_uncapped | 2026-07-10T11:21:49.898172
C_Target_VRE | Secondary Techs | PWRSDSBGDXX | TotalAnnualMaxCapacityInvestment | 2050 | 9999 | exempt_maxcap_uncapped | 2026-07-10T11:21:49.898172
C_Target_VRE | Secondary Techs | PWRSDSBGDXX | TotalAnnualMaxCapacityInvestment | 2023 | 9999 | exempt_uncapped | 2026-07-10T11:21:49.898172
C_Target_VRE | Secondary Techs | PWRSDSBGDXX | TotalAnnualMaxCapacityInvestment | 2024 | 9999 | exempt_uncapped | 2026-07-10T11:21:49.898172
C_Target_VRE | Secondary Techs | PWRSDSBGDXX | TotalAnnualMaxCapacityInvestment | 2025 | 9999 | exempt_uncapped | 2026-07-10T11:21:49.898172
C_Target_VRE | Secondary Techs | PWRSDSBGDXX | TotalAnnualMaxCapacityInvestment | 2026 | 9999 | exempt_uncapped | 2026-07-10T11:21:49.898172
C_Target_VRE | Secondary Techs | PWRSDSBGDXX | TotalAnnualMaxCapacityInvestment | 2027 | 9999 | exempt_uncapped | 2026-07-10T11:21:49.898172
C_Target_VRE | Secondary Techs | PWRSDSBGDXX | TotalAnnualMaxCapacityInvestment | 2028 | 9999 | exempt_uncapped | 2026-07-10T11:21:49.898172
C_Target_VRE | Secondary Techs | PWRSDSBGDXX | TotalAnnualMaxCapacityInvestment | 2029 | 9999 | exempt_uncapped | 2026-07-10T11:21:49.898172
C_Target_VRE | Secondary Techs | PWRSDSBGDXX | TotalAnnualMaxCapacityInvestment | 2030 | 9999 | exempt_uncapped | 2026-07-10T11:21:49.898172
C_Target_VRE | Secondary Techs | PWRSDSBGDXX | TotalAnnualMaxCapacityInvestment | 2031 | 9999 | exempt_uncapped | 2026-07-10T11:21:49.898172
C_Target_VRE | Secondary Techs | PWRSDSBGDXX | TotalAnnualMaxCapacityInvestment | 2032 | 9999 | exempt_uncapped | 2026-07-10T11:21:49.898172
C_Target_VRE | Secondary Techs | PWRSDSBGDXX | TotalAnnualMaxCapacityInvestment | 2033 | 9999 | exempt_uncapped | 2026-07-10T11:21:49.898172
C_Target_VRE | Secondary Techs | PWRSDSBGDXX | TotalAnnualMaxCapacityInvestment | 2034 | 9999 | exempt_uncapped | 2026-07-10T11:21:49.898172
C_Target_VRE | Secondary Techs | PWRSDSBGDXX | TotalAnnualMaxCapacityInvestment | 2035 | 9999 | exempt_uncapped | 2026-07-10T11:21:49.898172
C_Target_VRE | Secondary Techs | PWRSDSBGDXX | TotalAnnualMaxCapacityInvestment | 2036 | 9999 | exempt_uncapped | 2026-07-10T11:21:49.898172
C_Target_VRE | Secondary Techs | PWRSDSBGDXX | TotalAnnualMaxCapacityInvestment | 2037 | 9999 | exempt_uncapped | 2026-07-10T11:21:49.898172
C_Target_VRE | Secondary Techs | PWRSDSBGDXX | TotalAnnualMaxCapacityInvestment | 2038 | 9999 | exempt_uncapped | 2026-07-10T11:21:49.898172
C_Target_VRE | Secondary Techs | PWRSDSBGDXX | TotalAnnualMaxCapacityInvestment | 2039 | 9999 | exempt_uncapped | 2026-07-10T11:21:49.898172
C_Target_VRE | Secondary Techs | PWRSDSBGDXX | TotalAnnualMaxCapacityInvestment | 2040 | 9999 | exempt_uncapped | 2026-07-10T11:21:49.898172
C_Target_VRE | Secondary Techs | PWRSDSBGDXX | TotalAnnualMaxCapacityInvestment | 2041 | 9999 | exempt_uncapped | 2026-07-10T11:21:49.898172
C_Target_VRE | Secondary Techs | PWRSDSBGDXX | TotalAnnualMaxCapacityInvestment | 2042 | 9999 | exempt_uncapped | 2026-07-10T11:21:49.898172
C_Target_VRE | Secondary Techs | PWRSDSBGDXX | TotalAnnualMaxCapacityInvestment | 2043 | 9999 | exempt_uncapped | 2026-07-10T11:21:49.898172
C_Target_VRE | Secondary Techs | PWRSDSBGDXX | TotalAnnualMaxCapacityInvestment | 2044 | 9999 | exempt_uncapped | 2026-07-10T11:21:49.898172
C_Target_VRE | Secondary Techs | PWRSDSBGDXX | TotalAnnualMaxCapacityInvestment | 2045 | 9999 | exempt_uncapped | 2026-07-10T11:21:49.898172
C_Target_VRE | Secondary Techs | PWRSDSBGDXX | TotalAnnualMaxCapacityInvestment | 2046 | 9999 | exempt_uncapped | 2026-07-10T11:21:49.898172
C_Target_VRE | Secondary Techs | PWRSDSBGDXX | TotalAnnualMaxCapacityInvestment | 2047 | 9999 | exempt_uncapped | 2026-07-10T11:21:49.898172
C_Target_VRE | Secondary Techs | PWRSDSBGDXX | TotalAnnualMaxCapacityInvestment | 2048 | 9999 | exempt_uncapped | 2026-07-10T11:21:49.898172
C_Target_VRE | Secondary Techs | PWRSDSBGDXX | TotalAnnualMaxCapacityInvestment | 2049 | 9999 | exempt_uncapped | 2026-07-10T11:21:49.898172
C_Target_VRE | Secondary Techs | PWRSDSBGDXX | TotalAnnualMaxCapacityInvestment | 2050 | 9999 | exempt_uncapped | 2026-07-10T11:21:49.898172
C_Target_VRE | Secondary Techs | PWRBIOLKAXX | TotalAnnualMaxCapacityInvestment | 2023 | 0 | lid_floor_suppressed | 2026-07-10T11:21:49.898172
C_Target_VRE | Secondary Techs | PWRBIOLKAXX | TotalAnnualMaxCapacityInvestment | 2024 | 0.0035312 | lid_floor_suppressed | 2026-07-10T11:21:49.898172
C_Target_VRE | Secondary Techs | PWRBIOLKAXX | TotalAnnualMaxCapacityInvestment | 2025 | 0.0101 | untie_min_inv | 2026-07-10T11:21:49.898172
C_Target_VRE | Secondary Techs | PWRBIOLKAXX | TotalAnnualMaxCapacityInvestment | 2026 | 0.01515 | untie_min_inv | 2026-07-10T11:21:49.898172
C_Target_VRE | Secondary Techs | PWRBIOLKAXX | TotalAnnualMaxCapacityInvestment | 2027 | 0.0202 | untie_min_inv | 2026-07-10T11:21:49.898172
C_Target_VRE | Secondary Techs | PWRBIOLKAXX | TotalAnnualMaxCapacityInvestment | 2028 | 0.0202 | untie_min_inv | 2026-07-10T11:21:49.898172
C_Target_VRE | Secondary Techs | PWRBIOLKAXX | TotalAnnualMaxCapacityInvestment | 2029 | 0.0202 | untie_min_inv | 2026-07-10T11:21:49.898172
C_Target_VRE | Secondary Techs | PWRBIOLKAXX | TotalAnnualMaxCapacityInvestment | 2030 | 0.0202 | untie_min_inv | 2026-07-10T11:21:49.898172
C_Target_VRE | Secondary Techs | PWRBIOLKAXX | TotalAnnualMaxCapacityInvestment | 2031 | 0.0202 | untie_min_inv | 2026-07-10T11:21:49.898172
C_Target_VRE | Secondary Techs | PWRBIOLKAXX | TotalAnnualMaxCapacityInvestment | 2032 | 0.0029306 | lid_floor_suppressed | 2026-07-10T11:21:49.898172
C_Target_VRE | Secondary Techs | PWRBIOLKAXX | TotalAnnualMaxCapacityInvestment | 2033 | 0.0030334 | lid_floor_suppressed | 2026-07-10T11:21:49.898172
C_Target_VRE | Secondary Techs | PWRBIOLKAXX | TotalAnnualMaxCapacityInvestment | 2034 | 0.0031701 | lid_floor_suppressed | 2026-07-10T11:21:49.898172
C_Target_VRE | Secondary Techs | PWRBIOLKAXX | TotalAnnualMaxCapacityInvestment | 2035 | 0.0033665 | lid_floor_suppressed | 2026-07-10T11:21:49.898172
C_Target_VRE | Secondary Techs | PWRBIOLKAXX | TotalAnnualMaxCapacityInvestment | 2036 | 0.0036444 | lid_floor_suppressed | 2026-07-10T11:21:49.898172
C_Target_VRE | Secondary Techs | PWRBIOLKAXX | TotalAnnualMaxCapacityInvestment | 2037 | 0.0038603 | lid_floor_suppressed | 2026-07-10T11:21:49.898172
C_Target_VRE | Secondary Techs | PWRBIOLKAXX | TotalAnnualMaxCapacityInvestment | 2038 | 0.0040917 | lid_floor_suppressed | 2026-07-10T11:21:49.898172
C_Target_VRE | Secondary Techs | PWRBIOLKAXX | TotalAnnualMaxCapacityInvestment | 2039 | 0.0041588 | lid_floor_suppressed | 2026-07-10T11:21:49.898172
C_Target_VRE | Secondary Techs | PWRBIOLKAXX | TotalAnnualMaxCapacityInvestment | 2040 | 0.0043378 | lid_floor_suppressed | 2026-07-10T11:21:49.898172
C_Target_VRE | Secondary Techs | PWRBIOLKAXX | TotalAnnualMaxCapacityInvestment | 2041 | 0.0045377 | lid_floor_suppressed | 2026-07-10T11:21:49.898172
C_Target_VRE | Secondary Techs | PWRBIOLKAXX | TotalAnnualMaxCapacityInvestment | 2042 | 0.004546 | lid_floor_suppressed | 2026-07-10T11:21:49.898172
C_Target_VRE | Secondary Techs | PWRBIOLKAXX | TotalAnnualMaxCapacityInvestment | 2043 | 0.0046227 | lid_floor_suppressed | 2026-07-10T11:21:49.898172
C_Target_VRE | Secondary Techs | PWRBIOLKAXX | TotalAnnualMaxCapacityInvestment | 2044 | 0.0047384 | lid_floor_suppressed | 2026-07-10T11:21:49.898172
C_Target_VRE | Secondary Techs | PWRBIOLKAXX | TotalAnnualMaxCapacityInvestment | 2045 | 0.0048056 | lid_adequacy_scaled | 2026-07-10T11:21:49.898172
C_Target_VRE | Secondary Techs | PWRBIOLKAXX | TotalAnnualMaxCapacityInvestment | 2046 | 0.0061197 | lid_adequacy_scaled | 2026-07-10T11:21:49.898172
C_Target_VRE | Secondary Techs | PWRBIOLKAXX | TotalAnnualMaxCapacityInvestment | 2047 | 0.0074059 | lid_adequacy_scaled | 2026-07-10T11:21:49.898172
C_Target_VRE | Secondary Techs | PWRBIOLKAXX | TotalAnnualMaxCapacityInvestment | 2048 | 0.0085737 | lid_adequacy_scaled | 2026-07-10T11:21:49.898172
C_Target_VRE | Secondary Techs | PWRBIOLKAXX | TotalAnnualMaxCapacityInvestment | 2049 | 0.0098019 | lid_adequacy_scaled | 2026-07-10T11:21:49.898172
C_Target_VRE | Secondary Techs | PWRBIOLKAXX | TotalAnnualMaxCapacityInvestment | 2050 | 0.011039 | lid_adequacy_scaled | 2026-07-10T11:21:49.898172
C_Target_VRE | Secondary Techs | PWRLDSINDEA | TotalAnnualMaxCapacityInvestment | 2023 | 9999 | exempt_maxcap_uncapped | 2026-07-10T11:21:49.898172
C_Target_VRE | Secondary Techs | PWRLDSINDEA | TotalAnnualMaxCapacityInvestment | 2024 | 9999 | exempt_maxcap_uncapped | 2026-07-10T11:21:49.898172
C_Target_VRE | Secondary Techs | PWRLDSINDEA | TotalAnnualMaxCapacityInvestment | 2025 | 9999 | exempt_maxcap_uncapped | 2026-07-10T11:21:49.898172
C_Target_VRE | Secondary Techs | PWRLDSINDEA | TotalAnnualMaxCapacityInvestment | 2026 | 9999 | exempt_maxcap_uncapped | 2026-07-10T11:21:49.898172
C_Target_VRE | Secondary Techs | PWRLDSINDEA | TotalAnnualMaxCapacityInvestment | 2027 | 9999 | exempt_maxcap_uncapped | 2026-07-10T11:21:49.898172
C_Target_VRE | Secondary Techs | PWRLDSINDEA | TotalAnnualMaxCapacityInvestment | 2028 | 9999 | exempt_maxcap_uncapped | 2026-07-10T11:21:49.898172
C_Target_VRE | Secondary Techs | PWRLDSINDEA | TotalAnnualMaxCapacityInvestment | 2029 | 9999 | exempt_maxcap_uncapped | 2026-07-10T11:21:49.898172
C_Target_VRE | Secondary Techs | PWRLDSINDEA | TotalAnnualMaxCapacityInvestment | 2030 | 9999 | exempt_maxcap_uncapped | 2026-07-10T11:21:49.898172
C_Target_VRE | Secondary Techs | PWRLDSINDEA | TotalAnnualMaxCapacityInvestment | 2031 | 9999 | exempt_maxcap_uncapped | 2026-07-10T11:21:49.898172
C_Target_VRE | Secondary Techs | PWRLDSINDEA | TotalAnnualMaxCapacityInvestment | 2032 | 9999 | exempt_maxcap_uncapped | 2026-07-10T11:21:49.898172
C_Target_VRE | Secondary Techs | PWRLDSINDEA | TotalAnnualMaxCapacityInvestment | 2033 | 9999 | exempt_maxcap_uncapped | 2026-07-10T11:21:49.898172
C_Target_VRE | Secondary Techs | PWRLDSINDEA | TotalAnnualMaxCapacityInvestment | 2034 | 9999 | exempt_maxcap_uncapped | 2026-07-10T11:21:49.898172
C_Target_VRE | Secondary Techs | PWRLDSINDEA | TotalAnnualMaxCapacityInvestment | 2035 | 9999 | exempt_maxcap_uncapped | 2026-07-10T11:21:49.898172
C_Target_VRE | Secondary Techs | PWRLDSINDEA | TotalAnnualMaxCapacityInvestment | 2036 | 9999 | exempt_maxcap_uncapped | 2026-07-10T11:21:49.898172
C_Target_VRE | Secondary Techs | PWRLDSINDEA | TotalAnnualMaxCapacityInvestment | 2037 | 9999 | exempt_maxcap_uncapped | 2026-07-10T11:21:49.898172
C_Target_VRE | Secondary Techs | PWRLDSINDEA | TotalAnnualMaxCapacityInvestment | 2038 | 9999 | exempt_maxcap_uncapped | 2026-07-10T11:21:49.898172
C_Target_VRE | Secondary Techs | PWRLDSINDEA | TotalAnnualMaxCapacityInvestment | 2039 | 9999 | exempt_maxcap_uncapped | 2026-07-10T11:21:49.898172
C_Target_VRE | Secondary Techs | PWRLDSINDEA | TotalAnnualMaxCapacityInvestment | 2040 | 9999 | exempt_maxcap_uncapped | 2026-07-10T11:21:49.898172
C_Target_VRE | Secondary Techs | PWRLDSINDEA | TotalAnnualMaxCapacityInvestment | 2041 | 9999 | exempt_maxcap_uncapped | 2026-07-10T11:21:49.898172
C_Target_VRE | Secondary Techs | PWRLDSINDEA | TotalAnnualMaxCapacityInvestment | 2042 | 9999 | exempt_maxcap_uncapped | 2026-07-10T11:21:49.898172
C_Target_VRE | Secondary Techs | PWRLDSINDEA | TotalAnnualMaxCapacityInvestment | 2043 | 9999 | exempt_maxcap_uncapped | 2026-07-10T11:21:49.898172
C_Target_VRE | Secondary Techs | PWRLDSINDEA | TotalAnnualMaxCapacityInvestment | 2044 | 9999 | exempt_maxcap_uncapped | 2026-07-10T11:21:49.898172
C_Target_VRE | Secondary Techs | PWRLDSINDEA | TotalAnnualMaxCapacityInvestment | 2045 | 9999 | exempt_maxcap_uncapped | 2026-07-10T11:21:49.898172
C_Target_VRE | Secondary Techs | PWRLDSINDEA | TotalAnnualMaxCapacityInvestment | 2046 | 9999 | exempt_maxcap_uncapped | 2026-07-10T11:21:49.898172
C_Target_VRE | Secondary Techs | PWRLDSINDEA | TotalAnnualMaxCapacityInvestment | 2047 | 9999 | exempt_maxcap_uncapped | 2026-07-10T11:21:49.898172
C_Target_VRE | Secondary Techs | PWRLDSINDEA | TotalAnnualMaxCapacityInvestment | 2048 | 9999 | exempt_maxcap_uncapped | 2026-07-10T11:21:49.898172
C_Target_VRE | Secondary Techs | PWRLDSINDEA | TotalAnnualMaxCapacityInvestment | 2049 | 9999 | exempt_maxcap_uncapped | 2026-07-10T11:21:49.898172
C_Target_VRE | Secondary Techs | PWRLDSINDEA | TotalAnnualMaxCapacityInvestment | 2050 | 9999 | exempt_maxcap_uncapped | 2026-07-10T11:21:49.898172
C_Target_VRE | Secondary Techs | PWRLDSINDEA | TotalAnnualMaxCapacityInvestment | 2023 | 9999 | exempt_uncapped | 2026-07-10T11:21:49.898172
C_Target_VRE | Secondary Techs | PWRLDSINDEA | TotalAnnualMaxCapacityInvestment | 2024 | 9999 | exempt_uncapped | 2026-07-10T11:21:49.898172
C_Target_VRE | Secondary Techs | PWRLDSINDEA | TotalAnnualMaxCapacityInvestment | 2025 | 9999 | exempt_uncapped | 2026-07-10T11:21:49.898172
C_Target_VRE | Secondary Techs | PWRLDSINDEA | TotalAnnualMaxCapacityInvestment | 2026 | 9999 | exempt_uncapped | 2026-07-10T11:21:49.898172
C_Target_VRE | Secondary Techs | PWRLDSINDEA | TotalAnnualMaxCapacityInvestment | 2027 | 9999 | exempt_uncapped | 2026-07-10T11:21:49.898172
C_Target_VRE | Secondary Techs | PWRLDSINDEA | TotalAnnualMaxCapacityInvestment | 2028 | 9999 | exempt_uncapped | 2026-07-10T11:21:49.898172
C_Target_VRE | Secondary Techs | PWRLDSINDEA | TotalAnnualMaxCapacityInvestment | 2029 | 9999 | exempt_uncapped | 2026-07-10T11:21:49.898172
C_Target_VRE | Secondary Techs | PWRLDSINDEA | TotalAnnualMaxCapacityInvestment | 2030 | 9999 | exempt_uncapped | 2026-07-10T11:21:49.898172
C_Target_VRE | Secondary Techs | PWRLDSINDEA | TotalAnnualMaxCapacityInvestment | 2031 | 9999 | exempt_uncapped | 2026-07-10T11:21:49.898172
C_Target_VRE | Secondary Techs | PWRLDSINDEA | TotalAnnualMaxCapacityInvestment | 2032 | 9999 | exempt_uncapped | 2026-07-10T11:21:49.898172
C_Target_VRE | Secondary Techs | PWRLDSINDEA | TotalAnnualMaxCapacityInvestment | 2033 | 9999 | exempt_uncapped | 2026-07-10T11:21:49.898172
C_Target_VRE | Secondary Techs | PWRLDSINDEA | TotalAnnualMaxCapacityInvestment | 2034 | 9999 | exempt_uncapped | 2026-07-10T11:21:49.898172
C_Target_VRE | Secondary Techs | PWRLDSINDEA | TotalAnnualMaxCapacityInvestment | 2035 | 9999 | exempt_uncapped | 2026-07-10T11:21:49.898172
C_Target_VRE | Secondary Techs | PWRLDSINDEA | TotalAnnualMaxCapacityInvestment | 2036 | 9999 | exempt_uncapped | 2026-07-10T11:21:49.898172
C_Target_VRE | Secondary Techs | PWRLDSINDEA | TotalAnnualMaxCapacityInvestment | 2037 | 9999 | exempt_uncapped | 2026-07-10T11:21:49.898172
C_Target_VRE | Secondary Techs | PWRLDSINDEA | TotalAnnualMaxCapacityInvestment | 2038 | 9999 | exempt_uncapped | 2026-07-10T11:21:49.898172
C_Target_VRE | Secondary Techs | PWRLDSINDEA | TotalAnnualMaxCapacityInvestment | 2039 | 9999 | exempt_uncapped | 2026-07-10T11:21:49.898172
C_Target_VRE | Secondary Techs | PWRLDSINDEA | TotalAnnualMaxCapacityInvestment | 2040 | 9999 | exempt_uncapped | 2026-07-10T11:21:49.898172
C_Target_VRE | Secondary Techs | PWRLDSINDEA | TotalAnnualMaxCapacityInvestment | 2041 | 9999 | exempt_uncapped | 2026-07-10T11:21:49.898172
C_Target_VRE | Secondary Techs | PWRLDSINDEA | TotalAnnualMaxCapacityInvestment | 2042 | 9999 | exempt_uncapped | 2026-07-10T11:21:49.898172
C_Target_VRE | Secondary Techs | PWRLDSINDEA | TotalAnnualMaxCapacityInvestment | 2043 | 9999 | exempt_uncapped | 2026-07-10T11:21:49.898172
C_Target_VRE | Secondary Techs | PWRLDSINDEA | TotalAnnualMaxCapacityInvestment | 2044 | 9999 | exempt_uncapped | 2026-07-10T11:21:49.898172
C_Target_VRE | Secondary Techs | PWRLDSINDEA | TotalAnnualMaxCapacityInvestment | 2045 | 9999 | exempt_uncapped | 2026-07-10T11:21:49.898172
C_Target_VRE | Secondary Techs | PWRLDSINDEA | TotalAnnualMaxCapacityInvestment | 2046 | 9999 | exempt_uncapped | 2026-07-10T11:21:49.898172
C_Target_VRE | Secondary Techs | PWRLDSINDEA | TotalAnnualMaxCapacityInvestment | 2047 | 9999 | exempt_uncapped | 2026-07-10T11:21:49.898172
C_Target_VRE | Secondary Techs | PWRLDSINDEA | TotalAnnualMaxCapacityInvestment | 2048 | 9999 | exempt_uncapped | 2026-07-10T11:21:49.898172
C_Target_VRE | Secondary Techs | PWRLDSINDEA | TotalAnnualMaxCapacityInvestment | 2049 | 9999 | exempt_uncapped | 2026-07-10T11:21:49.898172
C_Target_VRE | Secondary Techs | PWRLDSINDEA | TotalAnnualMaxCapacityInvestment | 2050 | 9999 | exempt_uncapped | 2026-07-10T11:21:49.898172
C_Target_VRE | Secondary Techs | PWRBIOINDWE | TotalAnnualMaxCapacityInvestment | 2023 | 0 | lid_floor_suppressed | 2026-07-10T11:21:49.898172
C_Target_VRE | Secondary Techs | PWRBIOINDWE | TotalAnnualMaxCapacityInvestment | 2024 | 0.18692 | lid_fill | 2026-07-10T11:21:49.898172
C_Target_VRE | Secondary Techs | PWRBIOINDWE | TotalAnnualMaxCapacityInvestment | 2025 | 0.20453 | lid_fill | 2026-07-10T11:21:49.898172
C_Target_VRE | Secondary Techs | PWRBIOINDWE | TotalAnnualMaxCapacityInvestment | 2026 | 0.2306 | lid_fill | 2026-07-10T11:21:49.898172
C_Target_VRE | Secondary Techs | PWRBIOINDWE | TotalAnnualMaxCapacityInvestment | 2027 | 0.22238 | lid_fill | 2026-07-10T11:21:49.898172
C_Target_VRE | Secondary Techs | PWRBIOINDWE | TotalAnnualMaxCapacityInvestment | 2028 | 0.23039 | lid_family_capped | 2026-07-10T11:21:49.898172
C_Target_VRE | Secondary Techs | PWRBIOINDWE | TotalAnnualMaxCapacityInvestment | 2029 | 0.1974 | lid_family_capped | 2026-07-10T11:21:49.898172
C_Target_VRE | Secondary Techs | PWRBIOINDWE | TotalAnnualMaxCapacityInvestment | 2030 | 0.068973 | lid_floor_suppressed | 2026-07-10T11:21:49.898172
C_Target_VRE | Secondary Techs | PWRBIOINDWE | TotalAnnualMaxCapacityInvestment | 2031 | 0.056242 | lid_floor_suppressed | 2026-07-10T11:21:49.898172
C_Target_VRE | Secondary Techs | PWRBIOINDWE | TotalAnnualMaxCapacityInvestment | 2032 | 0.12335 | lid_family_capped | 2026-07-10T11:21:49.898172
C_Target_VRE | Secondary Techs | PWRBIOINDWE | TotalAnnualMaxCapacityInvestment | 2033 | 0.11432 | lid_family_capped | 2026-07-10T11:21:49.898172
C_Target_VRE | Secondary Techs | PWRBIOINDWE | TotalAnnualMaxCapacityInvestment | 2034 | 0.10528 | lid_family_capped | 2026-07-10T11:21:49.898172
C_Target_VRE | Secondary Techs | PWRBIOINDWE | TotalAnnualMaxCapacityInvestment | 2035 | 0.096249 | lid_floor_suppressed | 2026-07-10T11:21:49.898172
C_Target_VRE | Secondary Techs | PWRBIOINDWE | TotalAnnualMaxCapacityInvestment | 2036 | 0.087216 | lid_floor_suppressed | 2026-07-10T11:21:49.898172
C_Target_VRE | Secondary Techs | PWRBIOINDWE | TotalAnnualMaxCapacityInvestment | 2037 | 0.098202 | lid_floor_suppressed | 2026-07-10T11:21:49.898172
C_Target_VRE | Secondary Techs | PWRBIOINDWE | TotalAnnualMaxCapacityInvestment | 2038 | 0.088236 | lid_floor_suppressed | 2026-07-10T11:21:49.898172
C_Target_VRE | Secondary Techs | PWRBIOINDWE | TotalAnnualMaxCapacityInvestment | 2039 | 0.078271 | lid_floor_suppressed | 2026-07-10T11:21:49.898172
C_Target_VRE | Secondary Techs | PWRBIOINDWE | TotalAnnualMaxCapacityInvestment | 2040 | 0.068303 | lid_floor_suppressed | 2026-07-10T11:21:49.898172
C_Target_VRE | Secondary Techs | PWRBIOINDWE | TotalAnnualMaxCapacityInvestment | 2041 | 0.064181 | lid_adequacy_scaled | 2026-07-10T11:21:49.898172
C_Target_VRE | Secondary Techs | PWRBIOINDWE | TotalAnnualMaxCapacityInvestment | 2042 | 0.12835 | lid_adequacy_scaled | 2026-07-10T11:21:49.898172
C_Target_VRE | Secondary Techs | PWRBIOINDWE | TotalAnnualMaxCapacityInvestment | 2043 | 0.19007 | lid_adequacy_scaled | 2026-07-10T11:21:49.898172
C_Target_VRE | Secondary Techs | PWRBIOINDWE | TotalAnnualMaxCapacityInvestment | 2044 | 0.25005 | lid_adequacy_scaled | 2026-07-10T11:21:49.898172
C_Target_VRE | Secondary Techs | PWRBIOINDWE | TotalAnnualMaxCapacityInvestment | 2045 | 0.30818 | lid_adequacy_scaled | 2026-07-10T11:21:49.898172
C_Target_VRE | Secondary Techs | PWRBIOINDWE | TotalAnnualMaxCapacityInvestment | 2046 | 0.38646 | lid_adequacy_scaled | 2026-07-10T11:21:49.898172
C_Target_VRE | Secondary Techs | PWRBIOINDWE | TotalAnnualMaxCapacityInvestment | 2047 | 0.45891 | lid_adequacy_scaled | 2026-07-10T11:21:49.898172
C_Target_VRE | Secondary Techs | PWRBIOINDWE | TotalAnnualMaxCapacityInvestment | 2048 | 0.52566 | lid_adequacy_scaled | 2026-07-10T11:21:49.898172
C_Target_VRE | Secondary Techs | PWRBIOINDWE | TotalAnnualMaxCapacityInvestment | 2049 | 0.58655 | lid_adequacy_scaled | 2026-07-10T11:21:49.898172
C_Target_VRE | Secondary Techs | PWRBIOINDWE | TotalAnnualMaxCapacityInvestment | 2050 | 0.64101 | lid_adequacy_scaled | 2026-07-10T11:21:49.898172
C_Target_VRE | Secondary Techs | PWRHYDNPLXX | TotalAnnualMaxCapacityInvestment | 2023 | 0.1 | lid_floor | 2026-07-10T11:21:49.898172
C_Target_VRE | Secondary Techs | PWRHYDNPLXX | TotalAnnualMaxCapacityInvestment | 2024 | 0.21819 | lid_fill | 2026-07-10T11:21:49.898172
C_Target_VRE | Secondary Techs | PWRHYDNPLXX | TotalAnnualMaxCapacityInvestment | 2025 | 0.54096 | untie_min_inv | 2026-07-10T11:21:49.898172
C_Target_VRE | Secondary Techs | PWRHYDNPLXX | TotalAnnualMaxCapacityInvestment | 2026 | 0.24251 | lid_fill | 2026-07-10T11:21:49.898172
C_Target_VRE | Secondary Techs | PWRHYDNPLXX | TotalAnnualMaxCapacityInvestment | 2027 | 0.25608 | lid_fill | 2026-07-10T11:21:49.898172
C_Target_VRE | Secondary Techs | PWRHYDNPLXX | TotalAnnualMaxCapacityInvestment | 2028 | 0.30074 | lid_relaxed | 2026-07-10T11:21:49.898172
C_Target_VRE | Secondary Techs | PWRHYDNPLXX | TotalAnnualMaxCapacityInvestment | 2029 | 0.33926 | lid_relaxed | 2026-07-10T11:21:49.898172
C_Target_VRE | Secondary Techs | PWRHYDNPLXX | TotalAnnualMaxCapacityInvestment | 2030 | 0.37864 | lid_relaxed | 2026-07-10T11:21:49.898172
C_Target_VRE | Secondary Techs | PWRHYDNPLXX | TotalAnnualMaxCapacityInvestment | 2031 | 0.42459 | lid_relaxed | 2026-07-10T11:21:49.898172
C_Target_VRE | Secondary Techs | PWRHYDNPLXX | TotalAnnualMaxCapacityInvestment | 2032 | 0.47572 | lid_relaxed | 2026-07-10T11:21:49.898172
C_Target_VRE | Secondary Techs | PWRHYDNPLXX | TotalAnnualMaxCapacityInvestment | 2033 | 0.53232 | lid_relaxed | 2026-07-10T11:21:49.898172
C_Target_VRE | Secondary Techs | PWRHYDNPLXX | TotalAnnualMaxCapacityInvestment | 2034 | 0.33244 | lid_relaxed | 2026-07-10T11:21:49.898172
C_Target_VRE | Secondary Techs | PWRHYDNPLXX | TotalAnnualMaxCapacityInvestment | 2035 | 0.343 | lid_relaxed | 2026-07-10T11:21:49.898172
C_Target_VRE | Secondary Techs | PWRHYDNPLXX | TotalAnnualMaxCapacityInvestment | 2036 | 0.35355 | lid_relaxed | 2026-07-10T11:21:49.898172
C_Target_VRE | Secondary Techs | PWRHYDNPLXX | TotalAnnualMaxCapacityInvestment | 2037 | 0.36402 | lid_relaxed | 2026-07-10T11:21:49.898172
C_Target_VRE | Secondary Techs | PWRHYDNPLXX | TotalAnnualMaxCapacityInvestment | 2038 | 0.37466 | lid_relaxed | 2026-07-10T11:21:49.898172
C_Target_VRE | Secondary Techs | PWRHYDNPLXX | TotalAnnualMaxCapacityInvestment | 2039 | 0.38521 | lid_relaxed | 2026-07-10T11:21:49.898172
C_Target_VRE | Secondary Techs | PWRHYDNPLXX | TotalAnnualMaxCapacityInvestment | 2040 | 0.39576 | lid_relaxed | 2026-07-10T11:21:49.898172
C_Target_VRE | Secondary Techs | PWRHYDNPLXX | TotalAnnualMaxCapacityInvestment | 2041 | 0.42215 | lid_relaxed | 2026-07-10T11:21:49.898172
C_Target_VRE | Secondary Techs | PWRHYDNPLXX | TotalAnnualMaxCapacityInvestment | 2042 | 0.44853 | lid_relaxed | 2026-07-10T11:21:49.898172
C_Target_VRE | Secondary Techs | PWRHYDNPLXX | TotalAnnualMaxCapacityInvestment | 2043 | 0.47492 | lid_relaxed | 2026-07-10T11:21:49.898172
C_Target_VRE | Secondary Techs | PWRHYDNPLXX | TotalAnnualMaxCapacityInvestment | 2044 | 0.5013 | lid_relaxed | 2026-07-10T11:21:49.898172
C_Target_VRE | Secondary Techs | PWRHYDNPLXX | TotalAnnualMaxCapacityInvestment | 2045 | 0.52769 | lid_relaxed | 2026-07-10T11:21:49.898172
C_Target_VRE | Secondary Techs | PWRHYDNPLXX | TotalAnnualMaxCapacityInvestment | 2046 | 0.683 | lid_adequacy_scaled | 2026-07-10T11:21:49.898172
C_Target_VRE | Secondary Techs | PWRHYDNPLXX | TotalAnnualMaxCapacityInvestment | 2047 | 0.88339 | lid_adequacy_scaled | 2026-07-10T11:21:49.898172
C_Target_VRE | Secondary Techs | PWRHYDNPLXX | TotalAnnualMaxCapacityInvestment | 2048 | 1.0983 | lid_adequacy_scaled | 2026-07-10T11:21:49.898172
C_Target_VRE | Secondary Techs | PWRHYDNPLXX | TotalAnnualMaxCapacityInvestment | 2049 | 1.3273 | lid_adequacy_scaled | 2026-07-10T11:21:49.898172
C_Target_VRE | Secondary Techs | PWRHYDNPLXX | TotalAnnualMaxCapacityInvestment | 2050 | 1.5702 | lid_adequacy_scaled | 2026-07-10T11:21:49.898172
C_Target_VRE | Secondary Techs | PWRBIOINDNE | TotalAnnualMaxCapacityInvestment | 2023 | 0 | lid_floor_suppressed | 2026-07-10T11:21:49.898172
C_Target_VRE | Secondary Techs | PWRBIOINDNE | TotalAnnualMaxCapacityInvestment | 2024 | 0.00092517 | lid_floor_suppressed | 2026-07-10T11:21:49.898172
C_Target_VRE | Secondary Techs | PWRBIOINDNE | TotalAnnualMaxCapacityInvestment | 2025 | 0.00098372 | lid_floor_suppressed | 2026-07-10T11:21:49.898172
C_Target_VRE | Secondary Techs | PWRBIOINDNE | TotalAnnualMaxCapacityInvestment | 2026 | 0.0010796 | lid_floor_suppressed | 2026-07-10T11:21:49.898172
C_Target_VRE | Secondary Techs | PWRBIOINDNE | TotalAnnualMaxCapacityInvestment | 2027 | 0.0010837 | lid_floor_suppressed | 2026-07-10T11:21:49.898172
C_Target_VRE | Secondary Techs | PWRBIOINDNE | TotalAnnualMaxCapacityInvestment | 2028 | 0.0011399 | lid_floor_suppressed | 2026-07-10T11:21:49.898172
C_Target_VRE | Secondary Techs | PWRBIOINDNE | TotalAnnualMaxCapacityInvestment | 2029 | 0.00090318 | lid_floor_suppressed | 2026-07-10T11:21:49.898172
C_Target_VRE | Secondary Techs | PWRBIOINDNE | TotalAnnualMaxCapacityInvestment | 2030 | 0.00079976 | lid_floor_suppressed | 2026-07-10T11:21:49.898172
C_Target_VRE | Secondary Techs | PWRBIOINDNE | TotalAnnualMaxCapacityInvestment | 2031 | 0.00074245 | lid_floor_suppressed | 2026-07-10T11:21:49.898172
C_Target_VRE | Secondary Techs | PWRBIOINDNE | TotalAnnualMaxCapacityInvestment | 2032 | 0.00092269 | lid_floor_suppressed | 2026-07-10T11:21:49.898172
C_Target_VRE | Secondary Techs | PWRBIOINDNE | TotalAnnualMaxCapacityInvestment | 2033 | 0.00087989 | lid_floor_suppressed | 2026-07-10T11:21:49.898172
C_Target_VRE | Secondary Techs | PWRBIOINDNE | TotalAnnualMaxCapacityInvestment | 2034 | 0.0008371 | lid_floor_suppressed | 2026-07-10T11:21:49.898172
C_Target_VRE | Secondary Techs | PWRBIOINDNE | TotalAnnualMaxCapacityInvestment | 2035 | 0.0007943 | lid_floor_suppressed | 2026-07-10T11:21:49.898172
C_Target_VRE | Secondary Techs | PWRBIOINDNE | TotalAnnualMaxCapacityInvestment | 2036 | 0.0007515 | lid_floor_suppressed | 2026-07-10T11:21:49.898172
C_Target_VRE | Secondary Techs | PWRBIOINDNE | TotalAnnualMaxCapacityInvestment | 2037 | 0.00091565 | lid_floor_suppressed | 2026-07-10T11:21:49.898172
C_Target_VRE | Secondary Techs | PWRBIOINDNE | TotalAnnualMaxCapacityInvestment | 2038 | 0.00086549 | lid_floor_suppressed | 2026-07-10T11:21:49.898172
C_Target_VRE | Secondary Techs | PWRBIOINDNE | TotalAnnualMaxCapacityInvestment | 2039 | 0.00081515 | lid_floor_suppressed | 2026-07-10T11:21:49.898172
C_Target_VRE | Secondary Techs | PWRBIOINDNE | TotalAnnualMaxCapacityInvestment | 2040 | 0.00076518 | lid_floor_suppressed | 2026-07-10T11:21:49.898172
C_Target_VRE | Secondary Techs | PWRBIOINDNE | TotalAnnualMaxCapacityInvestment | 2041 | 0.00071502 | lid_floor_suppressed | 2026-07-10T11:21:49.898172
C_Target_VRE | Secondary Techs | PWRBIOINDNE | TotalAnnualMaxCapacityInvestment | 2042 | 0.00084847 | lid_floor_suppressed | 2026-07-10T11:21:49.898172
C_Target_VRE | Secondary Techs | PWRBIOINDNE | TotalAnnualMaxCapacityInvestment | 2043 | 0.0008576 | lid_floor_suppressed | 2026-07-10T11:21:49.898172
C_Target_VRE | Secondary Techs | PWRBIOINDNE | TotalAnnualMaxCapacityInvestment | 2044 | 0.00086588 | lid_floor_suppressed | 2026-07-10T11:21:49.898172
C_Target_VRE | Secondary Techs | PWRBIOINDNE | TotalAnnualMaxCapacityInvestment | 2045 | 0.0010674 | lid_adequacy_scaled | 2026-07-10T11:21:49.898172
C_Target_VRE | Secondary Techs | PWRBIOINDNE | TotalAnnualMaxCapacityInvestment | 2046 | 0.0013801 | lid_adequacy_scaled | 2026-07-10T11:21:49.898172
C_Target_VRE | Secondary Techs | PWRBIOINDNE | TotalAnnualMaxCapacityInvestment | 2047 | 0.001689 | lid_adequacy_scaled | 2026-07-10T11:21:49.898172
C_Target_VRE | Secondary Techs | PWRBIOINDNE | TotalAnnualMaxCapacityInvestment | 2048 | 0.0019941 | lid_adequacy_scaled | 2026-07-10T11:21:49.898172
C_Target_VRE | Secondary Techs | PWRBIOINDNE | TotalAnnualMaxCapacityInvestment | 2049 | 0.0022944 | lid_adequacy_scaled | 2026-07-10T11:21:49.898172
C_Target_VRE | Secondary Techs | PWRBIOINDNE | TotalAnnualMaxCapacityInvestment | 2050 | 0.0025898 | lid_adequacy_scaled | 2026-07-10T11:21:49.898172
C_Target_VRE | Secondary Techs | PWRSDSBTNXX | TotalAnnualMaxCapacityInvestment | 2023 | 9999 | exempt_maxcap_uncapped | 2026-07-10T11:21:49.898172
C_Target_VRE | Secondary Techs | PWRSDSBTNXX | TotalAnnualMaxCapacityInvestment | 2024 | 9999 | exempt_maxcap_uncapped | 2026-07-10T11:21:49.898172
C_Target_VRE | Secondary Techs | PWRSDSBTNXX | TotalAnnualMaxCapacityInvestment | 2025 | 9999 | exempt_maxcap_uncapped | 2026-07-10T11:21:49.898172
C_Target_VRE | Secondary Techs | PWRSDSBTNXX | TotalAnnualMaxCapacityInvestment | 2026 | 9999 | exempt_maxcap_uncapped | 2026-07-10T11:21:49.898172
C_Target_VRE | Secondary Techs | PWRSDSBTNXX | TotalAnnualMaxCapacityInvestment | 2027 | 9999 | exempt_maxcap_uncapped | 2026-07-10T11:21:49.898172
C_Target_VRE | Secondary Techs | PWRSDSBTNXX | TotalAnnualMaxCapacityInvestment | 2028 | 9999 | exempt_maxcap_uncapped | 2026-07-10T11:21:49.898172
C_Target_VRE | Secondary Techs | PWRSDSBTNXX | TotalAnnualMaxCapacityInvestment | 2029 | 9999 | exempt_maxcap_uncapped | 2026-07-10T11:21:49.898172
C_Target_VRE | Secondary Techs | PWRSDSBTNXX | TotalAnnualMaxCapacityInvestment | 2030 | 9999 | exempt_maxcap_uncapped | 2026-07-10T11:21:49.898172
C_Target_VRE | Secondary Techs | PWRSDSBTNXX | TotalAnnualMaxCapacityInvestment | 2031 | 9999 | exempt_maxcap_uncapped | 2026-07-10T11:21:49.898172
C_Target_VRE | Secondary Techs | PWRSDSBTNXX | TotalAnnualMaxCapacityInvestment | 2032 | 9999 | exempt_maxcap_uncapped | 2026-07-10T11:21:49.898172
C_Target_VRE | Secondary Techs | PWRSDSBTNXX | TotalAnnualMaxCapacityInvestment | 2033 | 9999 | exempt_maxcap_uncapped | 2026-07-10T11:21:49.898172
C_Target_VRE | Secondary Techs | PWRSDSBTNXX | TotalAnnualMaxCapacityInvestment | 2034 | 9999 | exempt_maxcap_uncapped | 2026-07-10T11:21:49.898172
C_Target_VRE | Secondary Techs | PWRSDSBTNXX | TotalAnnualMaxCapacityInvestment | 2035 | 9999 | exempt_maxcap_uncapped | 2026-07-10T11:21:49.898172
C_Target_VRE | Secondary Techs | PWRSDSBTNXX | TotalAnnualMaxCapacityInvestment | 2036 | 9999 | exempt_maxcap_uncapped | 2026-07-10T11:21:49.898172
C_Target_VRE | Secondary Techs | PWRSDSBTNXX | TotalAnnualMaxCapacityInvestment | 2037 | 9999 | exempt_maxcap_uncapped | 2026-07-10T11:21:49.898172
C_Target_VRE | Secondary Techs | PWRSDSBTNXX | TotalAnnualMaxCapacityInvestment | 2038 | 9999 | exempt_maxcap_uncapped | 2026-07-10T11:21:49.898172
C_Target_VRE | Secondary Techs | PWRSDSBTNXX | TotalAnnualMaxCapacityInvestment | 2039 | 9999 | exempt_maxcap_uncapped | 2026-07-10T11:21:49.898172
C_Target_VRE | Secondary Techs | PWRSDSBTNXX | TotalAnnualMaxCapacityInvestment | 2040 | 9999 | exempt_maxcap_uncapped | 2026-07-10T11:21:49.898172
C_Target_VRE | Secondary Techs | PWRSDSBTNXX | TotalAnnualMaxCapacityInvestment | 2041 | 9999 | exempt_maxcap_uncapped | 2026-07-10T11:21:49.898172
C_Target_VRE | Secondary Techs | PWRSDSBTNXX | TotalAnnualMaxCapacityInvestment | 2042 | 9999 | exempt_maxcap_uncapped | 2026-07-10T11:21:49.898172
C_Target_VRE | Secondary Techs | PWRSDSBTNXX | TotalAnnualMaxCapacityInvestment | 2043 | 9999 | exempt_maxcap_uncapped | 2026-07-10T11:21:49.898172
C_Target_VRE | Secondary Techs | PWRSDSBTNXX | TotalAnnualMaxCapacityInvestment | 2044 | 9999 | exempt_maxcap_uncapped | 2026-07-10T11:21:49.898172
C_Target_VRE | Secondary Techs | PWRSDSBTNXX | TotalAnnualMaxCapacityInvestment | 2045 | 9999 | exempt_maxcap_uncapped | 2026-07-10T11:21:49.898172
C_Target_VRE | Secondary Techs | PWRSDSBTNXX | TotalAnnualMaxCapacityInvestment | 2046 | 9999 | exempt_maxcap_uncapped | 2026-07-10T11:21:49.898172
C_Target_VRE | Secondary Techs | PWRSDSBTNXX | TotalAnnualMaxCapacityInvestment | 2047 | 9999 | exempt_maxcap_uncapped | 2026-07-10T11:21:49.898172
C_Target_VRE | Secondary Techs | PWRSDSBTNXX | TotalAnnualMaxCapacityInvestment | 2048 | 9999 | exempt_maxcap_uncapped | 2026-07-10T11:21:49.898172
C_Target_VRE | Secondary Techs | PWRSDSBTNXX | TotalAnnualMaxCapacityInvestment | 2049 | 9999 | exempt_maxcap_uncapped | 2026-07-10T11:21:49.898172
C_Target_VRE | Secondary Techs | PWRSDSBTNXX | TotalAnnualMaxCapacityInvestment | 2050 | 9999 | exempt_maxcap_uncapped | 2026-07-10T11:21:49.898172
C_Target_VRE | Secondary Techs | PWRSDSBTNXX | TotalAnnualMaxCapacityInvestment | 2023 | 9999 | exempt_uncapped | 2026-07-10T11:21:49.898172
C_Target_VRE | Secondary Techs | PWRSDSBTNXX | TotalAnnualMaxCapacityInvestment | 2024 | 9999 | exempt_uncapped | 2026-07-10T11:21:49.898172
C_Target_VRE | Secondary Techs | PWRSDSBTNXX | TotalAnnualMaxCapacityInvestment | 2025 | 9999 | exempt_uncapped | 2026-07-10T11:21:49.898172
C_Target_VRE | Secondary Techs | PWRSDSBTNXX | TotalAnnualMaxCapacityInvestment | 2026 | 9999 | exempt_uncapped | 2026-07-10T11:21:49.898172
C_Target_VRE | Secondary Techs | PWRSDSBTNXX | TotalAnnualMaxCapacityInvestment | 2027 | 9999 | exempt_uncapped | 2026-07-10T11:21:49.898172
C_Target_VRE | Secondary Techs | PWRSDSBTNXX | TotalAnnualMaxCapacityInvestment | 2028 | 9999 | exempt_uncapped | 2026-07-10T11:21:49.898172
C_Target_VRE | Secondary Techs | PWRSDSBTNXX | TotalAnnualMaxCapacityInvestment | 2029 | 9999 | exempt_uncapped | 2026-07-10T11:21:49.898172
C_Target_VRE | Secondary Techs | PWRSDSBTNXX | TotalAnnualMaxCapacityInvestment | 2030 | 9999 | exempt_uncapped | 2026-07-10T11:21:49.898172
C_Target_VRE | Secondary Techs | PWRSDSBTNXX | TotalAnnualMaxCapacityInvestment | 2031 | 9999 | exempt_uncapped | 2026-07-10T11:21:49.898172
C_Target_VRE | Secondary Techs | PWRSDSBTNXX | TotalAnnualMaxCapacityInvestment | 2032 | 9999 | exempt_uncapped | 2026-07-10T11:21:49.898172
C_Target_VRE | Secondary Techs | PWRSDSBTNXX | TotalAnnualMaxCapacityInvestment | 2033 | 9999 | exempt_uncapped | 2026-07-10T11:21:49.898172
C_Target_VRE | Secondary Techs | PWRSDSBTNXX | TotalAnnualMaxCapacityInvestment | 2034 | 9999 | exempt_uncapped | 2026-07-10T11:21:49.898172
C_Target_VRE | Secondary Techs | PWRSDSBTNXX | TotalAnnualMaxCapacityInvestment | 2035 | 9999 | exempt_uncapped | 2026-07-10T11:21:49.898172
C_Target_VRE | Secondary Techs | PWRSDSBTNXX | TotalAnnualMaxCapacityInvestment | 2036 | 9999 | exempt_uncapped | 2026-07-10T11:21:49.898172
C_Target_VRE | Secondary Techs | PWRSDSBTNXX | TotalAnnualMaxCapacityInvestment | 2037 | 9999 | exempt_uncapped | 2026-07-10T11:21:49.898172
C_Target_VRE | Secondary Techs | PWRSDSBTNXX | TotalAnnualMaxCapacityInvestment | 2038 | 9999 | exempt_uncapped | 2026-07-10T11:21:49.898172
C_Target_VRE | Secondary Techs | PWRSDSBTNXX | TotalAnnualMaxCapacityInvestment | 2039 | 9999 | exempt_uncapped | 2026-07-10T11:21:49.898172
C_Target_VRE | Secondary Techs | PWRSDSBTNXX | TotalAnnualMaxCapacityInvestment | 2040 | 9999 | exempt_uncapped | 2026-07-10T11:21:49.898172
C_Target_VRE | Secondary Techs | PWRSDSBTNXX | TotalAnnualMaxCapacityInvestment | 2041 | 9999 | exempt_uncapped | 2026-07-10T11:21:49.898172
C_Target_VRE | Secondary Techs | PWRSDSBTNXX | TotalAnnualMaxCapacityInvestment | 2042 | 9999 | exempt_uncapped | 2026-07-10T11:21:49.898172
C_Target_VRE | Secondary Techs | PWRSDSBTNXX | TotalAnnualMaxCapacityInvestment | 2043 | 9999 | exempt_uncapped | 2026-07-10T11:21:49.898172
C_Target_VRE | Secondary Techs | PWRSDSBTNXX | TotalAnnualMaxCapacityInvestment | 2044 | 9999 | exempt_uncapped | 2026-07-10T11:21:49.898172
C_Target_VRE | Secondary Techs | PWRSDSBTNXX | TotalAnnualMaxCapacityInvestment | 2045 | 9999 | exempt_uncapped | 2026-07-10T11:21:49.898172
C_Target_VRE | Secondary Techs | PWRSDSBTNXX | TotalAnnualMaxCapacityInvestment | 2046 | 9999 | exempt_uncapped | 2026-07-10T11:21:49.898172
C_Target_VRE | Secondary Techs | PWRSDSBTNXX | TotalAnnualMaxCapacityInvestment | 2047 | 9999 | exempt_uncapped | 2026-07-10T11:21:49.898172
C_Target_VRE | Secondary Techs | PWRSDSBTNXX | TotalAnnualMaxCapacityInvestment | 2048 | 9999 | exempt_uncapped | 2026-07-10T11:21:49.898172
C_Target_VRE | Secondary Techs | PWRSDSBTNXX | TotalAnnualMaxCapacityInvestment | 2049 | 9999 | exempt_uncapped | 2026-07-10T11:21:49.898172
C_Target_VRE | Secondary Techs | PWRSDSBTNXX | TotalAnnualMaxCapacityInvestment | 2050 | 9999 | exempt_uncapped | 2026-07-10T11:21:49.898172
C_Target_VRE | Secondary Techs | PWRSDSINDSO | TotalAnnualMaxCapacityInvestment | 2023 | 9999 | exempt_maxcap_uncapped | 2026-07-10T11:21:49.898172
C_Target_VRE | Secondary Techs | PWRSDSINDSO | TotalAnnualMaxCapacityInvestment | 2024 | 9999 | exempt_maxcap_uncapped | 2026-07-10T11:21:49.898172
C_Target_VRE | Secondary Techs | PWRSDSINDSO | TotalAnnualMaxCapacityInvestment | 2025 | 9999 | exempt_maxcap_uncapped | 2026-07-10T11:21:49.898172
C_Target_VRE | Secondary Techs | PWRSDSINDSO | TotalAnnualMaxCapacityInvestment | 2026 | 9999 | exempt_maxcap_uncapped | 2026-07-10T11:21:49.898172
C_Target_VRE | Secondary Techs | PWRSDSINDSO | TotalAnnualMaxCapacityInvestment | 2027 | 9999 | exempt_maxcap_uncapped | 2026-07-10T11:21:49.898172
C_Target_VRE | Secondary Techs | PWRSDSINDSO | TotalAnnualMaxCapacityInvestment | 2028 | 9999 | exempt_maxcap_uncapped | 2026-07-10T11:21:49.898172
C_Target_VRE | Secondary Techs | PWRSDSINDSO | TotalAnnualMaxCapacityInvestment | 2029 | 9999 | exempt_maxcap_uncapped | 2026-07-10T11:21:49.898172
C_Target_VRE | Secondary Techs | PWRSDSINDSO | TotalAnnualMaxCapacityInvestment | 2030 | 9999 | exempt_maxcap_uncapped | 2026-07-10T11:21:49.898172
C_Target_VRE | Secondary Techs | PWRSDSINDSO | TotalAnnualMaxCapacityInvestment | 2031 | 9999 | exempt_maxcap_uncapped | 2026-07-10T11:21:49.898172
C_Target_VRE | Secondary Techs | PWRSDSINDSO | TotalAnnualMaxCapacityInvestment | 2032 | 9999 | exempt_maxcap_uncapped | 2026-07-10T11:21:49.898172
C_Target_VRE | Secondary Techs | PWRSDSINDSO | TotalAnnualMaxCapacityInvestment | 2033 | 9999 | exempt_maxcap_uncapped | 2026-07-10T11:21:49.898172
C_Target_VRE | Secondary Techs | PWRSDSINDSO | TotalAnnualMaxCapacityInvestment | 2034 | 9999 | exempt_maxcap_uncapped | 2026-07-10T11:21:49.898172
C_Target_VRE | Secondary Techs | PWRSDSINDSO | TotalAnnualMaxCapacityInvestment | 2035 | 9999 | exempt_maxcap_uncapped | 2026-07-10T11:21:49.898172
C_Target_VRE | Secondary Techs | PWRSDSINDSO | TotalAnnualMaxCapacityInvestment | 2036 | 9999 | exempt_maxcap_uncapped | 2026-07-10T11:21:49.898172
C_Target_VRE | Secondary Techs | PWRSDSINDSO | TotalAnnualMaxCapacityInvestment | 2037 | 9999 | exempt_maxcap_uncapped | 2026-07-10T11:21:49.898172
C_Target_VRE | Secondary Techs | PWRSDSINDSO | TotalAnnualMaxCapacityInvestment | 2038 | 9999 | exempt_maxcap_uncapped | 2026-07-10T11:21:49.898172
C_Target_VRE | Secondary Techs | PWRSDSINDSO | TotalAnnualMaxCapacityInvestment | 2039 | 9999 | exempt_maxcap_uncapped | 2026-07-10T11:21:49.898172
C_Target_VRE | Secondary Techs | PWRSDSINDSO | TotalAnnualMaxCapacityInvestment | 2040 | 9999 | exempt_maxcap_uncapped | 2026-07-10T11:21:49.898172
C_Target_VRE | Secondary Techs | PWRSDSINDSO | TotalAnnualMaxCapacityInvestment | 2041 | 9999 | exempt_maxcap_uncapped | 2026-07-10T11:21:49.898172
C_Target_VRE | Secondary Techs | PWRSDSINDSO | TotalAnnualMaxCapacityInvestment | 2042 | 9999 | exempt_maxcap_uncapped | 2026-07-10T11:21:49.898172
C_Target_VRE | Secondary Techs | PWRSDSINDSO | TotalAnnualMaxCapacityInvestment | 2043 | 9999 | exempt_maxcap_uncapped | 2026-07-10T11:21:49.898172
C_Target_VRE | Secondary Techs | PWRSDSINDSO | TotalAnnualMaxCapacityInvestment | 2044 | 9999 | exempt_maxcap_uncapped | 2026-07-10T11:21:49.898172
C_Target_VRE | Secondary Techs | PWRSDSINDSO | TotalAnnualMaxCapacityInvestment | 2045 | 9999 | exempt_maxcap_uncapped | 2026-07-10T11:21:49.898172
C_Target_VRE | Secondary Techs | PWRSDSINDSO | TotalAnnualMaxCapacityInvestment | 2046 | 9999 | exempt_maxcap_uncapped | 2026-07-10T11:21:49.898172
C_Target_VRE | Secondary Techs | PWRSDSINDSO | TotalAnnualMaxCapacityInvestment | 2047 | 9999 | exempt_maxcap_uncapped | 2026-07-10T11:21:49.898172
C_Target_VRE | Secondary Techs | PWRSDSINDSO | TotalAnnualMaxCapacityInvestment | 2048 | 9999 | exempt_maxcap_uncapped | 2026-07-10T11:21:49.898172
C_Target_VRE | Secondary Techs | PWRSDSINDSO | TotalAnnualMaxCapacityInvestment | 2049 | 9999 | exempt_maxcap_uncapped | 2026-07-10T11:21:49.898172
C_Target_VRE | Secondary Techs | PWRSDSINDSO | TotalAnnualMaxCapacityInvestment | 2050 | 9999 | exempt_maxcap_uncapped | 2026-07-10T11:21:49.898172
C_Target_VRE | Secondary Techs | PWRSDSINDSO | TotalAnnualMaxCapacityInvestment | 2023 | 9999 | exempt_uncapped | 2026-07-10T11:21:49.898172
C_Target_VRE | Secondary Techs | PWRSDSINDSO | TotalAnnualMaxCapacityInvestment | 2024 | 9999 | exempt_uncapped | 2026-07-10T11:21:49.898172
C_Target_VRE | Secondary Techs | PWRSDSINDSO | TotalAnnualMaxCapacityInvestment | 2025 | 9999 | exempt_uncapped | 2026-07-10T11:21:49.898172
C_Target_VRE | Secondary Techs | PWRSDSINDSO | TotalAnnualMaxCapacityInvestment | 2026 | 9999 | exempt_uncapped | 2026-07-10T11:21:49.898172
C_Target_VRE | Secondary Techs | PWRSDSINDSO | TotalAnnualMaxCapacityInvestment | 2027 | 9999 | exempt_uncapped | 2026-07-10T11:21:49.898172
C_Target_VRE | Secondary Techs | PWRSDSINDSO | TotalAnnualMaxCapacityInvestment | 2028 | 9999 | exempt_uncapped | 2026-07-10T11:21:49.898172
C_Target_VRE | Secondary Techs | PWRSDSINDSO | TotalAnnualMaxCapacityInvestment | 2029 | 9999 | exempt_uncapped | 2026-07-10T11:21:49.898172
C_Target_VRE | Secondary Techs | PWRSDSINDSO | TotalAnnualMaxCapacityInvestment | 2030 | 9999 | exempt_uncapped | 2026-07-10T11:21:49.898172
C_Target_VRE | Secondary Techs | PWRSDSINDSO | TotalAnnualMaxCapacityInvestment | 2031 | 9999 | exempt_uncapped | 2026-07-10T11:21:49.898172
C_Target_VRE | Secondary Techs | PWRSDSINDSO | TotalAnnualMaxCapacityInvestment | 2032 | 9999 | exempt_uncapped | 2026-07-10T11:21:49.898172
C_Target_VRE | Secondary Techs | PWRSDSINDSO | TotalAnnualMaxCapacityInvestment | 2033 | 9999 | exempt_uncapped | 2026-07-10T11:21:49.898172
C_Target_VRE | Secondary Techs | PWRSDSINDSO | TotalAnnualMaxCapacityInvestment | 2034 | 9999 | exempt_uncapped | 2026-07-10T11:21:49.898172
C_Target_VRE | Secondary Techs | PWRSDSINDSO | TotalAnnualMaxCapacityInvestment | 2035 | 9999 | exempt_uncapped | 2026-07-10T11:21:49.898172
C_Target_VRE | Secondary Techs | PWRSDSINDSO | TotalAnnualMaxCapacityInvestment | 2036 | 9999 | exempt_uncapped | 2026-07-10T11:21:49.898172
C_Target_VRE | Secondary Techs | PWRSDSINDSO | TotalAnnualMaxCapacityInvestment | 2037 | 9999 | exempt_uncapped | 2026-07-10T11:21:49.898172
C_Target_VRE | Secondary Techs | PWRSDSINDSO | TotalAnnualMaxCapacityInvestment | 2038 | 9999 | exempt_uncapped | 2026-07-10T11:21:49.898172
C_Target_VRE | Secondary Techs | PWRSDSINDSO | TotalAnnualMaxCapacityInvestment | 2039 | 9999 | exempt_uncapped | 2026-07-10T11:21:49.898172
C_Target_VRE | Secondary Techs | PWRSDSINDSO | TotalAnnualMaxCapacityInvestment | 2040 | 9999 | exempt_uncapped | 2026-07-10T11:21:49.898172
C_Target_VRE | Secondary Techs | PWRSDSINDSO | TotalAnnualMaxCapacityInvestment | 2041 | 9999 | exempt_uncapped | 2026-07-10T11:21:49.898172
C_Target_VRE | Secondary Techs | PWRSDSINDSO | TotalAnnualMaxCapacityInvestment | 2042 | 9999 | exempt_uncapped | 2026-07-10T11:21:49.898172
C_Target_VRE | Secondary Techs | PWRSDSINDSO | TotalAnnualMaxCapacityInvestment | 2043 | 9999 | exempt_uncapped | 2026-07-10T11:21:49.898172
C_Target_VRE | Secondary Techs | PWRSDSINDSO | TotalAnnualMaxCapacityInvestment | 2044 | 9999 | exempt_uncapped | 2026-07-10T11:21:49.898172
C_Target_VRE | Secondary Techs | PWRSDSINDSO | TotalAnnualMaxCapacityInvestment | 2045 | 9999 | exempt_uncapped | 2026-07-10T11:21:49.898172
C_Target_VRE | Secondary Techs | PWRSDSINDSO | TotalAnnualMaxCapacityInvestment | 2046 | 9999 | exempt_uncapped | 2026-07-10T11:21:49.898172
C_Target_VRE | Secondary Techs | PWRSDSINDSO | TotalAnnualMaxCapacityInvestment | 2047 | 9999 | exempt_uncapped | 2026-07-10T11:21:49.898172
C_Target_VRE | Secondary Techs | PWRSDSINDSO | TotalAnnualMaxCapacityInvestment | 2048 | 9999 | exempt_uncapped | 2026-07-10T11:21:49.898172
C_Target_VRE | Secondary Techs | PWRSDSINDSO | TotalAnnualMaxCapacityInvestment | 2049 | 9999 | exempt_uncapped | 2026-07-10T11:21:49.898172
C_Target_VRE | Secondary Techs | PWRSDSINDSO | TotalAnnualMaxCapacityInvestment | 2050 | 9999 | exempt_uncapped | 2026-07-10T11:21:49.898172
C_Target_VRE | Secondary Techs | PWRNGSINDNO | TotalAnnualMaxCapacityInvestment | 2023 | 0.1 | lid_floor | 2026-07-10T11:21:49.898172
C_Target_VRE | Secondary Techs | PWRNGSINDNO | TotalAnnualMaxCapacityInvestment | 2024 | 0.36386 | lid_fill | 2026-07-10T11:21:49.898172
C_Target_VRE | Secondary Techs | PWRNGSINDNO | TotalAnnualMaxCapacityInvestment | 2025 | 0.38469 | lid_fill | 2026-07-10T11:21:49.898172
C_Target_VRE | Secondary Techs | PWRNGSINDNO | TotalAnnualMaxCapacityInvestment | 2026 | 0.41302 | lid_fill | 2026-07-10T11:21:49.898172
C_Target_VRE | Secondary Techs | PWRNGSINDNO | TotalAnnualMaxCapacityInvestment | 2027 | 0.43845 | lid_fill | 2026-07-10T11:21:49.898172
C_Target_VRE | Secondary Techs | PWRNGSINDNO | TotalAnnualMaxCapacityInvestment | 2028 | 0.47631 | lid_relaxed | 2026-07-10T11:21:49.898172
C_Target_VRE | Secondary Techs | PWRNGSINDNO | TotalAnnualMaxCapacityInvestment | 2029 | 0.44132 | lid_relaxed | 2026-07-10T11:21:49.898172
C_Target_VRE | Secondary Techs | PWRNGSINDNO | TotalAnnualMaxCapacityInvestment | 2030 | 0.30059 | lid_relaxed | 2026-07-10T11:21:49.898172
C_Target_VRE | Secondary Techs | PWRNGSINDNO | TotalAnnualMaxCapacityInvestment | 2031 | 0.30218 | lid_relaxed | 2026-07-10T11:21:49.898172
C_Target_VRE | Secondary Techs | PWRNGSINDNO | TotalAnnualMaxCapacityInvestment | 2032 | 0.37981 | lid_relaxed | 2026-07-10T11:21:49.898172
C_Target_VRE | Secondary Techs | PWRNGSINDNO | TotalAnnualMaxCapacityInvestment | 2033 | 0.36971 | lid_family_capped | 2026-07-10T11:21:49.898172
C_Target_VRE | Secondary Techs | PWRNGSINDNO | TotalAnnualMaxCapacityInvestment | 2034 | 0.35318 | lid_family_capped | 2026-07-10T11:21:49.898172
C_Target_VRE | Secondary Techs | PWRNGSINDNO | TotalAnnualMaxCapacityInvestment | 2035 | 0.33664 | lid_family_capped | 2026-07-10T11:21:49.898172
C_Target_VRE | Secondary Techs | PWRNGSINDNO | TotalAnnualMaxCapacityInvestment | 2036 | 0.32011 | lid_family_capped | 2026-07-10T11:21:49.898172
C_Target_VRE | Secondary Techs | PWRNGSINDNO | TotalAnnualMaxCapacityInvestment | 2037 | 0.34809 | lid_family_capped | 2026-07-10T11:21:49.898172
C_Target_VRE | Secondary Techs | PWRNGSINDNO | TotalAnnualMaxCapacityInvestment | 2038 | 0.33011 | lid_family_capped | 2026-07-10T11:21:49.898172
C_Target_VRE | Secondary Techs | PWRNGSINDNO | TotalAnnualMaxCapacityInvestment | 2039 | 0.31213 | lid_family_capped | 2026-07-10T11:21:49.898172
C_Target_VRE | Secondary Techs | PWRNGSINDNO | TotalAnnualMaxCapacityInvestment | 2040 | 0.26578 | lid_family_capped | 2026-07-10T11:21:49.898172
C_Target_VRE | Secondary Techs | PWRNGSINDNO | TotalAnnualMaxCapacityInvestment | 2041 | 0.27512 | lid_family_capped | 2026-07-10T11:21:49.898172
C_Target_VRE | Secondary Techs | PWRNGSINDNO | TotalAnnualMaxCapacityInvestment | 2042 | 0.31969 | lid_family_capped | 2026-07-10T11:21:49.898172
C_Target_VRE | Secondary Techs | PWRNGSINDNO | TotalAnnualMaxCapacityInvestment | 2043 | 0.46614 | lid_adequacy_scaled | 2026-07-10T11:21:49.898172
C_Target_VRE | Secondary Techs | PWRNGSINDNO | TotalAnnualMaxCapacityInvestment | 2044 | 0.61412 | lid_adequacy_scaled | 2026-07-10T11:21:49.898172
C_Target_VRE | Secondary Techs | PWRNGSINDNO | TotalAnnualMaxCapacityInvestment | 2045 | 0.75807 | lid_adequacy_scaled | 2026-07-10T11:21:49.898172
C_Target_VRE | Secondary Techs | PWRNGSINDNO | TotalAnnualMaxCapacityInvestment | 2046 | 0.94855 | lid_adequacy_scaled | 2026-07-10T11:21:49.898172
C_Target_VRE | Secondary Techs | PWRNGSINDNO | TotalAnnualMaxCapacityInvestment | 2047 | 1.1259 | lid_adequacy_scaled | 2026-07-10T11:21:49.898172
C_Target_VRE | Secondary Techs | PWRNGSINDNO | TotalAnnualMaxCapacityInvestment | 2048 | 1.2927 | lid_adequacy_scaled | 2026-07-10T11:21:49.898172
C_Target_VRE | Secondary Techs | PWRNGSINDNO | TotalAnnualMaxCapacityInvestment | 2049 | 1.4507 | lid_adequacy_scaled | 2026-07-10T11:21:49.898172
C_Target_VRE | Secondary Techs | PWRNGSINDNO | TotalAnnualMaxCapacityInvestment | 2050 | 1.6009 | lid_adequacy_scaled | 2026-07-10T11:21:49.898172
C_Target_VRE | Secondary Techs | PWRSPVINDNE | TotalAnnualMaxCapacityInvestment | 2023 | 0.1 | lid_floor | 2026-07-10T11:21:49.898172
C_Target_VRE | Secondary Techs | PWRSPVINDNE | TotalAnnualMaxCapacityInvestment | 2024 | 0.1 | lid_floor | 2026-07-10T11:21:49.898172
C_Target_VRE | Secondary Techs | PWRSPVINDNE | TotalAnnualMaxCapacityInvestment | 2025 | 0.1212 | untie_min_inv | 2026-07-10T11:21:49.898172
C_Target_VRE | Secondary Techs | PWRSPVINDNE | TotalAnnualMaxCapacityInvestment | 2026 | 0.1 | lid_floor | 2026-07-10T11:21:49.898172
C_Target_VRE | Secondary Techs | PWRSPVINDNE | TotalAnnualMaxCapacityInvestment | 2027 | 0.1 | lid_floor | 2026-07-10T11:21:49.898172
C_Target_VRE | Secondary Techs | PWRSPVINDNE | TotalAnnualMaxCapacityInvestment | 2028 | 0.1 | lid_floor | 2026-07-10T11:21:49.898172
C_Target_VRE | Secondary Techs | PWRSPVINDNE | TotalAnnualMaxCapacityInvestment | 2029 | 0.1 | lid_floor | 2026-07-10T11:21:49.898172
C_Target_VRE | Secondary Techs | PWRSPVINDNE | TotalAnnualMaxCapacityInvestment | 2030 | 0.1 | lid_floor | 2026-07-10T11:21:49.898172
C_Target_VRE | Secondary Techs | PWRSPVINDNE | TotalAnnualMaxCapacityInvestment | 2031 | 0.1 | lid_floor | 2026-07-10T11:21:49.898172
C_Target_VRE | Secondary Techs | PWRSPVINDNE | TotalAnnualMaxCapacityInvestment | 2032 | 0.1 | lid_floor | 2026-07-10T11:21:49.898172
C_Target_VRE | Secondary Techs | PWRSPVINDNE | TotalAnnualMaxCapacityInvestment | 2033 | 0.1 | lid_floor | 2026-07-10T11:21:49.898172
C_Target_VRE | Secondary Techs | PWRSPVINDNE | TotalAnnualMaxCapacityInvestment | 2034 | 0.1 | lid_floor | 2026-07-10T11:21:49.898172
C_Target_VRE | Secondary Techs | PWRSPVINDNE | TotalAnnualMaxCapacityInvestment | 2035 | 0.1 | lid_floor | 2026-07-10T11:21:49.898172
C_Target_VRE | Secondary Techs | PWRSPVINDNE | TotalAnnualMaxCapacityInvestment | 2036 | 0.1 | lid_floor | 2026-07-10T11:21:49.898172
C_Target_VRE | Secondary Techs | PWRSPVINDNE | TotalAnnualMaxCapacityInvestment | 2037 | 0.1 | lid_floor | 2026-07-10T11:21:49.898172
C_Target_VRE | Secondary Techs | PWRSPVINDNE | TotalAnnualMaxCapacityInvestment | 2038 | 0.1 | lid_floor | 2026-07-10T11:21:49.898172
C_Target_VRE | Secondary Techs | PWRSPVINDNE | TotalAnnualMaxCapacityInvestment | 2039 | 0.1 | lid_floor | 2026-07-10T11:21:49.898172
C_Target_VRE | Secondary Techs | PWRSPVINDNE | TotalAnnualMaxCapacityInvestment | 2040 | 0.1 | lid_floor | 2026-07-10T11:21:49.898172
C_Target_VRE | Secondary Techs | PWRSPVINDNE | TotalAnnualMaxCapacityInvestment | 2041 | 0.1 | lid_floor | 2026-07-10T11:21:49.898172
C_Target_VRE | Secondary Techs | PWRSPVINDNE | TotalAnnualMaxCapacityInvestment | 2042 | 0.1 | lid_floor | 2026-07-10T11:21:49.898172
C_Target_VRE | Secondary Techs | PWRSPVINDNE | TotalAnnualMaxCapacityInvestment | 2043 | 0.1 | lid_floor | 2026-07-10T11:21:49.898172
C_Target_VRE | Secondary Techs | PWRSPVINDNE | TotalAnnualMaxCapacityInvestment | 2044 | 0.1 | lid_floor | 2026-07-10T11:21:49.898172
C_Target_VRE | Secondary Techs | PWRSPVINDNE | TotalAnnualMaxCapacityInvestment | 2045 | 0.12224 | lid_adequacy_scaled | 2026-07-10T11:21:49.898172
C_Target_VRE | Secondary Techs | PWRSPVINDNE | TotalAnnualMaxCapacityInvestment | 2046 | 0.15698 | lid_adequacy_scaled | 2026-07-10T11:21:49.898172
C_Target_VRE | Secondary Techs | PWRSPVINDNE | TotalAnnualMaxCapacityInvestment | 2047 | 0.19111 | lid_adequacy_scaled | 2026-07-10T11:21:49.898172
C_Target_VRE | Secondary Techs | PWRSPVINDNE | TotalAnnualMaxCapacityInvestment | 2048 | 0.22475 | lid_adequacy_scaled | 2026-07-10T11:21:49.898172
C_Target_VRE | Secondary Techs | PWRSPVINDNE | TotalAnnualMaxCapacityInvestment | 2049 | 0.25813 | lid_adequacy_scaled | 2026-07-10T11:21:49.898172
C_Target_VRE | Secondary Techs | PWRSPVINDNE | TotalAnnualMaxCapacityInvestment | 2050 | 0.29139 | lid_adequacy_scaled | 2026-07-10T11:21:49.898172
C_Target_VRE | Secondary Techs | PWRHYDINDNE | TotalAnnualMaxCapacityInvestment | 2023 | 0.1 | lid_floor | 2026-07-10T11:21:49.898172
C_Target_VRE | Secondary Techs | PWRHYDINDNE | TotalAnnualMaxCapacityInvestment | 2024 | 0.11869 | lid_fill | 2026-07-10T11:21:49.898172
C_Target_VRE | Secondary Techs | PWRHYDINDNE | TotalAnnualMaxCapacityInvestment | 2025 | 0.1262 | lid_fill | 2026-07-10T11:21:49.898172
C_Target_VRE | Secondary Techs | PWRHYDINDNE | TotalAnnualMaxCapacityInvestment | 2026 | 1.8887 | untie_min_inv | 2026-07-10T11:21:49.898172
C_Target_VRE | Secondary Techs | PWRHYDINDNE | TotalAnnualMaxCapacityInvestment | 2027 | 0.13903 | lid_fill | 2026-07-10T11:21:49.898172
C_Target_VRE | Secondary Techs | PWRHYDINDNE | TotalAnnualMaxCapacityInvestment | 2028 | 0.15111 | lid_relaxed | 2026-07-10T11:21:49.898172
C_Target_VRE | Secondary Techs | PWRHYDINDNE | TotalAnnualMaxCapacityInvestment | 2029 | 0.43026 | untie_min_inv | 2026-07-10T11:21:49.898172
C_Target_VRE | Secondary Techs | PWRHYDINDNE | TotalAnnualMaxCapacityInvestment | 2030 | 0.11286 | lid_relaxed | 2026-07-10T11:21:49.898172
C_Target_VRE | Secondary Techs | PWRHYDINDNE | TotalAnnualMaxCapacityInvestment | 2031 | 0.10858 | lid_relaxed | 2026-07-10T11:21:49.898172
C_Target_VRE | Secondary Techs | PWRHYDINDNE | TotalAnnualMaxCapacityInvestment | 2032 | 2.9088 | untie_min_inv | 2026-07-10T11:21:49.898172
C_Target_VRE | Secondary Techs | PWRHYDINDNE | TotalAnnualMaxCapacityInvestment | 2033 | 0.13772 | lid_relaxed | 2026-07-10T11:21:49.898172
C_Target_VRE | Secondary Techs | PWRHYDINDNE | TotalAnnualMaxCapacityInvestment | 2034 | 0.13531 | lid_relaxed | 2026-07-10T11:21:49.898172
C_Target_VRE | Secondary Techs | PWRHYDINDNE | TotalAnnualMaxCapacityInvestment | 2035 | 0.13247 | lid_relaxed | 2026-07-10T11:21:49.898172
C_Target_VRE | Secondary Techs | PWRHYDINDNE | TotalAnnualMaxCapacityInvestment | 2036 | 0.12919 | lid_relaxed | 2026-07-10T11:21:49.898172
C_Target_VRE | Secondary Techs | PWRHYDINDNE | TotalAnnualMaxCapacityInvestment | 2037 | 0.16211 | lid_relaxed | 2026-07-10T11:21:49.898172
C_Target_VRE | Secondary Techs | PWRHYDINDNE | TotalAnnualMaxCapacityInvestment | 2038 | 0.15767 | lid_relaxed | 2026-07-10T11:21:49.898172
C_Target_VRE | Secondary Techs | PWRHYDINDNE | TotalAnnualMaxCapacityInvestment | 2039 | 0.15268 | lid_relaxed | 2026-07-10T11:21:49.898172
C_Target_VRE | Secondary Techs | PWRHYDINDNE | TotalAnnualMaxCapacityInvestment | 2040 | 0.14725 | lid_relaxed | 2026-07-10T11:21:49.898172
C_Target_VRE | Secondary Techs | PWRHYDINDNE | TotalAnnualMaxCapacityInvestment | 2041 | 0.14677 | lid_relaxed | 2026-07-10T11:21:49.898172
C_Target_VRE | Secondary Techs | PWRHYDINDNE | TotalAnnualMaxCapacityInvestment | 2042 | 0.18505 | lid_relaxed | 2026-07-10T11:21:49.898172
C_Target_VRE | Secondary Techs | PWRHYDINDNE | TotalAnnualMaxCapacityInvestment | 2043 | 0.19804 | lid_relaxed | 2026-07-10T11:21:49.898172
C_Target_VRE | Secondary Techs | PWRHYDINDNE | TotalAnnualMaxCapacityInvestment | 2044 | 0.21106 | lid_relaxed | 2026-07-10T11:21:49.898172
C_Target_VRE | Secondary Techs | PWRHYDINDNE | TotalAnnualMaxCapacityInvestment | 2045 | 0.27388 | lid_adequacy_scaled | 2026-07-10T11:21:49.898172
C_Target_VRE | Secondary Techs | PWRHYDINDNE | TotalAnnualMaxCapacityInvestment | 2046 | 0.38953 | lid_adequacy_scaled | 2026-07-10T11:21:49.898172
C_Target_VRE | Secondary Techs | PWRHYDINDNE | TotalAnnualMaxCapacityInvestment | 2047 | 0.52005 | lid_adequacy_scaled | 2026-07-10T11:21:49.898172
C_Target_VRE | Secondary Techs | PWRHYDINDNE | TotalAnnualMaxCapacityInvestment | 2048 | 0.66514 | lid_adequacy_scaled | 2026-07-10T11:21:49.898172
C_Target_VRE | Secondary Techs | PWRHYDINDNE | TotalAnnualMaxCapacityInvestment | 2049 | 0.82418 | lid_adequacy_scaled | 2026-07-10T11:21:49.898172
C_Target_VRE | Secondary Techs | PWRHYDINDNE | TotalAnnualMaxCapacityInvestment | 2050 | 0.99676 | lid_adequacy_scaled | 2026-07-10T11:21:49.898172
C_Target_VRE | Secondary Techs | PWRSDSINDNE | TotalAnnualMaxCapacityInvestment | 2023 | 9999 | exempt_maxcap_uncapped | 2026-07-10T11:21:49.898172
C_Target_VRE | Secondary Techs | PWRSDSINDNE | TotalAnnualMaxCapacityInvestment | 2024 | 9999 | exempt_maxcap_uncapped | 2026-07-10T11:21:49.898172
C_Target_VRE | Secondary Techs | PWRSDSINDNE | TotalAnnualMaxCapacityInvestment | 2025 | 9999 | exempt_maxcap_uncapped | 2026-07-10T11:21:49.898172
C_Target_VRE | Secondary Techs | PWRSDSINDNE | TotalAnnualMaxCapacityInvestment | 2026 | 9999 | exempt_maxcap_uncapped | 2026-07-10T11:21:49.898172
C_Target_VRE | Secondary Techs | PWRSDSINDNE | TotalAnnualMaxCapacityInvestment | 2027 | 9999 | exempt_maxcap_uncapped | 2026-07-10T11:21:49.898172
C_Target_VRE | Secondary Techs | PWRSDSINDNE | TotalAnnualMaxCapacityInvestment | 2028 | 9999 | exempt_maxcap_uncapped | 2026-07-10T11:21:49.898172
C_Target_VRE | Secondary Techs | PWRSDSINDNE | TotalAnnualMaxCapacityInvestment | 2029 | 9999 | exempt_maxcap_uncapped | 2026-07-10T11:21:49.898172
C_Target_VRE | Secondary Techs | PWRSDSINDNE | TotalAnnualMaxCapacityInvestment | 2030 | 9999 | exempt_maxcap_uncapped | 2026-07-10T11:21:49.898172
C_Target_VRE | Secondary Techs | PWRSDSINDNE | TotalAnnualMaxCapacityInvestment | 2031 | 9999 | exempt_maxcap_uncapped | 2026-07-10T11:21:49.898172
C_Target_VRE | Secondary Techs | PWRSDSINDNE | TotalAnnualMaxCapacityInvestment | 2032 | 9999 | exempt_maxcap_uncapped | 2026-07-10T11:21:49.898172
C_Target_VRE | Secondary Techs | PWRSDSINDNE | TotalAnnualMaxCapacityInvestment | 2033 | 9999 | exempt_maxcap_uncapped | 2026-07-10T11:21:49.898172
C_Target_VRE | Secondary Techs | PWRSDSINDNE | TotalAnnualMaxCapacityInvestment | 2034 | 9999 | exempt_maxcap_uncapped | 2026-07-10T11:21:49.898172
C_Target_VRE | Secondary Techs | PWRSDSINDNE | TotalAnnualMaxCapacityInvestment | 2035 | 9999 | exempt_maxcap_uncapped | 2026-07-10T11:21:49.898172
C_Target_VRE | Secondary Techs | PWRSDSINDNE | TotalAnnualMaxCapacityInvestment | 2036 | 9999 | exempt_maxcap_uncapped | 2026-07-10T11:21:49.898172
C_Target_VRE | Secondary Techs | PWRSDSINDNE | TotalAnnualMaxCapacityInvestment | 2037 | 9999 | exempt_maxcap_uncapped | 2026-07-10T11:21:49.898172
C_Target_VRE | Secondary Techs | PWRSDSINDNE | TotalAnnualMaxCapacityInvestment | 2038 | 9999 | exempt_maxcap_uncapped | 2026-07-10T11:21:49.898172
C_Target_VRE | Secondary Techs | PWRSDSINDNE | TotalAnnualMaxCapacityInvestment | 2039 | 9999 | exempt_maxcap_uncapped | 2026-07-10T11:21:49.898172
C_Target_VRE | Secondary Techs | PWRSDSINDNE | TotalAnnualMaxCapacityInvestment | 2040 | 9999 | exempt_maxcap_uncapped | 2026-07-10T11:21:49.898172
C_Target_VRE | Secondary Techs | PWRSDSINDNE | TotalAnnualMaxCapacityInvestment | 2041 | 9999 | exempt_maxcap_uncapped | 2026-07-10T11:21:49.898172
C_Target_VRE | Secondary Techs | PWRSDSINDNE | TotalAnnualMaxCapacityInvestment | 2042 | 9999 | exempt_maxcap_uncapped | 2026-07-10T11:21:49.898172
C_Target_VRE | Secondary Techs | PWRSDSINDNE | TotalAnnualMaxCapacityInvestment | 2043 | 9999 | exempt_maxcap_uncapped | 2026-07-10T11:21:49.898172
C_Target_VRE | Secondary Techs | PWRSDSINDNE | TotalAnnualMaxCapacityInvestment | 2044 | 9999 | exempt_maxcap_uncapped | 2026-07-10T11:21:49.898172
C_Target_VRE | Secondary Techs | PWRSDSINDNE | TotalAnnualMaxCapacityInvestment | 2045 | 9999 | exempt_maxcap_uncapped | 2026-07-10T11:21:49.898172
C_Target_VRE | Secondary Techs | PWRSDSINDNE | TotalAnnualMaxCapacityInvestment | 2046 | 9999 | exempt_maxcap_uncapped | 2026-07-10T11:21:49.898172
C_Target_VRE | Secondary Techs | PWRSDSINDNE | TotalAnnualMaxCapacityInvestment | 2047 | 9999 | exempt_maxcap_uncapped | 2026-07-10T11:21:49.898172
C_Target_VRE | Secondary Techs | PWRSDSINDNE | TotalAnnualMaxCapacityInvestment | 2048 | 9999 | exempt_maxcap_uncapped | 2026-07-10T11:21:49.898172
C_Target_VRE | Secondary Techs | PWRSDSINDNE | TotalAnnualMaxCapacityInvestment | 2049 | 9999 | exempt_maxcap_uncapped | 2026-07-10T11:21:49.898172
C_Target_VRE | Secondary Techs | PWRSDSINDNE | TotalAnnualMaxCapacityInvestment | 2050 | 9999 | exempt_maxcap_uncapped | 2026-07-10T11:21:49.898172
C_Target_VRE | Secondary Techs | PWRSDSINDNE | TotalAnnualMaxCapacityInvestment | 2023 | 9999 | exempt_uncapped | 2026-07-10T11:21:49.898172
C_Target_VRE | Secondary Techs | PWRSDSINDNE | TotalAnnualMaxCapacityInvestment | 2024 | 9999 | exempt_uncapped | 2026-07-10T11:21:49.898172
C_Target_VRE | Secondary Techs | PWRSDSINDNE | TotalAnnualMaxCapacityInvestment | 2025 | 9999 | exempt_uncapped | 2026-07-10T11:21:49.898172
C_Target_VRE | Secondary Techs | PWRSDSINDNE | TotalAnnualMaxCapacityInvestment | 2026 | 9999 | exempt_uncapped | 2026-07-10T11:21:49.898172
C_Target_VRE | Secondary Techs | PWRSDSINDNE | TotalAnnualMaxCapacityInvestment | 2027 | 9999 | exempt_uncapped | 2026-07-10T11:21:49.898172
C_Target_VRE | Secondary Techs | PWRSDSINDNE | TotalAnnualMaxCapacityInvestment | 2028 | 9999 | exempt_uncapped | 2026-07-10T11:21:49.898172
C_Target_VRE | Secondary Techs | PWRSDSINDNE | TotalAnnualMaxCapacityInvestment | 2029 | 9999 | exempt_uncapped | 2026-07-10T11:21:49.898172
C_Target_VRE | Secondary Techs | PWRSDSINDNE | TotalAnnualMaxCapacityInvestment | 2030 | 9999 | exempt_uncapped | 2026-07-10T11:21:49.898172
C_Target_VRE | Secondary Techs | PWRSDSINDNE | TotalAnnualMaxCapacityInvestment | 2031 | 9999 | exempt_uncapped | 2026-07-10T11:21:49.898172
C_Target_VRE | Secondary Techs | PWRSDSINDNE | TotalAnnualMaxCapacityInvestment | 2032 | 9999 | exempt_uncapped | 2026-07-10T11:21:49.898172
C_Target_VRE | Secondary Techs | PWRSDSINDNE | TotalAnnualMaxCapacityInvestment | 2033 | 9999 | exempt_uncapped | 2026-07-10T11:21:49.898172
C_Target_VRE | Secondary Techs | PWRSDSINDNE | TotalAnnualMaxCapacityInvestment | 2034 | 9999 | exempt_uncapped | 2026-07-10T11:21:49.898172
C_Target_VRE | Secondary Techs | PWRSDSINDNE | TotalAnnualMaxCapacityInvestment | 2035 | 9999 | exempt_uncapped | 2026-07-10T11:21:49.898172
C_Target_VRE | Secondary Techs | PWRSDSINDNE | TotalAnnualMaxCapacityInvestment | 2036 | 9999 | exempt_uncapped | 2026-07-10T11:21:49.898172
C_Target_VRE | Secondary Techs | PWRSDSINDNE | TotalAnnualMaxCapacityInvestment | 2037 | 9999 | exempt_uncapped | 2026-07-10T11:21:49.898172
C_Target_VRE | Secondary Techs | PWRSDSINDNE | TotalAnnualMaxCapacityInvestment | 2038 | 9999 | exempt_uncapped | 2026-07-10T11:21:49.898172
C_Target_VRE | Secondary Techs | PWRSDSINDNE | TotalAnnualMaxCapacityInvestment | 2039 | 9999 | exempt_uncapped | 2026-07-10T11:21:49.898172
C_Target_VRE | Secondary Techs | PWRSDSINDNE | TotalAnnualMaxCapacityInvestment | 2040 | 9999 | exempt_uncapped | 2026-07-10T11:21:49.898172
C_Target_VRE | Secondary Techs | PWRSDSINDNE | TotalAnnualMaxCapacityInvestment | 2041 | 9999 | exempt_uncapped | 2026-07-10T11:21:49.898172
C_Target_VRE | Secondary Techs | PWRSDSINDNE | TotalAnnualMaxCapacityInvestment | 2042 | 9999 | exempt_uncapped | 2026-07-10T11:21:49.898172
C_Target_VRE | Secondary Techs | PWRSDSINDNE | TotalAnnualMaxCapacityInvestment | 2043 | 9999 | exempt_uncapped | 2026-07-10T11:21:49.898172
C_Target_VRE | Secondary Techs | PWRSDSINDNE | TotalAnnualMaxCapacityInvestment | 2044 | 9999 | exempt_uncapped | 2026-07-10T11:21:49.898172
C_Target_VRE | Secondary Techs | PWRSDSINDNE | TotalAnnualMaxCapacityInvestment | 2045 | 9999 | exempt_uncapped | 2026-07-10T11:21:49.898172
C_Target_VRE | Secondary Techs | PWRSDSINDNE | TotalAnnualMaxCapacityInvestment | 2046 | 9999 | exempt_uncapped | 2026-07-10T11:21:49.898172
C_Target_VRE | Secondary Techs | PWRSDSINDNE | TotalAnnualMaxCapacityInvestment | 2047 | 9999 | exempt_uncapped | 2026-07-10T11:21:49.898172
C_Target_VRE | Secondary Techs | PWRSDSINDNE | TotalAnnualMaxCapacityInvestment | 2048 | 9999 | exempt_uncapped | 2026-07-10T11:21:49.898172
C_Target_VRE | Secondary Techs | PWRSDSINDNE | TotalAnnualMaxCapacityInvestment | 2049 | 9999 | exempt_uncapped | 2026-07-10T11:21:49.898172
C_Target_VRE | Secondary Techs | PWRSDSINDNE | TotalAnnualMaxCapacityInvestment | 2050 | 9999 | exempt_uncapped | 2026-07-10T11:21:49.898172
C_Target_VRE | Secondary Techs | PWRSPVBTNXX | TotalAnnualMaxCapacityInvestment | 2023 | 0.1 | lid_floor | 2026-07-10T11:21:49.898172
C_Target_VRE | Secondary Techs | PWRSPVBTNXX | TotalAnnualMaxCapacityInvestment | 2024 | 0.1 | lid_floor | 2026-07-10T11:21:49.898172
C_Target_VRE | Secondary Techs | PWRSPVBTNXX | TotalAnnualMaxCapacityInvestment | 2025 | 0.1 | lid_floor | 2026-07-10T11:21:49.898172
C_Target_VRE | Secondary Techs | PWRSPVBTNXX | TotalAnnualMaxCapacityInvestment | 2026 | 0.1 | lid_floor | 2026-07-10T11:21:49.898172
C_Target_VRE | Secondary Techs | PWRSPVBTNXX | TotalAnnualMaxCapacityInvestment | 2027 | 0.1 | lid_floor | 2026-07-10T11:21:49.898172
C_Target_VRE | Secondary Techs | PWRSPVBTNXX | TotalAnnualMaxCapacityInvestment | 2028 | 0.1 | lid_floor | 2026-07-10T11:21:49.898172
C_Target_VRE | Secondary Techs | PWRSPVBTNXX | TotalAnnualMaxCapacityInvestment | 2029 | 0.1 | lid_floor | 2026-07-10T11:21:49.898172
C_Target_VRE | Secondary Techs | PWRSPVBTNXX | TotalAnnualMaxCapacityInvestment | 2030 | 0.1 | lid_floor | 2026-07-10T11:21:49.898172
C_Target_VRE | Secondary Techs | PWRSPVBTNXX | TotalAnnualMaxCapacityInvestment | 2031 | 0.1 | lid_floor | 2026-07-10T11:21:49.898172
C_Target_VRE | Secondary Techs | PWRSPVBTNXX | TotalAnnualMaxCapacityInvestment | 2032 | 0.1 | lid_floor | 2026-07-10T11:21:49.898172
C_Target_VRE | Secondary Techs | PWRSPVBTNXX | TotalAnnualMaxCapacityInvestment | 2033 | 0.1 | lid_floor | 2026-07-10T11:21:49.898172
C_Target_VRE | Secondary Techs | PWRSPVBTNXX | TotalAnnualMaxCapacityInvestment | 2034 | 0.1 | lid_floor | 2026-07-10T11:21:49.898172
C_Target_VRE | Secondary Techs | PWRSPVBTNXX | TotalAnnualMaxCapacityInvestment | 2035 | 0.1 | lid_floor | 2026-07-10T11:21:49.898172
C_Target_VRE | Secondary Techs | PWRSPVBTNXX | TotalAnnualMaxCapacityInvestment | 2036 | 0.1 | lid_floor | 2026-07-10T11:21:49.898172
C_Target_VRE | Secondary Techs | PWRSPVBTNXX | TotalAnnualMaxCapacityInvestment | 2037 | 0.1 | lid_floor | 2026-07-10T11:21:49.898172
C_Target_VRE | Secondary Techs | PWRSPVBTNXX | TotalAnnualMaxCapacityInvestment | 2038 | 0.1 | lid_floor | 2026-07-10T11:21:49.898172
C_Target_VRE | Secondary Techs | PWRSPVBTNXX | TotalAnnualMaxCapacityInvestment | 2039 | 0.1 | lid_floor | 2026-07-10T11:21:49.898172
C_Target_VRE | Secondary Techs | PWRSPVBTNXX | TotalAnnualMaxCapacityInvestment | 2040 | 0.1 | lid_floor | 2026-07-10T11:21:49.898172
C_Target_VRE | Secondary Techs | PWRSPVBTNXX | TotalAnnualMaxCapacityInvestment | 2041 | 0.1 | lid_floor | 2026-07-10T11:21:49.898172
C_Target_VRE | Secondary Techs | PWRSPVBTNXX | TotalAnnualMaxCapacityInvestment | 2042 | 0.1 | lid_floor | 2026-07-10T11:21:49.898172
C_Target_VRE | Secondary Techs | PWRSPVBTNXX | TotalAnnualMaxCapacityInvestment | 2043 | 0.1 | lid_floor | 2026-07-10T11:21:49.898172
C_Target_VRE | Secondary Techs | PWRSPVBTNXX | TotalAnnualMaxCapacityInvestment | 2044 | 0.1 | lid_floor | 2026-07-10T11:21:49.898172
C_Target_VRE | Secondary Techs | PWRSPVBTNXX | TotalAnnualMaxCapacityInvestment | 2045 | 0.1 | lid_floor | 2026-07-10T11:21:49.898172
C_Target_VRE | Secondary Techs | PWRSPVBTNXX | TotalAnnualMaxCapacityInvestment | 2046 | 0.1 | lid_floor | 2026-07-10T11:21:49.898172
C_Target_VRE | Secondary Techs | PWRSPVBTNXX | TotalAnnualMaxCapacityInvestment | 2047 | 0.1 | lid_floor | 2026-07-10T11:21:49.898172
C_Target_VRE | Secondary Techs | PWRSPVBTNXX | TotalAnnualMaxCapacityInvestment | 2048 | 0.1 | lid_floor | 2026-07-10T11:21:49.898172
C_Target_VRE | Secondary Techs | PWRSPVBTNXX | TotalAnnualMaxCapacityInvestment | 2049 | 0.1 | lid_floor | 2026-07-10T11:21:49.898172
C_Target_VRE | Secondary Techs | PWRSPVBTNXX | TotalAnnualMaxCapacityInvestment | 2050 | 0.1 | lid_floor | 2026-07-10T11:21:49.898172
C_Target_VRE | Secondary Techs | PWROILBGDXX | TotalAnnualMaxCapacityInvestment | 2023 | 0.1 | lid_floor | 2026-07-10T11:21:49.898172
C_Target_VRE | Secondary Techs | PWROILBGDXX | TotalAnnualMaxCapacityInvestment | 2024 | 0.40749 | lid_fill | 2026-07-10T11:21:49.898172
C_Target_VRE | Secondary Techs | PWROILBGDXX | TotalAnnualMaxCapacityInvestment | 2025 | 0.43512 | lid_fill | 2026-07-10T11:21:49.898172
C_Target_VRE | Secondary Techs | PWROILBGDXX | TotalAnnualMaxCapacityInvestment | 2026 | 0.46463 | lid_fill | 2026-07-10T11:21:49.898172
C_Target_VRE | Secondary Techs | PWROILBGDXX | TotalAnnualMaxCapacityInvestment | 2027 | 0.49613 | lid_fill | 2026-07-10T11:21:49.898172
C_Target_VRE | Secondary Techs | PWROILBGDXX | TotalAnnualMaxCapacityInvestment | 2028 | 0.53508 | lid_family_capped | 2026-07-10T11:21:49.898172
C_Target_VRE | Secondary Techs | PWROILBGDXX | TotalAnnualMaxCapacityInvestment | 2029 | 0.36034 | lid_family_capped | 2026-07-10T11:21:49.898172
C_Target_VRE | Secondary Techs | PWROILBGDXX | TotalAnnualMaxCapacityInvestment | 2030 | 0.37044 | lid_family_capped | 2026-07-10T11:21:49.898172
C_Target_VRE | Secondary Techs | PWROILBGDXX | TotalAnnualMaxCapacityInvestment | 2031 | 0.25282 | lid_family_capped | 2026-07-10T11:21:49.898172
C_Target_VRE | Secondary Techs | PWROILBGDXX | TotalAnnualMaxCapacityInvestment | 2032 | 0.25364 | lid_family_capped | 2026-07-10T11:21:49.898172
C_Target_VRE | Secondary Techs | PWROILBGDXX | TotalAnnualMaxCapacityInvestment | 2033 | 0.25383 | lid_family_capped | 2026-07-10T11:21:49.898172
C_Target_VRE | Secondary Techs | PWROILBGDXX | TotalAnnualMaxCapacityInvestment | 2034 | 0.25331 | lid_family_capped | 2026-07-10T11:21:49.898172
C_Target_VRE | Secondary Techs | PWROILBGDXX | TotalAnnualMaxCapacityInvestment | 2035 | 0.25201 | lid_family_capped | 2026-07-10T11:21:49.898172
C_Target_VRE | Secondary Techs | PWROILBGDXX | TotalAnnualMaxCapacityInvestment | 2036 | 0.24984 | lid_family_capped | 2026-07-10T11:21:49.898172
C_Target_VRE | Secondary Techs | PWROILBGDXX | TotalAnnualMaxCapacityInvestment | 2037 | 0.24671 | lid_family_capped | 2026-07-10T11:21:49.898172
C_Target_VRE | Secondary Techs | PWROILBGDXX | TotalAnnualMaxCapacityInvestment | 2038 | 0.24255 | lid_family_capped | 2026-07-10T11:21:49.898172
C_Target_VRE | Secondary Techs | PWROILBGDXX | TotalAnnualMaxCapacityInvestment | 2039 | 0.23722 | lid_family_capped | 2026-07-10T11:21:49.898172
C_Target_VRE | Secondary Techs | PWROILBGDXX | TotalAnnualMaxCapacityInvestment | 2040 | 0.23063 | lid_family_capped | 2026-07-10T11:21:49.898172
C_Target_VRE | Secondary Techs | PWROILBGDXX | TotalAnnualMaxCapacityInvestment | 2041 | 0.22264 | lid_family_capped | 2026-07-10T11:21:49.898172
C_Target_VRE | Secondary Techs | PWROILBGDXX | TotalAnnualMaxCapacityInvestment | 2042 | 0.18288 | lid_adequacy_scaled | 2026-07-10T11:21:49.898172
C_Target_VRE | Secondary Techs | PWROILBGDXX | TotalAnnualMaxCapacityInvestment | 2043 | 0.29424 | lid_adequacy_scaled | 2026-07-10T11:21:49.898172
C_Target_VRE | Secondary Techs | PWROILBGDXX | TotalAnnualMaxCapacityInvestment | 2044 | 0.42497 | lid_adequacy_scaled | 2026-07-10T11:21:49.898172
C_Target_VRE | Secondary Techs | PWROILBGDXX | TotalAnnualMaxCapacityInvestment | 2045 | 0.58277 | lid_adequacy_scaled | 2026-07-10T11:21:49.898172
C_Target_VRE | Secondary Techs | PWROILBGDXX | TotalAnnualMaxCapacityInvestment | 2046 | 0.7957 | lid_adequacy_scaled | 2026-07-10T11:21:49.898172
C_Target_VRE | Secondary Techs | PWROILBGDXX | TotalAnnualMaxCapacityInvestment | 2047 | 1.011 | lid_adequacy_scaled | 2026-07-10T11:21:49.898172
C_Target_VRE | Secondary Techs | PWROILBGDXX | TotalAnnualMaxCapacityInvestment | 2048 | 1.2063 | lid_adequacy_scaled | 2026-07-10T11:21:49.898172
C_Target_VRE | Secondary Techs | PWROILBGDXX | TotalAnnualMaxCapacityInvestment | 2049 | 1.392 | lid_adequacy_scaled | 2026-07-10T11:21:49.898172
C_Target_VRE | Secondary Techs | PWROILBGDXX | TotalAnnualMaxCapacityInvestment | 2050 | 1.5731 | lid_adequacy_scaled | 2026-07-10T11:21:49.898172
C_Target_VRE | Secondary Techs | PWRSDSLKAXX | TotalAnnualMaxCapacityInvestment | 2023 | 9999 | exempt_maxcap_uncapped | 2026-07-10T11:21:49.898172
C_Target_VRE | Secondary Techs | PWRSDSLKAXX | TotalAnnualMaxCapacityInvestment | 2024 | 9999 | exempt_maxcap_uncapped | 2026-07-10T11:21:49.898172
C_Target_VRE | Secondary Techs | PWRSDSLKAXX | TotalAnnualMaxCapacityInvestment | 2025 | 9999 | exempt_maxcap_uncapped | 2026-07-10T11:21:49.898172
C_Target_VRE | Secondary Techs | PWRSDSLKAXX | TotalAnnualMaxCapacityInvestment | 2026 | 9999 | exempt_maxcap_uncapped | 2026-07-10T11:21:49.898172
C_Target_VRE | Secondary Techs | PWRSDSLKAXX | TotalAnnualMaxCapacityInvestment | 2027 | 9999 | exempt_maxcap_uncapped | 2026-07-10T11:21:49.898172
C_Target_VRE | Secondary Techs | PWRSDSLKAXX | TotalAnnualMaxCapacityInvestment | 2028 | 9999 | exempt_maxcap_uncapped | 2026-07-10T11:21:49.898172
C_Target_VRE | Secondary Techs | PWRSDSLKAXX | TotalAnnualMaxCapacityInvestment | 2029 | 9999 | exempt_maxcap_uncapped | 2026-07-10T11:21:49.898172
C_Target_VRE | Secondary Techs | PWRSDSLKAXX | TotalAnnualMaxCapacityInvestment | 2030 | 9999 | exempt_maxcap_uncapped | 2026-07-10T11:21:49.898172
C_Target_VRE | Secondary Techs | PWRSDSLKAXX | TotalAnnualMaxCapacityInvestment | 2031 | 9999 | exempt_maxcap_uncapped | 2026-07-10T11:21:49.898172
C_Target_VRE | Secondary Techs | PWRSDSLKAXX | TotalAnnualMaxCapacityInvestment | 2032 | 9999 | exempt_maxcap_uncapped | 2026-07-10T11:21:49.898172
C_Target_VRE | Secondary Techs | PWRSDSLKAXX | TotalAnnualMaxCapacityInvestment | 2033 | 9999 | exempt_maxcap_uncapped | 2026-07-10T11:21:49.898172
C_Target_VRE | Secondary Techs | PWRSDSLKAXX | TotalAnnualMaxCapacityInvestment | 2034 | 9999 | exempt_maxcap_uncapped | 2026-07-10T11:21:49.898172
C_Target_VRE | Secondary Techs | PWRSDSLKAXX | TotalAnnualMaxCapacityInvestment | 2035 | 9999 | exempt_maxcap_uncapped | 2026-07-10T11:21:49.898172
C_Target_VRE | Secondary Techs | PWRSDSLKAXX | TotalAnnualMaxCapacityInvestment | 2036 | 9999 | exempt_maxcap_uncapped | 2026-07-10T11:21:49.898172
C_Target_VRE | Secondary Techs | PWRSDSLKAXX | TotalAnnualMaxCapacityInvestment | 2037 | 9999 | exempt_maxcap_uncapped | 2026-07-10T11:21:49.898172
C_Target_VRE | Secondary Techs | PWRSDSLKAXX | TotalAnnualMaxCapacityInvestment | 2038 | 9999 | exempt_maxcap_uncapped | 2026-07-10T11:21:49.898172
C_Target_VRE | Secondary Techs | PWRSDSLKAXX | TotalAnnualMaxCapacityInvestment | 2039 | 9999 | exempt_maxcap_uncapped | 2026-07-10T11:21:49.898172
C_Target_VRE | Secondary Techs | PWRSDSLKAXX | TotalAnnualMaxCapacityInvestment | 2040 | 9999 | exempt_maxcap_uncapped | 2026-07-10T11:21:49.898172
C_Target_VRE | Secondary Techs | PWRSDSLKAXX | TotalAnnualMaxCapacityInvestment | 2041 | 9999 | exempt_maxcap_uncapped | 2026-07-10T11:21:49.898172
C_Target_VRE | Secondary Techs | PWRSDSLKAXX | TotalAnnualMaxCapacityInvestment | 2042 | 9999 | exempt_maxcap_uncapped | 2026-07-10T11:21:49.898172
C_Target_VRE | Secondary Techs | PWRSDSLKAXX | TotalAnnualMaxCapacityInvestment | 2043 | 9999 | exempt_maxcap_uncapped | 2026-07-10T11:21:49.898172
C_Target_VRE | Secondary Techs | PWRSDSLKAXX | TotalAnnualMaxCapacityInvestment | 2044 | 9999 | exempt_maxcap_uncapped | 2026-07-10T11:21:49.898172
C_Target_VRE | Secondary Techs | PWRSDSLKAXX | TotalAnnualMaxCapacityInvestment | 2045 | 9999 | exempt_maxcap_uncapped | 2026-07-10T11:21:49.898172
C_Target_VRE | Secondary Techs | PWRSDSLKAXX | TotalAnnualMaxCapacityInvestment | 2046 | 9999 | exempt_maxcap_uncapped | 2026-07-10T11:21:49.898172
C_Target_VRE | Secondary Techs | PWRSDSLKAXX | TotalAnnualMaxCapacityInvestment | 2047 | 9999 | exempt_maxcap_uncapped | 2026-07-10T11:21:49.898172
C_Target_VRE | Secondary Techs | PWRSDSLKAXX | TotalAnnualMaxCapacityInvestment | 2048 | 9999 | exempt_maxcap_uncapped | 2026-07-10T11:21:49.898172
C_Target_VRE | Secondary Techs | PWRSDSLKAXX | TotalAnnualMaxCapacityInvestment | 2049 | 9999 | exempt_maxcap_uncapped | 2026-07-10T11:21:49.898172
C_Target_VRE | Secondary Techs | PWRSDSLKAXX | TotalAnnualMaxCapacityInvestment | 2050 | 9999 | exempt_maxcap_uncapped | 2026-07-10T11:21:49.898172
C_Target_VRE | Secondary Techs | PWRCOALKAXX | TotalAnnualMaxCapacityInvestment | 2023 | 0 | lid_floor_suppressed | 2026-07-10T11:21:49.898172
C_Target_VRE | Secondary Techs | PWRCOALKAXX | TotalAnnualMaxCapacityInvestment | 2024 | 0.065005 | lid_floor_suppressed | 2026-07-10T11:21:49.898172
C_Target_VRE | Secondary Techs | PWRCOALKAXX | TotalAnnualMaxCapacityInvestment | 2025 | 0.048949 | lid_floor_suppressed | 2026-07-10T11:21:49.898172
C_Target_VRE | Secondary Techs | PWRCOALKAXX | TotalAnnualMaxCapacityInvestment | 2026 | 0.049052 | lid_floor_suppressed | 2026-07-10T11:21:49.898172
C_Target_VRE | Secondary Techs | PWRCOALKAXX | TotalAnnualMaxCapacityInvestment | 2027 | 0.051969 | lid_floor_suppressed | 2026-07-10T11:21:49.898172
C_Target_VRE | Secondary Techs | PWRCOALKAXX | TotalAnnualMaxCapacityInvestment | 2028 | 0.054724 | lid_floor_suppressed | 2026-07-10T11:21:49.898172
C_Target_VRE | Secondary Techs | PWRCOALKAXX | TotalAnnualMaxCapacityInvestment | 2029 | 0.052443 | lid_floor_suppressed | 2026-07-10T11:21:49.898172
C_Target_VRE | Secondary Techs | PWRCOALKAXX | TotalAnnualMaxCapacityInvestment | 2030 | 0.056587 | lid_floor_suppressed | 2026-07-10T11:21:49.898172
C_Target_VRE | Secondary Techs | PWRCOALKAXX | TotalAnnualMaxCapacityInvestment | 2031 | 0.05195 | lid_floor_suppressed | 2026-07-10T11:21:49.898172
C_Target_VRE | Secondary Techs | PWRCOALKAXX | TotalAnnualMaxCapacityInvestment | 2032 | 0.05395 | lid_floor_suppressed | 2026-07-10T11:21:49.898172
C_Target_VRE | Secondary Techs | PWRCOALKAXX | TotalAnnualMaxCapacityInvestment | 2033 | 0.055842 | lid_floor_suppressed | 2026-07-10T11:21:49.898172
C_Target_VRE | Secondary Techs | PWRCOALKAXX | TotalAnnualMaxCapacityInvestment | 2034 | 0.058359 | lid_floor_suppressed | 2026-07-10T11:21:49.898172
C_Target_VRE | Secondary Techs | PWRCOALKAXX | TotalAnnualMaxCapacityInvestment | 2035 | 0.061974 | lid_floor_suppressed | 2026-07-10T11:21:49.898172
C_Target_VRE | Secondary Techs | PWRCOALKAXX | TotalAnnualMaxCapacityInvestment | 2036 | 0.06709 | lid_floor_suppressed | 2026-07-10T11:21:49.898172
C_Target_VRE | Secondary Techs | PWRCOALKAXX | TotalAnnualMaxCapacityInvestment | 2037 | 0.071065 | lid_floor_suppressed | 2026-07-10T11:21:49.898172
C_Target_VRE | Secondary Techs | PWRCOALKAXX | TotalAnnualMaxCapacityInvestment | 2038 | 0.075325 | lid_floor_suppressed | 2026-07-10T11:21:49.898172
C_Target_VRE | Secondary Techs | PWRCOALKAXX | TotalAnnualMaxCapacityInvestment | 2039 | 0.07656 | lid_floor_suppressed | 2026-07-10T11:21:49.898172
C_Target_VRE | Secondary Techs | PWRCOALKAXX | TotalAnnualMaxCapacityInvestment | 2040 | 0.079856 | lid_floor_suppressed | 2026-07-10T11:21:49.898172
C_Target_VRE | Secondary Techs | PWRCOALKAXX | TotalAnnualMaxCapacityInvestment | 2041 | 0.083535 | lid_floor_suppressed | 2026-07-10T11:21:49.898172
C_Target_VRE | Secondary Techs | PWRCOALKAXX | TotalAnnualMaxCapacityInvestment | 2042 | 0.083687 | lid_floor_suppressed | 2026-07-10T11:21:49.898172
C_Target_VRE | Secondary Techs | PWRCOALKAXX | TotalAnnualMaxCapacityInvestment | 2043 | 0.0851 | lid_floor_suppressed | 2026-07-10T11:21:49.898172
C_Target_VRE | Secondary Techs | PWRCOALKAXX | TotalAnnualMaxCapacityInvestment | 2044 | 0.08723 | lid_floor_suppressed | 2026-07-10T11:21:49.898172
C_Target_VRE | Secondary Techs | PWRCOALKAXX | TotalAnnualMaxCapacityInvestment | 2045 | 0.088467 | lid_adequacy_scaled | 2026-07-10T11:21:49.898172
C_Target_VRE | Secondary Techs | PWRCOALKAXX | TotalAnnualMaxCapacityInvestment | 2046 | 0.11266 | lid_adequacy_scaled | 2026-07-10T11:21:49.898172
C_Target_VRE | Secondary Techs | PWRCOALKAXX | TotalAnnualMaxCapacityInvestment | 2047 | 0.13634 | lid_adequacy_scaled | 2026-07-10T11:21:49.898172
C_Target_VRE | Secondary Techs | PWRCOALKAXX | TotalAnnualMaxCapacityInvestment | 2048 | 0.15783 | lid_adequacy_scaled | 2026-07-10T11:21:49.898172
C_Target_VRE | Secondary Techs | PWRCOALKAXX | TotalAnnualMaxCapacityInvestment | 2049 | 0.18044 | lid_adequacy_scaled | 2026-07-10T11:21:49.898172
C_Target_VRE | Secondary Techs | PWRCOALKAXX | TotalAnnualMaxCapacityInvestment | 2050 | 0.20322 | lid_adequacy_scaled | 2026-07-10T11:21:49.898172
C_Target_VRE | Secondary Techs | PWRLDSLKAXX | TotalAnnualMaxCapacityInvestment | 2023 | 9999 | exempt_maxcap_uncapped | 2026-07-10T11:21:49.898172
C_Target_VRE | Secondary Techs | PWRLDSLKAXX | TotalAnnualMaxCapacityInvestment | 2024 | 9999 | exempt_maxcap_uncapped | 2026-07-10T11:21:49.898172
C_Target_VRE | Secondary Techs | PWRLDSLKAXX | TotalAnnualMaxCapacityInvestment | 2025 | 9999 | exempt_maxcap_uncapped | 2026-07-10T11:21:49.898172
C_Target_VRE | Secondary Techs | PWRLDSLKAXX | TotalAnnualMaxCapacityInvestment | 2026 | 9999 | exempt_maxcap_uncapped | 2026-07-10T11:21:49.898172
C_Target_VRE | Secondary Techs | PWRLDSLKAXX | TotalAnnualMaxCapacityInvestment | 2027 | 9999 | exempt_maxcap_uncapped | 2026-07-10T11:21:49.898172
C_Target_VRE | Secondary Techs | PWRLDSLKAXX | TotalAnnualMaxCapacityInvestment | 2028 | 9999 | exempt_maxcap_uncapped | 2026-07-10T11:21:49.898172
C_Target_VRE | Secondary Techs | PWRLDSLKAXX | TotalAnnualMaxCapacityInvestment | 2029 | 9999 | exempt_maxcap_uncapped | 2026-07-10T11:21:49.898172
C_Target_VRE | Secondary Techs | PWRLDSLKAXX | TotalAnnualMaxCapacityInvestment | 2030 | 9999 | exempt_maxcap_uncapped | 2026-07-10T11:21:49.898172
C_Target_VRE | Secondary Techs | PWRLDSLKAXX | TotalAnnualMaxCapacityInvestment | 2031 | 9999 | exempt_maxcap_uncapped | 2026-07-10T11:21:49.898172
C_Target_VRE | Secondary Techs | PWRLDSLKAXX | TotalAnnualMaxCapacityInvestment | 2032 | 9999 | exempt_maxcap_uncapped | 2026-07-10T11:21:49.898172
C_Target_VRE | Secondary Techs | PWRLDSLKAXX | TotalAnnualMaxCapacityInvestment | 2033 | 9999 | exempt_maxcap_uncapped | 2026-07-10T11:21:49.898172
C_Target_VRE | Secondary Techs | PWRLDSLKAXX | TotalAnnualMaxCapacityInvestment | 2034 | 9999 | exempt_maxcap_uncapped | 2026-07-10T11:21:49.898172
C_Target_VRE | Secondary Techs | PWRLDSLKAXX | TotalAnnualMaxCapacityInvestment | 2035 | 9999 | exempt_maxcap_uncapped | 2026-07-10T11:21:49.898172
C_Target_VRE | Secondary Techs | PWRLDSLKAXX | TotalAnnualMaxCapacityInvestment | 2036 | 9999 | exempt_maxcap_uncapped | 2026-07-10T11:21:49.898172
C_Target_VRE | Secondary Techs | PWRLDSLKAXX | TotalAnnualMaxCapacityInvestment | 2037 | 9999 | exempt_maxcap_uncapped | 2026-07-10T11:21:49.898172
C_Target_VRE | Secondary Techs | PWRLDSLKAXX | TotalAnnualMaxCapacityInvestment | 2038 | 9999 | exempt_maxcap_uncapped | 2026-07-10T11:21:49.898172
C_Target_VRE | Secondary Techs | PWRLDSLKAXX | TotalAnnualMaxCapacityInvestment | 2039 | 9999 | exempt_maxcap_uncapped | 2026-07-10T11:21:49.898172
C_Target_VRE | Secondary Techs | PWRLDSLKAXX | TotalAnnualMaxCapacityInvestment | 2040 | 9999 | exempt_maxcap_uncapped | 2026-07-10T11:21:49.898172
C_Target_VRE | Secondary Techs | PWRLDSLKAXX | TotalAnnualMaxCapacityInvestment | 2041 | 9999 | exempt_maxcap_uncapped | 2026-07-10T11:21:49.898172
C_Target_VRE | Secondary Techs | PWRLDSLKAXX | TotalAnnualMaxCapacityInvestment | 2042 | 9999 | exempt_maxcap_uncapped | 2026-07-10T11:21:49.898172
C_Target_VRE | Secondary Techs | PWRLDSLKAXX | TotalAnnualMaxCapacityInvestment | 2043 | 9999 | exempt_maxcap_uncapped | 2026-07-10T11:21:49.898172
C_Target_VRE | Secondary Techs | PWRLDSLKAXX | TotalAnnualMaxCapacityInvestment | 2044 | 9999 | exempt_maxcap_uncapped | 2026-07-10T11:21:49.898172
C_Target_VRE | Secondary Techs | PWRLDSLKAXX | TotalAnnualMaxCapacityInvestment | 2045 | 9999 | exempt_maxcap_uncapped | 2026-07-10T11:21:49.898172
C_Target_VRE | Secondary Techs | PWRLDSLKAXX | TotalAnnualMaxCapacityInvestment | 2046 | 9999 | exempt_maxcap_uncapped | 2026-07-10T11:21:49.898172
C_Target_VRE | Secondary Techs | PWRLDSLKAXX | TotalAnnualMaxCapacityInvestment | 2047 | 9999 | exempt_maxcap_uncapped | 2026-07-10T11:21:49.898172
C_Target_VRE | Secondary Techs | PWRLDSLKAXX | TotalAnnualMaxCapacityInvestment | 2048 | 9999 | exempt_maxcap_uncapped | 2026-07-10T11:21:49.898172
C_Target_VRE | Secondary Techs | PWRLDSLKAXX | TotalAnnualMaxCapacityInvestment | 2049 | 9999 | exempt_maxcap_uncapped | 2026-07-10T11:21:49.898172
C_Target_VRE | Secondary Techs | PWRLDSLKAXX | TotalAnnualMaxCapacityInvestment | 2050 | 9999 | exempt_maxcap_uncapped | 2026-07-10T11:21:49.898172
C_Target_VRE | Secondary Techs | PWRLDSLKAXX | TotalAnnualMaxCapacityInvestment | 2023 | 9999 | exempt_uncapped | 2026-07-10T11:21:49.898172
C_Target_VRE | Secondary Techs | PWRLDSLKAXX | TotalAnnualMaxCapacityInvestment | 2024 | 9999 | exempt_uncapped | 2026-07-10T11:21:49.898172
C_Target_VRE | Secondary Techs | PWRLDSLKAXX | TotalAnnualMaxCapacityInvestment | 2025 | 9999 | exempt_uncapped | 2026-07-10T11:21:49.898172
C_Target_VRE | Secondary Techs | PWRLDSLKAXX | TotalAnnualMaxCapacityInvestment | 2026 | 9999 | exempt_uncapped | 2026-07-10T11:21:49.898172
C_Target_VRE | Secondary Techs | PWRLDSLKAXX | TotalAnnualMaxCapacityInvestment | 2027 | 9999 | exempt_uncapped | 2026-07-10T11:21:49.898172
C_Target_VRE | Secondary Techs | PWRLDSLKAXX | TotalAnnualMaxCapacityInvestment | 2028 | 9999 | exempt_uncapped | 2026-07-10T11:21:49.898172
C_Target_VRE | Secondary Techs | PWRLDSLKAXX | TotalAnnualMaxCapacityInvestment | 2029 | 9999 | exempt_uncapped | 2026-07-10T11:21:49.898172
C_Target_VRE | Secondary Techs | PWRLDSLKAXX | TotalAnnualMaxCapacityInvestment | 2030 | 9999 | exempt_uncapped | 2026-07-10T11:21:49.898172
C_Target_VRE | Secondary Techs | PWRLDSLKAXX | TotalAnnualMaxCapacityInvestment | 2031 | 9999 | exempt_uncapped | 2026-07-10T11:21:49.898172
C_Target_VRE | Secondary Techs | PWRLDSLKAXX | TotalAnnualMaxCapacityInvestment | 2032 | 9999 | exempt_uncapped | 2026-07-10T11:21:49.898172
C_Target_VRE | Secondary Techs | PWRLDSLKAXX | TotalAnnualMaxCapacityInvestment | 2033 | 9999 | exempt_uncapped | 2026-07-10T11:21:49.898172
C_Target_VRE | Secondary Techs | PWRLDSLKAXX | TotalAnnualMaxCapacityInvestment | 2034 | 9999 | exempt_uncapped | 2026-07-10T11:21:49.898172
C_Target_VRE | Secondary Techs | PWRLDSLKAXX | TotalAnnualMaxCapacityInvestment | 2035 | 9999 | exempt_uncapped | 2026-07-10T11:21:49.898172
C_Target_VRE | Secondary Techs | PWRLDSLKAXX | TotalAnnualMaxCapacityInvestment | 2036 | 9999 | exempt_uncapped | 2026-07-10T11:21:49.898172
C_Target_VRE | Secondary Techs | PWRLDSLKAXX | TotalAnnualMaxCapacityInvestment | 2037 | 9999 | exempt_uncapped | 2026-07-10T11:21:49.898172
C_Target_VRE | Secondary Techs | PWRLDSLKAXX | TotalAnnualMaxCapacityInvestment | 2038 | 9999 | exempt_uncapped | 2026-07-10T11:21:49.898172
C_Target_VRE | Secondary Techs | PWRLDSLKAXX | TotalAnnualMaxCapacityInvestment | 2039 | 9999 | exempt_uncapped | 2026-07-10T11:21:49.898172
C_Target_VRE | Secondary Techs | PWRLDSLKAXX | TotalAnnualMaxCapacityInvestment | 2040 | 9999 | exempt_uncapped | 2026-07-10T11:21:49.898172
C_Target_VRE | Secondary Techs | PWRLDSLKAXX | TotalAnnualMaxCapacityInvestment | 2041 | 9999 | exempt_uncapped | 2026-07-10T11:21:49.898172
C_Target_VRE | Secondary Techs | PWRLDSLKAXX | TotalAnnualMaxCapacityInvestment | 2042 | 9999 | exempt_uncapped | 2026-07-10T11:21:49.898172
C_Target_VRE | Secondary Techs | PWRLDSLKAXX | TotalAnnualMaxCapacityInvestment | 2043 | 9999 | exempt_uncapped | 2026-07-10T11:21:49.898172
C_Target_VRE | Secondary Techs | PWRLDSLKAXX | TotalAnnualMaxCapacityInvestment | 2044 | 9999 | exempt_uncapped | 2026-07-10T11:21:49.898172
C_Target_VRE | Secondary Techs | PWRLDSLKAXX | TotalAnnualMaxCapacityInvestment | 2045 | 9999 | exempt_uncapped | 2026-07-10T11:21:49.898172
C_Target_VRE | Secondary Techs | PWRLDSLKAXX | TotalAnnualMaxCapacityInvestment | 2046 | 9999 | exempt_uncapped | 2026-07-10T11:21:49.898172
C_Target_VRE | Secondary Techs | PWRLDSLKAXX | TotalAnnualMaxCapacityInvestment | 2047 | 9999 | exempt_uncapped | 2026-07-10T11:21:49.898172
C_Target_VRE | Secondary Techs | PWRLDSLKAXX | TotalAnnualMaxCapacityInvestment | 2048 | 9999 | exempt_uncapped | 2026-07-10T11:21:49.898172
C_Target_VRE | Secondary Techs | PWRLDSLKAXX | TotalAnnualMaxCapacityInvestment | 2049 | 9999 | exempt_uncapped | 2026-07-10T11:21:49.898172
C_Target_VRE | Secondary Techs | PWRLDSLKAXX | TotalAnnualMaxCapacityInvestment | 2050 | 9999 | exempt_uncapped | 2026-07-10T11:21:49.898172
C_Target_VRE | Secondary Techs | PWRCOAINDNO | TotalAnnualMaxCapacityInvestment | 2023 | 0 | lid_floor_suppressed | 2026-07-10T11:21:49.898172
C_Target_VRE | Secondary Techs | PWRCOAINDNO | TotalAnnualMaxCapacityInvestment | 2024 | 2.7837 | lid_fill | 2026-07-10T11:21:49.898172
C_Target_VRE | Secondary Techs | PWRCOAINDNO | TotalAnnualMaxCapacityInvestment | 2025 | 2.9431 | lid_fill | 2026-07-10T11:21:49.898172
C_Target_VRE | Secondary Techs | PWRCOAINDNO | TotalAnnualMaxCapacityInvestment | 2026 | 3.1598 | lid_fill | 2026-07-10T11:21:49.898172
C_Target_VRE | Secondary Techs | PWRCOAINDNO | TotalAnnualMaxCapacityInvestment | 2027 | 3.3543 | lid_fill | 2026-07-10T11:21:49.898172
C_Target_VRE | Secondary Techs | PWRCOAINDNO | TotalAnnualMaxCapacityInvestment | 2028 | 3.5265 | lid_family_capped | 2026-07-10T11:21:49.898172
C_Target_VRE | Secondary Techs | PWRCOAINDNO | TotalAnnualMaxCapacityInvestment | 2029 | 3.1653 | lid_family_capped | 2026-07-10T11:21:49.898172
C_Target_VRE | Secondary Techs | PWRCOAINDNO | TotalAnnualMaxCapacityInvestment | 2030 | 2.0906 | lid_family_capped | 2026-07-10T11:21:49.898172
C_Target_VRE | Secondary Techs | PWRCOAINDNO | TotalAnnualMaxCapacityInvestment | 2031 | 2.028 | lid_family_capped | 2026-07-10T11:21:49.898172
C_Target_VRE | Secondary Techs | PWRCOAINDNO | TotalAnnualMaxCapacityInvestment | 2032 | 2.4625 | lid_family_capped | 2026-07-10T11:21:49.898172
C_Target_VRE | Secondary Techs | PWRCOAINDNO | TotalAnnualMaxCapacityInvestment | 2033 | 2.3571 | lid_family_capped | 2026-07-10T11:21:49.898172
C_Target_VRE | Secondary Techs | PWRCOAINDNO | TotalAnnualMaxCapacityInvestment | 2034 | 2.2517 | lid_family_capped | 2026-07-10T11:21:49.898172
C_Target_VRE | Secondary Techs | PWRCOAINDNO | TotalAnnualMaxCapacityInvestment | 2035 | 2.1462 | lid_family_capped | 2026-07-10T11:21:49.898172
C_Target_VRE | Secondary Techs | PWRCOAINDNO | TotalAnnualMaxCapacityInvestment | 2036 | 2.0408 | lid_family_capped | 2026-07-10T11:21:49.898172
C_Target_VRE | Secondary Techs | PWRCOAINDNO | TotalAnnualMaxCapacityInvestment | 2037 | 2.2193 | lid_family_capped | 2026-07-10T11:21:49.898172
C_Target_VRE | Secondary Techs | PWRCOAINDNO | TotalAnnualMaxCapacityInvestment | 2038 | 2.1046 | lid_family_capped | 2026-07-10T11:21:49.898172
C_Target_VRE | Secondary Techs | PWRCOAINDNO | TotalAnnualMaxCapacityInvestment | 2039 | 1.99 | lid_family_capped | 2026-07-10T11:21:49.898172
C_Target_VRE | Secondary Techs | PWRCOAINDNO | TotalAnnualMaxCapacityInvestment | 2040 | 1.6944 | lid_family_capped | 2026-07-10T11:21:49.898172
C_Target_VRE | Secondary Techs | PWRCOAINDNO | TotalAnnualMaxCapacityInvestment | 2041 | 1.754 | lid_family_capped | 2026-07-10T11:21:49.898172
C_Target_VRE | Secondary Techs | PWRCOAINDNO | TotalAnnualMaxCapacityInvestment | 2042 | 2.0382 | lid_family_capped | 2026-07-10T11:21:49.898172
C_Target_VRE | Secondary Techs | PWRCOAINDNO | TotalAnnualMaxCapacityInvestment | 2043 | 2.9718 | lid_adequacy_scaled | 2026-07-10T11:21:49.898172
C_Target_VRE | Secondary Techs | PWRCOAINDNO | TotalAnnualMaxCapacityInvestment | 2044 | 3.9153 | lid_adequacy_scaled | 2026-07-10T11:21:49.898172
C_Target_VRE | Secondary Techs | PWRCOAINDNO | TotalAnnualMaxCapacityInvestment | 2045 | 4.8331 | lid_adequacy_scaled | 2026-07-10T11:21:49.898172
C_Target_VRE | Secondary Techs | PWRCOAINDNO | TotalAnnualMaxCapacityInvestment | 2046 | 6.0475 | lid_adequacy_scaled | 2026-07-10T11:21:49.898172
C_Target_VRE | Secondary Techs | PWRCOAINDNO | TotalAnnualMaxCapacityInvestment | 2047 | 7.1779 | lid_adequacy_scaled | 2026-07-10T11:21:49.898172
C_Target_VRE | Secondary Techs | PWRCOAINDNO | TotalAnnualMaxCapacityInvestment | 2048 | 8.2418 | lid_adequacy_scaled | 2026-07-10T11:21:49.898172
C_Target_VRE | Secondary Techs | PWRCOAINDNO | TotalAnnualMaxCapacityInvestment | 2049 | 9.2488 | lid_adequacy_scaled | 2026-07-10T11:21:49.898172
C_Target_VRE | Secondary Techs | PWRCOAINDNO | TotalAnnualMaxCapacityInvestment | 2050 | 10.2066 | lid_adequacy_scaled | 2026-07-10T11:21:49.898172
C_Target_VRE | Secondary Techs | PWRSDSINDEA | TotalAnnualMaxCapacityInvestment | 2023 | 9999 | exempt_maxcap_uncapped | 2026-07-10T11:21:49.898172
C_Target_VRE | Secondary Techs | PWRSDSINDEA | TotalAnnualMaxCapacityInvestment | 2024 | 9999 | exempt_maxcap_uncapped | 2026-07-10T11:21:49.898172
C_Target_VRE | Secondary Techs | PWRSDSINDEA | TotalAnnualMaxCapacityInvestment | 2025 | 9999 | exempt_maxcap_uncapped | 2026-07-10T11:21:49.898172
C_Target_VRE | Secondary Techs | PWRSDSINDEA | TotalAnnualMaxCapacityInvestment | 2026 | 9999 | exempt_maxcap_uncapped | 2026-07-10T11:21:49.898172
C_Target_VRE | Secondary Techs | PWRSDSINDEA | TotalAnnualMaxCapacityInvestment | 2027 | 9999 | exempt_maxcap_uncapped | 2026-07-10T11:21:49.898172
C_Target_VRE | Secondary Techs | PWRSDSINDEA | TotalAnnualMaxCapacityInvestment | 2028 | 9999 | exempt_maxcap_uncapped | 2026-07-10T11:21:49.898172
C_Target_VRE | Secondary Techs | PWRSDSINDEA | TotalAnnualMaxCapacityInvestment | 2029 | 9999 | exempt_maxcap_uncapped | 2026-07-10T11:21:49.898172
C_Target_VRE | Secondary Techs | PWRSDSINDEA | TotalAnnualMaxCapacityInvestment | 2030 | 9999 | exempt_maxcap_uncapped | 2026-07-10T11:21:49.898172
C_Target_VRE | Secondary Techs | PWRSDSINDEA | TotalAnnualMaxCapacityInvestment | 2031 | 9999 | exempt_maxcap_uncapped | 2026-07-10T11:21:49.898172
C_Target_VRE | Secondary Techs | PWRSDSINDEA | TotalAnnualMaxCapacityInvestment | 2032 | 9999 | exempt_maxcap_uncapped | 2026-07-10T11:21:49.898172
C_Target_VRE | Secondary Techs | PWRSDSINDEA | TotalAnnualMaxCapacityInvestment | 2033 | 9999 | exempt_maxcap_uncapped | 2026-07-10T11:21:49.898172
C_Target_VRE | Secondary Techs | PWRSDSINDEA | TotalAnnualMaxCapacityInvestment | 2034 | 9999 | exempt_maxcap_uncapped | 2026-07-10T11:21:49.898172
C_Target_VRE | Secondary Techs | PWRSDSINDEA | TotalAnnualMaxCapacityInvestment | 2035 | 9999 | exempt_maxcap_uncapped | 2026-07-10T11:21:49.898172
C_Target_VRE | Secondary Techs | PWRSDSINDEA | TotalAnnualMaxCapacityInvestment | 2036 | 9999 | exempt_maxcap_uncapped | 2026-07-10T11:21:49.898172
C_Target_VRE | Secondary Techs | PWRSDSINDEA | TotalAnnualMaxCapacityInvestment | 2037 | 9999 | exempt_maxcap_uncapped | 2026-07-10T11:21:49.898172
C_Target_VRE | Secondary Techs | PWRSDSINDEA | TotalAnnualMaxCapacityInvestment | 2038 | 9999 | exempt_maxcap_uncapped | 2026-07-10T11:21:49.898172
C_Target_VRE | Secondary Techs | PWRSDSINDEA | TotalAnnualMaxCapacityInvestment | 2039 | 9999 | exempt_maxcap_uncapped | 2026-07-10T11:21:49.898172
C_Target_VRE | Secondary Techs | PWRSDSINDEA | TotalAnnualMaxCapacityInvestment | 2040 | 9999 | exempt_maxcap_uncapped | 2026-07-10T11:21:49.898172
C_Target_VRE | Secondary Techs | PWRSDSINDEA | TotalAnnualMaxCapacityInvestment | 2041 | 9999 | exempt_maxcap_uncapped | 2026-07-10T11:21:49.898172
C_Target_VRE | Secondary Techs | PWRSDSINDEA | TotalAnnualMaxCapacityInvestment | 2042 | 9999 | exempt_maxcap_uncapped | 2026-07-10T11:21:49.898172
C_Target_VRE | Secondary Techs | PWRSDSINDEA | TotalAnnualMaxCapacityInvestment | 2043 | 9999 | exempt_maxcap_uncapped | 2026-07-10T11:21:49.898172
C_Target_VRE | Secondary Techs | PWRSDSINDEA | TotalAnnualMaxCapacityInvestment | 2044 | 9999 | exempt_maxcap_uncapped | 2026-07-10T11:21:49.898172
C_Target_VRE | Secondary Techs | PWRSDSINDEA | TotalAnnualMaxCapacityInvestment | 2045 | 9999 | exempt_maxcap_uncapped | 2026-07-10T11:21:49.898172
C_Target_VRE | Secondary Techs | PWRSDSINDEA | TotalAnnualMaxCapacityInvestment | 2046 | 9999 | exempt_maxcap_uncapped | 2026-07-10T11:21:49.898172
C_Target_VRE | Secondary Techs | PWRSDSINDEA | TotalAnnualMaxCapacityInvestment | 2047 | 9999 | exempt_maxcap_uncapped | 2026-07-10T11:21:49.898172
C_Target_VRE | Secondary Techs | PWRSDSINDEA | TotalAnnualMaxCapacityInvestment | 2048 | 9999 | exempt_maxcap_uncapped | 2026-07-10T11:21:49.898172
C_Target_VRE | Secondary Techs | PWRSDSINDEA | TotalAnnualMaxCapacityInvestment | 2049 | 9999 | exempt_maxcap_uncapped | 2026-07-10T11:21:49.898172
C_Target_VRE | Secondary Techs | PWRSDSINDEA | TotalAnnualMaxCapacityInvestment | 2050 | 9999 | exempt_maxcap_uncapped | 2026-07-10T11:21:49.898172
C_Target_VRE | Secondary Techs | PWRSDSINDEA | TotalAnnualMaxCapacityInvestment | 2023 | 9999 | exempt_uncapped | 2026-07-10T11:21:49.898172
C_Target_VRE | Secondary Techs | PWRSDSINDEA | TotalAnnualMaxCapacityInvestment | 2024 | 9999 | exempt_uncapped | 2026-07-10T11:21:49.898172
C_Target_VRE | Secondary Techs | PWRSDSINDEA | TotalAnnualMaxCapacityInvestment | 2025 | 9999 | exempt_uncapped | 2026-07-10T11:21:49.898172
C_Target_VRE | Secondary Techs | PWRSDSINDEA | TotalAnnualMaxCapacityInvestment | 2026 | 9999 | exempt_uncapped | 2026-07-10T11:21:49.898172
C_Target_VRE | Secondary Techs | PWRSDSINDEA | TotalAnnualMaxCapacityInvestment | 2027 | 9999 | exempt_uncapped | 2026-07-10T11:21:49.898172
C_Target_VRE | Secondary Techs | PWRSDSINDEA | TotalAnnualMaxCapacityInvestment | 2028 | 9999 | exempt_uncapped | 2026-07-10T11:21:49.898172
C_Target_VRE | Secondary Techs | PWRSDSINDEA | TotalAnnualMaxCapacityInvestment | 2029 | 9999 | exempt_uncapped | 2026-07-10T11:21:49.898172
C_Target_VRE | Secondary Techs | PWRSDSINDEA | TotalAnnualMaxCapacityInvestment | 2030 | 9999 | exempt_uncapped | 2026-07-10T11:21:49.898172
C_Target_VRE | Secondary Techs | PWRSDSINDEA | TotalAnnualMaxCapacityInvestment | 2031 | 9999 | exempt_uncapped | 2026-07-10T11:21:49.898172
C_Target_VRE | Secondary Techs | PWRSDSINDEA | TotalAnnualMaxCapacityInvestment | 2032 | 9999 | exempt_uncapped | 2026-07-10T11:21:49.898172
C_Target_VRE | Secondary Techs | PWRSDSINDEA | TotalAnnualMaxCapacityInvestment | 2033 | 9999 | exempt_uncapped | 2026-07-10T11:21:49.898172
C_Target_VRE | Secondary Techs | PWRSDSINDEA | TotalAnnualMaxCapacityInvestment | 2034 | 9999 | exempt_uncapped | 2026-07-10T11:21:49.898172
C_Target_VRE | Secondary Techs | PWRSDSINDEA | TotalAnnualMaxCapacityInvestment | 2035 | 9999 | exempt_uncapped | 2026-07-10T11:21:49.898172
C_Target_VRE | Secondary Techs | PWRSDSINDEA | TotalAnnualMaxCapacityInvestment | 2036 | 9999 | exempt_uncapped | 2026-07-10T11:21:49.898172
C_Target_VRE | Secondary Techs | PWRSDSINDEA | TotalAnnualMaxCapacityInvestment | 2037 | 9999 | exempt_uncapped | 2026-07-10T11:21:49.898172
C_Target_VRE | Secondary Techs | PWRSDSINDEA | TotalAnnualMaxCapacityInvestment | 2038 | 9999 | exempt_uncapped | 2026-07-10T11:21:49.898172
C_Target_VRE | Secondary Techs | PWRSDSINDEA | TotalAnnualMaxCapacityInvestment | 2039 | 9999 | exempt_uncapped | 2026-07-10T11:21:49.898172
C_Target_VRE | Secondary Techs | PWRSDSINDEA | TotalAnnualMaxCapacityInvestment | 2040 | 9999 | exempt_uncapped | 2026-07-10T11:21:49.898172
C_Target_VRE | Secondary Techs | PWRSDSINDEA | TotalAnnualMaxCapacityInvestment | 2041 | 9999 | exempt_uncapped | 2026-07-10T11:21:49.898172
C_Target_VRE | Secondary Techs | PWRSDSINDEA | TotalAnnualMaxCapacityInvestment | 2042 | 9999 | exempt_uncapped | 2026-07-10T11:21:49.898172
C_Target_VRE | Secondary Techs | PWRSDSINDEA | TotalAnnualMaxCapacityInvestment | 2043 | 9999 | exempt_uncapped | 2026-07-10T11:21:49.898172
C_Target_VRE | Secondary Techs | PWRSDSINDEA | TotalAnnualMaxCapacityInvestment | 2044 | 9999 | exempt_uncapped | 2026-07-10T11:21:49.898172
C_Target_VRE | Secondary Techs | PWRSDSINDEA | TotalAnnualMaxCapacityInvestment | 2045 | 9999 | exempt_uncapped | 2026-07-10T11:21:49.898172
C_Target_VRE | Secondary Techs | PWRSDSINDEA | TotalAnnualMaxCapacityInvestment | 2046 | 9999 | exempt_uncapped | 2026-07-10T11:21:49.898172
C_Target_VRE | Secondary Techs | PWRSDSINDEA | TotalAnnualMaxCapacityInvestment | 2047 | 9999 | exempt_uncapped | 2026-07-10T11:21:49.898172
C_Target_VRE | Secondary Techs | PWRSDSINDEA | TotalAnnualMaxCapacityInvestment | 2048 | 9999 | exempt_uncapped | 2026-07-10T11:21:49.898172
C_Target_VRE | Secondary Techs | PWRSDSINDEA | TotalAnnualMaxCapacityInvestment | 2049 | 9999 | exempt_uncapped | 2026-07-10T11:21:49.898172
C_Target_VRE | Secondary Techs | PWRSDSINDEA | TotalAnnualMaxCapacityInvestment | 2050 | 9999 | exempt_uncapped | 2026-07-10T11:21:49.898172
C_Target_VRE | Secondary Techs | PWRLDSINDWE | TotalAnnualMaxCapacityInvestment | 2023 | 9999 | exempt_maxcap_uncapped | 2026-07-10T11:21:49.898172
C_Target_VRE | Secondary Techs | PWRLDSINDWE | TotalAnnualMaxCapacityInvestment | 2024 | 9999 | exempt_maxcap_uncapped | 2026-07-10T11:21:49.898172
C_Target_VRE | Secondary Techs | PWRLDSINDWE | TotalAnnualMaxCapacityInvestment | 2025 | 9999 | exempt_maxcap_uncapped | 2026-07-10T11:21:49.898172
C_Target_VRE | Secondary Techs | PWRLDSINDWE | TotalAnnualMaxCapacityInvestment | 2026 | 9999 | exempt_maxcap_uncapped | 2026-07-10T11:21:49.898172
C_Target_VRE | Secondary Techs | PWRLDSINDWE | TotalAnnualMaxCapacityInvestment | 2027 | 9999 | exempt_maxcap_uncapped | 2026-07-10T11:21:49.898172
C_Target_VRE | Secondary Techs | PWRLDSINDWE | TotalAnnualMaxCapacityInvestment | 2028 | 9999 | exempt_maxcap_uncapped | 2026-07-10T11:21:49.898172
C_Target_VRE | Secondary Techs | PWRLDSINDWE | TotalAnnualMaxCapacityInvestment | 2029 | 9999 | exempt_maxcap_uncapped | 2026-07-10T11:21:49.898172
C_Target_VRE | Secondary Techs | PWRLDSINDWE | TotalAnnualMaxCapacityInvestment | 2030 | 9999 | exempt_maxcap_uncapped | 2026-07-10T11:21:49.898172
C_Target_VRE | Secondary Techs | PWRLDSINDWE | TotalAnnualMaxCapacityInvestment | 2031 | 9999 | exempt_maxcap_uncapped | 2026-07-10T11:21:49.898172
C_Target_VRE | Secondary Techs | PWRLDSINDWE | TotalAnnualMaxCapacityInvestment | 2032 | 9999 | exempt_maxcap_uncapped | 2026-07-10T11:21:49.898172
C_Target_VRE | Secondary Techs | PWRLDSINDWE | TotalAnnualMaxCapacityInvestment | 2033 | 9999 | exempt_maxcap_uncapped | 2026-07-10T11:21:49.898172
C_Target_VRE | Secondary Techs | PWRLDSINDWE | TotalAnnualMaxCapacityInvestment | 2034 | 9999 | exempt_maxcap_uncapped | 2026-07-10T11:21:49.898172
C_Target_VRE | Secondary Techs | PWRLDSINDWE | TotalAnnualMaxCapacityInvestment | 2035 | 9999 | exempt_maxcap_uncapped | 2026-07-10T11:21:49.898172
C_Target_VRE | Secondary Techs | PWRLDSINDWE | TotalAnnualMaxCapacityInvestment | 2036 | 9999 | exempt_maxcap_uncapped | 2026-07-10T11:21:49.898172
C_Target_VRE | Secondary Techs | PWRLDSINDWE | TotalAnnualMaxCapacityInvestment | 2037 | 9999 | exempt_maxcap_uncapped | 2026-07-10T11:21:49.898172
C_Target_VRE | Secondary Techs | PWRLDSINDWE | TotalAnnualMaxCapacityInvestment | 2038 | 9999 | exempt_maxcap_uncapped | 2026-07-10T11:21:49.898172
C_Target_VRE | Secondary Techs | PWRLDSINDWE | TotalAnnualMaxCapacityInvestment | 2039 | 9999 | exempt_maxcap_uncapped | 2026-07-10T11:21:49.898172
C_Target_VRE | Secondary Techs | PWRLDSINDWE | TotalAnnualMaxCapacityInvestment | 2040 | 9999 | exempt_maxcap_uncapped | 2026-07-10T11:21:49.898172
C_Target_VRE | Secondary Techs | PWRLDSINDWE | TotalAnnualMaxCapacityInvestment | 2041 | 9999 | exempt_maxcap_uncapped | 2026-07-10T11:21:49.898172
C_Target_VRE | Secondary Techs | PWRLDSINDWE | TotalAnnualMaxCapacityInvestment | 2042 | 9999 | exempt_maxcap_uncapped | 2026-07-10T11:21:49.898172
C_Target_VRE | Secondary Techs | PWRLDSINDWE | TotalAnnualMaxCapacityInvestment | 2043 | 9999 | exempt_maxcap_uncapped | 2026-07-10T11:21:49.898172
C_Target_VRE | Secondary Techs | PWRLDSINDWE | TotalAnnualMaxCapacityInvestment | 2044 | 9999 | exempt_maxcap_uncapped | 2026-07-10T11:21:49.898172
C_Target_VRE | Secondary Techs | PWRLDSINDWE | TotalAnnualMaxCapacityInvestment | 2045 | 9999 | exempt_maxcap_uncapped | 2026-07-10T11:21:49.898172
C_Target_VRE | Secondary Techs | PWRLDSINDWE | TotalAnnualMaxCapacityInvestment | 2046 | 9999 | exempt_maxcap_uncapped | 2026-07-10T11:21:49.898172
C_Target_VRE | Secondary Techs | PWRLDSINDWE | TotalAnnualMaxCapacityInvestment | 2047 | 9999 | exempt_maxcap_uncapped | 2026-07-10T11:21:49.898172
C_Target_VRE | Secondary Techs | PWRLDSINDWE | TotalAnnualMaxCapacityInvestment | 2048 | 9999 | exempt_maxcap_uncapped | 2026-07-10T11:21:49.898172
C_Target_VRE | Secondary Techs | PWRLDSINDWE | TotalAnnualMaxCapacityInvestment | 2049 | 9999 | exempt_maxcap_uncapped | 2026-07-10T11:21:49.898172
C_Target_VRE | Secondary Techs | PWRLDSINDWE | TotalAnnualMaxCapacityInvestment | 2050 | 9999 | exempt_maxcap_uncapped | 2026-07-10T11:21:49.898172
C_Target_VRE | Secondary Techs | PWRLDSINDWE | TotalAnnualMaxCapacityInvestment | 2023 | 9999 | exempt_uncapped | 2026-07-10T11:21:49.898172
C_Target_VRE | Secondary Techs | PWRLDSINDWE | TotalAnnualMaxCapacityInvestment | 2024 | 9999 | exempt_uncapped | 2026-07-10T11:21:49.898172
C_Target_VRE | Secondary Techs | PWRLDSINDWE | TotalAnnualMaxCapacityInvestment | 2025 | 9999 | exempt_uncapped | 2026-07-10T11:21:49.898172
C_Target_VRE | Secondary Techs | PWRLDSINDWE | TotalAnnualMaxCapacityInvestment | 2026 | 9999 | exempt_uncapped | 2026-07-10T11:21:49.898172
C_Target_VRE | Secondary Techs | PWRLDSINDWE | TotalAnnualMaxCapacityInvestment | 2027 | 9999 | exempt_uncapped | 2026-07-10T11:21:49.898172
C_Target_VRE | Secondary Techs | PWRLDSINDWE | TotalAnnualMaxCapacityInvestment | 2028 | 9999 | exempt_uncapped | 2026-07-10T11:21:49.898172
C_Target_VRE | Secondary Techs | PWRLDSINDWE | TotalAnnualMaxCapacityInvestment | 2029 | 9999 | exempt_uncapped | 2026-07-10T11:21:49.898172
C_Target_VRE | Secondary Techs | PWRLDSINDWE | TotalAnnualMaxCapacityInvestment | 2030 | 9999 | exempt_uncapped | 2026-07-10T11:21:49.898172
C_Target_VRE | Secondary Techs | PWRLDSINDWE | TotalAnnualMaxCapacityInvestment | 2031 | 9999 | exempt_uncapped | 2026-07-10T11:21:49.898172
C_Target_VRE | Secondary Techs | PWRLDSINDWE | TotalAnnualMaxCapacityInvestment | 2032 | 9999 | exempt_uncapped | 2026-07-10T11:21:49.898172
C_Target_VRE | Secondary Techs | PWRLDSINDWE | TotalAnnualMaxCapacityInvestment | 2033 | 9999 | exempt_uncapped | 2026-07-10T11:21:49.898172
C_Target_VRE | Secondary Techs | PWRLDSINDWE | TotalAnnualMaxCapacityInvestment | 2034 | 9999 | exempt_uncapped | 2026-07-10T11:21:49.898172
C_Target_VRE | Secondary Techs | PWRLDSINDWE | TotalAnnualMaxCapacityInvestment | 2035 | 9999 | exempt_uncapped | 2026-07-10T11:21:49.898172
C_Target_VRE | Secondary Techs | PWRLDSINDWE | TotalAnnualMaxCapacityInvestment | 2036 | 9999 | exempt_uncapped | 2026-07-10T11:21:49.898172
C_Target_VRE | Secondary Techs | PWRLDSINDWE | TotalAnnualMaxCapacityInvestment | 2037 | 9999 | exempt_uncapped | 2026-07-10T11:21:49.898172
C_Target_VRE | Secondary Techs | PWRLDSINDWE | TotalAnnualMaxCapacityInvestment | 2038 | 9999 | exempt_uncapped | 2026-07-10T11:21:49.898172
C_Target_VRE | Secondary Techs | PWRLDSINDWE | TotalAnnualMaxCapacityInvestment | 2039 | 9999 | exempt_uncapped | 2026-07-10T11:21:49.898172
C_Target_VRE | Secondary Techs | PWRLDSINDWE | TotalAnnualMaxCapacityInvestment | 2040 | 9999 | exempt_uncapped | 2026-07-10T11:21:49.898172
C_Target_VRE | Secondary Techs | PWRLDSINDWE | TotalAnnualMaxCapacityInvestment | 2041 | 9999 | exempt_uncapped | 2026-07-10T11:21:49.898172
C_Target_VRE | Secondary Techs | PWRLDSINDWE | TotalAnnualMaxCapacityInvestment | 2042 | 9999 | exempt_uncapped | 2026-07-10T11:21:49.898172
C_Target_VRE | Secondary Techs | PWRLDSINDWE | TotalAnnualMaxCapacityInvestment | 2043 | 9999 | exempt_uncapped | 2026-07-10T11:21:49.898172
C_Target_VRE | Secondary Techs | PWRLDSINDWE | TotalAnnualMaxCapacityInvestment | 2044 | 9999 | exempt_uncapped | 2026-07-10T11:21:49.898172
C_Target_VRE | Secondary Techs | PWRLDSINDWE | TotalAnnualMaxCapacityInvestment | 2045 | 9999 | exempt_uncapped | 2026-07-10T11:21:49.898172
C_Target_VRE | Secondary Techs | PWRLDSINDWE | TotalAnnualMaxCapacityInvestment | 2046 | 9999 | exempt_uncapped | 2026-07-10T11:21:49.898172
C_Target_VRE | Secondary Techs | PWRLDSINDWE | TotalAnnualMaxCapacityInvestment | 2047 | 9999 | exempt_uncapped | 2026-07-10T11:21:49.898172
C_Target_VRE | Secondary Techs | PWRLDSINDWE | TotalAnnualMaxCapacityInvestment | 2048 | 9999 | exempt_uncapped | 2026-07-10T11:21:49.898172
C_Target_VRE | Secondary Techs | PWRLDSINDWE | TotalAnnualMaxCapacityInvestment | 2049 | 9999 | exempt_uncapped | 2026-07-10T11:21:49.898172
C_Target_VRE | Secondary Techs | PWRLDSINDWE | TotalAnnualMaxCapacityInvestment | 2050 | 9999 | exempt_uncapped | 2026-07-10T11:21:49.898172
C_Target_VRE | Secondary Techs | PWRSDSMDVXX | TotalAnnualMaxCapacityInvestment | 2023 | 9999 | exempt_maxcap_uncapped | 2026-07-10T11:21:49.898172
C_Target_VRE | Secondary Techs | PWRSDSMDVXX | TotalAnnualMaxCapacityInvestment | 2024 | 9999 | exempt_maxcap_uncapped | 2026-07-10T11:21:49.898172
C_Target_VRE | Secondary Techs | PWRSDSMDVXX | TotalAnnualMaxCapacityInvestment | 2025 | 9999 | exempt_maxcap_uncapped | 2026-07-10T11:21:49.898172
C_Target_VRE | Secondary Techs | PWRSDSMDVXX | TotalAnnualMaxCapacityInvestment | 2026 | 9999 | exempt_maxcap_uncapped | 2026-07-10T11:21:49.898172
C_Target_VRE | Secondary Techs | PWRSDSMDVXX | TotalAnnualMaxCapacityInvestment | 2027 | 9999 | exempt_maxcap_uncapped | 2026-07-10T11:21:49.898172
C_Target_VRE | Secondary Techs | PWRSDSMDVXX | TotalAnnualMaxCapacityInvestment | 2028 | 9999 | exempt_maxcap_uncapped | 2026-07-10T11:21:49.898172
C_Target_VRE | Secondary Techs | PWRSDSMDVXX | TotalAnnualMaxCapacityInvestment | 2029 | 9999 | exempt_maxcap_uncapped | 2026-07-10T11:21:49.898172
C_Target_VRE | Secondary Techs | PWRSDSMDVXX | TotalAnnualMaxCapacityInvestment | 2030 | 9999 | exempt_maxcap_uncapped | 2026-07-10T11:21:49.898172
C_Target_VRE | Secondary Techs | PWRSDSMDVXX | TotalAnnualMaxCapacityInvestment | 2031 | 9999 | exempt_maxcap_uncapped | 2026-07-10T11:21:49.898172
C_Target_VRE | Secondary Techs | PWRSDSMDVXX | TotalAnnualMaxCapacityInvestment | 2032 | 9999 | exempt_maxcap_uncapped | 2026-07-10T11:21:49.898172
C_Target_VRE | Secondary Techs | PWRSDSMDVXX | TotalAnnualMaxCapacityInvestment | 2033 | 9999 | exempt_maxcap_uncapped | 2026-07-10T11:21:49.898172
C_Target_VRE | Secondary Techs | PWRSDSMDVXX | TotalAnnualMaxCapacityInvestment | 2034 | 9999 | exempt_maxcap_uncapped | 2026-07-10T11:21:49.898172
C_Target_VRE | Secondary Techs | PWRSDSMDVXX | TotalAnnualMaxCapacityInvestment | 2035 | 9999 | exempt_maxcap_uncapped | 2026-07-10T11:21:49.898172
C_Target_VRE | Secondary Techs | PWRSDSMDVXX | TotalAnnualMaxCapacityInvestment | 2036 | 9999 | exempt_maxcap_uncapped | 2026-07-10T11:21:49.898172
C_Target_VRE | Secondary Techs | PWRSDSMDVXX | TotalAnnualMaxCapacityInvestment | 2037 | 9999 | exempt_maxcap_uncapped | 2026-07-10T11:21:49.898172
C_Target_VRE | Secondary Techs | PWRSDSMDVXX | TotalAnnualMaxCapacityInvestment | 2038 | 9999 | exempt_maxcap_uncapped | 2026-07-10T11:21:49.898172
C_Target_VRE | Secondary Techs | PWRSDSMDVXX | TotalAnnualMaxCapacityInvestment | 2039 | 9999 | exempt_maxcap_uncapped | 2026-07-10T11:21:49.898172
C_Target_VRE | Secondary Techs | PWRSDSMDVXX | TotalAnnualMaxCapacityInvestment | 2040 | 9999 | exempt_maxcap_uncapped | 2026-07-10T11:21:49.898172
C_Target_VRE | Secondary Techs | PWRSDSMDVXX | TotalAnnualMaxCapacityInvestment | 2041 | 9999 | exempt_maxcap_uncapped | 2026-07-10T11:21:49.898172
C_Target_VRE | Secondary Techs | PWRSDSMDVXX | TotalAnnualMaxCapacityInvestment | 2042 | 9999 | exempt_maxcap_uncapped | 2026-07-10T11:21:49.898172
C_Target_VRE | Secondary Techs | PWRSDSMDVXX | TotalAnnualMaxCapacityInvestment | 2043 | 9999 | exempt_maxcap_uncapped | 2026-07-10T11:21:49.898172
C_Target_VRE | Secondary Techs | PWRSDSMDVXX | TotalAnnualMaxCapacityInvestment | 2044 | 9999 | exempt_maxcap_uncapped | 2026-07-10T11:21:49.898172
C_Target_VRE | Secondary Techs | PWRSDSMDVXX | TotalAnnualMaxCapacityInvestment | 2045 | 9999 | exempt_maxcap_uncapped | 2026-07-10T11:21:49.898172
C_Target_VRE | Secondary Techs | PWRSDSMDVXX | TotalAnnualMaxCapacityInvestment | 2046 | 9999 | exempt_maxcap_uncapped | 2026-07-10T11:21:49.898172
C_Target_VRE | Secondary Techs | PWRSDSMDVXX | TotalAnnualMaxCapacityInvestment | 2047 | 9999 | exempt_maxcap_uncapped | 2026-07-10T11:21:49.898172
C_Target_VRE | Secondary Techs | PWRSDSMDVXX | TotalAnnualMaxCapacityInvestment | 2048 | 9999 | exempt_maxcap_uncapped | 2026-07-10T11:21:49.898172
C_Target_VRE | Secondary Techs | PWRSDSMDVXX | TotalAnnualMaxCapacityInvestment | 2049 | 9999 | exempt_maxcap_uncapped | 2026-07-10T11:21:49.898172
C_Target_VRE | Secondary Techs | PWRSDSMDVXX | TotalAnnualMaxCapacityInvestment | 2050 | 9999 | exempt_maxcap_uncapped | 2026-07-10T11:21:49.898172
C_Target_VRE | Secondary Techs | PWRSDSMDVXX | TotalAnnualMaxCapacityInvestment | 2023 | 9999 | exempt_uncapped | 2026-07-10T11:21:49.898172
C_Target_VRE | Secondary Techs | PWRSDSMDVXX | TotalAnnualMaxCapacityInvestment | 2024 | 9999 | exempt_uncapped | 2026-07-10T11:21:49.898172
C_Target_VRE | Secondary Techs | PWRSDSMDVXX | TotalAnnualMaxCapacityInvestment | 2025 | 9999 | exempt_uncapped | 2026-07-10T11:21:49.898172
C_Target_VRE | Secondary Techs | PWRSDSMDVXX | TotalAnnualMaxCapacityInvestment | 2026 | 9999 | exempt_uncapped | 2026-07-10T11:21:49.898172
C_Target_VRE | Secondary Techs | PWRSDSMDVXX | TotalAnnualMaxCapacityInvestment | 2027 | 9999 | exempt_uncapped | 2026-07-10T11:21:49.898172
C_Target_VRE | Secondary Techs | PWRSDSMDVXX | TotalAnnualMaxCapacityInvestment | 2028 | 9999 | exempt_uncapped | 2026-07-10T11:21:49.898172
C_Target_VRE | Secondary Techs | PWRSDSMDVXX | TotalAnnualMaxCapacityInvestment | 2029 | 9999 | exempt_uncapped | 2026-07-10T11:21:49.898172
C_Target_VRE | Secondary Techs | PWRSDSMDVXX | TotalAnnualMaxCapacityInvestment | 2030 | 9999 | exempt_uncapped | 2026-07-10T11:21:49.898172
C_Target_VRE | Secondary Techs | PWRSDSMDVXX | TotalAnnualMaxCapacityInvestment | 2031 | 9999 | exempt_uncapped | 2026-07-10T11:21:49.898172
C_Target_VRE | Secondary Techs | PWRSDSMDVXX | TotalAnnualMaxCapacityInvestment | 2032 | 9999 | exempt_uncapped | 2026-07-10T11:21:49.898172
C_Target_VRE | Secondary Techs | PWRSDSMDVXX | TotalAnnualMaxCapacityInvestment | 2033 | 9999 | exempt_uncapped | 2026-07-10T11:21:49.898172
C_Target_VRE | Secondary Techs | PWRSDSMDVXX | TotalAnnualMaxCapacityInvestment | 2034 | 9999 | exempt_uncapped | 2026-07-10T11:21:49.898172
C_Target_VRE | Secondary Techs | PWRSDSMDVXX | TotalAnnualMaxCapacityInvestment | 2035 | 9999 | exempt_uncapped | 2026-07-10T11:21:49.898172
C_Target_VRE | Secondary Techs | PWRSDSMDVXX | TotalAnnualMaxCapacityInvestment | 2036 | 9999 | exempt_uncapped | 2026-07-10T11:21:49.898172
C_Target_VRE | Secondary Techs | PWRSDSMDVXX | TotalAnnualMaxCapacityInvestment | 2037 | 9999 | exempt_uncapped | 2026-07-10T11:21:49.898172
C_Target_VRE | Secondary Techs | PWRSDSMDVXX | TotalAnnualMaxCapacityInvestment | 2038 | 9999 | exempt_uncapped | 2026-07-10T11:21:49.898172
C_Target_VRE | Secondary Techs | PWRSDSMDVXX | TotalAnnualMaxCapacityInvestment | 2039 | 9999 | exempt_uncapped | 2026-07-10T11:21:49.898172
C_Target_VRE | Secondary Techs | PWRSDSMDVXX | TotalAnnualMaxCapacityInvestment | 2040 | 9999 | exempt_uncapped | 2026-07-10T11:21:49.898172
C_Target_VRE | Secondary Techs | PWRSDSMDVXX | TotalAnnualMaxCapacityInvestment | 2041 | 9999 | exempt_uncapped | 2026-07-10T11:21:49.898172
C_Target_VRE | Secondary Techs | PWRSDSMDVXX | TotalAnnualMaxCapacityInvestment | 2042 | 9999 | exempt_uncapped | 2026-07-10T11:21:49.898172
C_Target_VRE | Secondary Techs | PWRSDSMDVXX | TotalAnnualMaxCapacityInvestment | 2043 | 9999 | exempt_uncapped | 2026-07-10T11:21:49.898172
C_Target_VRE | Secondary Techs | PWRSDSMDVXX | TotalAnnualMaxCapacityInvestment | 2044 | 9999 | exempt_uncapped | 2026-07-10T11:21:49.898172
C_Target_VRE | Secondary Techs | PWRSDSMDVXX | TotalAnnualMaxCapacityInvestment | 2045 | 9999 | exempt_uncapped | 2026-07-10T11:21:49.898172
C_Target_VRE | Secondary Techs | PWRSDSMDVXX | TotalAnnualMaxCapacityInvestment | 2046 | 9999 | exempt_uncapped | 2026-07-10T11:21:49.898172
C_Target_VRE | Secondary Techs | PWRSDSMDVXX | TotalAnnualMaxCapacityInvestment | 2047 | 9999 | exempt_uncapped | 2026-07-10T11:21:49.898172
C_Target_VRE | Secondary Techs | PWRSDSMDVXX | TotalAnnualMaxCapacityInvestment | 2048 | 9999 | exempt_uncapped | 2026-07-10T11:21:49.898172
C_Target_VRE | Secondary Techs | PWRSDSMDVXX | TotalAnnualMaxCapacityInvestment | 2049 | 9999 | exempt_uncapped | 2026-07-10T11:21:49.898172
C_Target_VRE | Secondary Techs | PWRSDSMDVXX | TotalAnnualMaxCapacityInvestment | 2050 | 9999 | exempt_uncapped | 2026-07-10T11:21:49.898172
C_Target_VRE | Secondary Techs | PWRHYDINDSO | TotalAnnualMaxCapacityInvestment | 2023 | 0.1 | lid_floor | 2026-07-10T11:21:49.898172
C_Target_VRE | Secondary Techs | PWRHYDINDSO | TotalAnnualMaxCapacityInvestment | 2024 | 0.70911 | lid_fill | 2026-07-10T11:21:49.898172
C_Target_VRE | Secondary Techs | PWRHYDINDSO | TotalAnnualMaxCapacityInvestment | 2025 | 0.75292 | lid_fill | 2026-07-10T11:21:49.898172
C_Target_VRE | Secondary Techs | PWRHYDINDSO | TotalAnnualMaxCapacityInvestment | 2026 | 1.2423 | untie_min_inv | 2026-07-10T11:21:49.898172
C_Target_VRE | Secondary Techs | PWRHYDINDSO | TotalAnnualMaxCapacityInvestment | 2027 | 1.6564 | untie_min_inv | 2026-07-10T11:21:49.898172
C_Target_VRE | Secondary Techs | PWRHYDINDSO | TotalAnnualMaxCapacityInvestment | 2028 | 0.9696 | untie_min_inv | 2026-07-10T11:21:49.898172
C_Target_VRE | Secondary Techs | PWRHYDINDSO | TotalAnnualMaxCapacityInvestment | 2029 | 4.3935 | untie_min_inv | 2026-07-10T11:21:49.898172
C_Target_VRE | Secondary Techs | PWRHYDINDSO | TotalAnnualMaxCapacityInvestment | 2030 | 0.59715 | lid_relaxed | 2026-07-10T11:21:49.898172
C_Target_VRE | Secondary Techs | PWRHYDINDSO | TotalAnnualMaxCapacityInvestment | 2031 | 0.57422 | lid_relaxed | 2026-07-10T11:21:49.898172
C_Target_VRE | Secondary Techs | PWRHYDINDSO | TotalAnnualMaxCapacityInvestment | 2032 | 0.7434 | lid_relaxed | 2026-07-10T11:21:49.898172
C_Target_VRE | Secondary Techs | PWRHYDINDSO | TotalAnnualMaxCapacityInvestment | 2033 | 0.73996 | lid_relaxed | 2026-07-10T11:21:49.898172
C_Target_VRE | Secondary Techs | PWRHYDINDSO | TotalAnnualMaxCapacityInvestment | 2034 | 0.73466 | lid_relaxed | 2026-07-10T11:21:49.898172
C_Target_VRE | Secondary Techs | PWRHYDINDSO | TotalAnnualMaxCapacityInvestment | 2035 | 0.72747 | lid_relaxed | 2026-07-10T11:21:49.898172
C_Target_VRE | Secondary Techs | PWRHYDINDSO | TotalAnnualMaxCapacityInvestment | 2036 | 0.71842 | lid_relaxed | 2026-07-10T11:21:49.898172
C_Target_VRE | Secondary Techs | PWRHYDINDSO | TotalAnnualMaxCapacityInvestment | 2037 | 0.78489 | lid_relaxed | 2026-07-10T11:21:49.898172
C_Target_VRE | Secondary Techs | PWRHYDINDSO | TotalAnnualMaxCapacityInvestment | 2038 | 0.77201 | lid_relaxed | 2026-07-10T11:21:49.898172
C_Target_VRE | Secondary Techs | PWRHYDINDSO | TotalAnnualMaxCapacityInvestment | 2039 | 0.75713 | lid_relaxed | 2026-07-10T11:21:49.898172
C_Target_VRE | Secondary Techs | PWRHYDINDSO | TotalAnnualMaxCapacityInvestment | 2040 | 0.70538 | lid_relaxed | 2026-07-10T11:21:49.898172
C_Target_VRE | Secondary Techs | PWRHYDINDSO | TotalAnnualMaxCapacityInvestment | 2041 | 0.74811 | lid_relaxed | 2026-07-10T11:21:49.898172
C_Target_VRE | Secondary Techs | PWRHYDINDSO | TotalAnnualMaxCapacityInvestment | 2042 | 0.91552 | lid_relaxed | 2026-07-10T11:21:49.898172
C_Target_VRE | Secondary Techs | PWRHYDINDSO | TotalAnnualMaxCapacityInvestment | 2043 | 1.3294 | lid_adequacy_scaled | 2026-07-10T11:21:49.898172
C_Target_VRE | Secondary Techs | PWRHYDINDSO | TotalAnnualMaxCapacityInvestment | 2044 | 1.8502 | lid_adequacy_scaled | 2026-07-10T11:21:49.898172
C_Target_VRE | Secondary Techs | PWRHYDINDSO | TotalAnnualMaxCapacityInvestment | 2045 | 2.4093 | lid_adequacy_scaled | 2026-07-10T11:21:49.898172
C_Target_VRE | Secondary Techs | PWRHYDINDSO | TotalAnnualMaxCapacityInvestment | 2046 | 3.3096 | lid_adequacy_scaled | 2026-07-10T11:21:49.898172
C_Target_VRE | Secondary Techs | PWRHYDINDSO | TotalAnnualMaxCapacityInvestment | 2047 | 4.2827 | lid_adequacy_scaled | 2026-07-10T11:21:49.898172
C_Target_VRE | Secondary Techs | PWRHYDINDSO | TotalAnnualMaxCapacityInvestment | 2048 | 5.3254 | lid_adequacy_scaled | 2026-07-10T11:21:49.898172
C_Target_VRE | Secondary Techs | PWRHYDINDSO | TotalAnnualMaxCapacityInvestment | 2049 | 6.4351 | lid_adequacy_scaled | 2026-07-10T11:21:49.898172
C_Target_VRE | Secondary Techs | PWRHYDINDSO | TotalAnnualMaxCapacityInvestment | 2050 | 7.6097 | lid_adequacy_scaled | 2026-07-10T11:21:49.898172
C_Target_VRE | Secondary Techs | PWRSPVINDSO | TotalAnnualMaxCapacityInvestment | 2023 | 0.101 | untie_min_inv | 2026-07-10T11:21:49.898172
C_Target_VRE | Secondary Techs | PWRSPVINDSO | TotalAnnualMaxCapacityInvestment | 2024 | 1.5112 | lid_fill | 2026-07-10T11:21:49.898172
C_Target_VRE | Secondary Techs | PWRSPVINDSO | TotalAnnualMaxCapacityInvestment | 2025 | 1.6046 | lid_fill | 2026-07-10T11:21:49.898172
C_Target_VRE | Secondary Techs | PWRSPVINDSO | TotalAnnualMaxCapacityInvestment | 2026 | 1.919 | untie_min_inv | 2026-07-10T11:21:49.898172
C_Target_VRE | Secondary Techs | PWRSPVINDSO | TotalAnnualMaxCapacityInvestment | 2027 | 1.7873 | lid_fill | 2026-07-10T11:21:49.898172
C_Target_VRE | Secondary Techs | PWRSPVINDSO | TotalAnnualMaxCapacityInvestment | 2028 | 1.9238 | lid_relaxed | 2026-07-10T11:21:49.898172
C_Target_VRE | Secondary Techs | PWRSPVINDSO | TotalAnnualMaxCapacityInvestment | 2029 | 1.799 | lid_relaxed | 2026-07-10T11:21:49.898172
C_Target_VRE | Secondary Techs | PWRSPVINDSO | TotalAnnualMaxCapacityInvestment | 2030 | 1.2726 | lid_relaxed | 2026-07-10T11:21:49.898172
C_Target_VRE | Secondary Techs | PWRSPVINDSO | TotalAnnualMaxCapacityInvestment | 2031 | 1.2238 | lid_relaxed | 2026-07-10T11:21:49.898172
C_Target_VRE | Secondary Techs | PWRSPVINDSO | TotalAnnualMaxCapacityInvestment | 2032 | 1.5843 | lid_relaxed | 2026-07-10T11:21:49.898172
C_Target_VRE | Secondary Techs | PWRSPVINDSO | TotalAnnualMaxCapacityInvestment | 2033 | 1.577 | lid_relaxed | 2026-07-10T11:21:49.898172
C_Target_VRE | Secondary Techs | PWRSPVINDSO | TotalAnnualMaxCapacityInvestment | 2034 | 1.5657 | lid_relaxed | 2026-07-10T11:21:49.898172
C_Target_VRE | Secondary Techs | PWRSPVINDSO | TotalAnnualMaxCapacityInvestment | 2035 | 1.5504 | lid_relaxed | 2026-07-10T11:21:49.898172
C_Target_VRE | Secondary Techs | PWRSPVINDSO | TotalAnnualMaxCapacityInvestment | 2036 | 1.5311 | lid_relaxed | 2026-07-10T11:21:49.898172
C_Target_VRE | Secondary Techs | PWRSPVINDSO | TotalAnnualMaxCapacityInvestment | 2037 | 1.6727 | lid_relaxed | 2026-07-10T11:21:49.898172
C_Target_VRE | Secondary Techs | PWRSPVINDSO | TotalAnnualMaxCapacityInvestment | 2038 | 1.6453 | lid_relaxed | 2026-07-10T11:21:49.898172
C_Target_VRE | Secondary Techs | PWRSPVINDSO | TotalAnnualMaxCapacityInvestment | 2039 | 1.6136 | lid_relaxed | 2026-07-10T11:21:49.898172
C_Target_VRE | Secondary Techs | PWRSPVINDSO | TotalAnnualMaxCapacityInvestment | 2040 | 1.5033 | lid_relaxed | 2026-07-10T11:21:49.898172
C_Target_VRE | Secondary Techs | PWRSPVINDSO | TotalAnnualMaxCapacityInvestment | 2041 | 1.5944 | lid_relaxed | 2026-07-10T11:21:49.898172
C_Target_VRE | Secondary Techs | PWRSPVINDSO | TotalAnnualMaxCapacityInvestment | 2042 | 1.9511 | lid_relaxed | 2026-07-10T11:21:49.898172
C_Target_VRE | Secondary Techs | PWRSPVINDSO | TotalAnnualMaxCapacityInvestment | 2043 | 2.8331 | lid_adequacy_scaled | 2026-07-10T11:21:49.898172
C_Target_VRE | Secondary Techs | PWRSPVINDSO | TotalAnnualMaxCapacityInvestment | 2044 | 3.9431 | lid_adequacy_scaled | 2026-07-10T11:21:49.898172
C_Target_VRE | Secondary Techs | PWRSPVINDSO | TotalAnnualMaxCapacityInvestment | 2045 | 5.1346 | lid_adequacy_scaled | 2026-07-10T11:21:49.898172
C_Target_VRE | Secondary Techs | PWRSPVINDSO | TotalAnnualMaxCapacityInvestment | 2046 | 7.0533 | lid_adequacy_scaled | 2026-07-10T11:21:49.898172
C_Target_VRE | Secondary Techs | PWRSPVINDSO | TotalAnnualMaxCapacityInvestment | 2047 | 9.1272 | lid_adequacy_scaled | 2026-07-10T11:21:49.898172
C_Target_VRE | Secondary Techs | PWRSPVINDSO | TotalAnnualMaxCapacityInvestment | 2048 | 11.3494 | lid_adequacy_scaled | 2026-07-10T11:21:49.898172
C_Target_VRE | Secondary Techs | PWRSPVINDSO | TotalAnnualMaxCapacityInvestment | 2049 | 13.7143 | lid_adequacy_scaled | 2026-07-10T11:21:49.898172
C_Target_VRE | Secondary Techs | PWRSPVINDSO | TotalAnnualMaxCapacityInvestment | 2050 | 16.2176 | lid_adequacy_scaled | 2026-07-10T11:21:49.898172
C_Target_VRE | Secondary Techs | PWRCOAINDEA | TotalAnnualMaxCapacityInvestment | 2023 | 0 | lid_floor_suppressed | 2026-07-10T11:21:49.898172
C_Target_VRE | Secondary Techs | PWRCOAINDEA | TotalAnnualMaxCapacityInvestment | 2024 | 2.3916 | lid_fill | 2026-07-10T11:21:49.898172
C_Target_VRE | Secondary Techs | PWRCOAINDEA | TotalAnnualMaxCapacityInvestment | 2025 | 2.7207 | lid_fill | 2026-07-10T11:21:49.898172
C_Target_VRE | Secondary Techs | PWRCOAINDEA | TotalAnnualMaxCapacityInvestment | 2026 | 2.778 | lid_fill | 2026-07-10T11:21:49.898172
C_Target_VRE | Secondary Techs | PWRCOAINDEA | TotalAnnualMaxCapacityInvestment | 2027 | 2.9727 | lid_fill | 2026-07-10T11:21:49.898172
C_Target_VRE | Secondary Techs | PWRCOAINDEA | TotalAnnualMaxCapacityInvestment | 2028 | 3.0845 | lid_family_capped | 2026-07-10T11:21:49.898172
C_Target_VRE | Secondary Techs | PWRCOAINDEA | TotalAnnualMaxCapacityInvestment | 2029 | 2.424 | untie_min_inv | 2026-07-10T11:21:49.898172
C_Target_VRE | Secondary Techs | PWRCOAINDEA | TotalAnnualMaxCapacityInvestment | 2030 | 2.424 | untie_min_inv | 2026-07-10T11:21:49.898172
C_Target_VRE | Secondary Techs | PWRCOAINDEA | TotalAnnualMaxCapacityInvestment | 2031 | 0.96307 | lid_family_capped | 2026-07-10T11:21:49.898172
C_Target_VRE | Secondary Techs | PWRCOAINDEA | TotalAnnualMaxCapacityInvestment | 2032 | 1.6918 | lid_family_capped | 2026-07-10T11:21:49.898172
C_Target_VRE | Secondary Techs | PWRCOAINDEA | TotalAnnualMaxCapacityInvestment | 2033 | 1.5285 | lid_family_capped | 2026-07-10T11:21:49.898172
C_Target_VRE | Secondary Techs | PWRCOAINDEA | TotalAnnualMaxCapacityInvestment | 2034 | 1.3652 | lid_family_capped | 2026-07-10T11:21:49.898172
C_Target_VRE | Secondary Techs | PWRCOAINDEA | TotalAnnualMaxCapacityInvestment | 2035 | 8.1204 | untie_min_inv | 2026-07-10T11:21:49.898172
C_Target_VRE | Secondary Techs | PWRCOAINDEA | TotalAnnualMaxCapacityInvestment | 2036 | 1.0386 | lid_family_capped | 2026-07-10T11:21:49.898172
C_Target_VRE | Secondary Techs | PWRCOAINDEA | TotalAnnualMaxCapacityInvestment | 2037 | 1.2306 | lid_family_capped | 2026-07-10T11:21:49.898172
C_Target_VRE | Secondary Techs | PWRCOAINDEA | TotalAnnualMaxCapacityInvestment | 2038 | 1.046 | lid_family_capped | 2026-07-10T11:21:49.898172
C_Target_VRE | Secondary Techs | PWRCOAINDEA | TotalAnnualMaxCapacityInvestment | 2039 | 0.86139 | lid_family_capped | 2026-07-10T11:21:49.898172
C_Target_VRE | Secondary Techs | PWRCOAINDEA | TotalAnnualMaxCapacityInvestment | 2040 | 0.67685 | lid_family_capped | 2026-07-10T11:21:49.898172
C_Target_VRE | Secondary Techs | PWRCOAINDEA | TotalAnnualMaxCapacityInvestment | 2041 | 0.63674 | lid_adequacy_scaled | 2026-07-10T11:21:49.898172
C_Target_VRE | Secondary Techs | PWRCOAINDEA | TotalAnnualMaxCapacityInvestment | 2042 | 1.3972 | lid_adequacy_scaled | 2026-07-10T11:21:49.898172
C_Target_VRE | Secondary Techs | PWRCOAINDEA | TotalAnnualMaxCapacityInvestment | 2043 | 2.0261 | lid_adequacy_scaled | 2026-07-10T11:21:49.898172
C_Target_VRE | Secondary Techs | PWRCOAINDEA | TotalAnnualMaxCapacityInvestment | 2044 | 2.5748 | lid_adequacy_scaled | 2026-07-10T11:21:49.898172
C_Target_VRE | Secondary Techs | PWRCOAINDEA | TotalAnnualMaxCapacityInvestment | 2045 | 2.9943 | lid_adequacy_scaled | 2026-07-10T11:21:49.898172
C_Target_VRE | Secondary Techs | PWRCOAINDEA | TotalAnnualMaxCapacityInvestment | 2046 | 3.431 | lid_adequacy_scaled | 2026-07-10T11:21:49.898172
C_Target_VRE | Secondary Techs | PWRCOAINDEA | TotalAnnualMaxCapacityInvestment | 2047 | 3.1632 | lid_adequacy_scaled | 2026-07-10T11:21:49.898172
C_Target_VRE | Secondary Techs | PWRCOAINDEA | TotalAnnualMaxCapacityInvestment | 2048 | 1.5002 | lid_adequacy_scaled | 2026-07-10T11:21:49.898172
C_Target_VRE | Secondary Techs | PWRCOAINDEA | TotalAnnualMaxCapacityInvestment | 2049 | 0 | lid_adequacy_scaled | 2026-07-10T11:21:49.898172
C_Target_VRE | Secondary Techs | PWRCOAINDEA | TotalAnnualMaxCapacityInvestment | 2050 | 0 | lid_adequacy_scaled | 2026-07-10T11:21:49.898172
C_Target_VRE | Secondary Techs | PWRSPVINDNO | TotalAnnualMaxCapacityInvestment | 2023 | 0.19479 | untie_min_inv | 2026-07-10T11:21:49.898172
C_Target_VRE | Secondary Techs | PWRSPVINDNO | TotalAnnualMaxCapacityInvestment | 2024 | 1.3817 | lid_fill | 2026-07-10T11:21:49.898172
C_Target_VRE | Secondary Techs | PWRSPVINDNO | TotalAnnualMaxCapacityInvestment | 2025 | 9.4325 | untie_min_inv | 2026-07-10T11:21:49.898172
C_Target_VRE | Secondary Techs | PWRSPVINDNO | TotalAnnualMaxCapacityInvestment | 2026 | 18.6052 | untie_min_inv | 2026-07-10T11:21:49.898172
C_Target_VRE | Secondary Techs | PWRSPVINDNO | TotalAnnualMaxCapacityInvestment | 2027 | 11.2554 | untie_min_inv | 2026-07-10T11:21:49.898172
C_Target_VRE | Secondary Techs | PWRSPVINDNO | TotalAnnualMaxCapacityInvestment | 2028 | 1.8087 | lid_relaxed | 2026-07-10T11:21:49.898172
C_Target_VRE | Secondary Techs | PWRSPVINDNO | TotalAnnualMaxCapacityInvestment | 2029 | 1.6758 | lid_relaxed | 2026-07-10T11:21:49.898172
C_Target_VRE | Secondary Techs | PWRSPVINDNO | TotalAnnualMaxCapacityInvestment | 2030 | 7.8063 | untie_min_inv | 2026-07-10T11:21:49.898172
C_Target_VRE | Secondary Techs | PWRSPVINDNO | TotalAnnualMaxCapacityInvestment | 2031 | 1.1475 | lid_relaxed | 2026-07-10T11:21:49.898172
C_Target_VRE | Secondary Techs | PWRSPVINDNO | TotalAnnualMaxCapacityInvestment | 2032 | 1.4422 | lid_relaxed | 2026-07-10T11:21:49.898172
C_Target_VRE | Secondary Techs | PWRSPVINDNO | TotalAnnualMaxCapacityInvestment | 2033 | 1.4273 | lid_relaxed | 2026-07-10T11:21:49.898172
C_Target_VRE | Secondary Techs | PWRSPVINDNO | TotalAnnualMaxCapacityInvestment | 2034 | 1.4082 | lid_relaxed | 2026-07-10T11:21:49.898172
C_Target_VRE | Secondary Techs | PWRSPVINDNO | TotalAnnualMaxCapacityInvestment | 2035 | 7.7275 | untie_min_inv | 2026-07-10T11:21:49.898172
C_Target_VRE | Secondary Techs | PWRSPVINDNO | TotalAnnualMaxCapacityInvestment | 2036 | 1.3574 | lid_relaxed | 2026-07-10T11:21:49.898172
C_Target_VRE | Secondary Techs | PWRSPVINDNO | TotalAnnualMaxCapacityInvestment | 2037 | 1.5201 | lid_relaxed | 2026-07-10T11:21:49.898172
C_Target_VRE | Secondary Techs | PWRSPVINDNO | TotalAnnualMaxCapacityInvestment | 2038 | 1.4833 | lid_relaxed | 2026-07-10T11:21:49.898172
C_Target_VRE | Secondary Techs | PWRSPVINDNO | TotalAnnualMaxCapacityInvestment | 2039 | 1.4421 | lid_relaxed | 2026-07-10T11:21:49.898172
C_Target_VRE | Secondary Techs | PWRSPVINDNO | TotalAnnualMaxCapacityInvestment | 2040 | 1.2615 | lid_relaxed | 2026-07-10T11:21:49.898172
C_Target_VRE | Secondary Techs | PWRSPVINDNO | TotalAnnualMaxCapacityInvestment | 2041 | 1.3929 | lid_relaxed | 2026-07-10T11:21:49.898172
C_Target_VRE | Secondary Techs | PWRSPVINDNO | TotalAnnualMaxCapacityInvestment | 2042 | 1.7198 | lid_relaxed | 2026-07-10T11:21:49.898172
C_Target_VRE | Secondary Techs | PWRSPVINDNO | TotalAnnualMaxCapacityInvestment | 2043 | 2.6551 | lid_adequacy_scaled | 2026-07-10T11:21:49.898172
C_Target_VRE | Secondary Techs | PWRSPVINDNO | TotalAnnualMaxCapacityInvestment | 2044 | 3.6923 | lid_adequacy_scaled | 2026-07-10T11:21:49.898172
C_Target_VRE | Secondary Techs | PWRSPVINDNO | TotalAnnualMaxCapacityInvestment | 2045 | 4.7977 | lid_adequacy_scaled | 2026-07-10T11:21:49.898172
C_Target_VRE | Secondary Techs | PWRSPVINDNO | TotalAnnualMaxCapacityInvestment | 2046 | 6.6035 | lid_adequacy_scaled | 2026-07-10T11:21:49.898172
C_Target_VRE | Secondary Techs | PWRSPVINDNO | TotalAnnualMaxCapacityInvestment | 2047 | 8.5504 | lid_adequacy_scaled | 2026-07-10T11:21:49.898172
C_Target_VRE | Secondary Techs | PWRSPVINDNO | TotalAnnualMaxCapacityInvestment | 2048 | 10.6359 | lid_adequacy_scaled | 2026-07-10T11:21:49.898172
C_Target_VRE | Secondary Techs | PWRSPVINDNO | TotalAnnualMaxCapacityInvestment | 2049 | 12.8535 | lid_adequacy_scaled | 2026-07-10T11:21:49.898172
C_Target_VRE | Secondary Techs | PWRSPVINDNO | TotalAnnualMaxCapacityInvestment | 2050 | 15.1977 | lid_adequacy_scaled | 2026-07-10T11:21:49.898172
C_Target_VRE | Secondary Techs | PWRURNINDNO | TotalAnnualMaxCapacityInvestment | 2023 | 0.1 | lid_floor | 2026-07-10T11:21:49.898172
C_Target_VRE | Secondary Techs | PWRURNINDNO | TotalAnnualMaxCapacityInvestment | 2024 | 0.1 | lid_floor | 2026-07-10T11:21:49.898172
C_Target_VRE | Secondary Techs | PWRURNINDNO | TotalAnnualMaxCapacityInvestment | 2025 | 0.10395 | lid_fill | 2026-07-10T11:21:49.898172
C_Target_VRE | Secondary Techs | PWRURNINDNO | TotalAnnualMaxCapacityInvestment | 2026 | 0.707 | untie_min_inv | 2026-07-10T11:21:49.898172
C_Target_VRE | Secondary Techs | PWRURNINDNO | TotalAnnualMaxCapacityInvestment | 2027 | 0.11848 | lid_fill | 2026-07-10T11:21:49.898172
C_Target_VRE | Secondary Techs | PWRURNINDNO | TotalAnnualMaxCapacityInvestment | 2028 | 0.12871 | lid_relaxed | 2026-07-10T11:21:49.898172
C_Target_VRE | Secondary Techs | PWRURNINDNO | TotalAnnualMaxCapacityInvestment | 2029 | 1.414 | untie_min_inv | 2026-07-10T11:21:49.898172
C_Target_VRE | Secondary Techs | PWRURNINDNO | TotalAnnualMaxCapacityInvestment | 2030 | 0.1 | lid_floor | 2026-07-10T11:21:49.898172
C_Target_VRE | Secondary Techs | PWRURNINDNO | TotalAnnualMaxCapacityInvestment | 2031 | 0.1 | lid_floor | 2026-07-10T11:21:49.898172
C_Target_VRE | Secondary Techs | PWRURNINDNO | TotalAnnualMaxCapacityInvestment | 2032 | 0.10263 | lid_relaxed | 2026-07-10T11:21:49.898172
C_Target_VRE | Secondary Techs | PWRURNINDNO | TotalAnnualMaxCapacityInvestment | 2033 | 0.10157 | lid_relaxed | 2026-07-10T11:21:49.898172
C_Target_VRE | Secondary Techs | PWRURNINDNO | TotalAnnualMaxCapacityInvestment | 2034 | 0.10021 | lid_relaxed | 2026-07-10T11:21:49.898172
C_Target_VRE | Secondary Techs | PWRURNINDNO | TotalAnnualMaxCapacityInvestment | 2035 | 0.1 | lid_floor | 2026-07-10T11:21:49.898172
C_Target_VRE | Secondary Techs | PWRURNINDNO | TotalAnnualMaxCapacityInvestment | 2036 | 0.1 | lid_floor | 2026-07-10T11:21:49.898172
C_Target_VRE | Secondary Techs | PWRURNINDNO | TotalAnnualMaxCapacityInvestment | 2037 | 0.10817 | lid_relaxed | 2026-07-10T11:21:49.898172
C_Target_VRE | Secondary Techs | PWRURNINDNO | TotalAnnualMaxCapacityInvestment | 2038 | 0.10556 | lid_relaxed | 2026-07-10T11:21:49.898172
C_Target_VRE | Secondary Techs | PWRURNINDNO | TotalAnnualMaxCapacityInvestment | 2039 | 0.10262 | lid_relaxed | 2026-07-10T11:21:49.898172
C_Target_VRE | Secondary Techs | PWRURNINDNO | TotalAnnualMaxCapacityInvestment | 2040 | 0.1 | lid_floor | 2026-07-10T11:21:49.898172
C_Target_VRE | Secondary Techs | PWRURNINDNO | TotalAnnualMaxCapacityInvestment | 2041 | 0.1 | lid_floor | 2026-07-10T11:21:49.898172
C_Target_VRE | Secondary Techs | PWRURNINDNO | TotalAnnualMaxCapacityInvestment | 2042 | 0.10799 | lid_family_capped | 2026-07-10T11:21:49.898172
C_Target_VRE | Secondary Techs | PWRURNINDNO | TotalAnnualMaxCapacityInvestment | 2043 | 0.15745 | lid_adequacy_scaled | 2026-07-10T11:21:49.898172
C_Target_VRE | Secondary Techs | PWRURNINDNO | TotalAnnualMaxCapacityInvestment | 2044 | 0.20744 | lid_adequacy_scaled | 2026-07-10T11:21:49.898172
C_Target_VRE | Secondary Techs | PWRURNINDNO | TotalAnnualMaxCapacityInvestment | 2045 | 0.25606 | lid_adequacy_scaled | 2026-07-10T11:21:49.898172
C_Target_VRE | Secondary Techs | PWRURNINDNO | TotalAnnualMaxCapacityInvestment | 2046 | 0.3204 | lid_adequacy_scaled | 2026-07-10T11:21:49.898172
C_Target_VRE | Secondary Techs | PWRURNINDNO | TotalAnnualMaxCapacityInvestment | 2047 | 0.3803 | lid_adequacy_scaled | 2026-07-10T11:21:49.898172
C_Target_VRE | Secondary Techs | PWRURNINDNO | TotalAnnualMaxCapacityInvestment | 2048 | 0.43666 | lid_adequacy_scaled | 2026-07-10T11:21:49.898172
C_Target_VRE | Secondary Techs | PWRURNINDNO | TotalAnnualMaxCapacityInvestment | 2049 | 0.49002 | lid_adequacy_scaled | 2026-07-10T11:21:49.898172
C_Target_VRE | Secondary Techs | PWRURNINDNO | TotalAnnualMaxCapacityInvestment | 2050 | 0.54076 | lid_adequacy_scaled | 2026-07-10T11:21:49.898172
C_Target_VRE | Secondary Techs | PWRWONINDNO | TotalAnnualMaxCapacityInvestment | 2023 | 0.1 | lid_floor | 2026-07-10T11:21:49.898172
C_Target_VRE | Secondary Techs | PWRWONINDNO | TotalAnnualMaxCapacityInvestment | 2024 | 0.313 | lid_fill | 2026-07-10T11:21:49.898172
C_Target_VRE | Secondary Techs | PWRWONINDNO | TotalAnnualMaxCapacityInvestment | 2025 | 0.33092 | lid_fill | 2026-07-10T11:21:49.898172
C_Target_VRE | Secondary Techs | PWRWONINDNO | TotalAnnualMaxCapacityInvestment | 2026 | 0.35529 | lid_fill | 2026-07-10T11:21:49.898172
C_Target_VRE | Secondary Techs | PWRWONINDNO | TotalAnnualMaxCapacityInvestment | 2027 | 0.37716 | lid_fill | 2026-07-10T11:21:49.898172
C_Target_VRE | Secondary Techs | PWRWONINDNO | TotalAnnualMaxCapacityInvestment | 2028 | 0.40973 | lid_relaxed | 2026-07-10T11:21:49.898172
C_Target_VRE | Secondary Techs | PWRWONINDNO | TotalAnnualMaxCapacityInvestment | 2029 | 0.37963 | lid_relaxed | 2026-07-10T11:21:49.898172
C_Target_VRE | Secondary Techs | PWRWONINDNO | TotalAnnualMaxCapacityInvestment | 2030 | 0.25858 | lid_relaxed | 2026-07-10T11:21:49.898172
C_Target_VRE | Secondary Techs | PWRWONINDNO | TotalAnnualMaxCapacityInvestment | 2031 | 0.25994 | lid_relaxed | 2026-07-10T11:21:49.898172
C_Target_VRE | Secondary Techs | PWRWONINDNO | TotalAnnualMaxCapacityInvestment | 2032 | 0.32672 | lid_relaxed | 2026-07-10T11:21:49.898172
C_Target_VRE | Secondary Techs | PWRWONINDNO | TotalAnnualMaxCapacityInvestment | 2033 | 0.32333 | lid_relaxed | 2026-07-10T11:21:49.898172
C_Target_VRE | Secondary Techs | PWRWONINDNO | TotalAnnualMaxCapacityInvestment | 2034 | 0.319 | lid_relaxed | 2026-07-10T11:21:49.898172
C_Target_VRE | Secondary Techs | PWRWONINDNO | TotalAnnualMaxCapacityInvestment | 2035 | 0.31372 | lid_relaxed | 2026-07-10T11:21:49.898172
C_Target_VRE | Secondary Techs | PWRWONINDNO | TotalAnnualMaxCapacityInvestment | 2036 | 0.30749 | lid_relaxed | 2026-07-10T11:21:49.898172
C_Target_VRE | Secondary Techs | PWRWONINDNO | TotalAnnualMaxCapacityInvestment | 2037 | 0.34435 | lid_relaxed | 2026-07-10T11:21:49.898172
C_Target_VRE | Secondary Techs | PWRWONINDNO | TotalAnnualMaxCapacityInvestment | 2038 | 0.33603 | lid_relaxed | 2026-07-10T11:21:49.898172
C_Target_VRE | Secondary Techs | PWRWONINDNO | TotalAnnualMaxCapacityInvestment | 2039 | 0.32668 | lid_relaxed | 2026-07-10T11:21:49.898172
C_Target_VRE | Secondary Techs | PWRWONINDNO | TotalAnnualMaxCapacityInvestment | 2040 | 0.28578 | lid_relaxed | 2026-07-10T11:21:49.898172
C_Target_VRE | Secondary Techs | PWRWONINDNO | TotalAnnualMaxCapacityInvestment | 2041 | 0.31555 | lid_relaxed | 2026-07-10T11:21:49.898172
C_Target_VRE | Secondary Techs | PWRWONINDNO | TotalAnnualMaxCapacityInvestment | 2042 | 0.38959 | lid_relaxed | 2026-07-10T11:21:49.898172
C_Target_VRE | Secondary Techs | PWRWONINDNO | TotalAnnualMaxCapacityInvestment | 2043 | 0.60147 | lid_adequacy_scaled | 2026-07-10T11:21:49.898172
C_Target_VRE | Secondary Techs | PWRWONINDNO | TotalAnnualMaxCapacityInvestment | 2044 | 0.83643 | lid_adequacy_scaled | 2026-07-10T11:21:49.898172
C_Target_VRE | Secondary Techs | PWRWONINDNO | TotalAnnualMaxCapacityInvestment | 2045 | 1.0868 | lid_adequacy_scaled | 2026-07-10T11:21:49.898172
C_Target_VRE | Secondary Techs | PWRWONINDNO | TotalAnnualMaxCapacityInvestment | 2046 | 1.4959 | lid_adequacy_scaled | 2026-07-10T11:21:49.898172
C_Target_VRE | Secondary Techs | PWRWONINDNO | TotalAnnualMaxCapacityInvestment | 2047 | 1.937 | lid_adequacy_scaled | 2026-07-10T11:21:49.898172
C_Target_VRE | Secondary Techs | PWRWONINDNO | TotalAnnualMaxCapacityInvestment | 2048 | 2.4094 | lid_adequacy_scaled | 2026-07-10T11:21:49.898172
C_Target_VRE | Secondary Techs | PWRWONINDNO | TotalAnnualMaxCapacityInvestment | 2049 | 2.9118 | lid_adequacy_scaled | 2026-07-10T11:21:49.898172
C_Target_VRE | Secondary Techs | PWRWONINDNO | TotalAnnualMaxCapacityInvestment | 2050 | 3.4428 | lid_adequacy_scaled | 2026-07-10T11:21:49.898172
C_Target_VRE | Secondary Techs | PWRBIONPLXX | TotalAnnualMaxCapacityInvestment | 2023 | 0 | lid_floor_suppressed | 2026-07-10T11:21:49.898172
C_Target_VRE | Secondary Techs | PWRBIONPLXX | TotalAnnualMaxCapacityInvestment | 2024 | 0.00048487 | lid_floor_suppressed | 2026-07-10T11:21:49.898172
C_Target_VRE | Secondary Techs | PWRBIONPLXX | TotalAnnualMaxCapacityInvestment | 2025 | 0.00051094 | lid_floor_suppressed | 2026-07-10T11:21:49.898172
C_Target_VRE | Secondary Techs | PWRBIONPLXX | TotalAnnualMaxCapacityInvestment | 2026 | 0.00053892 | lid_floor_suppressed | 2026-07-10T11:21:49.898172
C_Target_VRE | Secondary Techs | PWRBIONPLXX | TotalAnnualMaxCapacityInvestment | 2027 | 0.00056907 | lid_floor_suppressed | 2026-07-10T11:21:49.898172
C_Target_VRE | Secondary Techs | PWRBIONPLXX | TotalAnnualMaxCapacityInvestment | 2028 | 0.00064675 | lid_floor_suppressed | 2026-07-10T11:21:49.898172
C_Target_VRE | Secondary Techs | PWRBIONPLXX | TotalAnnualMaxCapacityInvestment | 2029 | 0.0007068 | lid_floor_suppressed | 2026-07-10T11:21:49.898172
C_Target_VRE | Secondary Techs | PWRBIONPLXX | TotalAnnualMaxCapacityInvestment | 2030 | 0.00076493 | lid_floor_suppressed | 2026-07-10T11:21:49.898172
C_Target_VRE | Secondary Techs | PWRBIONPLXX | TotalAnnualMaxCapacityInvestment | 2031 | 0.00082767 | lid_floor_suppressed | 2026-07-10T11:21:49.898172
C_Target_VRE | Secondary Techs | PWRBIONPLXX | TotalAnnualMaxCapacityInvestment | 2032 | 0.00089589 | lid_floor_suppressed | 2026-07-10T11:21:49.898172
C_Target_VRE | Secondary Techs | PWRBIONPLXX | TotalAnnualMaxCapacityInvestment | 2033 | 0.00096961 | lid_floor_suppressed | 2026-07-10T11:21:49.898172
C_Target_VRE | Secondary Techs | PWRBIONPLXX | TotalAnnualMaxCapacityInvestment | 2034 | 0.00058632 | lid_floor_suppressed | 2026-07-10T11:21:49.898172
C_Target_VRE | Secondary Techs | PWRBIONPLXX | TotalAnnualMaxCapacityInvestment | 2035 | 0.00058632 | lid_floor_suppressed | 2026-07-10T11:21:49.898172
C_Target_VRE | Secondary Techs | PWRBIONPLXX | TotalAnnualMaxCapacityInvestment | 2036 | 0.00058632 | lid_floor_suppressed | 2026-07-10T11:21:49.898172
C_Target_VRE | Secondary Techs | PWRBIONPLXX | TotalAnnualMaxCapacityInvestment | 2037 | 0.00058619 | lid_floor_suppressed | 2026-07-10T11:21:49.898172
C_Target_VRE | Secondary Techs | PWRBIONPLXX | TotalAnnualMaxCapacityInvestment | 2038 | 0.00058632 | lid_floor_suppressed | 2026-07-10T11:21:49.898172
C_Target_VRE | Secondary Techs | PWRBIONPLXX | TotalAnnualMaxCapacityInvestment | 2039 | 0.00058632 | lid_floor_suppressed | 2026-07-10T11:21:49.898172
C_Target_VRE | Secondary Techs | PWRBIONPLXX | TotalAnnualMaxCapacityInvestment | 2040 | 0.00058632 | lid_floor_suppressed | 2026-07-10T11:21:49.898172
C_Target_VRE | Secondary Techs | PWRBIONPLXX | TotalAnnualMaxCapacityInvestment | 2041 | 0.00058632 | lid_floor_suppressed | 2026-07-10T11:21:49.898172
C_Target_VRE | Secondary Techs | PWRBIONPLXX | TotalAnnualMaxCapacityInvestment | 2042 | 0.00058632 | lid_floor_suppressed | 2026-07-10T11:21:49.898172
C_Target_VRE | Secondary Techs | PWRBIONPLXX | TotalAnnualMaxCapacityInvestment | 2043 | 0.00058632 | lid_floor_suppressed | 2026-07-10T11:21:49.898172
C_Target_VRE | Secondary Techs | PWRBIONPLXX | TotalAnnualMaxCapacityInvestment | 2044 | 0.00058632 | lid_floor_suppressed | 2026-07-10T11:21:49.898172
C_Target_VRE | Secondary Techs | PWRBIONPLXX | TotalAnnualMaxCapacityInvestment | 2045 | 0.00058632 | lid_floor_suppressed | 2026-07-10T11:21:49.898172
C_Target_VRE | Secondary Techs | PWRBIONPLXX | TotalAnnualMaxCapacityInvestment | 2046 | 0.0006899 | lid_adequacy_scaled | 2026-07-10T11:21:49.898172
C_Target_VRE | Secondary Techs | PWRBIONPLXX | TotalAnnualMaxCapacityInvestment | 2047 | 0.00081795 | lid_adequacy_scaled | 2026-07-10T11:21:49.898172
C_Target_VRE | Secondary Techs | PWRBIONPLXX | TotalAnnualMaxCapacityInvestment | 2048 | 0.00093873 | lid_adequacy_scaled | 2026-07-10T11:21:49.898172
C_Target_VRE | Secondary Techs | PWRBIONPLXX | TotalAnnualMaxCapacityInvestment | 2049 | 0.0010534 | lid_adequacy_scaled | 2026-07-10T11:21:49.898172
C_Target_VRE | Secondary Techs | PWRBIONPLXX | TotalAnnualMaxCapacityInvestment | 2050 | 0.0011631 | lid_adequacy_scaled | 2026-07-10T11:21:49.898172
C_Target_VRE | Secondary Techs | PWRSPVLKAXX | TotalAnnualMaxCapacityInvestment | 2023 | 0.1 | lid_floor | 2026-07-10T11:21:49.898172
C_Target_VRE | Secondary Techs | PWRSPVLKAXX | TotalAnnualMaxCapacityInvestment | 2024 | 0.1 | lid_floor | 2026-07-10T11:21:49.898172
C_Target_VRE | Secondary Techs | PWRSPVLKAXX | TotalAnnualMaxCapacityInvestment | 2025 | 0.202 | untie_min_inv | 2026-07-10T11:21:49.898172
C_Target_VRE | Secondary Techs | PWRSPVLKAXX | TotalAnnualMaxCapacityInvestment | 2026 | 0.4747 | untie_min_inv | 2026-07-10T11:21:49.898172
C_Target_VRE | Secondary Techs | PWRSPVLKAXX | TotalAnnualMaxCapacityInvestment | 2027 | 0.505 | untie_min_inv | 2026-07-10T11:21:49.898172
C_Target_VRE | Secondary Techs | PWRSPVLKAXX | TotalAnnualMaxCapacityInvestment | 2028 | 0.505 | untie_min_inv | 2026-07-10T11:21:49.898172
C_Target_VRE | Secondary Techs | PWRSPVLKAXX | TotalAnnualMaxCapacityInvestment | 2029 | 0.8787 | untie_min_inv | 2026-07-10T11:21:49.898172
C_Target_VRE | Secondary Techs | PWRSPVLKAXX | TotalAnnualMaxCapacityInvestment | 2030 | 0.4545 | untie_min_inv | 2026-07-10T11:21:49.898172
C_Target_VRE | Secondary Techs | PWRSPVLKAXX | TotalAnnualMaxCapacityInvestment | 2031 | 0.4545 | untie_min_inv | 2026-07-10T11:21:49.898172
C_Target_VRE | Secondary Techs | PWRSPVLKAXX | TotalAnnualMaxCapacityInvestment | 2032 | 0.3535 | untie_min_inv | 2026-07-10T11:21:49.898172
C_Target_VRE | Secondary Techs | PWRSPVLKAXX | TotalAnnualMaxCapacityInvestment | 2033 | 0.1 | lid_floor | 2026-07-10T11:21:49.898172
C_Target_VRE | Secondary Techs | PWRSPVLKAXX | TotalAnnualMaxCapacityInvestment | 2034 | 0.3535 | untie_min_inv | 2026-07-10T11:21:49.898172
C_Target_VRE | Secondary Techs | PWRSPVLKAXX | TotalAnnualMaxCapacityInvestment | 2035 | 0.3535 | untie_min_inv | 2026-07-10T11:21:49.898172
C_Target_VRE | Secondary Techs | PWRSPVLKAXX | TotalAnnualMaxCapacityInvestment | 2036 | 0.3535 | untie_min_inv | 2026-07-10T11:21:49.898172
C_Target_VRE | Secondary Techs | PWRSPVLKAXX | TotalAnnualMaxCapacityInvestment | 2037 | 0.11466 | lid_relaxed | 2026-07-10T11:21:49.898172
C_Target_VRE | Secondary Techs | PWRSPVLKAXX | TotalAnnualMaxCapacityInvestment | 2038 | 0.404 | untie_min_inv | 2026-07-10T11:21:49.898172
C_Target_VRE | Secondary Techs | PWRSPVLKAXX | TotalAnnualMaxCapacityInvestment | 2039 | 0.404 | untie_min_inv | 2026-07-10T11:21:49.898172
C_Target_VRE | Secondary Techs | PWRSPVLKAXX | TotalAnnualMaxCapacityInvestment | 2040 | 0.14004 | lid_relaxed | 2026-07-10T11:21:49.898172
C_Target_VRE | Secondary Techs | PWRSPVLKAXX | TotalAnnualMaxCapacityInvestment | 2041 | 0.15626 | lid_relaxed | 2026-07-10T11:21:49.898172
C_Target_VRE | Secondary Techs | PWRSPVLKAXX | TotalAnnualMaxCapacityInvestment | 2042 | 0.16633 | lid_relaxed | 2026-07-10T11:21:49.898172
C_Target_VRE | Secondary Techs | PWRSPVLKAXX | TotalAnnualMaxCapacityInvestment | 2043 | 0.17909 | lid_relaxed | 2026-07-10T11:21:49.898172
C_Target_VRE | Secondary Techs | PWRSPVLKAXX | TotalAnnualMaxCapacityInvestment | 2044 | 0.4545 | untie_min_inv | 2026-07-10T11:21:49.898172
C_Target_VRE | Secondary Techs | PWRSPVLKAXX | TotalAnnualMaxCapacityInvestment | 2045 | 0.20686 | lid_adequacy_scaled | 2026-07-10T11:21:49.898172
C_Target_VRE | Secondary Techs | PWRSPVLKAXX | TotalAnnualMaxCapacityInvestment | 2046 | 0.28977 | lid_adequacy_scaled | 2026-07-10T11:21:49.898172
C_Target_VRE | Secondary Techs | PWRSPVLKAXX | TotalAnnualMaxCapacityInvestment | 2047 | 0.38255 | lid_adequacy_scaled | 2026-07-10T11:21:49.898172
C_Target_VRE | Secondary Techs | PWRSPVLKAXX | TotalAnnualMaxCapacityInvestment | 2048 | 0.47977 | lid_adequacy_scaled | 2026-07-10T11:21:49.898172
C_Target_VRE | Secondary Techs | PWRSPVLKAXX | TotalAnnualMaxCapacityInvestment | 2049 | 0.5907 | lid_adequacy_scaled | 2026-07-10T11:21:49.898172
C_Target_VRE | Secondary Techs | PWRSPVLKAXX | TotalAnnualMaxCapacityInvestment | 2050 | 0.71277 | lid_adequacy_scaled | 2026-07-10T11:21:49.898172
C_Target_VRE | Secondary Techs | PWRWASINDSO | TotalAnnualMaxCapacityInvestment | 2023 | 0 | lid_floor_suppressed | 2026-07-10T11:21:49.898172
C_Target_VRE | Secondary Techs | PWRWASINDSO | TotalAnnualMaxCapacityInvestment | 2024 | 0.011395 | lid_floor_suppressed | 2026-07-10T11:21:49.898172
C_Target_VRE | Secondary Techs | PWRWASINDSO | TotalAnnualMaxCapacityInvestment | 2025 | 0.012099 | lid_floor_suppressed | 2026-07-10T11:21:49.898172
C_Target_VRE | Secondary Techs | PWRWASINDSO | TotalAnnualMaxCapacityInvestment | 2026 | 0.013321 | lid_floor_suppressed | 2026-07-10T11:21:49.898172
C_Target_VRE | Secondary Techs | PWRWASINDSO | TotalAnnualMaxCapacityInvestment | 2027 | 0.013476 | lid_floor_suppressed | 2026-07-10T11:21:49.898172
C_Target_VRE | Secondary Techs | PWRWASINDSO | TotalAnnualMaxCapacityInvestment | 2028 | 0.014037 | lid_floor_suppressed | 2026-07-10T11:21:49.898172
C_Target_VRE | Secondary Techs | PWRWASINDSO | TotalAnnualMaxCapacityInvestment | 2029 | 0.012717 | lid_floor_suppressed | 2026-07-10T11:21:49.898172
C_Target_VRE | Secondary Techs | PWRWASINDSO | TotalAnnualMaxCapacityInvestment | 2030 | 0.0087232 | lid_floor_suppressed | 2026-07-10T11:21:49.898172
C_Target_VRE | Secondary Techs | PWRWASINDSO | TotalAnnualMaxCapacityInvestment | 2031 | 0.0080938 | lid_floor_suppressed | 2026-07-10T11:21:49.898172
C_Target_VRE | Secondary Techs | PWRWASINDSO | TotalAnnualMaxCapacityInvestment | 2032 | 0.010123 | lid_floor_suppressed | 2026-07-10T11:21:49.898172
C_Target_VRE | Secondary Techs | PWRWASINDSO | TotalAnnualMaxCapacityInvestment | 2033 | 0.0097461 | lid_floor_suppressed | 2026-07-10T11:21:49.898172
C_Target_VRE | Secondary Techs | PWRWASINDSO | TotalAnnualMaxCapacityInvestment | 2034 | 0.0093692 | lid_floor_suppressed | 2026-07-10T11:21:49.898172
C_Target_VRE | Secondary Techs | PWRWASINDSO | TotalAnnualMaxCapacityInvestment | 2035 | 0.008992 | lid_floor_suppressed | 2026-07-10T11:21:49.898172
C_Target_VRE | Secondary Techs | PWRWASINDSO | TotalAnnualMaxCapacityInvestment | 2036 | 0.008615 | lid_floor_suppressed | 2026-07-10T11:21:49.898172
C_Target_VRE | Secondary Techs | PWRWASINDSO | TotalAnnualMaxCapacityInvestment | 2037 | 0.0091393 | lid_floor_suppressed | 2026-07-10T11:21:49.898172
C_Target_VRE | Secondary Techs | PWRWASINDSO | TotalAnnualMaxCapacityInvestment | 2038 | 0.0087362 | lid_floor_suppressed | 2026-07-10T11:21:49.898172
C_Target_VRE | Secondary Techs | PWRWASINDSO | TotalAnnualMaxCapacityInvestment | 2039 | 0.008333 | lid_floor_suppressed | 2026-07-10T11:21:49.898172
C_Target_VRE | Secondary Techs | PWRWASINDSO | TotalAnnualMaxCapacityInvestment | 2040 | 0.0075564 | lid_floor_suppressed | 2026-07-10T11:21:49.898172
C_Target_VRE | Secondary Techs | PWRWASINDSO | TotalAnnualMaxCapacityInvestment | 2041 | 0.0075133 | lid_floor_suppressed | 2026-07-10T11:21:49.898172
C_Target_VRE | Secondary Techs | PWRWASINDSO | TotalAnnualMaxCapacityInvestment | 2042 | 0.0086537 | lid_floor_suppressed | 2026-07-10T11:21:49.898172
C_Target_VRE | Secondary Techs | PWRWASINDSO | TotalAnnualMaxCapacityInvestment | 2043 | 0.011867 | lid_adequacy_scaled | 2026-07-10T11:21:49.898172
C_Target_VRE | Secondary Techs | PWRWASINDSO | TotalAnnualMaxCapacityInvestment | 2044 | 0.015647 | lid_adequacy_scaled | 2026-07-10T11:21:49.898172
C_Target_VRE | Secondary Techs | PWRWASINDSO | TotalAnnualMaxCapacityInvestment | 2045 | 0.019357 | lid_adequacy_scaled | 2026-07-10T11:21:49.898172
C_Target_VRE | Secondary Techs | PWRWASINDSO | TotalAnnualMaxCapacityInvestment | 2046 | 0.024173 | lid_adequacy_scaled | 2026-07-10T11:21:49.898172
C_Target_VRE | Secondary Techs | PWRWASINDSO | TotalAnnualMaxCapacityInvestment | 2047 | 0.028674 | lid_adequacy_scaled | 2026-07-10T11:21:49.898172
C_Target_VRE | Secondary Techs | PWRWASINDSO | TotalAnnualMaxCapacityInvestment | 2048 | 0.032912 | lid_adequacy_scaled | 2026-07-10T11:21:49.898172
C_Target_VRE | Secondary Techs | PWRWASINDSO | TotalAnnualMaxCapacityInvestment | 2049 | 0.03693 | lid_adequacy_scaled | 2026-07-10T11:21:49.898172
C_Target_VRE | Secondary Techs | PWRWASINDSO | TotalAnnualMaxCapacityInvestment | 2050 | 0.040759 | lid_adequacy_scaled | 2026-07-10T11:21:49.898172
C_Target_VRE | Secondary Techs | PWRWONINDSO | TotalAnnualMaxCapacityInvestment | 2023 | 0.1 | lid_floor | 2026-07-10T11:21:49.898172
C_Target_VRE | Secondary Techs | PWRWONINDSO | TotalAnnualMaxCapacityInvestment | 2024 | 1.1831 | lid_fill | 2026-07-10T11:21:49.898172
C_Target_VRE | Secondary Techs | PWRWONINDSO | TotalAnnualMaxCapacityInvestment | 2025 | 1.2562 | lid_fill | 2026-07-10T11:21:49.898172
C_Target_VRE | Secondary Techs | PWRWONINDSO | TotalAnnualMaxCapacityInvestment | 2026 | 1.3832 | lid_fill | 2026-07-10T11:21:49.898172
C_Target_VRE | Secondary Techs | PWRWONINDSO | TotalAnnualMaxCapacityInvestment | 2027 | 1.3992 | lid_fill | 2026-07-10T11:21:49.898172
C_Target_VRE | Secondary Techs | PWRWONINDSO | TotalAnnualMaxCapacityInvestment | 2028 | 1.5061 | lid_relaxed | 2026-07-10T11:21:49.898172
C_Target_VRE | Secondary Techs | PWRWONINDSO | TotalAnnualMaxCapacityInvestment | 2029 | 1.4084 | lid_relaxed | 2026-07-10T11:21:49.898172
C_Target_VRE | Secondary Techs | PWRWONINDSO | TotalAnnualMaxCapacityInvestment | 2030 | 0.99633 | lid_relaxed | 2026-07-10T11:21:49.898172
C_Target_VRE | Secondary Techs | PWRWONINDSO | TotalAnnualMaxCapacityInvestment | 2031 | 0.95806 | lid_relaxed | 2026-07-10T11:21:49.898172
C_Target_VRE | Secondary Techs | PWRWONINDSO | TotalAnnualMaxCapacityInvestment | 2032 | 1.2403 | lid_relaxed | 2026-07-10T11:21:49.898172
C_Target_VRE | Secondary Techs | PWRWONINDSO | TotalAnnualMaxCapacityInvestment | 2033 | 1.2346 | lid_relaxed | 2026-07-10T11:21:49.898172
C_Target_VRE | Secondary Techs | PWRWONINDSO | TotalAnnualMaxCapacityInvestment | 2034 | 1.2258 | lid_relaxed | 2026-07-10T11:21:49.898172
C_Target_VRE | Secondary Techs | PWRWONINDSO | TotalAnnualMaxCapacityInvestment | 2035 | 1.2138 | lid_relaxed | 2026-07-10T11:21:49.898172
C_Target_VRE | Secondary Techs | PWRWONINDSO | TotalAnnualMaxCapacityInvestment | 2036 | 1.1986 | lid_relaxed | 2026-07-10T11:21:49.898172
C_Target_VRE | Secondary Techs | PWRWONINDSO | TotalAnnualMaxCapacityInvestment | 2037 | 1.3096 | lid_relaxed | 2026-07-10T11:21:49.898172
C_Target_VRE | Secondary Techs | PWRWONINDSO | TotalAnnualMaxCapacityInvestment | 2038 | 1.2881 | lid_relaxed | 2026-07-10T11:21:49.898172
C_Target_VRE | Secondary Techs | PWRWONINDSO | TotalAnnualMaxCapacityInvestment | 2039 | 1.2632 | lid_relaxed | 2026-07-10T11:21:49.898172
C_Target_VRE | Secondary Techs | PWRWONINDSO | TotalAnnualMaxCapacityInvestment | 2040 | 1.1769 | lid_relaxed | 2026-07-10T11:21:49.898172
C_Target_VRE | Secondary Techs | PWRWONINDSO | TotalAnnualMaxCapacityInvestment | 2041 | 1.2482 | lid_relaxed | 2026-07-10T11:21:49.898172
C_Target_VRE | Secondary Techs | PWRWONINDSO | TotalAnnualMaxCapacityInvestment | 2042 | 1.5275 | lid_relaxed | 2026-07-10T11:21:49.898172
C_Target_VRE | Secondary Techs | PWRWONINDSO | TotalAnnualMaxCapacityInvestment | 2043 | 2.218 | lid_adequacy_scaled | 2026-07-10T11:21:49.898172
C_Target_VRE | Secondary Techs | PWRWONINDSO | TotalAnnualMaxCapacityInvestment | 2044 | 3.0869 | lid_adequacy_scaled | 2026-07-10T11:21:49.898172
C_Target_VRE | Secondary Techs | PWRWONINDSO | TotalAnnualMaxCapacityInvestment | 2045 | 4.0198 | lid_adequacy_scaled | 2026-07-10T11:21:49.898172
C_Target_VRE | Secondary Techs | PWRWONINDSO | TotalAnnualMaxCapacityInvestment | 2046 | 5.5219 | lid_adequacy_scaled | 2026-07-10T11:21:49.898172
C_Target_VRE | Secondary Techs | PWRWONINDSO | TotalAnnualMaxCapacityInvestment | 2047 | 7.1455 | lid_adequacy_scaled | 2026-07-10T11:21:49.898172
C_Target_VRE | Secondary Techs | PWRWONINDSO | TotalAnnualMaxCapacityInvestment | 2048 | 8.8852 | lid_adequacy_scaled | 2026-07-10T11:21:49.898172
C_Target_VRE | Secondary Techs | PWRWONINDSO | TotalAnnualMaxCapacityInvestment | 2049 | 10.7366 | lid_adequacy_scaled | 2026-07-10T11:21:49.898172
C_Target_VRE | Secondary Techs | PWRWONINDSO | TotalAnnualMaxCapacityInvestment | 2050 | 12.6964 | lid_adequacy_scaled | 2026-07-10T11:21:49.898172
C_Target_VRE | Secondary Techs | PWRLDSINDSO | TotalAnnualMaxCapacityInvestment | 2023 | 9999 | exempt_maxcap_uncapped | 2026-07-10T11:21:49.898172
C_Target_VRE | Secondary Techs | PWRLDSINDSO | TotalAnnualMaxCapacityInvestment | 2024 | 9999 | exempt_maxcap_uncapped | 2026-07-10T11:21:49.898172
C_Target_VRE | Secondary Techs | PWRLDSINDSO | TotalAnnualMaxCapacityInvestment | 2025 | 9999 | exempt_maxcap_uncapped | 2026-07-10T11:21:49.898172
C_Target_VRE | Secondary Techs | PWRLDSINDSO | TotalAnnualMaxCapacityInvestment | 2026 | 9999 | exempt_maxcap_uncapped | 2026-07-10T11:21:49.898172
C_Target_VRE | Secondary Techs | PWRLDSINDSO | TotalAnnualMaxCapacityInvestment | 2027 | 9999 | exempt_maxcap_uncapped | 2026-07-10T11:21:49.898172
C_Target_VRE | Secondary Techs | PWRLDSINDSO | TotalAnnualMaxCapacityInvestment | 2028 | 9999 | exempt_maxcap_uncapped | 2026-07-10T11:21:49.898172
C_Target_VRE | Secondary Techs | PWRLDSINDSO | TotalAnnualMaxCapacityInvestment | 2029 | 9999 | exempt_maxcap_uncapped | 2026-07-10T11:21:49.898172
C_Target_VRE | Secondary Techs | PWRLDSINDSO | TotalAnnualMaxCapacityInvestment | 2030 | 9999 | exempt_maxcap_uncapped | 2026-07-10T11:21:49.898172
C_Target_VRE | Secondary Techs | PWRLDSINDSO | TotalAnnualMaxCapacityInvestment | 2031 | 9999 | exempt_maxcap_uncapped | 2026-07-10T11:21:49.898172
C_Target_VRE | Secondary Techs | PWRLDSINDSO | TotalAnnualMaxCapacityInvestment | 2032 | 9999 | exempt_maxcap_uncapped | 2026-07-10T11:21:49.898172
C_Target_VRE | Secondary Techs | PWRLDSINDSO | TotalAnnualMaxCapacityInvestment | 2033 | 9999 | exempt_maxcap_uncapped | 2026-07-10T11:21:49.898172
C_Target_VRE | Secondary Techs | PWRLDSINDSO | TotalAnnualMaxCapacityInvestment | 2034 | 9999 | exempt_maxcap_uncapped | 2026-07-10T11:21:49.898172
C_Target_VRE | Secondary Techs | PWRLDSINDSO | TotalAnnualMaxCapacityInvestment | 2035 | 9999 | exempt_maxcap_uncapped | 2026-07-10T11:21:49.898172
C_Target_VRE | Secondary Techs | PWRLDSINDSO | TotalAnnualMaxCapacityInvestment | 2036 | 9999 | exempt_maxcap_uncapped | 2026-07-10T11:21:49.898172
C_Target_VRE | Secondary Techs | PWRLDSINDSO | TotalAnnualMaxCapacityInvestment | 2037 | 9999 | exempt_maxcap_uncapped | 2026-07-10T11:21:49.898172
C_Target_VRE | Secondary Techs | PWRLDSINDSO | TotalAnnualMaxCapacityInvestment | 2038 | 9999 | exempt_maxcap_uncapped | 2026-07-10T11:21:49.898172
C_Target_VRE | Secondary Techs | PWRLDSINDSO | TotalAnnualMaxCapacityInvestment | 2039 | 9999 | exempt_maxcap_uncapped | 2026-07-10T11:21:49.898172
C_Target_VRE | Secondary Techs | PWRLDSINDSO | TotalAnnualMaxCapacityInvestment | 2040 | 9999 | exempt_maxcap_uncapped | 2026-07-10T11:21:49.898172
C_Target_VRE | Secondary Techs | PWRLDSINDSO | TotalAnnualMaxCapacityInvestment | 2041 | 9999 | exempt_maxcap_uncapped | 2026-07-10T11:21:49.898172
C_Target_VRE | Secondary Techs | PWRLDSINDSO | TotalAnnualMaxCapacityInvestment | 2042 | 9999 | exempt_maxcap_uncapped | 2026-07-10T11:21:49.898172
C_Target_VRE | Secondary Techs | PWRLDSINDSO | TotalAnnualMaxCapacityInvestment | 2043 | 9999 | exempt_maxcap_uncapped | 2026-07-10T11:21:49.898172
C_Target_VRE | Secondary Techs | PWRLDSINDSO | TotalAnnualMaxCapacityInvestment | 2044 | 9999 | exempt_maxcap_uncapped | 2026-07-10T11:21:49.898172
C_Target_VRE | Secondary Techs | PWRLDSINDSO | TotalAnnualMaxCapacityInvestment | 2045 | 9999 | exempt_maxcap_uncapped | 2026-07-10T11:21:49.898172
C_Target_VRE | Secondary Techs | PWRLDSINDSO | TotalAnnualMaxCapacityInvestment | 2046 | 9999 | exempt_maxcap_uncapped | 2026-07-10T11:21:49.898172
C_Target_VRE | Secondary Techs | PWRLDSINDSO | TotalAnnualMaxCapacityInvestment | 2047 | 9999 | exempt_maxcap_uncapped | 2026-07-10T11:21:49.898172
C_Target_VRE | Secondary Techs | PWRLDSINDSO | TotalAnnualMaxCapacityInvestment | 2048 | 9999 | exempt_maxcap_uncapped | 2026-07-10T11:21:49.898172
C_Target_VRE | Secondary Techs | PWRLDSINDSO | TotalAnnualMaxCapacityInvestment | 2049 | 9999 | exempt_maxcap_uncapped | 2026-07-10T11:21:49.898172
C_Target_VRE | Secondary Techs | PWRLDSINDSO | TotalAnnualMaxCapacityInvestment | 2050 | 9999 | exempt_maxcap_uncapped | 2026-07-10T11:21:49.898172
C_Target_VRE | Secondary Techs | PWRLDSINDSO | TotalAnnualMaxCapacityInvestment | 2023 | 9999 | exempt_uncapped | 2026-07-10T11:21:49.898172
C_Target_VRE | Secondary Techs | PWRLDSINDSO | TotalAnnualMaxCapacityInvestment | 2024 | 9999 | exempt_uncapped | 2026-07-10T11:21:49.898172
C_Target_VRE | Secondary Techs | PWRLDSINDSO | TotalAnnualMaxCapacityInvestment | 2025 | 9999 | exempt_uncapped | 2026-07-10T11:21:49.898172
C_Target_VRE | Secondary Techs | PWRLDSINDSO | TotalAnnualMaxCapacityInvestment | 2026 | 9999 | exempt_uncapped | 2026-07-10T11:21:49.898172
C_Target_VRE | Secondary Techs | PWRLDSINDSO | TotalAnnualMaxCapacityInvestment | 2027 | 9999 | exempt_uncapped | 2026-07-10T11:21:49.898172
C_Target_VRE | Secondary Techs | PWRLDSINDSO | TotalAnnualMaxCapacityInvestment | 2028 | 9999 | exempt_uncapped | 2026-07-10T11:21:49.898172
C_Target_VRE | Secondary Techs | PWRLDSINDSO | TotalAnnualMaxCapacityInvestment | 2029 | 9999 | exempt_uncapped | 2026-07-10T11:21:49.898172
C_Target_VRE | Secondary Techs | PWRLDSINDSO | TotalAnnualMaxCapacityInvestment | 2030 | 9999 | exempt_uncapped | 2026-07-10T11:21:49.898172
C_Target_VRE | Secondary Techs | PWRLDSINDSO | TotalAnnualMaxCapacityInvestment | 2031 | 9999 | exempt_uncapped | 2026-07-10T11:21:49.898172
C_Target_VRE | Secondary Techs | PWRLDSINDSO | TotalAnnualMaxCapacityInvestment | 2032 | 9999 | exempt_uncapped | 2026-07-10T11:21:49.898172
C_Target_VRE | Secondary Techs | PWRLDSINDSO | TotalAnnualMaxCapacityInvestment | 2033 | 9999 | exempt_uncapped | 2026-07-10T11:21:49.898172
C_Target_VRE | Secondary Techs | PWRLDSINDSO | TotalAnnualMaxCapacityInvestment | 2034 | 9999 | exempt_uncapped | 2026-07-10T11:21:49.898172
C_Target_VRE | Secondary Techs | PWRLDSINDSO | TotalAnnualMaxCapacityInvestment | 2035 | 9999 | exempt_uncapped | 2026-07-10T11:21:49.898172
C_Target_VRE | Secondary Techs | PWRLDSINDSO | TotalAnnualMaxCapacityInvestment | 2036 | 9999 | exempt_uncapped | 2026-07-10T11:21:49.898172
C_Target_VRE | Secondary Techs | PWRLDSINDSO | TotalAnnualMaxCapacityInvestment | 2037 | 9999 | exempt_uncapped | 2026-07-10T11:21:49.898172
C_Target_VRE | Secondary Techs | PWRLDSINDSO | TotalAnnualMaxCapacityInvestment | 2038 | 9999 | exempt_uncapped | 2026-07-10T11:21:49.898172
C_Target_VRE | Secondary Techs | PWRLDSINDSO | TotalAnnualMaxCapacityInvestment | 2039 | 9999 | exempt_uncapped | 2026-07-10T11:21:49.898172
C_Target_VRE | Secondary Techs | PWRLDSINDSO | TotalAnnualMaxCapacityInvestment | 2040 | 9999 | exempt_uncapped | 2026-07-10T11:21:49.898172
C_Target_VRE | Secondary Techs | PWRLDSINDSO | TotalAnnualMaxCapacityInvestment | 2041 | 9999 | exempt_uncapped | 2026-07-10T11:21:49.898172
C_Target_VRE | Secondary Techs | PWRLDSINDSO | TotalAnnualMaxCapacityInvestment | 2042 | 9999 | exempt_uncapped | 2026-07-10T11:21:49.898172
C_Target_VRE | Secondary Techs | PWRLDSINDSO | TotalAnnualMaxCapacityInvestment | 2043 | 9999 | exempt_uncapped | 2026-07-10T11:21:49.898172
C_Target_VRE | Secondary Techs | PWRLDSINDSO | TotalAnnualMaxCapacityInvestment | 2044 | 9999 | exempt_uncapped | 2026-07-10T11:21:49.898172
C_Target_VRE | Secondary Techs | PWRLDSINDSO | TotalAnnualMaxCapacityInvestment | 2045 | 9999 | exempt_uncapped | 2026-07-10T11:21:49.898172
C_Target_VRE | Secondary Techs | PWRLDSINDSO | TotalAnnualMaxCapacityInvestment | 2046 | 9999 | exempt_uncapped | 2026-07-10T11:21:49.898172
C_Target_VRE | Secondary Techs | PWRLDSINDSO | TotalAnnualMaxCapacityInvestment | 2047 | 9999 | exempt_uncapped | 2026-07-10T11:21:49.898172
C_Target_VRE | Secondary Techs | PWRLDSINDSO | TotalAnnualMaxCapacityInvestment | 2048 | 9999 | exempt_uncapped | 2026-07-10T11:21:49.898172
C_Target_VRE | Secondary Techs | PWRLDSINDSO | TotalAnnualMaxCapacityInvestment | 2049 | 9999 | exempt_uncapped | 2026-07-10T11:21:49.898172
C_Target_VRE | Secondary Techs | PWRLDSINDSO | TotalAnnualMaxCapacityInvestment | 2050 | 9999 | exempt_uncapped | 2026-07-10T11:21:49.898172
C_Target_VRE | Secondary Techs | PWRWASINDWE | TotalAnnualMaxCapacityInvestment | 2023 | 0 | lid_floor_suppressed | 2026-07-10T11:21:49.898172
C_Target_VRE | Secondary Techs | PWRWASINDWE | TotalAnnualMaxCapacityInvestment | 2024 | 0.0072505 | lid_floor_suppressed | 2026-07-10T11:21:49.898172
C_Target_VRE | Secondary Techs | PWRWASINDWE | TotalAnnualMaxCapacityInvestment | 2025 | 0.0079334 | lid_floor_suppressed | 2026-07-10T11:21:49.898172
C_Target_VRE | Secondary Techs | PWRWASINDWE | TotalAnnualMaxCapacityInvestment | 2026 | 0.0089446 | lid_floor_suppressed | 2026-07-10T11:21:49.898172
C_Target_VRE | Secondary Techs | PWRWASINDWE | TotalAnnualMaxCapacityInvestment | 2027 | 0.0086257 | lid_floor_suppressed | 2026-07-10T11:21:49.898172
C_Target_VRE | Secondary Techs | PWRWASINDWE | TotalAnnualMaxCapacityInvestment | 2028 | 0.0089368 | lid_floor_suppressed | 2026-07-10T11:21:49.898172
C_Target_VRE | Secondary Techs | PWRWASINDWE | TotalAnnualMaxCapacityInvestment | 2029 | 0.0076569 | lid_floor_suppressed | 2026-07-10T11:21:49.898172
C_Target_VRE | Secondary Techs | PWRWASINDWE | TotalAnnualMaxCapacityInvestment | 2030 | 0.0026754 | lid_floor_suppressed | 2026-07-10T11:21:49.898172
C_Target_VRE | Secondary Techs | PWRWASINDWE | TotalAnnualMaxCapacityInvestment | 2031 | 0.0021816 | lid_floor_suppressed | 2026-07-10T11:21:49.898172
C_Target_VRE | Secondary Techs | PWRWASINDWE | TotalAnnualMaxCapacityInvestment | 2032 | 0.0047846 | lid_floor_suppressed | 2026-07-10T11:21:49.898172
C_Target_VRE | Secondary Techs | PWRWASINDWE | TotalAnnualMaxCapacityInvestment | 2033 | 0.0044342 | lid_floor_suppressed | 2026-07-10T11:21:49.898172
C_Target_VRE | Secondary Techs | PWRWASINDWE | TotalAnnualMaxCapacityInvestment | 2034 | 0.0040838 | lid_floor_suppressed | 2026-07-10T11:21:49.898172
C_Target_VRE | Secondary Techs | PWRWASINDWE | TotalAnnualMaxCapacityInvestment | 2035 | 0.0037334 | lid_floor_suppressed | 2026-07-10T11:21:49.898172
C_Target_VRE | Secondary Techs | PWRWASINDWE | TotalAnnualMaxCapacityInvestment | 2036 | 0.003383 | lid_floor_suppressed | 2026-07-10T11:21:49.898172
C_Target_VRE | Secondary Techs | PWRWASINDWE | TotalAnnualMaxCapacityInvestment | 2037 | 0.0038092 | lid_floor_suppressed | 2026-07-10T11:21:49.898172
C_Target_VRE | Secondary Techs | PWRWASINDWE | TotalAnnualMaxCapacityInvestment | 2038 | 0.0034226 | lid_floor_suppressed | 2026-07-10T11:21:49.898172
C_Target_VRE | Secondary Techs | PWRWASINDWE | TotalAnnualMaxCapacityInvestment | 2039 | 0.0030361 | lid_floor_suppressed | 2026-07-10T11:21:49.898172
C_Target_VRE | Secondary Techs | PWRWASINDWE | TotalAnnualMaxCapacityInvestment | 2040 | 0.0026494 | lid_floor_suppressed | 2026-07-10T11:21:49.898172
C_Target_VRE | Secondary Techs | PWRWASINDWE | TotalAnnualMaxCapacityInvestment | 2041 | 0.0024895 | lid_adequacy_scaled | 2026-07-10T11:21:49.898172
C_Target_VRE | Secondary Techs | PWRWASINDWE | TotalAnnualMaxCapacityInvestment | 2042 | 0.0049786 | lid_adequacy_scaled | 2026-07-10T11:21:49.898172
C_Target_VRE | Secondary Techs | PWRWASINDWE | TotalAnnualMaxCapacityInvestment | 2043 | 0.0073726 | lid_adequacy_scaled | 2026-07-10T11:21:49.898172
C_Target_VRE | Secondary Techs | PWRWASINDWE | TotalAnnualMaxCapacityInvestment | 2044 | 0.0096992 | lid_adequacy_scaled | 2026-07-10T11:21:49.898172
C_Target_VRE | Secondary Techs | PWRWASINDWE | TotalAnnualMaxCapacityInvestment | 2045 | 0.011954 | lid_adequacy_scaled | 2026-07-10T11:21:49.898172
C_Target_VRE | Secondary Techs | PWRWASINDWE | TotalAnnualMaxCapacityInvestment | 2046 | 0.01499 | lid_adequacy_scaled | 2026-07-10T11:21:49.898172
C_Target_VRE | Secondary Techs | PWRWASINDWE | TotalAnnualMaxCapacityInvestment | 2047 | 0.017801 | lid_adequacy_scaled | 2026-07-10T11:21:49.898172
C_Target_VRE | Secondary Techs | PWRWASINDWE | TotalAnnualMaxCapacityInvestment | 2048 | 0.02039 | lid_adequacy_scaled | 2026-07-10T11:21:49.898172
C_Target_VRE | Secondary Techs | PWRWASINDWE | TotalAnnualMaxCapacityInvestment | 2049 | 0.022752 | lid_adequacy_scaled | 2026-07-10T11:21:49.898172
C_Target_VRE | Secondary Techs | PWRWASINDWE | TotalAnnualMaxCapacityInvestment | 2050 | 0.024864 | lid_adequacy_scaled | 2026-07-10T11:21:49.898172
C_Target_VRE | Secondary Techs | PWRNGSINDWE | TotalAnnualMaxCapacityInvestment | 2023 | 0.1 | lid_floor | 2026-07-10T11:21:49.898172
C_Target_VRE | Secondary Techs | PWRNGSINDWE | TotalAnnualMaxCapacityInvestment | 2024 | 0.66363 | lid_fill | 2026-07-10T11:21:49.898172
C_Target_VRE | Secondary Techs | PWRNGSINDWE | TotalAnnualMaxCapacityInvestment | 2025 | 0.72614 | lid_fill | 2026-07-10T11:21:49.898172
C_Target_VRE | Secondary Techs | PWRNGSINDWE | TotalAnnualMaxCapacityInvestment | 2026 | 0.8187 | lid_fill | 2026-07-10T11:21:49.898172
C_Target_VRE | Secondary Techs | PWRNGSINDWE | TotalAnnualMaxCapacityInvestment | 2027 | 0.78951 | lid_fill | 2026-07-10T11:21:49.898172
C_Target_VRE | Secondary Techs | PWRNGSINDWE | TotalAnnualMaxCapacityInvestment | 2028 | 0.84525 | lid_relaxed | 2026-07-10T11:21:49.898172
C_Target_VRE | Secondary Techs | PWRNGSINDWE | TotalAnnualMaxCapacityInvestment | 2029 | 0.74756 | lid_relaxed | 2026-07-10T11:21:49.898172
C_Target_VRE | Secondary Techs | PWRNGSINDWE | TotalAnnualMaxCapacityInvestment | 2030 | 0.26937 | lid_relaxed | 2026-07-10T11:21:49.898172
C_Target_VRE | Secondary Techs | PWRNGSINDWE | TotalAnnualMaxCapacityInvestment | 2031 | 0.22764 | lid_relaxed | 2026-07-10T11:21:49.898172
C_Target_VRE | Secondary Techs | PWRNGSINDWE | TotalAnnualMaxCapacityInvestment | 2032 | 0.51677 | lid_relaxed | 2026-07-10T11:21:49.898172
C_Target_VRE | Secondary Techs | PWRNGSINDWE | TotalAnnualMaxCapacityInvestment | 2033 | 0.48704 | lid_family_capped | 2026-07-10T11:21:49.898172
C_Target_VRE | Secondary Techs | PWRNGSINDWE | TotalAnnualMaxCapacityInvestment | 2034 | 0.44854 | lid_family_capped | 2026-07-10T11:21:49.898172
C_Target_VRE | Secondary Techs | PWRNGSINDWE | TotalAnnualMaxCapacityInvestment | 2035 | 0.41006 | lid_family_capped | 2026-07-10T11:21:49.898172
C_Target_VRE | Secondary Techs | PWRNGSINDWE | TotalAnnualMaxCapacityInvestment | 2036 | 0.37158 | lid_family_capped | 2026-07-10T11:21:49.898172
C_Target_VRE | Secondary Techs | PWRNGSINDWE | TotalAnnualMaxCapacityInvestment | 2037 | 0.41838 | lid_family_capped | 2026-07-10T11:21:49.898172
C_Target_VRE | Secondary Techs | PWRNGSINDWE | TotalAnnualMaxCapacityInvestment | 2038 | 0.37592 | lid_family_capped | 2026-07-10T11:21:49.898172
C_Target_VRE | Secondary Techs | PWRNGSINDWE | TotalAnnualMaxCapacityInvestment | 2039 | 0.33347 | lid_family_capped | 2026-07-10T11:21:49.898172
C_Target_VRE | Secondary Techs | PWRNGSINDWE | TotalAnnualMaxCapacityInvestment | 2040 | 0.291 | lid_family_capped | 2026-07-10T11:21:49.898172
C_Target_VRE | Secondary Techs | PWRNGSINDWE | TotalAnnualMaxCapacityInvestment | 2041 | 0.27344 | lid_adequacy_scaled | 2026-07-10T11:21:49.898172
C_Target_VRE | Secondary Techs | PWRNGSINDWE | TotalAnnualMaxCapacityInvestment | 2042 | 0.54683 | lid_adequacy_scaled | 2026-07-10T11:21:49.898172
C_Target_VRE | Secondary Techs | PWRNGSINDWE | TotalAnnualMaxCapacityInvestment | 2043 | 0.80977 | lid_adequacy_scaled | 2026-07-10T11:21:49.898172
C_Target_VRE | Secondary Techs | PWRNGSINDWE | TotalAnnualMaxCapacityInvestment | 2044 | 1.0653 | lid_adequacy_scaled | 2026-07-10T11:21:49.898172
C_Target_VRE | Secondary Techs | PWRNGSINDWE | TotalAnnualMaxCapacityInvestment | 2045 | 1.313 | lid_adequacy_scaled | 2026-07-10T11:21:49.898172
C_Target_VRE | Secondary Techs | PWRNGSINDWE | TotalAnnualMaxCapacityInvestment | 2046 | 1.6465 | lid_adequacy_scaled | 2026-07-10T11:21:49.898172
C_Target_VRE | Secondary Techs | PWRNGSINDWE | TotalAnnualMaxCapacityInvestment | 2047 | 1.9552 | lid_adequacy_scaled | 2026-07-10T11:21:49.898172
C_Target_VRE | Secondary Techs | PWRNGSINDWE | TotalAnnualMaxCapacityInvestment | 2048 | 2.2395 | lid_adequacy_scaled | 2026-07-10T11:21:49.898172
C_Target_VRE | Secondary Techs | PWRNGSINDWE | TotalAnnualMaxCapacityInvestment | 2049 | 2.4989 | lid_adequacy_scaled | 2026-07-10T11:21:49.898172
C_Target_VRE | Secondary Techs | PWRNGSINDWE | TotalAnnualMaxCapacityInvestment | 2050 | 2.731 | lid_adequacy_scaled | 2026-07-10T11:21:49.898172
C_Target_VRE | Secondary Techs | PWRHYDBGDXX | TotalAnnualMaxCapacityInvestment | 2023 | 0.1 | lid_floor | 2026-07-10T11:21:49.898172
C_Target_VRE | Secondary Techs | PWRHYDBGDXX | TotalAnnualMaxCapacityInvestment | 2024 | 0.1 | lid_floor | 2026-07-10T11:21:49.898172
C_Target_VRE | Secondary Techs | PWRHYDBGDXX | TotalAnnualMaxCapacityInvestment | 2025 | 0.1 | lid_floor | 2026-07-10T11:21:49.898172
C_Target_VRE | Secondary Techs | PWRHYDBGDXX | TotalAnnualMaxCapacityInvestment | 2026 | 0.1 | lid_floor | 2026-07-10T11:21:49.898172
C_Target_VRE | Secondary Techs | PWRHYDBGDXX | TotalAnnualMaxCapacityInvestment | 2027 | 0.1 | lid_floor | 2026-07-10T11:21:49.898172
C_Target_VRE | Secondary Techs | PWRHYDBGDXX | TotalAnnualMaxCapacityInvestment | 2028 | 0.1 | lid_floor | 2026-07-10T11:21:49.898172
C_Target_VRE | Secondary Techs | PWRHYDBGDXX | TotalAnnualMaxCapacityInvestment | 2029 | 0.1 | lid_floor | 2026-07-10T11:21:49.898172
C_Target_VRE | Secondary Techs | PWRHYDBGDXX | TotalAnnualMaxCapacityInvestment | 2030 | 0.1 | lid_floor | 2026-07-10T11:21:49.898172
C_Target_VRE | Secondary Techs | PWRHYDBGDXX | TotalAnnualMaxCapacityInvestment | 2031 | 0.1 | lid_floor | 2026-07-10T11:21:49.898172
C_Target_VRE | Secondary Techs | PWRHYDBGDXX | TotalAnnualMaxCapacityInvestment | 2032 | 0.1 | lid_floor | 2026-07-10T11:21:49.898172
C_Target_VRE | Secondary Techs | PWRHYDBGDXX | TotalAnnualMaxCapacityInvestment | 2033 | 0.1 | lid_floor | 2026-07-10T11:21:49.898172
C_Target_VRE | Secondary Techs | PWRHYDBGDXX | TotalAnnualMaxCapacityInvestment | 2034 | 0.1 | lid_floor | 2026-07-10T11:21:49.898172
C_Target_VRE | Secondary Techs | PWRHYDBGDXX | TotalAnnualMaxCapacityInvestment | 2035 | 0.1 | lid_floor | 2026-07-10T11:21:49.898172
C_Target_VRE | Secondary Techs | PWRHYDBGDXX | TotalAnnualMaxCapacityInvestment | 2036 | 0.1 | lid_floor | 2026-07-10T11:21:49.898172
C_Target_VRE | Secondary Techs | PWRHYDBGDXX | TotalAnnualMaxCapacityInvestment | 2037 | 0.1 | lid_floor | 2026-07-10T11:21:49.898172
C_Target_VRE | Secondary Techs | PWRHYDBGDXX | TotalAnnualMaxCapacityInvestment | 2038 | 0.1 | lid_floor | 2026-07-10T11:21:49.898172
C_Target_VRE | Secondary Techs | PWRHYDBGDXX | TotalAnnualMaxCapacityInvestment | 2039 | 0.1 | lid_floor | 2026-07-10T11:21:49.898172
C_Target_VRE | Secondary Techs | PWRHYDBGDXX | TotalAnnualMaxCapacityInvestment | 2040 | 0.1 | lid_floor | 2026-07-10T11:21:49.898172
C_Target_VRE | Secondary Techs | PWRHYDBGDXX | TotalAnnualMaxCapacityInvestment | 2041 | 0.1 | lid_floor | 2026-07-10T11:21:49.898172
C_Target_VRE | Secondary Techs | PWRHYDBGDXX | TotalAnnualMaxCapacityInvestment | 2042 | 0.18288 | lid_adequacy_scaled | 2026-07-10T11:21:49.898172
C_Target_VRE | Secondary Techs | PWRHYDBGDXX | TotalAnnualMaxCapacityInvestment | 2043 | 0.29424 | lid_adequacy_scaled | 2026-07-10T11:21:49.898172
C_Target_VRE | Secondary Techs | PWRHYDBGDXX | TotalAnnualMaxCapacityInvestment | 2044 | 0.42497 | lid_adequacy_scaled | 2026-07-10T11:21:49.898172
C_Target_VRE | Secondary Techs | PWRHYDBGDXX | TotalAnnualMaxCapacityInvestment | 2045 | 0.58277 | lid_adequacy_scaled | 2026-07-10T11:21:49.898172
C_Target_VRE | Secondary Techs | PWRHYDBGDXX | TotalAnnualMaxCapacityInvestment | 2046 | 0.7957 | lid_adequacy_scaled | 2026-07-10T11:21:49.898172
C_Target_VRE | Secondary Techs | PWRHYDBGDXX | TotalAnnualMaxCapacityInvestment | 2047 | 1.011 | lid_adequacy_scaled | 2026-07-10T11:21:49.898172
C_Target_VRE | Secondary Techs | PWRHYDBGDXX | TotalAnnualMaxCapacityInvestment | 2048 | 1.2063 | lid_adequacy_scaled | 2026-07-10T11:21:49.898172
C_Target_VRE | Secondary Techs | PWRHYDBGDXX | TotalAnnualMaxCapacityInvestment | 2049 | 1.392 | lid_adequacy_scaled | 2026-07-10T11:21:49.898172
C_Target_VRE | Secondary Techs | PWRHYDBGDXX | TotalAnnualMaxCapacityInvestment | 2050 | 1.5731 | lid_adequacy_scaled | 2026-07-10T11:21:49.898172
C_Target_VRE | Secondary Techs | PWRCSPINDNO | TotalAnnualMaxCapacityInvestment | 2023 | 0.1 | lid_floor | 2026-07-10T11:21:49.898172
C_Target_VRE | Secondary Techs | PWRCSPINDNO | TotalAnnualMaxCapacityInvestment | 2024 | 0.1 | lid_floor | 2026-07-10T11:21:49.898172
C_Target_VRE | Secondary Techs | PWRCSPINDNO | TotalAnnualMaxCapacityInvestment | 2025 | 0.1 | lid_floor | 2026-07-10T11:21:49.898172
C_Target_VRE | Secondary Techs | PWRCSPINDNO | TotalAnnualMaxCapacityInvestment | 2026 | 0.1 | lid_floor | 2026-07-10T11:21:49.898172
C_Target_VRE | Secondary Techs | PWRCSPINDNO | TotalAnnualMaxCapacityInvestment | 2027 | 0.1 | lid_floor | 2026-07-10T11:21:49.898172
C_Target_VRE | Secondary Techs | PWRCSPINDNO | TotalAnnualMaxCapacityInvestment | 2028 | 0.1 | lid_floor | 2026-07-10T11:21:49.898172
C_Target_VRE | Secondary Techs | PWRCSPINDNO | TotalAnnualMaxCapacityInvestment | 2029 | 0.1 | lid_floor | 2026-07-10T11:21:49.898172
C_Target_VRE | Secondary Techs | PWRCSPINDNO | TotalAnnualMaxCapacityInvestment | 2030 | 0.1 | lid_floor | 2026-07-10T11:21:49.898172
C_Target_VRE | Secondary Techs | PWRCSPINDNO | TotalAnnualMaxCapacityInvestment | 2031 | 0.1 | lid_floor | 2026-07-10T11:21:49.898172
C_Target_VRE | Secondary Techs | PWRCSPINDNO | TotalAnnualMaxCapacityInvestment | 2032 | 0.1 | lid_floor | 2026-07-10T11:21:49.898172
C_Target_VRE | Secondary Techs | PWRCSPINDNO | TotalAnnualMaxCapacityInvestment | 2033 | 0.1 | lid_floor | 2026-07-10T11:21:49.898172
C_Target_VRE | Secondary Techs | PWRCSPINDNO | TotalAnnualMaxCapacityInvestment | 2034 | 0.1 | lid_floor | 2026-07-10T11:21:49.898172
C_Target_VRE | Secondary Techs | PWRCSPINDNO | TotalAnnualMaxCapacityInvestment | 2035 | 0.1 | lid_floor | 2026-07-10T11:21:49.898172
C_Target_VRE | Secondary Techs | PWRCSPINDNO | TotalAnnualMaxCapacityInvestment | 2036 | 0.1 | lid_floor | 2026-07-10T11:21:49.898172
C_Target_VRE | Secondary Techs | PWRCSPINDNO | TotalAnnualMaxCapacityInvestment | 2037 | 0.1 | lid_floor | 2026-07-10T11:21:49.898172
C_Target_VRE | Secondary Techs | PWRCSPINDNO | TotalAnnualMaxCapacityInvestment | 2038 | 0.1 | lid_floor | 2026-07-10T11:21:49.898172
C_Target_VRE | Secondary Techs | PWRCSPINDNO | TotalAnnualMaxCapacityInvestment | 2039 | 0.1 | lid_floor | 2026-07-10T11:21:49.898172
C_Target_VRE | Secondary Techs | PWRCSPINDNO | TotalAnnualMaxCapacityInvestment | 2040 | 0.1 | lid_floor | 2026-07-10T11:21:49.898172
C_Target_VRE | Secondary Techs | PWRCSPINDNO | TotalAnnualMaxCapacityInvestment | 2041 | 0.1 | lid_floor | 2026-07-10T11:21:49.898172
C_Target_VRE | Secondary Techs | PWRCSPINDNO | TotalAnnualMaxCapacityInvestment | 2042 | 0.1 | lid_floor | 2026-07-10T11:21:49.898172
C_Target_VRE | Secondary Techs | PWRCSPINDNO | TotalAnnualMaxCapacityInvestment | 2043 | 0.14449 | lid_adequacy_scaled | 2026-07-10T11:21:49.898172
C_Target_VRE | Secondary Techs | PWRCSPINDNO | TotalAnnualMaxCapacityInvestment | 2044 | 0.19475 | lid_adequacy_scaled | 2026-07-10T11:21:49.898172
C_Target_VRE | Secondary Techs | PWRCSPINDNO | TotalAnnualMaxCapacityInvestment | 2045 | 0.25123 | lid_adequacy_scaled | 2026-07-10T11:21:49.898172
C_Target_VRE | Secondary Techs | PWRCSPINDNO | TotalAnnualMaxCapacityInvestment | 2046 | 0.29064 | lid_adequacy_scaled | 2026-07-10T11:21:49.898172
C_Target_VRE | Secondary Techs | PWRCSPINDNO | TotalAnnualMaxCapacityInvestment | 2047 | 0.34407 | lid_adequacy_scaled | 2026-07-10T11:21:49.898172
C_Target_VRE | Secondary Techs | PWRCSPINDNO | TotalAnnualMaxCapacityInvestment | 2048 | 0.3946 | lid_adequacy_scaled | 2026-07-10T11:21:49.898172
C_Target_VRE | Secondary Techs | PWRCSPINDNO | TotalAnnualMaxCapacityInvestment | 2049 | 0.44296 | lid_adequacy_scaled | 2026-07-10T11:21:49.898172
C_Target_VRE | Secondary Techs | PWRCSPINDNO | TotalAnnualMaxCapacityInvestment | 2050 | 0.48981 | lid_adequacy_scaled | 2026-07-10T11:21:49.898172
C_Target_VRE | Secondary Techs | PWRSDSNPLXX | TotalAnnualMaxCapacityInvestment | 2023 | 9999 | exempt_maxcap_uncapped | 2026-07-10T11:21:49.898172
C_Target_VRE | Secondary Techs | PWRSDSNPLXX | TotalAnnualMaxCapacityInvestment | 2024 | 9999 | exempt_maxcap_uncapped | 2026-07-10T11:21:49.898172
C_Target_VRE | Secondary Techs | PWRSDSNPLXX | TotalAnnualMaxCapacityInvestment | 2025 | 9999 | exempt_maxcap_uncapped | 2026-07-10T11:21:49.898172
C_Target_VRE | Secondary Techs | PWRSDSNPLXX | TotalAnnualMaxCapacityInvestment | 2026 | 9999 | exempt_maxcap_uncapped | 2026-07-10T11:21:49.898172
C_Target_VRE | Secondary Techs | PWRSDSNPLXX | TotalAnnualMaxCapacityInvestment | 2027 | 9999 | exempt_maxcap_uncapped | 2026-07-10T11:21:49.898172
C_Target_VRE | Secondary Techs | PWRSDSNPLXX | TotalAnnualMaxCapacityInvestment | 2028 | 9999 | exempt_maxcap_uncapped | 2026-07-10T11:21:49.898172
C_Target_VRE | Secondary Techs | PWRSDSNPLXX | TotalAnnualMaxCapacityInvestment | 2029 | 9999 | exempt_maxcap_uncapped | 2026-07-10T11:21:49.898172
C_Target_VRE | Secondary Techs | PWRSDSNPLXX | TotalAnnualMaxCapacityInvestment | 2030 | 9999 | exempt_maxcap_uncapped | 2026-07-10T11:21:49.898172
C_Target_VRE | Secondary Techs | PWRSDSNPLXX | TotalAnnualMaxCapacityInvestment | 2031 | 9999 | exempt_maxcap_uncapped | 2026-07-10T11:21:49.898172
C_Target_VRE | Secondary Techs | PWRSDSNPLXX | TotalAnnualMaxCapacityInvestment | 2032 | 9999 | exempt_maxcap_uncapped | 2026-07-10T11:21:49.898172
C_Target_VRE | Secondary Techs | PWRSDSNPLXX | TotalAnnualMaxCapacityInvestment | 2033 | 9999 | exempt_maxcap_uncapped | 2026-07-10T11:21:49.898172
C_Target_VRE | Secondary Techs | PWRSDSNPLXX | TotalAnnualMaxCapacityInvestment | 2034 | 9999 | exempt_maxcap_uncapped | 2026-07-10T11:21:49.898172
C_Target_VRE | Secondary Techs | PWRSDSNPLXX | TotalAnnualMaxCapacityInvestment | 2035 | 9999 | exempt_maxcap_uncapped | 2026-07-10T11:21:49.898172
C_Target_VRE | Secondary Techs | PWRSDSNPLXX | TotalAnnualMaxCapacityInvestment | 2036 | 9999 | exempt_maxcap_uncapped | 2026-07-10T11:21:49.898172
C_Target_VRE | Secondary Techs | PWRSDSNPLXX | TotalAnnualMaxCapacityInvestment | 2037 | 9999 | exempt_maxcap_uncapped | 2026-07-10T11:21:49.898172
C_Target_VRE | Secondary Techs | PWRSDSNPLXX | TotalAnnualMaxCapacityInvestment | 2038 | 9999 | exempt_maxcap_uncapped | 2026-07-10T11:21:49.898172
C_Target_VRE | Secondary Techs | PWRSDSNPLXX | TotalAnnualMaxCapacityInvestment | 2039 | 9999 | exempt_maxcap_uncapped | 2026-07-10T11:21:49.898172
C_Target_VRE | Secondary Techs | PWRSDSNPLXX | TotalAnnualMaxCapacityInvestment | 2040 | 9999 | exempt_maxcap_uncapped | 2026-07-10T11:21:49.898172
C_Target_VRE | Secondary Techs | PWRSDSNPLXX | TotalAnnualMaxCapacityInvestment | 2041 | 9999 | exempt_maxcap_uncapped | 2026-07-10T11:21:49.898172
C_Target_VRE | Secondary Techs | PWRSDSNPLXX | TotalAnnualMaxCapacityInvestment | 2042 | 9999 | exempt_maxcap_uncapped | 2026-07-10T11:21:49.898172
C_Target_VRE | Secondary Techs | PWRSDSNPLXX | TotalAnnualMaxCapacityInvestment | 2043 | 9999 | exempt_maxcap_uncapped | 2026-07-10T11:21:49.898172
C_Target_VRE | Secondary Techs | PWRSDSNPLXX | TotalAnnualMaxCapacityInvestment | 2044 | 9999 | exempt_maxcap_uncapped | 2026-07-10T11:21:49.898172
C_Target_VRE | Secondary Techs | PWRSDSNPLXX | TotalAnnualMaxCapacityInvestment | 2045 | 9999 | exempt_maxcap_uncapped | 2026-07-10T11:21:49.898172
C_Target_VRE | Secondary Techs | PWRSDSNPLXX | TotalAnnualMaxCapacityInvestment | 2046 | 9999 | exempt_maxcap_uncapped | 2026-07-10T11:21:49.898172
C_Target_VRE | Secondary Techs | PWRSDSNPLXX | TotalAnnualMaxCapacityInvestment | 2047 | 9999 | exempt_maxcap_uncapped | 2026-07-10T11:21:49.898172
C_Target_VRE | Secondary Techs | PWRSDSNPLXX | TotalAnnualMaxCapacityInvestment | 2048 | 9999 | exempt_maxcap_uncapped | 2026-07-10T11:21:49.898172
C_Target_VRE | Secondary Techs | PWRSDSNPLXX | TotalAnnualMaxCapacityInvestment | 2049 | 9999 | exempt_maxcap_uncapped | 2026-07-10T11:21:49.898172
C_Target_VRE | Secondary Techs | PWRSDSNPLXX | TotalAnnualMaxCapacityInvestment | 2050 | 9999 | exempt_maxcap_uncapped | 2026-07-10T11:21:49.898172
C_Target_VRE | Secondary Techs | PWRSDSNPLXX | TotalAnnualMaxCapacityInvestment | 2023 | 9999 | exempt_uncapped | 2026-07-10T11:21:49.898172
C_Target_VRE | Secondary Techs | PWRSDSNPLXX | TotalAnnualMaxCapacityInvestment | 2024 | 9999 | exempt_uncapped | 2026-07-10T11:21:49.898172
C_Target_VRE | Secondary Techs | PWRSDSNPLXX | TotalAnnualMaxCapacityInvestment | 2025 | 9999 | exempt_uncapped | 2026-07-10T11:21:49.898172
C_Target_VRE | Secondary Techs | PWRSDSNPLXX | TotalAnnualMaxCapacityInvestment | 2026 | 9999 | exempt_uncapped | 2026-07-10T11:21:49.898172
C_Target_VRE | Secondary Techs | PWRSDSNPLXX | TotalAnnualMaxCapacityInvestment | 2027 | 9999 | exempt_uncapped | 2026-07-10T11:21:49.898172
C_Target_VRE | Secondary Techs | PWRSDSNPLXX | TotalAnnualMaxCapacityInvestment | 2028 | 9999 | exempt_uncapped | 2026-07-10T11:21:49.898172
C_Target_VRE | Secondary Techs | PWRSDSNPLXX | TotalAnnualMaxCapacityInvestment | 2029 | 9999 | exempt_uncapped | 2026-07-10T11:21:49.898172
C_Target_VRE | Secondary Techs | PWRSDSNPLXX | TotalAnnualMaxCapacityInvestment | 2030 | 9999 | exempt_uncapped | 2026-07-10T11:21:49.898172
C_Target_VRE | Secondary Techs | PWRSDSNPLXX | TotalAnnualMaxCapacityInvestment | 2031 | 9999 | exempt_uncapped | 2026-07-10T11:21:49.898172
C_Target_VRE | Secondary Techs | PWRSDSNPLXX | TotalAnnualMaxCapacityInvestment | 2032 | 9999 | exempt_uncapped | 2026-07-10T11:21:49.898172
C_Target_VRE | Secondary Techs | PWRSDSNPLXX | TotalAnnualMaxCapacityInvestment | 2033 | 9999 | exempt_uncapped | 2026-07-10T11:21:49.898172
C_Target_VRE | Secondary Techs | PWRSDSNPLXX | TotalAnnualMaxCapacityInvestment | 2034 | 9999 | exempt_uncapped | 2026-07-10T11:21:49.898172
C_Target_VRE | Secondary Techs | PWRSDSNPLXX | TotalAnnualMaxCapacityInvestment | 2035 | 9999 | exempt_uncapped | 2026-07-10T11:21:49.898172
C_Target_VRE | Secondary Techs | PWRSDSNPLXX | TotalAnnualMaxCapacityInvestment | 2036 | 9999 | exempt_uncapped | 2026-07-10T11:21:49.898172
C_Target_VRE | Secondary Techs | PWRSDSNPLXX | TotalAnnualMaxCapacityInvestment | 2037 | 9999 | exempt_uncapped | 2026-07-10T11:21:49.898172
C_Target_VRE | Secondary Techs | PWRSDSNPLXX | TotalAnnualMaxCapacityInvestment | 2038 | 9999 | exempt_uncapped | 2026-07-10T11:21:49.898172
C_Target_VRE | Secondary Techs | PWRSDSNPLXX | TotalAnnualMaxCapacityInvestment | 2039 | 9999 | exempt_uncapped | 2026-07-10T11:21:49.898172
C_Target_VRE | Secondary Techs | PWRSDSNPLXX | TotalAnnualMaxCapacityInvestment | 2040 | 9999 | exempt_uncapped | 2026-07-10T11:21:49.898172
C_Target_VRE | Secondary Techs | PWRSDSNPLXX | TotalAnnualMaxCapacityInvestment | 2041 | 9999 | exempt_uncapped | 2026-07-10T11:21:49.898172
C_Target_VRE | Secondary Techs | PWRSDSNPLXX | TotalAnnualMaxCapacityInvestment | 2042 | 9999 | exempt_uncapped | 2026-07-10T11:21:49.898172
C_Target_VRE | Secondary Techs | PWRSDSNPLXX | TotalAnnualMaxCapacityInvestment | 2043 | 9999 | exempt_uncapped | 2026-07-10T11:21:49.898172
C_Target_VRE | Secondary Techs | PWRSDSNPLXX | TotalAnnualMaxCapacityInvestment | 2044 | 9999 | exempt_uncapped | 2026-07-10T11:21:49.898172
C_Target_VRE | Secondary Techs | PWRSDSNPLXX | TotalAnnualMaxCapacityInvestment | 2045 | 9999 | exempt_uncapped | 2026-07-10T11:21:49.898172
C_Target_VRE | Secondary Techs | PWRSDSNPLXX | TotalAnnualMaxCapacityInvestment | 2046 | 9999 | exempt_uncapped | 2026-07-10T11:21:49.898172
C_Target_VRE | Secondary Techs | PWRSDSNPLXX | TotalAnnualMaxCapacityInvestment | 2047 | 9999 | exempt_uncapped | 2026-07-10T11:21:49.898172
C_Target_VRE | Secondary Techs | PWRSDSNPLXX | TotalAnnualMaxCapacityInvestment | 2048 | 9999 | exempt_uncapped | 2026-07-10T11:21:49.898172
C_Target_VRE | Secondary Techs | PWRSDSNPLXX | TotalAnnualMaxCapacityInvestment | 2049 | 9999 | exempt_uncapped | 2026-07-10T11:21:49.898172
C_Target_VRE | Secondary Techs | PWRSDSNPLXX | TotalAnnualMaxCapacityInvestment | 2050 | 9999 | exempt_uncapped | 2026-07-10T11:21:49.898172
C_Target_VRE | Secondary Techs | PWRNGSLKAXX | TotalAnnualMaxCapacityInvestment | 2023 | 0.1 | lid_floor | 2026-07-10T11:21:49.898172
C_Target_VRE | Secondary Techs | PWRNGSLKAXX | TotalAnnualMaxCapacityInvestment | 2024 | 0.1 | lid_floor | 2026-07-10T11:21:49.898172
C_Target_VRE | Secondary Techs | PWRNGSLKAXX | TotalAnnualMaxCapacityInvestment | 2025 | 0.23735 | untie_min_inv | 2026-07-10T11:21:49.898172
C_Target_VRE | Secondary Techs | PWRNGSLKAXX | TotalAnnualMaxCapacityInvestment | 2026 | 0.3535 | untie_min_inv | 2026-07-10T11:21:49.898172
C_Target_VRE | Secondary Techs | PWRNGSLKAXX | TotalAnnualMaxCapacityInvestment | 2027 | 0.11615 | untie_min_inv | 2026-07-10T11:21:49.898172
C_Target_VRE | Secondary Techs | PWRNGSLKAXX | TotalAnnualMaxCapacityInvestment | 2028 | 0.202 | untie_min_inv | 2026-07-10T11:21:49.898172
C_Target_VRE | Secondary Techs | PWRNGSLKAXX | TotalAnnualMaxCapacityInvestment | 2029 | 0.1 | lid_floor | 2026-07-10T11:21:49.898172
C_Target_VRE | Secondary Techs | PWRNGSLKAXX | TotalAnnualMaxCapacityInvestment | 2030 | 0.1313 | untie_min_inv | 2026-07-10T11:21:49.898172
C_Target_VRE | Secondary Techs | PWRNGSLKAXX | TotalAnnualMaxCapacityInvestment | 2031 | 0.101 | untie_min_inv | 2026-07-10T11:21:49.898172
C_Target_VRE | Secondary Techs | PWRNGSLKAXX | TotalAnnualMaxCapacityInvestment | 2032 | 0.1 | lid_floor | 2026-07-10T11:21:49.898172
C_Target_VRE | Secondary Techs | PWRNGSLKAXX | TotalAnnualMaxCapacityInvestment | 2033 | 0.1 | lid_floor | 2026-07-10T11:21:49.898172
C_Target_VRE | Secondary Techs | PWRNGSLKAXX | TotalAnnualMaxCapacityInvestment | 2034 | 0.1 | lid_floor | 2026-07-10T11:21:49.898172
C_Target_VRE | Secondary Techs | PWRNGSLKAXX | TotalAnnualMaxCapacityInvestment | 2035 | 0.303 | untie_min_inv | 2026-07-10T11:21:49.898172
C_Target_VRE | Secondary Techs | PWRNGSLKAXX | TotalAnnualMaxCapacityInvestment | 2036 | 0.202 | untie_min_inv | 2026-07-10T11:21:49.898172
C_Target_VRE | Secondary Techs | PWRNGSLKAXX | TotalAnnualMaxCapacityInvestment | 2037 | 0.202 | untie_min_inv | 2026-07-10T11:21:49.898172
C_Target_VRE | Secondary Techs | PWRNGSLKAXX | TotalAnnualMaxCapacityInvestment | 2038 | 0.202 | untie_min_inv | 2026-07-10T11:21:49.898172
C_Target_VRE | Secondary Techs | PWRNGSLKAXX | TotalAnnualMaxCapacityInvestment | 2039 | 0.202 | untie_min_inv | 2026-07-10T11:21:49.898172
C_Target_VRE | Secondary Techs | PWRNGSLKAXX | TotalAnnualMaxCapacityInvestment | 2040 | 0.202 | untie_min_inv | 2026-07-10T11:21:49.898172
C_Target_VRE | Secondary Techs | PWRNGSLKAXX | TotalAnnualMaxCapacityInvestment | 2041 | 0.1 | lid_floor | 2026-07-10T11:21:49.898172
C_Target_VRE | Secondary Techs | PWRNGSLKAXX | TotalAnnualMaxCapacityInvestment | 2042 | 0.1 | lid_floor | 2026-07-10T11:21:49.898172
C_Target_VRE | Secondary Techs | PWRNGSLKAXX | TotalAnnualMaxCapacityInvestment | 2043 | 0.1 | lid_floor | 2026-07-10T11:21:49.898172
C_Target_VRE | Secondary Techs | PWRNGSLKAXX | TotalAnnualMaxCapacityInvestment | 2044 | 0.202 | untie_min_inv | 2026-07-10T11:21:49.898172
C_Target_VRE | Secondary Techs | PWRNGSLKAXX | TotalAnnualMaxCapacityInvestment | 2045 | 0.10452 | lid_adequacy_scaled | 2026-07-10T11:21:49.898172
C_Target_VRE | Secondary Techs | PWRNGSLKAXX | TotalAnnualMaxCapacityInvestment | 2046 | 0.13327 | lid_adequacy_scaled | 2026-07-10T11:21:49.898172
C_Target_VRE | Secondary Techs | PWRNGSLKAXX | TotalAnnualMaxCapacityInvestment | 2047 | 0.15997 | lid_adequacy_scaled | 2026-07-10T11:21:49.898172
C_Target_VRE | Secondary Techs | PWRNGSLKAXX | TotalAnnualMaxCapacityInvestment | 2048 | 0.19306 | lid_adequacy_scaled | 2026-07-10T11:21:49.898172
C_Target_VRE | Secondary Techs | PWRNGSLKAXX | TotalAnnualMaxCapacityInvestment | 2049 | 0.21658 | lid_adequacy_scaled | 2026-07-10T11:21:49.898172
C_Target_VRE | Secondary Techs | PWRNGSLKAXX | TotalAnnualMaxCapacityInvestment | 2050 | 0.23643 | lid_adequacy_scaled | 2026-07-10T11:21:49.898172
C_Target_VRE | Secondary Techs | PWROILINDNE | TotalAnnualMaxCapacityInvestment | 2023 | 0.1 | lid_floor | 2026-07-10T11:21:49.898172
C_Target_VRE | Secondary Techs | PWROILINDNE | TotalAnnualMaxCapacityInvestment | 2024 | 0.1 | lid_floor | 2026-07-10T11:21:49.898172
C_Target_VRE | Secondary Techs | PWROILINDNE | TotalAnnualMaxCapacityInvestment | 2025 | 0.1 | lid_floor | 2026-07-10T11:21:49.898172
C_Target_VRE | Secondary Techs | PWROILINDNE | TotalAnnualMaxCapacityInvestment | 2026 | 0.1 | lid_floor | 2026-07-10T11:21:49.898172
C_Target_VRE | Secondary Techs | PWROILINDNE | TotalAnnualMaxCapacityInvestment | 2027 | 0.1 | lid_floor | 2026-07-10T11:21:49.898172
C_Target_VRE | Secondary Techs | PWROILINDNE | TotalAnnualMaxCapacityInvestment | 2028 | 0.1 | lid_floor | 2026-07-10T11:21:49.898172
C_Target_VRE | Secondary Techs | PWROILINDNE | TotalAnnualMaxCapacityInvestment | 2029 | 0.1 | lid_floor | 2026-07-10T11:21:49.898172
C_Target_VRE | Secondary Techs | PWROILINDNE | TotalAnnualMaxCapacityInvestment | 2030 | 0.1 | lid_floor | 2026-07-10T11:21:49.898172
C_Target_VRE | Secondary Techs | PWROILINDNE | TotalAnnualMaxCapacityInvestment | 2031 | 0.1 | lid_floor | 2026-07-10T11:21:49.898172
C_Target_VRE | Secondary Techs | PWROILINDNE | TotalAnnualMaxCapacityInvestment | 2032 | 0.1 | lid_floor | 2026-07-10T11:21:49.898172
C_Target_VRE | Secondary Techs | PWROILINDNE | TotalAnnualMaxCapacityInvestment | 2033 | 0.1 | lid_floor | 2026-07-10T11:21:49.898172
C_Target_VRE | Secondary Techs | PWROILINDNE | TotalAnnualMaxCapacityInvestment | 2034 | 0.1 | lid_floor | 2026-07-10T11:21:49.898172
C_Target_VRE | Secondary Techs | PWROILINDNE | TotalAnnualMaxCapacityInvestment | 2035 | 0.1 | lid_floor | 2026-07-10T11:21:49.898172
C_Target_VRE | Secondary Techs | PWROILINDNE | TotalAnnualMaxCapacityInvestment | 2036 | 0.1 | lid_floor | 2026-07-10T11:21:49.898172
C_Target_VRE | Secondary Techs | PWROILINDNE | TotalAnnualMaxCapacityInvestment | 2037 | 0.1 | lid_floor | 2026-07-10T11:21:49.898172
C_Target_VRE | Secondary Techs | PWROILINDNE | TotalAnnualMaxCapacityInvestment | 2038 | 0.1 | lid_floor | 2026-07-10T11:21:49.898172
C_Target_VRE | Secondary Techs | PWROILINDNE | TotalAnnualMaxCapacityInvestment | 2039 | 0.1 | lid_floor | 2026-07-10T11:21:49.898172
C_Target_VRE | Secondary Techs | PWROILINDNE | TotalAnnualMaxCapacityInvestment | 2040 | 0.1 | lid_floor | 2026-07-10T11:21:49.898172
C_Target_VRE | Secondary Techs | PWROILINDNE | TotalAnnualMaxCapacityInvestment | 2041 | 0.1 | lid_floor | 2026-07-10T11:21:49.898172
C_Target_VRE | Secondary Techs | PWROILINDNE | TotalAnnualMaxCapacityInvestment | 2042 | 0.1 | lid_floor | 2026-07-10T11:21:49.898172
C_Target_VRE | Secondary Techs | PWROILINDNE | TotalAnnualMaxCapacityInvestment | 2043 | 0.1 | lid_floor | 2026-07-10T11:21:49.898172
C_Target_VRE | Secondary Techs | PWROILINDNE | TotalAnnualMaxCapacityInvestment | 2044 | 0.1 | lid_floor | 2026-07-10T11:21:49.898172
C_Target_VRE | Secondary Techs | PWROILINDNE | TotalAnnualMaxCapacityInvestment | 2045 | 0.12224 | lid_adequacy_scaled | 2026-07-10T11:21:49.898172
C_Target_VRE | Secondary Techs | PWROILINDNE | TotalAnnualMaxCapacityInvestment | 2046 | 0.15698 | lid_adequacy_scaled | 2026-07-10T11:21:49.898172
C_Target_VRE | Secondary Techs | PWROILINDNE | TotalAnnualMaxCapacityInvestment | 2047 | 0.19111 | lid_adequacy_scaled | 2026-07-10T11:21:49.898172
C_Target_VRE | Secondary Techs | PWROILINDNE | TotalAnnualMaxCapacityInvestment | 2048 | 0.22475 | lid_adequacy_scaled | 2026-07-10T11:21:49.898172
C_Target_VRE | Secondary Techs | PWROILINDNE | TotalAnnualMaxCapacityInvestment | 2049 | 0.25813 | lid_adequacy_scaled | 2026-07-10T11:21:49.898172
C_Target_VRE | Secondary Techs | PWROILINDNE | TotalAnnualMaxCapacityInvestment | 2050 | 0.29139 | lid_adequacy_scaled | 2026-07-10T11:21:49.898172
C_Target_VRE | Secondary Techs | PWRCOAINDNE | TotalAnnualMaxCapacityInvestment | 2023 | 0 | lid_floor_suppressed | 2026-07-10T11:21:49.898172
C_Target_VRE | Secondary Techs | PWRCOAINDNE | TotalAnnualMaxCapacityInvestment | 2024 | 0.043916 | lid_floor_suppressed | 2026-07-10T11:21:49.898172
C_Target_VRE | Secondary Techs | PWRCOAINDNE | TotalAnnualMaxCapacityInvestment | 2025 | 0.046696 | lid_floor_suppressed | 2026-07-10T11:21:49.898172
C_Target_VRE | Secondary Techs | PWRCOAINDNE | TotalAnnualMaxCapacityInvestment | 2026 | 0.051246 | lid_floor_suppressed | 2026-07-10T11:21:49.898172
C_Target_VRE | Secondary Techs | PWRCOAINDNE | TotalAnnualMaxCapacityInvestment | 2027 | 0.051442 | lid_floor_suppressed | 2026-07-10T11:21:49.898172
C_Target_VRE | Secondary Techs | PWRCOAINDNE | TotalAnnualMaxCapacityInvestment | 2028 | 0.054108 | lid_floor_suppressed | 2026-07-10T11:21:49.898172
C_Target_VRE | Secondary Techs | PWRCOAINDNE | TotalAnnualMaxCapacityInvestment | 2029 | 0.042873 | lid_floor_suppressed | 2026-07-10T11:21:49.898172
C_Target_VRE | Secondary Techs | PWRCOAINDNE | TotalAnnualMaxCapacityInvestment | 2030 | 0.037963 | lid_floor_suppressed | 2026-07-10T11:21:49.898172
C_Target_VRE | Secondary Techs | PWRCOAINDNE | TotalAnnualMaxCapacityInvestment | 2031 | 0.035243 | lid_floor_suppressed | 2026-07-10T11:21:49.898172
C_Target_VRE | Secondary Techs | PWRCOAINDNE | TotalAnnualMaxCapacityInvestment | 2032 | 0.043799 | lid_floor_suppressed | 2026-07-10T11:21:49.898172
C_Target_VRE | Secondary Techs | PWRCOAINDNE | TotalAnnualMaxCapacityInvestment | 2033 | 0.041767 | lid_floor_suppressed | 2026-07-10T11:21:49.898172
C_Target_VRE | Secondary Techs | PWRCOAINDNE | TotalAnnualMaxCapacityInvestment | 2034 | 0.039736 | lid_floor_suppressed | 2026-07-10T11:21:49.898172
C_Target_VRE | Secondary Techs | PWRCOAINDNE | TotalAnnualMaxCapacityInvestment | 2035 | 0.037704 | lid_floor_suppressed | 2026-07-10T11:21:49.898172
C_Target_VRE | Secondary Techs | PWRCOAINDNE | TotalAnnualMaxCapacityInvestment | 2036 | 0.035672 | lid_floor_suppressed | 2026-07-10T11:21:49.898172
C_Target_VRE | Secondary Techs | PWRCOAINDNE | TotalAnnualMaxCapacityInvestment | 2037 | 0.043465 | lid_floor_suppressed | 2026-07-10T11:21:49.898172
C_Target_VRE | Secondary Techs | PWRCOAINDNE | TotalAnnualMaxCapacityInvestment | 2038 | 0.041084 | lid_floor_suppressed | 2026-07-10T11:21:49.898172
C_Target_VRE | Secondary Techs | PWRCOAINDNE | TotalAnnualMaxCapacityInvestment | 2039 | 0.038694 | lid_floor_suppressed | 2026-07-10T11:21:49.898172
C_Target_VRE | Secondary Techs | PWRCOAINDNE | TotalAnnualMaxCapacityInvestment | 2040 | 0.036322 | lid_floor_suppressed | 2026-07-10T11:21:49.898172
C_Target_VRE | Secondary Techs | PWRCOAINDNE | TotalAnnualMaxCapacityInvestment | 2041 | 0.033941 | lid_floor_suppressed | 2026-07-10T11:21:49.898172
C_Target_VRE | Secondary Techs | PWRCOAINDNE | TotalAnnualMaxCapacityInvestment | 2042 | 0.040275 | lid_floor_suppressed | 2026-07-10T11:21:49.898172
C_Target_VRE | Secondary Techs | PWRCOAINDNE | TotalAnnualMaxCapacityInvestment | 2043 | 0.040709 | lid_floor_suppressed | 2026-07-10T11:21:49.898172
C_Target_VRE | Secondary Techs | PWRCOAINDNE | TotalAnnualMaxCapacityInvestment | 2044 | 0.041102 | lid_floor_suppressed | 2026-07-10T11:21:49.898172
C_Target_VRE | Secondary Techs | PWRCOAINDNE | TotalAnnualMaxCapacityInvestment | 2045 | 0.050668 | lid_adequacy_scaled | 2026-07-10T11:21:49.898172
C_Target_VRE | Secondary Techs | PWRCOAINDNE | TotalAnnualMaxCapacityInvestment | 2046 | 0.065513 | lid_adequacy_scaled | 2026-07-10T11:21:49.898172
C_Target_VRE | Secondary Techs | PWRCOAINDNE | TotalAnnualMaxCapacityInvestment | 2047 | 0.080176 | lid_adequacy_scaled | 2026-07-10T11:21:49.898172
C_Target_VRE | Secondary Techs | PWRCOAINDNE | TotalAnnualMaxCapacityInvestment | 2048 | 0.094657 | lid_adequacy_scaled | 2026-07-10T11:21:49.898172
C_Target_VRE | Secondary Techs | PWRCOAINDNE | TotalAnnualMaxCapacityInvestment | 2049 | 0.10891 | lid_adequacy_scaled | 2026-07-10T11:21:49.898172
C_Target_VRE | Secondary Techs | PWRCOAINDNE | TotalAnnualMaxCapacityInvestment | 2050 | 0.12294 | lid_adequacy_scaled | 2026-07-10T11:21:49.898172
C_Target_VRE | Secondary Techs | PWRURNBGDXX | TotalAnnualMaxCapacityInvestment | 2023 | 0.1 | lid_floor | 2026-07-10T11:21:49.898172
C_Target_VRE | Secondary Techs | PWRURNBGDXX | TotalAnnualMaxCapacityInvestment | 2024 | 1.212 | untie_min_inv | 2026-07-10T11:21:49.898172
C_Target_VRE | Secondary Techs | PWRURNBGDXX | TotalAnnualMaxCapacityInvestment | 2025 | 1.212 | untie_min_inv | 2026-07-10T11:21:49.898172
C_Target_VRE | Secondary Techs | PWRURNBGDXX | TotalAnnualMaxCapacityInvestment | 2026 | 0.1 | lid_floor | 2026-07-10T11:21:49.898172
C_Target_VRE | Secondary Techs | PWRURNBGDXX | TotalAnnualMaxCapacityInvestment | 2027 | 0.1 | lid_floor | 2026-07-10T11:21:49.898172
C_Target_VRE | Secondary Techs | PWRURNBGDXX | TotalAnnualMaxCapacityInvestment | 2028 | 0.1 | lid_floor | 2026-07-10T11:21:49.898172
C_Target_VRE | Secondary Techs | PWRURNBGDXX | TotalAnnualMaxCapacityInvestment | 2029 | 0.1 | lid_floor | 2026-07-10T11:21:49.898172
C_Target_VRE | Secondary Techs | PWRURNBGDXX | TotalAnnualMaxCapacityInvestment | 2030 | 0.1 | lid_floor | 2026-07-10T11:21:49.898172
C_Target_VRE | Secondary Techs | PWRURNBGDXX | TotalAnnualMaxCapacityInvestment | 2031 | 0.1 | lid_floor | 2026-07-10T11:21:49.898172
C_Target_VRE | Secondary Techs | PWRURNBGDXX | TotalAnnualMaxCapacityInvestment | 2032 | 0.1 | lid_floor | 2026-07-10T11:21:49.898172
C_Target_VRE | Secondary Techs | PWRURNBGDXX | TotalAnnualMaxCapacityInvestment | 2033 | 0.1 | lid_floor | 2026-07-10T11:21:49.898172
C_Target_VRE | Secondary Techs | PWRURNBGDXX | TotalAnnualMaxCapacityInvestment | 2034 | 0.1 | lid_floor | 2026-07-10T11:21:49.898172
C_Target_VRE | Secondary Techs | PWRURNBGDXX | TotalAnnualMaxCapacityInvestment | 2035 | 0.1 | lid_floor | 2026-07-10T11:21:49.898172
C_Target_VRE | Secondary Techs | PWRURNBGDXX | TotalAnnualMaxCapacityInvestment | 2036 | 0.1 | lid_floor | 2026-07-10T11:21:49.898172
C_Target_VRE | Secondary Techs | PWRURNBGDXX | TotalAnnualMaxCapacityInvestment | 2037 | 0.1 | lid_floor | 2026-07-10T11:21:49.898172
C_Target_VRE | Secondary Techs | PWRURNBGDXX | TotalAnnualMaxCapacityInvestment | 2038 | 0.1 | lid_floor | 2026-07-10T11:21:49.898172
C_Target_VRE | Secondary Techs | PWRURNBGDXX | TotalAnnualMaxCapacityInvestment | 2039 | 0.1 | lid_floor | 2026-07-10T11:21:49.898172
C_Target_VRE | Secondary Techs | PWRURNBGDXX | TotalAnnualMaxCapacityInvestment | 2040 | 0.1 | lid_floor | 2026-07-10T11:21:49.898172
C_Target_VRE | Secondary Techs | PWRURNBGDXX | TotalAnnualMaxCapacityInvestment | 2041 | 0.1 | lid_floor | 2026-07-10T11:21:49.898172
C_Target_VRE | Secondary Techs | PWRURNBGDXX | TotalAnnualMaxCapacityInvestment | 2042 | 0.18288 | lid_adequacy_scaled | 2026-07-10T11:21:49.898172
C_Target_VRE | Secondary Techs | PWRURNBGDXX | TotalAnnualMaxCapacityInvestment | 2043 | 0.29424 | lid_adequacy_scaled | 2026-07-10T11:21:49.898172
C_Target_VRE | Secondary Techs | PWRURNBGDXX | TotalAnnualMaxCapacityInvestment | 2044 | 0.42497 | lid_adequacy_scaled | 2026-07-10T11:21:49.898172
C_Target_VRE | Secondary Techs | PWRURNBGDXX | TotalAnnualMaxCapacityInvestment | 2045 | 0.58277 | lid_adequacy_scaled | 2026-07-10T11:21:49.898172
C_Target_VRE | Secondary Techs | PWRURNBGDXX | TotalAnnualMaxCapacityInvestment | 2046 | 0.7957 | lid_adequacy_scaled | 2026-07-10T11:21:49.898172
C_Target_VRE | Secondary Techs | PWRURNBGDXX | TotalAnnualMaxCapacityInvestment | 2047 | 1.011 | lid_adequacy_scaled | 2026-07-10T11:21:49.898172
C_Target_VRE | Secondary Techs | PWRURNBGDXX | TotalAnnualMaxCapacityInvestment | 2048 | 1.2063 | lid_adequacy_scaled | 2026-07-10T11:21:49.898172
C_Target_VRE | Secondary Techs | PWRURNBGDXX | TotalAnnualMaxCapacityInvestment | 2049 | 1.392 | lid_adequacy_scaled | 2026-07-10T11:21:49.898172
C_Target_VRE | Secondary Techs | PWRURNBGDXX | TotalAnnualMaxCapacityInvestment | 2050 | 1.5731 | lid_adequacy_scaled | 2026-07-10T11:21:49.898172
C_Target_VRE | Secondary Techs | PWROILLKAXX | TotalAnnualMaxCapacityInvestment | 2023 | 0.1 | lid_floor | 2026-07-10T11:21:49.898172
C_Target_VRE | Secondary Techs | PWROILLKAXX | TotalAnnualMaxCapacityInvestment | 2024 | 0.1 | lid_floor | 2026-07-10T11:21:49.898172
C_Target_VRE | Secondary Techs | PWROILLKAXX | TotalAnnualMaxCapacityInvestment | 2025 | 0.1 | lid_floor | 2026-07-10T11:21:49.898172
C_Target_VRE | Secondary Techs | PWROILLKAXX | TotalAnnualMaxCapacityInvestment | 2026 | 0.20402 | untie_min_inv | 2026-07-10T11:21:49.898172
C_Target_VRE | Secondary Techs | PWROILLKAXX | TotalAnnualMaxCapacityInvestment | 2027 | 0.1 | lid_floor | 2026-07-10T11:21:49.898172
C_Target_VRE | Secondary Techs | PWROILLKAXX | TotalAnnualMaxCapacityInvestment | 2028 | 0.1 | lid_floor | 2026-07-10T11:21:49.898172
C_Target_VRE | Secondary Techs | PWROILLKAXX | TotalAnnualMaxCapacityInvestment | 2029 | 0.1 | lid_floor | 2026-07-10T11:21:49.898172
C_Target_VRE | Secondary Techs | PWROILLKAXX | TotalAnnualMaxCapacityInvestment | 2030 | 0.1 | lid_floor | 2026-07-10T11:21:49.898172
C_Target_VRE | Secondary Techs | PWROILLKAXX | TotalAnnualMaxCapacityInvestment | 2031 | 0.1 | lid_floor | 2026-07-10T11:21:49.898172
C_Target_VRE | Secondary Techs | PWROILLKAXX | TotalAnnualMaxCapacityInvestment | 2032 | 0.1 | lid_floor | 2026-07-10T11:21:49.898172
C_Target_VRE | Secondary Techs | PWROILLKAXX | TotalAnnualMaxCapacityInvestment | 2033 | 0.1 | lid_floor | 2026-07-10T11:21:49.898172
C_Target_VRE | Secondary Techs | PWROILLKAXX | TotalAnnualMaxCapacityInvestment | 2034 | 0.1 | lid_floor | 2026-07-10T11:21:49.898172
C_Target_VRE | Secondary Techs | PWROILLKAXX | TotalAnnualMaxCapacityInvestment | 2035 | 0.1 | lid_floor | 2026-07-10T11:21:49.898172
C_Target_VRE | Secondary Techs | PWROILLKAXX | TotalAnnualMaxCapacityInvestment | 2036 | 0.1 | lid_floor | 2026-07-10T11:21:49.898172
C_Target_VRE | Secondary Techs | PWROILLKAXX | TotalAnnualMaxCapacityInvestment | 2037 | 0.1035 | lid_family_capped | 2026-07-10T11:21:49.898172
C_Target_VRE | Secondary Techs | PWROILLKAXX | TotalAnnualMaxCapacityInvestment | 2038 | 0.1097 | lid_family_capped | 2026-07-10T11:21:49.898172
C_Target_VRE | Secondary Techs | PWROILLKAXX | TotalAnnualMaxCapacityInvestment | 2039 | 0.1115 | lid_family_capped | 2026-07-10T11:21:49.898172
C_Target_VRE | Secondary Techs | PWROILLKAXX | TotalAnnualMaxCapacityInvestment | 2040 | 0.1163 | lid_family_capped | 2026-07-10T11:21:49.898172
C_Target_VRE | Secondary Techs | PWROILLKAXX | TotalAnnualMaxCapacityInvestment | 2041 | 0.12166 | lid_family_capped | 2026-07-10T11:21:49.898172
C_Target_VRE | Secondary Techs | PWROILLKAXX | TotalAnnualMaxCapacityInvestment | 2042 | 0.12188 | lid_family_capped | 2026-07-10T11:21:49.898172
C_Target_VRE | Secondary Techs | PWROILLKAXX | TotalAnnualMaxCapacityInvestment | 2043 | 0.12394 | lid_family_capped | 2026-07-10T11:21:49.898172
C_Target_VRE | Secondary Techs | PWROILLKAXX | TotalAnnualMaxCapacityInvestment | 2044 | 0.12704 | lid_family_capped | 2026-07-10T11:21:49.898172
C_Target_VRE | Secondary Techs | PWROILLKAXX | TotalAnnualMaxCapacityInvestment | 2045 | 0.12884 | lid_adequacy_scaled | 2026-07-10T11:21:49.898172
C_Target_VRE | Secondary Techs | PWROILLKAXX | TotalAnnualMaxCapacityInvestment | 2046 | 0.16407 | lid_adequacy_scaled | 2026-07-10T11:21:49.898172
C_Target_VRE | Secondary Techs | PWROILLKAXX | TotalAnnualMaxCapacityInvestment | 2047 | 0.19856 | lid_adequacy_scaled | 2026-07-10T11:21:49.898172
C_Target_VRE | Secondary Techs | PWROILLKAXX | TotalAnnualMaxCapacityInvestment | 2048 | 0.22987 | lid_adequacy_scaled | 2026-07-10T11:21:49.898172
C_Target_VRE | Secondary Techs | PWROILLKAXX | TotalAnnualMaxCapacityInvestment | 2049 | 0.2628 | lid_adequacy_scaled | 2026-07-10T11:21:49.898172
C_Target_VRE | Secondary Techs | PWROILLKAXX | TotalAnnualMaxCapacityInvestment | 2050 | 0.29597 | lid_adequacy_scaled | 2026-07-10T11:21:49.898172
C_Target_VRE | Secondary Techs | PWRHYDINDEA | TotalAnnualMaxCapacityInvestment | 2023 | 0.1 | lid_floor | 2026-07-10T11:21:49.898172
C_Target_VRE | Secondary Techs | PWRHYDINDEA | TotalAnnualMaxCapacityInvestment | 2024 | 0.38708 | lid_fill | 2026-07-10T11:21:49.898172
C_Target_VRE | Secondary Techs | PWRHYDINDEA | TotalAnnualMaxCapacityInvestment | 2025 | 0.44035 | lid_fill | 2026-07-10T11:21:49.898172
C_Target_VRE | Secondary Techs | PWRHYDINDEA | TotalAnnualMaxCapacityInvestment | 2026 | 0.44963 | lid_fill | 2026-07-10T11:21:49.898172
C_Target_VRE | Secondary Techs | PWRHYDINDEA | TotalAnnualMaxCapacityInvestment | 2027 | 0.505 | untie_min_inv | 2026-07-10T11:21:49.898172
C_Target_VRE | Secondary Techs | PWRHYDINDEA | TotalAnnualMaxCapacityInvestment | 2028 | 0.51588 | lid_relaxed | 2026-07-10T11:21:49.898172
C_Target_VRE | Secondary Techs | PWRHYDINDEA | TotalAnnualMaxCapacityInvestment | 2029 | 0.41368 | lid_relaxed | 2026-07-10T11:21:49.898172
C_Target_VRE | Secondary Techs | PWRHYDINDEA | TotalAnnualMaxCapacityInvestment | 2030 | 0.20587 | lid_relaxed | 2026-07-10T11:21:49.898172
C_Target_VRE | Secondary Techs | PWRHYDINDEA | TotalAnnualMaxCapacityInvestment | 2031 | 0.1777 | lid_relaxed | 2026-07-10T11:21:49.898172
C_Target_VRE | Secondary Techs | PWRHYDINDEA | TotalAnnualMaxCapacityInvestment | 2032 | 0.32311 | lid_relaxed | 2026-07-10T11:21:49.898172
C_Target_VRE | Secondary Techs | PWRHYDINDEA | TotalAnnualMaxCapacityInvestment | 2033 | 0.30181 | lid_relaxed | 2026-07-10T11:21:49.898172
C_Target_VRE | Secondary Techs | PWRHYDINDEA | TotalAnnualMaxCapacityInvestment | 2034 | 0.27842 | lid_relaxed | 2026-07-10T11:21:49.898172
C_Target_VRE | Secondary Techs | PWRHYDINDEA | TotalAnnualMaxCapacityInvestment | 2035 | 0.35451 | untie_min_inv | 2026-07-10T11:21:49.898172
C_Target_VRE | Secondary Techs | PWRHYDINDEA | TotalAnnualMaxCapacityInvestment | 2036 | 0.22526 | lid_relaxed | 2026-07-10T11:21:49.898172
C_Target_VRE | Secondary Techs | PWRHYDINDEA | TotalAnnualMaxCapacityInvestment | 2037 | 0.27486 | lid_relaxed | 2026-07-10T11:21:49.898172
C_Target_VRE | Secondary Techs | PWRHYDINDEA | TotalAnnualMaxCapacityInvestment | 2038 | 0.2404 | lid_relaxed | 2026-07-10T11:21:49.898172
C_Target_VRE | Secondary Techs | PWRHYDINDEA | TotalAnnualMaxCapacityInvestment | 2039 | 0.20355 | lid_relaxed | 2026-07-10T11:21:49.898172
C_Target_VRE | Secondary Techs | PWRHYDINDEA | TotalAnnualMaxCapacityInvestment | 2040 | 0.16432 | lid_relaxed | 2026-07-10T11:21:49.898172
C_Target_VRE | Secondary Techs | PWRHYDINDEA | TotalAnnualMaxCapacityInvestment | 2041 | 0.16489 | lid_adequacy_scaled | 2026-07-10T11:21:49.898172
C_Target_VRE | Secondary Techs | PWRHYDINDEA | TotalAnnualMaxCapacityInvestment | 2042 | 0.38443 | lid_adequacy_scaled | 2026-07-10T11:21:49.898172
C_Target_VRE | Secondary Techs | PWRHYDINDEA | TotalAnnualMaxCapacityInvestment | 2043 | 0.59028 | lid_adequacy_scaled | 2026-07-10T11:21:49.898172
C_Target_VRE | Secondary Techs | PWRHYDINDEA | TotalAnnualMaxCapacityInvestment | 2044 | 0.79181 | lid_adequacy_scaled | 2026-07-10T11:21:49.898172
C_Target_VRE | Secondary Techs | PWRHYDINDEA | TotalAnnualMaxCapacityInvestment | 2045 | 0.96927 | lid_adequacy_scaled | 2026-07-10T11:21:49.898172
C_Target_VRE | Secondary Techs | PWRHYDINDEA | TotalAnnualMaxCapacityInvestment | 2046 | 1.2217 | lid_adequacy_scaled | 2026-07-10T11:21:49.898172
C_Target_VRE | Secondary Techs | PWRHYDINDEA | TotalAnnualMaxCapacityInvestment | 2047 | 1.6904 | lid_adequacy_scaled | 2026-07-10T11:21:49.898172
C_Target_VRE | Secondary Techs | PWRHYDINDEA | TotalAnnualMaxCapacityInvestment | 2048 | 2.5819 | lid_adequacy_scaled | 2026-07-10T11:21:49.898172
C_Target_VRE | Secondary Techs | PWRHYDINDEA | TotalAnnualMaxCapacityInvestment | 2049 | 3.426 | lid_adequacy_scaled | 2026-07-10T11:21:49.898172
C_Target_VRE | Secondary Techs | PWRHYDINDEA | TotalAnnualMaxCapacityInvestment | 2050 | 3.8802 | lid_adequacy_scaled | 2026-07-10T11:21:49.898172
C_Target_VRE | Secondary Techs | PWRNGSINDSO | TotalAnnualMaxCapacityInvestment | 2023 | 0.1 | lid_floor | 2026-07-10T11:21:49.898172
C_Target_VRE | Secondary Techs | PWRNGSINDSO | TotalAnnualMaxCapacityInvestment | 2024 | 0.39189 | lid_fill | 2026-07-10T11:21:49.898172
C_Target_VRE | Secondary Techs | PWRNGSINDSO | TotalAnnualMaxCapacityInvestment | 2025 | 0.4161 | lid_fill | 2026-07-10T11:21:49.898172
C_Target_VRE | Secondary Techs | PWRNGSINDSO | TotalAnnualMaxCapacityInvestment | 2026 | 0.45816 | lid_fill | 2026-07-10T11:21:49.898172
C_Target_VRE | Secondary Techs | PWRNGSINDSO | TotalAnnualMaxCapacityInvestment | 2027 | 0.46348 | lid_fill | 2026-07-10T11:21:49.898172
C_Target_VRE | Secondary Techs | PWRNGSINDSO | TotalAnnualMaxCapacityInvestment | 2028 | 0.49887 | lid_relaxed | 2026-07-10T11:21:49.898172
C_Target_VRE | Secondary Techs | PWRNGSINDSO | TotalAnnualMaxCapacityInvestment | 2029 | 0.46652 | lid_relaxed | 2026-07-10T11:21:49.898172
C_Target_VRE | Secondary Techs | PWRNGSINDSO | TotalAnnualMaxCapacityInvestment | 2030 | 0.33002 | lid_relaxed | 2026-07-10T11:21:49.898172
C_Target_VRE | Secondary Techs | PWRNGSINDSO | TotalAnnualMaxCapacityInvestment | 2031 | 0.31734 | lid_relaxed | 2026-07-10T11:21:49.898172
C_Target_VRE | Secondary Techs | PWRNGSINDSO | TotalAnnualMaxCapacityInvestment | 2032 | 0.41084 | lid_relaxed | 2026-07-10T11:21:49.898172
C_Target_VRE | Secondary Techs | PWRNGSINDSO | TotalAnnualMaxCapacityInvestment | 2033 | 0.40224 | lid_family_capped | 2026-07-10T11:21:49.898172
C_Target_VRE | Secondary Techs | PWRNGSINDSO | TotalAnnualMaxCapacityInvestment | 2034 | 0.38668 | lid_family_capped | 2026-07-10T11:21:49.898172
C_Target_VRE | Secondary Techs | PWRNGSINDSO | TotalAnnualMaxCapacityInvestment | 2035 | 0.37111 | lid_family_capped | 2026-07-10T11:21:49.898172
C_Target_VRE | Secondary Techs | PWRNGSINDSO | TotalAnnualMaxCapacityInvestment | 2036 | 0.35555 | lid_family_capped | 2026-07-10T11:21:49.898172
C_Target_VRE | Secondary Techs | PWRNGSINDSO | TotalAnnualMaxCapacityInvestment | 2037 | 0.37719 | lid_family_capped | 2026-07-10T11:21:49.898172
C_Target_VRE | Secondary Techs | PWRNGSINDSO | TotalAnnualMaxCapacityInvestment | 2038 | 0.36055 | lid_family_capped | 2026-07-10T11:21:49.898172
C_Target_VRE | Secondary Techs | PWRNGSINDSO | TotalAnnualMaxCapacityInvestment | 2039 | 0.34391 | lid_family_capped | 2026-07-10T11:21:49.898172
C_Target_VRE | Secondary Techs | PWRNGSINDSO | TotalAnnualMaxCapacityInvestment | 2040 | 0.31186 | lid_family_capped | 2026-07-10T11:21:49.898172
C_Target_VRE | Secondary Techs | PWRNGSINDSO | TotalAnnualMaxCapacityInvestment | 2041 | 0.31008 | lid_family_capped | 2026-07-10T11:21:49.898172
C_Target_VRE | Secondary Techs | PWRNGSINDSO | TotalAnnualMaxCapacityInvestment | 2042 | 0.35715 | lid_family_capped | 2026-07-10T11:21:49.898172
C_Target_VRE | Secondary Techs | PWRNGSINDSO | TotalAnnualMaxCapacityInvestment | 2043 | 0.48979 | lid_adequacy_scaled | 2026-07-10T11:21:49.898172
C_Target_VRE | Secondary Techs | PWRNGSINDSO | TotalAnnualMaxCapacityInvestment | 2044 | 0.64579 | lid_adequacy_scaled | 2026-07-10T11:21:49.898172
C_Target_VRE | Secondary Techs | PWRNGSINDSO | TotalAnnualMaxCapacityInvestment | 2045 | 0.7989 | lid_adequacy_scaled | 2026-07-10T11:21:49.898172
C_Target_VRE | Secondary Techs | PWRNGSINDSO | TotalAnnualMaxCapacityInvestment | 2046 | 0.99766 | lid_adequacy_scaled | 2026-07-10T11:21:49.898172
C_Target_VRE | Secondary Techs | PWRNGSINDSO | TotalAnnualMaxCapacityInvestment | 2047 | 1.1834 | lid_adequacy_scaled | 2026-07-10T11:21:49.898172
C_Target_VRE | Secondary Techs | PWRNGSINDSO | TotalAnnualMaxCapacityInvestment | 2048 | 1.3583 | lid_adequacy_scaled | 2026-07-10T11:21:49.898172
C_Target_VRE | Secondary Techs | PWRNGSINDSO | TotalAnnualMaxCapacityInvestment | 2049 | 1.5241 | lid_adequacy_scaled | 2026-07-10T11:21:49.898172
C_Target_VRE | Secondary Techs | PWRNGSINDSO | TotalAnnualMaxCapacityInvestment | 2050 | 1.6822 | lid_adequacy_scaled | 2026-07-10T11:21:49.898172
C_Target_VRE | Secondary Techs | PWRSPVMDVXX | TotalAnnualMaxCapacityInvestment | 2023 | 0.1 | lid_floor | 2026-07-10T11:21:49.898172
C_Target_VRE | Secondary Techs | PWRSPVMDVXX | TotalAnnualMaxCapacityInvestment | 2024 | 0.1 | lid_floor | 2026-07-10T11:21:49.898172
C_Target_VRE | Secondary Techs | PWRSPVMDVXX | TotalAnnualMaxCapacityInvestment | 2025 | 0.1 | lid_floor | 2026-07-10T11:21:49.898172
C_Target_VRE | Secondary Techs | PWRSPVMDVXX | TotalAnnualMaxCapacityInvestment | 2026 | 0.1 | lid_floor | 2026-07-10T11:21:49.898172
C_Target_VRE | Secondary Techs | PWRSPVMDVXX | TotalAnnualMaxCapacityInvestment | 2027 | 0.1 | lid_floor | 2026-07-10T11:21:49.898172
C_Target_VRE | Secondary Techs | PWRSPVMDVXX | TotalAnnualMaxCapacityInvestment | 2028 | 0.27472 | untie_min_inv | 2026-07-10T11:21:49.898172
C_Target_VRE | Secondary Techs | PWRSPVMDVXX | TotalAnnualMaxCapacityInvestment | 2029 | 0.1 | lid_floor | 2026-07-10T11:21:49.898172
C_Target_VRE | Secondary Techs | PWRSPVMDVXX | TotalAnnualMaxCapacityInvestment | 2030 | 0.1 | lid_floor | 2026-07-10T11:21:49.898172
C_Target_VRE | Secondary Techs | PWRSPVMDVXX | TotalAnnualMaxCapacityInvestment | 2031 | 0.1 | lid_floor | 2026-07-10T11:21:49.898172
C_Target_VRE | Secondary Techs | PWRSPVMDVXX | TotalAnnualMaxCapacityInvestment | 2032 | 0.1 | lid_floor | 2026-07-10T11:21:49.898172
C_Target_VRE | Secondary Techs | PWRSPVMDVXX | TotalAnnualMaxCapacityInvestment | 2033 | 0.1 | lid_floor | 2026-07-10T11:21:49.898172
C_Target_VRE | Secondary Techs | PWRSPVMDVXX | TotalAnnualMaxCapacityInvestment | 2034 | 0.1 | lid_floor | 2026-07-10T11:21:49.898172
C_Target_VRE | Secondary Techs | PWRSPVMDVXX | TotalAnnualMaxCapacityInvestment | 2035 | 0.1 | lid_floor | 2026-07-10T11:21:49.898172
C_Target_VRE | Secondary Techs | PWRSPVMDVXX | TotalAnnualMaxCapacityInvestment | 2036 | 0.1 | lid_floor | 2026-07-10T11:21:49.898172
C_Target_VRE | Secondary Techs | PWRSPVMDVXX | TotalAnnualMaxCapacityInvestment | 2037 | 0.1 | lid_floor | 2026-07-10T11:21:49.898172
C_Target_VRE | Secondary Techs | PWRSPVMDVXX | TotalAnnualMaxCapacityInvestment | 2038 | 0.1 | lid_floor | 2026-07-10T11:21:49.898172
C_Target_VRE | Secondary Techs | PWRSPVMDVXX | TotalAnnualMaxCapacityInvestment | 2039 | 0.1 | lid_floor | 2026-07-10T11:21:49.898172
C_Target_VRE | Secondary Techs | PWRSPVMDVXX | TotalAnnualMaxCapacityInvestment | 2040 | 0.1 | lid_floor | 2026-07-10T11:21:49.898172
C_Target_VRE | Secondary Techs | PWRSPVMDVXX | TotalAnnualMaxCapacityInvestment | 2041 | 0.1 | lid_floor | 2026-07-10T11:21:49.898172
C_Target_VRE | Secondary Techs | PWRSPVMDVXX | TotalAnnualMaxCapacityInvestment | 2042 | 0.1 | lid_floor | 2026-07-10T11:21:49.898172
C_Target_VRE | Secondary Techs | PWRSPVMDVXX | TotalAnnualMaxCapacityInvestment | 2043 | 0.1 | lid_floor | 2026-07-10T11:21:49.898172
C_Target_VRE | Secondary Techs | PWRSPVMDVXX | TotalAnnualMaxCapacityInvestment | 2044 | 0.1 | lid_floor | 2026-07-10T11:21:49.898172
C_Target_VRE | Secondary Techs | PWRSPVMDVXX | TotalAnnualMaxCapacityInvestment | 2045 | 0.1 | lid_floor | 2026-07-10T11:21:49.898172
C_Target_VRE | Secondary Techs | PWRSPVMDVXX | TotalAnnualMaxCapacityInvestment | 2046 | 0.1 | lid_floor | 2026-07-10T11:21:49.898172
C_Target_VRE | Secondary Techs | PWRSPVMDVXX | TotalAnnualMaxCapacityInvestment | 2047 | 0.1 | lid_floor | 2026-07-10T11:21:49.898172
C_Target_VRE | Secondary Techs | PWRSPVMDVXX | TotalAnnualMaxCapacityInvestment | 2048 | 0.1 | lid_floor | 2026-07-10T11:21:49.898172
C_Target_VRE | Secondary Techs | PWRSPVMDVXX | TotalAnnualMaxCapacityInvestment | 2049 | 0.10126 | lid_adequacy_scaled | 2026-07-10T11:21:49.898172
C_Target_VRE | Secondary Techs | PWRSPVMDVXX | TotalAnnualMaxCapacityInvestment | 2050 | 0.11794 | lid_adequacy_scaled | 2026-07-10T11:21:49.898172
C_Target_VRE | Secondary Techs | PWRNGSINDNE | TotalAnnualMaxCapacityInvestment | 2023 | 0.1 | lid_floor | 2026-07-10T11:21:49.898172
C_Target_VRE | Secondary Techs | PWRNGSINDNE | TotalAnnualMaxCapacityInvestment | 2024 | 0.1 | lid_floor | 2026-07-10T11:21:49.898172
C_Target_VRE | Secondary Techs | PWRNGSINDNE | TotalAnnualMaxCapacityInvestment | 2025 | 0.10366 | lid_fill | 2026-07-10T11:21:49.898172
C_Target_VRE | Secondary Techs | PWRNGSINDNE | TotalAnnualMaxCapacityInvestment | 2026 | 0.11377 | lid_fill | 2026-07-10T11:21:49.898172
C_Target_VRE | Secondary Techs | PWRNGSINDNE | TotalAnnualMaxCapacityInvestment | 2027 | 0.1142 | lid_fill | 2026-07-10T11:21:49.898172
C_Target_VRE | Secondary Techs | PWRNGSINDNE | TotalAnnualMaxCapacityInvestment | 2028 | 0.12412 | lid_relaxed | 2026-07-10T11:21:49.898172
C_Target_VRE | Secondary Techs | PWRNGSINDNE | TotalAnnualMaxCapacityInvestment | 2029 | 0.10152 | lid_relaxed | 2026-07-10T11:21:49.898172
C_Target_VRE | Secondary Techs | PWRNGSINDNE | TotalAnnualMaxCapacityInvestment | 2030 | 0.1 | lid_floor | 2026-07-10T11:21:49.898172
C_Target_VRE | Secondary Techs | PWRNGSINDNE | TotalAnnualMaxCapacityInvestment | 2031 | 0.1 | lid_floor | 2026-07-10T11:21:49.898172
C_Target_VRE | Secondary Techs | PWRNGSINDNE | TotalAnnualMaxCapacityInvestment | 2032 | 0.11473 | lid_relaxed | 2026-07-10T11:21:49.898172
C_Target_VRE | Secondary Techs | PWRNGSINDNE | TotalAnnualMaxCapacityInvestment | 2033 | 0.11127 | lid_family_capped | 2026-07-10T11:21:49.898172
C_Target_VRE | Secondary Techs | PWRNGSINDNE | TotalAnnualMaxCapacityInvestment | 2034 | 0.10586 | lid_family_capped | 2026-07-10T11:21:49.898172
C_Target_VRE | Secondary Techs | PWRNGSINDNE | TotalAnnualMaxCapacityInvestment | 2035 | 0.10044 | lid_family_capped | 2026-07-10T11:21:49.898172
C_Target_VRE | Secondary Techs | PWRNGSINDNE | TotalAnnualMaxCapacityInvestment | 2036 | 0.1 | lid_floor | 2026-07-10T11:21:49.898172
C_Target_VRE | Secondary Techs | PWRNGSINDNE | TotalAnnualMaxCapacityInvestment | 2037 | 0.11579 | lid_family_capped | 2026-07-10T11:21:49.898172
C_Target_VRE | Secondary Techs | PWRNGSINDNE | TotalAnnualMaxCapacityInvestment | 2038 | 0.10945 | lid_family_capped | 2026-07-10T11:21:49.898172
C_Target_VRE | Secondary Techs | PWRNGSINDNE | TotalAnnualMaxCapacityInvestment | 2039 | 0.10308 | lid_family_capped | 2026-07-10T11:21:49.898172
C_Target_VRE | Secondary Techs | PWRNGSINDNE | TotalAnnualMaxCapacityInvestment | 2040 | 0.1 | lid_floor | 2026-07-10T11:21:49.898172
C_Target_VRE | Secondary Techs | PWRNGSINDNE | TotalAnnualMaxCapacityInvestment | 2041 | 0.1 | lid_floor | 2026-07-10T11:21:49.898172
C_Target_VRE | Secondary Techs | PWRNGSINDNE | TotalAnnualMaxCapacityInvestment | 2042 | 0.10729 | lid_family_capped | 2026-07-10T11:21:49.898172
C_Target_VRE | Secondary Techs | PWRNGSINDNE | TotalAnnualMaxCapacityInvestment | 2043 | 0.10845 | lid_family_capped | 2026-07-10T11:21:49.898172
C_Target_VRE | Secondary Techs | PWRNGSINDNE | TotalAnnualMaxCapacityInvestment | 2044 | 0.1095 | lid_family_capped | 2026-07-10T11:21:49.898172
C_Target_VRE | Secondary Techs | PWRNGSINDNE | TotalAnnualMaxCapacityInvestment | 2045 | 0.13498 | lid_adequacy_scaled | 2026-07-10T11:21:49.898172
C_Target_VRE | Secondary Techs | PWRNGSINDNE | TotalAnnualMaxCapacityInvestment | 2046 | 0.17453 | lid_adequacy_scaled | 2026-07-10T11:21:49.898172
C_Target_VRE | Secondary Techs | PWRNGSINDNE | TotalAnnualMaxCapacityInvestment | 2047 | 0.21359 | lid_adequacy_scaled | 2026-07-10T11:21:49.898172
C_Target_VRE | Secondary Techs | PWRNGSINDNE | TotalAnnualMaxCapacityInvestment | 2048 | 0.25216 | lid_adequacy_scaled | 2026-07-10T11:21:49.898172
C_Target_VRE | Secondary Techs | PWRNGSINDNE | TotalAnnualMaxCapacityInvestment | 2049 | 0.29014 | lid_adequacy_scaled | 2026-07-10T11:21:49.898172
C_Target_VRE | Secondary Techs | PWRNGSINDNE | TotalAnnualMaxCapacityInvestment | 2050 | 0.3275 | lid_adequacy_scaled | 2026-07-10T11:21:49.898172
C_Target_VRE | Secondary Techs | PWRLDSNPLXX | TotalAnnualMaxCapacityInvestment | 2023 | 9999 | exempt_maxcap_uncapped | 2026-07-10T11:21:49.898172
C_Target_VRE | Secondary Techs | PWRLDSNPLXX | TotalAnnualMaxCapacityInvestment | 2024 | 9999 | exempt_maxcap_uncapped | 2026-07-10T11:21:49.898172
C_Target_VRE | Secondary Techs | PWRLDSNPLXX | TotalAnnualMaxCapacityInvestment | 2025 | 9999 | exempt_maxcap_uncapped | 2026-07-10T11:21:49.898172
C_Target_VRE | Secondary Techs | PWRLDSNPLXX | TotalAnnualMaxCapacityInvestment | 2026 | 9999 | exempt_maxcap_uncapped | 2026-07-10T11:21:49.898172
C_Target_VRE | Secondary Techs | PWRLDSNPLXX | TotalAnnualMaxCapacityInvestment | 2027 | 9999 | exempt_maxcap_uncapped | 2026-07-10T11:21:49.898172
C_Target_VRE | Secondary Techs | PWRLDSNPLXX | TotalAnnualMaxCapacityInvestment | 2028 | 9999 | exempt_maxcap_uncapped | 2026-07-10T11:21:49.898172
C_Target_VRE | Secondary Techs | PWRLDSNPLXX | TotalAnnualMaxCapacityInvestment | 2029 | 9999 | exempt_maxcap_uncapped | 2026-07-10T11:21:49.898172
C_Target_VRE | Secondary Techs | PWRLDSNPLXX | TotalAnnualMaxCapacityInvestment | 2030 | 9999 | exempt_maxcap_uncapped | 2026-07-10T11:21:49.898172
C_Target_VRE | Secondary Techs | PWRLDSNPLXX | TotalAnnualMaxCapacityInvestment | 2031 | 9999 | exempt_maxcap_uncapped | 2026-07-10T11:21:49.898172
C_Target_VRE | Secondary Techs | PWRLDSNPLXX | TotalAnnualMaxCapacityInvestment | 2032 | 9999 | exempt_maxcap_uncapped | 2026-07-10T11:21:49.898172
C_Target_VRE | Secondary Techs | PWRLDSNPLXX | TotalAnnualMaxCapacityInvestment | 2033 | 9999 | exempt_maxcap_uncapped | 2026-07-10T11:21:49.898172
C_Target_VRE | Secondary Techs | PWRLDSNPLXX | TotalAnnualMaxCapacityInvestment | 2034 | 9999 | exempt_maxcap_uncapped | 2026-07-10T11:21:49.898172
C_Target_VRE | Secondary Techs | PWRLDSNPLXX | TotalAnnualMaxCapacityInvestment | 2035 | 9999 | exempt_maxcap_uncapped | 2026-07-10T11:21:49.898172
C_Target_VRE | Secondary Techs | PWRLDSNPLXX | TotalAnnualMaxCapacityInvestment | 2036 | 9999 | exempt_maxcap_uncapped | 2026-07-10T11:21:49.898172
C_Target_VRE | Secondary Techs | PWRLDSNPLXX | TotalAnnualMaxCapacityInvestment | 2037 | 9999 | exempt_maxcap_uncapped | 2026-07-10T11:21:49.898172
C_Target_VRE | Secondary Techs | PWRLDSNPLXX | TotalAnnualMaxCapacityInvestment | 2038 | 9999 | exempt_maxcap_uncapped | 2026-07-10T11:21:49.898172
C_Target_VRE | Secondary Techs | PWRLDSNPLXX | TotalAnnualMaxCapacityInvestment | 2039 | 9999 | exempt_maxcap_uncapped | 2026-07-10T11:21:49.898172
C_Target_VRE | Secondary Techs | PWRLDSNPLXX | TotalAnnualMaxCapacityInvestment | 2040 | 9999 | exempt_maxcap_uncapped | 2026-07-10T11:21:49.898172
C_Target_VRE | Secondary Techs | PWRLDSNPLXX | TotalAnnualMaxCapacityInvestment | 2041 | 9999 | exempt_maxcap_uncapped | 2026-07-10T11:21:49.898172
C_Target_VRE | Secondary Techs | PWRLDSNPLXX | TotalAnnualMaxCapacityInvestment | 2042 | 9999 | exempt_maxcap_uncapped | 2026-07-10T11:21:49.898172
C_Target_VRE | Secondary Techs | PWRLDSNPLXX | TotalAnnualMaxCapacityInvestment | 2043 | 9999 | exempt_maxcap_uncapped | 2026-07-10T11:21:49.898172
C_Target_VRE | Secondary Techs | PWRLDSNPLXX | TotalAnnualMaxCapacityInvestment | 2044 | 9999 | exempt_maxcap_uncapped | 2026-07-10T11:21:49.898172
C_Target_VRE | Secondary Techs | PWRLDSNPLXX | TotalAnnualMaxCapacityInvestment | 2045 | 9999 | exempt_maxcap_uncapped | 2026-07-10T11:21:49.898172
C_Target_VRE | Secondary Techs | PWRLDSNPLXX | TotalAnnualMaxCapacityInvestment | 2046 | 9999 | exempt_maxcap_uncapped | 2026-07-10T11:21:49.898172
C_Target_VRE | Secondary Techs | PWRLDSNPLXX | TotalAnnualMaxCapacityInvestment | 2047 | 9999 | exempt_maxcap_uncapped | 2026-07-10T11:21:49.898172
C_Target_VRE | Secondary Techs | PWRLDSNPLXX | TotalAnnualMaxCapacityInvestment | 2048 | 9999 | exempt_maxcap_uncapped | 2026-07-10T11:21:49.898172
C_Target_VRE | Secondary Techs | PWRLDSNPLXX | TotalAnnualMaxCapacityInvestment | 2049 | 9999 | exempt_maxcap_uncapped | 2026-07-10T11:21:49.898172
C_Target_VRE | Secondary Techs | PWRLDSNPLXX | TotalAnnualMaxCapacityInvestment | 2050 | 9999 | exempt_maxcap_uncapped | 2026-07-10T11:21:49.898172
C_Target_VRE | Secondary Techs | PWRLDSNPLXX | TotalAnnualMaxCapacityInvestment | 2023 | 9999 | exempt_uncapped | 2026-07-10T11:21:49.898172
C_Target_VRE | Secondary Techs | PWRLDSNPLXX | TotalAnnualMaxCapacityInvestment | 2024 | 9999 | exempt_uncapped | 2026-07-10T11:21:49.898172
C_Target_VRE | Secondary Techs | PWRLDSNPLXX | TotalAnnualMaxCapacityInvestment | 2025 | 9999 | exempt_uncapped | 2026-07-10T11:21:49.898172
C_Target_VRE | Secondary Techs | PWRLDSNPLXX | TotalAnnualMaxCapacityInvestment | 2026 | 9999 | exempt_uncapped | 2026-07-10T11:21:49.898172
C_Target_VRE | Secondary Techs | PWRLDSNPLXX | TotalAnnualMaxCapacityInvestment | 2027 | 9999 | exempt_uncapped | 2026-07-10T11:21:49.898172
C_Target_VRE | Secondary Techs | PWRLDSNPLXX | TotalAnnualMaxCapacityInvestment | 2028 | 9999 | exempt_uncapped | 2026-07-10T11:21:49.898172
C_Target_VRE | Secondary Techs | PWRLDSNPLXX | TotalAnnualMaxCapacityInvestment | 2029 | 9999 | exempt_uncapped | 2026-07-10T11:21:49.898172
C_Target_VRE | Secondary Techs | PWRLDSNPLXX | TotalAnnualMaxCapacityInvestment | 2030 | 9999 | exempt_uncapped | 2026-07-10T11:21:49.898172
C_Target_VRE | Secondary Techs | PWRLDSNPLXX | TotalAnnualMaxCapacityInvestment | 2031 | 9999 | exempt_uncapped | 2026-07-10T11:21:49.898172
C_Target_VRE | Secondary Techs | PWRLDSNPLXX | TotalAnnualMaxCapacityInvestment | 2032 | 9999 | exempt_uncapped | 2026-07-10T11:21:49.898172
C_Target_VRE | Secondary Techs | PWRLDSNPLXX | TotalAnnualMaxCapacityInvestment | 2033 | 9999 | exempt_uncapped | 2026-07-10T11:21:49.898172
C_Target_VRE | Secondary Techs | PWRLDSNPLXX | TotalAnnualMaxCapacityInvestment | 2034 | 9999 | exempt_uncapped | 2026-07-10T11:21:49.898172
C_Target_VRE | Secondary Techs | PWRLDSNPLXX | TotalAnnualMaxCapacityInvestment | 2035 | 9999 | exempt_uncapped | 2026-07-10T11:21:49.898172
C_Target_VRE | Secondary Techs | PWRLDSNPLXX | TotalAnnualMaxCapacityInvestment | 2036 | 9999 | exempt_uncapped | 2026-07-10T11:21:49.898172
C_Target_VRE | Secondary Techs | PWRLDSNPLXX | TotalAnnualMaxCapacityInvestment | 2037 | 9999 | exempt_uncapped | 2026-07-10T11:21:49.898172
C_Target_VRE | Secondary Techs | PWRLDSNPLXX | TotalAnnualMaxCapacityInvestment | 2038 | 9999 | exempt_uncapped | 2026-07-10T11:21:49.898172
C_Target_VRE | Secondary Techs | PWRLDSNPLXX | TotalAnnualMaxCapacityInvestment | 2039 | 9999 | exempt_uncapped | 2026-07-10T11:21:49.898172
C_Target_VRE | Secondary Techs | PWRLDSNPLXX | TotalAnnualMaxCapacityInvestment | 2040 | 9999 | exempt_uncapped | 2026-07-10T11:21:49.898172
C_Target_VRE | Secondary Techs | PWRLDSNPLXX | TotalAnnualMaxCapacityInvestment | 2041 | 9999 | exempt_uncapped | 2026-07-10T11:21:49.898172
C_Target_VRE | Secondary Techs | PWRLDSNPLXX | TotalAnnualMaxCapacityInvestment | 2042 | 9999 | exempt_uncapped | 2026-07-10T11:21:49.898172
C_Target_VRE | Secondary Techs | PWRLDSNPLXX | TotalAnnualMaxCapacityInvestment | 2043 | 9999 | exempt_uncapped | 2026-07-10T11:21:49.898172
C_Target_VRE | Secondary Techs | PWRLDSNPLXX | TotalAnnualMaxCapacityInvestment | 2044 | 9999 | exempt_uncapped | 2026-07-10T11:21:49.898172
C_Target_VRE | Secondary Techs | PWRLDSNPLXX | TotalAnnualMaxCapacityInvestment | 2045 | 9999 | exempt_uncapped | 2026-07-10T11:21:49.898172
C_Target_VRE | Secondary Techs | PWRLDSNPLXX | TotalAnnualMaxCapacityInvestment | 2046 | 9999 | exempt_uncapped | 2026-07-10T11:21:49.898172
C_Target_VRE | Secondary Techs | PWRLDSNPLXX | TotalAnnualMaxCapacityInvestment | 2047 | 9999 | exempt_uncapped | 2026-07-10T11:21:49.898172
C_Target_VRE | Secondary Techs | PWRLDSNPLXX | TotalAnnualMaxCapacityInvestment | 2048 | 9999 | exempt_uncapped | 2026-07-10T11:21:49.898172
C_Target_VRE | Secondary Techs | PWRLDSNPLXX | TotalAnnualMaxCapacityInvestment | 2049 | 9999 | exempt_uncapped | 2026-07-10T11:21:49.898172
C_Target_VRE | Secondary Techs | PWRLDSNPLXX | TotalAnnualMaxCapacityInvestment | 2050 | 9999 | exempt_uncapped | 2026-07-10T11:21:49.898172
C_Target_VRE | Secondary Techs | PWRHYDLKAXX | TotalAnnualMaxCapacityInvestment | 2023 | 0.1 | lid_floor | 2026-07-10T11:21:49.898172
C_Target_VRE | Secondary Techs | PWRHYDLKAXX | TotalAnnualMaxCapacityInvestment | 2024 | 0.14727 | lid_fill | 2026-07-10T11:21:49.898172
C_Target_VRE | Secondary Techs | PWRHYDLKAXX | TotalAnnualMaxCapacityInvestment | 2025 | 0.11089 | lid_fill | 2026-07-10T11:21:49.898172
C_Target_VRE | Secondary Techs | PWRHYDLKAXX | TotalAnnualMaxCapacityInvestment | 2026 | 0.11112 | lid_fill | 2026-07-10T11:21:49.898172
C_Target_VRE | Secondary Techs | PWRHYDLKAXX | TotalAnnualMaxCapacityInvestment | 2027 | 0.11773 | lid_fill | 2026-07-10T11:21:49.898172
C_Target_VRE | Secondary Techs | PWRHYDLKAXX | TotalAnnualMaxCapacityInvestment | 2028 | 0.1281 | lid_relaxed | 2026-07-10T11:21:49.898172
C_Target_VRE | Secondary Techs | PWRHYDLKAXX | TotalAnnualMaxCapacityInvestment | 2029 | 0.12673 | lid_relaxed | 2026-07-10T11:21:49.898172
C_Target_VRE | Secondary Techs | PWRHYDLKAXX | TotalAnnualMaxCapacityInvestment | 2030 | 0.14101 | lid_relaxed | 2026-07-10T11:21:49.898172
C_Target_VRE | Secondary Techs | PWRHYDLKAXX | TotalAnnualMaxCapacityInvestment | 2031 | 0.13417 | lid_relaxed | 2026-07-10T11:21:49.898172
C_Target_VRE | Secondary Techs | PWRHYDLKAXX | TotalAnnualMaxCapacityInvestment | 2032 | 0.14422 | lid_relaxed | 2026-07-10T11:21:49.898172
C_Target_VRE | Secondary Techs | PWRHYDLKAXX | TotalAnnualMaxCapacityInvestment | 2033 | 0.15434 | lid_relaxed | 2026-07-10T11:21:49.898172
C_Target_VRE | Secondary Techs | PWRHYDLKAXX | TotalAnnualMaxCapacityInvestment | 2034 | 0.606 | untie_min_inv | 2026-07-10T11:21:49.898172
C_Target_VRE | Secondary Techs | PWRHYDLKAXX | TotalAnnualMaxCapacityInvestment | 2035 | 0.18252 | lid_relaxed | 2026-07-10T11:21:49.898172
C_Target_VRE | Secondary Techs | PWRHYDLKAXX | TotalAnnualMaxCapacityInvestment | 2036 | 0.20366 | lid_relaxed | 2026-07-10T11:21:49.898172
C_Target_VRE | Secondary Techs | PWRHYDLKAXX | TotalAnnualMaxCapacityInvestment | 2037 | 0.22217 | lid_relaxed | 2026-07-10T11:21:49.898172
C_Target_VRE | Secondary Techs | PWRHYDLKAXX | TotalAnnualMaxCapacityInvestment | 2038 | 0.24231 | lid_relaxed | 2026-07-10T11:21:49.898172
C_Target_VRE | Secondary Techs | PWRHYDLKAXX | TotalAnnualMaxCapacityInvestment | 2039 | 0.25323 | lid_relaxed | 2026-07-10T11:21:49.898172
C_Target_VRE | Secondary Techs | PWRHYDLKAXX | TotalAnnualMaxCapacityInvestment | 2040 | 0.27136 | lid_relaxed | 2026-07-10T11:21:49.898172
C_Target_VRE | Secondary Techs | PWRHYDLKAXX | TotalAnnualMaxCapacityInvestment | 2041 | 0.30279 | lid_relaxed | 2026-07-10T11:21:49.898172
C_Target_VRE | Secondary Techs | PWRHYDLKAXX | TotalAnnualMaxCapacityInvestment | 2042 | 0.3223 | lid_relaxed | 2026-07-10T11:21:49.898172
C_Target_VRE | Secondary Techs | PWRHYDLKAXX | TotalAnnualMaxCapacityInvestment | 2043 | 0.34702 | lid_relaxed | 2026-07-10T11:21:49.898172
C_Target_VRE | Secondary Techs | PWRHYDLKAXX | TotalAnnualMaxCapacityInvestment | 2044 | 0.37547 | lid_relaxed | 2026-07-10T11:21:49.898172
C_Target_VRE | Secondary Techs | PWRHYDLKAXX | TotalAnnualMaxCapacityInvestment | 2045 | 0.40083 | lid_adequacy_scaled | 2026-07-10T11:21:49.898172
C_Target_VRE | Secondary Techs | PWRHYDLKAXX | TotalAnnualMaxCapacityInvestment | 2046 | 0.56148 | lid_adequacy_scaled | 2026-07-10T11:21:49.898172
C_Target_VRE | Secondary Techs | PWRHYDLKAXX | TotalAnnualMaxCapacityInvestment | 2047 | 0.74127 | lid_adequacy_scaled | 2026-07-10T11:21:49.898172
C_Target_VRE | Secondary Techs | PWRHYDLKAXX | TotalAnnualMaxCapacityInvestment | 2048 | 0.92966 | lid_adequacy_scaled | 2026-07-10T11:21:49.898172
C_Target_VRE | Secondary Techs | PWRHYDLKAXX | TotalAnnualMaxCapacityInvestment | 2049 | 1.1446 | lid_adequacy_scaled | 2026-07-10T11:21:49.898172
C_Target_VRE | Secondary Techs | PWRHYDLKAXX | TotalAnnualMaxCapacityInvestment | 2050 | 1.3811 | lid_adequacy_scaled | 2026-07-10T11:21:49.898172
C_Target_VRE | Secondary Techs | PWRCOAINDSO | TotalAnnualMaxCapacityInvestment | 2023 | 0 | lid_floor_suppressed | 2026-07-10T11:21:49.898172
C_Target_VRE | Secondary Techs | PWRCOAINDSO | TotalAnnualMaxCapacityInvestment | 2024 | 2.7163 | lid_fill | 2026-07-10T11:21:49.898172
C_Target_VRE | Secondary Techs | PWRCOAINDSO | TotalAnnualMaxCapacityInvestment | 2025 | 3.232 | untie_min_inv | 2026-07-10T11:21:49.898172
C_Target_VRE | Secondary Techs | PWRCOAINDSO | TotalAnnualMaxCapacityInvestment | 2026 | 3.1756 | lid_fill | 2026-07-10T11:21:49.898172
C_Target_VRE | Secondary Techs | PWRCOAINDSO | TotalAnnualMaxCapacityInvestment | 2027 | 3.2125 | lid_fill | 2026-07-10T11:21:49.898172
C_Target_VRE | Secondary Techs | PWRCOAINDSO | TotalAnnualMaxCapacityInvestment | 2028 | 3.3463 | lid_family_capped | 2026-07-10T11:21:49.898172
C_Target_VRE | Secondary Techs | PWRCOAINDSO | TotalAnnualMaxCapacityInvestment | 2029 | 3.0315 | lid_family_capped | 2026-07-10T11:21:49.898172
C_Target_VRE | Secondary Techs | PWRCOAINDSO | TotalAnnualMaxCapacityInvestment | 2030 | 2.0795 | lid_family_capped | 2026-07-10T11:21:49.898172
C_Target_VRE | Secondary Techs | PWRCOAINDSO | TotalAnnualMaxCapacityInvestment | 2031 | 1.9295 | lid_family_capped | 2026-07-10T11:21:49.898172
C_Target_VRE | Secondary Techs | PWRCOAINDSO | TotalAnnualMaxCapacityInvestment | 2032 | 2.4133 | lid_family_capped | 2026-07-10T11:21:49.898172
C_Target_VRE | Secondary Techs | PWRCOAINDSO | TotalAnnualMaxCapacityInvestment | 2033 | 2.3234 | lid_family_capped | 2026-07-10T11:21:49.898172
C_Target_VRE | Secondary Techs | PWRCOAINDSO | TotalAnnualMaxCapacityInvestment | 2034 | 2.2335 | lid_family_capped | 2026-07-10T11:21:49.898172
C_Target_VRE | Secondary Techs | PWRCOAINDSO | TotalAnnualMaxCapacityInvestment | 2035 | 2.1436 | lid_family_capped | 2026-07-10T11:21:49.898172
C_Target_VRE | Secondary Techs | PWRCOAINDSO | TotalAnnualMaxCapacityInvestment | 2036 | 2.0537 | lid_family_capped | 2026-07-10T11:21:49.898172
C_Target_VRE | Secondary Techs | PWRCOAINDSO | TotalAnnualMaxCapacityInvestment | 2037 | 2.1787 | lid_family_capped | 2026-07-10T11:21:49.898172
C_Target_VRE | Secondary Techs | PWRCOAINDSO | TotalAnnualMaxCapacityInvestment | 2038 | 2.0826 | lid_family_capped | 2026-07-10T11:21:49.898172
C_Target_VRE | Secondary Techs | PWRCOAINDSO | TotalAnnualMaxCapacityInvestment | 2039 | 1.9865 | lid_family_capped | 2026-07-10T11:21:49.898172
C_Target_VRE | Secondary Techs | PWRCOAINDSO | TotalAnnualMaxCapacityInvestment | 2040 | 1.8014 | lid_family_capped | 2026-07-10T11:21:49.898172
C_Target_VRE | Secondary Techs | PWRCOAINDSO | TotalAnnualMaxCapacityInvestment | 2041 | 1.7911 | lid_family_capped | 2026-07-10T11:21:49.898172
C_Target_VRE | Secondary Techs | PWRCOAINDSO | TotalAnnualMaxCapacityInvestment | 2042 | 2.0629 | lid_family_capped | 2026-07-10T11:21:49.898172
C_Target_VRE | Secondary Techs | PWRCOAINDSO | TotalAnnualMaxCapacityInvestment | 2043 | 2.8291 | lid_adequacy_scaled | 2026-07-10T11:21:49.898172
C_Target_VRE | Secondary Techs | PWRCOAINDSO | TotalAnnualMaxCapacityInvestment | 2044 | 3.7301 | lid_adequacy_scaled | 2026-07-10T11:21:49.898172
C_Target_VRE | Secondary Techs | PWRCOAINDSO | TotalAnnualMaxCapacityInvestment | 2045 | 4.6145 | lid_adequacy_scaled | 2026-07-10T11:21:49.898172
C_Target_VRE | Secondary Techs | PWRCOAINDSO | TotalAnnualMaxCapacityInvestment | 2046 | 5.7625 | lid_adequacy_scaled | 2026-07-10T11:21:49.898172
C_Target_VRE | Secondary Techs | PWRCOAINDSO | TotalAnnualMaxCapacityInvestment | 2047 | 6.8355 | lid_adequacy_scaled | 2026-07-10T11:21:49.898172
C_Target_VRE | Secondary Techs | PWRCOAINDSO | TotalAnnualMaxCapacityInvestment | 2048 | 7.8459 | lid_adequacy_scaled | 2026-07-10T11:21:49.898172
C_Target_VRE | Secondary Techs | PWRCOAINDSO | TotalAnnualMaxCapacityInvestment | 2049 | 8.8036 | lid_adequacy_scaled | 2026-07-10T11:21:49.898172
C_Target_VRE | Secondary Techs | PWRCOAINDSO | TotalAnnualMaxCapacityInvestment | 2050 | 9.7165 | lid_adequacy_scaled | 2026-07-10T11:21:49.898172
C_Target_VRE | Secondary Techs | PWRBIOINDEA | TotalAnnualMaxCapacityInvestment | 2023 | 0 | lid_floor_suppressed | 2026-07-10T11:21:49.898172
C_Target_VRE | Secondary Techs | PWRBIOINDEA | TotalAnnualMaxCapacityInvestment | 2024 | 0.034056 | lid_floor_suppressed | 2026-07-10T11:21:49.898172
C_Target_VRE | Secondary Techs | PWRBIOINDEA | TotalAnnualMaxCapacityInvestment | 2025 | 0.038743 | lid_floor_suppressed | 2026-07-10T11:21:49.898172
C_Target_VRE | Secondary Techs | PWRBIOINDEA | TotalAnnualMaxCapacityInvestment | 2026 | 0.039559 | lid_floor_suppressed | 2026-07-10T11:21:49.898172
C_Target_VRE | Secondary Techs | PWRBIOINDEA | TotalAnnualMaxCapacityInvestment | 2027 | 0.042332 | lid_floor_suppressed | 2026-07-10T11:21:49.898172
C_Target_VRE | Secondary Techs | PWRBIOINDEA | TotalAnnualMaxCapacityInvestment | 2028 | 0.043924 | lid_floor_suppressed | 2026-07-10T11:21:49.898172
C_Target_VRE | Secondary Techs | PWRBIOINDEA | TotalAnnualMaxCapacityInvestment | 2029 | 0.034122 | lid_floor_suppressed | 2026-07-10T11:21:49.898172
C_Target_VRE | Secondary Techs | PWRBIOINDEA | TotalAnnualMaxCapacityInvestment | 2030 | 0.016466 | lid_floor_suppressed | 2026-07-10T11:21:49.898172
C_Target_VRE | Secondary Techs | PWRBIOINDEA | TotalAnnualMaxCapacityInvestment | 2031 | 0.013714 | lid_floor_suppressed | 2026-07-10T11:21:49.898172
C_Target_VRE | Secondary Techs | PWRBIOINDEA | TotalAnnualMaxCapacityInvestment | 2032 | 0.024092 | lid_floor_suppressed | 2026-07-10T11:21:49.898172
C_Target_VRE | Secondary Techs | PWRBIOINDEA | TotalAnnualMaxCapacityInvestment | 2033 | 0.021766 | lid_floor_suppressed | 2026-07-10T11:21:49.898172
C_Target_VRE | Secondary Techs | PWRBIOINDEA | TotalAnnualMaxCapacityInvestment | 2034 | 0.019441 | lid_floor_suppressed | 2026-07-10T11:21:49.898172
C_Target_VRE | Secondary Techs | PWRBIOINDEA | TotalAnnualMaxCapacityInvestment | 2035 | 0.017115 | lid_floor_suppressed | 2026-07-10T11:21:49.898172
C_Target_VRE | Secondary Techs | PWRBIOINDEA | TotalAnnualMaxCapacityInvestment | 2036 | 0.01479 | lid_floor_suppressed | 2026-07-10T11:21:49.898172
C_Target_VRE | Secondary Techs | PWRBIOINDEA | TotalAnnualMaxCapacityInvestment | 2037 | 0.017524 | lid_floor_suppressed | 2026-07-10T11:21:49.898172
C_Target_VRE | Secondary Techs | PWRBIOINDEA | TotalAnnualMaxCapacityInvestment | 2038 | 0.014895 | lid_floor_suppressed | 2026-07-10T11:21:49.898172
C_Target_VRE | Secondary Techs | PWRBIOINDEA | TotalAnnualMaxCapacityInvestment | 2039 | 0.012266 | lid_floor_suppressed | 2026-07-10T11:21:49.898172
C_Target_VRE | Secondary Techs | PWRBIOINDEA | TotalAnnualMaxCapacityInvestment | 2040 | 0.0096383 | lid_floor_suppressed | 2026-07-10T11:21:49.898172
C_Target_VRE | Secondary Techs | PWRBIOINDEA | TotalAnnualMaxCapacityInvestment | 2041 | 0.0090673 | lid_adequacy_scaled | 2026-07-10T11:21:49.898172
C_Target_VRE | Secondary Techs | PWRBIOINDEA | TotalAnnualMaxCapacityInvestment | 2042 | 0.019896 | lid_adequacy_scaled | 2026-07-10T11:21:49.898172
C_Target_VRE | Secondary Techs | PWRBIOINDEA | TotalAnnualMaxCapacityInvestment | 2043 | 0.028852 | lid_adequacy_scaled | 2026-07-10T11:21:49.898172
C_Target_VRE | Secondary Techs | PWRBIOINDEA | TotalAnnualMaxCapacityInvestment | 2044 | 0.036666 | lid_adequacy_scaled | 2026-07-10T11:21:49.898172
C_Target_VRE | Secondary Techs | PWRBIOINDEA | TotalAnnualMaxCapacityInvestment | 2045 | 0.042639 | lid_adequacy_scaled | 2026-07-10T11:21:49.898172
C_Target_VRE | Secondary Techs | PWRBIOINDEA | TotalAnnualMaxCapacityInvestment | 2046 | 0.048858 | lid_adequacy_scaled | 2026-07-10T11:21:49.898172
C_Target_VRE | Secondary Techs | PWRBIOINDEA | TotalAnnualMaxCapacityInvestment | 2047 | 0.045044 | lid_adequacy_scaled | 2026-07-10T11:21:49.898172
C_Target_VRE | Secondary Techs | PWRBIOINDEA | TotalAnnualMaxCapacityInvestment | 2048 | 0.021363 | lid_adequacy_scaled | 2026-07-10T11:21:49.898172
C_Target_VRE | Secondary Techs | PWRBIOINDEA | TotalAnnualMaxCapacityInvestment | 2049 | 0 | lid_adequacy_scaled | 2026-07-10T11:21:49.898172
C_Target_VRE | Secondary Techs | PWRBIOINDEA | TotalAnnualMaxCapacityInvestment | 2050 | 0 | lid_adequacy_scaled | 2026-07-10T11:21:49.898172
C_Target_VRE | Secondary Techs | PWRNGSBGDXX | TotalAnnualMaxCapacityInvestment | 2023 | 0.1 | lid_floor | 2026-07-10T11:21:49.898172
C_Target_VRE | Secondary Techs | PWRNGSBGDXX | TotalAnnualMaxCapacityInvestment | 2024 | 0.91082 | lid_fill | 2026-07-10T11:21:49.898172
C_Target_VRE | Secondary Techs | PWRNGSBGDXX | TotalAnnualMaxCapacityInvestment | 2025 | 5.858 | untie_min_inv | 2026-07-10T11:21:49.898172
C_Target_VRE | Secondary Techs | PWRNGSBGDXX | TotalAnnualMaxCapacityInvestment | 2026 | 1.0386 | lid_fill | 2026-07-10T11:21:49.898172
C_Target_VRE | Secondary Techs | PWRNGSBGDXX | TotalAnnualMaxCapacityInvestment | 2027 | 1.109 | lid_fill | 2026-07-10T11:21:49.898172
C_Target_VRE | Secondary Techs | PWRNGSBGDXX | TotalAnnualMaxCapacityInvestment | 2028 | 1.2236 | lid_relaxed | 2026-07-10T11:21:49.898172
C_Target_VRE | Secondary Techs | PWRNGSBGDXX | TotalAnnualMaxCapacityInvestment | 2029 | 0.85062 | lid_relaxed | 2026-07-10T11:21:49.898172
C_Target_VRE | Secondary Techs | PWRNGSBGDXX | TotalAnnualMaxCapacityInvestment | 2030 | 0.9018 | lid_relaxed | 2026-07-10T11:21:49.898172
C_Target_VRE | Secondary Techs | PWRNGSBGDXX | TotalAnnualMaxCapacityInvestment | 2031 | 0.63784 | lid_relaxed | 2026-07-10T11:21:49.898172
C_Target_VRE | Secondary Techs | PWRNGSBGDXX | TotalAnnualMaxCapacityInvestment | 2032 | 0.66237 | lid_relaxed | 2026-07-10T11:21:49.898172
C_Target_VRE | Secondary Techs | PWRNGSBGDXX | TotalAnnualMaxCapacityInvestment | 2033 | 0.6741 | lid_family_capped | 2026-07-10T11:21:49.898172
C_Target_VRE | Secondary Techs | PWRNGSBGDXX | TotalAnnualMaxCapacityInvestment | 2034 | 0.67271 | lid_family_capped | 2026-07-10T11:21:49.898172
C_Target_VRE | Secondary Techs | PWRNGSBGDXX | TotalAnnualMaxCapacityInvestment | 2035 | 0.66926 | lid_family_capped | 2026-07-10T11:21:49.898172
C_Target_VRE | Secondary Techs | PWRNGSBGDXX | TotalAnnualMaxCapacityInvestment | 2036 | 0.6635 | lid_family_capped | 2026-07-10T11:21:49.898172
C_Target_VRE | Secondary Techs | PWRNGSBGDXX | TotalAnnualMaxCapacityInvestment | 2037 | 0.65518 | lid_family_capped | 2026-07-10T11:21:49.898172
C_Target_VRE | Secondary Techs | PWRNGSBGDXX | TotalAnnualMaxCapacityInvestment | 2038 | 0.64414 | lid_family_capped | 2026-07-10T11:21:49.898172
C_Target_VRE | Secondary Techs | PWRNGSBGDXX | TotalAnnualMaxCapacityInvestment | 2039 | 0.62997 | lid_family_capped | 2026-07-10T11:21:49.898172
C_Target_VRE | Secondary Techs | PWRNGSBGDXX | TotalAnnualMaxCapacityInvestment | 2040 | 0.61248 | lid_family_capped | 2026-07-10T11:21:49.898172
C_Target_VRE | Secondary Techs | PWRNGSBGDXX | TotalAnnualMaxCapacityInvestment | 2041 | 0.59127 | lid_family_capped | 2026-07-10T11:21:49.898172
C_Target_VRE | Secondary Techs | PWRNGSBGDXX | TotalAnnualMaxCapacityInvestment | 2042 | 0.42985 | lid_adequacy_scaled | 2026-07-10T11:21:49.898172
C_Target_VRE | Secondary Techs | PWRNGSBGDXX | TotalAnnualMaxCapacityInvestment | 2043 | 0.58204 | lid_adequacy_scaled | 2026-07-10T11:21:49.898172
C_Target_VRE | Secondary Techs | PWRNGSBGDXX | TotalAnnualMaxCapacityInvestment | 2044 | 0.66719 | lid_adequacy_scaled | 2026-07-10T11:21:49.898172
C_Target_VRE | Secondary Techs | PWRNGSBGDXX | TotalAnnualMaxCapacityInvestment | 2045 | 0.65465 | lid_adequacy_scaled | 2026-07-10T11:21:49.898172
C_Target_VRE | Secondary Techs | PWRNGSBGDXX | TotalAnnualMaxCapacityInvestment | 2046 | 0.7957 | lid_adequacy_scaled | 2026-07-10T11:21:49.898172
C_Target_VRE | Secondary Techs | PWRNGSBGDXX | TotalAnnualMaxCapacityInvestment | 2047 | 1.011 | lid_adequacy_scaled | 2026-07-10T11:21:49.898172
C_Target_VRE | Secondary Techs | PWRNGSBGDXX | TotalAnnualMaxCapacityInvestment | 2048 | 1.2063 | lid_adequacy_scaled | 2026-07-10T11:21:49.898172
C_Target_VRE | Secondary Techs | PWRNGSBGDXX | TotalAnnualMaxCapacityInvestment | 2049 | 1.392 | lid_adequacy_scaled | 2026-07-10T11:21:49.898172
C_Target_VRE | Secondary Techs | PWRNGSBGDXX | TotalAnnualMaxCapacityInvestment | 2050 | 1.5731 | lid_adequacy_scaled | 2026-07-10T11:21:49.898172
C_Target_VRE | Secondary Techs | PWROILMDVXX | TotalAnnualMaxCapacityInvestment | 2023 | 0.1 | lid_floor | 2026-07-10T11:21:49.898172
C_Target_VRE | Secondary Techs | PWROILMDVXX | TotalAnnualMaxCapacityInvestment | 2024 | 0.1 | lid_floor | 2026-07-10T11:21:49.898172
C_Target_VRE | Secondary Techs | PWROILMDVXX | TotalAnnualMaxCapacityInvestment | 2025 | 0.1 | lid_floor | 2026-07-10T11:21:49.898172
C_Target_VRE | Secondary Techs | PWROILMDVXX | TotalAnnualMaxCapacityInvestment | 2026 | 0.1 | lid_floor | 2026-07-10T11:21:49.898172
C_Target_VRE | Secondary Techs | PWROILMDVXX | TotalAnnualMaxCapacityInvestment | 2027 | 0.1 | lid_floor | 2026-07-10T11:21:49.898172
C_Target_VRE | Secondary Techs | PWROILMDVXX | TotalAnnualMaxCapacityInvestment | 2028 | 0.1 | lid_floor | 2026-07-10T11:21:49.898172
C_Target_VRE | Secondary Techs | PWROILMDVXX | TotalAnnualMaxCapacityInvestment | 2029 | 0.1 | lid_floor | 2026-07-10T11:21:49.898172
C_Target_VRE | Secondary Techs | PWROILMDVXX | TotalAnnualMaxCapacityInvestment | 2030 | 0.1 | lid_floor | 2026-07-10T11:21:49.898172
C_Target_VRE | Secondary Techs | PWROILMDVXX | TotalAnnualMaxCapacityInvestment | 2031 | 0.1 | lid_floor | 2026-07-10T11:21:49.898172
C_Target_VRE | Secondary Techs | PWROILMDVXX | TotalAnnualMaxCapacityInvestment | 2032 | 0.1 | lid_floor | 2026-07-10T11:21:49.898172
C_Target_VRE | Secondary Techs | PWROILMDVXX | TotalAnnualMaxCapacityInvestment | 2033 | 0.1 | lid_floor | 2026-07-10T11:21:49.898172
C_Target_VRE | Secondary Techs | PWROILMDVXX | TotalAnnualMaxCapacityInvestment | 2034 | 0.1 | lid_floor | 2026-07-10T11:21:49.898172
C_Target_VRE | Secondary Techs | PWROILMDVXX | TotalAnnualMaxCapacityInvestment | 2035 | 0.1 | lid_floor | 2026-07-10T11:21:49.898172
C_Target_VRE | Secondary Techs | PWROILMDVXX | TotalAnnualMaxCapacityInvestment | 2036 | 0.1 | lid_floor | 2026-07-10T11:21:49.898172
C_Target_VRE | Secondary Techs | PWROILMDVXX | TotalAnnualMaxCapacityInvestment | 2037 | 0.1 | lid_floor | 2026-07-10T11:21:49.898172
C_Target_VRE | Secondary Techs | PWROILMDVXX | TotalAnnualMaxCapacityInvestment | 2038 | 0.1 | lid_floor | 2026-07-10T11:21:49.898172
C_Target_VRE | Secondary Techs | PWROILMDVXX | TotalAnnualMaxCapacityInvestment | 2039 | 0.1 | lid_floor | 2026-07-10T11:21:49.898172
C_Target_VRE | Secondary Techs | PWROILMDVXX | TotalAnnualMaxCapacityInvestment | 2040 | 0.1 | lid_floor | 2026-07-10T11:21:49.898172
C_Target_VRE | Secondary Techs | PWROILMDVXX | TotalAnnualMaxCapacityInvestment | 2041 | 0.1 | lid_floor | 2026-07-10T11:21:49.898172
C_Target_VRE | Secondary Techs | PWROILMDVXX | TotalAnnualMaxCapacityInvestment | 2042 | 0.1 | lid_floor | 2026-07-10T11:21:49.898172
C_Target_VRE | Secondary Techs | PWROILMDVXX | TotalAnnualMaxCapacityInvestment | 2043 | 0.1 | lid_floor | 2026-07-10T11:21:49.898172
C_Target_VRE | Secondary Techs | PWROILMDVXX | TotalAnnualMaxCapacityInvestment | 2044 | 0.1 | lid_floor | 2026-07-10T11:21:49.898172
C_Target_VRE | Secondary Techs | PWROILMDVXX | TotalAnnualMaxCapacityInvestment | 2045 | 0.1 | lid_floor | 2026-07-10T11:21:49.898172
C_Target_VRE | Secondary Techs | PWROILMDVXX | TotalAnnualMaxCapacityInvestment | 2046 | 0.1 | lid_floor | 2026-07-10T11:21:49.898172
C_Target_VRE | Secondary Techs | PWROILMDVXX | TotalAnnualMaxCapacityInvestment | 2047 | 0.1 | lid_floor | 2026-07-10T11:21:49.898172
C_Target_VRE | Secondary Techs | PWROILMDVXX | TotalAnnualMaxCapacityInvestment | 2048 | 0.1 | lid_floor | 2026-07-10T11:21:49.898172
C_Target_VRE | Secondary Techs | PWROILMDVXX | TotalAnnualMaxCapacityInvestment | 2049 | 0.10126 | lid_adequacy_scaled | 2026-07-10T11:21:49.898172
C_Target_VRE | Secondary Techs | PWROILMDVXX | TotalAnnualMaxCapacityInvestment | 2050 | 0.11794 | lid_adequacy_scaled | 2026-07-10T11:21:49.898172
C_Target_VRE | Secondary Techs | PWROILNPLXX | TotalAnnualMaxCapacityInvestment | 2023 | 0.1 | lid_floor | 2026-07-10T11:21:49.898172
C_Target_VRE | Secondary Techs | PWROILNPLXX | TotalAnnualMaxCapacityInvestment | 2024 | 0.1 | lid_floor | 2026-07-10T11:21:49.898172
C_Target_VRE | Secondary Techs | PWROILNPLXX | TotalAnnualMaxCapacityInvestment | 2025 | 0.1 | lid_floor | 2026-07-10T11:21:49.898172
C_Target_VRE | Secondary Techs | PWROILNPLXX | TotalAnnualMaxCapacityInvestment | 2026 | 0.1 | lid_floor | 2026-07-10T11:21:49.898172
C_Target_VRE | Secondary Techs | PWROILNPLXX | TotalAnnualMaxCapacityInvestment | 2027 | 0.1 | lid_floor | 2026-07-10T11:21:49.898172
C_Target_VRE | Secondary Techs | PWROILNPLXX | TotalAnnualMaxCapacityInvestment | 2028 | 0.1 | lid_floor | 2026-07-10T11:21:49.898172
C_Target_VRE | Secondary Techs | PWROILNPLXX | TotalAnnualMaxCapacityInvestment | 2029 | 0.1 | lid_floor | 2026-07-10T11:21:49.898172
C_Target_VRE | Secondary Techs | PWROILNPLXX | TotalAnnualMaxCapacityInvestment | 2030 | 0.1 | lid_floor | 2026-07-10T11:21:49.898172
C_Target_VRE | Secondary Techs | PWROILNPLXX | TotalAnnualMaxCapacityInvestment | 2031 | 0.1 | lid_floor | 2026-07-10T11:21:49.898172
C_Target_VRE | Secondary Techs | PWROILNPLXX | TotalAnnualMaxCapacityInvestment | 2032 | 0.1 | lid_floor | 2026-07-10T11:21:49.898172
C_Target_VRE | Secondary Techs | PWROILNPLXX | TotalAnnualMaxCapacityInvestment | 2033 | 0.1 | lid_floor | 2026-07-10T11:21:49.898172
C_Target_VRE | Secondary Techs | PWROILNPLXX | TotalAnnualMaxCapacityInvestment | 2034 | 0.1 | lid_floor | 2026-07-10T11:21:49.898172
C_Target_VRE | Secondary Techs | PWROILNPLXX | TotalAnnualMaxCapacityInvestment | 2035 | 0.1 | lid_floor | 2026-07-10T11:21:49.898172
C_Target_VRE | Secondary Techs | PWROILNPLXX | TotalAnnualMaxCapacityInvestment | 2036 | 0.1 | lid_floor | 2026-07-10T11:21:49.898172
C_Target_VRE | Secondary Techs | PWROILNPLXX | TotalAnnualMaxCapacityInvestment | 2037 | 0.1 | lid_floor | 2026-07-10T11:21:49.898172
C_Target_VRE | Secondary Techs | PWROILNPLXX | TotalAnnualMaxCapacityInvestment | 2038 | 0.1 | lid_floor | 2026-07-10T11:21:49.898172
C_Target_VRE | Secondary Techs | PWROILNPLXX | TotalAnnualMaxCapacityInvestment | 2039 | 0.1 | lid_floor | 2026-07-10T11:21:49.898172
C_Target_VRE | Secondary Techs | PWROILNPLXX | TotalAnnualMaxCapacityInvestment | 2040 | 0.1 | lid_floor | 2026-07-10T11:21:49.898172
C_Target_VRE | Secondary Techs | PWROILNPLXX | TotalAnnualMaxCapacityInvestment | 2041 | 0.1 | lid_floor | 2026-07-10T11:21:49.898172
C_Target_VRE | Secondary Techs | PWROILNPLXX | TotalAnnualMaxCapacityInvestment | 2042 | 0.1 | lid_floor | 2026-07-10T11:21:49.898172
C_Target_VRE | Secondary Techs | PWROILNPLXX | TotalAnnualMaxCapacityInvestment | 2043 | 0.1 | lid_floor | 2026-07-10T11:21:49.898172
C_Target_VRE | Secondary Techs | PWROILNPLXX | TotalAnnualMaxCapacityInvestment | 2044 | 0.1 | lid_floor | 2026-07-10T11:21:49.898172
C_Target_VRE | Secondary Techs | PWROILNPLXX | TotalAnnualMaxCapacityInvestment | 2045 | 0.1 | lid_floor | 2026-07-10T11:21:49.898172
C_Target_VRE | Secondary Techs | PWROILNPLXX | TotalAnnualMaxCapacityInvestment | 2046 | 0.11767 | lid_adequacy_scaled | 2026-07-10T11:21:49.898172
C_Target_VRE | Secondary Techs | PWROILNPLXX | TotalAnnualMaxCapacityInvestment | 2047 | 0.13951 | lid_adequacy_scaled | 2026-07-10T11:21:49.898172
C_Target_VRE | Secondary Techs | PWROILNPLXX | TotalAnnualMaxCapacityInvestment | 2048 | 0.16011 | lid_adequacy_scaled | 2026-07-10T11:21:49.898172
C_Target_VRE | Secondary Techs | PWROILNPLXX | TotalAnnualMaxCapacityInvestment | 2049 | 0.17967 | lid_adequacy_scaled | 2026-07-10T11:21:49.898172
C_Target_VRE | Secondary Techs | PWROILNPLXX | TotalAnnualMaxCapacityInvestment | 2050 | 0.19837 | lid_adequacy_scaled | 2026-07-10T11:21:49.898172
C_Target_VRE | Secondary Techs | PWRSHPINDEA | TotalAnnualMaxCapacityInvestment | 2023 | 0.1 | lid_floor | 2026-07-10T11:21:49.898172
C_Target_VRE | Secondary Techs | PWRSHPINDEA | TotalAnnualMaxCapacityInvestment | 2024 | 0.1 | lid_floor | 2026-07-10T11:21:49.898172
C_Target_VRE | Secondary Techs | PWRSHPINDEA | TotalAnnualMaxCapacityInvestment | 2025 | 0.1 | lid_floor | 2026-07-10T11:21:49.898172
C_Target_VRE | Secondary Techs | PWRSHPINDEA | TotalAnnualMaxCapacityInvestment | 2026 | 0.1 | lid_floor | 2026-07-10T11:21:49.898172
C_Target_VRE | Secondary Techs | PWRSHPINDEA | TotalAnnualMaxCapacityInvestment | 2027 | 0.1 | lid_floor | 2026-07-10T11:21:49.898172
C_Target_VRE | Secondary Techs | PWRSHPINDEA | TotalAnnualMaxCapacityInvestment | 2028 | 0.1 | lid_floor | 2026-07-10T11:21:49.898172
C_Target_VRE | Secondary Techs | PWRSHPINDEA | TotalAnnualMaxCapacityInvestment | 2029 | 0.1 | lid_floor | 2026-07-10T11:21:49.898172
C_Target_VRE | Secondary Techs | PWRSHPINDEA | TotalAnnualMaxCapacityInvestment | 2030 | 0.1 | lid_floor | 2026-07-10T11:21:49.898172
C_Target_VRE | Secondary Techs | PWRSHPINDEA | TotalAnnualMaxCapacityInvestment | 2031 | 0.1 | lid_floor | 2026-07-10T11:21:49.898172
C_Target_VRE | Secondary Techs | PWRSHPINDEA | TotalAnnualMaxCapacityInvestment | 2032 | 0.1 | lid_floor | 2026-07-10T11:21:49.898172
C_Target_VRE | Secondary Techs | PWRSHPINDEA | TotalAnnualMaxCapacityInvestment | 2033 | 0.1 | lid_floor | 2026-07-10T11:21:49.898172
C_Target_VRE | Secondary Techs | PWRSHPINDEA | TotalAnnualMaxCapacityInvestment | 2034 | 0.1 | lid_floor | 2026-07-10T11:21:49.898172
C_Target_VRE | Secondary Techs | PWRSHPINDEA | TotalAnnualMaxCapacityInvestment | 2035 | 0.1 | lid_floor | 2026-07-10T11:21:49.898172
C_Target_VRE | Secondary Techs | PWRSHPINDEA | TotalAnnualMaxCapacityInvestment | 2036 | 0.1 | lid_floor | 2026-07-10T11:21:49.898172
C_Target_VRE | Secondary Techs | PWRSHPINDEA | TotalAnnualMaxCapacityInvestment | 2037 | 0.1 | lid_floor | 2026-07-10T11:21:49.898172
C_Target_VRE | Secondary Techs | PWRSHPINDEA | TotalAnnualMaxCapacityInvestment | 2038 | 0.1 | lid_floor | 2026-07-10T11:21:49.898172
C_Target_VRE | Secondary Techs | PWRSHPINDEA | TotalAnnualMaxCapacityInvestment | 2039 | 0.1 | lid_floor | 2026-07-10T11:21:49.898172
C_Target_VRE | Secondary Techs | PWRSHPINDEA | TotalAnnualMaxCapacityInvestment | 2040 | 0.1 | lid_floor | 2026-07-10T11:21:49.898172
C_Target_VRE | Secondary Techs | PWRSHPINDEA | TotalAnnualMaxCapacityInvestment | 2041 | 0.12935 | lid_adequacy_scaled | 2026-07-10T11:21:49.898172
C_Target_VRE | Secondary Techs | PWRSHPINDEA | TotalAnnualMaxCapacityInvestment | 2042 | 0.20663 | lid_adequacy_scaled | 2026-07-10T11:21:49.898172
C_Target_VRE | Secondary Techs | PWRSHPINDEA | TotalAnnualMaxCapacityInvestment | 2043 | 0.33947 | lid_adequacy_scaled | 2026-07-10T11:21:49.898172
C_Target_VRE | Secondary Techs | PWRSHPINDEA | TotalAnnualMaxCapacityInvestment | 2044 | 0.50585 | lid_adequacy_scaled | 2026-07-10T11:21:49.898172
C_Target_VRE | Secondary Techs | PWRSHPINDEA | TotalAnnualMaxCapacityInvestment | 2045 | 0.72708 | lid_adequacy_scaled | 2026-07-10T11:21:49.898172
C_Target_VRE | Secondary Techs | PWRSHPINDEA | TotalAnnualMaxCapacityInvestment | 2046 | 1.1257 | lid_adequacy_scaled | 2026-07-10T11:21:49.898172
C_Target_VRE | Secondary Techs | PWRSHPINDEA | TotalAnnualMaxCapacityInvestment | 2047 | 1.6904 | lid_adequacy_scaled | 2026-07-10T11:21:49.898172
C_Target_VRE | Secondary Techs | PWRSHPINDEA | TotalAnnualMaxCapacityInvestment | 2048 | 2.5819 | lid_adequacy_scaled | 2026-07-10T11:21:49.898172
C_Target_VRE | Secondary Techs | PWRSHPINDEA | TotalAnnualMaxCapacityInvestment | 2049 | 3.426 | lid_adequacy_scaled | 2026-07-10T11:21:49.898172
C_Target_VRE | Secondary Techs | PWRSHPINDEA | TotalAnnualMaxCapacityInvestment | 2050 | 3.8802 | lid_adequacy_scaled | 2026-07-10T11:21:49.898172
C_Target_VRE | Secondary Techs | PWRSHPINDNE | TotalAnnualMaxCapacityInvestment | 2023 | 0.1 | lid_floor | 2026-07-10T11:21:49.898172
C_Target_VRE | Secondary Techs | PWRSHPINDNE | TotalAnnualMaxCapacityInvestment | 2024 | 0.1 | lid_floor | 2026-07-10T11:21:49.898172
C_Target_VRE | Secondary Techs | PWRSHPINDNE | TotalAnnualMaxCapacityInvestment | 2025 | 0.1 | lid_floor | 2026-07-10T11:21:49.898172
C_Target_VRE | Secondary Techs | PWRSHPINDNE | TotalAnnualMaxCapacityInvestment | 2026 | 0.1 | lid_floor | 2026-07-10T11:21:49.898172
C_Target_VRE | Secondary Techs | PWRSHPINDNE | TotalAnnualMaxCapacityInvestment | 2027 | 0.1 | lid_floor | 2026-07-10T11:21:49.898172
C_Target_VRE | Secondary Techs | PWRSHPINDNE | TotalAnnualMaxCapacityInvestment | 2028 | 0.1 | lid_floor | 2026-07-10T11:21:49.898172
C_Target_VRE | Secondary Techs | PWRSHPINDNE | TotalAnnualMaxCapacityInvestment | 2029 | 0.1 | lid_floor | 2026-07-10T11:21:49.898172
C_Target_VRE | Secondary Techs | PWRSHPINDNE | TotalAnnualMaxCapacityInvestment | 2030 | 0.1 | lid_floor | 2026-07-10T11:21:49.898172
C_Target_VRE | Secondary Techs | PWRSHPINDNE | TotalAnnualMaxCapacityInvestment | 2031 | 0.1 | lid_floor | 2026-07-10T11:21:49.898172
C_Target_VRE | Secondary Techs | PWRSHPINDNE | TotalAnnualMaxCapacityInvestment | 2032 | 0.1 | lid_floor | 2026-07-10T11:21:49.898172
C_Target_VRE | Secondary Techs | PWRSHPINDNE | TotalAnnualMaxCapacityInvestment | 2033 | 0.1 | lid_floor | 2026-07-10T11:21:49.898172
C_Target_VRE | Secondary Techs | PWRSHPINDNE | TotalAnnualMaxCapacityInvestment | 2034 | 0.1 | lid_floor | 2026-07-10T11:21:49.898172
C_Target_VRE | Secondary Techs | PWRSHPINDNE | TotalAnnualMaxCapacityInvestment | 2035 | 0.1 | lid_floor | 2026-07-10T11:21:49.898172
C_Target_VRE | Secondary Techs | PWRSHPINDNE | TotalAnnualMaxCapacityInvestment | 2036 | 0.1 | lid_floor | 2026-07-10T11:21:49.898172
C_Target_VRE | Secondary Techs | PWRSHPINDNE | TotalAnnualMaxCapacityInvestment | 2037 | 0.1 | lid_floor | 2026-07-10T11:21:49.898172
C_Target_VRE | Secondary Techs | PWRSHPINDNE | TotalAnnualMaxCapacityInvestment | 2038 | 0.1 | lid_floor | 2026-07-10T11:21:49.898172
C_Target_VRE | Secondary Techs | PWRSHPINDNE | TotalAnnualMaxCapacityInvestment | 2039 | 0.1 | lid_floor | 2026-07-10T11:21:49.898172
C_Target_VRE | Secondary Techs | PWRSHPINDNE | TotalAnnualMaxCapacityInvestment | 2040 | 0.1 | lid_floor | 2026-07-10T11:21:49.898172
C_Target_VRE | Secondary Techs | PWRSHPINDNE | TotalAnnualMaxCapacityInvestment | 2041 | 0.1 | lid_floor | 2026-07-10T11:21:49.898172
C_Target_VRE | Secondary Techs | PWRSHPINDNE | TotalAnnualMaxCapacityInvestment | 2042 | 0.1 | lid_floor | 2026-07-10T11:21:49.898172
C_Target_VRE | Secondary Techs | PWRSHPINDNE | TotalAnnualMaxCapacityInvestment | 2043 | 0.1 | lid_floor | 2026-07-10T11:21:49.898172
C_Target_VRE | Secondary Techs | PWRSHPINDNE | TotalAnnualMaxCapacityInvestment | 2044 | 0.1 | lid_floor | 2026-07-10T11:21:49.898172
C_Target_VRE | Secondary Techs | PWRSHPINDNE | TotalAnnualMaxCapacityInvestment | 2045 | 0.12224 | lid_adequacy_scaled | 2026-07-10T11:21:49.898172
C_Target_VRE | Secondary Techs | PWRSHPINDNE | TotalAnnualMaxCapacityInvestment | 2046 | 0.15698 | lid_adequacy_scaled | 2026-07-10T11:21:49.898172
C_Target_VRE | Secondary Techs | PWRSHPINDNE | TotalAnnualMaxCapacityInvestment | 2047 | 0.19111 | lid_adequacy_scaled | 2026-07-10T11:21:49.898172
C_Target_VRE | Secondary Techs | PWRSHPINDNE | TotalAnnualMaxCapacityInvestment | 2048 | 0.22475 | lid_adequacy_scaled | 2026-07-10T11:21:49.898172
C_Target_VRE | Secondary Techs | PWRSHPINDNE | TotalAnnualMaxCapacityInvestment | 2049 | 0.25813 | lid_adequacy_scaled | 2026-07-10T11:21:49.898172
C_Target_VRE | Secondary Techs | PWRSHPINDNE | TotalAnnualMaxCapacityInvestment | 2050 | 0.29139 | lid_adequacy_scaled | 2026-07-10T11:21:49.898172
C_Target_VRE | Secondary Techs | PWRSHPINDNO | TotalAnnualMaxCapacityInvestment | 2023 | 0.1 | lid_floor | 2026-07-10T11:21:49.898172
C_Target_VRE | Secondary Techs | PWRSHPINDNO | TotalAnnualMaxCapacityInvestment | 2024 | 0.10433 | lid_fill | 2026-07-10T11:21:49.898172
C_Target_VRE | Secondary Techs | PWRSHPINDNO | TotalAnnualMaxCapacityInvestment | 2025 | 0.1103 | lid_fill | 2026-07-10T11:21:49.898172
C_Target_VRE | Secondary Techs | PWRSHPINDNO | TotalAnnualMaxCapacityInvestment | 2026 | 0.11842 | lid_fill | 2026-07-10T11:21:49.898172
C_Target_VRE | Secondary Techs | PWRSHPINDNO | TotalAnnualMaxCapacityInvestment | 2027 | 0.12571 | lid_fill | 2026-07-10T11:21:49.898172
C_Target_VRE | Secondary Techs | PWRSHPINDNO | TotalAnnualMaxCapacityInvestment | 2028 | 0.13657 | lid_relaxed | 2026-07-10T11:21:49.898172
C_Target_VRE | Secondary Techs | PWRSHPINDNO | TotalAnnualMaxCapacityInvestment | 2029 | 0.12654 | lid_relaxed | 2026-07-10T11:21:49.898172
C_Target_VRE | Secondary Techs | PWRSHPINDNO | TotalAnnualMaxCapacityInvestment | 2030 | 0.1 | lid_floor | 2026-07-10T11:21:49.898172
C_Target_VRE | Secondary Techs | PWRSHPINDNO | TotalAnnualMaxCapacityInvestment | 2031 | 0.1 | lid_floor | 2026-07-10T11:21:49.898172
C_Target_VRE | Secondary Techs | PWRSHPINDNO | TotalAnnualMaxCapacityInvestment | 2032 | 0.1089 | lid_relaxed | 2026-07-10T11:21:49.898172
C_Target_VRE | Secondary Techs | PWRSHPINDNO | TotalAnnualMaxCapacityInvestment | 2033 | 0.10777 | lid_relaxed | 2026-07-10T11:21:49.898172
C_Target_VRE | Secondary Techs | PWRSHPINDNO | TotalAnnualMaxCapacityInvestment | 2034 | 0.10633 | lid_relaxed | 2026-07-10T11:21:49.898172
C_Target_VRE | Secondary Techs | PWRSHPINDNO | TotalAnnualMaxCapacityInvestment | 2035 | 0.10457 | lid_relaxed | 2026-07-10T11:21:49.898172
C_Target_VRE | Secondary Techs | PWRSHPINDNO | TotalAnnualMaxCapacityInvestment | 2036 | 0.10249 | lid_relaxed | 2026-07-10T11:21:49.898172
C_Target_VRE | Secondary Techs | PWRSHPINDNO | TotalAnnualMaxCapacityInvestment | 2037 | 0.11478 | lid_relaxed | 2026-07-10T11:21:49.898172
C_Target_VRE | Secondary Techs | PWRSHPINDNO | TotalAnnualMaxCapacityInvestment | 2038 | 0.112 | lid_relaxed | 2026-07-10T11:21:49.898172
C_Target_VRE | Secondary Techs | PWRSHPINDNO | TotalAnnualMaxCapacityInvestment | 2039 | 0.10889 | lid_relaxed | 2026-07-10T11:21:49.898172
C_Target_VRE | Secondary Techs | PWRSHPINDNO | TotalAnnualMaxCapacityInvestment | 2040 | 0.1 | lid_floor | 2026-07-10T11:21:49.898172
C_Target_VRE | Secondary Techs | PWRSHPINDNO | TotalAnnualMaxCapacityInvestment | 2041 | 0.10518 | lid_relaxed | 2026-07-10T11:21:49.898172
C_Target_VRE | Secondary Techs | PWRSHPINDNO | TotalAnnualMaxCapacityInvestment | 2042 | 0.12986 | lid_relaxed | 2026-07-10T11:21:49.898172
C_Target_VRE | Secondary Techs | PWRSHPINDNO | TotalAnnualMaxCapacityInvestment | 2043 | 0.20048 | lid_adequacy_scaled | 2026-07-10T11:21:49.898172
C_Target_VRE | Secondary Techs | PWRSHPINDNO | TotalAnnualMaxCapacityInvestment | 2044 | 0.27879 | lid_adequacy_scaled | 2026-07-10T11:21:49.898172
C_Target_VRE | Secondary Techs | PWRSHPINDNO | TotalAnnualMaxCapacityInvestment | 2045 | 0.36226 | lid_adequacy_scaled | 2026-07-10T11:21:49.898172
C_Target_VRE | Secondary Techs | PWRSHPINDNO | TotalAnnualMaxCapacityInvestment | 2046 | 0.49861 | lid_adequacy_scaled | 2026-07-10T11:21:49.898172
C_Target_VRE | Secondary Techs | PWRSHPINDNO | TotalAnnualMaxCapacityInvestment | 2047 | 0.64562 | lid_adequacy_scaled | 2026-07-10T11:21:49.898172
C_Target_VRE | Secondary Techs | PWRSHPINDNO | TotalAnnualMaxCapacityInvestment | 2048 | 0.80309 | lid_adequacy_scaled | 2026-07-10T11:21:49.898172
C_Target_VRE | Secondary Techs | PWRSHPINDNO | TotalAnnualMaxCapacityInvestment | 2049 | 0.97054 | lid_adequacy_scaled | 2026-07-10T11:21:49.898172
C_Target_VRE | Secondary Techs | PWRSHPINDNO | TotalAnnualMaxCapacityInvestment | 2050 | 1.1475 | lid_adequacy_scaled | 2026-07-10T11:21:49.898172
C_Target_VRE | Secondary Techs | PWRSHPINDSO | TotalAnnualMaxCapacityInvestment | 2023 | 0.1 | lid_floor | 2026-07-10T11:21:49.898172
C_Target_VRE | Secondary Techs | PWRSHPINDSO | TotalAnnualMaxCapacityInvestment | 2024 | 0.1167 | lid_fill | 2026-07-10T11:21:49.898172
C_Target_VRE | Secondary Techs | PWRSHPINDSO | TotalAnnualMaxCapacityInvestment | 2025 | 0.12391 | lid_fill | 2026-07-10T11:21:49.898172
C_Target_VRE | Secondary Techs | PWRSHPINDSO | TotalAnnualMaxCapacityInvestment | 2026 | 0.13644 | lid_fill | 2026-07-10T11:21:49.898172
C_Target_VRE | Secondary Techs | PWRSHPINDSO | TotalAnnualMaxCapacityInvestment | 2027 | 0.13802 | lid_fill | 2026-07-10T11:21:49.898172
C_Target_VRE | Secondary Techs | PWRSHPINDSO | TotalAnnualMaxCapacityInvestment | 2028 | 0.14856 | lid_relaxed | 2026-07-10T11:21:49.898172
C_Target_VRE | Secondary Techs | PWRSHPINDSO | TotalAnnualMaxCapacityInvestment | 2029 | 0.13893 | lid_relaxed | 2026-07-10T11:21:49.898172
C_Target_VRE | Secondary Techs | PWRSHPINDSO | TotalAnnualMaxCapacityInvestment | 2030 | 0.1 | lid_floor | 2026-07-10T11:21:49.898172
C_Target_VRE | Secondary Techs | PWRSHPINDSO | TotalAnnualMaxCapacityInvestment | 2031 | 0.1 | lid_floor | 2026-07-10T11:21:49.898172
C_Target_VRE | Secondary Techs | PWRSHPINDSO | TotalAnnualMaxCapacityInvestment | 2032 | 0.12235 | lid_relaxed | 2026-07-10T11:21:49.898172
C_Target_VRE | Secondary Techs | PWRSHPINDSO | TotalAnnualMaxCapacityInvestment | 2033 | 0.12178 | lid_relaxed | 2026-07-10T11:21:49.898172
C_Target_VRE | Secondary Techs | PWRSHPINDSO | TotalAnnualMaxCapacityInvestment | 2034 | 0.12091 | lid_relaxed | 2026-07-10T11:21:49.898172
C_Target_VRE | Secondary Techs | PWRSHPINDSO | TotalAnnualMaxCapacityInvestment | 2035 | 0.11973 | lid_relaxed | 2026-07-10T11:21:49.898172
C_Target_VRE | Secondary Techs | PWRSHPINDSO | TotalAnnualMaxCapacityInvestment | 2036 | 0.11824 | lid_relaxed | 2026-07-10T11:21:49.898172
C_Target_VRE | Secondary Techs | PWRSHPINDSO | TotalAnnualMaxCapacityInvestment | 2037 | 0.12918 | lid_relaxed | 2026-07-10T11:21:49.898172
C_Target_VRE | Secondary Techs | PWRSHPINDSO | TotalAnnualMaxCapacityInvestment | 2038 | 0.12706 | lid_relaxed | 2026-07-10T11:21:49.898172
C_Target_VRE | Secondary Techs | PWRSHPINDSO | TotalAnnualMaxCapacityInvestment | 2039 | 0.12461 | lid_relaxed | 2026-07-10T11:21:49.898172
C_Target_VRE | Secondary Techs | PWRSHPINDSO | TotalAnnualMaxCapacityInvestment | 2040 | 0.11609 | lid_relaxed | 2026-07-10T11:21:49.898172
C_Target_VRE | Secondary Techs | PWRSHPINDSO | TotalAnnualMaxCapacityInvestment | 2041 | 0.12312 | lid_relaxed | 2026-07-10T11:21:49.898172
C_Target_VRE | Secondary Techs | PWRSHPINDSO | TotalAnnualMaxCapacityInvestment | 2042 | 0.15067 | lid_relaxed | 2026-07-10T11:21:49.898172
C_Target_VRE | Secondary Techs | PWRSHPINDSO | TotalAnnualMaxCapacityInvestment | 2043 | 0.21879 | lid_adequacy_scaled | 2026-07-10T11:21:49.898172
C_Target_VRE | Secondary Techs | PWRSHPINDSO | TotalAnnualMaxCapacityInvestment | 2044 | 0.3045 | lid_adequacy_scaled | 2026-07-10T11:21:49.898172
C_Target_VRE | Secondary Techs | PWRSHPINDSO | TotalAnnualMaxCapacityInvestment | 2045 | 0.39652 | lid_adequacy_scaled | 2026-07-10T11:21:49.898172
C_Target_VRE | Secondary Techs | PWRSHPINDSO | TotalAnnualMaxCapacityInvestment | 2046 | 0.54468 | lid_adequacy_scaled | 2026-07-10T11:21:49.898172
C_Target_VRE | Secondary Techs | PWRSHPINDSO | TotalAnnualMaxCapacityInvestment | 2047 | 0.70484 | lid_adequacy_scaled | 2026-07-10T11:21:49.898172
C_Target_VRE | Secondary Techs | PWRSHPINDSO | TotalAnnualMaxCapacityInvestment | 2048 | 0.87644 | lid_adequacy_scaled | 2026-07-10T11:21:49.898172
C_Target_VRE | Secondary Techs | PWRSHPINDSO | TotalAnnualMaxCapacityInvestment | 2049 | 1.0591 | lid_adequacy_scaled | 2026-07-10T11:21:49.898172
C_Target_VRE | Secondary Techs | PWRSHPINDSO | TotalAnnualMaxCapacityInvestment | 2050 | 1.2524 | lid_adequacy_scaled | 2026-07-10T11:21:49.898172
C_Target_VRE | Secondary Techs | PWRSHPINDWE | TotalAnnualMaxCapacityInvestment | 2023 | 0.1 | lid_floor | 2026-07-10T11:21:49.898172
C_Target_VRE | Secondary Techs | PWRSHPINDWE | TotalAnnualMaxCapacityInvestment | 2024 | 0.1 | lid_floor | 2026-07-10T11:21:49.898172
C_Target_VRE | Secondary Techs | PWRSHPINDWE | TotalAnnualMaxCapacityInvestment | 2025 | 0.1 | lid_floor | 2026-07-10T11:21:49.898172
C_Target_VRE | Secondary Techs | PWRSHPINDWE | TotalAnnualMaxCapacityInvestment | 2026 | 0.1 | lid_floor | 2026-07-10T11:21:49.898172
C_Target_VRE | Secondary Techs | PWRSHPINDWE | TotalAnnualMaxCapacityInvestment | 2027 | 0.1 | lid_floor | 2026-07-10T11:21:49.898172
C_Target_VRE | Secondary Techs | PWRSHPINDWE | TotalAnnualMaxCapacityInvestment | 2028 | 0.1 | lid_floor | 2026-07-10T11:21:49.898172
C_Target_VRE | Secondary Techs | PWRSHPINDWE | TotalAnnualMaxCapacityInvestment | 2029 | 0.1 | lid_floor | 2026-07-10T11:21:49.898172
C_Target_VRE | Secondary Techs | PWRSHPINDWE | TotalAnnualMaxCapacityInvestment | 2030 | 0.1 | lid_floor | 2026-07-10T11:21:49.898172
C_Target_VRE | Secondary Techs | PWRSHPINDWE | TotalAnnualMaxCapacityInvestment | 2031 | 0.1 | lid_floor | 2026-07-10T11:21:49.898172
C_Target_VRE | Secondary Techs | PWRSHPINDWE | TotalAnnualMaxCapacityInvestment | 2032 | 0.1 | lid_floor | 2026-07-10T11:21:49.898172
C_Target_VRE | Secondary Techs | PWRSHPINDWE | TotalAnnualMaxCapacityInvestment | 2033 | 0.1 | lid_floor | 2026-07-10T11:21:49.898172
C_Target_VRE | Secondary Techs | PWRSHPINDWE | TotalAnnualMaxCapacityInvestment | 2034 | 0.1 | lid_floor | 2026-07-10T11:21:49.898172
C_Target_VRE | Secondary Techs | PWRSHPINDWE | TotalAnnualMaxCapacityInvestment | 2035 | 0.1 | lid_floor | 2026-07-10T11:21:49.898172
C_Target_VRE | Secondary Techs | PWRSHPINDWE | TotalAnnualMaxCapacityInvestment | 2036 | 0.1 | lid_floor | 2026-07-10T11:21:49.898172
C_Target_VRE | Secondary Techs | PWRSHPINDWE | TotalAnnualMaxCapacityInvestment | 2037 | 0.1 | lid_floor | 2026-07-10T11:21:49.898172
C_Target_VRE | Secondary Techs | PWRSHPINDWE | TotalAnnualMaxCapacityInvestment | 2038 | 0.1 | lid_floor | 2026-07-10T11:21:49.898172
C_Target_VRE | Secondary Techs | PWRSHPINDWE | TotalAnnualMaxCapacityInvestment | 2039 | 0.1 | lid_floor | 2026-07-10T11:21:49.898172
C_Target_VRE | Secondary Techs | PWRSHPINDWE | TotalAnnualMaxCapacityInvestment | 2040 | 0.1 | lid_floor | 2026-07-10T11:21:49.898172
C_Target_VRE | Secondary Techs | PWRSHPINDWE | TotalAnnualMaxCapacityInvestment | 2041 | 0.11002 | lid_adequacy_scaled | 2026-07-10T11:21:49.898172
C_Target_VRE | Secondary Techs | PWRSHPINDWE | TotalAnnualMaxCapacityInvestment | 2042 | 0.1795 | lid_adequacy_scaled | 2026-07-10T11:21:49.898172
C_Target_VRE | Secondary Techs | PWRSHPINDWE | TotalAnnualMaxCapacityInvestment | 2043 | 0.27733 | lid_adequacy_scaled | 2026-07-10T11:21:49.898172
C_Target_VRE | Secondary Techs | PWRSHPINDWE | TotalAnnualMaxCapacityInvestment | 2044 | 0.38344 | lid_adequacy_scaled | 2026-07-10T11:21:49.898172
C_Target_VRE | Secondary Techs | PWRSHPINDWE | TotalAnnualMaxCapacityInvestment | 2045 | 0.50096 | lid_adequacy_scaled | 2026-07-10T11:21:49.898172
C_Target_VRE | Secondary Techs | PWRSHPINDWE | TotalAnnualMaxCapacityInvestment | 2046 | 0.67294 | lid_adequacy_scaled | 2026-07-10T11:21:49.898172
C_Target_VRE | Secondary Techs | PWRSHPINDWE | TotalAnnualMaxCapacityInvestment | 2047 | 0.86728 | lid_adequacy_scaled | 2026-07-10T11:21:49.898172
C_Target_VRE | Secondary Techs | PWRSHPINDWE | TotalAnnualMaxCapacityInvestment | 2048 | 1.0963 | lid_adequacy_scaled | 2026-07-10T11:21:49.898172
C_Target_VRE | Secondary Techs | PWRSHPINDWE | TotalAnnualMaxCapacityInvestment | 2049 | 1.3798 | lid_adequacy_scaled | 2026-07-10T11:21:49.898172
C_Target_VRE | Secondary Techs | PWRSHPINDWE | TotalAnnualMaxCapacityInvestment | 2050 | 1.7534 | lid_adequacy_scaled | 2026-07-10T11:21:49.898172
C_Target_VRE | Secondary Techs | PWRWONMDVXX | TotalAnnualMaxCapacityInvestment | 2023 | 0.1 | lid_floor | 2026-07-10T11:21:49.898172
C_Target_VRE | Secondary Techs | PWRWONMDVXX | TotalAnnualMaxCapacityInvestment | 2024 | 0.1 | lid_floor | 2026-07-10T11:21:49.898172
C_Target_VRE | Secondary Techs | PWRWONMDVXX | TotalAnnualMaxCapacityInvestment | 2025 | 0.1 | lid_floor | 2026-07-10T11:21:49.898172
C_Target_VRE | Secondary Techs | PWRWONMDVXX | TotalAnnualMaxCapacityInvestment | 2026 | 0.1 | lid_floor | 2026-07-10T11:21:49.898172
C_Target_VRE | Secondary Techs | PWRWONMDVXX | TotalAnnualMaxCapacityInvestment | 2027 | 0.1 | lid_floor | 2026-07-10T11:21:49.898172
C_Target_VRE | Secondary Techs | PWRWONMDVXX | TotalAnnualMaxCapacityInvestment | 2028 | 0.1 | lid_floor | 2026-07-10T11:21:49.898172
C_Target_VRE | Secondary Techs | PWRWONMDVXX | TotalAnnualMaxCapacityInvestment | 2029 | 0.1 | lid_floor | 2026-07-10T11:21:49.898172
C_Target_VRE | Secondary Techs | PWRWONMDVXX | TotalAnnualMaxCapacityInvestment | 2030 | 0.1 | lid_floor | 2026-07-10T11:21:49.898172
C_Target_VRE | Secondary Techs | PWRWONMDVXX | TotalAnnualMaxCapacityInvestment | 2031 | 0.1 | lid_floor | 2026-07-10T11:21:49.898172
C_Target_VRE | Secondary Techs | PWRWONMDVXX | TotalAnnualMaxCapacityInvestment | 2032 | 0.1 | lid_floor | 2026-07-10T11:21:49.898172
C_Target_VRE | Secondary Techs | PWRWONMDVXX | TotalAnnualMaxCapacityInvestment | 2033 | 0.1 | lid_floor | 2026-07-10T11:21:49.898172
C_Target_VRE | Secondary Techs | PWRWONMDVXX | TotalAnnualMaxCapacityInvestment | 2034 | 0.1 | lid_floor | 2026-07-10T11:21:49.898172
C_Target_VRE | Secondary Techs | PWRWONMDVXX | TotalAnnualMaxCapacityInvestment | 2035 | 0.1 | lid_floor | 2026-07-10T11:21:49.898172
C_Target_VRE | Secondary Techs | PWRWONMDVXX | TotalAnnualMaxCapacityInvestment | 2036 | 0.1 | lid_floor | 2026-07-10T11:21:49.898172
C_Target_VRE | Secondary Techs | PWRWONMDVXX | TotalAnnualMaxCapacityInvestment | 2037 | 0.1 | lid_floor | 2026-07-10T11:21:49.898172
C_Target_VRE | Secondary Techs | PWRWONMDVXX | TotalAnnualMaxCapacityInvestment | 2038 | 0.1 | lid_floor | 2026-07-10T11:21:49.898172
C_Target_VRE | Secondary Techs | PWRWONMDVXX | TotalAnnualMaxCapacityInvestment | 2039 | 0.1 | lid_floor | 2026-07-10T11:21:49.898172
C_Target_VRE | Secondary Techs | PWRWONMDVXX | TotalAnnualMaxCapacityInvestment | 2040 | 0.1 | lid_floor | 2026-07-10T11:21:49.898172
C_Target_VRE | Secondary Techs | PWRWONMDVXX | TotalAnnualMaxCapacityInvestment | 2041 | 0.1 | lid_floor | 2026-07-10T11:21:49.898172
C_Target_VRE | Secondary Techs | PWRWONMDVXX | TotalAnnualMaxCapacityInvestment | 2042 | 0.1 | lid_floor | 2026-07-10T11:21:49.898172
C_Target_VRE | Secondary Techs | PWRWONMDVXX | TotalAnnualMaxCapacityInvestment | 2043 | 0.1 | lid_floor | 2026-07-10T11:21:49.898172
C_Target_VRE | Secondary Techs | PWRWONMDVXX | TotalAnnualMaxCapacityInvestment | 2044 | 0.1 | lid_floor | 2026-07-10T11:21:49.898172
C_Target_VRE | Secondary Techs | PWRWONMDVXX | TotalAnnualMaxCapacityInvestment | 2045 | 0.1 | lid_floor | 2026-07-10T11:21:49.898172
C_Target_VRE | Secondary Techs | PWRWONMDVXX | TotalAnnualMaxCapacityInvestment | 2046 | 0.1 | lid_floor | 2026-07-10T11:21:49.898172
C_Target_VRE | Secondary Techs | PWRWONMDVXX | TotalAnnualMaxCapacityInvestment | 2047 | 0.1 | lid_floor | 2026-07-10T11:21:49.898172
C_Target_VRE | Secondary Techs | PWRWONMDVXX | TotalAnnualMaxCapacityInvestment | 2048 | 0.1 | lid_floor | 2026-07-10T11:21:49.898172
C_Target_VRE | Secondary Techs | PWRWONMDVXX | TotalAnnualMaxCapacityInvestment | 2049 | 0.10126 | lid_adequacy_scaled | 2026-07-10T11:21:49.898172
C_Target_VRE | Secondary Techs | PWRWONMDVXX | TotalAnnualMaxCapacityInvestment | 2050 | 0.11794 | lid_adequacy_scaled | 2026-07-10T11:21:49.898172
C_Target_VRE | Secondary Techs | PWRSPVINDEA | TotalTechnologyAnnualActivityLowerLimit | 2023 | 5.4759 | activity_floor | 2026-07-10T11:21:59.947825
C_Target_VRE | Secondary Techs | PWRSPVINDEA | TotalTechnologyAnnualActivityLowerLimit | 2024 | 6.3571 | activity_floor | 2026-07-10T11:21:59.947825
C_Target_VRE | Secondary Techs | PWRSPVINDEA | TotalTechnologyAnnualActivityLowerLimit | 2025 | 6.4849 | activity_floor | 2026-07-10T11:21:59.947825
C_Target_VRE | Secondary Techs | PWRSPVINDEA | TotalTechnologyAnnualActivityLowerLimit | 2026 | 6.6884 | activity_floor | 2026-07-10T11:21:59.947825
C_Target_VRE | Secondary Techs | PWRSPVINDEA | TotalTechnologyAnnualActivityLowerLimit | 2027 | 7.1146 | activity_floor | 2026-07-10T11:21:59.947825
C_Target_VRE | Secondary Techs | PWRSPVINDEA | TotalTechnologyAnnualActivityLowerLimit | 2028 | 11.3985 | activity_floor | 2026-07-10T11:21:59.947825
C_Target_VRE | Secondary Techs | PWRSPVINDEA | TotalTechnologyAnnualActivityLowerLimit | 2029 | 15.6687 | activity_floor | 2026-07-10T11:21:59.947825
C_Target_VRE | Secondary Techs | PWRSPVINDEA | TotalTechnologyAnnualActivityLowerLimit | 2030 | 20.233 | activity_floor | 2026-07-10T11:21:59.947825
C_Target_VRE | Secondary Techs | PWRSPVINDEA | TotalTechnologyAnnualActivityLowerLimit | 2031 | 20.8486 | activity_floor | 2026-07-10T11:21:59.947825
C_Target_VRE | Secondary Techs | PWRSPVINDEA | TotalTechnologyAnnualActivityLowerLimit | 2032 | 21.8533 | activity_floor | 2026-07-10T11:21:59.947825
C_Target_VRE | Secondary Techs | PWRSPVINDEA | TotalTechnologyAnnualActivityLowerLimit | 2033 | 22.8598 | activity_floor | 2026-07-10T11:21:59.947825
C_Target_VRE | Secondary Techs | PWRSPVINDEA | TotalTechnologyAnnualActivityLowerLimit | 2034 | 23.8635 | activity_floor | 2026-07-10T11:21:59.947825
C_Target_VRE | Secondary Techs | PWRSPVINDEA | TotalTechnologyAnnualActivityLowerLimit | 2035 | 26.8044 | activity_floor | 2026-07-10T11:21:59.947825
C_Target_VRE | Secondary Techs | PWRSPVINDEA | TotalTechnologyAnnualActivityLowerLimit | 2036 | 27.8081 | activity_floor | 2026-07-10T11:21:59.947825
C_Target_VRE | Secondary Techs | PWRSPVINDEA | TotalTechnologyAnnualActivityLowerLimit | 2037 | 28.9987 | activity_floor | 2026-07-10T11:21:59.947825
C_Target_VRE | Secondary Techs | PWRSPVINDEA | TotalTechnologyAnnualActivityLowerLimit | 2038 | 30.1893 | activity_floor | 2026-07-10T11:21:59.947825
C_Target_VRE | Secondary Techs | PWRSPVINDEA | TotalTechnologyAnnualActivityLowerLimit | 2039 | 31.38 | activity_floor | 2026-07-10T11:21:59.947825
C_Target_VRE | Secondary Techs | PWRSPVINDEA | TotalTechnologyAnnualActivityLowerLimit | 2040 | 32.5706 | activity_floor | 2026-07-10T11:21:59.947825
C_Target_VRE | Secondary Techs | PWRSPVINDEA | TotalTechnologyAnnualActivityLowerLimit | 2041 | 33.7612 | activity_floor | 2026-07-10T11:21:59.947825
C_Target_VRE | Secondary Techs | PWRSPVINDEA | TotalTechnologyAnnualActivityLowerLimit | 2042 | 35.1798 | activity_floor | 2026-07-10T11:21:59.947825
C_Target_VRE | Secondary Techs | PWRSPVINDEA | TotalTechnologyAnnualActivityLowerLimit | 2043 | 36.6827 | activity_floor | 2026-07-10T11:21:59.947825
C_Target_VRE | Secondary Techs | PWRSPVINDEA | TotalTechnologyAnnualActivityLowerLimit | 2044 | 38.2736 | activity_floor | 2026-07-10T11:21:59.947825
C_Target_VRE | Secondary Techs | PWRSPVINDEA | TotalTechnologyAnnualActivityLowerLimit | 2045 | 39.9566 | activity_floor | 2026-07-10T11:21:59.947825
C_Target_VRE | Secondary Techs | PWRSPVINDEA | TotalTechnologyAnnualActivityLowerLimit | 2046 | 41.7358 | activity_floor | 2026-07-10T11:21:59.947825
C_Target_VRE | Secondary Techs | PWRSPVINDEA | TotalTechnologyAnnualActivityLowerLimit | 2047 | 43.6156 | activity_floor | 2026-07-10T11:21:59.947825
C_Target_VRE | Secondary Techs | PWRSPVINDEA | TotalTechnologyAnnualActivityLowerLimit | 2048 | 45.5948 | activity_floor | 2026-07-10T11:21:59.947825
C_Target_VRE | Secondary Techs | PWRSPVINDEA | TotalTechnologyAnnualActivityLowerLimit | 2049 | 47.6848 | activity_floor | 2026-07-10T11:21:59.947825
C_Target_VRE | Secondary Techs | PWRSPVINDEA | TotalTechnologyAnnualActivityLowerLimit | 2050 | 49.8664 | activity_floor | 2026-07-10T11:21:59.947825
C_Target_VRE | Secondary Techs | PWRSPVINDEA | TotalAnnualMaxCapacity | 2023 | 1.2617 | cap_envelope_maxcap | 2026-07-10T11:21:59.947825
C_Target_VRE | Secondary Techs | PWRSPVINDEA | TotalAnnualMaxCapacityInvestment | 2023 | 2.4 | cap_envelope_maxinv | 2026-07-10T11:21:59.947825
C_Target_VRE | Secondary Techs | PWRSPVINDEA | TotalAnnualMaxCapacity | 2024 | 1.4648 | cap_envelope_maxcap | 2026-07-10T11:21:59.947825
C_Target_VRE | Secondary Techs | PWRSPVINDEA | TotalAnnualMaxCapacityInvestment | 2024 | 2.4 | cap_envelope_maxinv | 2026-07-10T11:21:59.947825
C_Target_VRE | Secondary Techs | PWRSPVINDEA | TotalAnnualMaxCapacity | 2025 | 1.7597 | cap_envelope_maxcap | 2026-07-10T11:21:59.947825
C_Target_VRE | Secondary Techs | PWRSPVINDEA | TotalAnnualMaxCapacityInvestment | 2025 | 2.4 | cap_envelope_maxinv | 2026-07-10T11:21:59.947825
C_Target_VRE | Secondary Techs | PWRSPVINDEA | TotalAnnualMaxCapacity | 2026 | 1.8468 | cap_envelope_maxcap | 2026-07-10T11:21:59.947825
C_Target_VRE | Secondary Techs | PWRSPVINDEA | TotalAnnualMaxCapacityInvestment | 2026 | 2.4 | cap_envelope_maxinv | 2026-07-10T11:21:59.947825
C_Target_VRE | Secondary Techs | PWRSPVINDEA | TotalAnnualMaxCapacity | 2027 | 1.968 | cap_envelope_maxcap | 2026-07-10T11:21:59.947825
C_Target_VRE | Secondary Techs | PWRSPVINDEA | TotalAnnualMaxCapacityInvestment | 2027 | 2.4 | cap_envelope_maxinv | 2026-07-10T11:21:59.947825
C_Target_VRE | Secondary Techs | PWRSPVINDEA | TotalAnnualMaxCapacity | 2028 | 2.6264 | cap_envelope_maxcap | 2026-07-10T11:21:59.947825
C_Target_VRE | Secondary Techs | PWRSPVINDEA | TotalAnnualMaxCapacityInvestment | 2028 | 2.4 | cap_envelope_maxinv | 2026-07-10T11:21:59.947825
C_Target_VRE | Secondary Techs | PWRSPVINDEA | TotalAnnualMaxCapacity | 2029 | 3.6103 | cap_envelope_maxcap | 2026-07-10T11:21:59.947825
C_Target_VRE | Secondary Techs | PWRSPVINDEA | TotalAnnualMaxCapacityInvestment | 2029 | 2.4 | cap_envelope_maxinv | 2026-07-10T11:21:59.947825
C_Target_VRE | Secondary Techs | PWRSPVINDEA | TotalAnnualMaxCapacity | 2030 | 4.662 | cap_envelope_maxcap | 2026-07-10T11:21:59.947825
C_Target_VRE | Secondary Techs | PWRSPVINDEA | TotalAnnualMaxCapacityInvestment | 2030 | 2.4 | cap_envelope_maxinv | 2026-07-10T11:21:59.947825
C_Target_VRE | Secondary Techs | PWRSPVINDEA | TotalAnnualMaxCapacity | 2031 | 4.8038 | cap_envelope_maxcap | 2026-07-10T11:21:59.947825
C_Target_VRE | Secondary Techs | PWRSPVINDEA | TotalAnnualMaxCapacityInvestment | 2031 | 2.4 | cap_envelope_maxinv | 2026-07-10T11:21:59.947825
C_Target_VRE | Secondary Techs | PWRSPVINDEA | TotalAnnualMaxCapacity | 2032 | 5.0353 | cap_envelope_maxcap | 2026-07-10T11:21:59.947825
C_Target_VRE | Secondary Techs | PWRSPVINDEA | TotalAnnualMaxCapacityInvestment | 2032 | 2.4 | cap_envelope_maxinv | 2026-07-10T11:21:59.947825
C_Target_VRE | Secondary Techs | PWRSPVINDEA | TotalAnnualMaxCapacity | 2033 | 5.2673 | cap_envelope_maxcap | 2026-07-10T11:21:59.947825
C_Target_VRE | Secondary Techs | PWRSPVINDEA | TotalAnnualMaxCapacityInvestment | 2033 | 2.4 | cap_envelope_maxinv | 2026-07-10T11:21:59.947825
C_Target_VRE | Secondary Techs | PWRSPVINDEA | TotalAnnualMaxCapacity | 2034 | 5.4985 | cap_envelope_maxcap | 2026-07-10T11:21:59.947825
C_Target_VRE | Secondary Techs | PWRSPVINDEA | TotalAnnualMaxCapacityInvestment | 2034 | 2.4 | cap_envelope_maxinv | 2026-07-10T11:21:59.947825
C_Target_VRE | Secondary Techs | PWRSPVINDEA | TotalAnnualMaxCapacity | 2035 | 6.1762 | cap_envelope_maxcap | 2026-07-10T11:21:59.947825
C_Target_VRE | Secondary Techs | PWRSPVINDEA | TotalAnnualMaxCapacityInvestment | 2035 | 2.4 | cap_envelope_maxinv | 2026-07-10T11:21:59.947825
C_Target_VRE | Secondary Techs | PWRSPVINDEA | TotalAnnualMaxCapacity | 2036 | 6.4074 | cap_envelope_maxcap | 2026-07-10T11:21:59.947825
C_Target_VRE | Secondary Techs | PWRSPVINDEA | TotalAnnualMaxCapacityInvestment | 2036 | 2.4 | cap_envelope_maxinv | 2026-07-10T11:21:59.947825
C_Target_VRE | Secondary Techs | PWRSPVINDEA | TotalAnnualMaxCapacity | 2037 | 6.6818 | cap_envelope_maxcap | 2026-07-10T11:21:59.947825
C_Target_VRE | Secondary Techs | PWRSPVINDEA | TotalAnnualMaxCapacityInvestment | 2037 | 2.4 | cap_envelope_maxinv | 2026-07-10T11:21:59.947825
C_Target_VRE | Secondary Techs | PWRSPVINDEA | TotalAnnualMaxCapacity | 2038 | 6.9561 | cap_envelope_maxcap | 2026-07-10T11:21:59.947825
C_Target_VRE | Secondary Techs | PWRSPVINDEA | TotalAnnualMaxCapacityInvestment | 2038 | 2.4 | cap_envelope_maxinv | 2026-07-10T11:21:59.947825
C_Target_VRE | Secondary Techs | PWRSPVINDEA | TotalAnnualMaxCapacity | 2039 | 7.2304 | cap_envelope_maxcap | 2026-07-10T11:21:59.947825
C_Target_VRE | Secondary Techs | PWRSPVINDEA | TotalAnnualMaxCapacityInvestment | 2039 | 2.4 | cap_envelope_maxinv | 2026-07-10T11:21:59.947825
C_Target_VRE | Secondary Techs | PWRSPVINDEA | TotalAnnualMaxCapacity | 2040 | 7.5048 | cap_envelope_maxcap | 2026-07-10T11:21:59.947825
C_Target_VRE | Secondary Techs | PWRSPVINDEA | TotalAnnualMaxCapacityInvestment | 2040 | 2.4 | cap_envelope_maxinv | 2026-07-10T11:21:59.947825
C_Target_VRE | Secondary Techs | PWRSPVINDEA | TotalAnnualMaxCapacity | 2041 | 7.7791 | cap_envelope_maxcap | 2026-07-10T11:21:59.947825
C_Target_VRE | Secondary Techs | PWRSPVINDEA | TotalAnnualMaxCapacityInvestment | 2041 | 2.4 | cap_envelope_maxinv | 2026-07-10T11:21:59.947825
C_Target_VRE | Secondary Techs | PWRSPVINDEA | TotalAnnualMaxCapacity | 2042 | 8.106 | cap_envelope_maxcap | 2026-07-10T11:21:59.947825
C_Target_VRE | Secondary Techs | PWRSPVINDEA | TotalAnnualMaxCapacityInvestment | 2042 | 2.4 | cap_envelope_maxinv | 2026-07-10T11:21:59.947825
C_Target_VRE | Secondary Techs | PWRSPVINDEA | TotalAnnualMaxCapacity | 2043 | 8.4523 | cap_envelope_maxcap | 2026-07-10T11:21:59.947825
C_Target_VRE | Secondary Techs | PWRSPVINDEA | TotalAnnualMaxCapacityInvestment | 2043 | 2.4 | cap_envelope_maxinv | 2026-07-10T11:21:59.947825
C_Target_VRE | Secondary Techs | PWRSPVINDEA | TotalAnnualMaxCapacity | 2044 | 8.8189 | cap_envelope_maxcap | 2026-07-10T11:21:59.947825
C_Target_VRE | Secondary Techs | PWRSPVINDEA | TotalAnnualMaxCapacityInvestment | 2044 | 2.4 | cap_envelope_maxinv | 2026-07-10T11:21:59.947825
C_Target_VRE | Secondary Techs | PWRSPVINDEA | TotalAnnualMaxCapacity | 2045 | 9.2066 | cap_envelope_maxcap | 2026-07-10T11:21:59.947825
C_Target_VRE | Secondary Techs | PWRSPVINDEA | TotalAnnualMaxCapacityInvestment | 2045 | 2.4 | cap_envelope_maxinv | 2026-07-10T11:21:59.947825
C_Target_VRE | Secondary Techs | PWRSPVINDEA | TotalAnnualMaxCapacity | 2046 | 9.6166 | cap_envelope_maxcap | 2026-07-10T11:21:59.947825
C_Target_VRE | Secondary Techs | PWRSPVINDEA | TotalAnnualMaxCapacityInvestment | 2046 | 2.4 | cap_envelope_maxinv | 2026-07-10T11:21:59.947825
C_Target_VRE | Secondary Techs | PWRSPVINDEA | TotalAnnualMaxCapacity | 2047 | 10.0497 | cap_envelope_maxcap | 2026-07-10T11:21:59.947825
C_Target_VRE | Secondary Techs | PWRSPVINDEA | TotalAnnualMaxCapacityInvestment | 2047 | 2.4 | cap_envelope_maxinv | 2026-07-10T11:21:59.947825
C_Target_VRE | Secondary Techs | PWRSPVINDEA | TotalAnnualMaxCapacity | 2048 | 10.5058 | cap_envelope_maxcap | 2026-07-10T11:21:59.947825
C_Target_VRE | Secondary Techs | PWRSPVINDEA | TotalAnnualMaxCapacityInvestment | 2048 | 2.4 | cap_envelope_maxinv | 2026-07-10T11:21:59.947825
C_Target_VRE | Secondary Techs | PWRSPVINDEA | TotalAnnualMaxCapacity | 2049 | 10.9873 | cap_envelope_maxcap | 2026-07-10T11:21:59.947825
C_Target_VRE | Secondary Techs | PWRSPVINDEA | TotalAnnualMaxCapacityInvestment | 2049 | 2.4 | cap_envelope_maxinv | 2026-07-10T11:21:59.947825
C_Target_VRE | Secondary Techs | PWRSPVINDEA | TotalAnnualMaxCapacity | 2050 | 11.49 | cap_envelope_maxcap | 2026-07-10T11:21:59.947825
C_Target_VRE | Secondary Techs | PWRSPVINDEA | TotalAnnualMaxCapacityInvestment | 2050 | 2.4 | cap_envelope_maxinv | 2026-07-10T11:21:59.947825
C_Target_VRE | Secondary Techs | PWRSPVINDEA | TotalTechnologyAnnualActivityUpperLimit | 2023 | 5.5307 | pin_generation_upper | 2026-07-10T11:21:59.947825
C_Target_VRE | Secondary Techs | PWRSPVINDEA | TotalTechnologyAnnualActivityUpperLimit | 2024 | 6.4207 | pin_generation_upper | 2026-07-10T11:21:59.947825
C_Target_VRE | Secondary Techs | PWRSPVINDEA | TotalTechnologyAnnualActivityUpperLimit | 2025 | 7.637 | pin_generation_upper | 2026-07-10T11:21:59.947825
C_Target_VRE | Secondary Techs | PWRSPVINDEA | TotalTechnologyAnnualActivityUpperLimit | 2026 | 8.0151 | pin_generation_upper | 2026-07-10T11:21:59.947825
C_Target_VRE | Secondary Techs | PWRSPVINDEA | TotalTechnologyAnnualActivityUpperLimit | 2027 | 8.5411 | pin_generation_upper | 2026-07-10T11:21:59.947825
C_Target_VRE | Secondary Techs | PWRSPVINDEA | TotalTechnologyAnnualActivityUpperLimit | 2028 | 11.5125 | pin_generation_upper | 2026-07-10T11:21:59.947825
C_Target_VRE | Secondary Techs | PWRSPVINDEA | TotalTechnologyAnnualActivityUpperLimit | 2029 | 15.8253 | pin_generation_upper | 2026-07-10T11:21:59.947825
C_Target_VRE | Secondary Techs | PWRSPVINDEA | TotalTechnologyAnnualActivityUpperLimit | 2030 | 20.4353 | pin_generation_upper | 2026-07-10T11:21:59.947825
C_Target_VRE | Secondary Techs | PWRSPVINDEA | TotalTechnologyAnnualActivityUpperLimit | 2031 | 21.057 | pin_generation_upper | 2026-07-10T11:21:59.947825
C_Target_VRE | Secondary Techs | PWRSPVINDEA | TotalTechnologyAnnualActivityUpperLimit | 2032 | 22.0718 | pin_generation_upper | 2026-07-10T11:21:59.947825
C_Target_VRE | Secondary Techs | PWRSPVINDEA | TotalTechnologyAnnualActivityUpperLimit | 2033 | 23.0884 | pin_generation_upper | 2026-07-10T11:21:59.947825
C_Target_VRE | Secondary Techs | PWRSPVINDEA | TotalTechnologyAnnualActivityUpperLimit | 2034 | 24.1022 | pin_generation_upper | 2026-07-10T11:21:59.947825
C_Target_VRE | Secondary Techs | PWRSPVINDEA | TotalTechnologyAnnualActivityUpperLimit | 2035 | 27.0724 | pin_generation_upper | 2026-07-10T11:21:59.947825
C_Target_VRE | Secondary Techs | PWRSPVINDEA | TotalTechnologyAnnualActivityUpperLimit | 2036 | 28.0862 | pin_generation_upper | 2026-07-10T11:21:59.947825
C_Target_VRE | Secondary Techs | PWRSPVINDEA | TotalTechnologyAnnualActivityUpperLimit | 2037 | 29.2887 | pin_generation_upper | 2026-07-10T11:21:59.947825
C_Target_VRE | Secondary Techs | PWRSPVINDEA | TotalTechnologyAnnualActivityUpperLimit | 2038 | 30.4912 | pin_generation_upper | 2026-07-10T11:21:59.947825
C_Target_VRE | Secondary Techs | PWRSPVINDEA | TotalTechnologyAnnualActivityUpperLimit | 2039 | 31.6938 | pin_generation_upper | 2026-07-10T11:21:59.947825
C_Target_VRE | Secondary Techs | PWRSPVINDEA | TotalTechnologyAnnualActivityUpperLimit | 2040 | 32.8963 | pin_generation_upper | 2026-07-10T11:21:59.947825
C_Target_VRE | Secondary Techs | PWRSPVINDEA | TotalTechnologyAnnualActivityUpperLimit | 2041 | 34.0988 | pin_generation_upper | 2026-07-10T11:21:59.947825
C_Target_VRE | Secondary Techs | PWRSPVINDEA | TotalTechnologyAnnualActivityUpperLimit | 2042 | 35.5316 | pin_generation_upper | 2026-07-10T11:21:59.947825
C_Target_VRE | Secondary Techs | PWRSPVINDEA | TotalTechnologyAnnualActivityUpperLimit | 2043 | 37.0495 | pin_generation_upper | 2026-07-10T11:21:59.947825
C_Target_VRE | Secondary Techs | PWRSPVINDEA | TotalTechnologyAnnualActivityUpperLimit | 2044 | 38.6564 | pin_generation_upper | 2026-07-10T11:21:59.947825
C_Target_VRE | Secondary Techs | PWRSPVINDEA | TotalTechnologyAnnualActivityUpperLimit | 2045 | 40.3561 | pin_generation_upper | 2026-07-10T11:21:59.947825
C_Target_VRE | Secondary Techs | PWRSPVINDEA | TotalTechnologyAnnualActivityUpperLimit | 2046 | 42.1532 | pin_generation_upper | 2026-07-10T11:21:59.947825
C_Target_VRE | Secondary Techs | PWRSPVINDEA | TotalTechnologyAnnualActivityUpperLimit | 2047 | 44.0518 | pin_generation_upper | 2026-07-10T11:21:59.947825
C_Target_VRE | Secondary Techs | PWRSPVINDEA | TotalTechnologyAnnualActivityUpperLimit | 2048 | 46.0507 | pin_generation_upper | 2026-07-10T11:21:59.947825
C_Target_VRE | Secondary Techs | PWRSPVINDEA | TotalTechnologyAnnualActivityUpperLimit | 2049 | 48.1616 | pin_generation_upper | 2026-07-10T11:21:59.947825
C_Target_VRE | Secondary Techs | PWRSPVINDEA | TotalTechnologyAnnualActivityUpperLimit | 2050 | 50.3651 | pin_generation_upper | 2026-07-10T11:21:59.947825
C_Target_VRE | Secondary Techs | PWRSPVINDNE | TotalTechnologyAnnualActivityLowerLimit | 2023 | 1.1983 | activity_floor | 2026-07-10T11:21:59.947825
C_Target_VRE | Secondary Techs | PWRSPVINDNE | TotalTechnologyAnnualActivityLowerLimit | 2024 | 1.2643 | activity_floor | 2026-07-10T11:21:59.947825
C_Target_VRE | Secondary Techs | PWRSPVINDNE | TotalTechnologyAnnualActivityLowerLimit | 2025 | 1.3485 | activity_floor | 2026-07-10T11:21:59.947825
C_Target_VRE | Secondary Techs | PWRSPVINDNE | TotalTechnologyAnnualActivityLowerLimit | 2026 | 1.8261 | activity_floor | 2026-07-10T11:21:59.947825
C_Target_VRE | Secondary Techs | PWRSPVINDNE | TotalTechnologyAnnualActivityLowerLimit | 2027 | 1.9828 | activity_floor | 2026-07-10T11:21:59.947825
C_Target_VRE | Secondary Techs | PWRSPVINDNE | TotalTechnologyAnnualActivityLowerLimit | 2028 | 3.008 | activity_floor | 2026-07-10T11:21:59.947825
C_Target_VRE | Secondary Techs | PWRSPVINDNE | TotalTechnologyAnnualActivityLowerLimit | 2029 | 4.2829 | activity_floor | 2026-07-10T11:21:59.947825
C_Target_VRE | Secondary Techs | PWRSPVINDNE | TotalTechnologyAnnualActivityLowerLimit | 2030 | 5.6013 | activity_floor | 2026-07-10T11:21:59.947825
C_Target_VRE | Secondary Techs | PWRSPVINDNE | TotalTechnologyAnnualActivityLowerLimit | 2031 | 5.8189 | activity_floor | 2026-07-10T11:21:59.947825
C_Target_VRE | Secondary Techs | PWRSPVINDNE | TotalTechnologyAnnualActivityLowerLimit | 2032 | 7.8332 | activity_floor | 2026-07-10T11:21:59.947825
C_Target_VRE | Secondary Techs | PWRSPVINDNE | TotalTechnologyAnnualActivityLowerLimit | 2033 | 8.0773 | activity_floor | 2026-07-10T11:21:59.947825
C_Target_VRE | Secondary Techs | PWRSPVINDNE | TotalTechnologyAnnualActivityLowerLimit | 2034 | 8.3041 | activity_floor | 2026-07-10T11:21:59.947825
C_Target_VRE | Secondary Techs | PWRSPVINDNE | TotalTechnologyAnnualActivityLowerLimit | 2035 | 8.5144 | activity_floor | 2026-07-10T11:21:59.947825
C_Target_VRE | Secondary Techs | PWRSPVINDNE | TotalTechnologyAnnualActivityLowerLimit | 2036 | 8.7413 | activity_floor | 2026-07-10T11:21:59.947825
C_Target_VRE | Secondary Techs | PWRSPVINDNE | TotalTechnologyAnnualActivityLowerLimit | 2037 | 9.0141 | activity_floor | 2026-07-10T11:21:59.947825
C_Target_VRE | Secondary Techs | PWRSPVINDNE | TotalTechnologyAnnualActivityLowerLimit | 2038 | 9.2872 | activity_floor | 2026-07-10T11:21:59.947825
C_Target_VRE | Secondary Techs | PWRSPVINDNE | TotalTechnologyAnnualActivityLowerLimit | 2039 | 9.6193 | activity_floor | 2026-07-10T11:21:59.947825
C_Target_VRE | Secondary Techs | PWRSPVINDNE | TotalTechnologyAnnualActivityLowerLimit | 2040 | 10.0312 | activity_floor | 2026-07-10T11:21:59.947825
C_Target_VRE | Secondary Techs | PWRSPVINDNE | TotalTechnologyAnnualActivityLowerLimit | 2041 | 10.3294 | activity_floor | 2026-07-10T11:21:59.947825
C_Target_VRE | Secondary Techs | PWRSPVINDNE | TotalTechnologyAnnualActivityLowerLimit | 2042 | 10.6728 | activity_floor | 2026-07-10T11:21:59.947825
C_Target_VRE | Secondary Techs | PWRSPVINDNE | TotalTechnologyAnnualActivityLowerLimit | 2043 | 11.04 | activity_floor | 2026-07-10T11:21:59.947825
C_Target_VRE | Secondary Techs | PWRSPVINDNE | TotalTechnologyAnnualActivityLowerLimit | 2044 | 11.4259 | activity_floor | 2026-07-10T11:21:59.947825
C_Target_VRE | Secondary Techs | PWRSPVINDNE | TotalTechnologyAnnualActivityLowerLimit | 2045 | 11.8491 | activity_floor | 2026-07-10T11:21:59.947825
C_Target_VRE | Secondary Techs | PWRSPVINDNE | TotalTechnologyAnnualActivityLowerLimit | 2046 | 12.2703 | activity_floor | 2026-07-10T11:21:59.947825
C_Target_VRE | Secondary Techs | PWRSPVINDNE | TotalTechnologyAnnualActivityLowerLimit | 2047 | 12.7119 | activity_floor | 2026-07-10T11:21:59.947825
C_Target_VRE | Secondary Techs | PWRSPVINDNE | TotalTechnologyAnnualActivityLowerLimit | 2048 | 13.1637 | activity_floor | 2026-07-10T11:21:59.947825
C_Target_VRE | Secondary Techs | PWRSPVINDNE | TotalTechnologyAnnualActivityLowerLimit | 2049 | 13.6371 | activity_floor | 2026-07-10T11:21:59.947825
C_Target_VRE | Secondary Techs | PWRSPVINDNE | TotalTechnologyAnnualActivityLowerLimit | 2050 | 14.1245 | activity_floor | 2026-07-10T11:21:59.947825
C_Target_VRE | Secondary Techs | PWRSPVINDNE | TotalAnnualMaxCapacity | 2023 | 0.26952 | cap_envelope_maxcap | 2026-07-10T11:21:59.947825
C_Target_VRE | Secondary Techs | PWRSPVINDNE | TotalAnnualMaxCapacityInvestment | 2023 | 2.4 | cap_envelope_maxinv | 2026-07-10T11:21:59.947825
C_Target_VRE | Secondary Techs | PWRSPVINDNE | TotalAnnualMaxCapacity | 2024 | 0.28536 | cap_envelope_maxcap | 2026-07-10T11:21:59.947825
C_Target_VRE | Secondary Techs | PWRSPVINDNE | TotalAnnualMaxCapacityInvestment | 2024 | 2.4 | cap_envelope_maxinv | 2026-07-10T11:21:59.947825
C_Target_VRE | Secondary Techs | PWRSPVINDNE | TotalAnnualMaxCapacity | 2025 | 0.4308 | cap_envelope_maxcap | 2026-07-10T11:21:59.947825
C_Target_VRE | Secondary Techs | PWRSPVINDNE | TotalAnnualMaxCapacityInvestment | 2025 | 2.4 | cap_envelope_maxinv | 2026-07-10T11:21:59.947825
C_Target_VRE | Secondary Techs | PWRSPVINDNE | TotalAnnualMaxCapacity | 2026 | 0.44916 | cap_envelope_maxcap | 2026-07-10T11:21:59.947825
C_Target_VRE | Secondary Techs | PWRSPVINDNE | TotalAnnualMaxCapacityInvestment | 2026 | 2.4 | cap_envelope_maxinv | 2026-07-10T11:21:59.947825
C_Target_VRE | Secondary Techs | PWRSPVINDNE | TotalAnnualMaxCapacity | 2027 | 0.46764 | cap_envelope_maxcap | 2026-07-10T11:21:59.947825
C_Target_VRE | Secondary Techs | PWRSPVINDNE | TotalAnnualMaxCapacityInvestment | 2027 | 2.4 | cap_envelope_maxinv | 2026-07-10T11:21:59.947825
C_Target_VRE | Secondary Techs | PWRSPVINDNE | TotalAnnualMaxCapacity | 2028 | 0.66299 | cap_envelope_maxcap | 2026-07-10T11:21:59.947825
C_Target_VRE | Secondary Techs | PWRSPVINDNE | TotalAnnualMaxCapacityInvestment | 2028 | 2.4 | cap_envelope_maxinv | 2026-07-10T11:21:59.947825
C_Target_VRE | Secondary Techs | PWRSPVINDNE | TotalAnnualMaxCapacity | 2029 | 0.94399 | cap_envelope_maxcap | 2026-07-10T11:21:59.947825
C_Target_VRE | Secondary Techs | PWRSPVINDNE | TotalAnnualMaxCapacityInvestment | 2029 | 2.4 | cap_envelope_maxinv | 2026-07-10T11:21:59.947825
C_Target_VRE | Secondary Techs | PWRSPVINDNE | TotalAnnualMaxCapacity | 2030 | 1.2346 | cap_envelope_maxcap | 2026-07-10T11:21:59.947825
C_Target_VRE | Secondary Techs | PWRSPVINDNE | TotalAnnualMaxCapacityInvestment | 2030 | 2.4 | cap_envelope_maxinv | 2026-07-10T11:21:59.947825
C_Target_VRE | Secondary Techs | PWRSPVINDNE | TotalAnnualMaxCapacity | 2031 | 1.2825 | cap_envelope_maxcap | 2026-07-10T11:21:59.947825
C_Target_VRE | Secondary Techs | PWRSPVINDNE | TotalAnnualMaxCapacityInvestment | 2031 | 2.4 | cap_envelope_maxinv | 2026-07-10T11:21:59.947825
C_Target_VRE | Secondary Techs | PWRSPVINDNE | TotalAnnualMaxCapacity | 2032 | 1.7265 | cap_envelope_maxcap | 2026-07-10T11:21:59.947825
C_Target_VRE | Secondary Techs | PWRSPVINDNE | TotalAnnualMaxCapacityInvestment | 2032 | 2.4 | cap_envelope_maxinv | 2026-07-10T11:21:59.947825
C_Target_VRE | Secondary Techs | PWRSPVINDNE | TotalAnnualMaxCapacity | 2033 | 1.7803 | cap_envelope_maxcap | 2026-07-10T11:21:59.947825
C_Target_VRE | Secondary Techs | PWRSPVINDNE | TotalAnnualMaxCapacityInvestment | 2033 | 2.4 | cap_envelope_maxinv | 2026-07-10T11:21:59.947825
C_Target_VRE | Secondary Techs | PWRSPVINDNE | TotalAnnualMaxCapacity | 2034 | 1.8303 | cap_envelope_maxcap | 2026-07-10T11:21:59.947825
C_Target_VRE | Secondary Techs | PWRSPVINDNE | TotalAnnualMaxCapacityInvestment | 2034 | 2.4 | cap_envelope_maxinv | 2026-07-10T11:21:59.947825
C_Target_VRE | Secondary Techs | PWRSPVINDNE | TotalAnnualMaxCapacity | 2035 | 1.8766 | cap_envelope_maxcap | 2026-07-10T11:21:59.947825
C_Target_VRE | Secondary Techs | PWRSPVINDNE | TotalAnnualMaxCapacityInvestment | 2035 | 2.4 | cap_envelope_maxinv | 2026-07-10T11:21:59.947825
C_Target_VRE | Secondary Techs | PWRSPVINDNE | TotalAnnualMaxCapacity | 2036 | 1.9266 | cap_envelope_maxcap | 2026-07-10T11:21:59.947825
C_Target_VRE | Secondary Techs | PWRSPVINDNE | TotalAnnualMaxCapacityInvestment | 2036 | 2.4 | cap_envelope_maxinv | 2026-07-10T11:21:59.947825
C_Target_VRE | Secondary Techs | PWRSPVINDNE | TotalAnnualMaxCapacity | 2037 | 1.9868 | cap_envelope_maxcap | 2026-07-10T11:21:59.947825
C_Target_VRE | Secondary Techs | PWRSPVINDNE | TotalAnnualMaxCapacityInvestment | 2037 | 2.4 | cap_envelope_maxinv | 2026-07-10T11:21:59.947825
C_Target_VRE | Secondary Techs | PWRSPVINDNE | TotalAnnualMaxCapacity | 2038 | 2.047 | cap_envelope_maxcap | 2026-07-10T11:21:59.947825
C_Target_VRE | Secondary Techs | PWRSPVINDNE | TotalAnnualMaxCapacityInvestment | 2038 | 2.4 | cap_envelope_maxinv | 2026-07-10T11:21:59.947825
C_Target_VRE | Secondary Techs | PWRSPVINDNE | TotalAnnualMaxCapacity | 2039 | 2.1202 | cap_envelope_maxcap | 2026-07-10T11:21:59.947825
C_Target_VRE | Secondary Techs | PWRSPVINDNE | TotalAnnualMaxCapacityInvestment | 2039 | 2.4 | cap_envelope_maxinv | 2026-07-10T11:21:59.947825
C_Target_VRE | Secondary Techs | PWRSPVINDNE | TotalAnnualMaxCapacity | 2040 | 2.2109 | cap_envelope_maxcap | 2026-07-10T11:21:59.947825
C_Target_VRE | Secondary Techs | PWRSPVINDNE | TotalAnnualMaxCapacityInvestment | 2040 | 2.4 | cap_envelope_maxinv | 2026-07-10T11:21:59.947825
C_Target_VRE | Secondary Techs | PWRSPVINDNE | TotalAnnualMaxCapacity | 2041 | 2.2767 | cap_envelope_maxcap | 2026-07-10T11:21:59.947825
C_Target_VRE | Secondary Techs | PWRSPVINDNE | TotalAnnualMaxCapacityInvestment | 2041 | 2.4 | cap_envelope_maxinv | 2026-07-10T11:21:59.947825
C_Target_VRE | Secondary Techs | PWRSPVINDNE | TotalAnnualMaxCapacity | 2042 | 2.3524 | cap_envelope_maxcap | 2026-07-10T11:21:59.947825
C_Target_VRE | Secondary Techs | PWRSPVINDNE | TotalAnnualMaxCapacityInvestment | 2042 | 2.4 | cap_envelope_maxinv | 2026-07-10T11:21:59.947825
C_Target_VRE | Secondary Techs | PWRSPVINDNE | TotalAnnualMaxCapacity | 2043 | 2.4333 | cap_envelope_maxcap | 2026-07-10T11:21:59.947825
C_Target_VRE | Secondary Techs | PWRSPVINDNE | TotalAnnualMaxCapacityInvestment | 2043 | 2.4 | cap_envelope_maxinv | 2026-07-10T11:21:59.947825
C_Target_VRE | Secondary Techs | PWRSPVINDNE | TotalAnnualMaxCapacity | 2044 | 2.5183 | cap_envelope_maxcap | 2026-07-10T11:21:59.947825
C_Target_VRE | Secondary Techs | PWRSPVINDNE | TotalAnnualMaxCapacityInvestment | 2044 | 2.4 | cap_envelope_maxinv | 2026-07-10T11:21:59.947825
C_Target_VRE | Secondary Techs | PWRSPVINDNE | TotalAnnualMaxCapacity | 2045 | 2.6116 | cap_envelope_maxcap | 2026-07-10T11:21:59.947825
C_Target_VRE | Secondary Techs | PWRSPVINDNE | TotalAnnualMaxCapacityInvestment | 2045 | 2.4 | cap_envelope_maxinv | 2026-07-10T11:21:59.947825
C_Target_VRE | Secondary Techs | PWRSPVINDNE | TotalAnnualMaxCapacity | 2046 | 2.7045 | cap_envelope_maxcap | 2026-07-10T11:21:59.947825
C_Target_VRE | Secondary Techs | PWRSPVINDNE | TotalAnnualMaxCapacityInvestment | 2046 | 2.4 | cap_envelope_maxinv | 2026-07-10T11:21:59.947825
C_Target_VRE | Secondary Techs | PWRSPVINDNE | TotalAnnualMaxCapacity | 2047 | 2.8018 | cap_envelope_maxcap | 2026-07-10T11:21:59.947825
C_Target_VRE | Secondary Techs | PWRSPVINDNE | TotalAnnualMaxCapacityInvestment | 2047 | 2.4 | cap_envelope_maxinv | 2026-07-10T11:21:59.947825
C_Target_VRE | Secondary Techs | PWRSPVINDNE | TotalAnnualMaxCapacity | 2048 | 2.9014 | cap_envelope_maxcap | 2026-07-10T11:21:59.947825
C_Target_VRE | Secondary Techs | PWRSPVINDNE | TotalAnnualMaxCapacityInvestment | 2048 | 2.4 | cap_envelope_maxinv | 2026-07-10T11:21:59.947825
C_Target_VRE | Secondary Techs | PWRSPVINDNE | TotalAnnualMaxCapacity | 2049 | 3.0057 | cap_envelope_maxcap | 2026-07-10T11:21:59.947825
C_Target_VRE | Secondary Techs | PWRSPVINDNE | TotalAnnualMaxCapacityInvestment | 2049 | 2.4 | cap_envelope_maxinv | 2026-07-10T11:21:59.947825
C_Target_VRE | Secondary Techs | PWRSPVINDNE | TotalAnnualMaxCapacity | 2050 | 3.1132 | cap_envelope_maxcap | 2026-07-10T11:21:59.947825
C_Target_VRE | Secondary Techs | PWRSPVINDNE | TotalAnnualMaxCapacityInvestment | 2050 | 2.4 | cap_envelope_maxinv | 2026-07-10T11:21:59.947825
C_Target_VRE | Secondary Techs | PWRSPVINDNE | TotalTechnologyAnnualActivityUpperLimit | 2023 | 1.2228 | pin_generation_upper | 2026-07-10T11:21:59.947825
C_Target_VRE | Secondary Techs | PWRSPVINDNE | TotalTechnologyAnnualActivityUpperLimit | 2024 | 1.2947 | pin_generation_upper | 2026-07-10T11:21:59.947825
C_Target_VRE | Secondary Techs | PWRSPVINDNE | TotalTechnologyAnnualActivityUpperLimit | 2025 | 1.9546 | pin_generation_upper | 2026-07-10T11:21:59.947825
C_Target_VRE | Secondary Techs | PWRSPVINDNE | TotalTechnologyAnnualActivityUpperLimit | 2026 | 2.0379 | pin_generation_upper | 2026-07-10T11:21:59.947825
C_Target_VRE | Secondary Techs | PWRSPVINDNE | TotalTechnologyAnnualActivityUpperLimit | 2027 | 2.1217 | pin_generation_upper | 2026-07-10T11:21:59.947825
C_Target_VRE | Secondary Techs | PWRSPVINDNE | TotalTechnologyAnnualActivityUpperLimit | 2028 | 3.0381 | pin_generation_upper | 2026-07-10T11:21:59.947825
C_Target_VRE | Secondary Techs | PWRSPVINDNE | TotalTechnologyAnnualActivityUpperLimit | 2029 | 4.3258 | pin_generation_upper | 2026-07-10T11:21:59.947825
C_Target_VRE | Secondary Techs | PWRSPVINDNE | TotalTechnologyAnnualActivityUpperLimit | 2030 | 5.6573 | pin_generation_upper | 2026-07-10T11:21:59.947825
C_Target_VRE | Secondary Techs | PWRSPVINDNE | TotalTechnologyAnnualActivityUpperLimit | 2031 | 5.8771 | pin_generation_upper | 2026-07-10T11:21:59.947825
C_Target_VRE | Secondary Techs | PWRSPVINDNE | TotalTechnologyAnnualActivityUpperLimit | 2032 | 7.9115 | pin_generation_upper | 2026-07-10T11:21:59.947825
C_Target_VRE | Secondary Techs | PWRSPVINDNE | TotalTechnologyAnnualActivityUpperLimit | 2033 | 8.1581 | pin_generation_upper | 2026-07-10T11:21:59.947825
C_Target_VRE | Secondary Techs | PWRSPVINDNE | TotalTechnologyAnnualActivityUpperLimit | 2034 | 8.3871 | pin_generation_upper | 2026-07-10T11:21:59.947825
C_Target_VRE | Secondary Techs | PWRSPVINDNE | TotalTechnologyAnnualActivityUpperLimit | 2035 | 8.5995 | pin_generation_upper | 2026-07-10T11:21:59.947825
C_Target_VRE | Secondary Techs | PWRSPVINDNE | TotalTechnologyAnnualActivityUpperLimit | 2036 | 8.8287 | pin_generation_upper | 2026-07-10T11:21:59.947825
C_Target_VRE | Secondary Techs | PWRSPVINDNE | TotalTechnologyAnnualActivityUpperLimit | 2037 | 9.1043 | pin_generation_upper | 2026-07-10T11:21:59.947825
C_Target_VRE | Secondary Techs | PWRSPVINDNE | TotalTechnologyAnnualActivityUpperLimit | 2038 | 9.38 | pin_generation_upper | 2026-07-10T11:21:59.947825
C_Target_VRE | Secondary Techs | PWRSPVINDNE | TotalTechnologyAnnualActivityUpperLimit | 2039 | 9.7155 | pin_generation_upper | 2026-07-10T11:21:59.947825
C_Target_VRE | Secondary Techs | PWRSPVINDNE | TotalTechnologyAnnualActivityUpperLimit | 2040 | 10.1315 | pin_generation_upper | 2026-07-10T11:21:59.947825
C_Target_VRE | Secondary Techs | PWRSPVINDNE | TotalTechnologyAnnualActivityUpperLimit | 2041 | 10.4327 | pin_generation_upper | 2026-07-10T11:21:59.947825
C_Target_VRE | Secondary Techs | PWRSPVINDNE | TotalTechnologyAnnualActivityUpperLimit | 2042 | 10.7795 | pin_generation_upper | 2026-07-10T11:21:59.947825
C_Target_VRE | Secondary Techs | PWRSPVINDNE | TotalTechnologyAnnualActivityUpperLimit | 2043 | 11.1504 | pin_generation_upper | 2026-07-10T11:21:59.947825
C_Target_VRE | Secondary Techs | PWRSPVINDNE | TotalTechnologyAnnualActivityUpperLimit | 2044 | 11.5401 | pin_generation_upper | 2026-07-10T11:21:59.947825
C_Target_VRE | Secondary Techs | PWRSPVINDNE | TotalTechnologyAnnualActivityUpperLimit | 2045 | 11.9676 | pin_generation_upper | 2026-07-10T11:21:59.947825
C_Target_VRE | Secondary Techs | PWRSPVINDNE | TotalTechnologyAnnualActivityUpperLimit | 2046 | 12.393 | pin_generation_upper | 2026-07-10T11:21:59.947825
C_Target_VRE | Secondary Techs | PWRSPVINDNE | TotalTechnologyAnnualActivityUpperLimit | 2047 | 12.839 | pin_generation_upper | 2026-07-10T11:21:59.947825
C_Target_VRE | Secondary Techs | PWRSPVINDNE | TotalTechnologyAnnualActivityUpperLimit | 2048 | 13.2953 | pin_generation_upper | 2026-07-10T11:21:59.947825
C_Target_VRE | Secondary Techs | PWRSPVINDNE | TotalTechnologyAnnualActivityUpperLimit | 2049 | 13.7735 | pin_generation_upper | 2026-07-10T11:21:59.947825
C_Target_VRE | Secondary Techs | PWRSPVINDNE | TotalTechnologyAnnualActivityUpperLimit | 2050 | 14.2658 | pin_generation_upper | 2026-07-10T11:21:59.947825
C_Target_VRE | Secondary Techs | PWRSPVINDNO | TotalTechnologyAnnualActivityLowerLimit | 2023 | 139.0312 | activity_floor | 2026-07-10T11:21:59.947825
C_Target_VRE | Secondary Techs | PWRSPVINDNO | TotalTechnologyAnnualActivityLowerLimit | 2024 | 141.8061 | activity_floor | 2026-07-10T11:21:59.947825
C_Target_VRE | Secondary Techs | PWRSPVINDNO | TotalTechnologyAnnualActivityLowerLimit | 2025 | 148.2612 | activity_floor | 2026-07-10T11:21:59.947825
C_Target_VRE | Secondary Techs | PWRSPVINDNO | TotalTechnologyAnnualActivityLowerLimit | 2026 | 160.5391 | activity_floor | 2026-07-10T11:21:59.947825
C_Target_VRE | Secondary Techs | PWRSPVINDNO | TotalTechnologyAnnualActivityLowerLimit | 2027 | 167.8352 | activity_floor | 2026-07-10T11:21:59.947825
C_Target_VRE | Secondary Techs | PWRSPVINDNO | TotalTechnologyAnnualActivityLowerLimit | 2028 | 394.6234 | activity_floor | 2026-07-10T11:21:59.947825
C_Target_VRE | Secondary Techs | PWRSPVINDNO | TotalTechnologyAnnualActivityLowerLimit | 2029 | 661.222 | activity_floor | 2026-07-10T11:21:59.947825
C_Target_VRE | Secondary Techs | PWRSPVINDNO | TotalTechnologyAnnualActivityLowerLimit | 2030 | 948.6342 | activity_floor | 2026-07-10T11:21:59.947825
C_Target_VRE | Secondary Techs | PWRSPVINDNO | TotalTechnologyAnnualActivityLowerLimit | 2031 | 985.1756 | activity_floor | 2026-07-10T11:21:59.947825
C_Target_VRE | Secondary Techs | PWRSPVINDNO | TotalTechnologyAnnualActivityLowerLimit | 2032 | 1027.3082 | activity_floor | 2026-07-10T11:21:59.947825
C_Target_VRE | Secondary Techs | PWRSPVINDNO | TotalTechnologyAnnualActivityLowerLimit | 2033 | 1070.9966 | activity_floor | 2026-07-10T11:21:59.947825
C_Target_VRE | Secondary Techs | PWRSPVINDNO | TotalTechnologyAnnualActivityLowerLimit | 2034 | 1114.0432 | activity_floor | 2026-07-10T11:21:59.947825
C_Target_VRE | Secondary Techs | PWRSPVINDNO | TotalTechnologyAnnualActivityLowerLimit | 2035 | 1168.6073 | activity_floor | 2026-07-10T11:21:59.947825
C_Target_VRE | Secondary Techs | PWRSPVINDNO | TotalTechnologyAnnualActivityLowerLimit | 2036 | 1211.5359 | activity_floor | 2026-07-10T11:21:59.947825
C_Target_VRE | Secondary Techs | PWRSPVINDNO | TotalTechnologyAnnualActivityLowerLimit | 2037 | 1258.9614 | activity_floor | 2026-07-10T11:21:59.947825
C_Target_VRE | Secondary Techs | PWRSPVINDNO | TotalTechnologyAnnualActivityLowerLimit | 2038 | 1306.3879 | activity_floor | 2026-07-10T11:21:59.947825
C_Target_VRE | Secondary Techs | PWRSPVINDNO | TotalTechnologyAnnualActivityLowerLimit | 2039 | 1353.8142 | activity_floor | 2026-07-10T11:21:59.947825
C_Target_VRE | Secondary Techs | PWRSPVINDNO | TotalTechnologyAnnualActivityLowerLimit | 2040 | 1397.8444 | activity_floor | 2026-07-10T11:21:59.947825
C_Target_VRE | Secondary Techs | PWRSPVINDNO | TotalTechnologyAnnualActivityLowerLimit | 2041 | 1445.5494 | activity_floor | 2026-07-10T11:21:59.947825
C_Target_VRE | Secondary Techs | PWRSPVINDNO | TotalTechnologyAnnualActivityLowerLimit | 2042 | 1500.2868 | activity_floor | 2026-07-10T11:21:59.947825
C_Target_VRE | Secondary Techs | PWRSPVINDNO | TotalTechnologyAnnualActivityLowerLimit | 2043 | 1557.6701 | activity_floor | 2026-07-10T11:21:59.947825
C_Target_VRE | Secondary Techs | PWRSPVINDNO | TotalTechnologyAnnualActivityLowerLimit | 2044 | 1616.725 | activity_floor | 2026-07-10T11:21:59.947825
C_Target_VRE | Secondary Techs | PWRSPVINDNO | TotalTechnologyAnnualActivityLowerLimit | 2045 | 1676.8005 | activity_floor | 2026-07-10T11:21:59.947825
C_Target_VRE | Secondary Techs | PWRSPVINDNO | TotalTechnologyAnnualActivityLowerLimit | 2046 | 1742.7931 | activity_floor | 2026-07-10T11:21:59.947825
C_Target_VRE | Secondary Techs | PWRSPVINDNO | TotalTechnologyAnnualActivityLowerLimit | 2047 | 1811.8953 | activity_floor | 2026-07-10T11:21:59.947825
C_Target_VRE | Secondary Techs | PWRSPVINDNO | TotalTechnologyAnnualActivityLowerLimit | 2048 | 1883.9269 | activity_floor | 2026-07-10T11:21:59.947825
C_Target_VRE | Secondary Techs | PWRSPVINDNO | TotalTechnologyAnnualActivityLowerLimit | 2049 | 1955.8865 | activity_floor | 2026-07-10T11:21:59.947825
C_Target_VRE | Secondary Techs | PWRSPVINDNO | TotalTechnologyAnnualActivityLowerLimit | 2050 | 2014.8186 | activity_floor | 2026-07-10T11:21:59.947825
C_Target_VRE | Secondary Techs | PWRSPVINDNO | TotalAnnualMaxCapacity | 2023 | 28.1546 | cap_envelope_maxcap | 2026-07-10T11:21:59.947825
C_Target_VRE | Secondary Techs | PWRSPVINDNO | TotalAnnualMaxCapacityInvestment | 2023 | 2.4 | cap_envelope_maxinv | 2026-07-10T11:21:59.947825
C_Target_VRE | Secondary Techs | PWRSPVINDNO | TotalAnnualMaxCapacity | 2024 | 29.2093 | cap_envelope_maxcap | 2026-07-10T11:21:59.947825
C_Target_VRE | Secondary Techs | PWRSPVINDNO | TotalAnnualMaxCapacityInvestment | 2024 | 2.4 | cap_envelope_maxinv | 2026-07-10T11:21:59.947825
C_Target_VRE | Secondary Techs | PWRSPVINDNO | TotalAnnualMaxCapacity | 2025 | 40.5283 | cap_envelope_maxcap | 2026-07-10T11:21:59.947825
C_Target_VRE | Secondary Techs | PWRSPVINDNO | TotalAnnualMaxCapacityInvestment | 2025 | 11.319 | cap_envelope_maxinv | 2026-07-10T11:21:59.947825
C_Target_VRE | Secondary Techs | PWRSPVINDNO | TotalAnnualMaxCapacity | 2026 | 62.8546 | cap_envelope_maxcap | 2026-07-10T11:21:59.947825
C_Target_VRE | Secondary Techs | PWRSPVINDNO | TotalAnnualMaxCapacityInvestment | 2026 | 22.3262 | cap_envelope_maxinv | 2026-07-10T11:21:59.947825
C_Target_VRE | Secondary Techs | PWRSPVINDNO | TotalAnnualMaxCapacity | 2027 | 76.361 | cap_envelope_maxcap | 2026-07-10T11:21:59.947825
C_Target_VRE | Secondary Techs | PWRSPVINDNO | TotalAnnualMaxCapacityInvestment | 2027 | 13.5065 | cap_envelope_maxinv | 2026-07-10T11:21:59.947825
C_Target_VRE | Secondary Techs | PWRSPVINDNO | TotalAnnualMaxCapacity | 2028 | 79.9135 | cap_envelope_maxcap | 2026-07-10T11:21:59.947825
C_Target_VRE | Secondary Techs | PWRSPVINDNO | TotalAnnualMaxCapacityInvestment | 2028 | 3.5525 | cap_envelope_maxinv | 2026-07-10T11:21:59.947825
C_Target_VRE | Secondary Techs | PWRSPVINDNO | TotalAnnualMaxCapacity | 2029 | 133.9013 | cap_envelope_maxcap | 2026-07-10T11:21:59.947825
C_Target_VRE | Secondary Techs | PWRSPVINDNO | TotalAnnualMaxCapacityInvestment | 2029 | 53.9878 | cap_envelope_maxinv | 2026-07-10T11:21:59.947825
C_Target_VRE | Secondary Techs | PWRSPVINDNO | TotalAnnualMaxCapacity | 2030 | 192.104 | cap_envelope_maxcap | 2026-07-10T11:21:59.947825
C_Target_VRE | Secondary Techs | PWRSPVINDNO | TotalAnnualMaxCapacityInvestment | 2030 | 58.2026 | cap_envelope_maxinv | 2026-07-10T11:21:59.947825
C_Target_VRE | Secondary Techs | PWRSPVINDNO | TotalAnnualMaxCapacity | 2031 | 199.5038 | cap_envelope_maxcap | 2026-07-10T11:21:59.947825
C_Target_VRE | Secondary Techs | PWRSPVINDNO | TotalAnnualMaxCapacityInvestment | 2031 | 7.3999 | cap_envelope_maxinv | 2026-07-10T11:21:59.947825
C_Target_VRE | Secondary Techs | PWRSPVINDNO | TotalAnnualMaxCapacity | 2032 | 208.0359 | cap_envelope_maxcap | 2026-07-10T11:21:59.947825
C_Target_VRE | Secondary Techs | PWRSPVINDNO | TotalAnnualMaxCapacityInvestment | 2032 | 8.5321 | cap_envelope_maxinv | 2026-07-10T11:21:59.947825
C_Target_VRE | Secondary Techs | PWRSPVINDNO | TotalAnnualMaxCapacity | 2033 | 216.8831 | cap_envelope_maxcap | 2026-07-10T11:21:59.947825
C_Target_VRE | Secondary Techs | PWRSPVINDNO | TotalAnnualMaxCapacityInvestment | 2033 | 8.8472 | cap_envelope_maxinv | 2026-07-10T11:21:59.947825
C_Target_VRE | Secondary Techs | PWRSPVINDNO | TotalAnnualMaxCapacity | 2034 | 225.6003 | cap_envelope_maxcap | 2026-07-10T11:21:59.947825
C_Target_VRE | Secondary Techs | PWRSPVINDNO | TotalAnnualMaxCapacityInvestment | 2034 | 8.7172 | cap_envelope_maxinv | 2026-07-10T11:21:59.947825
C_Target_VRE | Secondary Techs | PWRSPVINDNO | TotalAnnualMaxCapacity | 2035 | 236.6498 | cap_envelope_maxcap | 2026-07-10T11:21:59.947825
C_Target_VRE | Secondary Techs | PWRSPVINDNO | TotalAnnualMaxCapacityInvestment | 2035 | 11.0496 | cap_envelope_maxinv | 2026-07-10T11:21:59.947825
C_Target_VRE | Secondary Techs | PWRSPVINDNO | TotalAnnualMaxCapacity | 2036 | 245.3431 | cap_envelope_maxcap | 2026-07-10T11:21:59.947825
C_Target_VRE | Secondary Techs | PWRSPVINDNO | TotalAnnualMaxCapacityInvestment | 2036 | 8.6933 | cap_envelope_maxinv | 2026-07-10T11:21:59.947825
C_Target_VRE | Secondary Techs | PWRSPVINDNO | TotalAnnualMaxCapacity | 2037 | 254.947 | cap_envelope_maxcap | 2026-07-10T11:21:59.947825
C_Target_VRE | Secondary Techs | PWRSPVINDNO | TotalAnnualMaxCapacityInvestment | 2037 | 9.6039 | cap_envelope_maxinv | 2026-07-10T11:21:59.947825
C_Target_VRE | Secondary Techs | PWRSPVINDNO | TotalAnnualMaxCapacity | 2038 | 264.5512 | cap_envelope_maxcap | 2026-07-10T11:21:59.947825
C_Target_VRE | Secondary Techs | PWRSPVINDNO | TotalAnnualMaxCapacityInvestment | 2038 | 9.6041 | cap_envelope_maxinv | 2026-07-10T11:21:59.947825
C_Target_VRE | Secondary Techs | PWRSPVINDNO | TotalAnnualMaxCapacity | 2039 | 274.1553 | cap_envelope_maxcap | 2026-07-10T11:21:59.947825
C_Target_VRE | Secondary Techs | PWRSPVINDNO | TotalAnnualMaxCapacityInvestment | 2039 | 9.6041 | cap_envelope_maxinv | 2026-07-10T11:21:59.947825
C_Target_VRE | Secondary Techs | PWRSPVINDNO | TotalAnnualMaxCapacity | 2040 | 283.0717 | cap_envelope_maxcap | 2026-07-10T11:21:59.947825
C_Target_VRE | Secondary Techs | PWRSPVINDNO | TotalAnnualMaxCapacityInvestment | 2040 | 8.9164 | cap_envelope_maxinv | 2026-07-10T11:21:59.947825
C_Target_VRE | Secondary Techs | PWRSPVINDNO | TotalAnnualMaxCapacity | 2041 | 292.7322 | cap_envelope_maxcap | 2026-07-10T11:21:59.947825
C_Target_VRE | Secondary Techs | PWRSPVINDNO | TotalAnnualMaxCapacityInvestment | 2041 | 9.6605 | cap_envelope_maxinv | 2026-07-10T11:21:59.947825
C_Target_VRE | Secondary Techs | PWRSPVINDNO | TotalAnnualMaxCapacity | 2042 | 303.8168 | cap_envelope_maxcap | 2026-07-10T11:21:59.947825
C_Target_VRE | Secondary Techs | PWRSPVINDNO | TotalAnnualMaxCapacityInvestment | 2042 | 11.0847 | cap_envelope_maxinv | 2026-07-10T11:21:59.947825
C_Target_VRE | Secondary Techs | PWRSPVINDNO | TotalAnnualMaxCapacity | 2043 | 315.4373 | cap_envelope_maxcap | 2026-07-10T11:21:59.947825
C_Target_VRE | Secondary Techs | PWRSPVINDNO | TotalAnnualMaxCapacityInvestment | 2043 | 11.6204 | cap_envelope_maxinv | 2026-07-10T11:21:59.947825
C_Target_VRE | Secondary Techs | PWRSPVINDNO | TotalAnnualMaxCapacity | 2044 | 327.3963 | cap_envelope_maxcap | 2026-07-10T11:21:59.947825
C_Target_VRE | Secondary Techs | PWRSPVINDNO | TotalAnnualMaxCapacityInvestment | 2044 | 11.959 | cap_envelope_maxinv | 2026-07-10T11:21:59.947825
C_Target_VRE | Secondary Techs | PWRSPVINDNO | TotalAnnualMaxCapacity | 2045 | 339.5619 | cap_envelope_maxcap | 2026-07-10T11:21:59.947825
C_Target_VRE | Secondary Techs | PWRSPVINDNO | TotalAnnualMaxCapacityInvestment | 2045 | 12.1656 | cap_envelope_maxinv | 2026-07-10T11:21:59.947825
C_Target_VRE | Secondary Techs | PWRSPVINDNO | TotalAnnualMaxCapacity | 2046 | 352.9258 | cap_envelope_maxcap | 2026-07-10T11:21:59.947825
C_Target_VRE | Secondary Techs | PWRSPVINDNO | TotalAnnualMaxCapacityInvestment | 2046 | 13.3639 | cap_envelope_maxinv | 2026-07-10T11:21:59.947825
C_Target_VRE | Secondary Techs | PWRSPVINDNO | TotalAnnualMaxCapacity | 2047 | 366.9194 | cap_envelope_maxcap | 2026-07-10T11:21:59.947825
C_Target_VRE | Secondary Techs | PWRSPVINDNO | TotalAnnualMaxCapacityInvestment | 2047 | 13.9936 | cap_envelope_maxinv | 2026-07-10T11:21:59.947825
C_Target_VRE | Secondary Techs | PWRSPVINDNO | TotalAnnualMaxCapacity | 2048 | 381.5062 | cap_envelope_maxcap | 2026-07-10T11:21:59.947825
C_Target_VRE | Secondary Techs | PWRSPVINDNO | TotalAnnualMaxCapacityInvestment | 2048 | 14.5868 | cap_envelope_maxinv | 2026-07-10T11:21:59.947825
C_Target_VRE | Secondary Techs | PWRSPVINDNO | TotalAnnualMaxCapacity | 2049 | 396.0784 | cap_envelope_maxcap | 2026-07-10T11:21:59.947825
C_Target_VRE | Secondary Techs | PWRSPVINDNO | TotalAnnualMaxCapacityInvestment | 2049 | 14.5722 | cap_envelope_maxinv | 2026-07-10T11:21:59.947825
C_Target_VRE | Secondary Techs | PWRSPVINDNO | TotalAnnualMaxCapacity | 2050 | 408.0125 | cap_envelope_maxcap | 2026-07-10T11:21:59.947825
C_Target_VRE | Secondary Techs | PWRSPVINDNO | TotalAnnualMaxCapacityInvestment | 2050 | 11.9341 | cap_envelope_maxinv | 2026-07-10T11:21:59.947825
C_Target_VRE | Secondary Techs | PWRSPVINDNO | TotalTechnologyAnnualActivityUpperLimit | 2023 | 140.4215 | pin_generation_upper | 2026-07-10T11:21:59.947825
C_Target_VRE | Secondary Techs | PWRSPVINDNO | TotalTechnologyAnnualActivityUpperLimit | 2024 | 144.2394 | pin_generation_upper | 2026-07-10T11:21:59.947825
C_Target_VRE | Secondary Techs | PWRSPVINDNO | TotalTechnologyAnnualActivityUpperLimit | 2025 | 200.1341 | pin_generation_upper | 2026-07-10T11:21:59.947825
C_Target_VRE | Secondary Techs | PWRSPVINDNO | TotalTechnologyAnnualActivityUpperLimit | 2026 | 310.3839 | pin_generation_upper | 2026-07-10T11:21:59.947825
C_Target_VRE | Secondary Techs | PWRSPVINDNO | TotalTechnologyAnnualActivityUpperLimit | 2027 | 377.0807 | pin_generation_upper | 2026-07-10T11:21:59.947825
C_Target_VRE | Secondary Techs | PWRSPVINDNO | TotalTechnologyAnnualActivityUpperLimit | 2028 | 398.5696 | pin_generation_upper | 2026-07-10T11:21:59.947825
C_Target_VRE | Secondary Techs | PWRSPVINDNO | TotalTechnologyAnnualActivityUpperLimit | 2029 | 667.8342 | pin_generation_upper | 2026-07-10T11:21:59.947825
C_Target_VRE | Secondary Techs | PWRSPVINDNO | TotalTechnologyAnnualActivityUpperLimit | 2030 | 958.1206 | pin_generation_upper | 2026-07-10T11:21:59.947825
C_Target_VRE | Secondary Techs | PWRSPVINDNO | TotalTechnologyAnnualActivityUpperLimit | 2031 | 995.0274 | pin_generation_upper | 2026-07-10T11:21:59.947825
C_Target_VRE | Secondary Techs | PWRSPVINDNO | TotalTechnologyAnnualActivityUpperLimit | 2032 | 1037.5812 | pin_generation_upper | 2026-07-10T11:21:59.947825
C_Target_VRE | Secondary Techs | PWRSPVINDNO | TotalTechnologyAnnualActivityUpperLimit | 2033 | 1081.7066 | pin_generation_upper | 2026-07-10T11:21:59.947825
C_Target_VRE | Secondary Techs | PWRSPVINDNO | TotalTechnologyAnnualActivityUpperLimit | 2034 | 1125.1836 | pin_generation_upper | 2026-07-10T11:21:59.947825
C_Target_VRE | Secondary Techs | PWRSPVINDNO | TotalTechnologyAnnualActivityUpperLimit | 2035 | 1180.2934 | pin_generation_upper | 2026-07-10T11:21:59.947825
C_Target_VRE | Secondary Techs | PWRSPVINDNO | TotalTechnologyAnnualActivityUpperLimit | 2036 | 1223.6512 | pin_generation_upper | 2026-07-10T11:21:59.947825
C_Target_VRE | Secondary Techs | PWRSPVINDNO | TotalTechnologyAnnualActivityUpperLimit | 2037 | 1271.551 | pin_generation_upper | 2026-07-10T11:21:59.947825
C_Target_VRE | Secondary Techs | PWRSPVINDNO | TotalTechnologyAnnualActivityUpperLimit | 2038 | 1319.4517 | pin_generation_upper | 2026-07-10T11:21:59.947825
C_Target_VRE | Secondary Techs | PWRSPVINDNO | TotalTechnologyAnnualActivityUpperLimit | 2039 | 1367.3523 | pin_generation_upper | 2026-07-10T11:21:59.947825
C_Target_VRE | Secondary Techs | PWRSPVINDNO | TotalTechnologyAnnualActivityUpperLimit | 2040 | 1411.8228 | pin_generation_upper | 2026-07-10T11:21:59.947825
C_Target_VRE | Secondary Techs | PWRSPVINDNO | TotalTechnologyAnnualActivityUpperLimit | 2041 | 1460.0049 | pin_generation_upper | 2026-07-10T11:21:59.947825
C_Target_VRE | Secondary Techs | PWRSPVINDNO | TotalTechnologyAnnualActivityUpperLimit | 2042 | 1515.2897 | pin_generation_upper | 2026-07-10T11:21:59.947825
C_Target_VRE | Secondary Techs | PWRSPVINDNO | TotalTechnologyAnnualActivityUpperLimit | 2043 | 1573.2468 | pin_generation_upper | 2026-07-10T11:21:59.947825
C_Target_VRE | Secondary Techs | PWRSPVINDNO | TotalTechnologyAnnualActivityUpperLimit | 2044 | 1632.8923 | pin_generation_upper | 2026-07-10T11:21:59.947825
C_Target_VRE | Secondary Techs | PWRSPVINDNO | TotalTechnologyAnnualActivityUpperLimit | 2045 | 1693.5685 | pin_generation_upper | 2026-07-10T11:21:59.947825
C_Target_VRE | Secondary Techs | PWRSPVINDNO | TotalTechnologyAnnualActivityUpperLimit | 2046 | 1760.2211 | pin_generation_upper | 2026-07-10T11:21:59.947825
C_Target_VRE | Secondary Techs | PWRSPVINDNO | TotalTechnologyAnnualActivityUpperLimit | 2047 | 1830.0143 | pin_generation_upper | 2026-07-10T11:21:59.947825
C_Target_VRE | Secondary Techs | PWRSPVINDNO | TotalTechnologyAnnualActivityUpperLimit | 2048 | 1902.7662 | pin_generation_upper | 2026-07-10T11:21:59.947825
C_Target_VRE | Secondary Techs | PWRSPVINDNO | TotalTechnologyAnnualActivityUpperLimit | 2049 | 1975.4454 | pin_generation_upper | 2026-07-10T11:21:59.947825
C_Target_VRE | Secondary Techs | PWRSPVINDNO | TotalTechnologyAnnualActivityUpperLimit | 2050 | 2034.9668 | pin_generation_upper | 2026-07-10T11:21:59.947825
C_Target_VRE | Secondary Techs | PWRSPVINDSO | TotalTechnologyAnnualActivityLowerLimit | 2023 | 153.9278 | activity_floor | 2026-07-10T11:21:59.947825
C_Target_VRE | Secondary Techs | PWRSPVINDSO | TotalTechnologyAnnualActivityLowerLimit | 2024 | 163.4252 | activity_floor | 2026-07-10T11:21:59.947825
C_Target_VRE | Secondary Techs | PWRSPVINDSO | TotalTechnologyAnnualActivityLowerLimit | 2025 | 171.766 | activity_floor | 2026-07-10T11:21:59.947825
C_Target_VRE | Secondary Techs | PWRSPVINDSO | TotalTechnologyAnnualActivityLowerLimit | 2026 | 181.7996 | activity_floor | 2026-07-10T11:21:59.947825
C_Target_VRE | Secondary Techs | PWRSPVINDSO | TotalTechnologyAnnualActivityLowerLimit | 2027 | 192.3425 | activity_floor | 2026-07-10T11:21:59.947825
C_Target_VRE | Secondary Techs | PWRSPVINDSO | TotalTechnologyAnnualActivityLowerLimit | 2028 | 279.0812 | activity_floor | 2026-07-10T11:21:59.947825
C_Target_VRE | Secondary Techs | PWRSPVINDSO | TotalTechnologyAnnualActivityLowerLimit | 2029 | 379.1126 | activity_floor | 2026-07-10T11:21:59.947825
C_Target_VRE | Secondary Techs | PWRSPVINDSO | TotalTechnologyAnnualActivityLowerLimit | 2030 | 472.3335 | activity_floor | 2026-07-10T11:21:59.947825
C_Target_VRE | Secondary Techs | PWRSPVINDSO | TotalTechnologyAnnualActivityLowerLimit | 2031 | 497.8134 | activity_floor | 2026-07-10T11:21:59.947825
C_Target_VRE | Secondary Techs | PWRSPVINDSO | TotalTechnologyAnnualActivityLowerLimit | 2032 | 522.0254 | activity_floor | 2026-07-10T11:21:59.947825
C_Target_VRE | Secondary Techs | PWRSPVINDSO | TotalTechnologyAnnualActivityLowerLimit | 2033 | 552.629 | activity_floor | 2026-07-10T11:21:59.947825
C_Target_VRE | Secondary Techs | PWRSPVINDSO | TotalTechnologyAnnualActivityLowerLimit | 2034 | 582.9286 | activity_floor | 2026-07-10T11:21:59.947825
C_Target_VRE | Secondary Techs | PWRSPVINDSO | TotalTechnologyAnnualActivityLowerLimit | 2035 | 583.1587 | activity_floor | 2026-07-10T11:21:59.947825
C_Target_VRE | Secondary Techs | PWRSPVINDSO | TotalTechnologyAnnualActivityLowerLimit | 2036 | 614.3517 | activity_floor | 2026-07-10T11:21:59.947825
C_Target_VRE | Secondary Techs | PWRSPVINDSO | TotalTechnologyAnnualActivityLowerLimit | 2037 | 647.0178 | activity_floor | 2026-07-10T11:21:59.947825
C_Target_VRE | Secondary Techs | PWRSPVINDSO | TotalTechnologyAnnualActivityLowerLimit | 2038 | 680.7664 | activity_floor | 2026-07-10T11:21:59.947825
C_Target_VRE | Secondary Techs | PWRSPVINDSO | TotalTechnologyAnnualActivityLowerLimit | 2039 | 714.9637 | activity_floor | 2026-07-10T11:21:59.947825
C_Target_VRE | Secondary Techs | PWRSPVINDSO | TotalTechnologyAnnualActivityLowerLimit | 2040 | 745.7792 | activity_floor | 2026-07-10T11:21:59.947825
C_Target_VRE | Secondary Techs | PWRSPVINDSO | TotalTechnologyAnnualActivityLowerLimit | 2041 | 771.7363 | activity_floor | 2026-07-10T11:21:59.947825
C_Target_VRE | Secondary Techs | PWRSPVINDSO | TotalTechnologyAnnualActivityLowerLimit | 2042 | 800.5485 | activity_floor | 2026-07-10T11:21:59.947825
C_Target_VRE | Secondary Techs | PWRSPVINDSO | TotalTechnologyAnnualActivityLowerLimit | 2043 | 830.5042 | activity_floor | 2026-07-10T11:21:59.947825
C_Target_VRE | Secondary Techs | PWRSPVINDSO | TotalTechnologyAnnualActivityLowerLimit | 2044 | 861.3521 | activity_floor | 2026-07-10T11:21:59.947825
C_Target_VRE | Secondary Techs | PWRSPVINDSO | TotalTechnologyAnnualActivityLowerLimit | 2045 | 893.7545 | activity_floor | 2026-07-10T11:21:59.947825
C_Target_VRE | Secondary Techs | PWRSPVINDSO | TotalTechnologyAnnualActivityLowerLimit | 2046 | 927.9418 | activity_floor | 2026-07-10T11:21:59.947825
C_Target_VRE | Secondary Techs | PWRSPVINDSO | TotalTechnologyAnnualActivityLowerLimit | 2047 | 963.4506 | activity_floor | 2026-07-10T11:21:59.947825
C_Target_VRE | Secondary Techs | PWRSPVINDSO | TotalTechnologyAnnualActivityLowerLimit | 2048 | 1000.5392 | activity_floor | 2026-07-10T11:21:59.947825
C_Target_VRE | Secondary Techs | PWRSPVINDSO | TotalTechnologyAnnualActivityLowerLimit | 2049 | 1040.1604 | activity_floor | 2026-07-10T11:21:59.947825
C_Target_VRE | Secondary Techs | PWRSPVINDSO | TotalTechnologyAnnualActivityLowerLimit | 2050 | 1083.4466 | activity_floor | 2026-07-10T11:21:59.947825
C_Target_VRE | Secondary Techs | PWRSPVINDSO | TotalAnnualMaxCapacity | 2023 | 31.2525 | cap_envelope_maxcap | 2026-07-10T11:21:59.947825
C_Target_VRE | Secondary Techs | PWRSPVINDSO | TotalAnnualMaxCapacityInvestment | 2023 | 2.4 | cap_envelope_maxinv | 2026-07-10T11:21:59.947825
C_Target_VRE | Secondary Techs | PWRSPVINDSO | TotalAnnualMaxCapacity | 2024 | 33.1808 | cap_envelope_maxcap | 2026-07-10T11:21:59.947825
C_Target_VRE | Secondary Techs | PWRSPVINDSO | TotalAnnualMaxCapacityInvestment | 2024 | 2.4 | cap_envelope_maxinv | 2026-07-10T11:21:59.947825
C_Target_VRE | Secondary Techs | PWRSPVINDSO | TotalAnnualMaxCapacity | 2025 | 34.8743 | cap_envelope_maxcap | 2026-07-10T11:21:59.947825
C_Target_VRE | Secondary Techs | PWRSPVINDSO | TotalAnnualMaxCapacityInvestment | 2025 | 2.4 | cap_envelope_maxinv | 2026-07-10T11:21:59.947825
C_Target_VRE | Secondary Techs | PWRSPVINDSO | TotalAnnualMaxCapacity | 2026 | 36.9114 | cap_envelope_maxcap | 2026-07-10T11:21:59.947825
C_Target_VRE | Secondary Techs | PWRSPVINDSO | TotalAnnualMaxCapacityInvestment | 2026 | 2.4 | cap_envelope_maxinv | 2026-07-10T11:21:59.947825
C_Target_VRE | Secondary Techs | PWRSPVINDSO | TotalAnnualMaxCapacity | 2027 | 39.052 | cap_envelope_maxcap | 2026-07-10T11:21:59.947825
C_Target_VRE | Secondary Techs | PWRSPVINDSO | TotalAnnualMaxCapacityInvestment | 2027 | 2.4 | cap_envelope_maxinv | 2026-07-10T11:21:59.947825
C_Target_VRE | Secondary Techs | PWRSPVINDSO | TotalAnnualMaxCapacity | 2028 | 56.6628 | cap_envelope_maxcap | 2026-07-10T11:21:59.947825
C_Target_VRE | Secondary Techs | PWRSPVINDSO | TotalAnnualMaxCapacityInvestment | 2028 | 17.6109 | cap_envelope_maxinv | 2026-07-10T11:21:59.947825
C_Target_VRE | Secondary Techs | PWRSPVINDSO | TotalAnnualMaxCapacity | 2029 | 76.9726 | cap_envelope_maxcap | 2026-07-10T11:21:59.947825
C_Target_VRE | Secondary Techs | PWRSPVINDSO | TotalAnnualMaxCapacityInvestment | 2029 | 20.3097 | cap_envelope_maxinv | 2026-07-10T11:21:59.947825
C_Target_VRE | Secondary Techs | PWRSPVINDSO | TotalAnnualMaxCapacity | 2030 | 95.8996 | cap_envelope_maxcap | 2026-07-10T11:21:59.947825
C_Target_VRE | Secondary Techs | PWRSPVINDSO | TotalAnnualMaxCapacityInvestment | 2030 | 18.927 | cap_envelope_maxinv | 2026-07-10T11:21:59.947825
C_Target_VRE | Secondary Techs | PWRSPVINDSO | TotalAnnualMaxCapacity | 2031 | 101.0728 | cap_envelope_maxcap | 2026-07-10T11:21:59.947825
C_Target_VRE | Secondary Techs | PWRSPVINDSO | TotalAnnualMaxCapacityInvestment | 2031 | 5.1733 | cap_envelope_maxinv | 2026-07-10T11:21:59.947825
C_Target_VRE | Secondary Techs | PWRSPVINDSO | TotalAnnualMaxCapacity | 2032 | 105.9887 | cap_envelope_maxcap | 2026-07-10T11:21:59.947825
C_Target_VRE | Secondary Techs | PWRSPVINDSO | TotalAnnualMaxCapacityInvestment | 2032 | 4.9159 | cap_envelope_maxinv | 2026-07-10T11:21:59.947825
C_Target_VRE | Secondary Techs | PWRSPVINDSO | TotalAnnualMaxCapacity | 2033 | 112.2022 | cap_envelope_maxcap | 2026-07-10T11:21:59.947825
C_Target_VRE | Secondary Techs | PWRSPVINDSO | TotalAnnualMaxCapacityInvestment | 2033 | 6.2136 | cap_envelope_maxinv | 2026-07-10T11:21:59.947825
C_Target_VRE | Secondary Techs | PWRSPVINDSO | TotalAnnualMaxCapacity | 2034 | 118.3541 | cap_envelope_maxcap | 2026-07-10T11:21:59.947825
C_Target_VRE | Secondary Techs | PWRSPVINDSO | TotalAnnualMaxCapacityInvestment | 2034 | 6.1518 | cap_envelope_maxinv | 2026-07-10T11:21:59.947825
C_Target_VRE | Secondary Techs | PWRSPVINDSO | TotalAnnualMaxCapacity | 2035 | 118.4008 | cap_envelope_maxcap | 2026-07-10T11:21:59.947825
C_Target_VRE | Secondary Techs | PWRSPVINDSO | TotalAnnualMaxCapacityInvestment | 2035 | 2.4 | cap_envelope_maxinv | 2026-07-10T11:21:59.947825
C_Target_VRE | Secondary Techs | PWRSPVINDSO | TotalAnnualMaxCapacity | 2036 | 124.734 | cap_envelope_maxcap | 2026-07-10T11:21:59.947825
C_Target_VRE | Secondary Techs | PWRSPVINDSO | TotalAnnualMaxCapacityInvestment | 2036 | 6.3332 | cap_envelope_maxinv | 2026-07-10T11:21:59.947825
C_Target_VRE | Secondary Techs | PWRSPVINDSO | TotalAnnualMaxCapacity | 2037 | 131.3663 | cap_envelope_maxcap | 2026-07-10T11:21:59.947825
C_Target_VRE | Secondary Techs | PWRSPVINDSO | TotalAnnualMaxCapacityInvestment | 2037 | 6.6323 | cap_envelope_maxinv | 2026-07-10T11:21:59.947825
C_Target_VRE | Secondary Techs | PWRSPVINDSO | TotalAnnualMaxCapacity | 2038 | 138.2184 | cap_envelope_maxcap | 2026-07-10T11:21:59.947825
C_Target_VRE | Secondary Techs | PWRSPVINDSO | TotalAnnualMaxCapacityInvestment | 2038 | 6.8521 | cap_envelope_maxinv | 2026-07-10T11:21:59.947825
C_Target_VRE | Secondary Techs | PWRSPVINDSO | TotalAnnualMaxCapacity | 2039 | 145.1616 | cap_envelope_maxcap | 2026-07-10T11:21:59.947825
C_Target_VRE | Secondary Techs | PWRSPVINDSO | TotalAnnualMaxCapacityInvestment | 2039 | 6.9432 | cap_envelope_maxinv | 2026-07-10T11:21:59.947825
C_Target_VRE | Secondary Techs | PWRSPVINDSO | TotalAnnualMaxCapacity | 2040 | 151.4182 | cap_envelope_maxcap | 2026-07-10T11:21:59.947825
C_Target_VRE | Secondary Techs | PWRSPVINDSO | TotalAnnualMaxCapacityInvestment | 2040 | 6.2566 | cap_envelope_maxinv | 2026-07-10T11:21:59.947825
C_Target_VRE | Secondary Techs | PWRSPVINDSO | TotalAnnualMaxCapacity | 2041 | 156.6884 | cap_envelope_maxcap | 2026-07-10T11:21:59.947825
C_Target_VRE | Secondary Techs | PWRSPVINDSO | TotalAnnualMaxCapacityInvestment | 2041 | 5.2702 | cap_envelope_maxinv | 2026-07-10T11:21:59.947825
C_Target_VRE | Secondary Techs | PWRSPVINDSO | TotalAnnualMaxCapacity | 2042 | 162.5382 | cap_envelope_maxcap | 2026-07-10T11:21:59.947825
C_Target_VRE | Secondary Techs | PWRSPVINDSO | TotalAnnualMaxCapacityInvestment | 2042 | 5.8498 | cap_envelope_maxinv | 2026-07-10T11:21:59.947825
C_Target_VRE | Secondary Techs | PWRSPVINDSO | TotalAnnualMaxCapacity | 2043 | 168.6202 | cap_envelope_maxcap | 2026-07-10T11:21:59.947825
C_Target_VRE | Secondary Techs | PWRSPVINDSO | TotalAnnualMaxCapacityInvestment | 2043 | 6.082 | cap_envelope_maxinv | 2026-07-10T11:21:59.947825
C_Target_VRE | Secondary Techs | PWRSPVINDSO | TotalAnnualMaxCapacity | 2044 | 174.8834 | cap_envelope_maxcap | 2026-07-10T11:21:59.947825
C_Target_VRE | Secondary Techs | PWRSPVINDSO | TotalAnnualMaxCapacityInvestment | 2044 | 6.2632 | cap_envelope_maxinv | 2026-07-10T11:21:59.947825
C_Target_VRE | Secondary Techs | PWRSPVINDSO | TotalAnnualMaxCapacity | 2045 | 181.4622 | cap_envelope_maxcap | 2026-07-10T11:21:59.947825
C_Target_VRE | Secondary Techs | PWRSPVINDSO | TotalAnnualMaxCapacityInvestment | 2045 | 6.5788 | cap_envelope_maxinv | 2026-07-10T11:21:59.947825
C_Target_VRE | Secondary Techs | PWRSPVINDSO | TotalAnnualMaxCapacity | 2046 | 188.4034 | cap_envelope_maxcap | 2026-07-10T11:21:59.947825
C_Target_VRE | Secondary Techs | PWRSPVINDSO | TotalAnnualMaxCapacityInvestment | 2046 | 6.9412 | cap_envelope_maxinv | 2026-07-10T11:21:59.947825
C_Target_VRE | Secondary Techs | PWRSPVINDSO | TotalAnnualMaxCapacity | 2047 | 195.6128 | cap_envelope_maxcap | 2026-07-10T11:21:59.947825
C_Target_VRE | Secondary Techs | PWRSPVINDSO | TotalAnnualMaxCapacityInvestment | 2047 | 7.2095 | cap_envelope_maxinv | 2026-07-10T11:21:59.947825
C_Target_VRE | Secondary Techs | PWRSPVINDSO | TotalAnnualMaxCapacity | 2048 | 203.1431 | cap_envelope_maxcap | 2026-07-10T11:21:59.947825
C_Target_VRE | Secondary Techs | PWRSPVINDSO | TotalAnnualMaxCapacityInvestment | 2048 | 7.5302 | cap_envelope_maxinv | 2026-07-10T11:21:59.947825
C_Target_VRE | Secondary Techs | PWRSPVINDSO | TotalAnnualMaxCapacity | 2049 | 211.1875 | cap_envelope_maxcap | 2026-07-10T11:21:59.947825
C_Target_VRE | Secondary Techs | PWRSPVINDSO | TotalAnnualMaxCapacityInvestment | 2049 | 8.0444 | cap_envelope_maxinv | 2026-07-10T11:21:59.947825
C_Target_VRE | Secondary Techs | PWRSPVINDSO | TotalAnnualMaxCapacity | 2050 | 219.976 | cap_envelope_maxcap | 2026-07-10T11:21:59.947825
C_Target_VRE | Secondary Techs | PWRSPVINDSO | TotalAnnualMaxCapacityInvestment | 2050 | 8.7886 | cap_envelope_maxinv | 2026-07-10T11:21:59.947825
C_Target_VRE | Secondary Techs | PWRSPVINDSO | TotalTechnologyAnnualActivityUpperLimit | 2023 | 155.467 | pin_generation_upper | 2026-07-10T11:21:59.947825
C_Target_VRE | Secondary Techs | PWRSPVINDSO | TotalTechnologyAnnualActivityUpperLimit | 2024 | 165.0594 | pin_generation_upper | 2026-07-10T11:21:59.947825
C_Target_VRE | Secondary Techs | PWRSPVINDSO | TotalTechnologyAnnualActivityUpperLimit | 2025 | 173.4837 | pin_generation_upper | 2026-07-10T11:21:59.947825
C_Target_VRE | Secondary Techs | PWRSPVINDSO | TotalTechnologyAnnualActivityUpperLimit | 2026 | 183.6176 | pin_generation_upper | 2026-07-10T11:21:59.947825
C_Target_VRE | Secondary Techs | PWRSPVINDSO | TotalTechnologyAnnualActivityUpperLimit | 2027 | 194.2659 | pin_generation_upper | 2026-07-10T11:21:59.947825
C_Target_VRE | Secondary Techs | PWRSPVINDSO | TotalTechnologyAnnualActivityUpperLimit | 2028 | 281.872 | pin_generation_upper | 2026-07-10T11:21:59.947825
C_Target_VRE | Secondary Techs | PWRSPVINDSO | TotalTechnologyAnnualActivityUpperLimit | 2029 | 382.9037 | pin_generation_upper | 2026-07-10T11:21:59.947825
C_Target_VRE | Secondary Techs | PWRSPVINDSO | TotalTechnologyAnnualActivityUpperLimit | 2030 | 477.0568 | pin_generation_upper | 2026-07-10T11:21:59.947825
C_Target_VRE | Secondary Techs | PWRSPVINDSO | TotalTechnologyAnnualActivityUpperLimit | 2031 | 502.7915 | pin_generation_upper | 2026-07-10T11:21:59.947825
C_Target_VRE | Secondary Techs | PWRSPVINDSO | TotalTechnologyAnnualActivityUpperLimit | 2032 | 527.2457 | pin_generation_upper | 2026-07-10T11:21:59.947825
C_Target_VRE | Secondary Techs | PWRSPVINDSO | TotalTechnologyAnnualActivityUpperLimit | 2033 | 558.1553 | pin_generation_upper | 2026-07-10T11:21:59.947825
C_Target_VRE | Secondary Techs | PWRSPVINDSO | TotalTechnologyAnnualActivityUpperLimit | 2034 | 588.7579 | pin_generation_upper | 2026-07-10T11:21:59.947825
C_Target_VRE | Secondary Techs | PWRSPVINDSO | TotalTechnologyAnnualActivityUpperLimit | 2035 | 588.9903 | pin_generation_upper | 2026-07-10T11:21:59.947825
C_Target_VRE | Secondary Techs | PWRSPVINDSO | TotalTechnologyAnnualActivityUpperLimit | 2036 | 620.4952 | pin_generation_upper | 2026-07-10T11:21:59.947825
C_Target_VRE | Secondary Techs | PWRSPVINDSO | TotalTechnologyAnnualActivityUpperLimit | 2037 | 653.488 | pin_generation_upper | 2026-07-10T11:21:59.947825
C_Target_VRE | Secondary Techs | PWRSPVINDSO | TotalTechnologyAnnualActivityUpperLimit | 2038 | 687.5741 | pin_generation_upper | 2026-07-10T11:21:59.947825
C_Target_VRE | Secondary Techs | PWRSPVINDSO | TotalTechnologyAnnualActivityUpperLimit | 2039 | 722.1134 | pin_generation_upper | 2026-07-10T11:21:59.947825
C_Target_VRE | Secondary Techs | PWRSPVINDSO | TotalTechnologyAnnualActivityUpperLimit | 2040 | 753.237 | pin_generation_upper | 2026-07-10T11:21:59.947825
C_Target_VRE | Secondary Techs | PWRSPVINDSO | TotalTechnologyAnnualActivityUpperLimit | 2041 | 779.4537 | pin_generation_upper | 2026-07-10T11:21:59.947825
C_Target_VRE | Secondary Techs | PWRSPVINDSO | TotalTechnologyAnnualActivityUpperLimit | 2042 | 808.554 | pin_generation_upper | 2026-07-10T11:21:59.947825
C_Target_VRE | Secondary Techs | PWRSPVINDSO | TotalTechnologyAnnualActivityUpperLimit | 2043 | 838.8093 | pin_generation_upper | 2026-07-10T11:21:59.947825
C_Target_VRE | Secondary Techs | PWRSPVINDSO | TotalTechnologyAnnualActivityUpperLimit | 2044 | 869.9656 | pin_generation_upper | 2026-07-10T11:21:59.947825
C_Target_VRE | Secondary Techs | PWRSPVINDSO | TotalTechnologyAnnualActivityUpperLimit | 2045 | 902.6921 | pin_generation_upper | 2026-07-10T11:21:59.947825
C_Target_VRE | Secondary Techs | PWRSPVINDSO | TotalTechnologyAnnualActivityUpperLimit | 2046 | 937.2212 | pin_generation_upper | 2026-07-10T11:21:59.947825
C_Target_VRE | Secondary Techs | PWRSPVINDSO | TotalTechnologyAnnualActivityUpperLimit | 2047 | 973.0851 | pin_generation_upper | 2026-07-10T11:21:59.947825
C_Target_VRE | Secondary Techs | PWRSPVINDSO | TotalTechnologyAnnualActivityUpperLimit | 2048 | 1010.5446 | pin_generation_upper | 2026-07-10T11:21:59.947825
C_Target_VRE | Secondary Techs | PWRSPVINDSO | TotalTechnologyAnnualActivityUpperLimit | 2049 | 1050.562 | pin_generation_upper | 2026-07-10T11:21:59.947825
C_Target_VRE | Secondary Techs | PWRSPVINDSO | TotalTechnologyAnnualActivityUpperLimit | 2050 | 1094.281 | pin_generation_upper | 2026-07-10T11:21:59.947825
C_Target_VRE | Secondary Techs | PWRSPVINDWE | TotalTechnologyAnnualActivityLowerLimit | 2023 | 109.9966 | activity_floor | 2026-07-10T11:21:59.947825
C_Target_VRE | Secondary Techs | PWRSPVINDWE | TotalTechnologyAnnualActivityLowerLimit | 2024 | 119.7785 | activity_floor | 2026-07-10T11:21:59.947825
C_Target_VRE | Secondary Techs | PWRSPVINDWE | TotalTechnologyAnnualActivityLowerLimit | 2025 | 126.4675 | activity_floor | 2026-07-10T11:21:59.947825
C_Target_VRE | Secondary Techs | PWRSPVINDWE | TotalTechnologyAnnualActivityLowerLimit | 2026 | 133.9961 | activity_floor | 2026-07-10T11:21:59.947825
C_Target_VRE | Secondary Techs | PWRSPVINDWE | TotalTechnologyAnnualActivityLowerLimit | 2027 | 144.2893 | activity_floor | 2026-07-10T11:21:59.947825
C_Target_VRE | Secondary Techs | PWRSPVINDWE | TotalTechnologyAnnualActivityLowerLimit | 2028 | 290.5945 | activity_floor | 2026-07-10T11:21:59.947825
C_Target_VRE | Secondary Techs | PWRSPVINDWE | TotalTechnologyAnnualActivityLowerLimit | 2029 | 455.7166 | activity_floor | 2026-07-10T11:21:59.947825
C_Target_VRE | Secondary Techs | PWRSPVINDWE | TotalTechnologyAnnualActivityLowerLimit | 2030 | 616.5207 | activity_floor | 2026-07-10T11:21:59.947825
C_Target_VRE | Secondary Techs | PWRSPVINDWE | TotalTechnologyAnnualActivityLowerLimit | 2031 | 644.1957 | activity_floor | 2026-07-10T11:21:59.947825
C_Target_VRE | Secondary Techs | PWRSPVINDWE | TotalTechnologyAnnualActivityLowerLimit | 2032 | 673.2244 | activity_floor | 2026-07-10T11:21:59.947825
C_Target_VRE | Secondary Techs | PWRSPVINDWE | TotalTechnologyAnnualActivityLowerLimit | 2033 | 704.9551 | activity_floor | 2026-07-10T11:21:59.947825
C_Target_VRE | Secondary Techs | PWRSPVINDWE | TotalTechnologyAnnualActivityLowerLimit | 2034 | 739.0183 | activity_floor | 2026-07-10T11:21:59.947825
C_Target_VRE | Secondary Techs | PWRSPVINDWE | TotalTechnologyAnnualActivityLowerLimit | 2035 | 766.2795 | activity_floor | 2026-07-10T11:21:59.947825
C_Target_VRE | Secondary Techs | PWRSPVINDWE | TotalTechnologyAnnualActivityLowerLimit | 2036 | 800.4508 | activity_floor | 2026-07-10T11:21:59.947825
C_Target_VRE | Secondary Techs | PWRSPVINDWE | TotalTechnologyAnnualActivityLowerLimit | 2037 | 838.7562 | activity_floor | 2026-07-10T11:21:59.947825
C_Target_VRE | Secondary Techs | PWRSPVINDWE | TotalTechnologyAnnualActivityLowerLimit | 2038 | 877.1354 | activity_floor | 2026-07-10T11:21:59.947825
C_Target_VRE | Secondary Techs | PWRSPVINDWE | TotalTechnologyAnnualActivityLowerLimit | 2039 | 915.3768 | activity_floor | 2026-07-10T11:21:59.947825
C_Target_VRE | Secondary Techs | PWRSPVINDWE | TotalTechnologyAnnualActivityLowerLimit | 2040 | 955.3315 | activity_floor | 2026-07-10T11:21:59.947825
C_Target_VRE | Secondary Techs | PWRSPVINDWE | TotalTechnologyAnnualActivityLowerLimit | 2041 | 993.8195 | activity_floor | 2026-07-10T11:21:59.947825
C_Target_VRE | Secondary Techs | PWRSPVINDWE | TotalTechnologyAnnualActivityLowerLimit | 2042 | 1036.6188 | activity_floor | 2026-07-10T11:21:59.947825
C_Target_VRE | Secondary Techs | PWRSPVINDWE | TotalTechnologyAnnualActivityLowerLimit | 2043 | 1080.7703 | activity_floor | 2026-07-10T11:21:59.947825
C_Target_VRE | Secondary Techs | PWRSPVINDWE | TotalTechnologyAnnualActivityLowerLimit | 2044 | 1126.9873 | activity_floor | 2026-07-10T11:21:59.947825
C_Target_VRE | Secondary Techs | PWRSPVINDWE | TotalTechnologyAnnualActivityLowerLimit | 2045 | 1175.7181 | activity_floor | 2026-07-10T11:21:59.947825
C_Target_VRE | Secondary Techs | PWRSPVINDWE | TotalTechnologyAnnualActivityLowerLimit | 2046 | 1224.7987 | activity_floor | 2026-07-10T11:21:59.947825
C_Target_VRE | Secondary Techs | PWRSPVINDWE | TotalTechnologyAnnualActivityLowerLimit | 2047 | 1275.5403 | activity_floor | 2026-07-10T11:21:59.947825
C_Target_VRE | Secondary Techs | PWRSPVINDWE | TotalTechnologyAnnualActivityLowerLimit | 2048 | 1328.0615 | activity_floor | 2026-07-10T11:21:59.947825
C_Target_VRE | Secondary Techs | PWRSPVINDWE | TotalTechnologyAnnualActivityLowerLimit | 2049 | 1383.2526 | activity_floor | 2026-07-10T11:21:59.947825
C_Target_VRE | Secondary Techs | PWRSPVINDWE | TotalTechnologyAnnualActivityLowerLimit | 2050 | 1449.5198 | activity_floor | 2026-07-10T11:21:59.947825
C_Target_VRE | Secondary Techs | PWRSPVINDWE | TotalAnnualMaxCapacity | 2023 | 22.3389 | cap_envelope_maxcap | 2026-07-10T11:21:59.947825
C_Target_VRE | Secondary Techs | PWRSPVINDWE | TotalAnnualMaxCapacityInvestment | 2023 | 2.4 | cap_envelope_maxinv | 2026-07-10T11:21:59.947825
C_Target_VRE | Secondary Techs | PWRSPVINDWE | TotalAnnualMaxCapacity | 2024 | 26.6327 | cap_envelope_maxcap | 2026-07-10T11:21:59.947825
C_Target_VRE | Secondary Techs | PWRSPVINDWE | TotalAnnualMaxCapacityInvestment | 2024 | 4.2937 | cap_envelope_maxinv | 2026-07-10T11:21:59.947825
C_Target_VRE | Secondary Techs | PWRSPVINDWE | TotalAnnualMaxCapacity | 2025 | 33.1326 | cap_envelope_maxcap | 2026-07-10T11:21:59.947825
C_Target_VRE | Secondary Techs | PWRSPVINDWE | TotalAnnualMaxCapacityInvestment | 2025 | 6.4999 | cap_envelope_maxinv | 2026-07-10T11:21:59.947825
C_Target_VRE | Secondary Techs | PWRSPVINDWE | TotalAnnualMaxCapacity | 2026 | 44.9532 | cap_envelope_maxcap | 2026-07-10T11:21:59.947825
C_Target_VRE | Secondary Techs | PWRSPVINDWE | TotalAnnualMaxCapacityInvestment | 2026 | 11.8206 | cap_envelope_maxinv | 2026-07-10T11:21:59.947825
C_Target_VRE | Secondary Techs | PWRSPVINDWE | TotalAnnualMaxCapacity | 2027 | 51.5222 | cap_envelope_maxcap | 2026-07-10T11:21:59.947825
C_Target_VRE | Secondary Techs | PWRSPVINDWE | TotalAnnualMaxCapacityInvestment | 2027 | 6.569 | cap_envelope_maxinv | 2026-07-10T11:21:59.947825
C_Target_VRE | Secondary Techs | PWRSPVINDWE | TotalAnnualMaxCapacity | 2028 | 59.0161 | cap_envelope_maxcap | 2026-07-10T11:21:59.947825
C_Target_VRE | Secondary Techs | PWRSPVINDWE | TotalAnnualMaxCapacityInvestment | 2028 | 7.4939 | cap_envelope_maxinv | 2026-07-10T11:21:59.947825
C_Target_VRE | Secondary Techs | PWRSPVINDWE | TotalAnnualMaxCapacity | 2029 | 92.5503 | cap_envelope_maxcap | 2026-07-10T11:21:59.947825
C_Target_VRE | Secondary Techs | PWRSPVINDWE | TotalAnnualMaxCapacityInvestment | 2029 | 33.5342 | cap_envelope_maxinv | 2026-07-10T11:21:59.947825
C_Target_VRE | Secondary Techs | PWRSPVINDWE | TotalAnnualMaxCapacity | 2030 | 125.2076 | cap_envelope_maxcap | 2026-07-10T11:21:59.947825
C_Target_VRE | Secondary Techs | PWRSPVINDWE | TotalAnnualMaxCapacityInvestment | 2030 | 32.6573 | cap_envelope_maxinv | 2026-07-10T11:21:59.947825
C_Target_VRE | Secondary Techs | PWRSPVINDWE | TotalAnnualMaxCapacity | 2031 | 130.8281 | cap_envelope_maxcap | 2026-07-10T11:21:59.947825
C_Target_VRE | Secondary Techs | PWRSPVINDWE | TotalAnnualMaxCapacityInvestment | 2031 | 5.6204 | cap_envelope_maxinv | 2026-07-10T11:21:59.947825
C_Target_VRE | Secondary Techs | PWRSPVINDWE | TotalAnnualMaxCapacity | 2032 | 136.7234 | cap_envelope_maxcap | 2026-07-10T11:21:59.947825
C_Target_VRE | Secondary Techs | PWRSPVINDWE | TotalAnnualMaxCapacityInvestment | 2032 | 5.8954 | cap_envelope_maxinv | 2026-07-10T11:21:59.947825
C_Target_VRE | Secondary Techs | PWRSPVINDWE | TotalAnnualMaxCapacity | 2033 | 143.1675 | cap_envelope_maxcap | 2026-07-10T11:21:59.947825
C_Target_VRE | Secondary Techs | PWRSPVINDWE | TotalAnnualMaxCapacityInvestment | 2033 | 6.4441 | cap_envelope_maxinv | 2026-07-10T11:21:59.947825
C_Target_VRE | Secondary Techs | PWRSPVINDWE | TotalAnnualMaxCapacity | 2034 | 150.0854 | cap_envelope_maxcap | 2026-07-10T11:21:59.947825
C_Target_VRE | Secondary Techs | PWRSPVINDWE | TotalAnnualMaxCapacityInvestment | 2034 | 6.9178 | cap_envelope_maxinv | 2026-07-10T11:21:59.947825
C_Target_VRE | Secondary Techs | PWRSPVINDWE | TotalAnnualMaxCapacity | 2035 | 155.6218 | cap_envelope_maxcap | 2026-07-10T11:21:59.947825
C_Target_VRE | Secondary Techs | PWRSPVINDWE | TotalAnnualMaxCapacityInvestment | 2035 | 5.5364 | cap_envelope_maxinv | 2026-07-10T11:21:59.947825
C_Target_VRE | Secondary Techs | PWRSPVINDWE | TotalAnnualMaxCapacity | 2036 | 162.5615 | cap_envelope_maxcap | 2026-07-10T11:21:59.947825
C_Target_VRE | Secondary Techs | PWRSPVINDWE | TotalAnnualMaxCapacityInvestment | 2036 | 6.9398 | cap_envelope_maxinv | 2026-07-10T11:21:59.947825
C_Target_VRE | Secondary Techs | PWRSPVINDWE | TotalAnnualMaxCapacity | 2037 | 170.3409 | cap_envelope_maxcap | 2026-07-10T11:21:59.947825
C_Target_VRE | Secondary Techs | PWRSPVINDWE | TotalAnnualMaxCapacityInvestment | 2037 | 7.7794 | cap_envelope_maxinv | 2026-07-10T11:21:59.947825
C_Target_VRE | Secondary Techs | PWRSPVINDWE | TotalAnnualMaxCapacity | 2038 | 178.1352 | cap_envelope_maxcap | 2026-07-10T11:21:59.947825
C_Target_VRE | Secondary Techs | PWRSPVINDWE | TotalAnnualMaxCapacityInvestment | 2038 | 7.7943 | cap_envelope_maxinv | 2026-07-10T11:21:59.947825
C_Target_VRE | Secondary Techs | PWRSPVINDWE | TotalAnnualMaxCapacity | 2039 | 185.9015 | cap_envelope_maxcap | 2026-07-10T11:21:59.947825
C_Target_VRE | Secondary Techs | PWRSPVINDWE | TotalAnnualMaxCapacityInvestment | 2039 | 7.7664 | cap_envelope_maxinv | 2026-07-10T11:21:59.947825
C_Target_VRE | Secondary Techs | PWRSPVINDWE | TotalAnnualMaxCapacity | 2040 | 194.0159 | cap_envelope_maxcap | 2026-07-10T11:21:59.947825
C_Target_VRE | Secondary Techs | PWRSPVINDWE | TotalAnnualMaxCapacityInvestment | 2040 | 8.1143 | cap_envelope_maxinv | 2026-07-10T11:21:59.947825
C_Target_VRE | Secondary Techs | PWRSPVINDWE | TotalAnnualMaxCapacity | 2041 | 201.8323 | cap_envelope_maxcap | 2026-07-10T11:21:59.947825
C_Target_VRE | Secondary Techs | PWRSPVINDWE | TotalAnnualMaxCapacityInvestment | 2041 | 7.8164 | cap_envelope_maxinv | 2026-07-10T11:21:59.947825
C_Target_VRE | Secondary Techs | PWRSPVINDWE | TotalAnnualMaxCapacity | 2042 | 210.5243 | cap_envelope_maxcap | 2026-07-10T11:21:59.947825
C_Target_VRE | Secondary Techs | PWRSPVINDWE | TotalAnnualMaxCapacityInvestment | 2042 | 8.692 | cap_envelope_maxinv | 2026-07-10T11:21:59.947825
C_Target_VRE | Secondary Techs | PWRSPVINDWE | TotalAnnualMaxCapacity | 2043 | 219.4909 | cap_envelope_maxcap | 2026-07-10T11:21:59.947825
C_Target_VRE | Secondary Techs | PWRSPVINDWE | TotalAnnualMaxCapacityInvestment | 2043 | 8.9666 | cap_envelope_maxinv | 2026-07-10T11:21:59.947825
C_Target_VRE | Secondary Techs | PWRSPVINDWE | TotalAnnualMaxCapacity | 2044 | 228.877 | cap_envelope_maxcap | 2026-07-10T11:21:59.947825
C_Target_VRE | Secondary Techs | PWRSPVINDWE | TotalAnnualMaxCapacityInvestment | 2044 | 9.3861 | cap_envelope_maxinv | 2026-07-10T11:21:59.947825
C_Target_VRE | Secondary Techs | PWRSPVINDWE | TotalAnnualMaxCapacity | 2045 | 238.7736 | cap_envelope_maxcap | 2026-07-10T11:21:59.947825
C_Target_VRE | Secondary Techs | PWRSPVINDWE | TotalAnnualMaxCapacityInvestment | 2045 | 9.8966 | cap_envelope_maxinv | 2026-07-10T11:21:59.947825
C_Target_VRE | Secondary Techs | PWRSPVINDWE | TotalAnnualMaxCapacity | 2046 | 248.7413 | cap_envelope_maxcap | 2026-07-10T11:21:59.947825
C_Target_VRE | Secondary Techs | PWRSPVINDWE | TotalAnnualMaxCapacityInvestment | 2046 | 9.9677 | cap_envelope_maxinv | 2026-07-10T11:21:59.947825
C_Target_VRE | Secondary Techs | PWRSPVINDWE | TotalAnnualMaxCapacity | 2047 | 259.0462 | cap_envelope_maxcap | 2026-07-10T11:21:59.947825
C_Target_VRE | Secondary Techs | PWRSPVINDWE | TotalAnnualMaxCapacityInvestment | 2047 | 10.305 | cap_envelope_maxinv | 2026-07-10T11:21:59.947825
C_Target_VRE | Secondary Techs | PWRSPVINDWE | TotalAnnualMaxCapacity | 2048 | 269.7126 | cap_envelope_maxcap | 2026-07-10T11:21:59.947825
C_Target_VRE | Secondary Techs | PWRSPVINDWE | TotalAnnualMaxCapacityInvestment | 2048 | 10.6664 | cap_envelope_maxinv | 2026-07-10T11:21:59.947825
C_Target_VRE | Secondary Techs | PWRSPVINDWE | TotalAnnualMaxCapacity | 2049 | 280.9213 | cap_envelope_maxcap | 2026-07-10T11:21:59.947825
C_Target_VRE | Secondary Techs | PWRSPVINDWE | TotalAnnualMaxCapacityInvestment | 2049 | 11.2086 | cap_envelope_maxinv | 2026-07-10T11:21:59.947825
C_Target_VRE | Secondary Techs | PWRSPVINDWE | TotalAnnualMaxCapacity | 2050 | 294.3793 | cap_envelope_maxcap | 2026-07-10T11:21:59.947825
C_Target_VRE | Secondary Techs | PWRSPVINDWE | TotalAnnualMaxCapacityInvestment | 2050 | 13.458 | cap_envelope_maxinv | 2026-07-10T11:21:59.947825
C_Target_VRE | Secondary Techs | PWRSPVINDWE | TotalTechnologyAnnualActivityUpperLimit | 2023 | 111.0966 | pin_generation_upper | 2026-07-10T11:21:59.947825
C_Target_VRE | Secondary Techs | PWRSPVINDWE | TotalTechnologyAnnualActivityUpperLimit | 2024 | 131.139 | pin_generation_upper | 2026-07-10T11:21:59.947825
C_Target_VRE | Secondary Techs | PWRSPVINDWE | TotalTechnologyAnnualActivityUpperLimit | 2025 | 163.1445 | pin_generation_upper | 2026-07-10T11:21:59.947825
C_Target_VRE | Secondary Techs | PWRSPVINDWE | TotalTechnologyAnnualActivityUpperLimit | 2026 | 221.349 | pin_generation_upper | 2026-07-10T11:21:59.947825
C_Target_VRE | Secondary Techs | PWRSPVINDWE | TotalTechnologyAnnualActivityUpperLimit | 2027 | 253.6948 | pin_generation_upper | 2026-07-10T11:21:59.947825
C_Target_VRE | Secondary Techs | PWRSPVINDWE | TotalTechnologyAnnualActivityUpperLimit | 2028 | 293.5004 | pin_generation_upper | 2026-07-10T11:21:59.947825
C_Target_VRE | Secondary Techs | PWRSPVINDWE | TotalTechnologyAnnualActivityUpperLimit | 2029 | 460.2737 | pin_generation_upper | 2026-07-10T11:21:59.947825
C_Target_VRE | Secondary Techs | PWRSPVINDWE | TotalTechnologyAnnualActivityUpperLimit | 2030 | 622.6859 | pin_generation_upper | 2026-07-10T11:21:59.947825
C_Target_VRE | Secondary Techs | PWRSPVINDWE | TotalTechnologyAnnualActivityUpperLimit | 2031 | 650.6377 | pin_generation_upper | 2026-07-10T11:21:59.947825
C_Target_VRE | Secondary Techs | PWRSPVINDWE | TotalTechnologyAnnualActivityUpperLimit | 2032 | 679.9566 | pin_generation_upper | 2026-07-10T11:21:59.947825
C_Target_VRE | Secondary Techs | PWRSPVINDWE | TotalTechnologyAnnualActivityUpperLimit | 2033 | 712.0047 | pin_generation_upper | 2026-07-10T11:21:59.947825
C_Target_VRE | Secondary Techs | PWRSPVINDWE | TotalTechnologyAnnualActivityUpperLimit | 2034 | 746.4085 | pin_generation_upper | 2026-07-10T11:21:59.947825
C_Target_VRE | Secondary Techs | PWRSPVINDWE | TotalTechnologyAnnualActivityUpperLimit | 2035 | 773.9423 | pin_generation_upper | 2026-07-10T11:21:59.947825
C_Target_VRE | Secondary Techs | PWRSPVINDWE | TotalTechnologyAnnualActivityUpperLimit | 2036 | 808.4553 | pin_generation_upper | 2026-07-10T11:21:59.947825
C_Target_VRE | Secondary Techs | PWRSPVINDWE | TotalTechnologyAnnualActivityUpperLimit | 2037 | 847.1438 | pin_generation_upper | 2026-07-10T11:21:59.947825
C_Target_VRE | Secondary Techs | PWRSPVINDWE | TotalTechnologyAnnualActivityUpperLimit | 2038 | 885.9067 | pin_generation_upper | 2026-07-10T11:21:59.947825
C_Target_VRE | Secondary Techs | PWRSPVINDWE | TotalTechnologyAnnualActivityUpperLimit | 2039 | 924.5306 | pin_generation_upper | 2026-07-10T11:21:59.947825
C_Target_VRE | Secondary Techs | PWRSPVINDWE | TotalTechnologyAnnualActivityUpperLimit | 2040 | 964.8849 | pin_generation_upper | 2026-07-10T11:21:59.947825
C_Target_VRE | Secondary Techs | PWRSPVINDWE | TotalTechnologyAnnualActivityUpperLimit | 2041 | 1003.7577 | pin_generation_upper | 2026-07-10T11:21:59.947825
C_Target_VRE | Secondary Techs | PWRSPVINDWE | TotalTechnologyAnnualActivityUpperLimit | 2042 | 1046.985 | pin_generation_upper | 2026-07-10T11:21:59.947825
C_Target_VRE | Secondary Techs | PWRSPVINDWE | TotalTechnologyAnnualActivityUpperLimit | 2043 | 1091.578 | pin_generation_upper | 2026-07-10T11:21:59.947825
C_Target_VRE | Secondary Techs | PWRSPVINDWE | TotalTechnologyAnnualActivityUpperLimit | 2044 | 1138.2572 | pin_generation_upper | 2026-07-10T11:21:59.947825
C_Target_VRE | Secondary Techs | PWRSPVINDWE | TotalTechnologyAnnualActivityUpperLimit | 2045 | 1187.4753 | pin_generation_upper | 2026-07-10T11:21:59.947825
C_Target_VRE | Secondary Techs | PWRSPVINDWE | TotalTechnologyAnnualActivityUpperLimit | 2046 | 1237.0467 | pin_generation_upper | 2026-07-10T11:21:59.947825
C_Target_VRE | Secondary Techs | PWRSPVINDWE | TotalTechnologyAnnualActivityUpperLimit | 2047 | 1288.2957 | pin_generation_upper | 2026-07-10T11:21:59.947825
C_Target_VRE | Secondary Techs | PWRSPVINDWE | TotalTechnologyAnnualActivityUpperLimit | 2048 | 1341.3421 | pin_generation_upper | 2026-07-10T11:21:59.947825
C_Target_VRE | Secondary Techs | PWRSPVINDWE | TotalTechnologyAnnualActivityUpperLimit | 2049 | 1397.0851 | pin_generation_upper | 2026-07-10T11:21:59.947825
C_Target_VRE | Secondary Techs | PWRSPVINDWE | TotalTechnologyAnnualActivityUpperLimit | 2050 | 1464.015 | pin_generation_upper | 2026-07-10T11:21:59.947825
C_Target_VRE | Secondary Techs | PWRWONINDNO | TotalTechnologyAnnualActivityLowerLimit | 2023 | 43.9046 | activity_floor | 2026-07-10T11:21:59.947825
C_Target_VRE | Secondary Techs | PWRWONINDNO | TotalTechnologyAnnualActivityLowerLimit | 2024 | 44.7809 | activity_floor | 2026-07-10T11:21:59.947825
C_Target_VRE | Secondary Techs | PWRWONINDNO | TotalTechnologyAnnualActivityLowerLimit | 2025 | 46.8193 | activity_floor | 2026-07-10T11:21:59.947825
C_Target_VRE | Secondary Techs | PWRWONINDNO | TotalTechnologyAnnualActivityLowerLimit | 2026 | 50.6966 | activity_floor | 2026-07-10T11:21:59.947825
C_Target_VRE | Secondary Techs | PWRWONINDNO | TotalTechnologyAnnualActivityLowerLimit | 2027 | 53.0006 | activity_floor | 2026-07-10T11:21:59.947825
C_Target_VRE | Secondary Techs | PWRWONINDNO | TotalTechnologyAnnualActivityLowerLimit | 2028 | 57.358 | activity_floor | 2026-07-10T11:21:59.947825
C_Target_VRE | Secondary Techs | PWRWONINDNO | TotalTechnologyAnnualActivityLowerLimit | 2029 | 64.1484 | activity_floor | 2026-07-10T11:21:59.947825
C_Target_VRE | Secondary Techs | PWRWONINDNO | TotalTechnologyAnnualActivityLowerLimit | 2030 | 70.3657 | activity_floor | 2026-07-10T11:21:59.947825
C_Target_VRE | Secondary Techs | PWRWONINDNO | TotalTechnologyAnnualActivityLowerLimit | 2031 | 73.0762 | activity_floor | 2026-07-10T11:21:59.947825
C_Target_VRE | Secondary Techs | PWRWONINDNO | TotalTechnologyAnnualActivityLowerLimit | 2032 | 76.2014 | activity_floor | 2026-07-10T11:21:59.947825
C_Target_VRE | Secondary Techs | PWRWONINDNO | TotalTechnologyAnnualActivityLowerLimit | 2033 | 79.4421 | activity_floor | 2026-07-10T11:21:59.947825
C_Target_VRE | Secondary Techs | PWRWONINDNO | TotalTechnologyAnnualActivityLowerLimit | 2034 | 82.6351 | activity_floor | 2026-07-10T11:21:59.947825
C_Target_VRE | Secondary Techs | PWRWONINDNO | TotalTechnologyAnnualActivityLowerLimit | 2035 | 86.6824 | activity_floor | 2026-07-10T11:21:59.947825
C_Target_VRE | Secondary Techs | PWRWONINDNO | TotalTechnologyAnnualActivityLowerLimit | 2036 | 89.8667 | activity_floor | 2026-07-10T11:21:59.947825
C_Target_VRE | Secondary Techs | PWRWONINDNO | TotalTechnologyAnnualActivityLowerLimit | 2037 | 93.3845 | activity_floor | 2026-07-10T11:21:59.947825
C_Target_VRE | Secondary Techs | PWRWONINDNO | TotalTechnologyAnnualActivityLowerLimit | 2038 | 96.9024 | activity_floor | 2026-07-10T11:21:59.947825
C_Target_VRE | Secondary Techs | PWRWONINDNO | TotalTechnologyAnnualActivityLowerLimit | 2039 | 100.4203 | activity_floor | 2026-07-10T11:21:59.947825
C_Target_VRE | Secondary Techs | PWRWONINDNO | TotalTechnologyAnnualActivityLowerLimit | 2040 | 103.6863 | activity_floor | 2026-07-10T11:21:59.947825
C_Target_VRE | Secondary Techs | PWRWONINDNO | TotalTechnologyAnnualActivityLowerLimit | 2041 | 107.2248 | activity_floor | 2026-07-10T11:21:59.947825
C_Target_VRE | Secondary Techs | PWRWONINDNO | TotalTechnologyAnnualActivityLowerLimit | 2042 | 111.285 | activity_floor | 2026-07-10T11:21:59.947825
C_Target_VRE | Secondary Techs | PWRWONINDNO | TotalTechnologyAnnualActivityLowerLimit | 2043 | 115.5415 | activity_floor | 2026-07-10T11:21:59.947825
C_Target_VRE | Secondary Techs | PWRWONINDNO | TotalTechnologyAnnualActivityLowerLimit | 2044 | 119.9219 | activity_floor | 2026-07-10T11:21:59.947825
C_Target_VRE | Secondary Techs | PWRWONINDNO | TotalTechnologyAnnualActivityLowerLimit | 2045 | 124.3781 | activity_floor | 2026-07-10T11:21:59.947825
C_Target_VRE | Secondary Techs | PWRWONINDNO | TotalTechnologyAnnualActivityLowerLimit | 2046 | 129.2731 | activity_floor | 2026-07-10T11:21:59.947825
C_Target_VRE | Secondary Techs | PWRWONINDNO | TotalTechnologyAnnualActivityLowerLimit | 2047 | 134.3988 | activity_floor | 2026-07-10T11:21:59.947825
C_Target_VRE | Secondary Techs | PWRWONINDNO | TotalTechnologyAnnualActivityLowerLimit | 2048 | 139.7418 | activity_floor | 2026-07-10T11:21:59.947825
C_Target_VRE | Secondary Techs | PWRWONINDNO | TotalTechnologyAnnualActivityLowerLimit | 2049 | 145.0795 | activity_floor | 2026-07-10T11:21:59.947825
C_Target_VRE | Secondary Techs | PWRWONINDNO | TotalTechnologyAnnualActivityLowerLimit | 2050 | 149.4508 | activity_floor | 2026-07-10T11:21:59.947825
C_Target_VRE | Secondary Techs | PWRWONINDNO | TotalAnnualMaxCapacity | 2023 | 6.5014 | cap_envelope_maxcap | 2026-07-10T11:21:59.947825
C_Target_VRE | Secondary Techs | PWRWONINDNO | TotalAnnualMaxCapacityInvestment | 2023 | 2.4 | cap_envelope_maxinv | 2026-07-10T11:21:59.947825
C_Target_VRE | Secondary Techs | PWRWONINDNO | TotalAnnualMaxCapacity | 2024 | 6.6312 | cap_envelope_maxcap | 2026-07-10T11:21:59.947825
C_Target_VRE | Secondary Techs | PWRWONINDNO | TotalAnnualMaxCapacityInvestment | 2024 | 2.4 | cap_envelope_maxinv | 2026-07-10T11:21:59.947825
C_Target_VRE | Secondary Techs | PWRWONINDNO | TotalAnnualMaxCapacity | 2025 | 6.9611 | cap_envelope_maxcap | 2026-07-10T11:21:59.947825
C_Target_VRE | Secondary Techs | PWRWONINDNO | TotalAnnualMaxCapacityInvestment | 2025 | 2.4 | cap_envelope_maxinv | 2026-07-10T11:21:59.947825
C_Target_VRE | Secondary Techs | PWRWONINDNO | TotalAnnualMaxCapacity | 2026 | 7.5072 | cap_envelope_maxcap | 2026-07-10T11:21:59.947825
C_Target_VRE | Secondary Techs | PWRWONINDNO | TotalAnnualMaxCapacityInvestment | 2026 | 2.4 | cap_envelope_maxinv | 2026-07-10T11:21:59.947825
C_Target_VRE | Secondary Techs | PWRWONINDNO | TotalAnnualMaxCapacity | 2027 | 7.8484 | cap_envelope_maxcap | 2026-07-10T11:21:59.947825
C_Target_VRE | Secondary Techs | PWRWONINDNO | TotalAnnualMaxCapacityInvestment | 2027 | 2.4 | cap_envelope_maxinv | 2026-07-10T11:21:59.947825
C_Target_VRE | Secondary Techs | PWRWONINDNO | TotalAnnualMaxCapacity | 2028 | 8.4936 | cap_envelope_maxcap | 2026-07-10T11:21:59.947825
C_Target_VRE | Secondary Techs | PWRWONINDNO | TotalAnnualMaxCapacityInvestment | 2028 | 2.4 | cap_envelope_maxinv | 2026-07-10T11:21:59.947825
C_Target_VRE | Secondary Techs | PWRWONINDNO | TotalAnnualMaxCapacity | 2029 | 9.4991 | cap_envelope_maxcap | 2026-07-10T11:21:59.947825
C_Target_VRE | Secondary Techs | PWRWONINDNO | TotalAnnualMaxCapacityInvestment | 2029 | 2.4 | cap_envelope_maxinv | 2026-07-10T11:21:59.947825
C_Target_VRE | Secondary Techs | PWRWONINDNO | TotalAnnualMaxCapacity | 2030 | 10.4198 | cap_envelope_maxcap | 2026-07-10T11:21:59.947825
C_Target_VRE | Secondary Techs | PWRWONINDNO | TotalAnnualMaxCapacityInvestment | 2030 | 2.4 | cap_envelope_maxinv | 2026-07-10T11:21:59.947825
C_Target_VRE | Secondary Techs | PWRWONINDNO | TotalAnnualMaxCapacity | 2031 | 10.8212 | cap_envelope_maxcap | 2026-07-10T11:21:59.947825
C_Target_VRE | Secondary Techs | PWRWONINDNO | TotalAnnualMaxCapacityInvestment | 2031 | 2.4 | cap_envelope_maxinv | 2026-07-10T11:21:59.947825
C_Target_VRE | Secondary Techs | PWRWONINDNO | TotalAnnualMaxCapacity | 2032 | 11.284 | cap_envelope_maxcap | 2026-07-10T11:21:59.947825
C_Target_VRE | Secondary Techs | PWRWONINDNO | TotalAnnualMaxCapacityInvestment | 2032 | 2.4 | cap_envelope_maxinv | 2026-07-10T11:21:59.947825
C_Target_VRE | Secondary Techs | PWRWONINDNO | TotalAnnualMaxCapacity | 2033 | 11.7638 | cap_envelope_maxcap | 2026-07-10T11:21:59.947825
C_Target_VRE | Secondary Techs | PWRWONINDNO | TotalAnnualMaxCapacityInvestment | 2033 | 2.4 | cap_envelope_maxinv | 2026-07-10T11:21:59.947825
C_Target_VRE | Secondary Techs | PWRWONINDNO | TotalAnnualMaxCapacity | 2034 | 12.2367 | cap_envelope_maxcap | 2026-07-10T11:21:59.947825
C_Target_VRE | Secondary Techs | PWRWONINDNO | TotalAnnualMaxCapacityInvestment | 2034 | 2.4 | cap_envelope_maxinv | 2026-07-10T11:21:59.947825
C_Target_VRE | Secondary Techs | PWRWONINDNO | TotalAnnualMaxCapacity | 2035 | 12.836 | cap_envelope_maxcap | 2026-07-10T11:21:59.947825
C_Target_VRE | Secondary Techs | PWRWONINDNO | TotalAnnualMaxCapacityInvestment | 2035 | 2.4 | cap_envelope_maxinv | 2026-07-10T11:21:59.947825
C_Target_VRE | Secondary Techs | PWRWONINDNO | TotalAnnualMaxCapacity | 2036 | 13.3075 | cap_envelope_maxcap | 2026-07-10T11:21:59.947825
C_Target_VRE | Secondary Techs | PWRWONINDNO | TotalAnnualMaxCapacityInvestment | 2036 | 2.4 | cap_envelope_maxinv | 2026-07-10T11:21:59.947825
C_Target_VRE | Secondary Techs | PWRWONINDNO | TotalAnnualMaxCapacity | 2037 | 13.8284 | cap_envelope_maxcap | 2026-07-10T11:21:59.947825
C_Target_VRE | Secondary Techs | PWRWONINDNO | TotalAnnualMaxCapacityInvestment | 2037 | 2.4 | cap_envelope_maxinv | 2026-07-10T11:21:59.947825
C_Target_VRE | Secondary Techs | PWRWONINDNO | TotalAnnualMaxCapacity | 2038 | 14.3494 | cap_envelope_maxcap | 2026-07-10T11:21:59.947825
C_Target_VRE | Secondary Techs | PWRWONINDNO | TotalAnnualMaxCapacityInvestment | 2038 | 2.4 | cap_envelope_maxinv | 2026-07-10T11:21:59.947825
C_Target_VRE | Secondary Techs | PWRWONINDNO | TotalAnnualMaxCapacity | 2039 | 14.8703 | cap_envelope_maxcap | 2026-07-10T11:21:59.947825
C_Target_VRE | Secondary Techs | PWRWONINDNO | TotalAnnualMaxCapacityInvestment | 2039 | 2.4 | cap_envelope_maxinv | 2026-07-10T11:21:59.947825
C_Target_VRE | Secondary Techs | PWRWONINDNO | TotalAnnualMaxCapacity | 2040 | 15.3539 | cap_envelope_maxcap | 2026-07-10T11:21:59.947825
C_Target_VRE | Secondary Techs | PWRWONINDNO | TotalAnnualMaxCapacityInvestment | 2040 | 2.4 | cap_envelope_maxinv | 2026-07-10T11:21:59.947825
C_Target_VRE | Secondary Techs | PWRWONINDNO | TotalAnnualMaxCapacity | 2041 | 15.8779 | cap_envelope_maxcap | 2026-07-10T11:21:59.947825
C_Target_VRE | Secondary Techs | PWRWONINDNO | TotalAnnualMaxCapacityInvestment | 2041 | 2.4 | cap_envelope_maxinv | 2026-07-10T11:21:59.947825
C_Target_VRE | Secondary Techs | PWRWONINDNO | TotalAnnualMaxCapacity | 2042 | 16.4792 | cap_envelope_maxcap | 2026-07-10T11:21:59.947825
C_Target_VRE | Secondary Techs | PWRWONINDNO | TotalAnnualMaxCapacityInvestment | 2042 | 2.4 | cap_envelope_maxinv | 2026-07-10T11:21:59.947825
C_Target_VRE | Secondary Techs | PWRWONINDNO | TotalAnnualMaxCapacity | 2043 | 17.1095 | cap_envelope_maxcap | 2026-07-10T11:21:59.947825
C_Target_VRE | Secondary Techs | PWRWONINDNO | TotalAnnualMaxCapacityInvestment | 2043 | 2.4 | cap_envelope_maxinv | 2026-07-10T11:21:59.947825
C_Target_VRE | Secondary Techs | PWRWONINDNO | TotalAnnualMaxCapacity | 2044 | 17.7581 | cap_envelope_maxcap | 2026-07-10T11:21:59.947825
C_Target_VRE | Secondary Techs | PWRWONINDNO | TotalAnnualMaxCapacityInvestment | 2044 | 2.4 | cap_envelope_maxinv | 2026-07-10T11:21:59.947825
C_Target_VRE | Secondary Techs | PWRWONINDNO | TotalAnnualMaxCapacity | 2045 | 18.418 | cap_envelope_maxcap | 2026-07-10T11:21:59.947825
C_Target_VRE | Secondary Techs | PWRWONINDNO | TotalAnnualMaxCapacityInvestment | 2045 | 2.4 | cap_envelope_maxinv | 2026-07-10T11:21:59.947825
C_Target_VRE | Secondary Techs | PWRWONINDNO | TotalAnnualMaxCapacity | 2046 | 19.1428 | cap_envelope_maxcap | 2026-07-10T11:21:59.947825
C_Target_VRE | Secondary Techs | PWRWONINDNO | TotalAnnualMaxCapacityInvestment | 2046 | 2.4 | cap_envelope_maxinv | 2026-07-10T11:21:59.947825
C_Target_VRE | Secondary Techs | PWRWONINDNO | TotalAnnualMaxCapacity | 2047 | 19.9019 | cap_envelope_maxcap | 2026-07-10T11:21:59.947825
C_Target_VRE | Secondary Techs | PWRWONINDNO | TotalAnnualMaxCapacityInvestment | 2047 | 2.4 | cap_envelope_maxinv | 2026-07-10T11:21:59.947825
C_Target_VRE | Secondary Techs | PWRWONINDNO | TotalAnnualMaxCapacity | 2048 | 20.6931 | cap_envelope_maxcap | 2026-07-10T11:21:59.947825
C_Target_VRE | Secondary Techs | PWRWONINDNO | TotalAnnualMaxCapacityInvestment | 2048 | 2.4 | cap_envelope_maxinv | 2026-07-10T11:21:59.947825
C_Target_VRE | Secondary Techs | PWRWONINDNO | TotalAnnualMaxCapacity | 2049 | 21.4835 | cap_envelope_maxcap | 2026-07-10T11:21:59.947825
C_Target_VRE | Secondary Techs | PWRWONINDNO | TotalAnnualMaxCapacityInvestment | 2049 | 2.4 | cap_envelope_maxinv | 2026-07-10T11:21:59.947825
C_Target_VRE | Secondary Techs | PWRWONINDNO | TotalAnnualMaxCapacity | 2050 | 22.1308 | cap_envelope_maxcap | 2026-07-10T11:21:59.947825
C_Target_VRE | Secondary Techs | PWRWONINDNO | TotalAnnualMaxCapacityInvestment | 2050 | 2.4 | cap_envelope_maxinv | 2026-07-10T11:21:59.947825
C_Target_VRE | Secondary Techs | PWRWONINDNO | TotalTechnologyAnnualActivityUpperLimit | 2023 | 44.3436 | pin_generation_upper | 2026-07-10T11:21:59.947825
C_Target_VRE | Secondary Techs | PWRWONINDNO | TotalTechnologyAnnualActivityUpperLimit | 2024 | 45.2287 | pin_generation_upper | 2026-07-10T11:21:59.947825
C_Target_VRE | Secondary Techs | PWRWONINDNO | TotalTechnologyAnnualActivityUpperLimit | 2025 | 47.2875 | pin_generation_upper | 2026-07-10T11:21:59.947825
C_Target_VRE | Secondary Techs | PWRWONINDNO | TotalTechnologyAnnualActivityUpperLimit | 2026 | 51.2035 | pin_generation_upper | 2026-07-10T11:21:59.947825
C_Target_VRE | Secondary Techs | PWRWONINDNO | TotalTechnologyAnnualActivityUpperLimit | 2027 | 53.5306 | pin_generation_upper | 2026-07-10T11:21:59.947825
C_Target_VRE | Secondary Techs | PWRWONINDNO | TotalTechnologyAnnualActivityUpperLimit | 2028 | 57.9316 | pin_generation_upper | 2026-07-10T11:21:59.947825
C_Target_VRE | Secondary Techs | PWRWONINDNO | TotalTechnologyAnnualActivityUpperLimit | 2029 | 64.7899 | pin_generation_upper | 2026-07-10T11:21:59.947825
C_Target_VRE | Secondary Techs | PWRWONINDNO | TotalTechnologyAnnualActivityUpperLimit | 2030 | 71.0694 | pin_generation_upper | 2026-07-10T11:21:59.947825
C_Target_VRE | Secondary Techs | PWRWONINDNO | TotalTechnologyAnnualActivityUpperLimit | 2031 | 73.807 | pin_generation_upper | 2026-07-10T11:21:59.947825
C_Target_VRE | Secondary Techs | PWRWONINDNO | TotalTechnologyAnnualActivityUpperLimit | 2032 | 76.9634 | pin_generation_upper | 2026-07-10T11:21:59.947825
C_Target_VRE | Secondary Techs | PWRWONINDNO | TotalTechnologyAnnualActivityUpperLimit | 2033 | 80.2365 | pin_generation_upper | 2026-07-10T11:21:59.947825
C_Target_VRE | Secondary Techs | PWRWONINDNO | TotalTechnologyAnnualActivityUpperLimit | 2034 | 83.4614 | pin_generation_upper | 2026-07-10T11:21:59.947825
C_Target_VRE | Secondary Techs | PWRWONINDNO | TotalTechnologyAnnualActivityUpperLimit | 2035 | 87.5492 | pin_generation_upper | 2026-07-10T11:21:59.947825
C_Target_VRE | Secondary Techs | PWRWONINDNO | TotalTechnologyAnnualActivityUpperLimit | 2036 | 90.7653 | pin_generation_upper | 2026-07-10T11:21:59.947825
C_Target_VRE | Secondary Techs | PWRWONINDNO | TotalTechnologyAnnualActivityUpperLimit | 2037 | 94.3183 | pin_generation_upper | 2026-07-10T11:21:59.947825
C_Target_VRE | Secondary Techs | PWRWONINDNO | TotalTechnologyAnnualActivityUpperLimit | 2038 | 97.8714 | pin_generation_upper | 2026-07-10T11:21:59.947825
C_Target_VRE | Secondary Techs | PWRWONINDNO | TotalTechnologyAnnualActivityUpperLimit | 2039 | 101.4245 | pin_generation_upper | 2026-07-10T11:21:59.947825
C_Target_VRE | Secondary Techs | PWRWONINDNO | TotalTechnologyAnnualActivityUpperLimit | 2040 | 104.7231 | pin_generation_upper | 2026-07-10T11:21:59.947825
C_Target_VRE | Secondary Techs | PWRWONINDNO | TotalTechnologyAnnualActivityUpperLimit | 2041 | 108.2971 | pin_generation_upper | 2026-07-10T11:21:59.947825
C_Target_VRE | Secondary Techs | PWRWONINDNO | TotalTechnologyAnnualActivityUpperLimit | 2042 | 112.3979 | pin_generation_upper | 2026-07-10T11:21:59.947825
C_Target_VRE | Secondary Techs | PWRWONINDNO | TotalTechnologyAnnualActivityUpperLimit | 2043 | 116.6969 | pin_generation_upper | 2026-07-10T11:21:59.947825
C_Target_VRE | Secondary Techs | PWRWONINDNO | TotalTechnologyAnnualActivityUpperLimit | 2044 | 121.1211 | pin_generation_upper | 2026-07-10T11:21:59.947825
C_Target_VRE | Secondary Techs | PWRWONINDNO | TotalTechnologyAnnualActivityUpperLimit | 2045 | 125.6218 | pin_generation_upper | 2026-07-10T11:21:59.947825
C_Target_VRE | Secondary Techs | PWRWONINDNO | TotalTechnologyAnnualActivityUpperLimit | 2046 | 130.5658 | pin_generation_upper | 2026-07-10T11:21:59.947825
C_Target_VRE | Secondary Techs | PWRWONINDNO | TotalTechnologyAnnualActivityUpperLimit | 2047 | 135.7428 | pin_generation_upper | 2026-07-10T11:21:59.947825
C_Target_VRE | Secondary Techs | PWRWONINDNO | TotalTechnologyAnnualActivityUpperLimit | 2048 | 141.1393 | pin_generation_upper | 2026-07-10T11:21:59.947825
C_Target_VRE | Secondary Techs | PWRWONINDNO | TotalTechnologyAnnualActivityUpperLimit | 2049 | 146.5303 | pin_generation_upper | 2026-07-10T11:21:59.947825
C_Target_VRE | Secondary Techs | PWRWONINDNO | TotalTechnologyAnnualActivityUpperLimit | 2050 | 150.9453 | pin_generation_upper | 2026-07-10T11:21:59.947825
C_Target_VRE | Secondary Techs | PWRWONINDSO | TotalTechnologyAnnualActivityLowerLimit | 2023 | 246.8653 | activity_floor | 2026-07-10T11:21:59.947825
C_Target_VRE | Secondary Techs | PWRWONINDSO | TotalTechnologyAnnualActivityLowerLimit | 2024 | 262.097 | activity_floor | 2026-07-10T11:21:59.947825
C_Target_VRE | Secondary Techs | PWRWONINDSO | TotalTechnologyAnnualActivityLowerLimit | 2025 | 275.4738 | activity_floor | 2026-07-10T11:21:59.947825
C_Target_VRE | Secondary Techs | PWRWONINDSO | TotalTechnologyAnnualActivityLowerLimit | 2026 | 291.5653 | activity_floor | 2026-07-10T11:21:59.947825
C_Target_VRE | Secondary Techs | PWRWONINDSO | TotalTechnologyAnnualActivityLowerLimit | 2027 | 308.4738 | activity_floor | 2026-07-10T11:21:59.947825
C_Target_VRE | Secondary Techs | PWRWONINDSO | TotalTechnologyAnnualActivityLowerLimit | 2028 | 340.0299 | activity_floor | 2026-07-10T11:21:59.947825
C_Target_VRE | Secondary Techs | PWRWONINDSO | TotalTechnologyAnnualActivityLowerLimit | 2029 | 377.739 | activity_floor | 2026-07-10T11:21:59.947825
C_Target_VRE | Secondary Techs | PWRWONINDSO | TotalTechnologyAnnualActivityLowerLimit | 2030 | 402.4366 | activity_floor | 2026-07-10T11:21:59.947825
C_Target_VRE | Secondary Techs | PWRWONINDSO | TotalTechnologyAnnualActivityLowerLimit | 2031 | 424.1459 | activity_floor | 2026-07-10T11:21:59.947825
C_Target_VRE | Secondary Techs | PWRWONINDSO | TotalTechnologyAnnualActivityLowerLimit | 2032 | 444.775 | activity_floor | 2026-07-10T11:21:59.947825
C_Target_VRE | Secondary Techs | PWRWONINDSO | TotalTechnologyAnnualActivityLowerLimit | 2033 | 470.8498 | activity_floor | 2026-07-10T11:21:59.947825
C_Target_VRE | Secondary Techs | PWRWONINDSO | TotalTechnologyAnnualActivityLowerLimit | 2034 | 496.6656 | activity_floor | 2026-07-10T11:21:59.947825
C_Target_VRE | Secondary Techs | PWRWONINDSO | TotalTechnologyAnnualActivityLowerLimit | 2035 | 496.8617 | activity_floor | 2026-07-10T11:21:59.947825
C_Target_VRE | Secondary Techs | PWRWONINDSO | TotalTechnologyAnnualActivityLowerLimit | 2036 | 523.4387 | activity_floor | 2026-07-10T11:21:59.947825
C_Target_VRE | Secondary Techs | PWRWONINDSO | TotalTechnologyAnnualActivityLowerLimit | 2037 | 551.2708 | activity_floor | 2026-07-10T11:21:59.947825
C_Target_VRE | Secondary Techs | PWRWONINDSO | TotalTechnologyAnnualActivityLowerLimit | 2038 | 580.0252 | activity_floor | 2026-07-10T11:21:59.947825
C_Target_VRE | Secondary Techs | PWRWONINDSO | TotalTechnologyAnnualActivityLowerLimit | 2039 | 609.1619 | activity_floor | 2026-07-10T11:21:59.947825
C_Target_VRE | Secondary Techs | PWRWONINDSO | TotalTechnologyAnnualActivityLowerLimit | 2040 | 635.4173 | activity_floor | 2026-07-10T11:21:59.947825
C_Target_VRE | Secondary Techs | PWRWONINDSO | TotalTechnologyAnnualActivityLowerLimit | 2041 | 657.5332 | activity_floor | 2026-07-10T11:21:59.947825
C_Target_VRE | Secondary Techs | PWRWONINDSO | TotalTechnologyAnnualActivityLowerLimit | 2042 | 682.0817 | activity_floor | 2026-07-10T11:21:59.947825
C_Target_VRE | Secondary Techs | PWRWONINDSO | TotalTechnologyAnnualActivityLowerLimit | 2043 | 707.6045 | activity_floor | 2026-07-10T11:21:59.947825
C_Target_VRE | Secondary Techs | PWRWONINDSO | TotalTechnologyAnnualActivityLowerLimit | 2044 | 733.8874 | activity_floor | 2026-07-10T11:21:59.947825
C_Target_VRE | Secondary Techs | PWRWONINDSO | TotalTechnologyAnnualActivityLowerLimit | 2045 | 761.4949 | activity_floor | 2026-07-10T11:21:59.947825
C_Target_VRE | Secondary Techs | PWRWONINDSO | TotalTechnologyAnnualActivityLowerLimit | 2046 | 790.6231 | activity_floor | 2026-07-10T11:21:59.947825
C_Target_VRE | Secondary Techs | PWRWONINDSO | TotalTechnologyAnnualActivityLowerLimit | 2047 | 820.8772 | activity_floor | 2026-07-10T11:21:59.947825
C_Target_VRE | Secondary Techs | PWRWONINDSO | TotalTechnologyAnnualActivityLowerLimit | 2048 | 852.4773 | activity_floor | 2026-07-10T11:21:59.947825
C_Target_VRE | Secondary Techs | PWRWONINDSO | TotalTechnologyAnnualActivityLowerLimit | 2049 | 886.2353 | activity_floor | 2026-07-10T11:21:59.947825
C_Target_VRE | Secondary Techs | PWRWONINDSO | TotalTechnologyAnnualActivityLowerLimit | 2050 | 923.1159 | activity_floor | 2026-07-10T11:21:59.947825
C_Target_VRE | Secondary Techs | PWRWONINDSO | TotalAnnualMaxCapacity | 2023 | 24.3795 | cap_envelope_maxcap | 2026-07-10T11:21:59.947825
C_Target_VRE | Secondary Techs | PWRWONINDSO | TotalAnnualMaxCapacityInvestment | 2023 | 2.4 | cap_envelope_maxinv | 2026-07-10T11:21:59.947825
C_Target_VRE | Secondary Techs | PWRWONINDSO | TotalAnnualMaxCapacity | 2024 | 25.8838 | cap_envelope_maxcap | 2026-07-10T11:21:59.947825
C_Target_VRE | Secondary Techs | PWRWONINDSO | TotalAnnualMaxCapacityInvestment | 2024 | 2.4 | cap_envelope_maxinv | 2026-07-10T11:21:59.947825
C_Target_VRE | Secondary Techs | PWRWONINDSO | TotalAnnualMaxCapacity | 2025 | 27.2048 | cap_envelope_maxcap | 2026-07-10T11:21:59.947825
C_Target_VRE | Secondary Techs | PWRWONINDSO | TotalAnnualMaxCapacityInvestment | 2025 | 2.4 | cap_envelope_maxinv | 2026-07-10T11:21:59.947825
C_Target_VRE | Secondary Techs | PWRWONINDSO | TotalAnnualMaxCapacity | 2026 | 28.794 | cap_envelope_maxcap | 2026-07-10T11:21:59.947825
C_Target_VRE | Secondary Techs | PWRWONINDSO | TotalAnnualMaxCapacityInvestment | 2026 | 2.4 | cap_envelope_maxinv | 2026-07-10T11:21:59.947825
C_Target_VRE | Secondary Techs | PWRWONINDSO | TotalAnnualMaxCapacity | 2027 | 30.4638 | cap_envelope_maxcap | 2026-07-10T11:21:59.947825
C_Target_VRE | Secondary Techs | PWRWONINDSO | TotalAnnualMaxCapacityInvestment | 2027 | 2.4 | cap_envelope_maxinv | 2026-07-10T11:21:59.947825
C_Target_VRE | Secondary Techs | PWRWONINDSO | TotalAnnualMaxCapacity | 2028 | 33.5801 | cap_envelope_maxcap | 2026-07-10T11:21:59.947825
C_Target_VRE | Secondary Techs | PWRWONINDSO | TotalAnnualMaxCapacityInvestment | 2028 | 3.1164 | cap_envelope_maxinv | 2026-07-10T11:21:59.947825
C_Target_VRE | Secondary Techs | PWRWONINDSO | TotalAnnualMaxCapacity | 2029 | 37.3042 | cap_envelope_maxcap | 2026-07-10T11:21:59.947825
C_Target_VRE | Secondary Techs | PWRWONINDSO | TotalAnnualMaxCapacityInvestment | 2029 | 3.724 | cap_envelope_maxinv | 2026-07-10T11:21:59.947825
C_Target_VRE | Secondary Techs | PWRWONINDSO | TotalAnnualMaxCapacity | 2030 | 39.7432 | cap_envelope_maxcap | 2026-07-10T11:21:59.947825
C_Target_VRE | Secondary Techs | PWRWONINDSO | TotalAnnualMaxCapacityInvestment | 2030 | 2.439 | cap_envelope_maxinv | 2026-07-10T11:21:59.947825
C_Target_VRE | Secondary Techs | PWRWONINDSO | TotalAnnualMaxCapacity | 2031 | 41.8871 | cap_envelope_maxcap | 2026-07-10T11:21:59.947825
C_Target_VRE | Secondary Techs | PWRWONINDSO | TotalAnnualMaxCapacityInvestment | 2031 | 2.4 | cap_envelope_maxinv | 2026-07-10T11:21:59.947825
C_Target_VRE | Secondary Techs | PWRWONINDSO | TotalAnnualMaxCapacity | 2032 | 43.9244 | cap_envelope_maxcap | 2026-07-10T11:21:59.947825
C_Target_VRE | Secondary Techs | PWRWONINDSO | TotalAnnualMaxCapacityInvestment | 2032 | 2.4 | cap_envelope_maxinv | 2026-07-10T11:21:59.947825
C_Target_VRE | Secondary Techs | PWRWONINDSO | TotalAnnualMaxCapacity | 2033 | 46.4995 | cap_envelope_maxcap | 2026-07-10T11:21:59.947825
C_Target_VRE | Secondary Techs | PWRWONINDSO | TotalAnnualMaxCapacityInvestment | 2033 | 2.5751 | cap_envelope_maxinv | 2026-07-10T11:21:59.947825
C_Target_VRE | Secondary Techs | PWRWONINDSO | TotalAnnualMaxCapacity | 2034 | 49.0489 | cap_envelope_maxcap | 2026-07-10T11:21:59.947825
C_Target_VRE | Secondary Techs | PWRWONINDSO | TotalAnnualMaxCapacityInvestment | 2034 | 2.5495 | cap_envelope_maxinv | 2026-07-10T11:21:59.947825
C_Target_VRE | Secondary Techs | PWRWONINDSO | TotalAnnualMaxCapacity | 2035 | 49.0683 | cap_envelope_maxcap | 2026-07-10T11:21:59.947825
C_Target_VRE | Secondary Techs | PWRWONINDSO | TotalAnnualMaxCapacityInvestment | 2035 | 2.4 | cap_envelope_maxinv | 2026-07-10T11:21:59.947825
C_Target_VRE | Secondary Techs | PWRWONINDSO | TotalAnnualMaxCapacity | 2036 | 51.6929 | cap_envelope_maxcap | 2026-07-10T11:21:59.947825
C_Target_VRE | Secondary Techs | PWRWONINDSO | TotalAnnualMaxCapacityInvestment | 2036 | 2.6246 | cap_envelope_maxinv | 2026-07-10T11:21:59.947825
C_Target_VRE | Secondary Techs | PWRWONINDSO | TotalAnnualMaxCapacity | 2037 | 54.4415 | cap_envelope_maxcap | 2026-07-10T11:21:59.947825
C_Target_VRE | Secondary Techs | PWRWONINDSO | TotalAnnualMaxCapacityInvestment | 2037 | 2.7486 | cap_envelope_maxinv | 2026-07-10T11:21:59.947825
C_Target_VRE | Secondary Techs | PWRWONINDSO | TotalAnnualMaxCapacity | 2038 | 57.2812 | cap_envelope_maxcap | 2026-07-10T11:21:59.947825
C_Target_VRE | Secondary Techs | PWRWONINDSO | TotalAnnualMaxCapacityInvestment | 2038 | 2.8397 | cap_envelope_maxinv | 2026-07-10T11:21:59.947825
C_Target_VRE | Secondary Techs | PWRWONINDSO | TotalAnnualMaxCapacity | 2039 | 60.1587 | cap_envelope_maxcap | 2026-07-10T11:21:59.947825
C_Target_VRE | Secondary Techs | PWRWONINDSO | TotalAnnualMaxCapacityInvestment | 2039 | 2.8774 | cap_envelope_maxinv | 2026-07-10T11:21:59.947825
C_Target_VRE | Secondary Techs | PWRWONINDSO | TotalAnnualMaxCapacity | 2040 | 62.7516 | cap_envelope_maxcap | 2026-07-10T11:21:59.947825
C_Target_VRE | Secondary Techs | PWRWONINDSO | TotalAnnualMaxCapacityInvestment | 2040 | 2.5929 | cap_envelope_maxinv | 2026-07-10T11:21:59.947825
C_Target_VRE | Secondary Techs | PWRWONINDSO | TotalAnnualMaxCapacity | 2041 | 64.9356 | cap_envelope_maxcap | 2026-07-10T11:21:59.947825
C_Target_VRE | Secondary Techs | PWRWONINDSO | TotalAnnualMaxCapacityInvestment | 2041 | 2.4 | cap_envelope_maxinv | 2026-07-10T11:21:59.947825
C_Target_VRE | Secondary Techs | PWRWONINDSO | TotalAnnualMaxCapacity | 2042 | 67.36 | cap_envelope_maxcap | 2026-07-10T11:21:59.947825
C_Target_VRE | Secondary Techs | PWRWONINDSO | TotalAnnualMaxCapacityInvestment | 2042 | 2.4243 | cap_envelope_maxinv | 2026-07-10T11:21:59.947825
C_Target_VRE | Secondary Techs | PWRWONINDSO | TotalAnnualMaxCapacity | 2043 | 69.8805 | cap_envelope_maxcap | 2026-07-10T11:21:59.947825
C_Target_VRE | Secondary Techs | PWRWONINDSO | TotalAnnualMaxCapacityInvestment | 2043 | 2.5205 | cap_envelope_maxinv | 2026-07-10T11:21:59.947825
C_Target_VRE | Secondary Techs | PWRWONINDSO | TotalAnnualMaxCapacity | 2044 | 72.4761 | cap_envelope_maxcap | 2026-07-10T11:21:59.947825
C_Target_VRE | Secondary Techs | PWRWONINDSO | TotalAnnualMaxCapacityInvestment | 2044 | 2.5956 | cap_envelope_maxinv | 2026-07-10T11:21:59.947825
C_Target_VRE | Secondary Techs | PWRWONINDSO | TotalAnnualMaxCapacity | 2045 | 75.2025 | cap_envelope_maxcap | 2026-07-10T11:21:59.947825
C_Target_VRE | Secondary Techs | PWRWONINDSO | TotalAnnualMaxCapacityInvestment | 2045 | 2.7264 | cap_envelope_maxinv | 2026-07-10T11:21:59.947825
C_Target_VRE | Secondary Techs | PWRWONINDSO | TotalAnnualMaxCapacity | 2046 | 78.0791 | cap_envelope_maxcap | 2026-07-10T11:21:59.947825
C_Target_VRE | Secondary Techs | PWRWONINDSO | TotalAnnualMaxCapacityInvestment | 2046 | 2.8766 | cap_envelope_maxinv | 2026-07-10T11:21:59.947825
C_Target_VRE | Secondary Techs | PWRWONINDSO | TotalAnnualMaxCapacity | 2047 | 81.0669 | cap_envelope_maxcap | 2026-07-10T11:21:59.947825
C_Target_VRE | Secondary Techs | PWRWONINDSO | TotalAnnualMaxCapacityInvestment | 2047 | 2.9878 | cap_envelope_maxinv | 2026-07-10T11:21:59.947825
C_Target_VRE | Secondary Techs | PWRWONINDSO | TotalAnnualMaxCapacity | 2048 | 84.1876 | cap_envelope_maxcap | 2026-07-10T11:21:59.947825
C_Target_VRE | Secondary Techs | PWRWONINDSO | TotalAnnualMaxCapacityInvestment | 2048 | 3.1207 | cap_envelope_maxinv | 2026-07-10T11:21:59.947825
C_Target_VRE | Secondary Techs | PWRWONINDSO | TotalAnnualMaxCapacity | 2049 | 87.5215 | cap_envelope_maxcap | 2026-07-10T11:21:59.947825
C_Target_VRE | Secondary Techs | PWRWONINDSO | TotalAnnualMaxCapacityInvestment | 2049 | 3.3338 | cap_envelope_maxinv | 2026-07-10T11:21:59.947825
C_Target_VRE | Secondary Techs | PWRWONINDSO | TotalAnnualMaxCapacity | 2050 | 91.1637 | cap_envelope_maxcap | 2026-07-10T11:21:59.947825
C_Target_VRE | Secondary Techs | PWRWONINDSO | TotalAnnualMaxCapacityInvestment | 2050 | 3.6422 | cap_envelope_maxinv | 2026-07-10T11:21:59.947825
C_Target_VRE | Secondary Techs | PWRWONINDSO | TotalTechnologyAnnualActivityUpperLimit | 2023 | 249.3339 | pin_generation_upper | 2026-07-10T11:21:59.947825
C_Target_VRE | Secondary Techs | PWRWONINDSO | TotalTechnologyAnnualActivityUpperLimit | 2024 | 264.7179 | pin_generation_upper | 2026-07-10T11:21:59.947825
C_Target_VRE | Secondary Techs | PWRWONINDSO | TotalTechnologyAnnualActivityUpperLimit | 2025 | 278.2285 | pin_generation_upper | 2026-07-10T11:21:59.947825
C_Target_VRE | Secondary Techs | PWRWONINDSO | TotalTechnologyAnnualActivityUpperLimit | 2026 | 294.481 | pin_generation_upper | 2026-07-10T11:21:59.947825
C_Target_VRE | Secondary Techs | PWRWONINDSO | TotalTechnologyAnnualActivityUpperLimit | 2027 | 311.5586 | pin_generation_upper | 2026-07-10T11:21:59.947825
C_Target_VRE | Secondary Techs | PWRWONINDSO | TotalTechnologyAnnualActivityUpperLimit | 2028 | 343.4302 | pin_generation_upper | 2026-07-10T11:21:59.947825
C_Target_VRE | Secondary Techs | PWRWONINDSO | TotalTechnologyAnnualActivityUpperLimit | 2029 | 381.5164 | pin_generation_upper | 2026-07-10T11:21:59.947825
C_Target_VRE | Secondary Techs | PWRWONINDSO | TotalTechnologyAnnualActivityUpperLimit | 2030 | 406.461 | pin_generation_upper | 2026-07-10T11:21:59.947825
C_Target_VRE | Secondary Techs | PWRWONINDSO | TotalTechnologyAnnualActivityUpperLimit | 2031 | 428.3874 | pin_generation_upper | 2026-07-10T11:21:59.947825
C_Target_VRE | Secondary Techs | PWRWONINDSO | TotalTechnologyAnnualActivityUpperLimit | 2032 | 449.2228 | pin_generation_upper | 2026-07-10T11:21:59.947825
C_Target_VRE | Secondary Techs | PWRWONINDSO | TotalTechnologyAnnualActivityUpperLimit | 2033 | 475.5583 | pin_generation_upper | 2026-07-10T11:21:59.947825
C_Target_VRE | Secondary Techs | PWRWONINDSO | TotalTechnologyAnnualActivityUpperLimit | 2034 | 501.6323 | pin_generation_upper | 2026-07-10T11:21:59.947825
C_Target_VRE | Secondary Techs | PWRWONINDSO | TotalTechnologyAnnualActivityUpperLimit | 2035 | 501.8303 | pin_generation_upper | 2026-07-10T11:21:59.947825
C_Target_VRE | Secondary Techs | PWRWONINDSO | TotalTechnologyAnnualActivityUpperLimit | 2036 | 528.673 | pin_generation_upper | 2026-07-10T11:21:59.947825
C_Target_VRE | Secondary Techs | PWRWONINDSO | TotalTechnologyAnnualActivityUpperLimit | 2037 | 556.7835 | pin_generation_upper | 2026-07-10T11:21:59.947825
C_Target_VRE | Secondary Techs | PWRWONINDSO | TotalTechnologyAnnualActivityUpperLimit | 2038 | 585.8255 | pin_generation_upper | 2026-07-10T11:21:59.947825
C_Target_VRE | Secondary Techs | PWRWONINDSO | TotalTechnologyAnnualActivityUpperLimit | 2039 | 615.2535 | pin_generation_upper | 2026-07-10T11:21:59.947825
C_Target_VRE | Secondary Techs | PWRWONINDSO | TotalTechnologyAnnualActivityUpperLimit | 2040 | 641.7715 | pin_generation_upper | 2026-07-10T11:21:59.947825
C_Target_VRE | Secondary Techs | PWRWONINDSO | TotalTechnologyAnnualActivityUpperLimit | 2041 | 664.1085 | pin_generation_upper | 2026-07-10T11:21:59.947825
C_Target_VRE | Secondary Techs | PWRWONINDSO | TotalTechnologyAnnualActivityUpperLimit | 2042 | 688.9025 | pin_generation_upper | 2026-07-10T11:21:59.947825
C_Target_VRE | Secondary Techs | PWRWONINDSO | TotalTechnologyAnnualActivityUpperLimit | 2043 | 714.6805 | pin_generation_upper | 2026-07-10T11:21:59.947825
C_Target_VRE | Secondary Techs | PWRWONINDSO | TotalTechnologyAnnualActivityUpperLimit | 2044 | 741.2263 | pin_generation_upper | 2026-07-10T11:21:59.947825
C_Target_VRE | Secondary Techs | PWRWONINDSO | TotalTechnologyAnnualActivityUpperLimit | 2045 | 769.1098 | pin_generation_upper | 2026-07-10T11:21:59.947825
C_Target_VRE | Secondary Techs | PWRWONINDSO | TotalTechnologyAnnualActivityUpperLimit | 2046 | 798.5293 | pin_generation_upper | 2026-07-10T11:21:59.947825
C_Target_VRE | Secondary Techs | PWRWONINDSO | TotalTechnologyAnnualActivityUpperLimit | 2047 | 829.086 | pin_generation_upper | 2026-07-10T11:21:59.947825
C_Target_VRE | Secondary Techs | PWRWONINDSO | TotalTechnologyAnnualActivityUpperLimit | 2048 | 861.0021 | pin_generation_upper | 2026-07-10T11:21:59.947825
C_Target_VRE | Secondary Techs | PWRWONINDSO | TotalTechnologyAnnualActivityUpperLimit | 2049 | 895.0977 | pin_generation_upper | 2026-07-10T11:21:59.947825
C_Target_VRE | Secondary Techs | PWRWONINDSO | TotalTechnologyAnnualActivityUpperLimit | 2050 | 932.3471 | pin_generation_upper | 2026-07-10T11:21:59.947825
C_Target_VRE | Secondary Techs | PWRWONINDWE | TotalTechnologyAnnualActivityLowerLimit | 2023 | 180.8419 | activity_floor | 2026-07-10T11:21:59.947825
C_Target_VRE | Secondary Techs | PWRWONINDWE | TotalTechnologyAnnualActivityLowerLimit | 2024 | 196.9239 | activity_floor | 2026-07-10T11:21:59.947825
C_Target_VRE | Secondary Techs | PWRWONINDWE | TotalTechnologyAnnualActivityLowerLimit | 2025 | 207.9212 | activity_floor | 2026-07-10T11:21:59.947825
C_Target_VRE | Secondary Techs | PWRWONINDWE | TotalTechnologyAnnualActivityLowerLimit | 2026 | 220.2987 | activity_floor | 2026-07-10T11:21:59.947825
C_Target_VRE | Secondary Techs | PWRWONINDWE | TotalTechnologyAnnualActivityLowerLimit | 2027 | 237.2214 | activity_floor | 2026-07-10T11:21:59.947825
C_Target_VRE | Secondary Techs | PWRWONINDWE | TotalTechnologyAnnualActivityLowerLimit | 2028 | 260.7449 | activity_floor | 2026-07-10T11:21:59.947825
C_Target_VRE | Secondary Techs | PWRWONINDWE | TotalTechnologyAnnualActivityLowerLimit | 2029 | 284.7054 | activity_floor | 2026-07-10T11:21:59.947825
C_Target_VRE | Secondary Techs | PWRWONINDWE | TotalTechnologyAnnualActivityLowerLimit | 2030 | 298.1297 | activity_floor | 2026-07-10T11:21:59.947825
C_Target_VRE | Secondary Techs | PWRWONINDWE | TotalTechnologyAnnualActivityLowerLimit | 2031 | 311.5125 | activity_floor | 2026-07-10T11:21:59.947825
C_Target_VRE | Secondary Techs | PWRWONINDWE | TotalTechnologyAnnualActivityLowerLimit | 2032 | 325.5498 | activity_floor | 2026-07-10T11:21:59.947825
C_Target_VRE | Secondary Techs | PWRWONINDWE | TotalTechnologyAnnualActivityLowerLimit | 2033 | 340.8938 | activity_floor | 2026-07-10T11:21:59.947825
C_Target_VRE | Secondary Techs | PWRWONINDWE | TotalTechnologyAnnualActivityLowerLimit | 2034 | 357.3657 | activity_floor | 2026-07-10T11:21:59.947825
C_Target_VRE | Secondary Techs | PWRWONINDWE | TotalTechnologyAnnualActivityLowerLimit | 2035 | 370.5483 | activity_floor | 2026-07-10T11:21:59.947825
C_Target_VRE | Secondary Techs | PWRWONINDWE | TotalTechnologyAnnualActivityLowerLimit | 2036 | 387.0724 | activity_floor | 2026-07-10T11:21:59.947825
C_Target_VRE | Secondary Techs | PWRWONINDWE | TotalTechnologyAnnualActivityLowerLimit | 2037 | 405.5957 | activity_floor | 2026-07-10T11:21:59.947825
C_Target_VRE | Secondary Techs | PWRWONINDWE | TotalTechnologyAnnualActivityLowerLimit | 2038 | 424.1547 | activity_floor | 2026-07-10T11:21:59.947825
C_Target_VRE | Secondary Techs | PWRWONINDWE | TotalTechnologyAnnualActivityLowerLimit | 2039 | 442.647 | activity_floor | 2026-07-10T11:21:59.947825
C_Target_VRE | Secondary Techs | PWRWONINDWE | TotalTechnologyAnnualActivityLowerLimit | 2040 | 461.9678 | activity_floor | 2026-07-10T11:21:59.947825
C_Target_VRE | Secondary Techs | PWRWONINDWE | TotalTechnologyAnnualActivityLowerLimit | 2041 | 480.5794 | activity_floor | 2026-07-10T11:21:59.947825
C_Target_VRE | Secondary Techs | PWRWONINDWE | TotalTechnologyAnnualActivityLowerLimit | 2042 | 501.2758 | activity_floor | 2026-07-10T11:21:59.947825
C_Target_VRE | Secondary Techs | PWRWONINDWE | TotalTechnologyAnnualActivityLowerLimit | 2043 | 522.626 | activity_floor | 2026-07-10T11:21:59.947825
C_Target_VRE | Secondary Techs | PWRWONINDWE | TotalTechnologyAnnualActivityLowerLimit | 2044 | 544.9751 | activity_floor | 2026-07-10T11:21:59.947825
C_Target_VRE | Secondary Techs | PWRWONINDWE | TotalTechnologyAnnualActivityLowerLimit | 2045 | 568.5397 | activity_floor | 2026-07-10T11:21:59.947825
C_Target_VRE | Secondary Techs | PWRWONINDWE | TotalTechnologyAnnualActivityLowerLimit | 2046 | 592.2736 | activity_floor | 2026-07-10T11:21:59.947825
C_Target_VRE | Secondary Techs | PWRWONINDWE | TotalTechnologyAnnualActivityLowerLimit | 2047 | 616.8106 | activity_floor | 2026-07-10T11:21:59.947825
C_Target_VRE | Secondary Techs | PWRWONINDWE | TotalTechnologyAnnualActivityLowerLimit | 2048 | 642.2081 | activity_floor | 2026-07-10T11:21:59.947825
C_Target_VRE | Secondary Techs | PWRWONINDWE | TotalTechnologyAnnualActivityLowerLimit | 2049 | 668.8968 | activity_floor | 2026-07-10T11:21:59.947825
C_Target_VRE | Secondary Techs | PWRWONINDWE | TotalTechnologyAnnualActivityLowerLimit | 2050 | 700.9415 | activity_floor | 2026-07-10T11:21:59.947825
C_Target_VRE | Secondary Techs | PWRWONINDWE | TotalAnnualMaxCapacity | 2023 | 22.3397 | cap_envelope_maxcap | 2026-07-10T11:21:59.947825
C_Target_VRE | Secondary Techs | PWRWONINDWE | TotalAnnualMaxCapacityInvestment | 2023 | 2.4 | cap_envelope_maxinv | 2026-07-10T11:21:59.947825
C_Target_VRE | Secondary Techs | PWRWONINDWE | TotalAnnualMaxCapacity | 2024 | 24.3263 | cap_envelope_maxcap | 2026-07-10T11:21:59.947825
C_Target_VRE | Secondary Techs | PWRWONINDWE | TotalAnnualMaxCapacityInvestment | 2024 | 2.4 | cap_envelope_maxinv | 2026-07-10T11:21:59.947825
C_Target_VRE | Secondary Techs | PWRWONINDWE | TotalAnnualMaxCapacity | 2025 | 25.6849 | cap_envelope_maxcap | 2026-07-10T11:21:59.947825
C_Target_VRE | Secondary Techs | PWRWONINDWE | TotalAnnualMaxCapacityInvestment | 2025 | 2.4 | cap_envelope_maxinv | 2026-07-10T11:21:59.947825
C_Target_VRE | Secondary Techs | PWRWONINDWE | TotalAnnualMaxCapacity | 2026 | 27.2139 | cap_envelope_maxcap | 2026-07-10T11:21:59.947825
C_Target_VRE | Secondary Techs | PWRWONINDWE | TotalAnnualMaxCapacityInvestment | 2026 | 2.4 | cap_envelope_maxinv | 2026-07-10T11:21:59.947825
C_Target_VRE | Secondary Techs | PWRWONINDWE | TotalAnnualMaxCapacity | 2027 | 29.3044 | cap_envelope_maxcap | 2026-07-10T11:21:59.947825
C_Target_VRE | Secondary Techs | PWRWONINDWE | TotalAnnualMaxCapacityInvestment | 2027 | 2.4 | cap_envelope_maxinv | 2026-07-10T11:21:59.947825
C_Target_VRE | Secondary Techs | PWRWONINDWE | TotalAnnualMaxCapacity | 2028 | 32.2103 | cap_envelope_maxcap | 2026-07-10T11:21:59.947825
C_Target_VRE | Secondary Techs | PWRWONINDWE | TotalAnnualMaxCapacityInvestment | 2028 | 2.9059 | cap_envelope_maxinv | 2026-07-10T11:21:59.947825
C_Target_VRE | Secondary Techs | PWRWONINDWE | TotalAnnualMaxCapacity | 2029 | 35.1701 | cap_envelope_maxcap | 2026-07-10T11:21:59.947825
C_Target_VRE | Secondary Techs | PWRWONINDWE | TotalAnnualMaxCapacityInvestment | 2029 | 2.9599 | cap_envelope_maxinv | 2026-07-10T11:21:59.947825
C_Target_VRE | Secondary Techs | PWRWONINDWE | TotalAnnualMaxCapacity | 2030 | 36.8285 | cap_envelope_maxcap | 2026-07-10T11:21:59.947825
C_Target_VRE | Secondary Techs | PWRWONINDWE | TotalAnnualMaxCapacityInvestment | 2030 | 2.4 | cap_envelope_maxinv | 2026-07-10T11:21:59.947825
C_Target_VRE | Secondary Techs | PWRWONINDWE | TotalAnnualMaxCapacity | 2031 | 38.4817 | cap_envelope_maxcap | 2026-07-10T11:21:59.947825
C_Target_VRE | Secondary Techs | PWRWONINDWE | TotalAnnualMaxCapacityInvestment | 2031 | 2.4 | cap_envelope_maxinv | 2026-07-10T11:21:59.947825
C_Target_VRE | Secondary Techs | PWRWONINDWE | TotalAnnualMaxCapacity | 2032 | 40.2157 | cap_envelope_maxcap | 2026-07-10T11:21:59.947825
C_Target_VRE | Secondary Techs | PWRWONINDWE | TotalAnnualMaxCapacityInvestment | 2032 | 2.4 | cap_envelope_maxinv | 2026-07-10T11:21:59.947825
C_Target_VRE | Secondary Techs | PWRWONINDWE | TotalAnnualMaxCapacity | 2033 | 42.1112 | cap_envelope_maxcap | 2026-07-10T11:21:59.947825
C_Target_VRE | Secondary Techs | PWRWONINDWE | TotalAnnualMaxCapacityInvestment | 2033 | 2.4 | cap_envelope_maxinv | 2026-07-10T11:21:59.947825
C_Target_VRE | Secondary Techs | PWRWONINDWE | TotalAnnualMaxCapacity | 2034 | 44.146 | cap_envelope_maxcap | 2026-07-10T11:21:59.947825
C_Target_VRE | Secondary Techs | PWRWONINDWE | TotalAnnualMaxCapacityInvestment | 2034 | 2.4 | cap_envelope_maxinv | 2026-07-10T11:21:59.947825
C_Target_VRE | Secondary Techs | PWRWONINDWE | TotalAnnualMaxCapacity | 2035 | 45.7745 | cap_envelope_maxcap | 2026-07-10T11:21:59.947825
C_Target_VRE | Secondary Techs | PWRWONINDWE | TotalAnnualMaxCapacityInvestment | 2035 | 2.4 | cap_envelope_maxinv | 2026-07-10T11:21:59.947825
C_Target_VRE | Secondary Techs | PWRWONINDWE | TotalAnnualMaxCapacity | 2036 | 47.8157 | cap_envelope_maxcap | 2026-07-10T11:21:59.947825
C_Target_VRE | Secondary Techs | PWRWONINDWE | TotalAnnualMaxCapacityInvestment | 2036 | 2.4 | cap_envelope_maxinv | 2026-07-10T11:21:59.947825
C_Target_VRE | Secondary Techs | PWRWONINDWE | TotalAnnualMaxCapacity | 2037 | 50.1039 | cap_envelope_maxcap | 2026-07-10T11:21:59.947825
C_Target_VRE | Secondary Techs | PWRWONINDWE | TotalAnnualMaxCapacityInvestment | 2037 | 2.4 | cap_envelope_maxinv | 2026-07-10T11:21:59.947825
C_Target_VRE | Secondary Techs | PWRWONINDWE | TotalAnnualMaxCapacity | 2038 | 52.3966 | cap_envelope_maxcap | 2026-07-10T11:21:59.947825
C_Target_VRE | Secondary Techs | PWRWONINDWE | TotalAnnualMaxCapacityInvestment | 2038 | 2.4 | cap_envelope_maxinv | 2026-07-10T11:21:59.947825
C_Target_VRE | Secondary Techs | PWRWONINDWE | TotalAnnualMaxCapacity | 2039 | 54.6809 | cap_envelope_maxcap | 2026-07-10T11:21:59.947825
C_Target_VRE | Secondary Techs | PWRWONINDWE | TotalAnnualMaxCapacityInvestment | 2039 | 2.4 | cap_envelope_maxinv | 2026-07-10T11:21:59.947825
C_Target_VRE | Secondary Techs | PWRWONINDWE | TotalAnnualMaxCapacity | 2040 | 57.0677 | cap_envelope_maxcap | 2026-07-10T11:21:59.947825
C_Target_VRE | Secondary Techs | PWRWONINDWE | TotalAnnualMaxCapacityInvestment | 2040 | 2.4 | cap_envelope_maxinv | 2026-07-10T11:21:59.947825
C_Target_VRE | Secondary Techs | PWRWONINDWE | TotalAnnualMaxCapacity | 2041 | 59.3668 | cap_envelope_maxcap | 2026-07-10T11:21:59.947825
C_Target_VRE | Secondary Techs | PWRWONINDWE | TotalAnnualMaxCapacityInvestment | 2041 | 2.4 | cap_envelope_maxinv | 2026-07-10T11:21:59.947825
C_Target_VRE | Secondary Techs | PWRWONINDWE | TotalAnnualMaxCapacity | 2042 | 61.9235 | cap_envelope_maxcap | 2026-07-10T11:21:59.947825
C_Target_VRE | Secondary Techs | PWRWONINDWE | TotalAnnualMaxCapacityInvestment | 2042 | 2.5567 | cap_envelope_maxinv | 2026-07-10T11:21:59.947825
C_Target_VRE | Secondary Techs | PWRWONINDWE | TotalAnnualMaxCapacity | 2043 | 64.5609 | cap_envelope_maxcap | 2026-07-10T11:21:59.947825
C_Target_VRE | Secondary Techs | PWRWONINDWE | TotalAnnualMaxCapacityInvestment | 2043 | 2.6374 | cap_envelope_maxinv | 2026-07-10T11:21:59.947825
C_Target_VRE | Secondary Techs | PWRWONINDWE | TotalAnnualMaxCapacity | 2044 | 67.3217 | cap_envelope_maxcap | 2026-07-10T11:21:59.947825
C_Target_VRE | Secondary Techs | PWRWONINDWE | TotalAnnualMaxCapacityInvestment | 2044 | 2.7608 | cap_envelope_maxinv | 2026-07-10T11:21:59.947825
C_Target_VRE | Secondary Techs | PWRWONINDWE | TotalAnnualMaxCapacity | 2045 | 70.2327 | cap_envelope_maxcap | 2026-07-10T11:21:59.947825
C_Target_VRE | Secondary Techs | PWRWONINDWE | TotalAnnualMaxCapacityInvestment | 2045 | 2.911 | cap_envelope_maxinv | 2026-07-10T11:21:59.947825
C_Target_VRE | Secondary Techs | PWRWONINDWE | TotalAnnualMaxCapacity | 2046 | 73.1646 | cap_envelope_maxcap | 2026-07-10T11:21:59.947825
C_Target_VRE | Secondary Techs | PWRWONINDWE | TotalAnnualMaxCapacityInvestment | 2046 | 2.9319 | cap_envelope_maxinv | 2026-07-10T11:21:59.947825
C_Target_VRE | Secondary Techs | PWRWONINDWE | TotalAnnualMaxCapacity | 2047 | 76.1957 | cap_envelope_maxcap | 2026-07-10T11:21:59.947825
C_Target_VRE | Secondary Techs | PWRWONINDWE | TotalAnnualMaxCapacityInvestment | 2047 | 3.0311 | cap_envelope_maxinv | 2026-07-10T11:21:59.947825
C_Target_VRE | Secondary Techs | PWRWONINDWE | TotalAnnualMaxCapacity | 2048 | 79.3331 | cap_envelope_maxcap | 2026-07-10T11:21:59.947825
C_Target_VRE | Secondary Techs | PWRWONINDWE | TotalAnnualMaxCapacityInvestment | 2048 | 3.1374 | cap_envelope_maxinv | 2026-07-10T11:21:59.947825
C_Target_VRE | Secondary Techs | PWRWONINDWE | TotalAnnualMaxCapacity | 2049 | 82.63 | cap_envelope_maxcap | 2026-07-10T11:21:59.947825
C_Target_VRE | Secondary Techs | PWRWONINDWE | TotalAnnualMaxCapacityInvestment | 2049 | 3.2969 | cap_envelope_maxinv | 2026-07-10T11:21:59.947825
C_Target_VRE | Secondary Techs | PWRWONINDWE | TotalAnnualMaxCapacity | 2050 | 86.5885 | cap_envelope_maxcap | 2026-07-10T11:21:59.947825
C_Target_VRE | Secondary Techs | PWRWONINDWE | TotalAnnualMaxCapacityInvestment | 2050 | 3.9585 | cap_envelope_maxinv | 2026-07-10T11:21:59.947825
C_Target_VRE | Secondary Techs | PWRWONINDWE | TotalTechnologyAnnualActivityUpperLimit | 2023 | 182.6503 | pin_generation_upper | 2026-07-10T11:21:59.947825
C_Target_VRE | Secondary Techs | PWRWONINDWE | TotalTechnologyAnnualActivityUpperLimit | 2024 | 198.8932 | pin_generation_upper | 2026-07-10T11:21:59.947825
C_Target_VRE | Secondary Techs | PWRWONINDWE | TotalTechnologyAnnualActivityUpperLimit | 2025 | 210.0004 | pin_generation_upper | 2026-07-10T11:21:59.947825
C_Target_VRE | Secondary Techs | PWRWONINDWE | TotalTechnologyAnnualActivityUpperLimit | 2026 | 222.5017 | pin_generation_upper | 2026-07-10T11:21:59.947825
C_Target_VRE | Secondary Techs | PWRWONINDWE | TotalTechnologyAnnualActivityUpperLimit | 2027 | 239.5936 | pin_generation_upper | 2026-07-10T11:21:59.947825
C_Target_VRE | Secondary Techs | PWRWONINDWE | TotalTechnologyAnnualActivityUpperLimit | 2028 | 263.3523 | pin_generation_upper | 2026-07-10T11:21:59.947825
C_Target_VRE | Secondary Techs | PWRWONINDWE | TotalTechnologyAnnualActivityUpperLimit | 2029 | 287.5525 | pin_generation_upper | 2026-07-10T11:21:59.947825
C_Target_VRE | Secondary Techs | PWRWONINDWE | TotalTechnologyAnnualActivityUpperLimit | 2030 | 301.111 | pin_generation_upper | 2026-07-10T11:21:59.947825
C_Target_VRE | Secondary Techs | PWRWONINDWE | TotalTechnologyAnnualActivityUpperLimit | 2031 | 314.6276 | pin_generation_upper | 2026-07-10T11:21:59.947825
C_Target_VRE | Secondary Techs | PWRWONINDWE | TotalTechnologyAnnualActivityUpperLimit | 2032 | 328.8053 | pin_generation_upper | 2026-07-10T11:21:59.947825
C_Target_VRE | Secondary Techs | PWRWONINDWE | TotalTechnologyAnnualActivityUpperLimit | 2033 | 344.3027 | pin_generation_upper | 2026-07-10T11:21:59.947825
C_Target_VRE | Secondary Techs | PWRWONINDWE | TotalTechnologyAnnualActivityUpperLimit | 2034 | 360.9393 | pin_generation_upper | 2026-07-10T11:21:59.947825
C_Target_VRE | Secondary Techs | PWRWONINDWE | TotalTechnologyAnnualActivityUpperLimit | 2035 | 374.2538 | pin_generation_upper | 2026-07-10T11:21:59.947825
C_Target_VRE | Secondary Techs | PWRWONINDWE | TotalTechnologyAnnualActivityUpperLimit | 2036 | 390.9432 | pin_generation_upper | 2026-07-10T11:21:59.947825
C_Target_VRE | Secondary Techs | PWRWONINDWE | TotalTechnologyAnnualActivityUpperLimit | 2037 | 409.6517 | pin_generation_upper | 2026-07-10T11:21:59.947825
C_Target_VRE | Secondary Techs | PWRWONINDWE | TotalTechnologyAnnualActivityUpperLimit | 2038 | 428.3962 | pin_generation_upper | 2026-07-10T11:21:59.947825
C_Target_VRE | Secondary Techs | PWRWONINDWE | TotalTechnologyAnnualActivityUpperLimit | 2039 | 447.0735 | pin_generation_upper | 2026-07-10T11:21:59.947825
C_Target_VRE | Secondary Techs | PWRWONINDWE | TotalTechnologyAnnualActivityUpperLimit | 2040 | 466.5875 | pin_generation_upper | 2026-07-10T11:21:59.947825
C_Target_VRE | Secondary Techs | PWRWONINDWE | TotalTechnologyAnnualActivityUpperLimit | 2041 | 485.3852 | pin_generation_upper | 2026-07-10T11:21:59.947825
C_Target_VRE | Secondary Techs | PWRWONINDWE | TotalTechnologyAnnualActivityUpperLimit | 2042 | 506.2885 | pin_generation_upper | 2026-07-10T11:21:59.947825
C_Target_VRE | Secondary Techs | PWRWONINDWE | TotalTechnologyAnnualActivityUpperLimit | 2043 | 527.8523 | pin_generation_upper | 2026-07-10T11:21:59.947825
C_Target_VRE | Secondary Techs | PWRWONINDWE | TotalTechnologyAnnualActivityUpperLimit | 2044 | 550.4248 | pin_generation_upper | 2026-07-10T11:21:59.947825
C_Target_VRE | Secondary Techs | PWRWONINDWE | TotalTechnologyAnnualActivityUpperLimit | 2045 | 574.2251 | pin_generation_upper | 2026-07-10T11:21:59.947825
C_Target_VRE | Secondary Techs | PWRWONINDWE | TotalTechnologyAnnualActivityUpperLimit | 2046 | 598.1963 | pin_generation_upper | 2026-07-10T11:21:59.947825
C_Target_VRE | Secondary Techs | PWRWONINDWE | TotalTechnologyAnnualActivityUpperLimit | 2047 | 622.9787 | pin_generation_upper | 2026-07-10T11:21:59.947825
C_Target_VRE | Secondary Techs | PWRWONINDWE | TotalTechnologyAnnualActivityUpperLimit | 2048 | 648.6302 | pin_generation_upper | 2026-07-10T11:21:59.947825
C_Target_VRE | Secondary Techs | PWRWONINDWE | TotalTechnologyAnnualActivityUpperLimit | 2049 | 675.5858 | pin_generation_upper | 2026-07-10T11:21:59.947825
C_Target_VRE | Secondary Techs | PWRWONINDWE | TotalTechnologyAnnualActivityUpperLimit | 2050 | 707.9509 | pin_generation_upper | 2026-07-10T11:21:59.947825
C_Target_VRE | Secondary Techs | PWRSPVLKAXX | TotalTechnologyAnnualActivityLowerLimit | 2023 | 5.0293 | activity_floor | 2026-07-10T11:21:59.947825
C_Target_VRE | Secondary Techs | PWRSPVLKAXX | TotalTechnologyAnnualActivityLowerLimit | 2024 | 5.4251 | activity_floor | 2026-07-10T11:21:59.947825
C_Target_VRE | Secondary Techs | PWRSPVLKAXX | TotalTechnologyAnnualActivityLowerLimit | 2025 | 5.7232 | activity_floor | 2026-07-10T11:21:59.947825
C_Target_VRE | Secondary Techs | PWRSPVLKAXX | TotalTechnologyAnnualActivityLowerLimit | 2026 | 6.0218 | activity_floor | 2026-07-10T11:21:59.947825
C_Target_VRE | Secondary Techs | PWRSPVLKAXX | TotalTechnologyAnnualActivityLowerLimit | 2027 | 6.3383 | activity_floor | 2026-07-10T11:21:59.947825
C_Target_VRE | Secondary Techs | PWRSPVLKAXX | TotalTechnologyAnnualActivityLowerLimit | 2028 | 10.4545 | activity_floor | 2026-07-10T11:21:59.947825
C_Target_VRE | Secondary Techs | PWRSPVLKAXX | TotalTechnologyAnnualActivityLowerLimit | 2029 | 14.9873 | activity_floor | 2026-07-10T11:21:59.947825
C_Target_VRE | Secondary Techs | PWRSPVLKAXX | TotalTechnologyAnnualActivityLowerLimit | 2030 | 19.9961 | activity_floor | 2026-07-10T11:21:59.947825
C_Target_VRE | Secondary Techs | PWRSPVLKAXX | TotalTechnologyAnnualActivityLowerLimit | 2031 | 21.4674 | activity_floor | 2026-07-10T11:21:59.947825
C_Target_VRE | Secondary Techs | PWRSPVLKAXX | TotalTechnologyAnnualActivityLowerLimit | 2032 | 23.0302 | activity_floor | 2026-07-10T11:21:59.947825
C_Target_VRE | Secondary Techs | PWRSPVLKAXX | TotalTechnologyAnnualActivityLowerLimit | 2033 | 24.6861 | activity_floor | 2026-07-10T11:21:59.947825
C_Target_VRE | Secondary Techs | PWRSPVLKAXX | TotalTechnologyAnnualActivityLowerLimit | 2034 | 26.4506 | activity_floor | 2026-07-10T11:21:59.947825
C_Target_VRE | Secondary Techs | PWRSPVLKAXX | TotalTechnologyAnnualActivityLowerLimit | 2035 | 28.349 | activity_floor | 2026-07-10T11:21:59.947825
C_Target_VRE | Secondary Techs | PWRSPVLKAXX | TotalTechnologyAnnualActivityLowerLimit | 2036 | 30.4174 | activity_floor | 2026-07-10T11:21:59.947825
C_Target_VRE | Secondary Techs | PWRSPVLKAXX | TotalTechnologyAnnualActivityLowerLimit | 2037 | 32.6415 | activity_floor | 2026-07-10T11:21:59.947825
C_Target_VRE | Secondary Techs | PWRSPVLKAXX | TotalTechnologyAnnualActivityLowerLimit | 2038 | 35.5001 | activity_floor | 2026-07-10T11:21:59.947825
C_Target_VRE | Secondary Techs | PWRSPVLKAXX | TotalTechnologyAnnualActivityLowerLimit | 2039 | 38.0509 | activity_floor | 2026-07-10T11:21:59.947825
C_Target_VRE | Secondary Techs | PWRSPVLKAXX | TotalTechnologyAnnualActivityLowerLimit | 2040 | 40.2976 | activity_floor | 2026-07-10T11:21:59.947825
C_Target_VRE | Secondary Techs | PWRSPVLKAXX | TotalTechnologyAnnualActivityLowerLimit | 2041 | 42.5146 | activity_floor | 2026-07-10T11:21:59.947825
C_Target_VRE | Secondary Techs | PWRSPVLKAXX | TotalTechnologyAnnualActivityLowerLimit | 2042 | 45.3102 | activity_floor | 2026-07-10T11:21:59.947825
C_Target_VRE | Secondary Techs | PWRSPVLKAXX | TotalTechnologyAnnualActivityLowerLimit | 2043 | 48.3468 | activity_floor | 2026-07-10T11:21:59.947825
C_Target_VRE | Secondary Techs | PWRSPVLKAXX | TotalTechnologyAnnualActivityLowerLimit | 2044 | 51.5217 | activity_floor | 2026-07-10T11:21:59.947825
C_Target_VRE | Secondary Techs | PWRSPVLKAXX | TotalTechnologyAnnualActivityLowerLimit | 2045 | 54.1305 | activity_floor | 2026-07-10T11:21:59.947825
C_Target_VRE | Secondary Techs | PWRSPVLKAXX | TotalTechnologyAnnualActivityLowerLimit | 2046 | 55.4075 | activity_floor | 2026-07-10T11:21:59.947825
C_Target_VRE | Secondary Techs | PWRSPVLKAXX | TotalTechnologyAnnualActivityLowerLimit | 2047 | 56.6148 | activity_floor | 2026-07-10T11:21:59.947825
C_Target_VRE | Secondary Techs | PWRSPVLKAXX | TotalTechnologyAnnualActivityLowerLimit | 2048 | 57.7909 | activity_floor | 2026-07-10T11:21:59.947825
C_Target_VRE | Secondary Techs | PWRSPVLKAXX | TotalTechnologyAnnualActivityLowerLimit | 2049 | 58.8098 | activity_floor | 2026-07-10T11:21:59.947825
C_Target_VRE | Secondary Techs | PWRSPVLKAXX | TotalTechnologyAnnualActivityLowerLimit | 2050 | 59.7817 | activity_floor | 2026-07-10T11:21:59.947825
C_Target_VRE | Secondary Techs | PWRSPVLKAXX | TotalAnnualMaxCapacity | 2023 | 1.201 | cap_envelope_maxcap | 2026-07-10T11:21:59.947825
C_Target_VRE | Secondary Techs | PWRSPVLKAXX | TotalAnnualMaxCapacityInvestment | 2023 | 2.4 | cap_envelope_maxinv | 2026-07-10T11:21:59.947825
C_Target_VRE | Secondary Techs | PWRSPVLKAXX | TotalAnnualMaxCapacity | 2024 | 1.2955 | cap_envelope_maxcap | 2026-07-10T11:21:59.947825
C_Target_VRE | Secondary Techs | PWRSPVLKAXX | TotalAnnualMaxCapacityInvestment | 2024 | 2.4 | cap_envelope_maxinv | 2026-07-10T11:21:59.947825
C_Target_VRE | Secondary Techs | PWRSPVLKAXX | TotalAnnualMaxCapacity | 2025 | 1.4676 | cap_envelope_maxcap | 2026-07-10T11:21:59.947825
C_Target_VRE | Secondary Techs | PWRSPVLKAXX | TotalAnnualMaxCapacityInvestment | 2025 | 2.4 | cap_envelope_maxinv | 2026-07-10T11:21:59.947825
C_Target_VRE | Secondary Techs | PWRSPVLKAXX | TotalAnnualMaxCapacity | 2026 | 2.0316 | cap_envelope_maxcap | 2026-07-10T11:21:59.947825
C_Target_VRE | Secondary Techs | PWRSPVLKAXX | TotalAnnualMaxCapacityInvestment | 2026 | 2.4 | cap_envelope_maxinv | 2026-07-10T11:21:59.947825
C_Target_VRE | Secondary Techs | PWRSPVLKAXX | TotalAnnualMaxCapacity | 2027 | 2.6316 | cap_envelope_maxcap | 2026-07-10T11:21:59.947825
C_Target_VRE | Secondary Techs | PWRSPVLKAXX | TotalAnnualMaxCapacityInvestment | 2027 | 2.4 | cap_envelope_maxinv | 2026-07-10T11:21:59.947825
C_Target_VRE | Secondary Techs | PWRSPVLKAXX | TotalAnnualMaxCapacity | 2028 | 3.2316 | cap_envelope_maxcap | 2026-07-10T11:21:59.947825
C_Target_VRE | Secondary Techs | PWRSPVLKAXX | TotalAnnualMaxCapacityInvestment | 2028 | 2.4 | cap_envelope_maxinv | 2026-07-10T11:21:59.947825
C_Target_VRE | Secondary Techs | PWRSPVLKAXX | TotalAnnualMaxCapacity | 2029 | 4.2756 | cap_envelope_maxcap | 2026-07-10T11:21:59.947825
C_Target_VRE | Secondary Techs | PWRSPVLKAXX | TotalAnnualMaxCapacityInvestment | 2029 | 2.4 | cap_envelope_maxinv | 2026-07-10T11:21:59.947825
C_Target_VRE | Secondary Techs | PWRSPVLKAXX | TotalAnnualMaxCapacity | 2030 | 4.8156 | cap_envelope_maxcap | 2026-07-10T11:21:59.947825
C_Target_VRE | Secondary Techs | PWRSPVLKAXX | TotalAnnualMaxCapacityInvestment | 2030 | 2.4 | cap_envelope_maxinv | 2026-07-10T11:21:59.947825
C_Target_VRE | Secondary Techs | PWRSPVLKAXX | TotalAnnualMaxCapacity | 2031 | 5.3556 | cap_envelope_maxcap | 2026-07-10T11:21:59.947825
C_Target_VRE | Secondary Techs | PWRSPVLKAXX | TotalAnnualMaxCapacityInvestment | 2031 | 2.4 | cap_envelope_maxinv | 2026-07-10T11:21:59.947825
C_Target_VRE | Secondary Techs | PWRSPVLKAXX | TotalAnnualMaxCapacity | 2032 | 5.7756 | cap_envelope_maxcap | 2026-07-10T11:21:59.947825
C_Target_VRE | Secondary Techs | PWRSPVLKAXX | TotalAnnualMaxCapacityInvestment | 2032 | 2.4 | cap_envelope_maxinv | 2026-07-10T11:21:59.947825
C_Target_VRE | Secondary Techs | PWRSPVLKAXX | TotalAnnualMaxCapacity | 2033 | 5.8948 | cap_envelope_maxcap | 2026-07-10T11:21:59.947825
C_Target_VRE | Secondary Techs | PWRSPVLKAXX | TotalAnnualMaxCapacityInvestment | 2033 | 2.4 | cap_envelope_maxinv | 2026-07-10T11:21:59.947825
C_Target_VRE | Secondary Techs | PWRSPVLKAXX | TotalAnnualMaxCapacity | 2034 | 6.3162 | cap_envelope_maxcap | 2026-07-10T11:21:59.947825
C_Target_VRE | Secondary Techs | PWRSPVLKAXX | TotalAnnualMaxCapacityInvestment | 2034 | 2.4 | cap_envelope_maxinv | 2026-07-10T11:21:59.947825
C_Target_VRE | Secondary Techs | PWRSPVLKAXX | TotalAnnualMaxCapacity | 2035 | 6.7695 | cap_envelope_maxcap | 2026-07-10T11:21:59.947825
C_Target_VRE | Secondary Techs | PWRSPVLKAXX | TotalAnnualMaxCapacityInvestment | 2035 | 2.4 | cap_envelope_maxinv | 2026-07-10T11:21:59.947825
C_Target_VRE | Secondary Techs | PWRSPVLKAXX | TotalAnnualMaxCapacity | 2036 | 7.2634 | cap_envelope_maxcap | 2026-07-10T11:21:59.947825
C_Target_VRE | Secondary Techs | PWRSPVLKAXX | TotalAnnualMaxCapacityInvestment | 2036 | 2.4 | cap_envelope_maxinv | 2026-07-10T11:21:59.947825
C_Target_VRE | Secondary Techs | PWRSPVLKAXX | TotalAnnualMaxCapacity | 2037 | 7.7945 | cap_envelope_maxcap | 2026-07-10T11:21:59.947825
C_Target_VRE | Secondary Techs | PWRSPVLKAXX | TotalAnnualMaxCapacityInvestment | 2037 | 2.4 | cap_envelope_maxinv | 2026-07-10T11:21:59.947825
C_Target_VRE | Secondary Techs | PWRSPVLKAXX | TotalAnnualMaxCapacity | 2038 | 8.4771 | cap_envelope_maxcap | 2026-07-10T11:21:59.947825
C_Target_VRE | Secondary Techs | PWRSPVLKAXX | TotalAnnualMaxCapacityInvestment | 2038 | 2.4 | cap_envelope_maxinv | 2026-07-10T11:21:59.947825
C_Target_VRE | Secondary Techs | PWRSPVLKAXX | TotalAnnualMaxCapacity | 2039 | 9.0862 | cap_envelope_maxcap | 2026-07-10T11:21:59.947825
C_Target_VRE | Secondary Techs | PWRSPVLKAXX | TotalAnnualMaxCapacityInvestment | 2039 | 2.4 | cap_envelope_maxinv | 2026-07-10T11:21:59.947825
C_Target_VRE | Secondary Techs | PWRSPVLKAXX | TotalAnnualMaxCapacity | 2040 | 9.6227 | cap_envelope_maxcap | 2026-07-10T11:21:59.947825
C_Target_VRE | Secondary Techs | PWRSPVLKAXX | TotalAnnualMaxCapacityInvestment | 2040 | 2.4 | cap_envelope_maxinv | 2026-07-10T11:21:59.947825
C_Target_VRE | Secondary Techs | PWRSPVLKAXX | TotalAnnualMaxCapacity | 2041 | 10.1521 | cap_envelope_maxcap | 2026-07-10T11:21:59.947825
C_Target_VRE | Secondary Techs | PWRSPVLKAXX | TotalAnnualMaxCapacityInvestment | 2041 | 2.4 | cap_envelope_maxinv | 2026-07-10T11:21:59.947825
C_Target_VRE | Secondary Techs | PWRSPVLKAXX | TotalAnnualMaxCapacity | 2042 | 10.8197 | cap_envelope_maxcap | 2026-07-10T11:21:59.947825
C_Target_VRE | Secondary Techs | PWRSPVLKAXX | TotalAnnualMaxCapacityInvestment | 2042 | 2.4 | cap_envelope_maxinv | 2026-07-10T11:21:59.947825
C_Target_VRE | Secondary Techs | PWRSPVLKAXX | TotalAnnualMaxCapacity | 2043 | 11.5448 | cap_envelope_maxcap | 2026-07-10T11:21:59.947825
C_Target_VRE | Secondary Techs | PWRSPVLKAXX | TotalAnnualMaxCapacityInvestment | 2043 | 2.4 | cap_envelope_maxinv | 2026-07-10T11:21:59.947825
C_Target_VRE | Secondary Techs | PWRSPVLKAXX | TotalAnnualMaxCapacity | 2044 | 12.3029 | cap_envelope_maxcap | 2026-07-10T11:21:59.947825
C_Target_VRE | Secondary Techs | PWRSPVLKAXX | TotalAnnualMaxCapacityInvestment | 2044 | 2.4 | cap_envelope_maxinv | 2026-07-10T11:21:59.947825
C_Target_VRE | Secondary Techs | PWRSPVLKAXX | TotalAnnualMaxCapacity | 2045 | 12.9259 | cap_envelope_maxcap | 2026-07-10T11:21:59.947825
C_Target_VRE | Secondary Techs | PWRSPVLKAXX | TotalAnnualMaxCapacityInvestment | 2045 | 2.4 | cap_envelope_maxinv | 2026-07-10T11:21:59.947825
C_Target_VRE | Secondary Techs | PWRSPVLKAXX | TotalAnnualMaxCapacity | 2046 | 13.2308 | cap_envelope_maxcap | 2026-07-10T11:21:59.947825
C_Target_VRE | Secondary Techs | PWRSPVLKAXX | TotalAnnualMaxCapacityInvestment | 2046 | 2.4 | cap_envelope_maxinv | 2026-07-10T11:21:59.947825
C_Target_VRE | Secondary Techs | PWRSPVLKAXX | TotalAnnualMaxCapacity | 2047 | 13.5191 | cap_envelope_maxcap | 2026-07-10T11:21:59.947825
C_Target_VRE | Secondary Techs | PWRSPVLKAXX | TotalAnnualMaxCapacityInvestment | 2047 | 2.4 | cap_envelope_maxinv | 2026-07-10T11:21:59.947825
C_Target_VRE | Secondary Techs | PWRSPVLKAXX | TotalAnnualMaxCapacity | 2048 | 13.8 | cap_envelope_maxcap | 2026-07-10T11:21:59.947825
C_Target_VRE | Secondary Techs | PWRSPVLKAXX | TotalAnnualMaxCapacityInvestment | 2048 | 2.4 | cap_envelope_maxinv | 2026-07-10T11:21:59.947825
C_Target_VRE | Secondary Techs | PWRSPVLKAXX | TotalAnnualMaxCapacity | 2049 | 14.0433 | cap_envelope_maxcap | 2026-07-10T11:21:59.947825
C_Target_VRE | Secondary Techs | PWRSPVLKAXX | TotalAnnualMaxCapacityInvestment | 2049 | 2.4 | cap_envelope_maxinv | 2026-07-10T11:21:59.947825
C_Target_VRE | Secondary Techs | PWRSPVLKAXX | TotalAnnualMaxCapacity | 2050 | 14.2753 | cap_envelope_maxcap | 2026-07-10T11:21:59.947825
C_Target_VRE | Secondary Techs | PWRSPVLKAXX | TotalAnnualMaxCapacityInvestment | 2050 | 2.4 | cap_envelope_maxinv | 2026-07-10T11:21:59.947825
C_Target_VRE | Secondary Techs | PWRSPVLKAXX | TotalTechnologyAnnualActivityUpperLimit | 2023 | 5.0796 | pin_generation_upper | 2026-07-10T11:21:59.947825
C_Target_VRE | Secondary Techs | PWRSPVLKAXX | TotalTechnologyAnnualActivityUpperLimit | 2024 | 5.4794 | pin_generation_upper | 2026-07-10T11:21:59.947825
C_Target_VRE | Secondary Techs | PWRSPVLKAXX | TotalTechnologyAnnualActivityUpperLimit | 2025 | 6.146 | pin_generation_upper | 2026-07-10T11:21:59.947825
C_Target_VRE | Secondary Techs | PWRSPVLKAXX | TotalTechnologyAnnualActivityUpperLimit | 2026 | 8.5078 | pin_generation_upper | 2026-07-10T11:21:59.947825
C_Target_VRE | Secondary Techs | PWRSPVLKAXX | TotalTechnologyAnnualActivityUpperLimit | 2027 | 11.0205 | pin_generation_upper | 2026-07-10T11:21:59.947825
C_Target_VRE | Secondary Techs | PWRSPVLKAXX | TotalTechnologyAnnualActivityUpperLimit | 2028 | 13.5332 | pin_generation_upper | 2026-07-10T11:21:59.947825
C_Target_VRE | Secondary Techs | PWRSPVLKAXX | TotalTechnologyAnnualActivityUpperLimit | 2029 | 17.9052 | pin_generation_upper | 2026-07-10T11:21:59.947825
C_Target_VRE | Secondary Techs | PWRSPVLKAXX | TotalTechnologyAnnualActivityUpperLimit | 2030 | 20.196 | pin_generation_upper | 2026-07-10T11:21:59.947825
C_Target_VRE | Secondary Techs | PWRSPVLKAXX | TotalTechnologyAnnualActivityUpperLimit | 2031 | 22.428 | pin_generation_upper | 2026-07-10T11:21:59.947825
C_Target_VRE | Secondary Techs | PWRSPVLKAXX | TotalTechnologyAnnualActivityUpperLimit | 2032 | 24.1868 | pin_generation_upper | 2026-07-10T11:21:59.947825
C_Target_VRE | Secondary Techs | PWRSPVLKAXX | TotalTechnologyAnnualActivityUpperLimit | 2033 | 24.933 | pin_generation_upper | 2026-07-10T11:21:59.947825
C_Target_VRE | Secondary Techs | PWRSPVLKAXX | TotalTechnologyAnnualActivityUpperLimit | 2034 | 26.7151 | pin_generation_upper | 2026-07-10T11:21:59.947825
C_Target_VRE | Secondary Techs | PWRSPVLKAXX | TotalTechnologyAnnualActivityUpperLimit | 2035 | 28.6325 | pin_generation_upper | 2026-07-10T11:21:59.947825
C_Target_VRE | Secondary Techs | PWRSPVLKAXX | TotalTechnologyAnnualActivityUpperLimit | 2036 | 30.7215 | pin_generation_upper | 2026-07-10T11:21:59.947825
C_Target_VRE | Secondary Techs | PWRSPVLKAXX | TotalTechnologyAnnualActivityUpperLimit | 2037 | 32.9679 | pin_generation_upper | 2026-07-10T11:21:59.947825
C_Target_VRE | Secondary Techs | PWRSPVLKAXX | TotalTechnologyAnnualActivityUpperLimit | 2038 | 35.8552 | pin_generation_upper | 2026-07-10T11:21:59.947825
C_Target_VRE | Secondary Techs | PWRSPVLKAXX | TotalTechnologyAnnualActivityUpperLimit | 2039 | 38.4314 | pin_generation_upper | 2026-07-10T11:21:59.947825
C_Target_VRE | Secondary Techs | PWRSPVLKAXX | TotalTechnologyAnnualActivityUpperLimit | 2040 | 40.7005 | pin_generation_upper | 2026-07-10T11:21:59.947825
C_Target_VRE | Secondary Techs | PWRSPVLKAXX | TotalTechnologyAnnualActivityUpperLimit | 2041 | 42.9397 | pin_generation_upper | 2026-07-10T11:21:59.947825
C_Target_VRE | Secondary Techs | PWRSPVLKAXX | TotalTechnologyAnnualActivityUpperLimit | 2042 | 45.7633 | pin_generation_upper | 2026-07-10T11:21:59.947825
C_Target_VRE | Secondary Techs | PWRSPVLKAXX | TotalTechnologyAnnualActivityUpperLimit | 2043 | 48.8302 | pin_generation_upper | 2026-07-10T11:21:59.947825
C_Target_VRE | Secondary Techs | PWRSPVLKAXX | TotalTechnologyAnnualActivityUpperLimit | 2044 | 52.0369 | pin_generation_upper | 2026-07-10T11:21:59.947825
C_Target_VRE | Secondary Techs | PWRSPVLKAXX | TotalTechnologyAnnualActivityUpperLimit | 2045 | 54.6718 | pin_generation_upper | 2026-07-10T11:21:59.947825
C_Target_VRE | Secondary Techs | PWRSPVLKAXX | TotalTechnologyAnnualActivityUpperLimit | 2046 | 55.9616 | pin_generation_upper | 2026-07-10T11:21:59.947825
C_Target_VRE | Secondary Techs | PWRSPVLKAXX | TotalTechnologyAnnualActivityUpperLimit | 2047 | 57.181 | pin_generation_upper | 2026-07-10T11:21:59.947825
C_Target_VRE | Secondary Techs | PWRSPVLKAXX | TotalTechnologyAnnualActivityUpperLimit | 2048 | 58.3688 | pin_generation_upper | 2026-07-10T11:21:59.947825
C_Target_VRE | Secondary Techs | PWRSPVLKAXX | TotalTechnologyAnnualActivityUpperLimit | 2049 | 59.3979 | pin_generation_upper | 2026-07-10T11:21:59.947825
C_Target_VRE | Secondary Techs | PWRSPVLKAXX | TotalTechnologyAnnualActivityUpperLimit | 2050 | 60.3795 | pin_generation_upper | 2026-07-10T11:21:59.947825
C_Target_VRE | Secondary Techs | PWRWONLKAXX | TotalTechnologyAnnualActivityLowerLimit | 2023 | 3.2951 | activity_floor | 2026-07-10T11:21:59.947825
C_Target_VRE | Secondary Techs | PWRWONLKAXX | TotalTechnologyAnnualActivityLowerLimit | 2024 | 3.5544 | activity_floor | 2026-07-10T11:21:59.947825
C_Target_VRE | Secondary Techs | PWRWONLKAXX | TotalTechnologyAnnualActivityLowerLimit | 2025 | 3.7497 | activity_floor | 2026-07-10T11:21:59.947825
C_Target_VRE | Secondary Techs | PWRWONLKAXX | TotalTechnologyAnnualActivityLowerLimit | 2026 | 3.9453 | activity_floor | 2026-07-10T11:21:59.947825
C_Target_VRE | Secondary Techs | PWRWONLKAXX | TotalTechnologyAnnualActivityLowerLimit | 2027 | 4.1527 | activity_floor | 2026-07-10T11:21:59.947825
C_Target_VRE | Secondary Techs | PWRWONLKAXX | TotalTechnologyAnnualActivityLowerLimit | 2028 | 10.1222 | activity_floor | 2026-07-10T11:21:59.947825
C_Target_VRE | Secondary Techs | PWRWONLKAXX | TotalTechnologyAnnualActivityLowerLimit | 2029 | 16.7094 | activity_floor | 2026-07-10T11:21:59.947825
C_Target_VRE | Secondary Techs | PWRWONLKAXX | TotalTechnologyAnnualActivityLowerLimit | 2030 | 23.9953 | activity_floor | 2026-07-10T11:21:59.947825
C_Target_VRE | Secondary Techs | PWRWONLKAXX | TotalTechnologyAnnualActivityLowerLimit | 2031 | 25.6718 | activity_floor | 2026-07-10T11:21:59.947825
C_Target_VRE | Secondary Techs | PWRWONLKAXX | TotalTechnologyAnnualActivityLowerLimit | 2032 | 27.4494 | activity_floor | 2026-07-10T11:21:59.947825
C_Target_VRE | Secondary Techs | PWRWONLKAXX | TotalTechnologyAnnualActivityLowerLimit | 2033 | 29.3298 | activity_floor | 2026-07-10T11:21:59.947825
C_Target_VRE | Secondary Techs | PWRWONLKAXX | TotalTechnologyAnnualActivityLowerLimit | 2034 | 31.3306 | activity_floor | 2026-07-10T11:21:59.947825
C_Target_VRE | Secondary Techs | PWRWONLKAXX | TotalTechnologyAnnualActivityLowerLimit | 2035 | 33.4814 | activity_floor | 2026-07-10T11:21:59.947825
C_Target_VRE | Secondary Techs | PWRWONLKAXX | TotalTechnologyAnnualActivityLowerLimit | 2036 | 35.8236 | activity_floor | 2026-07-10T11:21:59.947825
C_Target_VRE | Secondary Techs | PWRWONLKAXX | TotalTechnologyAnnualActivityLowerLimit | 2037 | 38.3397 | activity_floor | 2026-07-10T11:21:59.947825
C_Target_VRE | Secondary Techs | PWRWONLKAXX | TotalTechnologyAnnualActivityLowerLimit | 2038 | 41.5895 | activity_floor | 2026-07-10T11:21:59.947825
C_Target_VRE | Secondary Techs | PWRWONLKAXX | TotalTechnologyAnnualActivityLowerLimit | 2039 | 44.4668 | activity_floor | 2026-07-10T11:21:59.947825
C_Target_VRE | Secondary Techs | PWRWONLKAXX | TotalTechnologyAnnualActivityLowerLimit | 2040 | 46.9794 | activity_floor | 2026-07-10T11:21:59.947825
C_Target_VRE | Secondary Techs | PWRWONLKAXX | TotalTechnologyAnnualActivityLowerLimit | 2041 | 49.4495 | activity_floor | 2026-07-10T11:21:59.947825
C_Target_VRE | Secondary Techs | PWRWONLKAXX | TotalTechnologyAnnualActivityLowerLimit | 2042 | 52.5837 | activity_floor | 2026-07-10T11:21:59.947825
C_Target_VRE | Secondary Techs | PWRWONLKAXX | TotalTechnologyAnnualActivityLowerLimit | 2043 | 55.987 | activity_floor | 2026-07-10T11:21:59.947825
C_Target_VRE | Secondary Techs | PWRWONLKAXX | TotalTechnologyAnnualActivityLowerLimit | 2044 | 59.5398 | activity_floor | 2026-07-10T11:21:59.947825
C_Target_VRE | Secondary Techs | PWRWONLKAXX | TotalTechnologyAnnualActivityLowerLimit | 2045 | 62.429 | activity_floor | 2026-07-10T11:21:59.947825
C_Target_VRE | Secondary Techs | PWRWONLKAXX | TotalTechnologyAnnualActivityLowerLimit | 2046 | 63.7779 | activity_floor | 2026-07-10T11:21:59.947825
C_Target_VRE | Secondary Techs | PWRWONLKAXX | TotalTechnologyAnnualActivityLowerLimit | 2047 | 65.0454 | activity_floor | 2026-07-10T11:21:59.947825
C_Target_VRE | Secondary Techs | PWRWONLKAXX | TotalTechnologyAnnualActivityLowerLimit | 2048 | 66.276 | activity_floor | 2026-07-10T11:21:59.947825
C_Target_VRE | Secondary Techs | PWRWONLKAXX | TotalTechnologyAnnualActivityLowerLimit | 2049 | 67.3259 | activity_floor | 2026-07-10T11:21:59.947825
C_Target_VRE | Secondary Techs | PWRWONLKAXX | TotalTechnologyAnnualActivityLowerLimit | 2050 | 68.3219 | activity_floor | 2026-07-10T11:21:59.947825
C_Target_VRE | Secondary Techs | PWRWONLKAXX | TotalAnnualMaxCapacity | 2023 | 0.32651 | cap_envelope_maxcap | 2026-07-10T11:21:59.947825
C_Target_VRE | Secondary Techs | PWRWONLKAXX | TotalAnnualMaxCapacityInvestment | 2023 | 2.4 | cap_envelope_maxinv | 2026-07-10T11:21:59.947825
C_Target_VRE | Secondary Techs | PWRWONLKAXX | TotalAnnualMaxCapacity | 2024 | 0.3522 | cap_envelope_maxcap | 2026-07-10T11:21:59.947825
C_Target_VRE | Secondary Techs | PWRWONLKAXX | TotalAnnualMaxCapacityInvestment | 2024 | 2.4 | cap_envelope_maxinv | 2026-07-10T11:21:59.947825
C_Target_VRE | Secondary Techs | PWRWONLKAXX | TotalAnnualMaxCapacity | 2025 | 0.37155 | cap_envelope_maxcap | 2026-07-10T11:21:59.947825
C_Target_VRE | Secondary Techs | PWRWONLKAXX | TotalAnnualMaxCapacityInvestment | 2025 | 2.4 | cap_envelope_maxinv | 2026-07-10T11:21:59.947825
C_Target_VRE | Secondary Techs | PWRWONLKAXX | TotalAnnualMaxCapacity | 2026 | 0.53112 | cap_envelope_maxcap | 2026-07-10T11:21:59.947825
C_Target_VRE | Secondary Techs | PWRWONLKAXX | TotalAnnualMaxCapacityInvestment | 2026 | 2.4 | cap_envelope_maxinv | 2026-07-10T11:21:59.947825
C_Target_VRE | Secondary Techs | PWRWONLKAXX | TotalAnnualMaxCapacity | 2027 | 1.4159 | cap_envelope_maxcap | 2026-07-10T11:21:59.947825
C_Target_VRE | Secondary Techs | PWRWONLKAXX | TotalAnnualMaxCapacityInvestment | 2027 | 2.4 | cap_envelope_maxinv | 2026-07-10T11:21:59.947825
C_Target_VRE | Secondary Techs | PWRWONLKAXX | TotalAnnualMaxCapacity | 2028 | 1.6583 | cap_envelope_maxcap | 2026-07-10T11:21:59.947825
C_Target_VRE | Secondary Techs | PWRWONLKAXX | TotalAnnualMaxCapacityInvestment | 2028 | 2.4 | cap_envelope_maxinv | 2026-07-10T11:21:59.947825
C_Target_VRE | Secondary Techs | PWRWONLKAXX | TotalAnnualMaxCapacity | 2029 | 1.8401 | cap_envelope_maxcap | 2026-07-10T11:21:59.947825
C_Target_VRE | Secondary Techs | PWRWONLKAXX | TotalAnnualMaxCapacityInvestment | 2029 | 2.4 | cap_envelope_maxinv | 2026-07-10T11:21:59.947825
C_Target_VRE | Secondary Techs | PWRWONLKAXX | TotalAnnualMaxCapacity | 2030 | 2.3777 | cap_envelope_maxcap | 2026-07-10T11:21:59.947825
C_Target_VRE | Secondary Techs | PWRWONLKAXX | TotalAnnualMaxCapacityInvestment | 2030 | 2.4 | cap_envelope_maxinv | 2026-07-10T11:21:59.947825
C_Target_VRE | Secondary Techs | PWRWONLKAXX | TotalAnnualMaxCapacity | 2031 | 2.669 | cap_envelope_maxcap | 2026-07-10T11:21:59.947825
C_Target_VRE | Secondary Techs | PWRWONLKAXX | TotalAnnualMaxCapacityInvestment | 2031 | 2.4 | cap_envelope_maxinv | 2026-07-10T11:21:59.947825
C_Target_VRE | Secondary Techs | PWRWONLKAXX | TotalAnnualMaxCapacity | 2032 | 2.9357 | cap_envelope_maxcap | 2026-07-10T11:21:59.947825
C_Target_VRE | Secondary Techs | PWRWONLKAXX | TotalAnnualMaxCapacityInvestment | 2032 | 2.4 | cap_envelope_maxinv | 2026-07-10T11:21:59.947825
C_Target_VRE | Secondary Techs | PWRWONLKAXX | TotalAnnualMaxCapacity | 2033 | 2.9605 | cap_envelope_maxcap | 2026-07-10T11:21:59.947825
C_Target_VRE | Secondary Techs | PWRWONLKAXX | TotalAnnualMaxCapacityInvestment | 2033 | 2.4 | cap_envelope_maxinv | 2026-07-10T11:21:59.947825
C_Target_VRE | Secondary Techs | PWRWONLKAXX | TotalAnnualMaxCapacity | 2034 | 3.1045 | cap_envelope_maxcap | 2026-07-10T11:21:59.947825
C_Target_VRE | Secondary Techs | PWRWONLKAXX | TotalAnnualMaxCapacityInvestment | 2034 | 2.4 | cap_envelope_maxinv | 2026-07-10T11:21:59.947825
C_Target_VRE | Secondary Techs | PWRWONLKAXX | TotalAnnualMaxCapacity | 2035 | 3.3177 | cap_envelope_maxcap | 2026-07-10T11:21:59.947825
C_Target_VRE | Secondary Techs | PWRWONLKAXX | TotalAnnualMaxCapacityInvestment | 2035 | 2.4 | cap_envelope_maxinv | 2026-07-10T11:21:59.947825
C_Target_VRE | Secondary Techs | PWRWONLKAXX | TotalAnnualMaxCapacity | 2036 | 3.5497 | cap_envelope_maxcap | 2026-07-10T11:21:59.947825
C_Target_VRE | Secondary Techs | PWRWONLKAXX | TotalAnnualMaxCapacityInvestment | 2036 | 2.4 | cap_envelope_maxinv | 2026-07-10T11:21:59.947825
C_Target_VRE | Secondary Techs | PWRWONLKAXX | TotalAnnualMaxCapacity | 2037 | 3.7991 | cap_envelope_maxcap | 2026-07-10T11:21:59.947825
C_Target_VRE | Secondary Techs | PWRWONLKAXX | TotalAnnualMaxCapacityInvestment | 2037 | 2.4 | cap_envelope_maxinv | 2026-07-10T11:21:59.947825
C_Target_VRE | Secondary Techs | PWRWONLKAXX | TotalAnnualMaxCapacity | 2038 | 4.1211 | cap_envelope_maxcap | 2026-07-10T11:21:59.947825
C_Target_VRE | Secondary Techs | PWRWONLKAXX | TotalAnnualMaxCapacityInvestment | 2038 | 2.4 | cap_envelope_maxinv | 2026-07-10T11:21:59.947825
C_Target_VRE | Secondary Techs | PWRWONLKAXX | TotalAnnualMaxCapacity | 2039 | 4.4062 | cap_envelope_maxcap | 2026-07-10T11:21:59.947825
C_Target_VRE | Secondary Techs | PWRWONLKAXX | TotalAnnualMaxCapacityInvestment | 2039 | 2.4 | cap_envelope_maxinv | 2026-07-10T11:21:59.947825
C_Target_VRE | Secondary Techs | PWRWONLKAXX | TotalAnnualMaxCapacity | 2040 | 4.6552 | cap_envelope_maxcap | 2026-07-10T11:21:59.947825
C_Target_VRE | Secondary Techs | PWRWONLKAXX | TotalAnnualMaxCapacityInvestment | 2040 | 2.4 | cap_envelope_maxinv | 2026-07-10T11:21:59.947825
C_Target_VRE | Secondary Techs | PWRWONLKAXX | TotalAnnualMaxCapacity | 2041 | 4.8999 | cap_envelope_maxcap | 2026-07-10T11:21:59.947825
C_Target_VRE | Secondary Techs | PWRWONLKAXX | TotalAnnualMaxCapacityInvestment | 2041 | 2.4 | cap_envelope_maxinv | 2026-07-10T11:21:59.947825
C_Target_VRE | Secondary Techs | PWRWONLKAXX | TotalAnnualMaxCapacity | 2042 | 5.2105 | cap_envelope_maxcap | 2026-07-10T11:21:59.947825
C_Target_VRE | Secondary Techs | PWRWONLKAXX | TotalAnnualMaxCapacityInvestment | 2042 | 2.4 | cap_envelope_maxinv | 2026-07-10T11:21:59.947825
C_Target_VRE | Secondary Techs | PWRWONLKAXX | TotalAnnualMaxCapacity | 2043 | 5.5477 | cap_envelope_maxcap | 2026-07-10T11:21:59.947825
C_Target_VRE | Secondary Techs | PWRWONLKAXX | TotalAnnualMaxCapacityInvestment | 2043 | 2.4 | cap_envelope_maxinv | 2026-07-10T11:21:59.947825
C_Target_VRE | Secondary Techs | PWRWONLKAXX | TotalAnnualMaxCapacity | 2044 | 5.8998 | cap_envelope_maxcap | 2026-07-10T11:21:59.947825
C_Target_VRE | Secondary Techs | PWRWONLKAXX | TotalAnnualMaxCapacityInvestment | 2044 | 2.4 | cap_envelope_maxinv | 2026-07-10T11:21:59.947825
C_Target_VRE | Secondary Techs | PWRWONLKAXX | TotalAnnualMaxCapacity | 2045 | 6.1861 | cap_envelope_maxcap | 2026-07-10T11:21:59.947825
C_Target_VRE | Secondary Techs | PWRWONLKAXX | TotalAnnualMaxCapacityInvestment | 2045 | 2.4 | cap_envelope_maxinv | 2026-07-10T11:21:59.947825
C_Target_VRE | Secondary Techs | PWRWONLKAXX | TotalAnnualMaxCapacity | 2046 | 6.3197 | cap_envelope_maxcap | 2026-07-10T11:21:59.947825
C_Target_VRE | Secondary Techs | PWRWONLKAXX | TotalAnnualMaxCapacityInvestment | 2046 | 2.4 | cap_envelope_maxinv | 2026-07-10T11:21:59.947825
C_Target_VRE | Secondary Techs | PWRWONLKAXX | TotalAnnualMaxCapacity | 2047 | 6.4453 | cap_envelope_maxcap | 2026-07-10T11:21:59.947825
C_Target_VRE | Secondary Techs | PWRWONLKAXX | TotalAnnualMaxCapacityInvestment | 2047 | 2.4 | cap_envelope_maxinv | 2026-07-10T11:21:59.947825
C_Target_VRE | Secondary Techs | PWRWONLKAXX | TotalAnnualMaxCapacity | 2048 | 6.5673 | cap_envelope_maxcap | 2026-07-10T11:21:59.947825
C_Target_VRE | Secondary Techs | PWRWONLKAXX | TotalAnnualMaxCapacityInvestment | 2048 | 2.4 | cap_envelope_maxinv | 2026-07-10T11:21:59.947825
C_Target_VRE | Secondary Techs | PWRWONLKAXX | TotalAnnualMaxCapacity | 2049 | 6.6713 | cap_envelope_maxcap | 2026-07-10T11:21:59.947825
C_Target_VRE | Secondary Techs | PWRWONLKAXX | TotalAnnualMaxCapacityInvestment | 2049 | 2.4 | cap_envelope_maxinv | 2026-07-10T11:21:59.947825
C_Target_VRE | Secondary Techs | PWRWONLKAXX | TotalAnnualMaxCapacity | 2050 | 6.77 | cap_envelope_maxcap | 2026-07-10T11:21:59.947825
C_Target_VRE | Secondary Techs | PWRWONLKAXX | TotalAnnualMaxCapacityInvestment | 2050 | 2.4 | cap_envelope_maxinv | 2026-07-10T11:21:59.947825
C_Target_VRE | Secondary Techs | PWRWONLKAXX | TotalTechnologyAnnualActivityUpperLimit | 2023 | 3.328 | pin_generation_upper | 2026-07-10T11:21:59.947825
C_Target_VRE | Secondary Techs | PWRWONLKAXX | TotalTechnologyAnnualActivityUpperLimit | 2024 | 3.5899 | pin_generation_upper | 2026-07-10T11:21:59.947825
C_Target_VRE | Secondary Techs | PWRWONLKAXX | TotalTechnologyAnnualActivityUpperLimit | 2025 | 3.7872 | pin_generation_upper | 2026-07-10T11:21:59.947825
C_Target_VRE | Secondary Techs | PWRWONLKAXX | TotalTechnologyAnnualActivityUpperLimit | 2026 | 5.36 | pin_generation_upper | 2026-07-10T11:21:59.947825
C_Target_VRE | Secondary Techs | PWRWONLKAXX | TotalTechnologyAnnualActivityUpperLimit | 2027 | 14.2889 | pin_generation_upper | 2026-07-10T11:21:59.947825
C_Target_VRE | Secondary Techs | PWRWONLKAXX | TotalTechnologyAnnualActivityUpperLimit | 2028 | 16.7352 | pin_generation_upper | 2026-07-10T11:21:59.947825
C_Target_VRE | Secondary Techs | PWRWONLKAXX | TotalTechnologyAnnualActivityUpperLimit | 2029 | 18.5699 | pin_generation_upper | 2026-07-10T11:21:59.947825
C_Target_VRE | Secondary Techs | PWRWONLKAXX | TotalTechnologyAnnualActivityUpperLimit | 2030 | 24.2352 | pin_generation_upper | 2026-07-10T11:21:59.947825
C_Target_VRE | Secondary Techs | PWRWONLKAXX | TotalTechnologyAnnualActivityUpperLimit | 2031 | 26.9356 | pin_generation_upper | 2026-07-10T11:21:59.947825
C_Target_VRE | Secondary Techs | PWRWONLKAXX | TotalTechnologyAnnualActivityUpperLimit | 2032 | 29.6265 | pin_generation_upper | 2026-07-10T11:21:59.947825
C_Target_VRE | Secondary Techs | PWRWONLKAXX | TotalTechnologyAnnualActivityUpperLimit | 2033 | 29.8772 | pin_generation_upper | 2026-07-10T11:21:59.947825
C_Target_VRE | Secondary Techs | PWRWONLKAXX | TotalTechnologyAnnualActivityUpperLimit | 2034 | 31.6439 | pin_generation_upper | 2026-07-10T11:21:59.947825
C_Target_VRE | Secondary Techs | PWRWONLKAXX | TotalTechnologyAnnualActivityUpperLimit | 2035 | 33.8162 | pin_generation_upper | 2026-07-10T11:21:59.947825
C_Target_VRE | Secondary Techs | PWRWONLKAXX | TotalTechnologyAnnualActivityUpperLimit | 2036 | 36.1819 | pin_generation_upper | 2026-07-10T11:21:59.947825
C_Target_VRE | Secondary Techs | PWRWONLKAXX | TotalTechnologyAnnualActivityUpperLimit | 2037 | 38.7231 | pin_generation_upper | 2026-07-10T11:21:59.947825
C_Target_VRE | Secondary Techs | PWRWONLKAXX | TotalTechnologyAnnualActivityUpperLimit | 2038 | 42.0054 | pin_generation_upper | 2026-07-10T11:21:59.947825
C_Target_VRE | Secondary Techs | PWRWONLKAXX | TotalTechnologyAnnualActivityUpperLimit | 2039 | 44.9115 | pin_generation_upper | 2026-07-10T11:21:59.947825
C_Target_VRE | Secondary Techs | PWRWONLKAXX | TotalTechnologyAnnualActivityUpperLimit | 2040 | 47.4492 | pin_generation_upper | 2026-07-10T11:21:59.947825
C_Target_VRE | Secondary Techs | PWRWONLKAXX | TotalTechnologyAnnualActivityUpperLimit | 2041 | 49.944 | pin_generation_upper | 2026-07-10T11:21:59.947825
C_Target_VRE | Secondary Techs | PWRWONLKAXX | TotalTechnologyAnnualActivityUpperLimit | 2042 | 53.1096 | pin_generation_upper | 2026-07-10T11:21:59.947825
C_Target_VRE | Secondary Techs | PWRWONLKAXX | TotalTechnologyAnnualActivityUpperLimit | 2043 | 56.5469 | pin_generation_upper | 2026-07-10T11:21:59.947825
C_Target_VRE | Secondary Techs | PWRWONLKAXX | TotalTechnologyAnnualActivityUpperLimit | 2044 | 60.1352 | pin_generation_upper | 2026-07-10T11:21:59.947825
C_Target_VRE | Secondary Techs | PWRWONLKAXX | TotalTechnologyAnnualActivityUpperLimit | 2045 | 63.0533 | pin_generation_upper | 2026-07-10T11:21:59.947825
C_Target_VRE | Secondary Techs | PWRWONLKAXX | TotalTechnologyAnnualActivityUpperLimit | 2046 | 64.4157 | pin_generation_upper | 2026-07-10T11:21:59.947825
C_Target_VRE | Secondary Techs | PWRWONLKAXX | TotalTechnologyAnnualActivityUpperLimit | 2047 | 65.6958 | pin_generation_upper | 2026-07-10T11:21:59.947825
C_Target_VRE | Secondary Techs | PWRWONLKAXX | TotalTechnologyAnnualActivityUpperLimit | 2048 | 66.9387 | pin_generation_upper | 2026-07-10T11:21:59.947825
C_Target_VRE | Secondary Techs | PWRWONLKAXX | TotalTechnologyAnnualActivityUpperLimit | 2049 | 67.9991 | pin_generation_upper | 2026-07-10T11:21:59.947825
C_Target_VRE | Secondary Techs | PWRWONLKAXX | TotalTechnologyAnnualActivityUpperLimit | 2050 | 69.0051 | pin_generation_upper | 2026-07-10T11:21:59.947825
C_Target_VRE | Secondary Techs | PWRSPVMDVXX | TotalTechnologyAnnualActivityLowerLimit | 2023 | 0.19542 | activity_floor | 2026-07-10T11:21:59.947825
C_Target_VRE | Secondary Techs | PWRSPVMDVXX | TotalTechnologyAnnualActivityLowerLimit | 2024 | 0.20483 | activity_floor | 2026-07-10T11:21:59.947825
C_Target_VRE | Secondary Techs | PWRSPVMDVXX | TotalTechnologyAnnualActivityLowerLimit | 2025 | 0.21488 | activity_floor | 2026-07-10T11:21:59.947825
C_Target_VRE | Secondary Techs | PWRSPVMDVXX | TotalTechnologyAnnualActivityLowerLimit | 2026 | 0.22562 | activity_floor | 2026-07-10T11:21:59.947825
C_Target_VRE | Secondary Techs | PWRSPVMDVXX | TotalTechnologyAnnualActivityLowerLimit | 2027 | 0.23711 | activity_floor | 2026-07-10T11:21:59.947825
C_Target_VRE | Secondary Techs | PWRSPVMDVXX | TotalTechnologyAnnualActivityLowerLimit | 2028 | 1.1461 | activity_floor | 2026-07-10T11:21:59.947825
C_Target_VRE | Secondary Techs | PWRSPVMDVXX | TotalTechnologyAnnualActivityLowerLimit | 2029 | 2.1673 | activity_floor | 2026-07-10T11:21:59.947825
C_Target_VRE | Secondary Techs | PWRSPVMDVXX | TotalTechnologyAnnualActivityLowerLimit | 2030 | 3.3092 | activity_floor | 2026-07-10T11:21:59.947825
C_Target_VRE | Secondary Techs | PWRSPVMDVXX | TotalTechnologyAnnualActivityLowerLimit | 2031 | 3.5119 | activity_floor | 2026-07-10T11:21:59.947825
C_Target_VRE | Secondary Techs | PWRSPVMDVXX | TotalTechnologyAnnualActivityLowerLimit | 2032 | 3.728 | activity_floor | 2026-07-10T11:21:59.947825
C_Target_VRE | Secondary Techs | PWRSPVMDVXX | TotalTechnologyAnnualActivityLowerLimit | 2033 | 3.958 | activity_floor | 2026-07-10T11:21:59.947825
C_Target_VRE | Secondary Techs | PWRSPVMDVXX | TotalTechnologyAnnualActivityLowerLimit | 2034 | 4.1672 | activity_floor | 2026-07-10T11:21:59.947825
C_Target_VRE | Secondary Techs | PWRSPVMDVXX | TotalTechnologyAnnualActivityLowerLimit | 2035 | 4.389 | activity_floor | 2026-07-10T11:21:59.947825
C_Target_VRE | Secondary Techs | PWRSPVMDVXX | TotalTechnologyAnnualActivityLowerLimit | 2036 | 4.6248 | activity_floor | 2026-07-10T11:21:59.947825
C_Target_VRE | Secondary Techs | PWRSPVMDVXX | TotalTechnologyAnnualActivityLowerLimit | 2037 | 4.8755 | activity_floor | 2026-07-10T11:21:59.947825
C_Target_VRE | Secondary Techs | PWRSPVMDVXX | TotalTechnologyAnnualActivityLowerLimit | 2038 | 5.1422 | activity_floor | 2026-07-10T11:21:59.947825
C_Target_VRE | Secondary Techs | PWRSPVMDVXX | TotalTechnologyAnnualActivityLowerLimit | 2039 | 5.4259 | activity_floor | 2026-07-10T11:21:59.947825
C_Target_VRE | Secondary Techs | PWRSPVMDVXX | TotalTechnologyAnnualActivityLowerLimit | 2040 | 5.7277 | activity_floor | 2026-07-10T11:21:59.947825
C_Target_VRE | Secondary Techs | PWRSPVMDVXX | TotalTechnologyAnnualActivityLowerLimit | 2041 | 5.8995 | activity_floor | 2026-07-10T11:21:59.947825
C_Target_VRE | Secondary Techs | PWRSPVMDVXX | TotalTechnologyAnnualActivityLowerLimit | 2042 | 6.0764 | activity_floor | 2026-07-10T11:21:59.947825
C_Target_VRE | Secondary Techs | PWRSPVMDVXX | TotalTechnologyAnnualActivityLowerLimit | 2043 | 6.2588 | activity_floor | 2026-07-10T11:21:59.947825
C_Target_VRE | Secondary Techs | PWRSPVMDVXX | TotalTechnologyAnnualActivityLowerLimit | 2044 | 6.4466 | activity_floor | 2026-07-10T11:21:59.947825
C_Target_VRE | Secondary Techs | PWRSPVMDVXX | TotalTechnologyAnnualActivityLowerLimit | 2045 | 6.6401 | activity_floor | 2026-07-10T11:21:59.947825
C_Target_VRE | Secondary Techs | PWRSPVMDVXX | TotalTechnologyAnnualActivityLowerLimit | 2046 | 6.8062 | activity_floor | 2026-07-10T11:21:59.947825
C_Target_VRE | Secondary Techs | PWRSPVMDVXX | TotalTechnologyAnnualActivityLowerLimit | 2047 | 6.9763 | activity_floor | 2026-07-10T11:21:59.947825
C_Target_VRE | Secondary Techs | PWRSPVMDVXX | TotalTechnologyAnnualActivityLowerLimit | 2048 | 7.1505 | activity_floor | 2026-07-10T11:21:59.947825
C_Target_VRE | Secondary Techs | PWRSPVMDVXX | TotalTechnologyAnnualActivityLowerLimit | 2049 | 7.3294 | activity_floor | 2026-07-10T11:21:59.947825
C_Target_VRE | Secondary Techs | PWRSPVMDVXX | TotalTechnologyAnnualActivityLowerLimit | 2050 | 7.5124 | activity_floor | 2026-07-10T11:21:59.947825
C_Target_VRE | Secondary Techs | PWRSPVMDVXX | TotalAnnualMaxCapacity | 2023 | 0.046287 | cap_envelope_maxcap | 2026-07-10T11:21:59.947825
C_Target_VRE | Secondary Techs | PWRSPVMDVXX | TotalAnnualMaxCapacityInvestment | 2023 | 2.4 | cap_envelope_maxinv | 2026-07-10T11:21:59.947825
C_Target_VRE | Secondary Techs | PWRSPVMDVXX | TotalAnnualMaxCapacity | 2024 | 0.05292 | cap_envelope_maxcap | 2026-07-10T11:21:59.947825
C_Target_VRE | Secondary Techs | PWRSPVMDVXX | TotalAnnualMaxCapacityInvestment | 2024 | 2.4 | cap_envelope_maxinv | 2026-07-10T11:21:59.947825
C_Target_VRE | Secondary Techs | PWRSPVMDVXX | TotalAnnualMaxCapacity | 2025 | 0.09132 | cap_envelope_maxcap | 2026-07-10T11:21:59.947825
C_Target_VRE | Secondary Techs | PWRSPVMDVXX | TotalAnnualMaxCapacityInvestment | 2025 | 2.4 | cap_envelope_maxinv | 2026-07-10T11:21:59.947825
C_Target_VRE | Secondary Techs | PWRSPVMDVXX | TotalAnnualMaxCapacity | 2026 | 0.13452 | cap_envelope_maxcap | 2026-07-10T11:21:59.947825
C_Target_VRE | Secondary Techs | PWRSPVMDVXX | TotalAnnualMaxCapacityInvestment | 2026 | 2.4 | cap_envelope_maxinv | 2026-07-10T11:21:59.947825
C_Target_VRE | Secondary Techs | PWRSPVMDVXX | TotalAnnualMaxCapacity | 2027 | 0.13452 | cap_envelope_maxcap | 2026-07-10T11:21:59.947825
C_Target_VRE | Secondary Techs | PWRSPVMDVXX | TotalAnnualMaxCapacityInvestment | 2027 | 2.4 | cap_envelope_maxinv | 2026-07-10T11:21:59.947825
C_Target_VRE | Secondary Techs | PWRSPVMDVXX | TotalAnnualMaxCapacity | 2028 | 0.46092 | cap_envelope_maxcap | 2026-07-10T11:21:59.947825
C_Target_VRE | Secondary Techs | PWRSPVMDVXX | TotalAnnualMaxCapacityInvestment | 2028 | 2.4 | cap_envelope_maxinv | 2026-07-10T11:21:59.947825
C_Target_VRE | Secondary Techs | PWRSPVMDVXX | TotalAnnualMaxCapacity | 2029 | 0.51334 | cap_envelope_maxcap | 2026-07-10T11:21:59.947825
C_Target_VRE | Secondary Techs | PWRSPVMDVXX | TotalAnnualMaxCapacityInvestment | 2029 | 2.4 | cap_envelope_maxinv | 2026-07-10T11:21:59.947825
C_Target_VRE | Secondary Techs | PWRSPVMDVXX | TotalAnnualMaxCapacity | 2030 | 0.7838 | cap_envelope_maxcap | 2026-07-10T11:21:59.947825
C_Target_VRE | Secondary Techs | PWRSPVMDVXX | TotalAnnualMaxCapacityInvestment | 2030 | 2.4 | cap_envelope_maxinv | 2026-07-10T11:21:59.947825
C_Target_VRE | Secondary Techs | PWRSPVMDVXX | TotalAnnualMaxCapacity | 2031 | 0.83182 | cap_envelope_maxcap | 2026-07-10T11:21:59.947825
C_Target_VRE | Secondary Techs | PWRSPVMDVXX | TotalAnnualMaxCapacityInvestment | 2031 | 2.4 | cap_envelope_maxinv | 2026-07-10T11:21:59.947825
C_Target_VRE | Secondary Techs | PWRSPVMDVXX | TotalAnnualMaxCapacity | 2032 | 0.88299 | cap_envelope_maxcap | 2026-07-10T11:21:59.947825
C_Target_VRE | Secondary Techs | PWRSPVMDVXX | TotalAnnualMaxCapacityInvestment | 2032 | 2.4 | cap_envelope_maxinv | 2026-07-10T11:21:59.947825
C_Target_VRE | Secondary Techs | PWRSPVMDVXX | TotalAnnualMaxCapacity | 2033 | 0.93746 | cap_envelope_maxcap | 2026-07-10T11:21:59.947825
C_Target_VRE | Secondary Techs | PWRSPVMDVXX | TotalAnnualMaxCapacityInvestment | 2033 | 2.4 | cap_envelope_maxinv | 2026-07-10T11:21:59.947825
C_Target_VRE | Secondary Techs | PWRSPVMDVXX | TotalAnnualMaxCapacity | 2034 | 0.98702 | cap_envelope_maxcap | 2026-07-10T11:21:59.947825
C_Target_VRE | Secondary Techs | PWRSPVMDVXX | TotalAnnualMaxCapacityInvestment | 2034 | 2.4 | cap_envelope_maxinv | 2026-07-10T11:21:59.947825
C_Target_VRE | Secondary Techs | PWRSPVMDVXX | TotalAnnualMaxCapacity | 2035 | 1.0396 | cap_envelope_maxcap | 2026-07-10T11:21:59.947825
C_Target_VRE | Secondary Techs | PWRSPVMDVXX | TotalAnnualMaxCapacityInvestment | 2035 | 2.4 | cap_envelope_maxinv | 2026-07-10T11:21:59.947825
C_Target_VRE | Secondary Techs | PWRSPVMDVXX | TotalAnnualMaxCapacity | 2036 | 1.0954 | cap_envelope_maxcap | 2026-07-10T11:21:59.947825
C_Target_VRE | Secondary Techs | PWRSPVMDVXX | TotalAnnualMaxCapacityInvestment | 2036 | 2.4 | cap_envelope_maxinv | 2026-07-10T11:21:59.947825
C_Target_VRE | Secondary Techs | PWRSPVMDVXX | TotalAnnualMaxCapacity | 2037 | 1.1548 | cap_envelope_maxcap | 2026-07-10T11:21:59.947825
C_Target_VRE | Secondary Techs | PWRSPVMDVXX | TotalAnnualMaxCapacityInvestment | 2037 | 2.4 | cap_envelope_maxinv | 2026-07-10T11:21:59.947825
C_Target_VRE | Secondary Techs | PWRSPVMDVXX | TotalAnnualMaxCapacity | 2038 | 1.218 | cap_envelope_maxcap | 2026-07-10T11:21:59.947825
C_Target_VRE | Secondary Techs | PWRSPVMDVXX | TotalAnnualMaxCapacityInvestment | 2038 | 2.4 | cap_envelope_maxinv | 2026-07-10T11:21:59.947825
C_Target_VRE | Secondary Techs | PWRSPVMDVXX | TotalAnnualMaxCapacity | 2039 | 1.2852 | cap_envelope_maxcap | 2026-07-10T11:21:59.947825
C_Target_VRE | Secondary Techs | PWRSPVMDVXX | TotalAnnualMaxCapacityInvestment | 2039 | 2.4 | cap_envelope_maxinv | 2026-07-10T11:21:59.947825
C_Target_VRE | Secondary Techs | PWRSPVMDVXX | TotalAnnualMaxCapacity | 2040 | 1.3566 | cap_envelope_maxcap | 2026-07-10T11:21:59.947825
C_Target_VRE | Secondary Techs | PWRSPVMDVXX | TotalAnnualMaxCapacityInvestment | 2040 | 2.4 | cap_envelope_maxinv | 2026-07-10T11:21:59.947825
C_Target_VRE | Secondary Techs | PWRSPVMDVXX | TotalAnnualMaxCapacity | 2041 | 1.3973 | cap_envelope_maxcap | 2026-07-10T11:21:59.947825
C_Target_VRE | Secondary Techs | PWRSPVMDVXX | TotalAnnualMaxCapacityInvestment | 2041 | 2.4 | cap_envelope_maxinv | 2026-07-10T11:21:59.947825
C_Target_VRE | Secondary Techs | PWRSPVMDVXX | TotalAnnualMaxCapacity | 2042 | 1.4392 | cap_envelope_maxcap | 2026-07-10T11:21:59.947825
C_Target_VRE | Secondary Techs | PWRSPVMDVXX | TotalAnnualMaxCapacityInvestment | 2042 | 2.4 | cap_envelope_maxinv | 2026-07-10T11:21:59.947825
C_Target_VRE | Secondary Techs | PWRSPVMDVXX | TotalAnnualMaxCapacity | 2043 | 1.4824 | cap_envelope_maxcap | 2026-07-10T11:21:59.947825
C_Target_VRE | Secondary Techs | PWRSPVMDVXX | TotalAnnualMaxCapacityInvestment | 2043 | 2.4 | cap_envelope_maxinv | 2026-07-10T11:21:59.947825
C_Target_VRE | Secondary Techs | PWRSPVMDVXX | TotalAnnualMaxCapacity | 2044 | 1.5269 | cap_envelope_maxcap | 2026-07-10T11:21:59.947825
C_Target_VRE | Secondary Techs | PWRSPVMDVXX | TotalAnnualMaxCapacityInvestment | 2044 | 2.4 | cap_envelope_maxinv | 2026-07-10T11:21:59.947825
C_Target_VRE | Secondary Techs | PWRSPVMDVXX | TotalAnnualMaxCapacity | 2045 | 1.5728 | cap_envelope_maxcap | 2026-07-10T11:21:59.947825
C_Target_VRE | Secondary Techs | PWRSPVMDVXX | TotalAnnualMaxCapacityInvestment | 2045 | 2.4 | cap_envelope_maxinv | 2026-07-10T11:21:59.947825
C_Target_VRE | Secondary Techs | PWRSPVMDVXX | TotalAnnualMaxCapacity | 2046 | 1.6121 | cap_envelope_maxcap | 2026-07-10T11:21:59.947825
C_Target_VRE | Secondary Techs | PWRSPVMDVXX | TotalAnnualMaxCapacityInvestment | 2046 | 2.4 | cap_envelope_maxinv | 2026-07-10T11:21:59.947825
C_Target_VRE | Secondary Techs | PWRSPVMDVXX | TotalAnnualMaxCapacity | 2047 | 1.6524 | cap_envelope_maxcap | 2026-07-10T11:21:59.947825
C_Target_VRE | Secondary Techs | PWRSPVMDVXX | TotalAnnualMaxCapacityInvestment | 2047 | 2.4 | cap_envelope_maxinv | 2026-07-10T11:21:59.947825
C_Target_VRE | Secondary Techs | PWRSPVMDVXX | TotalAnnualMaxCapacity | 2048 | 1.6936 | cap_envelope_maxcap | 2026-07-10T11:21:59.947825
C_Target_VRE | Secondary Techs | PWRSPVMDVXX | TotalAnnualMaxCapacityInvestment | 2048 | 2.4 | cap_envelope_maxinv | 2026-07-10T11:21:59.947825
C_Target_VRE | Secondary Techs | PWRSPVMDVXX | TotalAnnualMaxCapacity | 2049 | 1.736 | cap_envelope_maxcap | 2026-07-10T11:21:59.947825
C_Target_VRE | Secondary Techs | PWRSPVMDVXX | TotalAnnualMaxCapacityInvestment | 2049 | 2.4 | cap_envelope_maxinv | 2026-07-10T11:21:59.947825
C_Target_VRE | Secondary Techs | PWRSPVMDVXX | TotalAnnualMaxCapacity | 2050 | 1.7794 | cap_envelope_maxcap | 2026-07-10T11:21:59.947825
C_Target_VRE | Secondary Techs | PWRSPVMDVXX | TotalAnnualMaxCapacityInvestment | 2050 | 2.4 | cap_envelope_maxinv | 2026-07-10T11:21:59.947825
C_Target_VRE | Secondary Techs | PWRSPVMDVXX | TotalTechnologyAnnualActivityUpperLimit | 2023 | 0.19738 | pin_generation_upper | 2026-07-10T11:21:59.947825
C_Target_VRE | Secondary Techs | PWRSPVMDVXX | TotalTechnologyAnnualActivityUpperLimit | 2024 | 0.22343 | pin_generation_upper | 2026-07-10T11:21:59.947825
C_Target_VRE | Secondary Techs | PWRSPVMDVXX | TotalTechnologyAnnualActivityUpperLimit | 2025 | 0.38555 | pin_generation_upper | 2026-07-10T11:21:59.947825
C_Target_VRE | Secondary Techs | PWRSPVMDVXX | TotalTechnologyAnnualActivityUpperLimit | 2026 | 0.56794 | pin_generation_upper | 2026-07-10T11:21:59.947825
C_Target_VRE | Secondary Techs | PWRSPVMDVXX | TotalTechnologyAnnualActivityUpperLimit | 2027 | 0.56794 | pin_generation_upper | 2026-07-10T11:21:59.947825
C_Target_VRE | Secondary Techs | PWRSPVMDVXX | TotalTechnologyAnnualActivityUpperLimit | 2028 | 1.946 | pin_generation_upper | 2026-07-10T11:21:59.947825
C_Target_VRE | Secondary Techs | PWRSPVMDVXX | TotalTechnologyAnnualActivityUpperLimit | 2029 | 2.189 | pin_generation_upper | 2026-07-10T11:21:59.947825
C_Target_VRE | Secondary Techs | PWRSPVMDVXX | TotalTechnologyAnnualActivityUpperLimit | 2030 | 3.3423 | pin_generation_upper | 2026-07-10T11:21:59.947825
C_Target_VRE | Secondary Techs | PWRSPVMDVXX | TotalTechnologyAnnualActivityUpperLimit | 2031 | 3.5471 | pin_generation_upper | 2026-07-10T11:21:59.947825
C_Target_VRE | Secondary Techs | PWRSPVMDVXX | TotalTechnologyAnnualActivityUpperLimit | 2032 | 3.7653 | pin_generation_upper | 2026-07-10T11:21:59.947825
C_Target_VRE | Secondary Techs | PWRSPVMDVXX | TotalTechnologyAnnualActivityUpperLimit | 2033 | 3.9975 | pin_generation_upper | 2026-07-10T11:21:59.947825
C_Target_VRE | Secondary Techs | PWRSPVMDVXX | TotalTechnologyAnnualActivityUpperLimit | 2034 | 4.2089 | pin_generation_upper | 2026-07-10T11:21:59.947825
C_Target_VRE | Secondary Techs | PWRSPVMDVXX | TotalTechnologyAnnualActivityUpperLimit | 2035 | 4.4329 | pin_generation_upper | 2026-07-10T11:21:59.947825
C_Target_VRE | Secondary Techs | PWRSPVMDVXX | TotalTechnologyAnnualActivityUpperLimit | 2036 | 4.671 | pin_generation_upper | 2026-07-10T11:21:59.947825
C_Target_VRE | Secondary Techs | PWRSPVMDVXX | TotalTechnologyAnnualActivityUpperLimit | 2037 | 4.9242 | pin_generation_upper | 2026-07-10T11:21:59.947825
C_Target_VRE | Secondary Techs | PWRSPVMDVXX | TotalTechnologyAnnualActivityUpperLimit | 2038 | 5.1936 | pin_generation_upper | 2026-07-10T11:21:59.947825
C_Target_VRE | Secondary Techs | PWRSPVMDVXX | TotalTechnologyAnnualActivityUpperLimit | 2039 | 5.4802 | pin_generation_upper | 2026-07-10T11:21:59.947825
C_Target_VRE | Secondary Techs | PWRSPVMDVXX | TotalTechnologyAnnualActivityUpperLimit | 2040 | 5.785 | pin_generation_upper | 2026-07-10T11:21:59.947825
C_Target_VRE | Secondary Techs | PWRSPVMDVXX | TotalTechnologyAnnualActivityUpperLimit | 2041 | 5.9585 | pin_generation_upper | 2026-07-10T11:21:59.947825
C_Target_VRE | Secondary Techs | PWRSPVMDVXX | TotalTechnologyAnnualActivityUpperLimit | 2042 | 6.1372 | pin_generation_upper | 2026-07-10T11:21:59.947825
C_Target_VRE | Secondary Techs | PWRSPVMDVXX | TotalTechnologyAnnualActivityUpperLimit | 2043 | 6.3214 | pin_generation_upper | 2026-07-10T11:21:59.947825
C_Target_VRE | Secondary Techs | PWRSPVMDVXX | TotalTechnologyAnnualActivityUpperLimit | 2044 | 6.511 | pin_generation_upper | 2026-07-10T11:21:59.947825
C_Target_VRE | Secondary Techs | PWRSPVMDVXX | TotalTechnologyAnnualActivityUpperLimit | 2045 | 6.7065 | pin_generation_upper | 2026-07-10T11:21:59.947825
C_Target_VRE | Secondary Techs | PWRSPVMDVXX | TotalTechnologyAnnualActivityUpperLimit | 2046 | 6.8742 | pin_generation_upper | 2026-07-10T11:21:59.947825
C_Target_VRE | Secondary Techs | PWRSPVMDVXX | TotalTechnologyAnnualActivityUpperLimit | 2047 | 7.046 | pin_generation_upper | 2026-07-10T11:21:59.947825
C_Target_VRE | Secondary Techs | PWRSPVMDVXX | TotalTechnologyAnnualActivityUpperLimit | 2048 | 7.222 | pin_generation_upper | 2026-07-10T11:21:59.947825
C_Target_VRE | Secondary Techs | PWRSPVMDVXX | TotalTechnologyAnnualActivityUpperLimit | 2049 | 7.4027 | pin_generation_upper | 2026-07-10T11:21:59.947825
C_Target_VRE | Secondary Techs | PWRSPVMDVXX | TotalTechnologyAnnualActivityUpperLimit | 2050 | 7.5876 | pin_generation_upper | 2026-07-10T11:21:59.947825
C_Target_VRE | Secondary Techs | PWRSPVBGDXX | TotalTechnologyAnnualActivityLowerLimit | 2023 | 2.9719 | activity_floor | 2026-07-10T11:21:59.947825
C_Target_VRE | Secondary Techs | PWRSPVBGDXX | TotalTechnologyAnnualActivityLowerLimit | 2024 | 2.3568 | activity_floor | 2026-07-10T11:21:59.947825
C_Target_VRE | Secondary Techs | PWRSPVBGDXX | TotalTechnologyAnnualActivityLowerLimit | 2025 | 3.2653 | activity_floor | 2026-07-10T11:21:59.947825
C_Target_VRE | Secondary Techs | PWRSPVBGDXX | TotalTechnologyAnnualActivityLowerLimit | 2026 | 3.3334 | activity_floor | 2026-07-10T11:21:59.947825
C_Target_VRE | Secondary Techs | PWRSPVBGDXX | TotalTechnologyAnnualActivityLowerLimit | 2027 | 3.3952 | activity_floor | 2026-07-10T11:21:59.947825
C_Target_VRE | Secondary Techs | PWRSPVBGDXX | TotalTechnologyAnnualActivityLowerLimit | 2028 | 8.9661 | activity_floor | 2026-07-10T11:21:59.947825
C_Target_VRE | Secondary Techs | PWRSPVBGDXX | TotalTechnologyAnnualActivityLowerLimit | 2029 | 15.6007 | activity_floor | 2026-07-10T11:21:59.947825
C_Target_VRE | Secondary Techs | PWRSPVBGDXX | TotalTechnologyAnnualActivityLowerLimit | 2030 | 23.4934 | activity_floor | 2026-07-10T11:21:59.947825
C_Target_VRE | Secondary Techs | PWRSPVBGDXX | TotalTechnologyAnnualActivityLowerLimit | 2031 | 26.6306 | activity_floor | 2026-07-10T11:21:59.947825
C_Target_VRE | Secondary Techs | PWRSPVBGDXX | TotalTechnologyAnnualActivityLowerLimit | 2032 | 32.1734 | activity_floor | 2026-07-10T11:21:59.947825
C_Target_VRE | Secondary Techs | PWRSPVBGDXX | TotalTechnologyAnnualActivityLowerLimit | 2033 | 37.3931 | activity_floor | 2026-07-10T11:21:59.947825
C_Target_VRE | Secondary Techs | PWRSPVBGDXX | TotalTechnologyAnnualActivityLowerLimit | 2034 | 42.3377 | activity_floor | 2026-07-10T11:21:59.947825
C_Target_VRE | Secondary Techs | PWRSPVBGDXX | TotalTechnologyAnnualActivityLowerLimit | 2035 | 44.7674 | activity_floor | 2026-07-10T11:21:59.947825
C_Target_VRE | Secondary Techs | PWRSPVBGDXX | TotalTechnologyAnnualActivityLowerLimit | 2036 | 50.1446 | activity_floor | 2026-07-10T11:21:59.947825
C_Target_VRE | Secondary Techs | PWRSPVBGDXX | TotalTechnologyAnnualActivityLowerLimit | 2037 | 55.3184 | activity_floor | 2026-07-10T11:21:59.947825
C_Target_VRE | Secondary Techs | PWRSPVBGDXX | TotalTechnologyAnnualActivityLowerLimit | 2038 | 60.2619 | activity_floor | 2026-07-10T11:21:59.947825
C_Target_VRE | Secondary Techs | PWRSPVBGDXX | TotalTechnologyAnnualActivityLowerLimit | 2039 | 65.5614 | activity_floor | 2026-07-10T11:21:59.947825
C_Target_VRE | Secondary Techs | PWRSPVBGDXX | TotalTechnologyAnnualActivityLowerLimit | 2040 | 73.5525 | activity_floor | 2026-07-10T11:21:59.947825
C_Target_VRE | Secondary Techs | PWRSPVBGDXX | TotalTechnologyAnnualActivityLowerLimit | 2041 | 85.1435 | activity_floor | 2026-07-10T11:21:59.947825
C_Target_VRE | Secondary Techs | PWRSPVBGDXX | TotalTechnologyAnnualActivityLowerLimit | 2042 | 95.0924 | activity_floor | 2026-07-10T11:21:59.947825
C_Target_VRE | Secondary Techs | PWRSPVBGDXX | TotalTechnologyAnnualActivityLowerLimit | 2043 | 105.5509 | activity_floor | 2026-07-10T11:21:59.947825
C_Target_VRE | Secondary Techs | PWRSPVBGDXX | TotalTechnologyAnnualActivityLowerLimit | 2044 | 116.8756 | activity_floor | 2026-07-10T11:21:59.947825
C_Target_VRE | Secondary Techs | PWRSPVBGDXX | TotalTechnologyAnnualActivityLowerLimit | 2045 | 128.9634 | activity_floor | 2026-07-10T11:21:59.947825
C_Target_VRE | Secondary Techs | PWRSPVBGDXX | TotalTechnologyAnnualActivityLowerLimit | 2046 | 141.7518 | activity_floor | 2026-07-10T11:21:59.947825
C_Target_VRE | Secondary Techs | PWRSPVBGDXX | TotalTechnologyAnnualActivityLowerLimit | 2047 | 155.3413 | activity_floor | 2026-07-10T11:21:59.947825
C_Target_VRE | Secondary Techs | PWRSPVBGDXX | TotalTechnologyAnnualActivityLowerLimit | 2048 | 169.5203 | activity_floor | 2026-07-10T11:21:59.947825
C_Target_VRE | Secondary Techs | PWRSPVBGDXX | TotalTechnologyAnnualActivityLowerLimit | 2049 | 184.5182 | activity_floor | 2026-07-10T11:21:59.947825
C_Target_VRE | Secondary Techs | PWRSPVBGDXX | TotalTechnologyAnnualActivityLowerLimit | 2050 | 200.8111 | activity_floor | 2026-07-10T11:21:59.947825
C_Target_VRE | Secondary Techs | PWRSPVBGDXX | TotalAnnualMaxCapacity | 2023 | 0.7212 | cap_envelope_maxcap | 2026-07-10T11:21:59.947825
C_Target_VRE | Secondary Techs | PWRSPVBGDXX | TotalAnnualMaxCapacityInvestment | 2023 | 2.4 | cap_envelope_maxinv | 2026-07-10T11:21:59.947825
C_Target_VRE | Secondary Techs | PWRSPVBGDXX | TotalAnnualMaxCapacity | 2024 | 0.7716 | cap_envelope_maxcap | 2026-07-10T11:21:59.947825
C_Target_VRE | Secondary Techs | PWRSPVBGDXX | TotalAnnualMaxCapacityInvestment | 2024 | 2.4 | cap_envelope_maxinv | 2026-07-10T11:21:59.947825
C_Target_VRE | Secondary Techs | PWRSPVBGDXX | TotalAnnualMaxCapacity | 2025 | 4.5106 | cap_envelope_maxcap | 2026-07-10T11:21:59.947825
C_Target_VRE | Secondary Techs | PWRSPVBGDXX | TotalAnnualMaxCapacityInvestment | 2025 | 3.739 | cap_envelope_maxinv | 2026-07-10T11:21:59.947825
C_Target_VRE | Secondary Techs | PWRSPVBGDXX | TotalAnnualMaxCapacity | 2026 | 4.568 | cap_envelope_maxcap | 2026-07-10T11:21:59.947825
C_Target_VRE | Secondary Techs | PWRSPVBGDXX | TotalAnnualMaxCapacityInvestment | 2026 | 2.4 | cap_envelope_maxinv | 2026-07-10T11:21:59.947825
C_Target_VRE | Secondary Techs | PWRSPVBGDXX | TotalAnnualMaxCapacity | 2027 | 4.6294 | cap_envelope_maxcap | 2026-07-10T11:21:59.947825
C_Target_VRE | Secondary Techs | PWRSPVBGDXX | TotalAnnualMaxCapacityInvestment | 2027 | 2.4 | cap_envelope_maxinv | 2026-07-10T11:21:59.947825
C_Target_VRE | Secondary Techs | PWRSPVBGDXX | TotalAnnualMaxCapacity | 2028 | 4.6949 | cap_envelope_maxcap | 2026-07-10T11:21:59.947825
C_Target_VRE | Secondary Techs | PWRSPVBGDXX | TotalAnnualMaxCapacityInvestment | 2028 | 2.4 | cap_envelope_maxinv | 2026-07-10T11:21:59.947825
C_Target_VRE | Secondary Techs | PWRSPVBGDXX | TotalAnnualMaxCapacity | 2029 | 4.7648 | cap_envelope_maxcap | 2026-07-10T11:21:59.947825
C_Target_VRE | Secondary Techs | PWRSPVBGDXX | TotalAnnualMaxCapacityInvestment | 2029 | 2.4 | cap_envelope_maxinv | 2026-07-10T11:21:59.947825
C_Target_VRE | Secondary Techs | PWRSPVBGDXX | TotalAnnualMaxCapacity | 2030 | 5.3148 | cap_envelope_maxcap | 2026-07-10T11:21:59.947825
C_Target_VRE | Secondary Techs | PWRSPVBGDXX | TotalAnnualMaxCapacityInvestment | 2030 | 2.4 | cap_envelope_maxinv | 2026-07-10T11:21:59.947825
C_Target_VRE | Secondary Techs | PWRSPVBGDXX | TotalAnnualMaxCapacity | 2031 | 6.0245 | cap_envelope_maxcap | 2026-07-10T11:21:59.947825
C_Target_VRE | Secondary Techs | PWRSPVBGDXX | TotalAnnualMaxCapacityInvestment | 2031 | 2.4 | cap_envelope_maxinv | 2026-07-10T11:21:59.947825
C_Target_VRE | Secondary Techs | PWRSPVBGDXX | TotalAnnualMaxCapacity | 2032 | 7.2784 | cap_envelope_maxcap | 2026-07-10T11:21:59.947825
C_Target_VRE | Secondary Techs | PWRSPVBGDXX | TotalAnnualMaxCapacityInvestment | 2032 | 2.4 | cap_envelope_maxinv | 2026-07-10T11:21:59.947825
C_Target_VRE | Secondary Techs | PWRSPVBGDXX | TotalAnnualMaxCapacity | 2033 | 8.4592 | cap_envelope_maxcap | 2026-07-10T11:21:59.947825
C_Target_VRE | Secondary Techs | PWRSPVBGDXX | TotalAnnualMaxCapacityInvestment | 2033 | 2.4 | cap_envelope_maxinv | 2026-07-10T11:21:59.947825
C_Target_VRE | Secondary Techs | PWRSPVBGDXX | TotalAnnualMaxCapacity | 2034 | 9.5778 | cap_envelope_maxcap | 2026-07-10T11:21:59.947825
C_Target_VRE | Secondary Techs | PWRSPVBGDXX | TotalAnnualMaxCapacityInvestment | 2034 | 2.4 | cap_envelope_maxinv | 2026-07-10T11:21:59.947825
C_Target_VRE | Secondary Techs | PWRSPVBGDXX | TotalAnnualMaxCapacity | 2035 | 10.1275 | cap_envelope_maxcap | 2026-07-10T11:21:59.947825
C_Target_VRE | Secondary Techs | PWRSPVBGDXX | TotalAnnualMaxCapacityInvestment | 2035 | 2.4 | cap_envelope_maxinv | 2026-07-10T11:21:59.947825
C_Target_VRE | Secondary Techs | PWRSPVBGDXX | TotalAnnualMaxCapacity | 2036 | 11.3439 | cap_envelope_maxcap | 2026-07-10T11:21:59.947825
C_Target_VRE | Secondary Techs | PWRSPVBGDXX | TotalAnnualMaxCapacityInvestment | 2036 | 2.4 | cap_envelope_maxinv | 2026-07-10T11:21:59.947825
C_Target_VRE | Secondary Techs | PWRSPVBGDXX | TotalAnnualMaxCapacity | 2037 | 12.5143 | cap_envelope_maxcap | 2026-07-10T11:21:59.947825
C_Target_VRE | Secondary Techs | PWRSPVBGDXX | TotalAnnualMaxCapacityInvestment | 2037 | 2.4 | cap_envelope_maxinv | 2026-07-10T11:21:59.947825
C_Target_VRE | Secondary Techs | PWRSPVBGDXX | TotalAnnualMaxCapacity | 2038 | 13.6327 | cap_envelope_maxcap | 2026-07-10T11:21:59.947825
C_Target_VRE | Secondary Techs | PWRSPVBGDXX | TotalAnnualMaxCapacityInvestment | 2038 | 2.4 | cap_envelope_maxinv | 2026-07-10T11:21:59.947825
C_Target_VRE | Secondary Techs | PWRSPVBGDXX | TotalAnnualMaxCapacity | 2039 | 14.8315 | cap_envelope_maxcap | 2026-07-10T11:21:59.947825
C_Target_VRE | Secondary Techs | PWRSPVBGDXX | TotalAnnualMaxCapacityInvestment | 2039 | 2.4 | cap_envelope_maxinv | 2026-07-10T11:21:59.947825
C_Target_VRE | Secondary Techs | PWRSPVBGDXX | TotalAnnualMaxCapacity | 2040 | 16.6393 | cap_envelope_maxcap | 2026-07-10T11:21:59.947825
C_Target_VRE | Secondary Techs | PWRSPVBGDXX | TotalAnnualMaxCapacityInvestment | 2040 | 2.4 | cap_envelope_maxinv | 2026-07-10T11:21:59.947825
C_Target_VRE | Secondary Techs | PWRSPVBGDXX | TotalAnnualMaxCapacity | 2041 | 19.2615 | cap_envelope_maxcap | 2026-07-10T11:21:59.947825
C_Target_VRE | Secondary Techs | PWRSPVBGDXX | TotalAnnualMaxCapacityInvestment | 2041 | 2.6221 | cap_envelope_maxinv | 2026-07-10T11:21:59.947825
C_Target_VRE | Secondary Techs | PWRSPVBGDXX | TotalAnnualMaxCapacity | 2042 | 21.5122 | cap_envelope_maxcap | 2026-07-10T11:21:59.947825
C_Target_VRE | Secondary Techs | PWRSPVBGDXX | TotalAnnualMaxCapacityInvestment | 2042 | 2.4 | cap_envelope_maxinv | 2026-07-10T11:21:59.947825
C_Target_VRE | Secondary Techs | PWRSPVBGDXX | TotalAnnualMaxCapacity | 2043 | 23.8781 | cap_envelope_maxcap | 2026-07-10T11:21:59.947825
C_Target_VRE | Secondary Techs | PWRSPVBGDXX | TotalAnnualMaxCapacityInvestment | 2043 | 2.4 | cap_envelope_maxinv | 2026-07-10T11:21:59.947825
C_Target_VRE | Secondary Techs | PWRSPVBGDXX | TotalAnnualMaxCapacity | 2044 | 26.44 | cap_envelope_maxcap | 2026-07-10T11:21:59.947825
C_Target_VRE | Secondary Techs | PWRSPVBGDXX | TotalAnnualMaxCapacityInvestment | 2044 | 2.5619 | cap_envelope_maxinv | 2026-07-10T11:21:59.947825
C_Target_VRE | Secondary Techs | PWRSPVBGDXX | TotalAnnualMaxCapacity | 2045 | 29.1746 | cap_envelope_maxcap | 2026-07-10T11:21:59.947825
C_Target_VRE | Secondary Techs | PWRSPVBGDXX | TotalAnnualMaxCapacityInvestment | 2045 | 2.7346 | cap_envelope_maxinv | 2026-07-10T11:21:59.947825
C_Target_VRE | Secondary Techs | PWRSPVBGDXX | TotalAnnualMaxCapacity | 2046 | 32.0676 | cap_envelope_maxcap | 2026-07-10T11:21:59.947825
C_Target_VRE | Secondary Techs | PWRSPVBGDXX | TotalAnnualMaxCapacityInvestment | 2046 | 2.893 | cap_envelope_maxinv | 2026-07-10T11:21:59.947825
C_Target_VRE | Secondary Techs | PWRSPVBGDXX | TotalAnnualMaxCapacity | 2047 | 35.1419 | cap_envelope_maxcap | 2026-07-10T11:21:59.947825
C_Target_VRE | Secondary Techs | PWRSPVBGDXX | TotalAnnualMaxCapacityInvestment | 2047 | 3.0743 | cap_envelope_maxinv | 2026-07-10T11:21:59.947825
C_Target_VRE | Secondary Techs | PWRSPVBGDXX | TotalAnnualMaxCapacity | 2048 | 38.3495 | cap_envelope_maxcap | 2026-07-10T11:21:59.947825
C_Target_VRE | Secondary Techs | PWRSPVBGDXX | TotalAnnualMaxCapacityInvestment | 2048 | 3.2076 | cap_envelope_maxinv | 2026-07-10T11:21:59.947825
C_Target_VRE | Secondary Techs | PWRSPVBGDXX | TotalAnnualMaxCapacity | 2049 | 41.7424 | cap_envelope_maxcap | 2026-07-10T11:21:59.947825
C_Target_VRE | Secondary Techs | PWRSPVBGDXX | TotalAnnualMaxCapacityInvestment | 2049 | 3.3929 | cap_envelope_maxinv | 2026-07-10T11:21:59.947825
C_Target_VRE | Secondary Techs | PWRSPVBGDXX | TotalAnnualMaxCapacity | 2050 | 45.4282 | cap_envelope_maxcap | 2026-07-10T11:21:59.947825
C_Target_VRE | Secondary Techs | PWRSPVBGDXX | TotalAnnualMaxCapacityInvestment | 2050 | 3.6858 | cap_envelope_maxinv | 2026-07-10T11:21:59.947825
C_Target_VRE | Secondary Techs | PWRSPVBGDXX | TotalTechnologyAnnualActivityUpperLimit | 2023 | 3.188 | pin_generation_upper | 2026-07-10T11:21:59.947825
C_Target_VRE | Secondary Techs | PWRSPVBGDXX | TotalTechnologyAnnualActivityUpperLimit | 2024 | 3.4108 | pin_generation_upper | 2026-07-10T11:21:59.947825
C_Target_VRE | Secondary Techs | PWRSPVBGDXX | TotalTechnologyAnnualActivityUpperLimit | 2025 | 19.9385 | pin_generation_upper | 2026-07-10T11:21:59.947825
C_Target_VRE | Secondary Techs | PWRSPVBGDXX | TotalTechnologyAnnualActivityUpperLimit | 2026 | 20.1926 | pin_generation_upper | 2026-07-10T11:21:59.947825
C_Target_VRE | Secondary Techs | PWRSPVBGDXX | TotalTechnologyAnnualActivityUpperLimit | 2027 | 20.4636 | pin_generation_upper | 2026-07-10T11:21:59.947825
C_Target_VRE | Secondary Techs | PWRSPVBGDXX | TotalTechnologyAnnualActivityUpperLimit | 2028 | 20.7533 | pin_generation_upper | 2026-07-10T11:21:59.947825
C_Target_VRE | Secondary Techs | PWRSPVBGDXX | TotalTechnologyAnnualActivityUpperLimit | 2029 | 21.0625 | pin_generation_upper | 2026-07-10T11:21:59.947825
C_Target_VRE | Secondary Techs | PWRSPVBGDXX | TotalTechnologyAnnualActivityUpperLimit | 2030 | 23.7283 | pin_generation_upper | 2026-07-10T11:21:59.947825
C_Target_VRE | Secondary Techs | PWRSPVBGDXX | TotalTechnologyAnnualActivityUpperLimit | 2031 | 26.8969 | pin_generation_upper | 2026-07-10T11:21:59.947825
C_Target_VRE | Secondary Techs | PWRSPVBGDXX | TotalTechnologyAnnualActivityUpperLimit | 2032 | 32.4952 | pin_generation_upper | 2026-07-10T11:21:59.947825
C_Target_VRE | Secondary Techs | PWRSPVBGDXX | TotalTechnologyAnnualActivityUpperLimit | 2033 | 37.7671 | pin_generation_upper | 2026-07-10T11:21:59.947825
C_Target_VRE | Secondary Techs | PWRSPVBGDXX | TotalTechnologyAnnualActivityUpperLimit | 2034 | 42.761 | pin_generation_upper | 2026-07-10T11:21:59.947825
C_Target_VRE | Secondary Techs | PWRSPVBGDXX | TotalTechnologyAnnualActivityUpperLimit | 2035 | 45.2151 | pin_generation_upper | 2026-07-10T11:21:59.947825
C_Target_VRE | Secondary Techs | PWRSPVBGDXX | TotalTechnologyAnnualActivityUpperLimit | 2036 | 50.646 | pin_generation_upper | 2026-07-10T11:21:59.947825
C_Target_VRE | Secondary Techs | PWRSPVBGDXX | TotalTechnologyAnnualActivityUpperLimit | 2037 | 55.8715 | pin_generation_upper | 2026-07-10T11:21:59.947825
C_Target_VRE | Secondary Techs | PWRSPVBGDXX | TotalTechnologyAnnualActivityUpperLimit | 2038 | 60.8645 | pin_generation_upper | 2026-07-10T11:21:59.947825
C_Target_VRE | Secondary Techs | PWRSPVBGDXX | TotalTechnologyAnnualActivityUpperLimit | 2039 | 66.217 | pin_generation_upper | 2026-07-10T11:21:59.947825
C_Target_VRE | Secondary Techs | PWRSPVBGDXX | TotalTechnologyAnnualActivityUpperLimit | 2040 | 74.288 | pin_generation_upper | 2026-07-10T11:21:59.947825
C_Target_VRE | Secondary Techs | PWRSPVBGDXX | TotalTechnologyAnnualActivityUpperLimit | 2041 | 85.9949 | pin_generation_upper | 2026-07-10T11:21:59.947825
C_Target_VRE | Secondary Techs | PWRSPVBGDXX | TotalTechnologyAnnualActivityUpperLimit | 2042 | 96.0433 | pin_generation_upper | 2026-07-10T11:21:59.947825
C_Target_VRE | Secondary Techs | PWRSPVBGDXX | TotalTechnologyAnnualActivityUpperLimit | 2043 | 106.6064 | pin_generation_upper | 2026-07-10T11:21:59.947825
C_Target_VRE | Secondary Techs | PWRSPVBGDXX | TotalTechnologyAnnualActivityUpperLimit | 2044 | 118.0443 | pin_generation_upper | 2026-07-10T11:21:59.947825
C_Target_VRE | Secondary Techs | PWRSPVBGDXX | TotalTechnologyAnnualActivityUpperLimit | 2045 | 130.2531 | pin_generation_upper | 2026-07-10T11:21:59.947825
C_Target_VRE | Secondary Techs | PWRSPVBGDXX | TotalTechnologyAnnualActivityUpperLimit | 2046 | 143.1693 | pin_generation_upper | 2026-07-10T11:21:59.947825
C_Target_VRE | Secondary Techs | PWRSPVBGDXX | TotalTechnologyAnnualActivityUpperLimit | 2047 | 156.8947 | pin_generation_upper | 2026-07-10T11:21:59.947825
C_Target_VRE | Secondary Techs | PWRSPVBGDXX | TotalTechnologyAnnualActivityUpperLimit | 2048 | 171.2155 | pin_generation_upper | 2026-07-10T11:21:59.947825
C_Target_VRE | Secondary Techs | PWRSPVBGDXX | TotalTechnologyAnnualActivityUpperLimit | 2049 | 186.3634 | pin_generation_upper | 2026-07-10T11:21:59.947825
C_Target_VRE | Secondary Techs | PWRSPVBGDXX | TotalTechnologyAnnualActivityUpperLimit | 2050 | 202.8192 | pin_generation_upper | 2026-07-10T11:21:59.947825
C_Target_VRE | Secondary Techs | PWRHYDNPLXX | TotalTechnologyAnnualActivityLowerLimit | 2023 | 38.5286 | activity_floor | 2026-07-10T11:21:59.947825
C_Target_VRE | Secondary Techs | PWRHYDNPLXX | TotalTechnologyAnnualActivityLowerLimit | 2024 | 41.6533 | activity_floor | 2026-07-10T11:21:59.947825
C_Target_VRE | Secondary Techs | PWRHYDNPLXX | TotalTechnologyAnnualActivityLowerLimit | 2025 | 54.5674 | activity_floor | 2026-07-10T11:21:59.947825
C_Target_VRE | Secondary Techs | PWRHYDNPLXX | TotalTechnologyAnnualActivityLowerLimit | 2026 | 58.0383 | activity_floor | 2026-07-10T11:21:59.947825
C_Target_VRE | Secondary Techs | PWRHYDNPLXX | TotalTechnologyAnnualActivityLowerLimit | 2027 | 61.7059 | activity_floor | 2026-07-10T11:21:59.947825
C_Target_VRE | Secondary Techs | PWRHYDNPLXX | TotalTechnologyAnnualActivityLowerLimit | 2028 | 65.8713 | activity_floor | 2026-07-10T11:21:59.947825
C_Target_VRE | Secondary Techs | PWRHYDNPLXX | TotalTechnologyAnnualActivityLowerLimit | 2029 | 70.4556 | activity_floor | 2026-07-10T11:21:59.947825
C_Target_VRE | Secondary Techs | PWRHYDNPLXX | TotalTechnologyAnnualActivityLowerLimit | 2030 | 75.3845 | activity_floor | 2026-07-10T11:21:59.947825
C_Target_VRE | Secondary Techs | PWRHYDNPLXX | TotalTechnologyAnnualActivityLowerLimit | 2031 | 80.8733 | activity_floor | 2026-07-10T11:21:59.947825
C_Target_VRE | Secondary Techs | PWRHYDNPLXX | TotalTechnologyAnnualActivityLowerLimit | 2032 | 86.6462 | activity_floor | 2026-07-10T11:21:59.947825
C_Target_VRE | Secondary Techs | PWRHYDNPLXX | TotalTechnologyAnnualActivityLowerLimit | 2033 | 92.9682 | activity_floor | 2026-07-10T11:21:59.947825
C_Target_VRE | Secondary Techs | PWRHYDNPLXX | TotalTechnologyAnnualActivityLowerLimit | 2034 | 98.006 | activity_floor | 2026-07-10T11:21:59.947825
C_Target_VRE | Secondary Techs | PWRHYDNPLXX | TotalTechnologyAnnualActivityLowerLimit | 2035 | 100.8048 | activity_floor | 2026-07-10T11:21:59.947825
C_Target_VRE | Secondary Techs | PWRHYDNPLXX | TotalTechnologyAnnualActivityLowerLimit | 2036 | 105.9269 | activity_floor | 2026-07-10T11:21:59.947825
C_Target_VRE | Secondary Techs | PWRHYDNPLXX | TotalTechnologyAnnualActivityLowerLimit | 2037 | 110.3021 | activity_floor | 2026-07-10T11:21:59.947825
C_Target_VRE | Secondary Techs | PWRHYDNPLXX | TotalTechnologyAnnualActivityLowerLimit | 2038 | 114.5423 | activity_floor | 2026-07-10T11:21:59.947825
C_Target_VRE | Secondary Techs | PWRHYDNPLXX | TotalTechnologyAnnualActivityLowerLimit | 2039 | 119.1684 | activity_floor | 2026-07-10T11:21:59.947825
C_Target_VRE | Secondary Techs | PWRHYDNPLXX | TotalTechnologyAnnualActivityLowerLimit | 2040 | 123.9476 | activity_floor | 2026-07-10T11:21:59.947825
C_Target_VRE | Secondary Techs | PWRHYDNPLXX | TotalTechnologyAnnualActivityLowerLimit | 2041 | 128.1133 | activity_floor | 2026-07-10T11:21:59.947825
C_Target_VRE | Secondary Techs | PWRHYDNPLXX | TotalTechnologyAnnualActivityLowerLimit | 2042 | 132.0578 | activity_floor | 2026-07-10T11:21:59.947825
C_Target_VRE | Secondary Techs | PWRHYDNPLXX | TotalTechnologyAnnualActivityLowerLimit | 2043 | 136.1052 | activity_floor | 2026-07-10T11:21:59.947825
C_Target_VRE | Secondary Techs | PWRHYDNPLXX | TotalTechnologyAnnualActivityLowerLimit | 2044 | 140.085 | activity_floor | 2026-07-10T11:21:59.947825
C_Target_VRE | Secondary Techs | PWRHYDNPLXX | TotalTechnologyAnnualActivityLowerLimit | 2045 | 144.0221 | activity_floor | 2026-07-10T11:21:59.947825
C_Target_VRE | Secondary Techs | PWRHYDNPLXX | TotalTechnologyAnnualActivityLowerLimit | 2046 | 147.632 | activity_floor | 2026-07-10T11:21:59.947825
C_Target_VRE | Secondary Techs | PWRHYDNPLXX | TotalTechnologyAnnualActivityLowerLimit | 2047 | 150.8487 | activity_floor | 2026-07-10T11:21:59.947825
C_Target_VRE | Secondary Techs | PWRHYDNPLXX | TotalTechnologyAnnualActivityLowerLimit | 2048 | 154.524 | activity_floor | 2026-07-10T11:21:59.947825
C_Target_VRE | Secondary Techs | PWRHYDNPLXX | TotalTechnologyAnnualActivityLowerLimit | 2049 | 158.2937 | activity_floor | 2026-07-10T11:21:59.947825
C_Target_VRE | Secondary Techs | PWRHYDNPLXX | TotalTechnologyAnnualActivityLowerLimit | 2050 | 156.8399 | activity_floor | 2026-07-10T11:21:59.947825
C_Target_VRE | Secondary Techs | PWRSPVNPLXX | TotalTechnologyAnnualActivityLowerLimit | 2023 | 0.40795 | activity_floor | 2026-07-10T11:21:59.947825
C_Target_VRE | Secondary Techs | PWRSPVNPLXX | TotalTechnologyAnnualActivityLowerLimit | 2024 | 0.44103 | activity_floor | 2026-07-10T11:21:59.947825
C_Target_VRE | Secondary Techs | PWRSPVNPLXX | TotalTechnologyAnnualActivityLowerLimit | 2025 | 0.57777 | activity_floor | 2026-07-10T11:21:59.947825
C_Target_VRE | Secondary Techs | PWRSPVNPLXX | TotalTechnologyAnnualActivityLowerLimit | 2026 | 0.61452 | activity_floor | 2026-07-10T11:21:59.947825
C_Target_VRE | Secondary Techs | PWRSPVNPLXX | TotalTechnologyAnnualActivityLowerLimit | 2027 | 0.65336 | activity_floor | 2026-07-10T11:21:59.947825
C_Target_VRE | Secondary Techs | PWRSPVNPLXX | TotalTechnologyAnnualActivityLowerLimit | 2028 | 2.454 | activity_floor | 2026-07-10T11:21:59.947825
C_Target_VRE | Secondary Techs | PWRSPVNPLXX | TotalTechnologyAnnualActivityLowerLimit | 2029 | 4.5036 | activity_floor | 2026-07-10T11:21:59.947825
C_Target_VRE | Secondary Techs | PWRSPVNPLXX | TotalTechnologyAnnualActivityLowerLimit | 2030 | 6.829 | activity_floor | 2026-07-10T11:21:59.947825
C_Target_VRE | Secondary Techs | PWRSPVNPLXX | TotalTechnologyAnnualActivityLowerLimit | 2031 | 7.5307 | activity_floor | 2026-07-10T11:21:59.947825
C_Target_VRE | Secondary Techs | PWRSPVNPLXX | TotalTechnologyAnnualActivityLowerLimit | 2032 | 8.2875 | activity_floor | 2026-07-10T11:21:59.947825
C_Target_VRE | Secondary Techs | PWRSPVNPLXX | TotalTechnologyAnnualActivityLowerLimit | 2033 | 9.1273 | activity_floor | 2026-07-10T11:21:59.947825
C_Target_VRE | Secondary Techs | PWRSPVNPLXX | TotalTechnologyAnnualActivityLowerLimit | 2034 | 9.8698 | activity_floor | 2026-07-10T11:21:59.947825
C_Target_VRE | Secondary Techs | PWRSPVNPLXX | TotalTechnologyAnnualActivityLowerLimit | 2035 | 10.4066 | activity_floor | 2026-07-10T11:21:59.947825
C_Target_VRE | Secondary Techs | PWRSPVNPLXX | TotalTechnologyAnnualActivityLowerLimit | 2036 | 11.2033 | activity_floor | 2026-07-10T11:21:59.947825
C_Target_VRE | Secondary Techs | PWRSPVNPLXX | TotalTechnologyAnnualActivityLowerLimit | 2037 | 11.9451 | activity_floor | 2026-07-10T11:21:59.947825
C_Target_VRE | Secondary Techs | PWRSPVNPLXX | TotalTechnologyAnnualActivityLowerLimit | 2038 | 12.694 | activity_floor | 2026-07-10T11:21:59.947825
C_Target_VRE | Secondary Techs | PWRSPVNPLXX | TotalTechnologyAnnualActivityLowerLimit | 2039 | 13.5081 | activity_floor | 2026-07-10T11:21:59.947825
C_Target_VRE | Secondary Techs | PWRSPVNPLXX | TotalTechnologyAnnualActivityLowerLimit | 2040 | 14.3633 | activity_floor | 2026-07-10T11:21:59.947825
C_Target_VRE | Secondary Techs | PWRSPVNPLXX | TotalTechnologyAnnualActivityLowerLimit | 2041 | 15.1701 | activity_floor | 2026-07-10T11:21:59.947825
C_Target_VRE | Secondary Techs | PWRSPVNPLXX | TotalTechnologyAnnualActivityLowerLimit | 2042 | 15.9712 | activity_floor | 2026-07-10T11:21:59.947825
C_Target_VRE | Secondary Techs | PWRSPVNPLXX | TotalTechnologyAnnualActivityLowerLimit | 2043 | 16.805 | activity_floor | 2026-07-10T11:21:59.947825
C_Target_VRE | Secondary Techs | PWRSPVNPLXX | TotalTechnologyAnnualActivityLowerLimit | 2044 | 17.6507 | activity_floor | 2026-07-10T11:21:59.947825
C_Target_VRE | Secondary Techs | PWRSPVNPLXX | TotalTechnologyAnnualActivityLowerLimit | 2045 | 18.5111 | activity_floor | 2026-07-10T11:21:59.947825
C_Target_VRE | Secondary Techs | PWRSPVNPLXX | TotalTechnologyAnnualActivityLowerLimit | 2046 | 19.3485 | activity_floor | 2026-07-10T11:21:59.947825
C_Target_VRE | Secondary Techs | PWRSPVNPLXX | TotalTechnologyAnnualActivityLowerLimit | 2047 | 20.1516 | activity_floor | 2026-07-10T11:21:59.947825
C_Target_VRE | Secondary Techs | PWRSPVNPLXX | TotalTechnologyAnnualActivityLowerLimit | 2048 | 21.0334 | activity_floor | 2026-07-10T11:21:59.947825
C_Target_VRE | Secondary Techs | PWRSPVNPLXX | TotalTechnologyAnnualActivityLowerLimit | 2049 | 21.947 | activity_floor | 2026-07-10T11:21:59.947825
C_Target_VRE | Secondary Techs | PWRSPVNPLXX | TotalTechnologyAnnualActivityLowerLimit | 2050 | 22.1421 | activity_floor | 2026-07-10T11:21:59.947825
C_Target_VRE | Secondary Techs | PWRSPVNPLXX | TotalAnnualMaxCapacity | 2023 | 0.078 | cap_envelope_maxcap | 2026-07-10T11:21:59.947825
C_Target_VRE | Secondary Techs | PWRSPVNPLXX | TotalAnnualMaxCapacityInvestment | 2023 | 2.4 | cap_envelope_maxinv | 2026-07-10T11:21:59.947825
C_Target_VRE | Secondary Techs | PWRSPVNPLXX | TotalAnnualMaxCapacity | 2024 | 0.08436 | cap_envelope_maxcap | 2026-07-10T11:21:59.947825
C_Target_VRE | Secondary Techs | PWRSPVNPLXX | TotalAnnualMaxCapacityInvestment | 2024 | 2.4 | cap_envelope_maxinv | 2026-07-10T11:21:59.947825
C_Target_VRE | Secondary Techs | PWRSPVNPLXX | TotalAnnualMaxCapacity | 2025 | 1.2479 | cap_envelope_maxcap | 2026-07-10T11:21:59.947825
C_Target_VRE | Secondary Techs | PWRSPVNPLXX | TotalAnnualMaxCapacityInvestment | 2025 | 2.4 | cap_envelope_maxinv | 2026-07-10T11:21:59.947825
C_Target_VRE | Secondary Techs | PWRSPVNPLXX | TotalAnnualMaxCapacity | 2026 | 1.2548 | cap_envelope_maxcap | 2026-07-10T11:21:59.947825
C_Target_VRE | Secondary Techs | PWRSPVNPLXX | TotalAnnualMaxCapacityInvestment | 2026 | 2.4 | cap_envelope_maxinv | 2026-07-10T11:21:59.947825
C_Target_VRE | Secondary Techs | PWRSPVNPLXX | TotalAnnualMaxCapacity | 2027 | 1.2623 | cap_envelope_maxcap | 2026-07-10T11:21:59.947825
C_Target_VRE | Secondary Techs | PWRSPVNPLXX | TotalAnnualMaxCapacityInvestment | 2027 | 2.4 | cap_envelope_maxinv | 2026-07-10T11:21:59.947825
C_Target_VRE | Secondary Techs | PWRSPVNPLXX | TotalAnnualMaxCapacity | 2028 | 1.2707 | cap_envelope_maxcap | 2026-07-10T11:21:59.947825
C_Target_VRE | Secondary Techs | PWRSPVNPLXX | TotalAnnualMaxCapacityInvestment | 2028 | 2.4 | cap_envelope_maxinv | 2026-07-10T11:21:59.947825
C_Target_VRE | Secondary Techs | PWRSPVNPLXX | TotalAnnualMaxCapacity | 2029 | 1.2799 | cap_envelope_maxcap | 2026-07-10T11:21:59.947825
C_Target_VRE | Secondary Techs | PWRSPVNPLXX | TotalAnnualMaxCapacityInvestment | 2029 | 2.4 | cap_envelope_maxinv | 2026-07-10T11:21:59.947825
C_Target_VRE | Secondary Techs | PWRSPVNPLXX | TotalAnnualMaxCapacity | 2030 | 1.2899 | cap_envelope_maxcap | 2026-07-10T11:21:59.947825
C_Target_VRE | Secondary Techs | PWRSPVNPLXX | TotalAnnualMaxCapacityInvestment | 2030 | 2.4 | cap_envelope_maxinv | 2026-07-10T11:21:59.947825
C_Target_VRE | Secondary Techs | PWRSPVNPLXX | TotalAnnualMaxCapacity | 2031 | 1.4176 | cap_envelope_maxcap | 2026-07-10T11:21:59.947825
C_Target_VRE | Secondary Techs | PWRSPVNPLXX | TotalAnnualMaxCapacityInvestment | 2031 | 2.4 | cap_envelope_maxinv | 2026-07-10T11:21:59.947825
C_Target_VRE | Secondary Techs | PWRSPVNPLXX | TotalAnnualMaxCapacity | 2032 | 1.56 | cap_envelope_maxcap | 2026-07-10T11:21:59.947825
C_Target_VRE | Secondary Techs | PWRSPVNPLXX | TotalAnnualMaxCapacityInvestment | 2032 | 2.4 | cap_envelope_maxinv | 2026-07-10T11:21:59.947825
C_Target_VRE | Secondary Techs | PWRSPVNPLXX | TotalAnnualMaxCapacity | 2033 | 1.7181 | cap_envelope_maxcap | 2026-07-10T11:21:59.947825
C_Target_VRE | Secondary Techs | PWRSPVNPLXX | TotalAnnualMaxCapacityInvestment | 2033 | 2.4 | cap_envelope_maxinv | 2026-07-10T11:21:59.947825
C_Target_VRE | Secondary Techs | PWRSPVNPLXX | TotalAnnualMaxCapacity | 2034 | 1.8579 | cap_envelope_maxcap | 2026-07-10T11:21:59.947825
C_Target_VRE | Secondary Techs | PWRSPVNPLXX | TotalAnnualMaxCapacityInvestment | 2034 | 2.4 | cap_envelope_maxinv | 2026-07-10T11:21:59.947825
C_Target_VRE | Secondary Techs | PWRSPVNPLXX | TotalAnnualMaxCapacity | 2035 | 1.9589 | cap_envelope_maxcap | 2026-07-10T11:21:59.947825
C_Target_VRE | Secondary Techs | PWRSPVNPLXX | TotalAnnualMaxCapacityInvestment | 2035 | 2.4 | cap_envelope_maxinv | 2026-07-10T11:21:59.947825
C_Target_VRE | Secondary Techs | PWRSPVNPLXX | TotalAnnualMaxCapacity | 2036 | 2.1089 | cap_envelope_maxcap | 2026-07-10T11:21:59.947825
C_Target_VRE | Secondary Techs | PWRSPVNPLXX | TotalAnnualMaxCapacityInvestment | 2036 | 2.4 | cap_envelope_maxinv | 2026-07-10T11:21:59.947825
C_Target_VRE | Secondary Techs | PWRSPVNPLXX | TotalAnnualMaxCapacity | 2037 | 2.2485 | cap_envelope_maxcap | 2026-07-10T11:21:59.947825
C_Target_VRE | Secondary Techs | PWRSPVNPLXX | TotalAnnualMaxCapacityInvestment | 2037 | 2.4 | cap_envelope_maxinv | 2026-07-10T11:21:59.947825
C_Target_VRE | Secondary Techs | PWRSPVNPLXX | TotalAnnualMaxCapacity | 2038 | 2.3895 | cap_envelope_maxcap | 2026-07-10T11:21:59.947825
C_Target_VRE | Secondary Techs | PWRSPVNPLXX | TotalAnnualMaxCapacityInvestment | 2038 | 2.4 | cap_envelope_maxinv | 2026-07-10T11:21:59.947825
C_Target_VRE | Secondary Techs | PWRSPVNPLXX | TotalAnnualMaxCapacity | 2039 | 2.5427 | cap_envelope_maxcap | 2026-07-10T11:21:59.947825
C_Target_VRE | Secondary Techs | PWRSPVNPLXX | TotalAnnualMaxCapacityInvestment | 2039 | 2.4 | cap_envelope_maxinv | 2026-07-10T11:21:59.947825
C_Target_VRE | Secondary Techs | PWRSPVNPLXX | TotalAnnualMaxCapacity | 2040 | 2.7037 | cap_envelope_maxcap | 2026-07-10T11:21:59.947825
C_Target_VRE | Secondary Techs | PWRSPVNPLXX | TotalAnnualMaxCapacityInvestment | 2040 | 2.4 | cap_envelope_maxinv | 2026-07-10T11:21:59.947825
C_Target_VRE | Secondary Techs | PWRSPVNPLXX | TotalAnnualMaxCapacity | 2041 | 2.8556 | cap_envelope_maxcap | 2026-07-10T11:21:59.947825
C_Target_VRE | Secondary Techs | PWRSPVNPLXX | TotalAnnualMaxCapacityInvestment | 2041 | 2.4 | cap_envelope_maxinv | 2026-07-10T11:21:59.947825
C_Target_VRE | Secondary Techs | PWRSPVNPLXX | TotalAnnualMaxCapacity | 2042 | 3.0064 | cap_envelope_maxcap | 2026-07-10T11:21:59.947825
C_Target_VRE | Secondary Techs | PWRSPVNPLXX | TotalAnnualMaxCapacityInvestment | 2042 | 2.4 | cap_envelope_maxinv | 2026-07-10T11:21:59.947825
C_Target_VRE | Secondary Techs | PWRSPVNPLXX | TotalAnnualMaxCapacity | 2043 | 3.1633 | cap_envelope_maxcap | 2026-07-10T11:21:59.947825
C_Target_VRE | Secondary Techs | PWRSPVNPLXX | TotalAnnualMaxCapacityInvestment | 2043 | 2.4 | cap_envelope_maxinv | 2026-07-10T11:21:59.947825
C_Target_VRE | Secondary Techs | PWRSPVNPLXX | TotalAnnualMaxCapacity | 2044 | 3.3225 | cap_envelope_maxcap | 2026-07-10T11:21:59.947825
C_Target_VRE | Secondary Techs | PWRSPVNPLXX | TotalAnnualMaxCapacityInvestment | 2044 | 2.4 | cap_envelope_maxinv | 2026-07-10T11:21:59.947825
C_Target_VRE | Secondary Techs | PWRSPVNPLXX | TotalAnnualMaxCapacity | 2045 | 3.4845 | cap_envelope_maxcap | 2026-07-10T11:21:59.947825
C_Target_VRE | Secondary Techs | PWRSPVNPLXX | TotalAnnualMaxCapacityInvestment | 2045 | 2.4 | cap_envelope_maxinv | 2026-07-10T11:21:59.947825
C_Target_VRE | Secondary Techs | PWRSPVNPLXX | TotalAnnualMaxCapacity | 2046 | 3.6421 | cap_envelope_maxcap | 2026-07-10T11:21:59.947825
C_Target_VRE | Secondary Techs | PWRSPVNPLXX | TotalAnnualMaxCapacityInvestment | 2046 | 2.4 | cap_envelope_maxinv | 2026-07-10T11:21:59.947825
C_Target_VRE | Secondary Techs | PWRSPVNPLXX | TotalAnnualMaxCapacity | 2047 | 3.7933 | cap_envelope_maxcap | 2026-07-10T11:21:59.947825
C_Target_VRE | Secondary Techs | PWRSPVNPLXX | TotalAnnualMaxCapacityInvestment | 2047 | 2.4 | cap_envelope_maxinv | 2026-07-10T11:21:59.947825
C_Target_VRE | Secondary Techs | PWRSPVNPLXX | TotalAnnualMaxCapacity | 2048 | 3.9593 | cap_envelope_maxcap | 2026-07-10T11:21:59.947825
C_Target_VRE | Secondary Techs | PWRSPVNPLXX | TotalAnnualMaxCapacityInvestment | 2048 | 2.4 | cap_envelope_maxinv | 2026-07-10T11:21:59.947825
C_Target_VRE | Secondary Techs | PWRSPVNPLXX | TotalAnnualMaxCapacity | 2049 | 4.1312 | cap_envelope_maxcap | 2026-07-10T11:21:59.947825
C_Target_VRE | Secondary Techs | PWRSPVNPLXX | TotalAnnualMaxCapacityInvestment | 2049 | 2.4 | cap_envelope_maxinv | 2026-07-10T11:21:59.947825
C_Target_VRE | Secondary Techs | PWRSPVNPLXX | TotalAnnualMaxCapacity | 2050 | 4.168 | cap_envelope_maxcap | 2026-07-10T11:21:59.947825
C_Target_VRE | Secondary Techs | PWRSPVNPLXX | TotalAnnualMaxCapacityInvestment | 2050 | 2.4 | cap_envelope_maxinv | 2026-07-10T11:21:59.947825
C_Target_VRE | Secondary Techs | PWRSPVNPLXX | TotalTechnologyAnnualActivityUpperLimit | 2023 | 0.41437 | pin_generation_upper | 2026-07-10T11:21:59.947825
C_Target_VRE | Secondary Techs | PWRSPVNPLXX | TotalTechnologyAnnualActivityUpperLimit | 2024 | 0.44816 | pin_generation_upper | 2026-07-10T11:21:59.947825
C_Target_VRE | Secondary Techs | PWRSPVNPLXX | TotalTechnologyAnnualActivityUpperLimit | 2025 | 6.6293 | pin_generation_upper | 2026-07-10T11:21:59.947825
C_Target_VRE | Secondary Techs | PWRSPVNPLXX | TotalTechnologyAnnualActivityUpperLimit | 2026 | 6.6663 | pin_generation_upper | 2026-07-10T11:21:59.947825
C_Target_VRE | Secondary Techs | PWRSPVNPLXX | TotalTechnologyAnnualActivityUpperLimit | 2027 | 6.7058 | pin_generation_upper | 2026-07-10T11:21:59.947825
C_Target_VRE | Secondary Techs | PWRSPVNPLXX | TotalTechnologyAnnualActivityUpperLimit | 2028 | 6.7504 | pin_generation_upper | 2026-07-10T11:21:59.947825
C_Target_VRE | Secondary Techs | PWRSPVNPLXX | TotalTechnologyAnnualActivityUpperLimit | 2029 | 6.7995 | pin_generation_upper | 2026-07-10T11:21:59.947825
C_Target_VRE | Secondary Techs | PWRSPVNPLXX | TotalTechnologyAnnualActivityUpperLimit | 2030 | 6.8972 | pin_generation_upper | 2026-07-10T11:21:59.947825
C_Target_VRE | Secondary Techs | PWRSPVNPLXX | TotalTechnologyAnnualActivityUpperLimit | 2031 | 7.606 | pin_generation_upper | 2026-07-10T11:21:59.947825
C_Target_VRE | Secondary Techs | PWRSPVNPLXX | TotalTechnologyAnnualActivityUpperLimit | 2032 | 8.3703 | pin_generation_upper | 2026-07-10T11:21:59.947825
C_Target_VRE | Secondary Techs | PWRSPVNPLXX | TotalTechnologyAnnualActivityUpperLimit | 2033 | 9.2186 | pin_generation_upper | 2026-07-10T11:21:59.947825
C_Target_VRE | Secondary Techs | PWRSPVNPLXX | TotalTechnologyAnnualActivityUpperLimit | 2034 | 9.9685 | pin_generation_upper | 2026-07-10T11:21:59.947825
C_Target_VRE | Secondary Techs | PWRSPVNPLXX | TotalTechnologyAnnualActivityUpperLimit | 2035 | 10.5107 | pin_generation_upper | 2026-07-10T11:21:59.947825
C_Target_VRE | Secondary Techs | PWRSPVNPLXX | TotalTechnologyAnnualActivityUpperLimit | 2036 | 11.3154 | pin_generation_upper | 2026-07-10T11:21:59.947825
C_Target_VRE | Secondary Techs | PWRSPVNPLXX | TotalTechnologyAnnualActivityUpperLimit | 2037 | 12.0645 | pin_generation_upper | 2026-07-10T11:21:59.947825
C_Target_VRE | Secondary Techs | PWRSPVNPLXX | TotalTechnologyAnnualActivityUpperLimit | 2038 | 12.8209 | pin_generation_upper | 2026-07-10T11:21:59.947825
C_Target_VRE | Secondary Techs | PWRSPVNPLXX | TotalTechnologyAnnualActivityUpperLimit | 2039 | 13.6432 | pin_generation_upper | 2026-07-10T11:21:59.947825
C_Target_VRE | Secondary Techs | PWRSPVNPLXX | TotalTechnologyAnnualActivityUpperLimit | 2040 | 14.507 | pin_generation_upper | 2026-07-10T11:21:59.947825
C_Target_VRE | Secondary Techs | PWRSPVNPLXX | TotalTechnologyAnnualActivityUpperLimit | 2041 | 15.3218 | pin_generation_upper | 2026-07-10T11:21:59.947825
C_Target_VRE | Secondary Techs | PWRSPVNPLXX | TotalTechnologyAnnualActivityUpperLimit | 2042 | 16.1309 | pin_generation_upper | 2026-07-10T11:21:59.947825
C_Target_VRE | Secondary Techs | PWRSPVNPLXX | TotalTechnologyAnnualActivityUpperLimit | 2043 | 16.973 | pin_generation_upper | 2026-07-10T11:21:59.947825
C_Target_VRE | Secondary Techs | PWRSPVNPLXX | TotalTechnologyAnnualActivityUpperLimit | 2044 | 17.8272 | pin_generation_upper | 2026-07-10T11:21:59.947825
C_Target_VRE | Secondary Techs | PWRSPVNPLXX | TotalTechnologyAnnualActivityUpperLimit | 2045 | 18.6962 | pin_generation_upper | 2026-07-10T11:21:59.947825
C_Target_VRE | Secondary Techs | PWRSPVNPLXX | TotalTechnologyAnnualActivityUpperLimit | 2046 | 19.542 | pin_generation_upper | 2026-07-10T11:21:59.947825
C_Target_VRE | Secondary Techs | PWRSPVNPLXX | TotalTechnologyAnnualActivityUpperLimit | 2047 | 20.3531 | pin_generation_upper | 2026-07-10T11:21:59.947825
C_Target_VRE | Secondary Techs | PWRSPVNPLXX | TotalTechnologyAnnualActivityUpperLimit | 2048 | 21.2438 | pin_generation_upper | 2026-07-10T11:21:59.947825
C_Target_VRE | Secondary Techs | PWRSPVNPLXX | TotalTechnologyAnnualActivityUpperLimit | 2049 | 22.1664 | pin_generation_upper | 2026-07-10T11:21:59.947825
C_Target_VRE | Secondary Techs | PWRSPVNPLXX | TotalTechnologyAnnualActivityUpperLimit | 2050 | 22.3635 | pin_generation_upper | 2026-07-10T11:21:59.947825
C_Target_VRE | Secondary Techs | PWRHYDBTNXX | TotalTechnologyAnnualActivityLowerLimit | 2023 | 30.5531 | activity_floor | 2026-07-10T11:21:59.947825
C_Target_VRE | Secondary Techs | PWRHYDBTNXX | TotalTechnologyAnnualActivityLowerLimit | 2024 | 32.7488 | activity_floor | 2026-07-10T11:21:59.947825
C_Target_VRE | Secondary Techs | PWRHYDBTNXX | TotalTechnologyAnnualActivityLowerLimit | 2025 | 47.8219 | activity_floor | 2026-07-10T11:21:59.947825
C_Target_VRE | Secondary Techs | PWRHYDBTNXX | TotalTechnologyAnnualActivityLowerLimit | 2026 | 50.3369 | activity_floor | 2026-07-10T11:21:59.947825
C_Target_VRE | Secondary Techs | PWRHYDBTNXX | TotalTechnologyAnnualActivityLowerLimit | 2027 | 58.2845 | activity_floor | 2026-07-10T11:21:59.947825
C_Target_VRE | Secondary Techs | PWRHYDBTNXX | TotalTechnologyAnnualActivityLowerLimit | 2028 | 67.1592 | activity_floor | 2026-07-10T11:21:59.947825
C_Target_VRE | Secondary Techs | PWRHYDBTNXX | TotalTechnologyAnnualActivityLowerLimit | 2029 | 70.2393 | activity_floor | 2026-07-10T11:21:59.947825
C_Target_VRE | Secondary Techs | PWRHYDBTNXX | TotalTechnologyAnnualActivityLowerLimit | 2030 | 125.437 | activity_floor | 2026-07-10T11:21:59.947825
C_Target_VRE | Secondary Techs | PWRHYDBTNXX | TotalTechnologyAnnualActivityLowerLimit | 2031 | 128.9643 | activity_floor | 2026-07-10T11:21:59.947825
C_Target_VRE | Secondary Techs | PWRHYDBTNXX | TotalTechnologyAnnualActivityLowerLimit | 2032 | 132.7381 | activity_floor | 2026-07-10T11:21:59.947825
C_Target_VRE | Secondary Techs | PWRHYDBTNXX | TotalTechnologyAnnualActivityLowerLimit | 2033 | 136.776 | activity_floor | 2026-07-10T11:21:59.947825
C_Target_VRE | Secondary Techs | PWRHYDBTNXX | TotalTechnologyAnnualActivityLowerLimit | 2034 | 141.0972 | activity_floor | 2026-07-10T11:21:59.947825
C_Target_VRE | Secondary Techs | PWRHYDBTNXX | TotalTechnologyAnnualActivityLowerLimit | 2035 | 175.3342 | activity_floor | 2026-07-10T11:21:59.947825
C_Target_VRE | Secondary Techs | PWRHYDBTNXX | TotalTechnologyAnnualActivityLowerLimit | 2036 | 180.2808 | activity_floor | 2026-07-10T11:21:59.947825
C_Target_VRE | Secondary Techs | PWRHYDBTNXX | TotalTechnologyAnnualActivityLowerLimit | 2037 | 185.5711 | activity_floor | 2026-07-10T11:21:59.947825
C_Target_VRE | Secondary Techs | PWRHYDBTNXX | TotalTechnologyAnnualActivityLowerLimit | 2038 | 191.2343 | activity_floor | 2026-07-10T11:21:59.947825
C_Target_VRE | Secondary Techs | PWRHYDBTNXX | TotalTechnologyAnnualActivityLowerLimit | 2039 | 197.2936 | activity_floor | 2026-07-10T11:21:59.947825
C_Target_VRE | Secondary Techs | PWRHYDBTNXX | TotalTechnologyAnnualActivityLowerLimit | 2040 | 203.775 | activity_floor | 2026-07-10T11:21:59.947825
C_Target_VRE | Secondary Techs | PWRHYDBTNXX | TotalTechnologyAnnualActivityLowerLimit | 2041 | 210.7108 | activity_floor | 2026-07-10T11:21:59.947825
C_Target_VRE | Secondary Techs | PWRHYDBTNXX | TotalTechnologyAnnualActivityLowerLimit | 2042 | 218.1322 | activity_floor | 2026-07-10T11:21:59.947825
C_Target_VRE | Secondary Techs | PWRHYDBTNXX | TotalTechnologyAnnualActivityLowerLimit | 2043 | 226.0731 | activity_floor | 2026-07-10T11:21:59.947825
C_Target_VRE | Secondary Techs | PWRHYDBTNXX | TotalTechnologyAnnualActivityLowerLimit | 2044 | 234.568 | activity_floor | 2026-07-10T11:21:59.947825
C_Target_VRE | Secondary Techs | PWRHYDBTNXX | TotalTechnologyAnnualActivityLowerLimit | 2045 | 243.6595 | activity_floor | 2026-07-10T11:21:59.947825
C_Target_VRE | Secondary Techs | PWRHYDBTNXX | TotalTechnologyAnnualActivityLowerLimit | 2046 | 253.4376 | activity_floor | 2026-07-10T11:21:59.947825
C_Target_VRE | Secondary Techs | PWRHYDBTNXX | TotalTechnologyAnnualActivityLowerLimit | 2047 | 263.8436 | activity_floor | 2026-07-10T11:21:59.947825
C_Target_VRE | Secondary Techs | PWRHYDBTNXX | TotalTechnologyAnnualActivityLowerLimit | 2048 | 274.9776 | activity_floor | 2026-07-10T11:21:59.947825
C_Target_VRE | Secondary Techs | PWRHYDBTNXX | TotalTechnologyAnnualActivityLowerLimit | 2049 | 287.1031 | activity_floor | 2026-07-10T11:21:59.947825
C_Target_VRE | Secondary Techs | PWRHYDBTNXX | TotalTechnologyAnnualActivityLowerLimit | 2050 | 299.9393 | activity_floor | 2026-07-10T11:21:59.947825
C_Target_VRE | Secondary Techs | TRNBTNXXINDEA | TotalAnnualMaxCapacityInvestment | 2023 | 5.53 | override | 2026-07-10T11:22:08.380919
C_Target_VRE | Secondary Techs | TRNBTNXXINDEA | TotalAnnualMaxCapacityInvestment | 2024 | 5.664 | override | 2026-07-10T11:22:08.380919
C_Target_VRE | Secondary Techs | TRNBTNXXINDEA | TotalAnnualMaxCapacityInvestment | 2025 | 5.798 | override | 2026-07-10T11:22:08.380919
C_Target_VRE | Secondary Techs | TRNBTNXXINDEA | TotalAnnualMaxCapacityInvestment | 2026 | 5.932 | override | 2026-07-10T11:22:08.380919
C_Target_VRE | Secondary Techs | TRNBTNXXINDEA | TotalAnnualMaxCapacityInvestment | 2027 | 6.066 | override | 2026-07-10T11:22:08.380919
C_Target_VRE | Secondary Techs | TRNBTNXXINDEA | TotalAnnualMaxCapacityInvestment | 2028 | 6.2 | override | 2026-07-10T11:22:08.380919
C_Target_VRE | Secondary Techs | TRNBTNXXINDEA | TotalAnnualMaxCapacityInvestment | 2029 | 7.4 | override | 2026-07-10T11:22:08.380919
C_Target_VRE | Secondary Techs | TRNBTNXXINDEA | TotalAnnualMaxCapacityInvestment | 2030 | 8.6 | override | 2026-07-10T11:22:08.380919
C_Target_VRE | Secondary Techs | TRNBTNXXINDEA | TotalAnnualMaxCapacityInvestment | 2031 | 9.932 | override | 2026-07-10T11:22:08.380919
C_Target_VRE | Secondary Techs | TRNBTNXXINDEA | TotalAnnualMaxCapacityInvestment | 2032 | 11.264 | override | 2026-07-10T11:22:08.380919
C_Target_VRE | Secondary Techs | TRNBTNXXINDEA | TotalAnnualMaxCapacityInvestment | 2033 | 12.596 | override | 2026-07-10T11:22:08.380919
C_Target_VRE | Secondary Techs | TRNBTNXXINDEA | TotalAnnualMaxCapacityInvestment | 2034 | 13.928 | override | 2026-07-10T11:22:08.380919
C_Target_VRE | Secondary Techs | TRNBTNXXINDEA | TotalAnnualMaxCapacityInvestment | 2035 | 15.26 | override | 2026-07-10T11:22:08.380919
C_Target_VRE | Secondary Techs | TRNBTNXXINDEA | TotalAnnualMaxCapacityInvestment | 2036 | 15.26 | override | 2026-07-10T11:22:08.380919
C_Target_VRE | Secondary Techs | TRNBTNXXINDEA | TotalAnnualMaxCapacityInvestment | 2037 | 15.26 | override | 2026-07-10T11:22:08.380919
C_Target_VRE | Secondary Techs | TRNBTNXXINDEA | TotalAnnualMaxCapacityInvestment | 2038 | 15.26 | override | 2026-07-10T11:22:08.380919
C_Target_VRE | Secondary Techs | TRNBTNXXINDEA | TotalAnnualMaxCapacityInvestment | 2039 | 15.26 | override | 2026-07-10T11:22:08.380919
C_Target_VRE | Secondary Techs | TRNBTNXXINDEA | TotalAnnualMaxCapacityInvestment | 2040 | 15.26 | override | 2026-07-10T11:22:08.380919
C_Target_VRE | Secondary Techs | TRNBTNXXINDEA | TotalAnnualMaxCapacityInvestment | 2041 | 15.26 | override | 2026-07-10T11:22:08.380919
C_Target_VRE | Secondary Techs | TRNBTNXXINDEA | TotalAnnualMaxCapacityInvestment | 2042 | 15.26 | override | 2026-07-10T11:22:08.380919
C_Target_VRE | Secondary Techs | TRNBTNXXINDEA | TotalAnnualMaxCapacityInvestment | 2043 | 15.26 | override | 2026-07-10T11:22:08.380919
C_Target_VRE | Secondary Techs | TRNBTNXXINDEA | TotalAnnualMaxCapacityInvestment | 2044 | 15.26 | override | 2026-07-10T11:22:08.380919
C_Target_VRE | Secondary Techs | TRNBTNXXINDEA | TotalAnnualMaxCapacityInvestment | 2045 | 15.26 | override | 2026-07-10T11:22:08.380919
C_Target_VRE | Secondary Techs | TRNBTNXXINDEA | TotalAnnualMaxCapacityInvestment | 2046 | 15.26 | override | 2026-07-10T11:22:08.380919
C_Target_VRE | Secondary Techs | TRNBTNXXINDEA | TotalAnnualMaxCapacityInvestment | 2047 | 15.26 | override | 2026-07-10T11:22:08.380919
C_Target_VRE | Secondary Techs | TRNBTNXXINDEA | TotalAnnualMaxCapacityInvestment | 2048 | 15.26 | override | 2026-07-10T11:22:08.380919
C_Target_VRE | Secondary Techs | TRNBTNXXINDEA | TotalAnnualMaxCapacityInvestment | 2049 | 15.26 | override | 2026-07-10T11:22:08.380919
C_Target_VRE | Secondary Techs | TRNBTNXXINDEA | TotalAnnualMaxCapacityInvestment | 2050 | 15.26 | override | 2026-07-10T11:22:08.380919
C_Target_VRE | Secondary Techs | TRNINDSOLKAXX | TotalAnnualMaxCapacityInvestment | 2023 | 0 | override | 2026-07-10T11:22:08.380919
C_Target_VRE | Secondary Techs | TRNINDSOLKAXX | TotalAnnualMaxCapacityInvestment | 2024 | 0 | override | 2026-07-10T11:22:08.380919
C_Target_VRE | Secondary Techs | TRNINDSOLKAXX | TotalAnnualMaxCapacityInvestment | 2025 | 0 | override | 2026-07-10T11:22:08.380919
C_Target_VRE | Secondary Techs | TRNINDSOLKAXX | TotalAnnualMaxCapacityInvestment | 2026 | 0 | override | 2026-07-10T11:22:08.380919
C_Target_VRE | Secondary Techs | TRNINDSOLKAXX | TotalAnnualMaxCapacityInvestment | 2027 | 0 | override | 2026-07-10T11:22:08.380919
C_Target_VRE | Secondary Techs | TRNINDSOLKAXX | TotalAnnualMaxCapacityInvestment | 2028 | 0 | override | 2026-07-10T11:22:08.380919
C_Target_VRE | Secondary Techs | TRNINDSOLKAXX | TotalAnnualMaxCapacityInvestment | 2029 | 0 | override | 2026-07-10T11:22:08.380919
C_Target_VRE | Secondary Techs | TRNINDSOLKAXX | TotalAnnualMaxCapacityInvestment | 2030 | 0 | override | 2026-07-10T11:22:08.380919
C_Target_VRE | Secondary Techs | TRNINDSOLKAXX | TotalAnnualMaxCapacityInvestment | 2031 | 0 | override | 2026-07-10T11:22:08.380919
C_Target_VRE | Secondary Techs | TRNINDSOLKAXX | TotalAnnualMaxCapacityInvestment | 2032 | 0 | override | 2026-07-10T11:22:08.380919
C_Target_VRE | Secondary Techs | TRNINDSOLKAXX | TotalAnnualMaxCapacityInvestment | 2033 | 0 | override | 2026-07-10T11:22:08.380919
C_Target_VRE | Secondary Techs | TRNINDSOLKAXX | TotalAnnualMaxCapacityInvestment | 2034 | 0 | override | 2026-07-10T11:22:08.380919
C_Target_VRE | Secondary Techs | TRNINDSOLKAXX | TotalAnnualMaxCapacityInvestment | 2035 | 0 | override | 2026-07-10T11:22:08.380919
C_Target_VRE | Secondary Techs | TRNINDSOLKAXX | TotalAnnualMaxCapacityInvestment | 2036 | 0 | override | 2026-07-10T11:22:08.380919
C_Target_VRE | Secondary Techs | TRNINDSOLKAXX | TotalAnnualMaxCapacityInvestment | 2037 | 0 | override | 2026-07-10T11:22:08.380919
C_Target_VRE | Secondary Techs | TRNINDSOLKAXX | TotalAnnualMaxCapacityInvestment | 2038 | 0.25 | override | 2026-07-10T11:22:08.380919
C_Target_VRE | Secondary Techs | TRNINDSOLKAXX | TotalAnnualMaxCapacityInvestment | 2039 | 0.5 | override | 2026-07-10T11:22:08.380919
C_Target_VRE | Secondary Techs | TRNINDSOLKAXX | TotalAnnualMaxCapacityInvestment | 2040 | 1 | override | 2026-07-10T11:22:08.380919
C_Target_VRE | Secondary Techs | TRNINDSOLKAXX | TotalAnnualMaxCapacityInvestment | 2041 | 1 | override | 2026-07-10T11:22:08.380919
C_Target_VRE | Secondary Techs | TRNINDSOLKAXX | TotalAnnualMaxCapacityInvestment | 2042 | 1 | override | 2026-07-10T11:22:08.380919
C_Target_VRE | Secondary Techs | TRNINDSOLKAXX | TotalAnnualMaxCapacityInvestment | 2043 | 1 | override | 2026-07-10T11:22:08.380919
C_Target_VRE | Secondary Techs | TRNINDSOLKAXX | TotalAnnualMaxCapacityInvestment | 2044 | 1 | override | 2026-07-10T11:22:08.380919
C_Target_VRE | Secondary Techs | TRNINDSOLKAXX | TotalAnnualMaxCapacityInvestment | 2045 | 1 | override | 2026-07-10T11:22:08.380919
C_Target_VRE | Secondary Techs | TRNINDSOLKAXX | TotalAnnualMaxCapacityInvestment | 2046 | 1 | override | 2026-07-10T11:22:08.380919
C_Target_VRE | Secondary Techs | TRNINDSOLKAXX | TotalAnnualMaxCapacityInvestment | 2047 | 1 | override | 2026-07-10T11:22:08.380919
C_Target_VRE | Secondary Techs | TRNINDSOLKAXX | TotalAnnualMaxCapacityInvestment | 2048 | 1 | override | 2026-07-10T11:22:08.380919
C_Target_VRE | Secondary Techs | TRNINDSOLKAXX | TotalAnnualMaxCapacityInvestment | 2049 | 1 | override | 2026-07-10T11:22:08.380919
C_Target_VRE | Secondary Techs | TRNINDSOLKAXX | TotalAnnualMaxCapacityInvestment | 2050 | 1 | override | 2026-07-10T11:22:08.380919
C_Target_VRE | Secondary Techs | TRNINDEAINDSO | TotalAnnualMaxCapacityInvestment | 2023 | 7.83 | override | 2026-07-10T11:22:08.380919
C_Target_VRE | Secondary Techs | TRNINDEAINDSO | TotalAnnualMaxCapacityInvestment | 2024 | 8.83 | override | 2026-07-10T11:22:08.380919
C_Target_VRE | Secondary Techs | TRNINDEAINDSO | TotalAnnualMaxCapacityInvestment | 2025 | 9.83 | override | 2026-07-10T11:22:08.380919
C_Target_VRE | Secondary Techs | TRNINDEAINDSO | TotalAnnualMaxCapacityInvestment | 2026 | 10.83 | override | 2026-07-10T11:22:08.380919
C_Target_VRE | Secondary Techs | TRNINDEAINDSO | TotalAnnualMaxCapacityInvestment | 2027 | 11.83 | override | 2026-07-10T11:22:08.380919
C_Target_VRE | Secondary Techs | TRNINDEAINDSO | TotalAnnualMaxCapacityInvestment | 2028 | 12.83 | override | 2026-07-10T11:22:08.380919
C_Target_VRE | Secondary Techs | TRNINDEAINDSO | TotalAnnualMaxCapacityInvestment | 2029 | 13.83 | override | 2026-07-10T11:22:08.380919
C_Target_VRE | Secondary Techs | TRNINDEAINDSO | TotalAnnualMaxCapacityInvestment | 2030 | 13.83 | override | 2026-07-10T11:22:08.380919
C_Target_VRE | Secondary Techs | TRNINDEAINDSO | TotalAnnualMaxCapacityInvestment | 2031 | 13.83 | override | 2026-07-10T11:22:08.380919
C_Target_VRE | Secondary Techs | TRNINDEAINDSO | TotalAnnualMaxCapacityInvestment | 2032 | 13.83 | override | 2026-07-10T11:22:08.380919
C_Target_VRE | Secondary Techs | TRNINDEAINDSO | TotalAnnualMaxCapacityInvestment | 2033 | 13.83 | override | 2026-07-10T11:22:08.380919
C_Target_VRE | Secondary Techs | TRNINDEAINDSO | TotalAnnualMaxCapacityInvestment | 2034 | 13.83 | override | 2026-07-10T11:22:08.380919
C_Target_VRE | Secondary Techs | TRNINDEAINDSO | TotalAnnualMaxCapacityInvestment | 2035 | 13.83 | override | 2026-07-10T11:22:08.380919
C_Target_VRE | Secondary Techs | TRNINDEAINDSO | TotalAnnualMaxCapacityInvestment | 2036 | 13.83 | override | 2026-07-10T11:22:08.380919
C_Target_VRE | Secondary Techs | TRNINDEAINDSO | TotalAnnualMaxCapacityInvestment | 2037 | 13.83 | override | 2026-07-10T11:22:08.380919
C_Target_VRE | Secondary Techs | TRNINDEAINDSO | TotalAnnualMaxCapacityInvestment | 2038 | 13.83 | override | 2026-07-10T11:22:08.380919
C_Target_VRE | Secondary Techs | TRNINDEAINDSO | TotalAnnualMaxCapacityInvestment | 2039 | 13.83 | override | 2026-07-10T11:22:08.380919
C_Target_VRE | Secondary Techs | TRNINDEAINDSO | TotalAnnualMaxCapacityInvestment | 2040 | 13.83 | override | 2026-07-10T11:22:08.380919
C_Target_VRE | Secondary Techs | TRNINDEAINDSO | TotalAnnualMaxCapacityInvestment | 2041 | 13.83 | override | 2026-07-10T11:22:08.380919
C_Target_VRE | Secondary Techs | TRNINDEAINDSO | TotalAnnualMaxCapacityInvestment | 2042 | 13.83 | override | 2026-07-10T11:22:08.380919
C_Target_VRE | Secondary Techs | TRNINDEAINDSO | TotalAnnualMaxCapacityInvestment | 2043 | 13.83 | override | 2026-07-10T11:22:08.380919
C_Target_VRE | Secondary Techs | TRNINDEAINDSO | TotalAnnualMaxCapacityInvestment | 2044 | 13.83 | override | 2026-07-10T11:22:08.380919
C_Target_VRE | Secondary Techs | TRNINDEAINDSO | TotalAnnualMaxCapacityInvestment | 2045 | 13.83 | override | 2026-07-10T11:22:08.380919
C_Target_VRE | Secondary Techs | TRNINDEAINDSO | TotalAnnualMaxCapacityInvestment | 2046 | 13.83 | override | 2026-07-10T11:22:08.380919
C_Target_VRE | Secondary Techs | TRNINDEAINDSO | TotalAnnualMaxCapacityInvestment | 2047 | 13.83 | override | 2026-07-10T11:22:08.380919
C_Target_VRE | Secondary Techs | TRNINDEAINDSO | TotalAnnualMaxCapacityInvestment | 2048 | 13.83 | override | 2026-07-10T11:22:08.380919
C_Target_VRE | Secondary Techs | TRNINDEAINDSO | TotalAnnualMaxCapacityInvestment | 2049 | 13.83 | override | 2026-07-10T11:22:08.380919
C_Target_VRE | Secondary Techs | TRNINDEAINDSO | TotalAnnualMaxCapacityInvestment | 2050 | 13.83 | override | 2026-07-10T11:22:08.380919
C_Target_VRE | Secondary Techs | TRNINDNOINDWE | TotalAnnualMaxCapacityInvestment | 2023 | 55.08 | multiplicative | 2026-07-10T11:22:08.380919
C_Target_VRE | Secondary Techs | TRNINDNOINDWE | TotalAnnualMaxCapacityInvestment | 2024 | 55.08 | multiplicative | 2026-07-10T11:22:08.380919
C_Target_VRE | Secondary Techs | TRNINDNOINDWE | TotalAnnualMaxCapacityInvestment | 2025 | 55.08 | multiplicative | 2026-07-10T11:22:08.380919
C_Target_VRE | Secondary Techs | TRNINDNOINDWE | TotalAnnualMaxCapacityInvestment | 2026 | 55.08 | multiplicative | 2026-07-10T11:22:08.380919
C_Target_VRE | Secondary Techs | TRNINDNOINDWE | TotalAnnualMaxCapacityInvestment | 2027 | 55.08 | multiplicative | 2026-07-10T11:22:08.380919
C_Target_VRE | Secondary Techs | TRNINDNOINDWE | TotalAnnualMaxCapacityInvestment | 2028 | 55.08 | multiplicative | 2026-07-10T11:22:08.380919
C_Target_VRE | Secondary Techs | TRNINDNOINDWE | TotalAnnualMaxCapacityInvestment | 2029 | 55.08 | multiplicative | 2026-07-10T11:22:08.380919
C_Target_VRE | Secondary Techs | TRNINDNOINDWE | TotalAnnualMaxCapacityInvestment | 2030 | 55.08 | multiplicative | 2026-07-10T11:22:08.380919
C_Target_VRE | Secondary Techs | TRNINDNOINDWE | TotalAnnualMaxCapacityInvestment | 2031 | 55.08 | multiplicative | 2026-07-10T11:22:08.380919
C_Target_VRE | Secondary Techs | TRNINDNOINDWE | TotalAnnualMaxCapacityInvestment | 2032 | 55.08 | multiplicative | 2026-07-10T11:22:08.380919
C_Target_VRE | Secondary Techs | TRNINDNOINDWE | TotalAnnualMaxCapacityInvestment | 2033 | 55.08 | multiplicative | 2026-07-10T11:22:08.380919
C_Target_VRE | Secondary Techs | TRNINDNOINDWE | TotalAnnualMaxCapacityInvestment | 2034 | 55.08 | multiplicative | 2026-07-10T11:22:08.380919
C_Target_VRE | Secondary Techs | TRNINDNOINDWE | TotalAnnualMaxCapacityInvestment | 2035 | 55.08 | multiplicative | 2026-07-10T11:22:08.380919
C_Target_VRE | Secondary Techs | TRNINDNOINDWE | TotalAnnualMaxCapacityInvestment | 2036 | 55.08 | multiplicative | 2026-07-10T11:22:08.380919
C_Target_VRE | Secondary Techs | TRNINDNOINDWE | TotalAnnualMaxCapacityInvestment | 2037 | 55.08 | multiplicative | 2026-07-10T11:22:08.380919
C_Target_VRE | Secondary Techs | TRNINDNOINDWE | TotalAnnualMaxCapacityInvestment | 2038 | 55.08 | multiplicative | 2026-07-10T11:22:08.380919
C_Target_VRE | Secondary Techs | TRNINDNOINDWE | TotalAnnualMaxCapacityInvestment | 2039 | 55.08 | multiplicative | 2026-07-10T11:22:08.380919
C_Target_VRE | Secondary Techs | TRNINDNOINDWE | TotalAnnualMaxCapacityInvestment | 2040 | 55.08 | multiplicative | 2026-07-10T11:22:08.380919
C_Target_VRE | Secondary Techs | TRNINDNOINDWE | TotalAnnualMaxCapacityInvestment | 2041 | 55.08 | multiplicative | 2026-07-10T11:22:08.380919
C_Target_VRE | Secondary Techs | TRNINDNOINDWE | TotalAnnualMaxCapacityInvestment | 2042 | 55.08 | multiplicative | 2026-07-10T11:22:08.380919
C_Target_VRE | Secondary Techs | TRNINDNOINDWE | TotalAnnualMaxCapacityInvestment | 2043 | 55.08 | multiplicative | 2026-07-10T11:22:08.380919
C_Target_VRE | Secondary Techs | TRNINDNOINDWE | TotalAnnualMaxCapacityInvestment | 2044 | 55.08 | multiplicative | 2026-07-10T11:22:08.380919
C_Target_VRE | Secondary Techs | TRNINDNOINDWE | TotalAnnualMaxCapacityInvestment | 2045 | 55.08 | multiplicative | 2026-07-10T11:22:08.380919
C_Target_VRE | Secondary Techs | TRNINDNOINDWE | TotalAnnualMaxCapacityInvestment | 2046 | 55.08 | multiplicative | 2026-07-10T11:22:08.380919
C_Target_VRE | Secondary Techs | TRNINDNOINDWE | TotalAnnualMaxCapacityInvestment | 2047 | 55.08 | multiplicative | 2026-07-10T11:22:08.380919
C_Target_VRE | Secondary Techs | TRNINDNOINDWE | TotalAnnualMaxCapacityInvestment | 2048 | 55.08 | multiplicative | 2026-07-10T11:22:08.380919
C_Target_VRE | Secondary Techs | TRNINDNOINDWE | TotalAnnualMaxCapacityInvestment | 2049 | 55.08 | multiplicative | 2026-07-10T11:22:08.380919
C_Target_VRE | Secondary Techs | TRNINDNOINDWE | TotalAnnualMaxCapacityInvestment | 2050 | 55.08 | multiplicative | 2026-07-10T11:22:08.380919
C_Target_VRE | Secondary Techs | TRNBGDXXINDNE | TotalAnnualMaxCapacityInvestment | 2023 | 0.16 | override | 2026-07-10T11:22:08.380919
C_Target_VRE | Secondary Techs | TRNBGDXXINDNE | TotalAnnualMaxCapacityInvestment | 2024 | 0.36 | override | 2026-07-10T11:22:08.380919
C_Target_VRE | Secondary Techs | TRNBGDXXINDNE | TotalAnnualMaxCapacityInvestment | 2025 | 0.56 | override | 2026-07-10T11:22:08.380919
C_Target_VRE | Secondary Techs | TRNBGDXXINDNE | TotalAnnualMaxCapacityInvestment | 2026 | 0.76 | override | 2026-07-10T11:22:08.380919
C_Target_VRE | Secondary Techs | TRNBGDXXINDNE | TotalAnnualMaxCapacityInvestment | 2027 | 0.96 | override | 2026-07-10T11:22:08.380919
C_Target_VRE | Secondary Techs | TRNBGDXXINDNE | TotalAnnualMaxCapacityInvestment | 2028 | 1.16 | override | 2026-07-10T11:22:08.380919
C_Target_VRE | Secondary Techs | TRNBGDXXINDNE | TotalAnnualMaxCapacityInvestment | 2029 | 1.3475 | override | 2026-07-10T11:22:08.380919
C_Target_VRE | Secondary Techs | TRNBGDXXINDNE | TotalAnnualMaxCapacityInvestment | 2030 | 1.535 | override | 2026-07-10T11:22:08.380919
C_Target_VRE | Secondary Techs | TRNBGDXXINDNE | TotalAnnualMaxCapacityInvestment | 2031 | 1.7225 | override | 2026-07-10T11:22:08.380919
C_Target_VRE | Secondary Techs | TRNBGDXXINDNE | TotalAnnualMaxCapacityInvestment | 2032 | 1.91 | override | 2026-07-10T11:22:08.380919
C_Target_VRE | Secondary Techs | TRNBGDXXINDNE | TotalAnnualMaxCapacityInvestment | 2033 | 2.16 | override | 2026-07-10T11:22:08.380919
C_Target_VRE | Secondary Techs | TRNBGDXXINDNE | TotalAnnualMaxCapacityInvestment | 2034 | 2.41 | override | 2026-07-10T11:22:08.380919
C_Target_VRE | Secondary Techs | TRNBGDXXINDNE | TotalAnnualMaxCapacityInvestment | 2035 | 2.66 | override | 2026-07-10T11:22:08.380919
C_Target_VRE | Secondary Techs | TRNBGDXXINDNE | TotalAnnualMaxCapacityInvestment | 2036 | 2.66 | override | 2026-07-10T11:22:08.380919
C_Target_VRE | Secondary Techs | TRNBGDXXINDNE | TotalAnnualMaxCapacityInvestment | 2037 | 2.66 | override | 2026-07-10T11:22:08.380919
C_Target_VRE | Secondary Techs | TRNBGDXXINDNE | TotalAnnualMaxCapacityInvestment | 2038 | 2.66 | override | 2026-07-10T11:22:08.380919
C_Target_VRE | Secondary Techs | TRNBGDXXINDNE | TotalAnnualMaxCapacityInvestment | 2039 | 2.66 | override | 2026-07-10T11:22:08.380919
C_Target_VRE | Secondary Techs | TRNBGDXXINDNE | TotalAnnualMaxCapacityInvestment | 2040 | 2.66 | override | 2026-07-10T11:22:08.380919
C_Target_VRE | Secondary Techs | TRNBGDXXINDNE | TotalAnnualMaxCapacityInvestment | 2041 | 2.66 | override | 2026-07-10T11:22:08.380919
C_Target_VRE | Secondary Techs | TRNBGDXXINDNE | TotalAnnualMaxCapacityInvestment | 2042 | 2.66 | override | 2026-07-10T11:22:08.380919
C_Target_VRE | Secondary Techs | TRNBGDXXINDNE | TotalAnnualMaxCapacityInvestment | 2043 | 2.66 | override | 2026-07-10T11:22:08.380919
C_Target_VRE | Secondary Techs | TRNBGDXXINDNE | TotalAnnualMaxCapacityInvestment | 2044 | 2.66 | override | 2026-07-10T11:22:08.380919
C_Target_VRE | Secondary Techs | TRNBGDXXINDNE | TotalAnnualMaxCapacityInvestment | 2045 | 2.66 | override | 2026-07-10T11:22:08.380919
C_Target_VRE | Secondary Techs | TRNBGDXXINDNE | TotalAnnualMaxCapacityInvestment | 2046 | 2.66 | override | 2026-07-10T11:22:08.380919
C_Target_VRE | Secondary Techs | TRNBGDXXINDNE | TotalAnnualMaxCapacityInvestment | 2047 | 2.66 | override | 2026-07-10T11:22:08.380919
C_Target_VRE | Secondary Techs | TRNBGDXXINDNE | TotalAnnualMaxCapacityInvestment | 2048 | 2.66 | override | 2026-07-10T11:22:08.380919
C_Target_VRE | Secondary Techs | TRNBGDXXINDNE | TotalAnnualMaxCapacityInvestment | 2049 | 2.66 | override | 2026-07-10T11:22:08.380919
C_Target_VRE | Secondary Techs | TRNBGDXXINDNE | TotalAnnualMaxCapacityInvestment | 2050 | 2.66 | override | 2026-07-10T11:22:08.380919
C_Target_VRE | Secondary Techs | TRNINDEANPLXX | TotalAnnualMaxCapacityInvestment | 2023 | 1.35 | override | 2026-07-10T11:22:08.380919
C_Target_VRE | Secondary Techs | TRNINDEANPLXX | TotalAnnualMaxCapacityInvestment | 2024 | 1.6 | override | 2026-07-10T11:22:08.380919
C_Target_VRE | Secondary Techs | TRNINDEANPLXX | TotalAnnualMaxCapacityInvestment | 2025 | 1.85 | override | 2026-07-10T11:22:08.380919
C_Target_VRE | Secondary Techs | TRNINDEANPLXX | TotalAnnualMaxCapacityInvestment | 2026 | 2.1 | override | 2026-07-10T11:22:08.380919
C_Target_VRE | Secondary Techs | TRNINDEANPLXX | TotalAnnualMaxCapacityInvestment | 2027 | 2.35 | override | 2026-07-10T11:22:08.380919
C_Target_VRE | Secondary Techs | TRNINDEANPLXX | TotalAnnualMaxCapacityInvestment | 2028 | 3.0167 | override | 2026-07-10T11:22:08.380919
C_Target_VRE | Secondary Techs | TRNINDEANPLXX | TotalAnnualMaxCapacityInvestment | 2029 | 3.6833 | override | 2026-07-10T11:22:08.380919
C_Target_VRE | Secondary Techs | TRNINDEANPLXX | TotalAnnualMaxCapacityInvestment | 2030 | 4.35 | override | 2026-07-10T11:22:08.380919
C_Target_VRE | Secondary Techs | TRNINDEANPLXX | TotalAnnualMaxCapacityInvestment | 2031 | 4.35 | override | 2026-07-10T11:22:08.380919
C_Target_VRE | Secondary Techs | TRNINDEANPLXX | TotalAnnualMaxCapacityInvestment | 2032 | 4.35 | override | 2026-07-10T11:22:08.380919
C_Target_VRE | Secondary Techs | TRNINDEANPLXX | TotalAnnualMaxCapacityInvestment | 2033 | 4.35 | override | 2026-07-10T11:22:08.380919
C_Target_VRE | Secondary Techs | TRNINDEANPLXX | TotalAnnualMaxCapacityInvestment | 2034 | 4.35 | override | 2026-07-10T11:22:08.380919
C_Target_VRE | Secondary Techs | TRNINDEANPLXX | TotalAnnualMaxCapacityInvestment | 2035 | 4.35 | override | 2026-07-10T11:22:08.380919
C_Target_VRE | Secondary Techs | TRNINDEANPLXX | TotalAnnualMaxCapacityInvestment | 2036 | 4.35 | override | 2026-07-10T11:22:08.380919
C_Target_VRE | Secondary Techs | TRNINDEANPLXX | TotalAnnualMaxCapacityInvestment | 2037 | 4.35 | override | 2026-07-10T11:22:08.380919
C_Target_VRE | Secondary Techs | TRNINDEANPLXX | TotalAnnualMaxCapacityInvestment | 2038 | 4.35 | override | 2026-07-10T11:22:08.380919
C_Target_VRE | Secondary Techs | TRNINDEANPLXX | TotalAnnualMaxCapacityInvestment | 2039 | 4.35 | override | 2026-07-10T11:22:08.380919
C_Target_VRE | Secondary Techs | TRNINDEANPLXX | TotalAnnualMaxCapacityInvestment | 2040 | 4.35 | override | 2026-07-10T11:22:08.380919
C_Target_VRE | Secondary Techs | TRNINDEANPLXX | TotalAnnualMaxCapacityInvestment | 2041 | 4.35 | override | 2026-07-10T11:22:08.380919
C_Target_VRE | Secondary Techs | TRNINDEANPLXX | TotalAnnualMaxCapacityInvestment | 2042 | 4.35 | override | 2026-07-10T11:22:08.380919
C_Target_VRE | Secondary Techs | TRNINDEANPLXX | TotalAnnualMaxCapacityInvestment | 2043 | 4.35 | override | 2026-07-10T11:22:08.380919
C_Target_VRE | Secondary Techs | TRNINDEANPLXX | TotalAnnualMaxCapacityInvestment | 2044 | 4.35 | override | 2026-07-10T11:22:08.380919
C_Target_VRE | Secondary Techs | TRNINDEANPLXX | TotalAnnualMaxCapacityInvestment | 2045 | 4.35 | override | 2026-07-10T11:22:08.380919
C_Target_VRE | Secondary Techs | TRNINDEANPLXX | TotalAnnualMaxCapacityInvestment | 2046 | 4.35 | override | 2026-07-10T11:22:08.380919
C_Target_VRE | Secondary Techs | TRNINDEANPLXX | TotalAnnualMaxCapacityInvestment | 2047 | 4.35 | override | 2026-07-10T11:22:08.380919
C_Target_VRE | Secondary Techs | TRNINDEANPLXX | TotalAnnualMaxCapacityInvestment | 2048 | 4.35 | override | 2026-07-10T11:22:08.380919
C_Target_VRE | Secondary Techs | TRNINDEANPLXX | TotalAnnualMaxCapacityInvestment | 2049 | 4.35 | override | 2026-07-10T11:22:08.380919
C_Target_VRE | Secondary Techs | TRNINDEANPLXX | TotalAnnualMaxCapacityInvestment | 2050 | 4.35 | override | 2026-07-10T11:22:08.380919
C_Target_VRE | Secondary Techs | TRNLKAXXMDVXX | TotalAnnualMaxCapacityInvestment | 2023 | 0 | override | 2026-07-10T11:22:08.380919
C_Target_VRE | Secondary Techs | TRNLKAXXMDVXX | TotalAnnualMaxCapacityInvestment | 2024 | 0 | override | 2026-07-10T11:22:08.380919
C_Target_VRE | Secondary Techs | TRNLKAXXMDVXX | TotalAnnualMaxCapacityInvestment | 2025 | 0 | override | 2026-07-10T11:22:08.380919
C_Target_VRE | Secondary Techs | TRNLKAXXMDVXX | TotalAnnualMaxCapacityInvestment | 2026 | 0 | override | 2026-07-10T11:22:08.380919
C_Target_VRE | Secondary Techs | TRNLKAXXMDVXX | TotalAnnualMaxCapacityInvestment | 2027 | 0 | override | 2026-07-10T11:22:08.380919
C_Target_VRE | Secondary Techs | TRNLKAXXMDVXX | TotalAnnualMaxCapacityInvestment | 2028 | 0 | override | 2026-07-10T11:22:08.380919
C_Target_VRE | Secondary Techs | TRNLKAXXMDVXX | TotalAnnualMaxCapacityInvestment | 2029 | 0 | override | 2026-07-10T11:22:08.380919
C_Target_VRE | Secondary Techs | TRNLKAXXMDVXX | TotalAnnualMaxCapacityInvestment | 2030 | 0 | override | 2026-07-10T11:22:08.380919
C_Target_VRE | Secondary Techs | TRNLKAXXMDVXX | TotalAnnualMaxCapacityInvestment | 2031 | 0 | override | 2026-07-10T11:22:08.380919
C_Target_VRE | Secondary Techs | TRNLKAXXMDVXX | TotalAnnualMaxCapacityInvestment | 2032 | 0 | override | 2026-07-10T11:22:08.380919
C_Target_VRE | Secondary Techs | TRNLKAXXMDVXX | TotalAnnualMaxCapacityInvestment | 2033 | 0 | override | 2026-07-10T11:22:08.380919
C_Target_VRE | Secondary Techs | TRNLKAXXMDVXX | TotalAnnualMaxCapacityInvestment | 2034 | 0 | override | 2026-07-10T11:22:08.380919
C_Target_VRE | Secondary Techs | TRNLKAXXMDVXX | TotalAnnualMaxCapacityInvestment | 2035 | 0 | override | 2026-07-10T11:22:08.380919
C_Target_VRE | Secondary Techs | TRNLKAXXMDVXX | TotalAnnualMaxCapacityInvestment | 2036 | 0 | override | 2026-07-10T11:22:08.380919
C_Target_VRE | Secondary Techs | TRNLKAXXMDVXX | TotalAnnualMaxCapacityInvestment | 2037 | 0 | override | 2026-07-10T11:22:08.380919
C_Target_VRE | Secondary Techs | TRNLKAXXMDVXX | TotalAnnualMaxCapacityInvestment | 2038 | 0 | override | 2026-07-10T11:22:08.380919
C_Target_VRE | Secondary Techs | TRNLKAXXMDVXX | TotalAnnualMaxCapacityInvestment | 2039 | 0 | override | 2026-07-10T11:22:08.380919
C_Target_VRE | Secondary Techs | TRNLKAXXMDVXX | TotalAnnualMaxCapacityInvestment | 2040 | 0 | override | 2026-07-10T11:22:08.380919
C_Target_VRE | Secondary Techs | TRNLKAXXMDVXX | TotalAnnualMaxCapacityInvestment | 2041 | 0 | override | 2026-07-10T11:22:08.380919
C_Target_VRE | Secondary Techs | TRNLKAXXMDVXX | TotalAnnualMaxCapacityInvestment | 2042 | 0 | override | 2026-07-10T11:22:08.380919
C_Target_VRE | Secondary Techs | TRNLKAXXMDVXX | TotalAnnualMaxCapacityInvestment | 2043 | 0 | override | 2026-07-10T11:22:08.380919
C_Target_VRE | Secondary Techs | TRNLKAXXMDVXX | TotalAnnualMaxCapacityInvestment | 2044 | 0 | override | 2026-07-10T11:22:08.380919
C_Target_VRE | Secondary Techs | TRNLKAXXMDVXX | TotalAnnualMaxCapacityInvestment | 2045 | 0 | override | 2026-07-10T11:22:08.380919
C_Target_VRE | Secondary Techs | TRNLKAXXMDVXX | TotalAnnualMaxCapacityInvestment | 2046 | 0 | override | 2026-07-10T11:22:08.380919
C_Target_VRE | Secondary Techs | TRNLKAXXMDVXX | TotalAnnualMaxCapacityInvestment | 2047 | 0 | override | 2026-07-10T11:22:08.380919
C_Target_VRE | Secondary Techs | TRNLKAXXMDVXX | TotalAnnualMaxCapacityInvestment | 2048 | 0 | override | 2026-07-10T11:22:08.380919
C_Target_VRE | Secondary Techs | TRNLKAXXMDVXX | TotalAnnualMaxCapacityInvestment | 2049 | 0 | override | 2026-07-10T11:22:08.380919
C_Target_VRE | Secondary Techs | TRNLKAXXMDVXX | TotalAnnualMaxCapacityInvestment | 2050 | 0 | override | 2026-07-10T11:22:08.380919
C_Target_VRE | Secondary Techs | TRNINDNONPLXX | TotalAnnualMaxCapacityInvestment | 2023 | 1.2 | override_clamped_to_rescap | 2026-07-10T11:22:08.380919
C_Target_VRE | Secondary Techs | TRNINDNONPLXX | TotalAnnualMaxCapacityInvestment | 2024 | 1.2 | override_clamped_to_rescap | 2026-07-10T11:22:08.380919
C_Target_VRE | Secondary Techs | TRNINDNONPLXX | TotalAnnualMaxCapacityInvestment | 2025 | 1.5 | override | 2026-07-10T11:22:08.380919
C_Target_VRE | Secondary Techs | TRNINDNONPLXX | TotalAnnualMaxCapacityInvestment | 2026 | 1.8833 | override | 2026-07-10T11:22:08.380919
C_Target_VRE | Secondary Techs | TRNINDNONPLXX | TotalAnnualMaxCapacityInvestment | 2027 | 2.2667 | override | 2026-07-10T11:22:08.380919
C_Target_VRE | Secondary Techs | TRNINDNONPLXX | TotalAnnualMaxCapacityInvestment | 2028 | 2.65 | override | 2026-07-10T11:22:08.380919
C_Target_VRE | Secondary Techs | TRNINDNONPLXX | TotalAnnualMaxCapacityInvestment | 2029 | 2.65 | override | 2026-07-10T11:22:08.380919
C_Target_VRE | Secondary Techs | TRNINDNONPLXX | TotalAnnualMaxCapacityInvestment | 2030 | 2.65 | override | 2026-07-10T11:22:08.380919
C_Target_VRE | Secondary Techs | TRNINDNONPLXX | TotalAnnualMaxCapacityInvestment | 2031 | 2.65 | override | 2026-07-10T11:22:08.380919
C_Target_VRE | Secondary Techs | TRNINDNONPLXX | TotalAnnualMaxCapacityInvestment | 2032 | 2.65 | override | 2026-07-10T11:22:08.380919
C_Target_VRE | Secondary Techs | TRNINDNONPLXX | TotalAnnualMaxCapacityInvestment | 2033 | 2.65 | override | 2026-07-10T11:22:08.380919
C_Target_VRE | Secondary Techs | TRNINDNONPLXX | TotalAnnualMaxCapacityInvestment | 2034 | 2.65 | override | 2026-07-10T11:22:08.380919
C_Target_VRE | Secondary Techs | TRNINDNONPLXX | TotalAnnualMaxCapacityInvestment | 2035 | 2.65 | override | 2026-07-10T11:22:08.380919
C_Target_VRE | Secondary Techs | TRNINDNONPLXX | TotalAnnualMaxCapacityInvestment | 2036 | 2.65 | override | 2026-07-10T11:22:08.380919
C_Target_VRE | Secondary Techs | TRNINDNONPLXX | TotalAnnualMaxCapacityInvestment | 2037 | 2.65 | override | 2026-07-10T11:22:08.380919
C_Target_VRE | Secondary Techs | TRNINDNONPLXX | TotalAnnualMaxCapacityInvestment | 2038 | 2.65 | override | 2026-07-10T11:22:08.380919
C_Target_VRE | Secondary Techs | TRNINDNONPLXX | TotalAnnualMaxCapacityInvestment | 2039 | 2.65 | override | 2026-07-10T11:22:08.380919
C_Target_VRE | Secondary Techs | TRNINDNONPLXX | TotalAnnualMaxCapacityInvestment | 2040 | 2.65 | override | 2026-07-10T11:22:08.380919
C_Target_VRE | Secondary Techs | TRNINDNONPLXX | TotalAnnualMaxCapacityInvestment | 2041 | 2.65 | override | 2026-07-10T11:22:08.380919
C_Target_VRE | Secondary Techs | TRNINDNONPLXX | TotalAnnualMaxCapacityInvestment | 2042 | 2.65 | override | 2026-07-10T11:22:08.380919
C_Target_VRE | Secondary Techs | TRNINDNONPLXX | TotalAnnualMaxCapacityInvestment | 2043 | 2.65 | override | 2026-07-10T11:22:08.380919
C_Target_VRE | Secondary Techs | TRNINDNONPLXX | TotalAnnualMaxCapacityInvestment | 2044 | 2.65 | override | 2026-07-10T11:22:08.380919
C_Target_VRE | Secondary Techs | TRNINDNONPLXX | TotalAnnualMaxCapacityInvestment | 2045 | 2.65 | override | 2026-07-10T11:22:08.380919
C_Target_VRE | Secondary Techs | TRNINDNONPLXX | TotalAnnualMaxCapacityInvestment | 2046 | 2.65 | override | 2026-07-10T11:22:08.380919
C_Target_VRE | Secondary Techs | TRNINDNONPLXX | TotalAnnualMaxCapacityInvestment | 2047 | 2.65 | override | 2026-07-10T11:22:08.380919
C_Target_VRE | Secondary Techs | TRNINDNONPLXX | TotalAnnualMaxCapacityInvestment | 2048 | 2.65 | override | 2026-07-10T11:22:08.380919
C_Target_VRE | Secondary Techs | TRNINDNONPLXX | TotalAnnualMaxCapacityInvestment | 2049 | 2.65 | override | 2026-07-10T11:22:08.380919
C_Target_VRE | Secondary Techs | TRNINDNONPLXX | TotalAnnualMaxCapacityInvestment | 2050 | 2.65 | override | 2026-07-10T11:22:08.380919
C_Target_VRE | Secondary Techs | TRNINDSOINDWE | TotalAnnualMaxCapacityInvestment | 2023 | 18.12 | override | 2026-07-10T11:22:08.380919
C_Target_VRE | Secondary Techs | TRNINDSOINDWE | TotalAnnualMaxCapacityInvestment | 2024 | 19.12 | override | 2026-07-10T11:22:08.380919
C_Target_VRE | Secondary Techs | TRNINDSOINDWE | TotalAnnualMaxCapacityInvestment | 2025 | 20.12 | override | 2026-07-10T11:22:08.380919
C_Target_VRE | Secondary Techs | TRNINDSOINDWE | TotalAnnualMaxCapacityInvestment | 2026 | 21.12 | override | 2026-07-10T11:22:08.380919
C_Target_VRE | Secondary Techs | TRNINDSOINDWE | TotalAnnualMaxCapacityInvestment | 2027 | 22.12 | override | 2026-07-10T11:22:08.380919
C_Target_VRE | Secondary Techs | TRNINDSOINDWE | TotalAnnualMaxCapacityInvestment | 2028 | 23.12 | override | 2026-07-10T11:22:08.380919
C_Target_VRE | Secondary Techs | TRNINDSOINDWE | TotalAnnualMaxCapacityInvestment | 2029 | 23.12 | override | 2026-07-10T11:22:08.380919
C_Target_VRE | Secondary Techs | TRNINDSOINDWE | TotalAnnualMaxCapacityInvestment | 2030 | 23.12 | override | 2026-07-10T11:22:08.380919
C_Target_VRE | Secondary Techs | TRNINDSOINDWE | TotalAnnualMaxCapacityInvestment | 2031 | 23.12 | override | 2026-07-10T11:22:08.380919
C_Target_VRE | Secondary Techs | TRNINDSOINDWE | TotalAnnualMaxCapacityInvestment | 2032 | 23.12 | override | 2026-07-10T11:22:08.380919
C_Target_VRE | Secondary Techs | TRNINDSOINDWE | TotalAnnualMaxCapacityInvestment | 2033 | 23.12 | override | 2026-07-10T11:22:08.380919
C_Target_VRE | Secondary Techs | TRNINDSOINDWE | TotalAnnualMaxCapacityInvestment | 2034 | 23.12 | override | 2026-07-10T11:22:08.380919
C_Target_VRE | Secondary Techs | TRNINDSOINDWE | TotalAnnualMaxCapacityInvestment | 2035 | 23.12 | override | 2026-07-10T11:22:08.380919
C_Target_VRE | Secondary Techs | TRNINDSOINDWE | TotalAnnualMaxCapacityInvestment | 2036 | 23.12 | override | 2026-07-10T11:22:08.380919
C_Target_VRE | Secondary Techs | TRNINDSOINDWE | TotalAnnualMaxCapacityInvestment | 2037 | 23.12 | override | 2026-07-10T11:22:08.380919
C_Target_VRE | Secondary Techs | TRNINDSOINDWE | TotalAnnualMaxCapacityInvestment | 2038 | 23.12 | override | 2026-07-10T11:22:08.380919
C_Target_VRE | Secondary Techs | TRNINDSOINDWE | TotalAnnualMaxCapacityInvestment | 2039 | 23.12 | override | 2026-07-10T11:22:08.380919
C_Target_VRE | Secondary Techs | TRNINDSOINDWE | TotalAnnualMaxCapacityInvestment | 2040 | 23.12 | override | 2026-07-10T11:22:08.380919
C_Target_VRE | Secondary Techs | TRNINDSOINDWE | TotalAnnualMaxCapacityInvestment | 2041 | 23.12 | override | 2026-07-10T11:22:08.380919
C_Target_VRE | Secondary Techs | TRNINDSOINDWE | TotalAnnualMaxCapacityInvestment | 2042 | 23.12 | override | 2026-07-10T11:22:08.380919
C_Target_VRE | Secondary Techs | TRNINDSOINDWE | TotalAnnualMaxCapacityInvestment | 2043 | 23.12 | override | 2026-07-10T11:22:08.380919
C_Target_VRE | Secondary Techs | TRNINDSOINDWE | TotalAnnualMaxCapacityInvestment | 2044 | 23.12 | override | 2026-07-10T11:22:08.380919
C_Target_VRE | Secondary Techs | TRNINDSOINDWE | TotalAnnualMaxCapacityInvestment | 2045 | 23.12 | override | 2026-07-10T11:22:08.380919
C_Target_VRE | Secondary Techs | TRNINDSOINDWE | TotalAnnualMaxCapacityInvestment | 2046 | 23.12 | override | 2026-07-10T11:22:08.380919
C_Target_VRE | Secondary Techs | TRNINDSOINDWE | TotalAnnualMaxCapacityInvestment | 2047 | 23.12 | override | 2026-07-10T11:22:08.380919
C_Target_VRE | Secondary Techs | TRNINDSOINDWE | TotalAnnualMaxCapacityInvestment | 2048 | 23.12 | override | 2026-07-10T11:22:08.380919
C_Target_VRE | Secondary Techs | TRNINDSOINDWE | TotalAnnualMaxCapacityInvestment | 2049 | 23.12 | override | 2026-07-10T11:22:08.380919
C_Target_VRE | Secondary Techs | TRNINDSOINDWE | TotalAnnualMaxCapacityInvestment | 2050 | 23.12 | override | 2026-07-10T11:22:08.380919
C_Target_VRE | Secondary Techs | TRNINDEAINDNO | TotalAnnualMaxCapacityInvestment | 2023 | 22.53 | override | 2026-07-10T11:22:08.380919
C_Target_VRE | Secondary Techs | TRNINDEAINDNO | TotalAnnualMaxCapacityInvestment | 2024 | 23.03 | override | 2026-07-10T11:22:08.380919
C_Target_VRE | Secondary Techs | TRNINDEAINDNO | TotalAnnualMaxCapacityInvestment | 2025 | 23.53 | override | 2026-07-10T11:22:08.380919
C_Target_VRE | Secondary Techs | TRNINDEAINDNO | TotalAnnualMaxCapacityInvestment | 2026 | 24.03 | override | 2026-07-10T11:22:08.380919
C_Target_VRE | Secondary Techs | TRNINDEAINDNO | TotalAnnualMaxCapacityInvestment | 2027 | 24.53 | override | 2026-07-10T11:22:08.380919
C_Target_VRE | Secondary Techs | TRNINDEAINDNO | TotalAnnualMaxCapacityInvestment | 2028 | 25.03 | override | 2026-07-10T11:22:08.380919
C_Target_VRE | Secondary Techs | TRNINDEAINDNO | TotalAnnualMaxCapacityInvestment | 2029 | 25.53 | override | 2026-07-10T11:22:08.380919
C_Target_VRE | Secondary Techs | TRNINDEAINDNO | TotalAnnualMaxCapacityInvestment | 2030 | 25.53 | override | 2026-07-10T11:22:08.380919
C_Target_VRE | Secondary Techs | TRNINDEAINDNO | TotalAnnualMaxCapacityInvestment | 2031 | 25.53 | override | 2026-07-10T11:22:08.380919
C_Target_VRE | Secondary Techs | TRNINDEAINDNO | TotalAnnualMaxCapacityInvestment | 2032 | 25.53 | override | 2026-07-10T11:22:08.380919
C_Target_VRE | Secondary Techs | TRNINDEAINDNO | TotalAnnualMaxCapacityInvestment | 2033 | 25.53 | override | 2026-07-10T11:22:08.380919
C_Target_VRE | Secondary Techs | TRNINDEAINDNO | TotalAnnualMaxCapacityInvestment | 2034 | 25.53 | override | 2026-07-10T11:22:08.380919
C_Target_VRE | Secondary Techs | TRNINDEAINDNO | TotalAnnualMaxCapacityInvestment | 2035 | 25.53 | override | 2026-07-10T11:22:08.380919
C_Target_VRE | Secondary Techs | TRNINDEAINDNO | TotalAnnualMaxCapacityInvestment | 2036 | 25.53 | override | 2026-07-10T11:22:08.380919
C_Target_VRE | Secondary Techs | TRNINDEAINDNO | TotalAnnualMaxCapacityInvestment | 2037 | 25.53 | override | 2026-07-10T11:22:08.380919
C_Target_VRE | Secondary Techs | TRNINDEAINDNO | TotalAnnualMaxCapacityInvestment | 2038 | 25.53 | override | 2026-07-10T11:22:08.380919
C_Target_VRE | Secondary Techs | TRNINDEAINDNO | TotalAnnualMaxCapacityInvestment | 2039 | 25.53 | override | 2026-07-10T11:22:08.380919
C_Target_VRE | Secondary Techs | TRNINDEAINDNO | TotalAnnualMaxCapacityInvestment | 2040 | 25.53 | override | 2026-07-10T11:22:08.380919
C_Target_VRE | Secondary Techs | TRNINDEAINDNO | TotalAnnualMaxCapacityInvestment | 2041 | 25.53 | override | 2026-07-10T11:22:08.380919
C_Target_VRE | Secondary Techs | TRNINDEAINDNO | TotalAnnualMaxCapacityInvestment | 2042 | 25.53 | override | 2026-07-10T11:22:08.380919
C_Target_VRE | Secondary Techs | TRNINDEAINDNO | TotalAnnualMaxCapacityInvestment | 2043 | 25.53 | override | 2026-07-10T11:22:08.380919
C_Target_VRE | Secondary Techs | TRNINDEAINDNO | TotalAnnualMaxCapacityInvestment | 2044 | 25.53 | override | 2026-07-10T11:22:08.380919
C_Target_VRE | Secondary Techs | TRNINDEAINDNO | TotalAnnualMaxCapacityInvestment | 2045 | 25.53 | override | 2026-07-10T11:22:08.380919
C_Target_VRE | Secondary Techs | TRNINDEAINDNO | TotalAnnualMaxCapacityInvestment | 2046 | 25.53 | override | 2026-07-10T11:22:08.380919
C_Target_VRE | Secondary Techs | TRNINDEAINDNO | TotalAnnualMaxCapacityInvestment | 2047 | 25.53 | override | 2026-07-10T11:22:08.380919
C_Target_VRE | Secondary Techs | TRNINDEAINDNO | TotalAnnualMaxCapacityInvestment | 2048 | 25.53 | override | 2026-07-10T11:22:08.380919
C_Target_VRE | Secondary Techs | TRNINDEAINDNO | TotalAnnualMaxCapacityInvestment | 2049 | 25.53 | override | 2026-07-10T11:22:08.380919
C_Target_VRE | Secondary Techs | TRNINDEAINDNO | TotalAnnualMaxCapacityInvestment | 2050 | 25.53 | override | 2026-07-10T11:22:08.380919
C_Target_VRE | Secondary Techs | TRNINDEAINDNE | TotalAnnualMaxCapacityInvestment | 2023 | 3.53 | override | 2026-07-10T11:22:08.380919
C_Target_VRE | Secondary Techs | TRNINDEAINDNE | TotalAnnualMaxCapacityInvestment | 2024 | 4.03 | override | 2026-07-10T11:22:08.380919
C_Target_VRE | Secondary Techs | TRNINDEAINDNE | TotalAnnualMaxCapacityInvestment | 2025 | 4.53 | override | 2026-07-10T11:22:08.380919
C_Target_VRE | Secondary Techs | TRNINDEAINDNE | TotalAnnualMaxCapacityInvestment | 2026 | 5.03 | override | 2026-07-10T11:22:08.380919
C_Target_VRE | Secondary Techs | TRNINDEAINDNE | TotalAnnualMaxCapacityInvestment | 2027 | 5.53 | override | 2026-07-10T11:22:08.380919
C_Target_VRE | Secondary Techs | TRNINDEAINDNE | TotalAnnualMaxCapacityInvestment | 2028 | 5.53 | override | 2026-07-10T11:22:08.380919
C_Target_VRE | Secondary Techs | TRNINDEAINDNE | TotalAnnualMaxCapacityInvestment | 2029 | 5.53 | override | 2026-07-10T11:22:08.380919
C_Target_VRE | Secondary Techs | TRNINDEAINDNE | TotalAnnualMaxCapacityInvestment | 2030 | 5.53 | override | 2026-07-10T11:22:08.380919
C_Target_VRE | Secondary Techs | TRNINDEAINDNE | TotalAnnualMaxCapacityInvestment | 2031 | 5.53 | override | 2026-07-10T11:22:08.380919
C_Target_VRE | Secondary Techs | TRNINDEAINDNE | TotalAnnualMaxCapacityInvestment | 2032 | 5.53 | override | 2026-07-10T11:22:08.380919
C_Target_VRE | Secondary Techs | TRNINDEAINDNE | TotalAnnualMaxCapacityInvestment | 2033 | 5.53 | override | 2026-07-10T11:22:08.380919
C_Target_VRE | Secondary Techs | TRNINDEAINDNE | TotalAnnualMaxCapacityInvestment | 2034 | 5.53 | override | 2026-07-10T11:22:08.380919
C_Target_VRE | Secondary Techs | TRNINDEAINDNE | TotalAnnualMaxCapacityInvestment | 2035 | 5.53 | override | 2026-07-10T11:22:08.380919
C_Target_VRE | Secondary Techs | TRNINDEAINDNE | TotalAnnualMaxCapacityInvestment | 2036 | 5.53 | override | 2026-07-10T11:22:08.380919
C_Target_VRE | Secondary Techs | TRNINDEAINDNE | TotalAnnualMaxCapacityInvestment | 2037 | 5.53 | override | 2026-07-10T11:22:08.380919
C_Target_VRE | Secondary Techs | TRNINDEAINDNE | TotalAnnualMaxCapacityInvestment | 2038 | 5.53 | override | 2026-07-10T11:22:08.380919
C_Target_VRE | Secondary Techs | TRNINDEAINDNE | TotalAnnualMaxCapacityInvestment | 2039 | 5.53 | override | 2026-07-10T11:22:08.380919
C_Target_VRE | Secondary Techs | TRNINDEAINDNE | TotalAnnualMaxCapacityInvestment | 2040 | 5.53 | override | 2026-07-10T11:22:08.380919
C_Target_VRE | Secondary Techs | TRNINDEAINDNE | TotalAnnualMaxCapacityInvestment | 2041 | 5.53 | override | 2026-07-10T11:22:08.380919
C_Target_VRE | Secondary Techs | TRNINDEAINDNE | TotalAnnualMaxCapacityInvestment | 2042 | 5.53 | override | 2026-07-10T11:22:08.380919
C_Target_VRE | Secondary Techs | TRNINDEAINDNE | TotalAnnualMaxCapacityInvestment | 2043 | 5.53 | override | 2026-07-10T11:22:08.380919
C_Target_VRE | Secondary Techs | TRNINDEAINDNE | TotalAnnualMaxCapacityInvestment | 2044 | 5.53 | override | 2026-07-10T11:22:08.380919
C_Target_VRE | Secondary Techs | TRNINDEAINDNE | TotalAnnualMaxCapacityInvestment | 2045 | 5.53 | override | 2026-07-10T11:22:08.380919
C_Target_VRE | Secondary Techs | TRNINDEAINDNE | TotalAnnualMaxCapacityInvestment | 2046 | 5.53 | override | 2026-07-10T11:22:08.380919
C_Target_VRE | Secondary Techs | TRNINDEAINDNE | TotalAnnualMaxCapacityInvestment | 2047 | 5.53 | override | 2026-07-10T11:22:08.380919
C_Target_VRE | Secondary Techs | TRNINDEAINDNE | TotalAnnualMaxCapacityInvestment | 2048 | 5.53 | override | 2026-07-10T11:22:08.380919
C_Target_VRE | Secondary Techs | TRNINDEAINDNE | TotalAnnualMaxCapacityInvestment | 2049 | 5.53 | override | 2026-07-10T11:22:08.380919
C_Target_VRE | Secondary Techs | TRNINDEAINDNE | TotalAnnualMaxCapacityInvestment | 2050 | 5.53 | override | 2026-07-10T11:22:08.380919
C_Target_VRE | Secondary Techs | TRNINDEAINDWE | TotalAnnualMaxCapacityInvestment | 2023 | 31.785 | multiplicative | 2026-07-10T11:22:08.380919
C_Target_VRE | Secondary Techs | TRNINDEAINDWE | TotalAnnualMaxCapacityInvestment | 2024 | 31.785 | multiplicative | 2026-07-10T11:22:08.380919
C_Target_VRE | Secondary Techs | TRNINDEAINDWE | TotalAnnualMaxCapacityInvestment | 2025 | 31.785 | multiplicative | 2026-07-10T11:22:08.380919
C_Target_VRE | Secondary Techs | TRNINDEAINDWE | TotalAnnualMaxCapacityInvestment | 2026 | 31.785 | multiplicative | 2026-07-10T11:22:08.380919
C_Target_VRE | Secondary Techs | TRNINDEAINDWE | TotalAnnualMaxCapacityInvestment | 2027 | 31.785 | multiplicative | 2026-07-10T11:22:08.380919
C_Target_VRE | Secondary Techs | TRNINDEAINDWE | TotalAnnualMaxCapacityInvestment | 2028 | 31.785 | multiplicative | 2026-07-10T11:22:08.380919
C_Target_VRE | Secondary Techs | TRNINDEAINDWE | TotalAnnualMaxCapacityInvestment | 2029 | 31.785 | multiplicative | 2026-07-10T11:22:08.380919
C_Target_VRE | Secondary Techs | TRNINDEAINDWE | TotalAnnualMaxCapacityInvestment | 2030 | 31.785 | multiplicative | 2026-07-10T11:22:08.380919
C_Target_VRE | Secondary Techs | TRNINDEAINDWE | TotalAnnualMaxCapacityInvestment | 2031 | 31.785 | multiplicative | 2026-07-10T11:22:08.380919
C_Target_VRE | Secondary Techs | TRNINDEAINDWE | TotalAnnualMaxCapacityInvestment | 2032 | 31.785 | multiplicative | 2026-07-10T11:22:08.380919
C_Target_VRE | Secondary Techs | TRNINDEAINDWE | TotalAnnualMaxCapacityInvestment | 2033 | 31.785 | multiplicative | 2026-07-10T11:22:08.380919
C_Target_VRE | Secondary Techs | TRNINDEAINDWE | TotalAnnualMaxCapacityInvestment | 2034 | 31.785 | multiplicative | 2026-07-10T11:22:08.380919
C_Target_VRE | Secondary Techs | TRNINDEAINDWE | TotalAnnualMaxCapacityInvestment | 2035 | 31.785 | multiplicative | 2026-07-10T11:22:08.380919
C_Target_VRE | Secondary Techs | TRNINDEAINDWE | TotalAnnualMaxCapacityInvestment | 2036 | 31.785 | multiplicative | 2026-07-10T11:22:08.380919
C_Target_VRE | Secondary Techs | TRNINDEAINDWE | TotalAnnualMaxCapacityInvestment | 2037 | 31.785 | multiplicative | 2026-07-10T11:22:08.380919
C_Target_VRE | Secondary Techs | TRNINDEAINDWE | TotalAnnualMaxCapacityInvestment | 2038 | 31.785 | multiplicative | 2026-07-10T11:22:08.380919
C_Target_VRE | Secondary Techs | TRNINDEAINDWE | TotalAnnualMaxCapacityInvestment | 2039 | 31.785 | multiplicative | 2026-07-10T11:22:08.380919
C_Target_VRE | Secondary Techs | TRNINDEAINDWE | TotalAnnualMaxCapacityInvestment | 2040 | 31.785 | multiplicative | 2026-07-10T11:22:08.380919
C_Target_VRE | Secondary Techs | TRNINDEAINDWE | TotalAnnualMaxCapacityInvestment | 2041 | 31.785 | multiplicative | 2026-07-10T11:22:08.380919
C_Target_VRE | Secondary Techs | TRNINDEAINDWE | TotalAnnualMaxCapacityInvestment | 2042 | 31.785 | multiplicative | 2026-07-10T11:22:08.380919
C_Target_VRE | Secondary Techs | TRNINDEAINDWE | TotalAnnualMaxCapacityInvestment | 2043 | 31.785 | multiplicative | 2026-07-10T11:22:08.380919
C_Target_VRE | Secondary Techs | TRNINDEAINDWE | TotalAnnualMaxCapacityInvestment | 2044 | 31.785 | multiplicative | 2026-07-10T11:22:08.380919
C_Target_VRE | Secondary Techs | TRNINDEAINDWE | TotalAnnualMaxCapacityInvestment | 2045 | 31.785 | multiplicative | 2026-07-10T11:22:08.380919
C_Target_VRE | Secondary Techs | TRNINDEAINDWE | TotalAnnualMaxCapacityInvestment | 2046 | 31.785 | multiplicative | 2026-07-10T11:22:08.380919
C_Target_VRE | Secondary Techs | TRNINDEAINDWE | TotalAnnualMaxCapacityInvestment | 2047 | 31.785 | multiplicative | 2026-07-10T11:22:08.380919
C_Target_VRE | Secondary Techs | TRNINDEAINDWE | TotalAnnualMaxCapacityInvestment | 2048 | 31.785 | multiplicative | 2026-07-10T11:22:08.380919
C_Target_VRE | Secondary Techs | TRNINDEAINDWE | TotalAnnualMaxCapacityInvestment | 2049 | 31.785 | multiplicative | 2026-07-10T11:22:08.380919
C_Target_VRE | Secondary Techs | TRNINDEAINDWE | TotalAnnualMaxCapacityInvestment | 2050 | 31.785 | multiplicative | 2026-07-10T11:22:08.380919
C_Target_VRE | Secondary Techs | TRNINDNEINDNO | TotalAnnualMaxCapacityInvestment | 2023 | 4.5 | multiplicative | 2026-07-10T11:22:08.380919
C_Target_VRE | Secondary Techs | TRNINDNEINDNO | TotalAnnualMaxCapacityInvestment | 2024 | 4.5 | multiplicative | 2026-07-10T11:22:08.380919
C_Target_VRE | Secondary Techs | TRNINDNEINDNO | TotalAnnualMaxCapacityInvestment | 2025 | 4.5 | multiplicative | 2026-07-10T11:22:08.380919
C_Target_VRE | Secondary Techs | TRNINDNEINDNO | TotalAnnualMaxCapacityInvestment | 2026 | 4.5 | multiplicative | 2026-07-10T11:22:08.380919
C_Target_VRE | Secondary Techs | TRNINDNEINDNO | TotalAnnualMaxCapacityInvestment | 2027 | 4.5 | multiplicative | 2026-07-10T11:22:08.380919
C_Target_VRE | Secondary Techs | TRNINDNEINDNO | TotalAnnualMaxCapacityInvestment | 2028 | 4.5 | multiplicative | 2026-07-10T11:22:08.380919
C_Target_VRE | Secondary Techs | TRNINDNEINDNO | TotalAnnualMaxCapacityInvestment | 2029 | 4.5 | multiplicative | 2026-07-10T11:22:08.380919
C_Target_VRE | Secondary Techs | TRNINDNEINDNO | TotalAnnualMaxCapacityInvestment | 2030 | 4.5 | multiplicative | 2026-07-10T11:22:08.380919
C_Target_VRE | Secondary Techs | TRNINDNEINDNO | TotalAnnualMaxCapacityInvestment | 2031 | 4.5 | multiplicative | 2026-07-10T11:22:08.380919
C_Target_VRE | Secondary Techs | TRNINDNEINDNO | TotalAnnualMaxCapacityInvestment | 2032 | 4.5 | multiplicative | 2026-07-10T11:22:08.380919
C_Target_VRE | Secondary Techs | TRNINDNEINDNO | TotalAnnualMaxCapacityInvestment | 2033 | 4.5 | multiplicative | 2026-07-10T11:22:08.380919
C_Target_VRE | Secondary Techs | TRNINDNEINDNO | TotalAnnualMaxCapacityInvestment | 2034 | 4.5 | multiplicative | 2026-07-10T11:22:08.380919
C_Target_VRE | Secondary Techs | TRNINDNEINDNO | TotalAnnualMaxCapacityInvestment | 2035 | 4.5 | multiplicative | 2026-07-10T11:22:08.380919
C_Target_VRE | Secondary Techs | TRNINDNEINDNO | TotalAnnualMaxCapacityInvestment | 2036 | 4.5 | multiplicative | 2026-07-10T11:22:08.380919
C_Target_VRE | Secondary Techs | TRNINDNEINDNO | TotalAnnualMaxCapacityInvestment | 2037 | 4.5 | multiplicative | 2026-07-10T11:22:08.380919
C_Target_VRE | Secondary Techs | TRNINDNEINDNO | TotalAnnualMaxCapacityInvestment | 2038 | 4.5 | multiplicative | 2026-07-10T11:22:08.380919
C_Target_VRE | Secondary Techs | TRNINDNEINDNO | TotalAnnualMaxCapacityInvestment | 2039 | 4.5 | multiplicative | 2026-07-10T11:22:08.380919
C_Target_VRE | Secondary Techs | TRNINDNEINDNO | TotalAnnualMaxCapacityInvestment | 2040 | 4.5 | multiplicative | 2026-07-10T11:22:08.380919
C_Target_VRE | Secondary Techs | TRNINDNEINDNO | TotalAnnualMaxCapacityInvestment | 2041 | 4.5 | multiplicative | 2026-07-10T11:22:08.380919
C_Target_VRE | Secondary Techs | TRNINDNEINDNO | TotalAnnualMaxCapacityInvestment | 2042 | 4.5 | multiplicative | 2026-07-10T11:22:08.380919
C_Target_VRE | Secondary Techs | TRNINDNEINDNO | TotalAnnualMaxCapacityInvestment | 2043 | 4.5 | multiplicative | 2026-07-10T11:22:08.380919
C_Target_VRE | Secondary Techs | TRNINDNEINDNO | TotalAnnualMaxCapacityInvestment | 2044 | 4.5 | multiplicative | 2026-07-10T11:22:08.380919
C_Target_VRE | Secondary Techs | TRNINDNEINDNO | TotalAnnualMaxCapacityInvestment | 2045 | 4.5 | multiplicative | 2026-07-10T11:22:08.380919
C_Target_VRE | Secondary Techs | TRNINDNEINDNO | TotalAnnualMaxCapacityInvestment | 2046 | 4.5 | multiplicative | 2026-07-10T11:22:08.380919
C_Target_VRE | Secondary Techs | TRNINDNEINDNO | TotalAnnualMaxCapacityInvestment | 2047 | 4.5 | multiplicative | 2026-07-10T11:22:08.380919
C_Target_VRE | Secondary Techs | TRNINDNEINDNO | TotalAnnualMaxCapacityInvestment | 2048 | 4.5 | multiplicative | 2026-07-10T11:22:08.380919
C_Target_VRE | Secondary Techs | TRNINDNEINDNO | TotalAnnualMaxCapacityInvestment | 2049 | 4.5 | multiplicative | 2026-07-10T11:22:08.380919
C_Target_VRE | Secondary Techs | TRNINDNEINDNO | TotalAnnualMaxCapacityInvestment | 2050 | 4.5 | multiplicative | 2026-07-10T11:22:08.380919
C_Target_VRE | Secondary Techs | TRNBGDXXINDEA | TotalAnnualMaxCapacityInvestment | 2023 | 2.5 | override | 2026-07-10T11:22:08.380919
C_Target_VRE | Secondary Techs | TRNBGDXXINDEA | TotalAnnualMaxCapacityInvestment | 2024 | 3.3 | override | 2026-07-10T11:22:08.380919
C_Target_VRE | Secondary Techs | TRNBGDXXINDEA | TotalAnnualMaxCapacityInvestment | 2025 | 4.1 | override | 2026-07-10T11:22:08.380919
C_Target_VRE | Secondary Techs | TRNBGDXXINDEA | TotalAnnualMaxCapacityInvestment | 2026 | 4.9 | override | 2026-07-10T11:22:08.380919
C_Target_VRE | Secondary Techs | TRNBGDXXINDEA | TotalAnnualMaxCapacityInvestment | 2027 | 5.7 | override | 2026-07-10T11:22:08.380919
C_Target_VRE | Secondary Techs | TRNBGDXXINDEA | TotalAnnualMaxCapacityInvestment | 2028 | 6.5 | override | 2026-07-10T11:22:08.380919
C_Target_VRE | Secondary Techs | TRNBGDXXINDEA | TotalAnnualMaxCapacityInvestment | 2029 | 7 | override | 2026-07-10T11:22:08.380919
C_Target_VRE | Secondary Techs | TRNBGDXXINDEA | TotalAnnualMaxCapacityInvestment | 2030 | 7.75 | override | 2026-07-10T11:22:08.380919
C_Target_VRE | Secondary Techs | TRNBGDXXINDEA | TotalAnnualMaxCapacityInvestment | 2031 | 8 | override | 2026-07-10T11:22:08.380919
C_Target_VRE | Secondary Techs | TRNBGDXXINDEA | TotalAnnualMaxCapacityInvestment | 2032 | 8.25 | override | 2026-07-10T11:22:08.380919
C_Target_VRE | Secondary Techs | TRNBGDXXINDEA | TotalAnnualMaxCapacityInvestment | 2033 | 8.5 | override | 2026-07-10T11:22:08.380919
C_Target_VRE | Secondary Techs | TRNBGDXXINDEA | TotalAnnualMaxCapacityInvestment | 2034 | 8.5 | override | 2026-07-10T11:22:08.380919
C_Target_VRE | Secondary Techs | TRNBGDXXINDEA | TotalAnnualMaxCapacityInvestment | 2035 | 8.5 | override | 2026-07-10T11:22:08.380919
C_Target_VRE | Secondary Techs | TRNBGDXXINDEA | TotalAnnualMaxCapacityInvestment | 2036 | 8.5 | override | 2026-07-10T11:22:08.380919
C_Target_VRE | Secondary Techs | TRNBGDXXINDEA | TotalAnnualMaxCapacityInvestment | 2037 | 8.5 | override | 2026-07-10T11:22:08.380919
C_Target_VRE | Secondary Techs | TRNBGDXXINDEA | TotalAnnualMaxCapacityInvestment | 2038 | 8.5 | override | 2026-07-10T11:22:08.380919
C_Target_VRE | Secondary Techs | TRNBGDXXINDEA | TotalAnnualMaxCapacityInvestment | 2039 | 8.5 | override | 2026-07-10T11:22:08.380919
C_Target_VRE | Secondary Techs | TRNBGDXXINDEA | TotalAnnualMaxCapacityInvestment | 2040 | 8.5 | override | 2026-07-10T11:22:08.380919
C_Target_VRE | Secondary Techs | TRNBGDXXINDEA | TotalAnnualMaxCapacityInvestment | 2041 | 8.5 | override | 2026-07-10T11:22:08.380919
C_Target_VRE | Secondary Techs | TRNBGDXXINDEA | TotalAnnualMaxCapacityInvestment | 2042 | 8.5 | override | 2026-07-10T11:22:08.380919
C_Target_VRE | Secondary Techs | TRNBGDXXINDEA | TotalAnnualMaxCapacityInvestment | 2043 | 8.5 | override | 2026-07-10T11:22:08.380919
C_Target_VRE | Secondary Techs | TRNBGDXXINDEA | TotalAnnualMaxCapacityInvestment | 2044 | 8.5 | override | 2026-07-10T11:22:08.380919
C_Target_VRE | Secondary Techs | TRNBGDXXINDEA | TotalAnnualMaxCapacityInvestment | 2045 | 8.5 | override | 2026-07-10T11:22:08.380919
C_Target_VRE | Secondary Techs | TRNBGDXXINDEA | TotalAnnualMaxCapacityInvestment | 2046 | 8.5 | override | 2026-07-10T11:22:08.380919
C_Target_VRE | Secondary Techs | TRNBGDXXINDEA | TotalAnnualMaxCapacityInvestment | 2047 | 8.5 | override | 2026-07-10T11:22:08.380919
C_Target_VRE | Secondary Techs | TRNBGDXXINDEA | TotalAnnualMaxCapacityInvestment | 2048 | 8.5 | override | 2026-07-10T11:22:08.380919
C_Target_VRE | Secondary Techs | TRNBGDXXINDEA | TotalAnnualMaxCapacityInvestment | 2049 | 8.5 | override | 2026-07-10T11:22:08.380919
C_Target_VRE | Secondary Techs | TRNBGDXXINDEA | TotalAnnualMaxCapacityInvestment | 2050 | 8.5 | override | 2026-07-10T11:22:08.380919
C_Target_VRE | Secondary Techs | TRNBTNXXBGDXX | TotalAnnualMaxCapacityInvestment | 2023 | 0 | override | 2026-07-10T11:22:08.380919
C_Target_VRE | Secondary Techs | TRNBTNXXBGDXX | TotalAnnualMaxCapacityInvestment | 2024 | 0 | override | 2026-07-10T11:22:08.380919
C_Target_VRE | Secondary Techs | TRNBTNXXBGDXX | TotalAnnualMaxCapacityInvestment | 2025 | 0 | override | 2026-07-10T11:22:08.380919
C_Target_VRE | Secondary Techs | TRNBTNXXBGDXX | TotalAnnualMaxCapacityInvestment | 2026 | 0 | override | 2026-07-10T11:22:08.380919
C_Target_VRE | Secondary Techs | TRNBTNXXBGDXX | TotalAnnualMaxCapacityInvestment | 2027 | 0 | override | 2026-07-10T11:22:08.380919
C_Target_VRE | Secondary Techs | TRNBTNXXBGDXX | TotalAnnualMaxCapacityInvestment | 2028 | 0 | override | 2026-07-10T11:22:08.380919
C_Target_VRE | Secondary Techs | TRNBTNXXBGDXX | TotalAnnualMaxCapacityInvestment | 2029 | 0 | override | 2026-07-10T11:22:08.380919
C_Target_VRE | Secondary Techs | TRNBTNXXBGDXX | TotalAnnualMaxCapacityInvestment | 2030 | 0 | override | 2026-07-10T11:22:08.380919
C_Target_VRE | Secondary Techs | TRNBTNXXBGDXX | TotalAnnualMaxCapacityInvestment | 2031 | 0 | override | 2026-07-10T11:22:08.380919
C_Target_VRE | Secondary Techs | TRNBTNXXBGDXX | TotalAnnualMaxCapacityInvestment | 2032 | 0 | override | 2026-07-10T11:22:08.380919
C_Target_VRE | Secondary Techs | TRNBTNXXBGDXX | TotalAnnualMaxCapacityInvestment | 2033 | 0 | override | 2026-07-10T11:22:08.380919
C_Target_VRE | Secondary Techs | TRNBTNXXBGDXX | TotalAnnualMaxCapacityInvestment | 2034 | 0.375 | override | 2026-07-10T11:22:08.380919
C_Target_VRE | Secondary Techs | TRNBTNXXBGDXX | TotalAnnualMaxCapacityInvestment | 2035 | 0.75 | override | 2026-07-10T11:22:08.380919
C_Target_VRE | Secondary Techs | TRNBTNXXBGDXX | TotalAnnualMaxCapacityInvestment | 2036 | 0.75 | override | 2026-07-10T11:22:08.380919
C_Target_VRE | Secondary Techs | TRNBTNXXBGDXX | TotalAnnualMaxCapacityInvestment | 2037 | 0.75 | override | 2026-07-10T11:22:08.380919
C_Target_VRE | Secondary Techs | TRNBTNXXBGDXX | TotalAnnualMaxCapacityInvestment | 2038 | 0.75 | override | 2026-07-10T11:22:08.380919
C_Target_VRE | Secondary Techs | TRNBTNXXBGDXX | TotalAnnualMaxCapacityInvestment | 2039 | 0.75 | override | 2026-07-10T11:22:08.380919
C_Target_VRE | Secondary Techs | TRNBTNXXBGDXX | TotalAnnualMaxCapacityInvestment | 2040 | 0.75 | override | 2026-07-10T11:22:08.380919
C_Target_VRE | Secondary Techs | TRNBTNXXBGDXX | TotalAnnualMaxCapacityInvestment | 2041 | 0.75 | override | 2026-07-10T11:22:08.380919
C_Target_VRE | Secondary Techs | TRNBTNXXBGDXX | TotalAnnualMaxCapacityInvestment | 2042 | 0.75 | override | 2026-07-10T11:22:08.380919
C_Target_VRE | Secondary Techs | TRNBTNXXBGDXX | TotalAnnualMaxCapacityInvestment | 2043 | 0.75 | override | 2026-07-10T11:22:08.380919
C_Target_VRE | Secondary Techs | TRNBTNXXBGDXX | TotalAnnualMaxCapacityInvestment | 2044 | 0.75 | override | 2026-07-10T11:22:08.380919
C_Target_VRE | Secondary Techs | TRNBTNXXBGDXX | TotalAnnualMaxCapacityInvestment | 2045 | 0.75 | override | 2026-07-10T11:22:08.380919
C_Target_VRE | Secondary Techs | TRNBTNXXBGDXX | TotalAnnualMaxCapacityInvestment | 2046 | 0.75 | override | 2026-07-10T11:22:08.380919
C_Target_VRE | Secondary Techs | TRNBTNXXBGDXX | TotalAnnualMaxCapacityInvestment | 2047 | 0.75 | override | 2026-07-10T11:22:08.380919
C_Target_VRE | Secondary Techs | TRNBTNXXBGDXX | TotalAnnualMaxCapacityInvestment | 2048 | 0.75 | override | 2026-07-10T11:22:08.380919
C_Target_VRE | Secondary Techs | TRNBTNXXBGDXX | TotalAnnualMaxCapacityInvestment | 2049 | 0.75 | override | 2026-07-10T11:22:08.380919
C_Target_VRE | Secondary Techs | TRNBTNXXBGDXX | TotalAnnualMaxCapacityInvestment | 2050 | 0.75 | override | 2026-07-10T11:22:08.380919
C_Target_VRE | Secondary Techs | TRNBTNXXINDNE | TotalAnnualMaxCapacityInvestment | 2023 | 0.17 | override | 2026-07-10T11:22:08.380919
C_Target_VRE | Secondary Techs | TRNBTNXXINDNE | TotalAnnualMaxCapacityInvestment | 2024 | 0.32 | override | 2026-07-10T11:22:08.380919
C_Target_VRE | Secondary Techs | TRNBTNXXINDNE | TotalAnnualMaxCapacityInvestment | 2025 | 0.47 | override | 2026-07-10T11:22:08.380919
C_Target_VRE | Secondary Techs | TRNBTNXXINDNE | TotalAnnualMaxCapacityInvestment | 2026 | 0.62 | override | 2026-07-10T11:22:08.380919
C_Target_VRE | Secondary Techs | TRNBTNXXINDNE | TotalAnnualMaxCapacityInvestment | 2027 | 0.77 | override | 2026-07-10T11:22:08.380919
C_Target_VRE | Secondary Techs | TRNBTNXXINDNE | TotalAnnualMaxCapacityInvestment | 2028 | 1.02 | override | 2026-07-10T11:22:08.380919
C_Target_VRE | Secondary Techs | TRNBTNXXINDNE | TotalAnnualMaxCapacityInvestment | 2029 | 1.27 | override | 2026-07-10T11:22:08.380919
C_Target_VRE | Secondary Techs | TRNBTNXXINDNE | TotalAnnualMaxCapacityInvestment | 2030 | 2.4 | override | 2026-07-10T11:22:08.380919
C_Target_VRE | Secondary Techs | TRNBTNXXINDNE | TotalAnnualMaxCapacityInvestment | 2031 | 2.4 | override | 2026-07-10T11:22:08.380919
C_Target_VRE | Secondary Techs | TRNBTNXXINDNE | TotalAnnualMaxCapacityInvestment | 2032 | 2.4 | override | 2026-07-10T11:22:08.380919
C_Target_VRE | Secondary Techs | TRNBTNXXINDNE | TotalAnnualMaxCapacityInvestment | 2033 | 2.4 | override | 2026-07-10T11:22:08.380919
C_Target_VRE | Secondary Techs | TRNBTNXXINDNE | TotalAnnualMaxCapacityInvestment | 2034 | 2.4 | override | 2026-07-10T11:22:08.380919
C_Target_VRE | Secondary Techs | TRNBTNXXINDNE | TotalAnnualMaxCapacityInvestment | 2035 | 2.4 | override | 2026-07-10T11:22:08.380919
C_Target_VRE | Secondary Techs | TRNBTNXXINDNE | TotalAnnualMaxCapacityInvestment | 2036 | 2.4 | override | 2026-07-10T11:22:08.380919
C_Target_VRE | Secondary Techs | TRNBTNXXINDNE | TotalAnnualMaxCapacityInvestment | 2037 | 2.4 | override | 2026-07-10T11:22:08.380919
C_Target_VRE | Secondary Techs | TRNBTNXXINDNE | TotalAnnualMaxCapacityInvestment | 2038 | 2.4 | override | 2026-07-10T11:22:08.380919
C_Target_VRE | Secondary Techs | TRNBTNXXINDNE | TotalAnnualMaxCapacityInvestment | 2039 | 2.4 | override | 2026-07-10T11:22:08.380919
C_Target_VRE | Secondary Techs | TRNBTNXXINDNE | TotalAnnualMaxCapacityInvestment | 2040 | 2.4 | override | 2026-07-10T11:22:08.380919
C_Target_VRE | Secondary Techs | TRNBTNXXINDNE | TotalAnnualMaxCapacityInvestment | 2041 | 2.4 | override | 2026-07-10T11:22:08.380919
C_Target_VRE | Secondary Techs | TRNBTNXXINDNE | TotalAnnualMaxCapacityInvestment | 2042 | 2.4 | override | 2026-07-10T11:22:08.380919
C_Target_VRE | Secondary Techs | TRNBTNXXINDNE | TotalAnnualMaxCapacityInvestment | 2043 | 2.4 | override | 2026-07-10T11:22:08.380919
C_Target_VRE | Secondary Techs | TRNBTNXXINDNE | TotalAnnualMaxCapacityInvestment | 2044 | 2.4 | override | 2026-07-10T11:22:08.380919
C_Target_VRE | Secondary Techs | TRNBTNXXINDNE | TotalAnnualMaxCapacityInvestment | 2045 | 2.4 | override | 2026-07-10T11:22:08.380919
C_Target_VRE | Secondary Techs | TRNBTNXXINDNE | TotalAnnualMaxCapacityInvestment | 2046 | 2.4 | override | 2026-07-10T11:22:08.380919
C_Target_VRE | Secondary Techs | TRNBTNXXINDNE | TotalAnnualMaxCapacityInvestment | 2047 | 2.4 | override | 2026-07-10T11:22:08.380919
C_Target_VRE | Secondary Techs | TRNBTNXXINDNE | TotalAnnualMaxCapacityInvestment | 2048 | 2.4 | override | 2026-07-10T11:22:08.380919
C_Target_VRE | Secondary Techs | TRNBTNXXINDNE | TotalAnnualMaxCapacityInvestment | 2049 | 2.4 | override | 2026-07-10T11:22:08.380919
C_Target_VRE | Secondary Techs | TRNBTNXXINDNE | TotalAnnualMaxCapacityInvestment | 2050 | 2.4 | override | 2026-07-10T11:22:08.380919
C_Target_VRE | Secondary Techs | TRNMDVXXINDSO | TotalAnnualMaxCapacityInvestment | 2023 | 0 | override | 2026-07-10T11:22:08.380919
C_Target_VRE | Secondary Techs | TRNMDVXXINDSO | TotalAnnualMaxCapacityInvestment | 2024 | 0 | override | 2026-07-10T11:22:08.380919
C_Target_VRE | Secondary Techs | TRNMDVXXINDSO | TotalAnnualMaxCapacityInvestment | 2025 | 0 | override | 2026-07-10T11:22:08.380919
C_Target_VRE | Secondary Techs | TRNMDVXXINDSO | TotalAnnualMaxCapacityInvestment | 2026 | 0 | override | 2026-07-10T11:22:08.380919
C_Target_VRE | Secondary Techs | TRNMDVXXINDSO | TotalAnnualMaxCapacityInvestment | 2027 | 0 | override | 2026-07-10T11:22:08.380919
C_Target_VRE | Secondary Techs | TRNMDVXXINDSO | TotalAnnualMaxCapacityInvestment | 2028 | 0 | override | 2026-07-10T11:22:08.380919
C_Target_VRE | Secondary Techs | TRNMDVXXINDSO | TotalAnnualMaxCapacityInvestment | 2029 | 0 | override | 2026-07-10T11:22:08.380919
C_Target_VRE | Secondary Techs | TRNMDVXXINDSO | TotalAnnualMaxCapacityInvestment | 2030 | 0 | override | 2026-07-10T11:22:08.380919
C_Target_VRE | Secondary Techs | TRNMDVXXINDSO | TotalAnnualMaxCapacityInvestment | 2031 | 0 | override | 2026-07-10T11:22:08.380919
C_Target_VRE | Secondary Techs | TRNMDVXXINDSO | TotalAnnualMaxCapacityInvestment | 2032 | 0 | override | 2026-07-10T11:22:08.380919
C_Target_VRE | Secondary Techs | TRNMDVXXINDSO | TotalAnnualMaxCapacityInvestment | 2033 | 0 | override | 2026-07-10T11:22:08.380919
C_Target_VRE | Secondary Techs | TRNMDVXXINDSO | TotalAnnualMaxCapacityInvestment | 2034 | 0 | override | 2026-07-10T11:22:08.380919
C_Target_VRE | Secondary Techs | TRNMDVXXINDSO | TotalAnnualMaxCapacityInvestment | 2035 | 0 | override | 2026-07-10T11:22:08.380919
C_Target_VRE | Secondary Techs | TRNMDVXXINDSO | TotalAnnualMaxCapacityInvestment | 2036 | 0 | override | 2026-07-10T11:22:08.380919
C_Target_VRE | Secondary Techs | TRNMDVXXINDSO | TotalAnnualMaxCapacityInvestment | 2037 | 0 | override | 2026-07-10T11:22:08.380919
C_Target_VRE | Secondary Techs | TRNMDVXXINDSO | TotalAnnualMaxCapacityInvestment | 2038 | 0 | override | 2026-07-10T11:22:08.380919
C_Target_VRE | Secondary Techs | TRNMDVXXINDSO | TotalAnnualMaxCapacityInvestment | 2039 | 0 | override | 2026-07-10T11:22:08.380919
C_Target_VRE | Secondary Techs | TRNMDVXXINDSO | TotalAnnualMaxCapacityInvestment | 2040 | 0 | override | 2026-07-10T11:22:08.380919
C_Target_VRE | Secondary Techs | TRNMDVXXINDSO | TotalAnnualMaxCapacityInvestment | 2041 | 0 | override | 2026-07-10T11:22:08.380919
C_Target_VRE | Secondary Techs | TRNMDVXXINDSO | TotalAnnualMaxCapacityInvestment | 2042 | 0 | override | 2026-07-10T11:22:08.380919
C_Target_VRE | Secondary Techs | TRNMDVXXINDSO | TotalAnnualMaxCapacityInvestment | 2043 | 0 | override | 2026-07-10T11:22:08.380919
C_Target_VRE | Secondary Techs | TRNMDVXXINDSO | TotalAnnualMaxCapacityInvestment | 2044 | 0 | override | 2026-07-10T11:22:08.380919
C_Target_VRE | Secondary Techs | TRNMDVXXINDSO | TotalAnnualMaxCapacityInvestment | 2045 | 0 | override | 2026-07-10T11:22:08.380919
C_Target_VRE | Secondary Techs | TRNMDVXXINDSO | TotalAnnualMaxCapacityInvestment | 2046 | 0 | override | 2026-07-10T11:22:08.380919
C_Target_VRE | Secondary Techs | TRNMDVXXINDSO | TotalAnnualMaxCapacityInvestment | 2047 | 0 | override | 2026-07-10T11:22:08.380919
C_Target_VRE | Secondary Techs | TRNMDVXXINDSO | TotalAnnualMaxCapacityInvestment | 2048 | 0 | override | 2026-07-10T11:22:08.380919
C_Target_VRE | Secondary Techs | TRNMDVXXINDSO | TotalAnnualMaxCapacityInvestment | 2049 | 0 | override | 2026-07-10T11:22:08.380919
C_Target_VRE | Secondary Techs | TRNMDVXXINDSO | TotalAnnualMaxCapacityInvestment | 2050 | 0 | override | 2026-07-10T11:22:08.380919
C_Target_VRE | Secondary Techs | TRNNPLXXBGDXX | TotalAnnualMaxCapacityInvestment | 2023 | 0.04 | override | 2026-07-10T11:22:08.380919
C_Target_VRE | Secondary Techs | TRNNPLXXBGDXX | TotalAnnualMaxCapacityInvestment | 2024 | 0.06 | override | 2026-07-10T11:22:08.380919
C_Target_VRE | Secondary Techs | TRNNPLXXBGDXX | TotalAnnualMaxCapacityInvestment | 2025 | 0.08 | override | 2026-07-10T11:22:08.380919
C_Target_VRE | Secondary Techs | TRNNPLXXBGDXX | TotalAnnualMaxCapacityInvestment | 2026 | 0.2 | override | 2026-07-10T11:22:08.380919
C_Target_VRE | Secondary Techs | TRNNPLXXBGDXX | TotalAnnualMaxCapacityInvestment | 2027 | 0.32 | override | 2026-07-10T11:22:08.380919
C_Target_VRE | Secondary Techs | TRNNPLXXBGDXX | TotalAnnualMaxCapacityInvestment | 2028 | 0.44 | override | 2026-07-10T11:22:08.380919
C_Target_VRE | Secondary Techs | TRNNPLXXBGDXX | TotalAnnualMaxCapacityInvestment | 2029 | 0.56 | override | 2026-07-10T11:22:08.380919
C_Target_VRE | Secondary Techs | TRNNPLXXBGDXX | TotalAnnualMaxCapacityInvestment | 2030 | 0.68 | override | 2026-07-10T11:22:08.380919
C_Target_VRE | Secondary Techs | TRNNPLXXBGDXX | TotalAnnualMaxCapacityInvestment | 2031 | 0.8 | override | 2026-07-10T11:22:08.380919
C_Target_VRE | Secondary Techs | TRNNPLXXBGDXX | TotalAnnualMaxCapacityInvestment | 2032 | 0.92 | override | 2026-07-10T11:22:08.380919
C_Target_VRE | Secondary Techs | TRNNPLXXBGDXX | TotalAnnualMaxCapacityInvestment | 2033 | 1.04 | override | 2026-07-10T11:22:08.380919
C_Target_VRE | Secondary Techs | TRNNPLXXBGDXX | TotalAnnualMaxCapacityInvestment | 2034 | 1.04 | override | 2026-07-10T11:22:08.380919
C_Target_VRE | Secondary Techs | TRNNPLXXBGDXX | TotalAnnualMaxCapacityInvestment | 2035 | 1.04 | override | 2026-07-10T11:22:08.380919
C_Target_VRE | Secondary Techs | TRNNPLXXBGDXX | TotalAnnualMaxCapacityInvestment | 2036 | 1.04 | override | 2026-07-10T11:22:08.380919
C_Target_VRE | Secondary Techs | TRNNPLXXBGDXX | TotalAnnualMaxCapacityInvestment | 2037 | 1.04 | override | 2026-07-10T11:22:08.380919
C_Target_VRE | Secondary Techs | TRNNPLXXBGDXX | TotalAnnualMaxCapacityInvestment | 2038 | 1.04 | override | 2026-07-10T11:22:08.380919
C_Target_VRE | Secondary Techs | TRNNPLXXBGDXX | TotalAnnualMaxCapacityInvestment | 2039 | 1.04 | override | 2026-07-10T11:22:08.380919
C_Target_VRE | Secondary Techs | TRNNPLXXBGDXX | TotalAnnualMaxCapacityInvestment | 2040 | 1.04 | override | 2026-07-10T11:22:08.380919
C_Target_VRE | Secondary Techs | TRNNPLXXBGDXX | TotalAnnualMaxCapacityInvestment | 2041 | 1.04 | override | 2026-07-10T11:22:08.380919
C_Target_VRE | Secondary Techs | TRNNPLXXBGDXX | TotalAnnualMaxCapacityInvestment | 2042 | 1.04 | override | 2026-07-10T11:22:08.380919
C_Target_VRE | Secondary Techs | TRNNPLXXBGDXX | TotalAnnualMaxCapacityInvestment | 2043 | 1.04 | override | 2026-07-10T11:22:08.380919
C_Target_VRE | Secondary Techs | TRNNPLXXBGDXX | TotalAnnualMaxCapacityInvestment | 2044 | 1.04 | override | 2026-07-10T11:22:08.380919
C_Target_VRE | Secondary Techs | TRNNPLXXBGDXX | TotalAnnualMaxCapacityInvestment | 2045 | 1.04 | override | 2026-07-10T11:22:08.380919
C_Target_VRE | Secondary Techs | TRNNPLXXBGDXX | TotalAnnualMaxCapacityInvestment | 2046 | 1.04 | override | 2026-07-10T11:22:08.380919
C_Target_VRE | Secondary Techs | TRNNPLXXBGDXX | TotalAnnualMaxCapacityInvestment | 2047 | 1.04 | override | 2026-07-10T11:22:08.380919
C_Target_VRE | Secondary Techs | TRNNPLXXBGDXX | TotalAnnualMaxCapacityInvestment | 2048 | 1.04 | override | 2026-07-10T11:22:08.380919
C_Target_VRE | Secondary Techs | TRNNPLXXBGDXX | TotalAnnualMaxCapacityInvestment | 2049 | 1.04 | override | 2026-07-10T11:22:08.380919
C_Target_VRE | Secondary Techs | TRNNPLXXBGDXX | TotalAnnualMaxCapacityInvestment | 2050 | 1.04 | override | 2026-07-10T11:22:08.380919

## Fixed_Horizon_Parameters
scenario | Tech.Type | Tech.ID | Tech | Tech.Name | Parameter.ID | Parameter | Unit | Value
BAU | Secondary | 1 | PWRSPVBGDXX | Solar PV (utility-scale), Bangladesh, region XX (investable) | 1 | CapacityToActivityUnit | PJ/GW | 31.536
BAU | Secondary | 1 | PWRSPVBGDXX | Solar PV (utility-scale), Bangladesh, region XX (investable) | 2 | OperationalLife | years | 25
BAU | Secondary | 1 | PWRSPVBGDXX | Solar PV (utility-scale), Bangladesh, region XX (investable) | 3 | InputActivityRatio | PJ/PJ | 1
BAU | Secondary | 1 | PWRSPVBGDXX | Solar PV (utility-scale), Bangladesh, region XX (investable) | 4 | OutputActivityRatio | PJ/PJ | 1
BAU | Secondary | 2 | PWRSPVBTNXX | Solar PV (utility-scale), Bhutan, region XX (investable) | 1 | CapacityToActivityUnit | PJ/GW | 31.536
BAU | Secondary | 2 | PWRSPVBTNXX | Solar PV (utility-scale), Bhutan, region XX (investable) | 2 | OperationalLife | years | 25
BAU | Secondary | 2 | PWRSPVBTNXX | Solar PV (utility-scale), Bhutan, region XX (investable) | 3 | InputActivityRatio | PJ/PJ | 1
BAU | Secondary | 2 | PWRSPVBTNXX | Solar PV (utility-scale), Bhutan, region XX (investable) | 4 | OutputActivityRatio | PJ/PJ | 1
BAU | Secondary | 3 | PWRSPVINDNO | Solar PV (utility-scale), India – North, region XX (investable) | 1 | CapacityToActivityUnit | PJ/GW | 31.536
BAU | Secondary | 3 | PWRSPVINDNO | Solar PV (utility-scale), India – North, region XX (investable) | 2 | OperationalLife | years | 25
BAU | Secondary | 3 | PWRSPVINDNO | Solar PV (utility-scale), India – North, region XX (investable) | 3 | InputActivityRatio | PJ/PJ | 1
BAU | Secondary | 3 | PWRSPVINDNO | Solar PV (utility-scale), India – North, region XX (investable) | 4 | OutputActivityRatio | PJ/PJ | 1
BAU | Secondary | 4 | PWRSPVINDSO | Solar PV (utility-scale), India – South, region XX (investable) | 1 | CapacityToActivityUnit | PJ/GW | 31.536
BAU | Secondary | 4 | PWRSPVINDSO | Solar PV (utility-scale), India – South, region XX (investable) | 2 | OperationalLife | years | 25
BAU | Secondary | 4 | PWRSPVINDSO | Solar PV (utility-scale), India – South, region XX (investable) | 3 | InputActivityRatio | PJ/PJ | 1
BAU | Secondary | 4 | PWRSPVINDSO | Solar PV (utility-scale), India – South, region XX (investable) | 4 | OutputActivityRatio | PJ/PJ | 1
BAU | Secondary | 5 | PWRSPVINDEA | Solar PV (utility-scale), India – East, region XX (investable) | 1 | CapacityToActivityUnit | PJ/GW | 31.536
BAU | Secondary | 5 | PWRSPVINDEA | Solar PV (utility-scale), India – East, region XX (investable) | 2 | OperationalLife | years | 25
BAU | Secondary | 5 | PWRSPVINDEA | Solar PV (utility-scale), India – East, region XX (investable) | 3 | InputActivityRatio | PJ/PJ | 1
BAU | Secondary | 5 | PWRSPVINDEA | Solar PV (utility-scale), India – East, region XX (investable) | 4 | OutputActivityRatio | PJ/PJ | 1
BAU | Secondary | 6 | PWRSPVINDWE | Solar PV (utility-scale), India – West, region XX (investable) | 1 | CapacityToActivityUnit | PJ/GW | 31.536
BAU | Secondary | 6 | PWRSPVINDWE | Solar PV (utility-scale), India – West, region XX (investable) | 2 | OperationalLife | years | 25
BAU | Secondary | 6 | PWRSPVINDWE | Solar PV (utility-scale), India – West, region XX (investable) | 3 | InputActivityRatio | PJ/PJ | 1
BAU | Secondary | 6 | PWRSPVINDWE | Solar PV (utility-scale), India – West, region XX (investable) | 4 | OutputActivityRatio | PJ/PJ | 1
BAU | Secondary | 7 | PWRSPVINDNE | Solar PV (utility-scale), India – Northeast, region XX (investable) | 1 | CapacityToActivityUnit | PJ/GW | 31.536
BAU | Secondary | 7 | PWRSPVINDNE | Solar PV (utility-scale), India – Northeast, region XX (investable) | 2 | OperationalLife | years | 25
BAU | Secondary | 7 | PWRSPVINDNE | Solar PV (utility-scale), India – Northeast, region XX (investable) | 3 | InputActivityRatio | PJ/PJ | 1
BAU | Secondary | 7 | PWRSPVINDNE | Solar PV (utility-scale), India – Northeast, region XX (investable) | 4 | OutputActivityRatio | PJ/PJ | 1
BAU | Secondary | 8 | PWRSPVNPLXX | Solar PV (utility-scale), Nepal, region XX (investable) | 1 | CapacityToActivityUnit | PJ/GW | 31.536
BAU | Secondary | 8 | PWRSPVNPLXX | Solar PV (utility-scale), Nepal, region XX (investable) | 2 | OperationalLife | years | 25
BAU | Secondary | 8 | PWRSPVNPLXX | Solar PV (utility-scale), Nepal, region XX (investable) | 3 | InputActivityRatio | PJ/PJ | 1
BAU | Secondary | 8 | PWRSPVNPLXX | Solar PV (utility-scale), Nepal, region XX (investable) | 4 | OutputActivityRatio | PJ/PJ | 1
BAU | Secondary | 9 | PWRSPVLKAXX | Solar PV (utility-scale), Sri Lanka, region XX (investable) | 1 | CapacityToActivityUnit | PJ/GW | 31.536
BAU | Secondary | 9 | PWRSPVLKAXX | Solar PV (utility-scale), Sri Lanka, region XX (investable) | 2 | OperationalLife | years | 25
BAU | Secondary | 9 | PWRSPVLKAXX | Solar PV (utility-scale), Sri Lanka, region XX (investable) | 3 | InputActivityRatio | PJ/PJ | 1
BAU | Secondary | 9 | PWRSPVLKAXX | Solar PV (utility-scale), Sri Lanka, region XX (investable) | 4 | OutputActivityRatio | PJ/PJ | 1
BAU | Secondary | 10 | PWRSPVMDVXX | Solar PV (utility-scale), Maldives, region XX (investable) | 1 | CapacityToActivityUnit | PJ/GW | 31.536
BAU | Secondary | 10 | PWRSPVMDVXX | Solar PV (utility-scale), Maldives, region XX (investable) | 2 | OperationalLife | years | 25
BAU | Secondary | 10 | PWRSPVMDVXX | Solar PV (utility-scale), Maldives, region XX (investable) | 3 | InputActivityRatio | PJ/PJ | 1
BAU | Secondary | 10 | PWRSPVMDVXX | Solar PV (utility-scale), Maldives, region XX (investable) | 4 | OutputActivityRatio | PJ/PJ | 1
BAU | Secondary | 11 | PWRWONBGDXX | Onshore Wind, Bangladesh, region XX (investable) | 1 | CapacityToActivityUnit | PJ/GW | 31.536
BAU | Secondary | 11 | PWRWONBGDXX | Onshore Wind, Bangladesh, region XX (investable) | 2 | OperationalLife | years | 25
BAU | Secondary | 11 | PWRWONBGDXX | Onshore Wind, Bangladesh, region XX (investable) | 3 | InputActivityRatio | PJ/PJ | 1
BAU | Secondary | 11 | PWRWONBGDXX | Onshore Wind, Bangladesh, region XX (investable) | 4 | OutputActivityRatio | PJ/PJ | 1
BAU | Secondary | 12 | PWRWONBTNXX | Onshore Wind, Bhutan, region XX (investable) | 1 | CapacityToActivityUnit | PJ/GW | 31.536
BAU | Secondary | 12 | PWRWONBTNXX | Onshore Wind, Bhutan, region XX (investable) | 2 | OperationalLife | years | 25
BAU | Secondary | 12 | PWRWONBTNXX | Onshore Wind, Bhutan, region XX (investable) | 3 | InputActivityRatio | PJ/PJ | 1
BAU | Secondary | 12 | PWRWONBTNXX | Onshore Wind, Bhutan, region XX (investable) | 4 | OutputActivityRatio | PJ/PJ | 1
BAU | Secondary | 13 | PWRWONINDNO | Onshore Wind, India – North, region XX (investable) | 1 | CapacityToActivityUnit | PJ/GW | 31.536
BAU | Secondary | 13 | PWRWONINDNO | Onshore Wind, India – North, region XX (investable) | 2 | OperationalLife | years | 25
BAU | Secondary | 13 | PWRWONINDNO | Onshore Wind, India – North, region XX (investable) | 3 | InputActivityRatio | PJ/PJ | 1
BAU | Secondary | 13 | PWRWONINDNO | Onshore Wind, India – North, region XX (investable) | 4 | OutputActivityRatio | PJ/PJ | 1
BAU | Secondary | 14 | PWRWONINDSO | Onshore Wind, India – South, region XX (investable) | 1 | CapacityToActivityUnit | PJ/GW | 31.536
BAU | Secondary | 14 | PWRWONINDSO | Onshore Wind, India – South, region XX (investable) | 2 | OperationalLife | years | 25
BAU | Secondary | 14 | PWRWONINDSO | Onshore Wind, India – South, region XX (investable) | 3 | InputActivityRatio | PJ/PJ | 1
BAU | Secondary | 14 | PWRWONINDSO | Onshore Wind, India – South, region XX (investable) | 4 | OutputActivityRatio | PJ/PJ | 1
BAU | Secondary | 15 | PWRWONINDEA | Onshore Wind, India – East, region XX (investable) | 1 | CapacityToActivityUnit | PJ/GW | 31.536
BAU | Secondary | 15 | PWRWONINDEA | Onshore Wind, India – East, region XX (investable) | 2 | OperationalLife | years | 25
BAU | Secondary | 15 | PWRWONINDEA | Onshore Wind, India – East, region XX (investable) | 3 | InputActivityRatio | PJ/PJ | 1
BAU | Secondary | 15 | PWRWONINDEA | Onshore Wind, India – East, region XX (investable) | 4 | OutputActivityRatio | PJ/PJ | 1
BAU | Secondary | 16 | PWRWONINDWE | Onshore Wind, India – West, region XX (investable) | 1 | CapacityToActivityUnit | PJ/GW | 31.536
BAU | Secondary | 16 | PWRWONINDWE | Onshore Wind, India – West, region XX (investable) | 2 | OperationalLife | years | 25
BAU | Secondary | 16 | PWRWONINDWE | Onshore Wind, India – West, region XX (investable) | 3 | InputActivityRatio | PJ/PJ | 1
BAU | Secondary | 16 | PWRWONINDWE | Onshore Wind, India – West, region XX (investable) | 4 | OutputActivityRatio | PJ/PJ | 1
BAU | Secondary | 17 | PWRWONINDNE | Onshore Wind, India – Northeast, region XX (investable) | 1 | CapacityToActivityUnit | PJ/GW | 31.536
BAU | Secondary | 17 | PWRWONINDNE | Onshore Wind, India – Northeast, region XX (investable) | 2 | OperationalLife | years | 25
BAU | Secondary | 17 | PWRWONINDNE | Onshore Wind, India – Northeast, region XX (investable) | 3 | InputActivityRatio | PJ/PJ | 1
BAU | Secondary | 17 | PWRWONINDNE | Onshore Wind, India – Northeast, region XX (investable) | 4 | OutputActivityRatio | PJ/PJ | 1
BAU | Secondary | 18 | PWRWONNPLXX | Onshore Wind, Nepal, region XX (investable) | 1 | CapacityToActivityUnit | PJ/GW | 31.536
BAU | Secondary | 18 | PWRWONNPLXX | Onshore Wind, Nepal, region XX (investable) | 2 | OperationalLife | years | 25
BAU | Secondary | 18 | PWRWONNPLXX | Onshore Wind, Nepal, region XX (investable) | 3 | InputActivityRatio | PJ/PJ | 1
BAU | Secondary | 18 | PWRWONNPLXX | Onshore Wind, Nepal, region XX (investable) | 4 | OutputActivityRatio | PJ/PJ | 1
BAU | Secondary | 19 | PWRWONLKAXX | Onshore Wind, Sri Lanka, region XX (investable) | 1 | CapacityToActivityUnit | PJ/GW | 31.536
BAU | Secondary | 19 | PWRWONLKAXX | Onshore Wind, Sri Lanka, region XX (investable) | 2 | OperationalLife | years | 25
BAU | Secondary | 19 | PWRWONLKAXX | Onshore Wind, Sri Lanka, region XX (investable) | 3 | InputActivityRatio | PJ/PJ | 1
BAU | Secondary | 19 | PWRWONLKAXX | Onshore Wind, Sri Lanka, region XX (investable) | 4 | OutputActivityRatio | PJ/PJ | 1
BAU | Secondary | 20 | PWRWONMDVXX | Onshore Wind, Maldives, region XX (investable) | 1 | CapacityToActivityUnit | PJ/GW | 31.536
BAU | Secondary | 20 | PWRWONMDVXX | Onshore Wind, Maldives, region XX (investable) | 2 | OperationalLife | years | 25
BAU | Secondary | 20 | PWRWONMDVXX | Onshore Wind, Maldives, region XX (investable) | 3 | InputActivityRatio | PJ/PJ | 1
BAU | Secondary | 20 | PWRWONMDVXX | Onshore Wind, Maldives, region XX (investable) | 4 | OutputActivityRatio | PJ/PJ | 1
BAU | Secondary | 21 | PWRWOFINDSO | Offshore Wind, India – South, region XX (investable) | 1 | CapacityToActivityUnit | PJ/GW | 31.536
BAU | Secondary | 21 | PWRWOFINDSO | Offshore Wind, India – South, region XX (investable) | 2 | OperationalLife | years | 25
BAU | Secondary | 21 | PWRWOFINDSO | Offshore Wind, India – South, region XX (investable) | 3 | InputActivityRatio | PJ/PJ | 1
BAU | Secondary | 21 | PWRWOFINDSO | Offshore Wind, India – South, region XX (investable) | 4 | OutputActivityRatio | PJ/PJ | 1
BAU | Secondary | 22 | PWRWOFINDWE | Offshore Wind, India – West, region XX (investable) | 1 | CapacityToActivityUnit | PJ/GW | 31.536
BAU | Secondary | 22 | PWRWOFINDWE | Offshore Wind, India – West, region XX (investable) | 2 | OperationalLife | years | 25
BAU | Secondary | 22 | PWRWOFINDWE | Offshore Wind, India – West, region XX (investable) | 3 | InputActivityRatio | PJ/PJ | 1
BAU | Secondary | 22 | PWRWOFINDWE | Offshore Wind, India – West, region XX (investable) | 4 | OutputActivityRatio | PJ/PJ | 1
BAU | Secondary | 23 | PWRWOFINDEA | Offshore Wind, India – East, region XX (investable) | 1 | CapacityToActivityUnit | PJ/GW | 31.536
BAU | Secondary | 23 | PWRWOFINDEA | Offshore Wind, India – East, region XX (investable) | 2 | OperationalLife | years | 25
BAU | Secondary | 23 | PWRWOFINDEA | Offshore Wind, India – East, region XX (investable) | 3 | InputActivityRatio | PJ/PJ | 1
BAU | Secondary | 23 | PWRWOFINDEA | Offshore Wind, India – East, region XX (investable) | 4 | OutputActivityRatio | PJ/PJ | 1
BAU | Secondary | 24 | PWRWOFBGDXX | Offshore Wind, Bangladesh, region XX (investable) | 1 | CapacityToActivityUnit | PJ/GW | 31.536
BAU | Secondary | 24 | PWRWOFBGDXX | Offshore Wind, Bangladesh, region XX (investable) | 2 | OperationalLife | years | 25
BAU | Secondary | 24 | PWRWOFBGDXX | Offshore Wind, Bangladesh, region XX (investable) | 3 | InputActivityRatio | PJ/PJ | 1
BAU | Secondary | 24 | PWRWOFBGDXX | Offshore Wind, Bangladesh, region XX (investable) | 4 | OutputActivityRatio | PJ/PJ | 1
BAU | Secondary | 25 | PWRWOFLKAXX | Offshore Wind, Sri Lanka, region XX (investable) | 1 | CapacityToActivityUnit | PJ/GW | 31.536
BAU | Secondary | 25 | PWRWOFLKAXX | Offshore Wind, Sri Lanka, region XX (investable) | 2 | OperationalLife | years | 25
BAU | Secondary | 25 | PWRWOFLKAXX | Offshore Wind, Sri Lanka, region XX (investable) | 3 | InputActivityRatio | PJ/PJ | 1
BAU | Secondary | 25 | PWRWOFLKAXX | Offshore Wind, Sri Lanka, region XX (investable) | 4 | OutputActivityRatio | PJ/PJ | 1
BAU | Secondary | 26 | PWRWOFMDVXX | Offshore Wind, Maldives, region XX (investable) | 1 | CapacityToActivityUnit | PJ/GW | 31.536
BAU | Secondary | 26 | PWRWOFMDVXX | Offshore Wind, Maldives, region XX (investable) | 2 | OperationalLife | years | 25
BAU | Secondary | 26 | PWRWOFMDVXX | Offshore Wind, Maldives, region XX (investable) | 3 | InputActivityRatio | PJ/PJ | 1
BAU | Secondary | 26 | PWRWOFMDVXX | Offshore Wind, Maldives, region XX (investable) | 4 | OutputActivityRatio | PJ/PJ | 1
BAU | Secondary | 27 | PWRHYDNPLXX | Large Hydropower, Nepal, region XX (investable) | 1 | CapacityToActivityUnit | PJ/GW | 31.536
BAU | Secondary | 27 | PWRHYDNPLXX | Large Hydropower, Nepal, region XX (investable) | 2 | OperationalLife | years | 80
BAU | Secondary | 27 | PWRHYDNPLXX | Large Hydropower, Nepal, region XX (investable) | 3 | InputActivityRatio | PJ/PJ | 1
BAU | Secondary | 27 | PWRHYDNPLXX | Large Hydropower, Nepal, region XX (investable) | 4 | OutputActivityRatio | PJ/PJ | 1
BAU | Secondary | 28 | PWRHYDBTNXX | Large Hydropower, Bhutan, region XX (investable) | 1 | CapacityToActivityUnit | PJ/GW | 31.536
BAU | Secondary | 28 | PWRHYDBTNXX | Large Hydropower, Bhutan, region XX (investable) | 2 | OperationalLife | years | 80
BAU | Secondary | 28 | PWRHYDBTNXX | Large Hydropower, Bhutan, region XX (investable) | 3 | InputActivityRatio | PJ/PJ | 1
BAU | Secondary | 28 | PWRHYDBTNXX | Large Hydropower, Bhutan, region XX (investable) | 4 | OutputActivityRatio | PJ/PJ | 1
BAU | Secondary | 29 | PWRHYDINDNO | Large Hydropower, India – North, region XX (investable) | 1 | CapacityToActivityUnit | PJ/GW | 31.536
BAU | Secondary | 29 | PWRHYDINDNO | Large Hydropower, India – North, region XX (investable) | 2 | OperationalLife | years | 80
BAU | Secondary | 29 | PWRHYDINDNO | Large Hydropower, India – North, region XX (investable) | 3 | InputActivityRatio | PJ/PJ | 1
BAU | Secondary | 29 | PWRHYDINDNO | Large Hydropower, India – North, region XX (investable) | 4 | OutputActivityRatio | PJ/PJ | 1
BAU | Secondary | 30 | PWRHYDINDNE | Large Hydropower, India – Northeast, region XX (investable) | 1 | CapacityToActivityUnit | PJ/GW | 31.536
BAU | Secondary | 30 | PWRHYDINDNE | Large Hydropower, India – Northeast, region XX (investable) | 2 | OperationalLife | years | 80
BAU | Secondary | 30 | PWRHYDINDNE | Large Hydropower, India – Northeast, region XX (investable) | 3 | InputActivityRatio | PJ/PJ | 1
BAU | Secondary | 30 | PWRHYDINDNE | Large Hydropower, India – Northeast, region XX (investable) | 4 | OutputActivityRatio | PJ/PJ | 1
BAU | Secondary | 31 | PWRHYDINDEA | Large Hydropower, India – East, region XX (investable) | 1 | CapacityToActivityUnit | PJ/GW | 31.536
BAU | Secondary | 31 | PWRHYDINDEA | Large Hydropower, India – East, region XX (investable) | 2 | OperationalLife | years | 80
BAU | Secondary | 31 | PWRHYDINDEA | Large Hydropower, India – East, region XX (investable) | 3 | InputActivityRatio | PJ/PJ | 1
BAU | Secondary | 31 | PWRHYDINDEA | Large Hydropower, India – East, region XX (investable) | 4 | OutputActivityRatio | PJ/PJ | 1
BAU | Secondary | 32 | PWRHYDLKAXX | Large Hydropower, Sri Lanka, region XX (investable) | 1 | CapacityToActivityUnit | PJ/GW | 31.536
BAU | Secondary | 32 | PWRHYDLKAXX | Large Hydropower, Sri Lanka, region XX (investable) | 2 | OperationalLife | years | 80
BAU | Secondary | 32 | PWRHYDLKAXX | Large Hydropower, Sri Lanka, region XX (investable) | 3 | InputActivityRatio | PJ/PJ | 1
BAU | Secondary | 32 | PWRHYDLKAXX | Large Hydropower, Sri Lanka, region XX (investable) | 4 | OutputActivityRatio | PJ/PJ | 1
BAU | Secondary | 33 | PWRHYDINDSO | Large Hydropower, India – South, region XX (investable) | 1 | CapacityToActivityUnit | PJ/GW | 31.536
BAU | Secondary | 33 | PWRHYDINDSO | Large Hydropower, India – South, region XX (investable) | 2 | OperationalLife | years | 60
BAU | Secondary | 33 | PWRHYDINDSO | Large Hydropower, India – South, region XX (investable) | 3 | InputActivityRatio | PJ/PJ | 1.25
BAU | Secondary | 33 | PWRHYDINDSO | Large Hydropower, India – South, region XX (investable) | 4 | OutputActivityRatio | PJ/PJ | 1
BAU | Secondary | 34 | PWRHYDINDWE | Large Hydropower, India – West, region XX (investable) | 1 | CapacityToActivityUnit | PJ/GW | 31.536
BAU | Secondary | 34 | PWRHYDINDWE | Large Hydropower, India – West, region XX (investable) | 2 | OperationalLife | years | 60
BAU | Secondary | 34 | PWRHYDINDWE | Large Hydropower, India – West, region XX (investable) | 3 | InputActivityRatio | PJ/PJ | 1.25
BAU | Secondary | 34 | PWRHYDINDWE | Large Hydropower, India – West, region XX (investable) | 4 | OutputActivityRatio | PJ/PJ | 1
BAU | Secondary | 35 | PWRCOABGDXX | Coal – Supercritical, Bangladesh, region XX (investable) | 1 | CapacityToActivityUnit | PJ/GW | 31.536
BAU | Secondary | 35 | PWRCOABGDXX | Coal – Supercritical, Bangladesh, region XX (investable) | 2 | OperationalLife | years | 40
BAU | Secondary | 35 | PWRCOABGDXX | Coal – Supercritical, Bangladesh, region XX (investable) | 3 | InputActivityRatio | PJ/PJ | 2.5641
BAU | Secondary | 35 | PWRCOABGDXX | Coal – Supercritical, Bangladesh, region XX (investable) | 4 | OutputActivityRatio | PJ/PJ | 1
BAU | Secondary | 35 | PWRCOABGDXX | Coal – Supercritical, Bangladesh, region XX (investable) | 5 | EmissionActivityRatio | tCO2/PJ | 94600
BAU | Secondary | 36 | PWRCOAINDNO | Coal-fired Power, India – North, region XX (investable) | 1 | CapacityToActivityUnit | PJ/GW | 31.536
BAU | Secondary | 36 | PWRCOAINDNO | Coal-fired Power, India – North, region XX (investable) | 2 | OperationalLife | years | 40
BAU | Secondary | 36 | PWRCOAINDNO | Coal-fired Power, India – North, region XX (investable) | 3 | InputActivityRatio | PJ/PJ | 2.4726
BAU | Secondary | 36 | PWRCOAINDNO | Coal-fired Power, India – North, region XX (investable) | 4 | OutputActivityRatio | PJ/PJ | 1
BAU | Secondary | 36 | PWRCOAINDNO | Coal-fired Power, India – North, region XX (investable) | 5 | EmissionActivityRatio | tCO2/PJ | 91300
BAU | Secondary | 37 | PWRCOAINDSO | Coal-fired Power, India – South, region XX (investable) | 1 | CapacityToActivityUnit | PJ/GW | 31.536
BAU | Secondary | 37 | PWRCOAINDSO | Coal-fired Power, India – South, region XX (investable) | 2 | OperationalLife | years | 40
BAU | Secondary | 37 | PWRCOAINDSO | Coal-fired Power, India – South, region XX (investable) | 3 | InputActivityRatio | PJ/PJ | 2.4726
BAU | Secondary | 37 | PWRCOAINDSO | Coal-fired Power, India – South, region XX (investable) | 4 | OutputActivityRatio | PJ/PJ | 1
BAU | Secondary | 37 | PWRCOAINDSO | Coal-fired Power, India – South, region XX (investable) | 5 | EmissionActivityRatio | tCO2/PJ | 91300
BAU | Secondary | 38 | PWRCOAINDEA | Coal-fired Power, India – East, region XX (investable) | 1 | CapacityToActivityUnit | PJ/GW | 31.536
BAU | Secondary | 38 | PWRCOAINDEA | Coal-fired Power, India – East, region XX (investable) | 2 | OperationalLife | years | 40
BAU | Secondary | 38 | PWRCOAINDEA | Coal-fired Power, India – East, region XX (investable) | 3 | InputActivityRatio | PJ/PJ | 2.4726
BAU | Secondary | 38 | PWRCOAINDEA | Coal-fired Power, India – East, region XX (investable) | 4 | OutputActivityRatio | PJ/PJ | 1
BAU | Secondary | 38 | PWRCOAINDEA | Coal-fired Power, India – East, region XX (investable) | 5 | EmissionActivityRatio | tCO2/PJ | 91300
BAU | Secondary | 39 | PWRCOAINDWE | Coal-fired Power, India – West, region XX (investable) | 1 | CapacityToActivityUnit | PJ/GW | 31.536
BAU | Secondary | 39 | PWRCOAINDWE | Coal-fired Power, India – West, region XX (investable) | 2 | OperationalLife | years | 40
BAU | Secondary | 39 | PWRCOAINDWE | Coal-fired Power, India – West, region XX (investable) | 3 | InputActivityRatio | PJ/PJ | 2.4726
BAU | Secondary | 39 | PWRCOAINDWE | Coal-fired Power, India – West, region XX (investable) | 4 | OutputActivityRatio | PJ/PJ | 1
BAU | Secondary | 39 | PWRCOAINDWE | Coal-fired Power, India – West, region XX (investable) | 5 | EmissionActivityRatio | tCO2/PJ | 91300
BAU | Secondary | 40 | PWRCOALKAXX | Coal – Supercritical, Sri Lanka, region XX (investable) | 1 | CapacityToActivityUnit | PJ/GW | 31.536
BAU | Secondary | 40 | PWRCOALKAXX | Coal – Supercritical, Sri Lanka, region XX (investable) | 2 | OperationalLife | years | 40
BAU | Secondary | 40 | PWRCOALKAXX | Coal – Supercritical, Sri Lanka, region XX (investable) | 3 | InputActivityRatio | PJ/PJ | 2.5641
BAU | Secondary | 40 | PWRCOALKAXX | Coal – Supercritical, Sri Lanka, region XX (investable) | 4 | OutputActivityRatio | PJ/PJ | 1
BAU | Secondary | 40 | PWRCOALKAXX | Coal – Supercritical, Sri Lanka, region XX (investable) | 5 | EmissionActivityRatio | tCO2/PJ | 94600
BAU | Secondary | 41 | PWRNGSBGDXX | Gas-fired Power, Bangladesh, region XX (investable) | 1 | CapacityToActivityUnit | PJ/GW | 31.536
BAU | Secondary | 41 | PWRNGSBGDXX | Gas-fired Power, Bangladesh, region XX (investable) | 2 | OperationalLife | years | 27.5
BAU | Secondary | 41 | PWRNGSBGDXX | Gas-fired Power, Bangladesh, region XX (investable) | 3 | InputActivityRatio | PJ/PJ | 2.3377
BAU | Secondary | 41 | PWRNGSBGDXX | Gas-fired Power, Bangladesh, region XX (investable) | 4 | OutputActivityRatio | PJ/PJ | 1
BAU | Secondary | 41 | PWRNGSBGDXX | Gas-fired Power, Bangladesh, region XX (investable) | 5 | EmissionActivityRatio | tCO2/PJ | 56100
BAU | Secondary | 42 | PWRNGSINDNO | Gas-fired Power, India – North, region XX (investable) | 1 | CapacityToActivityUnit | PJ/GW | 31.536
BAU | Secondary | 42 | PWRNGSINDNO | Gas-fired Power, India – North, region XX (investable) | 2 | OperationalLife | years | 27.5
BAU | Secondary | 42 | PWRNGSINDNO | Gas-fired Power, India – North, region XX (investable) | 3 | InputActivityRatio | PJ/PJ | 2.3377
BAU | Secondary | 42 | PWRNGSINDNO | Gas-fired Power, India – North, region XX (investable) | 4 | OutputActivityRatio | PJ/PJ | 1
BAU | Secondary | 42 | PWRNGSINDNO | Gas-fired Power, India – North, region XX (investable) | 5 | EmissionActivityRatio | tCO2/PJ | 56100
BAU | Secondary | 43 | PWRNGSINDSO | Gas-fired Power, India – South, region XX (investable) | 1 | CapacityToActivityUnit | PJ/GW | 31.536
BAU | Secondary | 43 | PWRNGSINDSO | Gas-fired Power, India – South, region XX (investable) | 2 | OperationalLife | years | 27.5
BAU | Secondary | 43 | PWRNGSINDSO | Gas-fired Power, India – South, region XX (investable) | 3 | InputActivityRatio | PJ/PJ | 2.3377
BAU | Secondary | 43 | PWRNGSINDSO | Gas-fired Power, India – South, region XX (investable) | 4 | OutputActivityRatio | PJ/PJ | 1
BAU | Secondary | 43 | PWRNGSINDSO | Gas-fired Power, India – South, region XX (investable) | 5 | EmissionActivityRatio | tCO2/PJ | 56100
BAU | Secondary | 44 | PWRNGSINDEA | Gas-fired Power, India – East, region XX (investable) | 1 | CapacityToActivityUnit | PJ/GW | 31.536
BAU | Secondary | 44 | PWRNGSINDEA | Gas-fired Power, India – East, region XX (investable) | 2 | OperationalLife | years | 27.5
BAU | Secondary | 44 | PWRNGSINDEA | Gas-fired Power, India – East, region XX (investable) | 3 | InputActivityRatio | PJ/PJ | 2.3377
BAU | Secondary | 44 | PWRNGSINDEA | Gas-fired Power, India – East, region XX (investable) | 4 | OutputActivityRatio | PJ/PJ | 1
BAU | Secondary | 44 | PWRNGSINDEA | Gas-fired Power, India – East, region XX (investable) | 5 | EmissionActivityRatio | tCO2/PJ | 56100
BAU | Secondary | 45 | PWRNGSINDWE | Gas-fired Power, India – West, region XX (investable) | 1 | CapacityToActivityUnit | PJ/GW | 31.536
BAU | Secondary | 45 | PWRNGSINDWE | Gas-fired Power, India – West, region XX (investable) | 2 | OperationalLife | years | 27.5
BAU | Secondary | 45 | PWRNGSINDWE | Gas-fired Power, India – West, region XX (investable) | 3 | InputActivityRatio | PJ/PJ | 2.3377
BAU | Secondary | 45 | PWRNGSINDWE | Gas-fired Power, India – West, region XX (investable) | 4 | OutputActivityRatio | PJ/PJ | 1
BAU | Secondary | 45 | PWRNGSINDWE | Gas-fired Power, India – West, region XX (investable) | 5 | EmissionActivityRatio | tCO2/PJ | 56100
BAU | Secondary | 46 | PWRNGSINDNE | Gas-fired Power, India – Northeast, region XX (investable) | 1 | CapacityToActivityUnit | PJ/GW | 31.536
BAU | Secondary | 46 | PWRNGSINDNE | Gas-fired Power, India – Northeast, region XX (investable) | 2 | OperationalLife | years | 27.5
BAU | Secondary | 46 | PWRNGSINDNE | Gas-fired Power, India – Northeast, region XX (investable) | 3 | InputActivityRatio | PJ/PJ | 2.3377
BAU | Secondary | 46 | PWRNGSINDNE | Gas-fired Power, India – Northeast, region XX (investable) | 4 | OutputActivityRatio | PJ/PJ | 1
BAU | Secondary | 46 | PWRNGSINDNE | Gas-fired Power, India – Northeast, region XX (investable) | 5 | EmissionActivityRatio | tCO2/PJ | 56100
BAU | Secondary | 47 | PWRNGSMDVXX | Gas-fired Power, Maldives, region XX (investable) | 1 | CapacityToActivityUnit | PJ/GW | 31.536
BAU | Secondary | 47 | PWRNGSMDVXX | Gas-fired Power, Maldives, region XX (investable) | 2 | OperationalLife | years | 27.5
BAU | Secondary | 47 | PWRNGSMDVXX | Gas-fired Power, Maldives, region XX (investable) | 3 | InputActivityRatio | PJ/PJ | 2.3377
BAU | Secondary | 47 | PWRNGSMDVXX | Gas-fired Power, Maldives, region XX (investable) | 4 | OutputActivityRatio | PJ/PJ | 1
BAU | Secondary | 47 | PWRNGSMDVXX | Gas-fired Power, Maldives, region XX (investable) | 5 | EmissionActivityRatio | tCO2/PJ | 56100
BAU | Secondary | 48 | PWRNGSLKAXX | Gas-fired Power, Sri Lanka, region XX (investable) | 1 | CapacityToActivityUnit | PJ/GW | 31.536
BAU | Secondary | 48 | PWRNGSLKAXX | Gas-fired Power, Sri Lanka, region XX (investable) | 2 | OperationalLife | years | 27.5
BAU | Secondary | 48 | PWRNGSLKAXX | Gas-fired Power, Sri Lanka, region XX (investable) | 3 | InputActivityRatio | PJ/PJ | 2.3377
BAU | Secondary | 48 | PWRNGSLKAXX | Gas-fired Power, Sri Lanka, region XX (investable) | 4 | OutputActivityRatio | PJ/PJ | 1
BAU | Secondary | 48 | PWRNGSLKAXX | Gas-fired Power, Sri Lanka, region XX (investable) | 5 | EmissionActivityRatio | tCO2/PJ | 56100
BAU | Secondary | 49 | PWROILMDVXX | Oil/Diesel generation, Maldives, region XX (investable) | 1 | CapacityToActivityUnit | PJ/GW | 31.536
BAU | Secondary | 49 | PWROILMDVXX | Oil/Diesel generation, Maldives, region XX (investable) | 2 | OperationalLife | years | 30
BAU | Secondary | 49 | PWROILMDVXX | Oil/Diesel generation, Maldives, region XX (investable) | 3 | InputActivityRatio | PJ/PJ | 2.8571
BAU | Secondary | 49 | PWROILMDVXX | Oil/Diesel generation, Maldives, region XX (investable) | 4 | OutputActivityRatio | PJ/PJ | 1
BAU | Secondary | 49 | PWROILMDVXX | Oil/Diesel generation, Maldives, region XX (investable) | 5 | EmissionActivityRatio | tCO2/PJ | 73300
BAU | Secondary | 50 | PWROILBGDXX | Oil/Diesel generation, Bangladesh, region XX (investable) | 1 | CapacityToActivityUnit | PJ/GW | 31.536
BAU | Secondary | 50 | PWROILBGDXX | Oil/Diesel generation, Bangladesh, region XX (investable) | 2 | OperationalLife | years | 30
BAU | Secondary | 50 | PWROILBGDXX | Oil/Diesel generation, Bangladesh, region XX (investable) | 3 | InputActivityRatio | PJ/PJ | 2.8571
BAU | Secondary | 50 | PWROILBGDXX | Oil/Diesel generation, Bangladesh, region XX (investable) | 4 | OutputActivityRatio | PJ/PJ | 1
BAU | Secondary | 50 | PWROILBGDXX | Oil/Diesel generation, Bangladesh, region XX (investable) | 5 | EmissionActivityRatio | tCO2/PJ | 73300
BAU | Secondary | 51 | PWROILLKAXX | Oil/Diesel generation, Sri Lanka, region XX (investable) | 1 | CapacityToActivityUnit | PJ/GW | 31.536
BAU | Secondary | 51 | PWROILLKAXX | Oil/Diesel generation, Sri Lanka, region XX (investable) | 2 | OperationalLife | years | 30
BAU | Secondary | 51 | PWROILLKAXX | Oil/Diesel generation, Sri Lanka, region XX (investable) | 3 | InputActivityRatio | PJ/PJ | 2.8571
BAU | Secondary | 51 | PWROILLKAXX | Oil/Diesel generation, Sri Lanka, region XX (investable) | 4 | OutputActivityRatio | PJ/PJ | 1
BAU | Secondary | 51 | PWROILLKAXX | Oil/Diesel generation, Sri Lanka, region XX (investable) | 5 | EmissionActivityRatio | tCO2/PJ | 73300
BAU | Secondary | 52 | PWRBIOBGDXX | Biomass/Bagasse, Bangladesh, region XX (investable) | 1 | CapacityToActivityUnit | PJ/GW | 31.536
BAU | Secondary | 52 | PWRBIOBGDXX | Biomass/Bagasse, Bangladesh, region XX (investable) | 2 | OperationalLife | years | 30
BAU | Secondary | 52 | PWRBIOBGDXX | Biomass/Bagasse, Bangladesh, region XX (investable) | 3 | InputActivityRatio | PJ/PJ | 3.3333
BAU | Secondary | 52 | PWRBIOBGDXX | Biomass/Bagasse, Bangladesh, region XX (investable) | 4 | OutputActivityRatio | PJ/PJ | 1
BAU | Secondary | 53 | PWRBIOINDNO | Biomass/Bagasse, India – North, region XX (investable) | 1 | CapacityToActivityUnit | PJ/GW | 31.536
BAU | Secondary | 53 | PWRBIOINDNO | Biomass/Bagasse, India – North, region XX (investable) | 2 | OperationalLife | years | 30
BAU | Secondary | 53 | PWRBIOINDNO | Biomass/Bagasse, India – North, region XX (investable) | 3 | InputActivityRatio | PJ/PJ | 3.3333
BAU | Secondary | 53 | PWRBIOINDNO | Biomass/Bagasse, India – North, region XX (investable) | 4 | OutputActivityRatio | PJ/PJ | 1
BAU | Secondary | 54 | PWRBIOINDSO | Biomass/Bagasse, India – South, region XX (investable) | 1 | CapacityToActivityUnit | PJ/GW | 31.536
BAU | Secondary | 54 | PWRBIOINDSO | Biomass/Bagasse, India – South, region XX (investable) | 2 | OperationalLife | years | 30
BAU | Secondary | 54 | PWRBIOINDSO | Biomass/Bagasse, India – South, region XX (investable) | 3 | InputActivityRatio | PJ/PJ | 3.3333
BAU | Secondary | 54 | PWRBIOINDSO | Biomass/Bagasse, India – South, region XX (investable) | 4 | OutputActivityRatio | PJ/PJ | 1
BAU | Secondary | 55 | PWRBIOINDEA | Biomass/Bagasse, India – East, region XX (investable) | 1 | CapacityToActivityUnit | PJ/GW | 31.536
BAU | Secondary | 55 | PWRBIOINDEA | Biomass/Bagasse, India – East, region XX (investable) | 2 | OperationalLife | years | 30
BAU | Secondary | 55 | PWRBIOINDEA | Biomass/Bagasse, India – East, region XX (investable) | 3 | InputActivityRatio | PJ/PJ | 3.3333
BAU | Secondary | 55 | PWRBIOINDEA | Biomass/Bagasse, India – East, region XX (investable) | 4 | OutputActivityRatio | PJ/PJ | 1
BAU | Secondary | 56 | PWRBIOINDWE | Biomass/Bagasse, India – West, region XX (investable) | 1 | CapacityToActivityUnit | PJ/GW | 31.536
BAU | Secondary | 56 | PWRBIOINDWE | Biomass/Bagasse, India – West, region XX (investable) | 2 | OperationalLife | years | 30
BAU | Secondary | 56 | PWRBIOINDWE | Biomass/Bagasse, India – West, region XX (investable) | 3 | InputActivityRatio | PJ/PJ | 3.3333
BAU | Secondary | 56 | PWRBIOINDWE | Biomass/Bagasse, India – West, region XX (investable) | 4 | OutputActivityRatio | PJ/PJ | 1
BAU | Secondary | 57 | PWRBIOINDNE | Biomass/Bagasse, India – Northeast, region XX (investable) | 1 | CapacityToActivityUnit | PJ/GW | 31.536
BAU | Secondary | 57 | PWRBIOINDNE | Biomass/Bagasse, India – Northeast, region XX (investable) | 2 | OperationalLife | years | 30
BAU | Secondary | 57 | PWRBIOINDNE | Biomass/Bagasse, India – Northeast, region XX (investable) | 3 | InputActivityRatio | PJ/PJ | 3.3333
BAU | Secondary | 57 | PWRBIOINDNE | Biomass/Bagasse, India – Northeast, region XX (investable) | 4 | OutputActivityRatio | PJ/PJ | 1
BAU | Secondary | 58 | PWRBIONPLXX | Biomass/Bagasse, Nepal, region XX (investable) | 1 | CapacityToActivityUnit | PJ/GW | 31.536
BAU | Secondary | 58 | PWRBIONPLXX | Biomass/Bagasse, Nepal, region XX (investable) | 2 | OperationalLife | years | 30
BAU | Secondary | 58 | PWRBIONPLXX | Biomass/Bagasse, Nepal, region XX (investable) | 3 | InputActivityRatio | PJ/PJ | 3.3333
BAU | Secondary | 58 | PWRBIONPLXX | Biomass/Bagasse, Nepal, region XX (investable) | 4 | OutputActivityRatio | PJ/PJ | 1
BAU | Secondary | 59 | PWRBIOLKAXX | Biomass/Bagasse, Sri Lanka, region XX (investable) | 1 | CapacityToActivityUnit | PJ/GW | 31.536
BAU | Secondary | 59 | PWRBIOLKAXX | Biomass/Bagasse, Sri Lanka, region XX (investable) | 2 | OperationalLife | years | 30
BAU | Secondary | 59 | PWRBIOLKAXX | Biomass/Bagasse, Sri Lanka, region XX (investable) | 3 | InputActivityRatio | PJ/PJ | 3.3333
BAU | Secondary | 59 | PWRBIOLKAXX | Biomass/Bagasse, Sri Lanka, region XX (investable) | 4 | OutputActivityRatio | PJ/PJ | 1
BAU | Secondary | 60 | PWRWASINDNO | Waste-to-Energy, India – North, region XX (investable) | 1 | CapacityToActivityUnit | PJ/GW | 31.536
BAU | Secondary | 60 | PWRWASINDNO | Waste-to-Energy, India – North, region XX (investable) | 2 | OperationalLife | years | 25
BAU | Secondary | 60 | PWRWASINDNO | Waste-to-Energy, India – North, region XX (investable) | 3 | InputActivityRatio | PJ/PJ | 4
BAU | Secondary | 60 | PWRWASINDNO | Waste-to-Energy, India – North, region XX (investable) | 4 | OutputActivityRatio | PJ/PJ | 1
BAU | Secondary | 60 | PWRWASINDNO | Waste-to-Energy, India – North, region XX (investable) | 5 | EmissionActivityRatio | tCO2/PJ | 32000
BAU | Secondary | 61 | PWRWASINDSO | Waste-to-Energy, India – South, region XX (investable) | 1 | CapacityToActivityUnit | PJ/GW | 31.536
BAU | Secondary | 61 | PWRWASINDSO | Waste-to-Energy, India – South, region XX (investable) | 2 | OperationalLife | years | 25
BAU | Secondary | 61 | PWRWASINDSO | Waste-to-Energy, India – South, region XX (investable) | 3 | InputActivityRatio | PJ/PJ | 4
BAU | Secondary | 61 | PWRWASINDSO | Waste-to-Energy, India – South, region XX (investable) | 4 | OutputActivityRatio | PJ/PJ | 1
BAU | Secondary | 61 | PWRWASINDSO | Waste-to-Energy, India – South, region XX (investable) | 5 | EmissionActivityRatio | tCO2/PJ | 32000
BAU | Secondary | 62 | PWRWASINDEA | Waste-to-Energy, India – East, region XX (investable) | 1 | CapacityToActivityUnit | PJ/GW | 31.536
BAU | Secondary | 62 | PWRWASINDEA | Waste-to-Energy, India – East, region XX (investable) | 2 | OperationalLife | years | 25
BAU | Secondary | 62 | PWRWASINDEA | Waste-to-Energy, India – East, region XX (investable) | 3 | InputActivityRatio | PJ/PJ | 4
BAU | Secondary | 62 | PWRWASINDEA | Waste-to-Energy, India – East, region XX (investable) | 4 | OutputActivityRatio | PJ/PJ | 1
BAU | Secondary | 62 | PWRWASINDEA | Waste-to-Energy, India – East, region XX (investable) | 5 | EmissionActivityRatio | tCO2/PJ | 32000
BAU | Secondary | 63 | PWRWASINDWE | Waste-to-Energy, India – West, region XX (investable) | 1 | CapacityToActivityUnit | PJ/GW | 31.536
BAU | Secondary | 63 | PWRWASINDWE | Waste-to-Energy, India – West, region XX (investable) | 2 | OperationalLife | years | 25
BAU | Secondary | 63 | PWRWASINDWE | Waste-to-Energy, India – West, region XX (investable) | 3 | InputActivityRatio | PJ/PJ | 4
BAU | Secondary | 63 | PWRWASINDWE | Waste-to-Energy, India – West, region XX (investable) | 4 | OutputActivityRatio | PJ/PJ | 1
BAU | Secondary | 63 | PWRWASINDWE | Waste-to-Energy, India – West, region XX (investable) | 5 | EmissionActivityRatio | tCO2/PJ | 32000
BAU | Secondary | 64 | PWRWASINDNE | Waste-to-Energy, India – Northeast, region XX (investable) | 1 | CapacityToActivityUnit | PJ/GW | 31.536
BAU | Secondary | 64 | PWRWASINDNE | Waste-to-Energy, India – Northeast, region XX (investable) | 2 | OperationalLife | years | 25
BAU | Secondary | 64 | PWRWASINDNE | Waste-to-Energy, India – Northeast, region XX (investable) | 3 | InputActivityRatio | PJ/PJ | 4
BAU | Secondary | 64 | PWRWASINDNE | Waste-to-Energy, India – Northeast, region XX (investable) | 4 | OutputActivityRatio | PJ/PJ | 1
BAU | Secondary | 64 | PWRWASINDNE | Waste-to-Energy, India – Northeast, region XX (investable) | 5 | EmissionActivityRatio | tCO2/PJ | 32000
BAU | Secondary | 65 | PWRWASBGDXX | Waste-to-Energy, Bangladesh, region XX (investable) | 1 | CapacityToActivityUnit | PJ/GW | 31.536
BAU | Secondary | 65 | PWRWASBGDXX | Waste-to-Energy, Bangladesh, region XX (investable) | 2 | OperationalLife | years | 25
BAU | Secondary | 65 | PWRWASBGDXX | Waste-to-Energy, Bangladesh, region XX (investable) | 3 | InputActivityRatio | PJ/PJ | 4
BAU | Secondary | 65 | PWRWASBGDXX | Waste-to-Energy, Bangladesh, region XX (investable) | 4 | OutputActivityRatio | PJ/PJ | 1
BAU | Secondary | 65 | PWRWASBGDXX | Waste-to-Energy, Bangladesh, region XX (investable) | 5 | EmissionActivityRatio | tCO2/PJ | 32000
BAU | Secondary | 66 | PWRWASLKAXX | Waste-to-Energy, Sri Lanka, region XX (investable) | 1 | CapacityToActivityUnit | PJ/GW | 31.536
BAU | Secondary | 66 | PWRWASLKAXX | Waste-to-Energy, Sri Lanka, region XX (investable) | 2 | OperationalLife | years | 25
BAU | Secondary | 66 | PWRWASLKAXX | Waste-to-Energy, Sri Lanka, region XX (investable) | 3 | InputActivityRatio | PJ/PJ | 4
BAU | Secondary | 66 | PWRWASLKAXX | Waste-to-Energy, Sri Lanka, region XX (investable) | 4 | OutputActivityRatio | PJ/PJ | 1
BAU | Secondary | 66 | PWRWASLKAXX | Waste-to-Energy, Sri Lanka, region XX (investable) | 5 | EmissionActivityRatio | tCO2/PJ | 32000
BAU | Secondary | 67 | PWRURNINDNO | Nuclear, India – North, region XX (investable) | 1 | CapacityToActivityUnit | PJ/GW | 31.536
BAU | Secondary | 67 | PWRURNINDNO | Nuclear, India – North, region XX (investable) | 2 | OperationalLife | years | 60
BAU | Secondary | 67 | PWRURNINDNO | Nuclear, India – North, region XX (investable) | 3 | InputActivityRatio | PJ/PJ | 3.0303
BAU | Secondary | 67 | PWRURNINDNO | Nuclear, India – North, region XX (investable) | 4 | OutputActivityRatio | PJ/PJ | 1
BAU | Secondary | 68 | PWRURNINDSO | Nuclear, India – South, region XX (investable) | 1 | CapacityToActivityUnit | PJ/GW | 31.536
BAU | Secondary | 68 | PWRURNINDSO | Nuclear, India – South, region XX (investable) | 2 | OperationalLife | years | 60
BAU | Secondary | 68 | PWRURNINDSO | Nuclear, India – South, region XX (investable) | 3 | InputActivityRatio | PJ/PJ | 3.0303
BAU | Secondary | 68 | PWRURNINDSO | Nuclear, India – South, region XX (investable) | 4 | OutputActivityRatio | PJ/PJ | 1
BAU | Secondary | 69 | PWRURNINDEA | Nuclear, India – East, region XX (investable) | 1 | CapacityToActivityUnit | PJ/GW | 31.536
BAU | Secondary | 69 | PWRURNINDEA | Nuclear, India – East, region XX (investable) | 2 | OperationalLife | years | 60
BAU | Secondary | 69 | PWRURNINDEA | Nuclear, India – East, region XX (investable) | 3 | InputActivityRatio | PJ/PJ | 3.0303
BAU | Secondary | 69 | PWRURNINDEA | Nuclear, India – East, region XX (investable) | 4 | OutputActivityRatio | PJ/PJ | 1
BAU | Secondary | 70 | PWRURNINDWE | Nuclear, India – West, region XX (investable) | 1 | CapacityToActivityUnit | PJ/GW | 31.536
BAU | Secondary | 70 | PWRURNINDWE | Nuclear, India – West, region XX (investable) | 2 | OperationalLife | years | 60
BAU | Secondary | 70 | PWRURNINDWE | Nuclear, India – West, region XX (investable) | 3 | InputActivityRatio | PJ/PJ | 3.0303
BAU | Secondary | 70 | PWRURNINDWE | Nuclear, India – West, region XX (investable) | 4 | OutputActivityRatio | PJ/PJ | 1
BAU | Secondary | 71 | PWRURNINDNE | Nuclear, India – Northeast, region XX (investable) | 1 | CapacityToActivityUnit | PJ/GW | 31.536
BAU | Secondary | 71 | PWRURNINDNE | Nuclear, India – Northeast, region XX (investable) | 2 | OperationalLife | years | 60
BAU | Secondary | 71 | PWRURNINDNE | Nuclear, India – Northeast, region XX (investable) | 3 | InputActivityRatio | PJ/PJ | 3.0303
BAU | Secondary | 71 | PWRURNINDNE | Nuclear, India – Northeast, region XX (investable) | 4 | OutputActivityRatio | PJ/PJ | 1
BAU | Secondary | 72 | PWRURNBGDXX | Nuclear, Bangladesh, region XX (investable) | 1 | CapacityToActivityUnit | PJ/GW | 31.536
BAU | Secondary | 72 | PWRURNBGDXX | Nuclear, Bangladesh, region XX (investable) | 2 | OperationalLife | years | 60
BAU | Secondary | 72 | PWRURNBGDXX | Nuclear, Bangladesh, region XX (investable) | 3 | InputActivityRatio | PJ/PJ | 3.0303
BAU | Secondary | 72 | PWRURNBGDXX | Nuclear, Bangladesh, region XX (investable) | 4 | OutputActivityRatio | PJ/PJ | 1
BAU | Secondary | 73 | PWRGEOINDNO | Geothermal, India – North, region XX (investable) | 1 | CapacityToActivityUnit | PJ/GW | 31.536
BAU | Secondary | 73 | PWRGEOINDNO | Geothermal, India – North, region XX (investable) | 2 | OperationalLife | years | 30
BAU | Secondary | 73 | PWRGEOINDNO | Geothermal, India – North, region XX (investable) | 3 | InputActivityRatio | PJ/PJ | 1
BAU | Secondary | 73 | PWRGEOINDNO | Geothermal, India – North, region XX (investable) | 4 | OutputActivityRatio | PJ/PJ | 1
BAU | Secondary | 74 | PWRSDSBGDXX | Short-duration storage (Li-ion 4h), Bangladesh, region XX (investable) | 1 | CapacityToActivityUnit | PJ/GW | 31.536
BAU | Secondary | 74 | PWRSDSBGDXX | Short-duration storage (Li-ion 4h), Bangladesh, region XX (investable) | 2 | OperationalLife | years | 15
BAU | Secondary | 74 | PWRSDSBGDXX | Short-duration storage (Li-ion 4h), Bangladesh, region XX (investable) | 3 | InputActivityRatio | PJ/PJ | 1.1111
BAU | Secondary | 74 | PWRSDSBGDXX | Short-duration storage (Li-ion 4h), Bangladesh, region XX (investable) | 4 | OutputActivityRatio | PJ/PJ | 1
BAU | Secondary | 75 | PWRSDSBTNXX | Short-duration storage (Li-ion 4h), Bhutan, region XX (investable) | 1 | CapacityToActivityUnit | PJ/GW | 31.536
BAU | Secondary | 75 | PWRSDSBTNXX | Short-duration storage (Li-ion 4h), Bhutan, region XX (investable) | 2 | OperationalLife | years | 15
BAU | Secondary | 75 | PWRSDSBTNXX | Short-duration storage (Li-ion 4h), Bhutan, region XX (investable) | 3 | InputActivityRatio | PJ/PJ | 1.1111
BAU | Secondary | 75 | PWRSDSBTNXX | Short-duration storage (Li-ion 4h), Bhutan, region XX (investable) | 4 | OutputActivityRatio | PJ/PJ | 1
BAU | Secondary | 76 | PWRSDSINDNO | Short-duration storage (Li-ion 4h), India – North, region XX (investable) | 1 | CapacityToActivityUnit | PJ/GW | 31.536
BAU | Secondary | 76 | PWRSDSINDNO | Short-duration storage (Li-ion 4h), India – North, region XX (investable) | 2 | OperationalLife | years | 15
BAU | Secondary | 76 | PWRSDSINDNO | Short-duration storage (Li-ion 4h), India – North, region XX (investable) | 3 | InputActivityRatio | PJ/PJ | 1.1111
BAU | Secondary | 76 | PWRSDSINDNO | Short-duration storage (Li-ion 4h), India – North, region XX (investable) | 4 | OutputActivityRatio | PJ/PJ | 1
BAU | Secondary | 77 | PWRSDSINDSO | Short-duration storage (Li-ion 4h), India – South, region XX (investable) | 1 | CapacityToActivityUnit | PJ/GW | 31.536
BAU | Secondary | 77 | PWRSDSINDSO | Short-duration storage (Li-ion 4h), India – South, region XX (investable) | 2 | OperationalLife | years | 15
BAU | Secondary | 77 | PWRSDSINDSO | Short-duration storage (Li-ion 4h), India – South, region XX (investable) | 3 | InputActivityRatio | PJ/PJ | 1.1111
BAU | Secondary | 77 | PWRSDSINDSO | Short-duration storage (Li-ion 4h), India – South, region XX (investable) | 4 | OutputActivityRatio | PJ/PJ | 1
BAU | Secondary | 78 | PWRSDSINDEA | Short-duration storage (Li-ion 4h), India – East, region XX (investable) | 1 | CapacityToActivityUnit | PJ/GW | 31.536
BAU | Secondary | 78 | PWRSDSINDEA | Short-duration storage (Li-ion 4h), India – East, region XX (investable) | 2 | OperationalLife | years | 15
BAU | Secondary | 78 | PWRSDSINDEA | Short-duration storage (Li-ion 4h), India – East, region XX (investable) | 3 | InputActivityRatio | PJ/PJ | 1.1111
BAU | Secondary | 78 | PWRSDSINDEA | Short-duration storage (Li-ion 4h), India – East, region XX (investable) | 4 | OutputActivityRatio | PJ/PJ | 1
BAU | Secondary | 79 | PWRSDSINDWE | Short-duration storage (Li-ion 4h), India – West, region XX (investable) | 1 | CapacityToActivityUnit | PJ/GW | 31.536
BAU | Secondary | 79 | PWRSDSINDWE | Short-duration storage (Li-ion 4h), India – West, region XX (investable) | 2 | OperationalLife | years | 15
BAU | Secondary | 79 | PWRSDSINDWE | Short-duration storage (Li-ion 4h), India – West, region XX (investable) | 3 | InputActivityRatio | PJ/PJ | 1.1111
BAU | Secondary | 79 | PWRSDSINDWE | Short-duration storage (Li-ion 4h), India – West, region XX (investable) | 4 | OutputActivityRatio | PJ/PJ | 1
BAU | Secondary | 80 | PWRSDSINDNE | Short-duration storage (Li-ion 4h), India – Northeast, region XX (investable) | 1 | CapacityToActivityUnit | PJ/GW | 31.536
BAU | Secondary | 80 | PWRSDSINDNE | Short-duration storage (Li-ion 4h), India – Northeast, region XX (investable) | 2 | OperationalLife | years | 15
BAU | Secondary | 80 | PWRSDSINDNE | Short-duration storage (Li-ion 4h), India – Northeast, region XX (investable) | 3 | InputActivityRatio | PJ/PJ | 1.1111
BAU | Secondary | 80 | PWRSDSINDNE | Short-duration storage (Li-ion 4h), India – Northeast, region XX (investable) | 4 | OutputActivityRatio | PJ/PJ | 1
BAU | Secondary | 81 | PWRSDSNPLXX | Short-duration storage (Li-ion 4h), Nepal, region XX (investable) | 1 | CapacityToActivityUnit | PJ/GW | 31.536
BAU | Secondary | 81 | PWRSDSNPLXX | Short-duration storage (Li-ion 4h), Nepal, region XX (investable) | 2 | OperationalLife | years | 15
BAU | Secondary | 81 | PWRSDSNPLXX | Short-duration storage (Li-ion 4h), Nepal, region XX (investable) | 3 | InputActivityRatio | PJ/PJ | 1.1111
BAU | Secondary | 81 | PWRSDSNPLXX | Short-duration storage (Li-ion 4h), Nepal, region XX (investable) | 4 | OutputActivityRatio | PJ/PJ | 1
BAU | Secondary | 82 | PWRSDSLKAXX | Short-duration storage (Li-ion 4h), Sri Lanka, region XX (investable) | 1 | CapacityToActivityUnit | PJ/GW | 31.536
BAU | Secondary | 82 | PWRSDSLKAXX | Short-duration storage (Li-ion 4h), Sri Lanka, region XX (investable) | 2 | OperationalLife | years | 15
BAU | Secondary | 82 | PWRSDSLKAXX | Short-duration storage (Li-ion 4h), Sri Lanka, region XX (investable) | 3 | InputActivityRatio | PJ/PJ | 1.1111
BAU | Secondary | 82 | PWRSDSLKAXX | Short-duration storage (Li-ion 4h), Sri Lanka, region XX (investable) | 4 | OutputActivityRatio | PJ/PJ | 1
BAU | Secondary | 83 | PWRSDSMDVXX | Short-duration storage (Li-ion 4h), Maldives, region XX (investable) | 1 | CapacityToActivityUnit | PJ/GW | 31.536
BAU | Secondary | 83 | PWRSDSMDVXX | Short-duration storage (Li-ion 4h), Maldives, region XX (investable) | 2 | OperationalLife | years | 15
BAU | Secondary | 83 | PWRSDSMDVXX | Short-duration storage (Li-ion 4h), Maldives, region XX (investable) | 3 | InputActivityRatio | PJ/PJ | 1.1111
BAU | Secondary | 83 | PWRSDSMDVXX | Short-duration storage (Li-ion 4h), Maldives, region XX (investable) | 4 | OutputActivityRatio | PJ/PJ | 1
BAU | Secondary | 84 | PWRLDSBGDXX | Long-duration storage (8h+), Bangladesh, region XX (investable) | 1 | CapacityToActivityUnit | PJ/GW | 31.536
BAU | Secondary | 84 | PWRLDSBGDXX | Long-duration storage (8h+), Bangladesh, region XX (investable) | 2 | OperationalLife | years | 25
BAU | Secondary | 84 | PWRLDSBGDXX | Long-duration storage (8h+), Bangladesh, region XX (investable) | 3 | InputActivityRatio | PJ/PJ | 1.3333
BAU | Secondary | 84 | PWRLDSBGDXX | Long-duration storage (8h+), Bangladesh, region XX (investable) | 4 | OutputActivityRatio | PJ/PJ | 1
BAU | Secondary | 85 | PWRLDSBTNXX | Long-duration storage (8h+), Bhutan, region XX (investable) | 1 | CapacityToActivityUnit | PJ/GW | 31.536
BAU | Secondary | 85 | PWRLDSBTNXX | Long-duration storage (8h+), Bhutan, region XX (investable) | 2 | OperationalLife | years | 25
BAU | Secondary | 85 | PWRLDSBTNXX | Long-duration storage (8h+), Bhutan, region XX (investable) | 3 | InputActivityRatio | PJ/PJ | 1.3333
BAU | Secondary | 85 | PWRLDSBTNXX | Long-duration storage (8h+), Bhutan, region XX (investable) | 4 | OutputActivityRatio | PJ/PJ | 1
BAU | Secondary | 86 | PWRLDSINDNO | Long-duration storage (8h+), India – North, region XX (investable) | 1 | CapacityToActivityUnit | PJ/GW | 31.536
BAU | Secondary | 86 | PWRLDSINDNO | Long-duration storage (8h+), India – North, region XX (investable) | 2 | OperationalLife | years | 25
BAU | Secondary | 86 | PWRLDSINDNO | Long-duration storage (8h+), India – North, region XX (investable) | 3 | InputActivityRatio | PJ/PJ | 1.3333
BAU | Secondary | 86 | PWRLDSINDNO | Long-duration storage (8h+), India – North, region XX (investable) | 4 | OutputActivityRatio | PJ/PJ | 1
BAU | Secondary | 87 | PWRLDSINDSO | Long-duration storage (8h+), India – South, region XX (investable) | 1 | CapacityToActivityUnit | PJ/GW | 31.536
BAU | Secondary | 87 | PWRLDSINDSO | Long-duration storage (8h+), India – South, region XX (investable) | 2 | OperationalLife | years | 25
BAU | Secondary | 87 | PWRLDSINDSO | Long-duration storage (8h+), India – South, region XX (investable) | 3 | InputActivityRatio | PJ/PJ | 1.3333
BAU | Secondary | 87 | PWRLDSINDSO | Long-duration storage (8h+), India – South, region XX (investable) | 4 | OutputActivityRatio | PJ/PJ | 1
BAU | Secondary | 88 | PWRLDSINDEA | Long-duration storage (8h+), India – East, region XX (investable) | 1 | CapacityToActivityUnit | PJ/GW | 31.536
BAU | Secondary | 88 | PWRLDSINDEA | Long-duration storage (8h+), India – East, region XX (investable) | 2 | OperationalLife | years | 25
BAU | Secondary | 88 | PWRLDSINDEA | Long-duration storage (8h+), India – East, region XX (investable) | 3 | InputActivityRatio | PJ/PJ | 1.3333
BAU | Secondary | 88 | PWRLDSINDEA | Long-duration storage (8h+), India – East, region XX (investable) | 4 | OutputActivityRatio | PJ/PJ | 1
BAU | Secondary | 89 | PWRLDSINDWE | Long-duration storage (8h+), India – West, region XX (investable) | 1 | CapacityToActivityUnit | PJ/GW | 31.536
BAU | Secondary | 89 | PWRLDSINDWE | Long-duration storage (8h+), India – West, region XX (investable) | 2 | OperationalLife | years | 25
BAU | Secondary | 89 | PWRLDSINDWE | Long-duration storage (8h+), India – West, region XX (investable) | 3 | InputActivityRatio | PJ/PJ | 1.3333
BAU | Secondary | 89 | PWRLDSINDWE | Long-duration storage (8h+), India – West, region XX (investable) | 4 | OutputActivityRatio | PJ/PJ | 1
BAU | Secondary | 90 | PWRLDSINDNE | Long-duration storage (8h+), India – Northeast, region XX (investable) | 1 | CapacityToActivityUnit | PJ/GW | 31.536
BAU | Secondary | 90 | PWRLDSINDNE | Long-duration storage (8h+), India – Northeast, region XX (investable) | 2 | OperationalLife | years | 25
BAU | Secondary | 90 | PWRLDSINDNE | Long-duration storage (8h+), India – Northeast, region XX (investable) | 3 | InputActivityRatio | PJ/PJ | 1.3333
BAU | Secondary | 90 | PWRLDSINDNE | Long-duration storage (8h+), India – Northeast, region XX (investable) | 4 | OutputActivityRatio | PJ/PJ | 1
BAU | Secondary | 91 | PWRLDSNPLXX | Long-duration storage (8h+), Nepal, region XX (investable) | 1 | CapacityToActivityUnit | PJ/GW | 31.536
BAU | Secondary | 91 | PWRLDSNPLXX | Long-duration storage (8h+), Nepal, region XX (investable) | 2 | OperationalLife | years | 25
BAU | Secondary | 91 | PWRLDSNPLXX | Long-duration storage (8h+), Nepal, region XX (investable) | 3 | InputActivityRatio | PJ/PJ | 1.3333
BAU | Secondary | 91 | PWRLDSNPLXX | Long-duration storage (8h+), Nepal, region XX (investable) | 4 | OutputActivityRatio | PJ/PJ | 1
BAU | Secondary | 92 | PWRLDSLKAXX | Long-duration storage (8h+), Sri Lanka, region XX (investable) | 1 | CapacityToActivityUnit | PJ/GW | 31.536
BAU | Secondary | 92 | PWRLDSLKAXX | Long-duration storage (8h+), Sri Lanka, region XX (investable) | 2 | OperationalLife | years | 25
BAU | Secondary | 92 | PWRLDSLKAXX | Long-duration storage (8h+), Sri Lanka, region XX (investable) | 3 | InputActivityRatio | PJ/PJ | 1.3333
BAU | Secondary | 92 | PWRLDSLKAXX | Long-duration storage (8h+), Sri Lanka, region XX (investable) | 4 | OutputActivityRatio | PJ/PJ | 1
BAU | Secondary | 93 | PWRLDSMDVXX | Long-duration storage (8h+), Maldives, region XX (investable) | 1 | CapacityToActivityUnit | PJ/GW | 31.536
BAU | Secondary | 93 | PWRLDSMDVXX | Long-duration storage (8h+), Maldives, region XX (investable) | 2 | OperationalLife | years | 25
BAU | Secondary | 93 | PWRLDSMDVXX | Long-duration storage (8h+), Maldives, region XX (investable) | 3 | InputActivityRatio | PJ/PJ | 1.3333
BAU | Secondary | 93 | PWRLDSMDVXX | Long-duration storage (8h+), Maldives, region XX (investable) | 4 | OutputActivityRatio | PJ/PJ | 1
BAU | Primary | 94 | MINCOABGD | Coal mining/import, Bangladesh | 1 | CapacityToActivityUnit | PJ/GW | 31.536
BAU | Primary | 94 | MINCOABGD | Coal mining/import, Bangladesh | 2 | OperationalLife | years | 99
BAU | Primary | 94 | MINCOABGD | Coal mining/import, Bangladesh | 3 | InputActivityRatio | PJ/PJ | 1
BAU | Primary | 94 | MINCOABGD | Coal mining/import, Bangladesh | 4 | OutputActivityRatio | PJ/PJ | 1
BAU | Primary | 95 | MINCOABTN | Coal mining/import, Bhutan | 1 | CapacityToActivityUnit | PJ/GW | 31.536
BAU | Primary | 95 | MINCOABTN | Coal mining/import, Bhutan | 2 | OperationalLife | years | 99
BAU | Primary | 95 | MINCOABTN | Coal mining/import, Bhutan | 3 | InputActivityRatio | PJ/PJ | 1
BAU | Primary | 95 | MINCOABTN | Coal mining/import, Bhutan | 4 | OutputActivityRatio | PJ/PJ | 1
BAU | Primary | 96 | MINCOAIND | Coal mining/import, India | 1 | CapacityToActivityUnit | PJ/GW | 31.536
BAU | Primary | 96 | MINCOAIND | Coal mining/import, India | 2 | OperationalLife | years | 99
BAU | Primary | 96 | MINCOAIND | Coal mining/import, India | 3 | InputActivityRatio | PJ/PJ | 1
BAU | Primary | 96 | MINCOAIND | Coal mining/import, India | 4 | OutputActivityRatio | PJ/PJ | 1
BAU | Primary | 97 | MINCOANPL | Coal mining/import, Nepal | 1 | CapacityToActivityUnit | PJ/GW | 31.536
BAU | Primary | 97 | MINCOANPL | Coal mining/import, Nepal | 2 | OperationalLife | years | 99
BAU | Primary | 97 | MINCOANPL | Coal mining/import, Nepal | 3 | InputActivityRatio | PJ/PJ | 1
BAU | Primary | 97 | MINCOANPL | Coal mining/import, Nepal | 4 | OutputActivityRatio | PJ/PJ | 1
BAU | Primary | 98 | MINCOALKA | Coal mining/import, Sri Lanka | 1 | CapacityToActivityUnit | PJ/GW | 31.536
BAU | Primary | 98 | MINCOALKA | Coal mining/import, Sri Lanka | 2 | OperationalLife | years | 99
BAU | Primary | 98 | MINCOALKA | Coal mining/import, Sri Lanka | 3 | InputActivityRatio | PJ/PJ | 1
BAU | Primary | 98 | MINCOALKA | Coal mining/import, Sri Lanka | 4 | OutputActivityRatio | PJ/PJ | 1
BAU | Primary | 99 | MINCOAMDV | Coal mining/import, Maldives | 1 | CapacityToActivityUnit | PJ/GW | 31.536
BAU | Primary | 99 | MINCOAMDV | Coal mining/import, Maldives | 2 | OperationalLife | years | 99
BAU | Primary | 99 | MINCOAMDV | Coal mining/import, Maldives | 3 | InputActivityRatio | PJ/PJ | 1
BAU | Primary | 99 | MINCOAMDV | Coal mining/import, Maldives | 4 | OutputActivityRatio | PJ/PJ | 1
BAU | Primary | 100 | MINGASBGD | Natural Gas supply, Bangladesh | 1 | CapacityToActivityUnit | PJ/GW | 31.536
BAU | Primary | 100 | MINGASBGD | Natural Gas supply, Bangladesh | 2 | OperationalLife | years | 99
BAU | Primary | 100 | MINGASBGD | Natural Gas supply, Bangladesh | 3 | InputActivityRatio | PJ/PJ | 1
BAU | Primary | 100 | MINGASBGD | Natural Gas supply, Bangladesh | 4 | OutputActivityRatio | PJ/PJ | 1
BAU | Primary | 101 | MINGASBTN | Natural Gas supply, Bhutan | 1 | CapacityToActivityUnit | PJ/GW | 31.536
BAU | Primary | 101 | MINGASBTN | Natural Gas supply, Bhutan | 2 | OperationalLife | years | 99
BAU | Primary | 101 | MINGASBTN | Natural Gas supply, Bhutan | 3 | InputActivityRatio | PJ/PJ | 1
BAU | Primary | 101 | MINGASBTN | Natural Gas supply, Bhutan | 4 | OutputActivityRatio | PJ/PJ | 1
BAU | Primary | 102 | MINGASIND | Natural Gas supply, India | 1 | CapacityToActivityUnit | PJ/GW | 31.536
BAU | Primary | 102 | MINGASIND | Natural Gas supply, India | 2 | OperationalLife | years | 99
BAU | Primary | 102 | MINGASIND | Natural Gas supply, India | 3 | InputActivityRatio | PJ/PJ | 1
BAU | Primary | 102 | MINGASIND | Natural Gas supply, India | 4 | OutputActivityRatio | PJ/PJ | 1
BAU | Primary | 103 | MINGASNPL | Natural Gas supply, Nepal | 1 | CapacityToActivityUnit | PJ/GW | 31.536
BAU | Primary | 103 | MINGASNPL | Natural Gas supply, Nepal | 2 | OperationalLife | years | 99
BAU | Primary | 103 | MINGASNPL | Natural Gas supply, Nepal | 3 | InputActivityRatio | PJ/PJ | 1
BAU | Primary | 103 | MINGASNPL | Natural Gas supply, Nepal | 4 | OutputActivityRatio | PJ/PJ | 1
BAU | Primary | 104 | MINGASLKA | Natural Gas supply, Sri Lanka | 1 | CapacityToActivityUnit | PJ/GW | 31.536
BAU | Primary | 104 | MINGASLKA | Natural Gas supply, Sri Lanka | 2 | OperationalLife | years | 99
BAU | Primary | 104 | MINGASLKA | Natural Gas supply, Sri Lanka | 3 | InputActivityRatio | PJ/PJ | 1
BAU | Primary | 104 | MINGASLKA | Natural Gas supply, Sri Lanka | 4 | OutputActivityRatio | PJ/PJ | 1
BAU | Primary | 105 | MINGASMDV | Natural Gas supply, Maldives | 1 | CapacityToActivityUnit | PJ/GW | 31.536
BAU | Primary | 105 | MINGASMDV | Natural Gas supply, Maldives | 2 | OperationalLife | years | 99
BAU | Primary | 105 | MINGASMDV | Natural Gas supply, Maldives | 3 | InputActivityRatio | PJ/PJ | 1
BAU | Primary | 105 | MINGASMDV | Natural Gas supply, Maldives | 4 | OutputActivityRatio | PJ/PJ | 1
BAU | Primary | 106 | MINOILBGD | Oil supply, Bangladesh | 1 | CapacityToActivityUnit | PJ/GW | 31.536
BAU | Primary | 106 | MINOILBGD | Oil supply, Bangladesh | 2 | OperationalLife | years | 99
BAU | Primary | 106 | MINOILBGD | Oil supply, Bangladesh | 3 | InputActivityRatio | PJ/PJ | 1
BAU | Primary | 106 | MINOILBGD | Oil supply, Bangladesh | 4 | OutputActivityRatio | PJ/PJ | 1
BAU | Primary | 107 | MINOILBTN | Oil supply, Bhutan | 1 | CapacityToActivityUnit | PJ/GW | 31.536
BAU | Primary | 107 | MINOILBTN | Oil supply, Bhutan | 2 | OperationalLife | years | 99
BAU | Primary | 107 | MINOILBTN | Oil supply, Bhutan | 3 | InputActivityRatio | PJ/PJ | 1
BAU | Primary | 107 | MINOILBTN | Oil supply, Bhutan | 4 | OutputActivityRatio | PJ/PJ | 1
BAU | Primary | 108 | MINOILIND | Oil supply, India | 1 | CapacityToActivityUnit | PJ/GW | 31.536
BAU | Primary | 108 | MINOILIND | Oil supply, India | 2 | OperationalLife | years | 99
BAU | Primary | 108 | MINOILIND | Oil supply, India | 3 | InputActivityRatio | PJ/PJ | 1
BAU | Primary | 108 | MINOILIND | Oil supply, India | 4 | OutputActivityRatio | PJ/PJ | 1
BAU | Primary | 109 | MINOILNPL | Oil supply, Nepal | 1 | CapacityToActivityUnit | PJ/GW | 31.536
BAU | Primary | 109 | MINOILNPL | Oil supply, Nepal | 2 | OperationalLife | years | 99
BAU | Primary | 109 | MINOILNPL | Oil supply, Nepal | 3 | InputActivityRatio | PJ/PJ | 1
BAU | Primary | 109 | MINOILNPL | Oil supply, Nepal | 4 | OutputActivityRatio | PJ/PJ | 1
BAU | Primary | 110 | MINOILLKA | Oil supply, Sri Lanka | 1 | CapacityToActivityUnit | PJ/GW | 31.536
BAU | Primary | 110 | MINOILLKA | Oil supply, Sri Lanka | 2 | OperationalLife | years | 99
BAU | Primary | 110 | MINOILLKA | Oil supply, Sri Lanka | 3 | InputActivityRatio | PJ/PJ | 1
BAU | Primary | 110 | MINOILLKA | Oil supply, Sri Lanka | 4 | OutputActivityRatio | PJ/PJ | 1
BAU | Primary | 111 | MINOILMDV | Oil supply, Maldives | 1 | CapacityToActivityUnit | PJ/GW | 31.536
BAU | Primary | 111 | MINOILMDV | Oil supply, Maldives | 2 | OperationalLife | years | 99
BAU | Primary | 111 | MINOILMDV | Oil supply, Maldives | 3 | InputActivityRatio | PJ/PJ | 1
BAU | Primary | 111 | MINOILMDV | Oil supply, Maldives | 4 | OutputActivityRatio | PJ/PJ | 1
BAU | Primary | 112 | MINURNBGD | Uranium supply, Bangladesh | 1 | CapacityToActivityUnit | PJ/GW | 31.536
BAU | Primary | 112 | MINURNBGD | Uranium supply, Bangladesh | 2 | OperationalLife | years | 99
BAU | Primary | 112 | MINURNBGD | Uranium supply, Bangladesh | 3 | InputActivityRatio | PJ/PJ | 1
BAU | Primary | 112 | MINURNBGD | Uranium supply, Bangladesh | 4 | OutputActivityRatio | PJ/PJ | 1
BAU | Primary | 113 | MINURNBTN | Uranium supply, Bhutan | 1 | CapacityToActivityUnit | PJ/GW | 31.536
BAU | Primary | 113 | MINURNBTN | Uranium supply, Bhutan | 2 | OperationalLife | years | 99
BAU | Primary | 113 | MINURNBTN | Uranium supply, Bhutan | 3 | InputActivityRatio | PJ/PJ | 1
BAU | Primary | 113 | MINURNBTN | Uranium supply, Bhutan | 4 | OutputActivityRatio | PJ/PJ | 1
BAU | Primary | 114 | MINURNIND | Uranium supply, India | 1 | CapacityToActivityUnit | PJ/GW | 31.536
BAU | Primary | 114 | MINURNIND | Uranium supply, India | 2 | OperationalLife | years | 99
BAU | Primary | 114 | MINURNIND | Uranium supply, India | 3 | InputActivityRatio | PJ/PJ | 1
BAU | Primary | 114 | MINURNIND | Uranium supply, India | 4 | OutputActivityRatio | PJ/PJ | 1
BAU | Primary | 115 | MINURNNPL | Uranium supply, Nepal | 1 | CapacityToActivityUnit | PJ/GW | 31.536
BAU | Primary | 115 | MINURNNPL | Uranium supply, Nepal | 2 | OperationalLife | years | 99
BAU | Primary | 115 | MINURNNPL | Uranium supply, Nepal | 3 | InputActivityRatio | PJ/PJ | 1
BAU | Primary | 115 | MINURNNPL | Uranium supply, Nepal | 4 | OutputActivityRatio | PJ/PJ | 1
BAU | Primary | 116 | MINURNLKA | Uranium supply, Sri Lanka | 1 | CapacityToActivityUnit | PJ/GW | 31.536
BAU | Primary | 116 | MINURNLKA | Uranium supply, Sri Lanka | 2 | OperationalLife | years | 99
BAU | Primary | 116 | MINURNLKA | Uranium supply, Sri Lanka | 3 | InputActivityRatio | PJ/PJ | 1
BAU | Primary | 116 | MINURNLKA | Uranium supply, Sri Lanka | 4 | OutputActivityRatio | PJ/PJ | 1
BAU | Primary | 117 | MINURNMDV | Uranium supply, Maldives | 1 | CapacityToActivityUnit | PJ/GW | 31.536
BAU | Primary | 117 | MINURNMDV | Uranium supply, Maldives | 2 | OperationalLife | years | 99
BAU | Primary | 117 | MINURNMDV | Uranium supply, Maldives | 3 | InputActivityRatio | PJ/PJ | 1
BAU | Primary | 117 | MINURNMDV | Uranium supply, Maldives | 4 | OutputActivityRatio | PJ/PJ | 1
BAU | Primary | 118 | RNWBIOBGDXX | Biomass supply, Bangladesh | 1 | CapacityToActivityUnit | PJ/GW | 31.536
BAU | Primary | 118 | RNWBIOBGDXX | Biomass supply, Bangladesh | 2 | OperationalLife | years | 99
BAU | Primary | 118 | RNWBIOBGDXX | Biomass supply, Bangladesh | 3 | InputActivityRatio | PJ/PJ | 1
BAU | Primary | 118 | RNWBIOBGDXX | Biomass supply, Bangladesh | 4 | OutputActivityRatio | PJ/PJ | 1
BAU | Primary | 119 | RNWBIOBTNXX | Biomass supply, Bhutan | 1 | CapacityToActivityUnit | PJ/GW | 31.536
BAU | Primary | 119 | RNWBIOBTNXX | Biomass supply, Bhutan | 2 | OperationalLife | years | 99
BAU | Primary | 119 | RNWBIOBTNXX | Biomass supply, Bhutan | 3 | InputActivityRatio | PJ/PJ | 1
BAU | Primary | 119 | RNWBIOBTNXX | Biomass supply, Bhutan | 4 | OutputActivityRatio | PJ/PJ | 1
BAU | Primary | 120 | RNWBIOINDNO | Biomass supply, India – North | 1 | CapacityToActivityUnit | PJ/GW | 31.536
BAU | Primary | 120 | RNWBIOINDNO | Biomass supply, India – North | 2 | OperationalLife | years | 99
BAU | Primary | 120 | RNWBIOINDNO | Biomass supply, India – North | 3 | InputActivityRatio | PJ/PJ | 1
BAU | Primary | 120 | RNWBIOINDNO | Biomass supply, India – North | 4 | OutputActivityRatio | PJ/PJ | 1
BAU | Primary | 121 | RNWBIOINDSO | Biomass supply, India – South | 1 | CapacityToActivityUnit | PJ/GW | 31.536
BAU | Primary | 121 | RNWBIOINDSO | Biomass supply, India – South | 2 | OperationalLife | years | 99
BAU | Primary | 121 | RNWBIOINDSO | Biomass supply, India – South | 3 | InputActivityRatio | PJ/PJ | 1
BAU | Primary | 121 | RNWBIOINDSO | Biomass supply, India – South | 4 | OutputActivityRatio | PJ/PJ | 1
BAU | Primary | 122 | RNWBIOINDEA | Biomass supply, India – East | 1 | CapacityToActivityUnit | PJ/GW | 31.536
BAU | Primary | 122 | RNWBIOINDEA | Biomass supply, India – East | 2 | OperationalLife | years | 99
BAU | Primary | 122 | RNWBIOINDEA | Biomass supply, India – East | 3 | InputActivityRatio | PJ/PJ | 1
BAU | Primary | 122 | RNWBIOINDEA | Biomass supply, India – East | 4 | OutputActivityRatio | PJ/PJ | 1
BAU | Primary | 123 | RNWBIOINDWE | Biomass supply, India – West | 1 | CapacityToActivityUnit | PJ/GW | 31.536
BAU | Primary | 123 | RNWBIOINDWE | Biomass supply, India – West | 2 | OperationalLife | years | 99
BAU | Primary | 123 | RNWBIOINDWE | Biomass supply, India – West | 3 | InputActivityRatio | PJ/PJ | 1
BAU | Primary | 123 | RNWBIOINDWE | Biomass supply, India – West | 4 | OutputActivityRatio | PJ/PJ | 1
BAU | Primary | 124 | RNWBIOINDNE | Biomass supply, India – Northeast | 1 | CapacityToActivityUnit | PJ/GW | 31.536
BAU | Primary | 124 | RNWBIOINDNE | Biomass supply, India – Northeast | 2 | OperationalLife | years | 99
BAU | Primary | 124 | RNWBIOINDNE | Biomass supply, India – Northeast | 3 | InputActivityRatio | PJ/PJ | 1
BAU | Primary | 124 | RNWBIOINDNE | Biomass supply, India – Northeast | 4 | OutputActivityRatio | PJ/PJ | 1
BAU | Primary | 125 | RNWBIONPLXX | Biomass supply, Nepal | 1 | CapacityToActivityUnit | PJ/GW | 31.536
BAU | Primary | 125 | RNWBIONPLXX | Biomass supply, Nepal | 2 | OperationalLife | years | 99
BAU | Primary | 125 | RNWBIONPLXX | Biomass supply, Nepal | 3 | InputActivityRatio | PJ/PJ | 1
BAU | Primary | 125 | RNWBIONPLXX | Biomass supply, Nepal | 4 | OutputActivityRatio | PJ/PJ | 1
BAU | Primary | 126 | RNWBIOLKAXX | Biomass supply, Sri Lanka | 1 | CapacityToActivityUnit | PJ/GW | 31.536
BAU | Primary | 126 | RNWBIOLKAXX | Biomass supply, Sri Lanka | 2 | OperationalLife | years | 99
BAU | Primary | 126 | RNWBIOLKAXX | Biomass supply, Sri Lanka | 3 | InputActivityRatio | PJ/PJ | 1
BAU | Primary | 126 | RNWBIOLKAXX | Biomass supply, Sri Lanka | 4 | OutputActivityRatio | PJ/PJ | 1
BAU | Primary | 127 | RNWBIOMDVXX | Biomass supply, Maldives | 1 | CapacityToActivityUnit | PJ/GW | 31.536
BAU | Primary | 127 | RNWBIOMDVXX | Biomass supply, Maldives | 2 | OperationalLife | years | 99
BAU | Primary | 127 | RNWBIOMDVXX | Biomass supply, Maldives | 3 | InputActivityRatio | PJ/PJ | 1
BAU | Primary | 127 | RNWBIOMDVXX | Biomass supply, Maldives | 4 | OutputActivityRatio | PJ/PJ | 1
BAU | Demand | 128 | PWRTRNBGDXX | Existing internal transmission (non-RE), Bangladesh, region XX | 1 | CapacityToActivityUnit | PJ/GW | 31.536
BAU | Demand | 128 | PWRTRNBGDXX | Existing internal transmission (non-RE), Bangladesh, region XX | 2 | OperationalLife | years | 50
BAU | Demand | 128 | PWRTRNBGDXX | Existing internal transmission (non-RE), Bangladesh, region XX | 3 | InputActivityRatio | PJ/PJ | 1
BAU | Demand | 128 | PWRTRNBGDXX | Existing internal transmission (non-RE), Bangladesh, region XX | 4 | OutputActivityRatio | PJ/PJ | 0.97
BAU | Demand | 129 | PWRTRNBTNXX | Existing internal transmission (non-RE), Bhutan, region XX | 1 | CapacityToActivityUnit | PJ/GW | 31.536
BAU | Demand | 129 | PWRTRNBTNXX | Existing internal transmission (non-RE), Bhutan, region XX | 2 | OperationalLife | years | 50
BAU | Demand | 129 | PWRTRNBTNXX | Existing internal transmission (non-RE), Bhutan, region XX | 3 | InputActivityRatio | PJ/PJ | 1
BAU | Demand | 129 | PWRTRNBTNXX | Existing internal transmission (non-RE), Bhutan, region XX | 4 | OutputActivityRatio | PJ/PJ | 0.97
BAU | Demand | 130 | PWRTRNINDNO | Existing internal transmission (non-RE), India – North, region XX | 1 | CapacityToActivityUnit | PJ/GW | 31.536
BAU | Demand | 130 | PWRTRNINDNO | Existing internal transmission (non-RE), India – North, region XX | 2 | OperationalLife | years | 50
BAU | Demand | 130 | PWRTRNINDNO | Existing internal transmission (non-RE), India – North, region XX | 3 | InputActivityRatio | PJ/PJ | 1
BAU | Demand | 130 | PWRTRNINDNO | Existing internal transmission (non-RE), India – North, region XX | 4 | OutputActivityRatio | PJ/PJ | 0.97
BAU | Demand | 131 | PWRTRNINDSO | Existing internal transmission (non-RE), India – South, region XX | 1 | CapacityToActivityUnit | PJ/GW | 31.536
BAU | Demand | 131 | PWRTRNINDSO | Existing internal transmission (non-RE), India – South, region XX | 2 | OperationalLife | years | 50
BAU | Demand | 131 | PWRTRNINDSO | Existing internal transmission (non-RE), India – South, region XX | 3 | InputActivityRatio | PJ/PJ | 1
BAU | Demand | 131 | PWRTRNINDSO | Existing internal transmission (non-RE), India – South, region XX | 4 | OutputActivityRatio | PJ/PJ | 0.97
BAU | Demand | 132 | PWRTRNINDEA | Existing internal transmission (non-RE), India – East, region XX | 1 | CapacityToActivityUnit | PJ/GW | 31.536
BAU | Demand | 132 | PWRTRNINDEA | Existing internal transmission (non-RE), India – East, region XX | 2 | OperationalLife | years | 50
BAU | Demand | 132 | PWRTRNINDEA | Existing internal transmission (non-RE), India – East, region XX | 3 | InputActivityRatio | PJ/PJ | 1
BAU | Demand | 132 | PWRTRNINDEA | Existing internal transmission (non-RE), India – East, region XX | 4 | OutputActivityRatio | PJ/PJ | 0.97
BAU | Demand | 133 | PWRTRNINDWE | Existing internal transmission (non-RE), India – West, region XX | 1 | CapacityToActivityUnit | PJ/GW | 31.536
BAU | Demand | 133 | PWRTRNINDWE | Existing internal transmission (non-RE), India – West, region XX | 2 | OperationalLife | years | 50
BAU | Demand | 133 | PWRTRNINDWE | Existing internal transmission (non-RE), India – West, region XX | 3 | InputActivityRatio | PJ/PJ | 1
BAU | Demand | 133 | PWRTRNINDWE | Existing internal transmission (non-RE), India – West, region XX | 4 | OutputActivityRatio | PJ/PJ | 0.97
BAU | Demand | 134 | PWRTRNINDNE | Existing internal transmission (non-RE), India – Northeast, region XX | 1 | CapacityToActivityUnit | PJ/GW | 31.536
BAU | Demand | 134 | PWRTRNINDNE | Existing internal transmission (non-RE), India – Northeast, region XX | 2 | OperationalLife | years | 50
BAU | Demand | 134 | PWRTRNINDNE | Existing internal transmission (non-RE), India – Northeast, region XX | 3 | InputActivityRatio | PJ/PJ | 1
BAU | Demand | 134 | PWRTRNINDNE | Existing internal transmission (non-RE), India – Northeast, region XX | 4 | OutputActivityRatio | PJ/PJ | 0.97
BAU | Demand | 135 | PWRTRNNPLXX | Existing internal transmission (non-RE), Nepal, region XX | 1 | CapacityToActivityUnit | PJ/GW | 31.536
BAU | Demand | 135 | PWRTRNNPLXX | Existing internal transmission (non-RE), Nepal, region XX | 2 | OperationalLife | years | 50
BAU | Demand | 135 | PWRTRNNPLXX | Existing internal transmission (non-RE), Nepal, region XX | 3 | InputActivityRatio | PJ/PJ | 1
BAU | Demand | 135 | PWRTRNNPLXX | Existing internal transmission (non-RE), Nepal, region XX | 4 | OutputActivityRatio | PJ/PJ | 0.97
BAU | Demand | 136 | PWRTRNLKAXX | Existing internal transmission (non-RE), Sri Lanka, region XX | 1 | CapacityToActivityUnit | PJ/GW | 31.536
BAU | Demand | 136 | PWRTRNLKAXX | Existing internal transmission (non-RE), Sri Lanka, region XX | 2 | OperationalLife | years | 50
BAU | Demand | 136 | PWRTRNLKAXX | Existing internal transmission (non-RE), Sri Lanka, region XX | 3 | InputActivityRatio | PJ/PJ | 1
BAU | Demand | 136 | PWRTRNLKAXX | Existing internal transmission (non-RE), Sri Lanka, region XX | 4 | OutputActivityRatio | PJ/PJ | 0.97
BAU | Demand | 137 | PWRTRNMDVXX | Existing internal transmission (non-RE), Maldives, region XX | 1 | CapacityToActivityUnit | PJ/GW | 31.536
BAU | Demand | 137 | PWRTRNMDVXX | Existing internal transmission (non-RE), Maldives, region XX | 2 | OperationalLife | years | 50
BAU | Demand | 137 | PWRTRNMDVXX | Existing internal transmission (non-RE), Maldives, region XX | 3 | InputActivityRatio | PJ/PJ | 1
BAU | Demand | 137 | PWRTRNMDVXX | Existing internal transmission (non-RE), Maldives, region XX | 4 | OutputActivityRatio | PJ/PJ | 0.97
BAU | Demand | 138 | RNWTRNBGDXX | Existing internal transmission (RE), Bangladesh, region XX | 1 | CapacityToActivityUnit | PJ/GW | 31.536
BAU | Demand | 138 | RNWTRNBGDXX | Existing internal transmission (RE), Bangladesh, region XX | 2 | OperationalLife | years | 50
BAU | Demand | 138 | RNWTRNBGDXX | Existing internal transmission (RE), Bangladesh, region XX | 3 | InputActivityRatio | PJ/PJ | 1
BAU | Demand | 138 | RNWTRNBGDXX | Existing internal transmission (RE), Bangladesh, region XX | 4 | OutputActivityRatio | PJ/PJ | 0.97
BAU | Demand | 139 | RNWTRNBTNXX | Existing internal transmission (RE), Bhutan, region XX | 1 | CapacityToActivityUnit | PJ/GW | 31.536
BAU | Demand | 139 | RNWTRNBTNXX | Existing internal transmission (RE), Bhutan, region XX | 2 | OperationalLife | years | 50
BAU | Demand | 139 | RNWTRNBTNXX | Existing internal transmission (RE), Bhutan, region XX | 3 | InputActivityRatio | PJ/PJ | 1
BAU | Demand | 139 | RNWTRNBTNXX | Existing internal transmission (RE), Bhutan, region XX | 4 | OutputActivityRatio | PJ/PJ | 0.97
BAU | Demand | 140 | RNWTRNINDNO | Existing internal transmission (RE), India – North, region XX | 1 | CapacityToActivityUnit | PJ/GW | 31.536
BAU | Demand | 140 | RNWTRNINDNO | Existing internal transmission (RE), India – North, region XX | 2 | OperationalLife | years | 50
BAU | Demand | 140 | RNWTRNINDNO | Existing internal transmission (RE), India – North, region XX | 3 | InputActivityRatio | PJ/PJ | 1
BAU | Demand | 140 | RNWTRNINDNO | Existing internal transmission (RE), India – North, region XX | 4 | OutputActivityRatio | PJ/PJ | 0.97
BAU | Demand | 141 | RNWTRNINDSO | Existing internal transmission (RE), India – South, region XX | 1 | CapacityToActivityUnit | PJ/GW | 31.536
BAU | Demand | 141 | RNWTRNINDSO | Existing internal transmission (RE), India – South, region XX | 2 | OperationalLife | years | 50
BAU | Demand | 141 | RNWTRNINDSO | Existing internal transmission (RE), India – South, region XX | 3 | InputActivityRatio | PJ/PJ | 1
BAU | Demand | 141 | RNWTRNINDSO | Existing internal transmission (RE), India – South, region XX | 4 | OutputActivityRatio | PJ/PJ | 0.97
BAU | Demand | 142 | RNWTRNINDEA | Existing internal transmission (RE), India – East, region XX | 1 | CapacityToActivityUnit | PJ/GW | 31.536
BAU | Demand | 142 | RNWTRNINDEA | Existing internal transmission (RE), India – East, region XX | 2 | OperationalLife | years | 50
BAU | Demand | 142 | RNWTRNINDEA | Existing internal transmission (RE), India – East, region XX | 3 | InputActivityRatio | PJ/PJ | 1
BAU | Demand | 142 | RNWTRNINDEA | Existing internal transmission (RE), India – East, region XX | 4 | OutputActivityRatio | PJ/PJ | 0.97
BAU | Demand | 143 | RNWTRNINDWE | Existing internal transmission (RE), India – West, region XX | 1 | CapacityToActivityUnit | PJ/GW | 31.536
BAU | Demand | 143 | RNWTRNINDWE | Existing internal transmission (RE), India – West, region XX | 2 | OperationalLife | years | 50
BAU | Demand | 143 | RNWTRNINDWE | Existing internal transmission (RE), India – West, region XX | 3 | InputActivityRatio | PJ/PJ | 1
BAU | Demand | 143 | RNWTRNINDWE | Existing internal transmission (RE), India – West, region XX | 4 | OutputActivityRatio | PJ/PJ | 0.97
BAU | Demand | 144 | RNWTRNINDNE | Existing internal transmission (RE), India – Northeast, region XX | 1 | CapacityToActivityUnit | PJ/GW | 31.536
BAU | Demand | 144 | RNWTRNINDNE | Existing internal transmission (RE), India – Northeast, region XX | 2 | OperationalLife | years | 50
BAU | Demand | 144 | RNWTRNINDNE | Existing internal transmission (RE), India – Northeast, region XX | 3 | InputActivityRatio | PJ/PJ | 1
BAU | Demand | 144 | RNWTRNINDNE | Existing internal transmission (RE), India – Northeast, region XX | 4 | OutputActivityRatio | PJ/PJ | 0.97
BAU | Demand | 145 | RNWTRNNPLXX | Existing internal transmission (RE), Nepal, region XX | 1 | CapacityToActivityUnit | PJ/GW | 31.536
BAU | Demand | 145 | RNWTRNNPLXX | Existing internal transmission (RE), Nepal, region XX | 2 | OperationalLife | years | 50
BAU | Demand | 145 | RNWTRNNPLXX | Existing internal transmission (RE), Nepal, region XX | 3 | InputActivityRatio | PJ/PJ | 1
BAU | Demand | 145 | RNWTRNNPLXX | Existing internal transmission (RE), Nepal, region XX | 4 | OutputActivityRatio | PJ/PJ | 0.97
BAU | Demand | 146 | RNWTRNLKAXX | Existing internal transmission (RE), Sri Lanka, region XX | 1 | CapacityToActivityUnit | PJ/GW | 31.536
BAU | Demand | 146 | RNWTRNLKAXX | Existing internal transmission (RE), Sri Lanka, region XX | 2 | OperationalLife | years | 50
BAU | Demand | 146 | RNWTRNLKAXX | Existing internal transmission (RE), Sri Lanka, region XX | 3 | InputActivityRatio | PJ/PJ | 1
BAU | Demand | 146 | RNWTRNLKAXX | Existing internal transmission (RE), Sri Lanka, region XX | 4 | OutputActivityRatio | PJ/PJ | 0.97
BAU | Demand | 147 | RNWTRNMDVXX | Existing internal transmission (RE), Maldives, region XX | 1 | CapacityToActivityUnit | PJ/GW | 31.536
BAU | Demand | 147 | RNWTRNMDVXX | Existing internal transmission (RE), Maldives, region XX | 2 | OperationalLife | years | 50
BAU | Demand | 147 | RNWTRNMDVXX | Existing internal transmission (RE), Maldives, region XX | 3 | InputActivityRatio | PJ/PJ | 1
BAU | Demand | 147 | RNWTRNMDVXX | Existing internal transmission (RE), Maldives, region XX | 4 | OutputActivityRatio | PJ/PJ | 0.97
BAU | Demand | 148 | TRNNLIBGDXX | New internal transmission line, Bangladesh, region XX | 1 | CapacityToActivityUnit | PJ/GW | 31.536
BAU | Demand | 148 | TRNNLIBGDXX | New internal transmission line, Bangladesh, region XX | 2 | OperationalLife | years | 50
BAU | Demand | 148 | TRNNLIBGDXX | New internal transmission line, Bangladesh, region XX | 3 | InputActivityRatio | PJ/PJ | 1
BAU | Demand | 148 | TRNNLIBGDXX | New internal transmission line, Bangladesh, region XX | 4 | OutputActivityRatio | PJ/PJ | 0.97
BAU | Demand | 149 | TRNNLIBTNXX | New internal transmission line, Bhutan, region XX | 1 | CapacityToActivityUnit | PJ/GW | 31.536
BAU | Demand | 149 | TRNNLIBTNXX | New internal transmission line, Bhutan, region XX | 2 | OperationalLife | years | 50
BAU | Demand | 149 | TRNNLIBTNXX | New internal transmission line, Bhutan, region XX | 3 | InputActivityRatio | PJ/PJ | 1
BAU | Demand | 149 | TRNNLIBTNXX | New internal transmission line, Bhutan, region XX | 4 | OutputActivityRatio | PJ/PJ | 0.97
BAU | Demand | 150 | TRNNLIINDNO | New internal transmission line, India – North, region XX | 1 | CapacityToActivityUnit | PJ/GW | 31.536
BAU | Demand | 150 | TRNNLIINDNO | New internal transmission line, India – North, region XX | 2 | OperationalLife | years | 50
BAU | Demand | 150 | TRNNLIINDNO | New internal transmission line, India – North, region XX | 3 | InputActivityRatio | PJ/PJ | 1
BAU | Demand | 150 | TRNNLIINDNO | New internal transmission line, India – North, region XX | 4 | OutputActivityRatio | PJ/PJ | 0.97
BAU | Demand | 151 | TRNNLIINDSO | New internal transmission line, India – South, region XX | 1 | CapacityToActivityUnit | PJ/GW | 31.536
BAU | Demand | 151 | TRNNLIINDSO | New internal transmission line, India – South, region XX | 2 | OperationalLife | years | 50
BAU | Demand | 151 | TRNNLIINDSO | New internal transmission line, India – South, region XX | 3 | InputActivityRatio | PJ/PJ | 1
BAU | Demand | 151 | TRNNLIINDSO | New internal transmission line, India – South, region XX | 4 | OutputActivityRatio | PJ/PJ | 0.97
BAU | Demand | 152 | TRNNLIINDEA | New internal transmission line, India – East, region XX | 1 | CapacityToActivityUnit | PJ/GW | 31.536
BAU | Demand | 152 | TRNNLIINDEA | New internal transmission line, India – East, region XX | 2 | OperationalLife | years | 50
BAU | Demand | 152 | TRNNLIINDEA | New internal transmission line, India – East, region XX | 3 | InputActivityRatio | PJ/PJ | 1
BAU | Demand | 152 | TRNNLIINDEA | New internal transmission line, India – East, region XX | 4 | OutputActivityRatio | PJ/PJ | 0.97
BAU | Demand | 153 | TRNNLIINDWE | New internal transmission line, India – West, region XX | 1 | CapacityToActivityUnit | PJ/GW | 31.536
BAU | Demand | 153 | TRNNLIINDWE | New internal transmission line, India – West, region XX | 2 | OperationalLife | years | 50
BAU | Demand | 153 | TRNNLIINDWE | New internal transmission line, India – West, region XX | 3 | InputActivityRatio | PJ/PJ | 1
BAU | Demand | 153 | TRNNLIINDWE | New internal transmission line, India – West, region XX | 4 | OutputActivityRatio | PJ/PJ | 0.97
BAU | Demand | 154 | TRNNLIINDNE | New internal transmission line, India – Northeast, region XX | 1 | CapacityToActivityUnit | PJ/GW | 31.536
BAU | Demand | 154 | TRNNLIINDNE | New internal transmission line, India – Northeast, region XX | 2 | OperationalLife | years | 50
BAU | Demand | 154 | TRNNLIINDNE | New internal transmission line, India – Northeast, region XX | 3 | InputActivityRatio | PJ/PJ | 1
BAU | Demand | 154 | TRNNLIINDNE | New internal transmission line, India – Northeast, region XX | 4 | OutputActivityRatio | PJ/PJ | 0.97
BAU | Demand | 155 | TRNNLINPLXX | New internal transmission line, Nepal, region XX | 1 | CapacityToActivityUnit | PJ/GW | 31.536
BAU | Demand | 155 | TRNNLINPLXX | New internal transmission line, Nepal, region XX | 2 | OperationalLife | years | 50
BAU | Demand | 155 | TRNNLINPLXX | New internal transmission line, Nepal, region XX | 3 | InputActivityRatio | PJ/PJ | 1
BAU | Demand | 155 | TRNNLINPLXX | New internal transmission line, Nepal, region XX | 4 | OutputActivityRatio | PJ/PJ | 0.97
BAU | Demand | 156 | TRNNLILKAXX | New internal transmission line, Sri Lanka, region XX | 1 | CapacityToActivityUnit | PJ/GW | 31.536
BAU | Demand | 156 | TRNNLILKAXX | New internal transmission line, Sri Lanka, region XX | 2 | OperationalLife | years | 50
BAU | Demand | 156 | TRNNLILKAXX | New internal transmission line, Sri Lanka, region XX | 3 | InputActivityRatio | PJ/PJ | 1
BAU | Demand | 156 | TRNNLILKAXX | New internal transmission line, Sri Lanka, region XX | 4 | OutputActivityRatio | PJ/PJ | 0.97
BAU | Demand | 157 | TRNNLIMDVXX | New internal transmission line, Maldives, region XX | 1 | CapacityToActivityUnit | PJ/GW | 31.536
BAU | Demand | 157 | TRNNLIMDVXX | New internal transmission line, Maldives, region XX | 2 | OperationalLife | years | 50
BAU | Demand | 157 | TRNNLIMDVXX | New internal transmission line, Maldives, region XX | 3 | InputActivityRatio | PJ/PJ | 1
BAU | Demand | 157 | TRNNLIMDVXX | New internal transmission line, Maldives, region XX | 4 | OutputActivityRatio | PJ/PJ | 0.97
BAU | Demand | 158 | TRNRPOBGDXX | Repower/upgrade internal transmission, Bangladesh, region XX | 1 | CapacityToActivityUnit | PJ/GW | 31.536
BAU | Demand | 158 | TRNRPOBGDXX | Repower/upgrade internal transmission, Bangladesh, region XX | 2 | OperationalLife | years | 50
BAU | Demand | 158 | TRNRPOBGDXX | Repower/upgrade internal transmission, Bangladesh, region XX | 3 | InputActivityRatio | PJ/PJ | 1
BAU | Demand | 158 | TRNRPOBGDXX | Repower/upgrade internal transmission, Bangladesh, region XX | 4 | OutputActivityRatio | PJ/PJ | 0.97
BAU | Demand | 159 | TRNRPOBTNXX | Repower/upgrade internal transmission, Bhutan, region XX | 1 | CapacityToActivityUnit | PJ/GW | 31.536
BAU | Demand | 159 | TRNRPOBTNXX | Repower/upgrade internal transmission, Bhutan, region XX | 2 | OperationalLife | years | 50
BAU | Demand | 159 | TRNRPOBTNXX | Repower/upgrade internal transmission, Bhutan, region XX | 3 | InputActivityRatio | PJ/PJ | 1
BAU | Demand | 159 | TRNRPOBTNXX | Repower/upgrade internal transmission, Bhutan, region XX | 4 | OutputActivityRatio | PJ/PJ | 0.97
BAU | Demand | 160 | TRNRPOINDNO | Repower/upgrade internal transmission, India – North, region XX | 1 | CapacityToActivityUnit | PJ/GW | 31.536
BAU | Demand | 160 | TRNRPOINDNO | Repower/upgrade internal transmission, India – North, region XX | 2 | OperationalLife | years | 50
BAU | Demand | 160 | TRNRPOINDNO | Repower/upgrade internal transmission, India – North, region XX | 3 | InputActivityRatio | PJ/PJ | 1
BAU | Demand | 160 | TRNRPOINDNO | Repower/upgrade internal transmission, India – North, region XX | 4 | OutputActivityRatio | PJ/PJ | 0.97
BAU | Demand | 161 | TRNRPOINDSO | Repower/upgrade internal transmission, India – South, region XX | 1 | CapacityToActivityUnit | PJ/GW | 31.536
BAU | Demand | 161 | TRNRPOINDSO | Repower/upgrade internal transmission, India – South, region XX | 2 | OperationalLife | years | 50
BAU | Demand | 161 | TRNRPOINDSO | Repower/upgrade internal transmission, India – South, region XX | 3 | InputActivityRatio | PJ/PJ | 1
BAU | Demand | 161 | TRNRPOINDSO | Repower/upgrade internal transmission, India – South, region XX | 4 | OutputActivityRatio | PJ/PJ | 0.97
BAU | Demand | 162 | TRNRPOINDEA | Repower/upgrade internal transmission, India – East, region XX | 1 | CapacityToActivityUnit | PJ/GW | 31.536
BAU | Demand | 162 | TRNRPOINDEA | Repower/upgrade internal transmission, India – East, region XX | 2 | OperationalLife | years | 50
BAU | Demand | 162 | TRNRPOINDEA | Repower/upgrade internal transmission, India – East, region XX | 3 | InputActivityRatio | PJ/PJ | 1
BAU | Demand | 162 | TRNRPOINDEA | Repower/upgrade internal transmission, India – East, region XX | 4 | OutputActivityRatio | PJ/PJ | 0.97
BAU | Demand | 163 | TRNRPOINDWE | Repower/upgrade internal transmission, India – West, region XX | 1 | CapacityToActivityUnit | PJ/GW | 31.536
BAU | Demand | 163 | TRNRPOINDWE | Repower/upgrade internal transmission, India – West, region XX | 2 | OperationalLife | years | 50
BAU | Demand | 163 | TRNRPOINDWE | Repower/upgrade internal transmission, India – West, region XX | 3 | InputActivityRatio | PJ/PJ | 1
BAU | Demand | 163 | TRNRPOINDWE | Repower/upgrade internal transmission, India – West, region XX | 4 | OutputActivityRatio | PJ/PJ | 0.97
BAU | Demand | 164 | TRNRPOINDNE | Repower/upgrade internal transmission, India – Northeast, region XX | 1 | CapacityToActivityUnit | PJ/GW | 31.536
BAU | Demand | 164 | TRNRPOINDNE | Repower/upgrade internal transmission, India – Northeast, region XX | 2 | OperationalLife | years | 50
BAU | Demand | 164 | TRNRPOINDNE | Repower/upgrade internal transmission, India – Northeast, region XX | 3 | InputActivityRatio | PJ/PJ | 1
BAU | Demand | 164 | TRNRPOINDNE | Repower/upgrade internal transmission, India – Northeast, region XX | 4 | OutputActivityRatio | PJ/PJ | 0.97
BAU | Demand | 165 | TRNRPONPLXX | Repower/upgrade internal transmission, Nepal, region XX | 1 | CapacityToActivityUnit | PJ/GW | 31.536
BAU | Demand | 165 | TRNRPONPLXX | Repower/upgrade internal transmission, Nepal, region XX | 2 | OperationalLife | years | 50
BAU | Demand | 165 | TRNRPONPLXX | Repower/upgrade internal transmission, Nepal, region XX | 3 | InputActivityRatio | PJ/PJ | 1
BAU | Demand | 165 | TRNRPONPLXX | Repower/upgrade internal transmission, Nepal, region XX | 4 | OutputActivityRatio | PJ/PJ | 0.97
BAU | Demand | 166 | TRNRPOLKAXX | Repower/upgrade internal transmission, Sri Lanka, region XX | 1 | CapacityToActivityUnit | PJ/GW | 31.536
BAU | Demand | 166 | TRNRPOLKAXX | Repower/upgrade internal transmission, Sri Lanka, region XX | 2 | OperationalLife | years | 50
BAU | Demand | 166 | TRNRPOLKAXX | Repower/upgrade internal transmission, Sri Lanka, region XX | 3 | InputActivityRatio | PJ/PJ | 1
BAU | Demand | 166 | TRNRPOLKAXX | Repower/upgrade internal transmission, Sri Lanka, region XX | 4 | OutputActivityRatio | PJ/PJ | 0.97
BAU | Demand | 167 | TRNRPOMDVXX | Repower/upgrade internal transmission, Maldives, region XX | 1 | CapacityToActivityUnit | PJ/GW | 31.536
BAU | Demand | 167 | TRNRPOMDVXX | Repower/upgrade internal transmission, Maldives, region XX | 2 | OperationalLife | years | 50
BAU | Demand | 167 | TRNRPOMDVXX | Repower/upgrade internal transmission, Maldives, region XX | 3 | InputActivityRatio | PJ/PJ | 1
BAU | Demand | 167 | TRNRPOMDVXX | Repower/upgrade internal transmission, Maldives, region XX | 4 | OutputActivityRatio | PJ/PJ | 0.97
BAU | Demand | 168 | TRNBGDXXINDEA | Cross-border interconnector: Bangladesh ↔ India East | 1 | CapacityToActivityUnit | PJ/GW | 31.536
BAU | Demand | 168 | TRNBGDXXINDEA | Cross-border interconnector: Bangladesh ↔ India East | 2 | OperationalLife | years | 50
BAU | Demand | 168 | TRNBGDXXINDEA | Cross-border interconnector: Bangladesh ↔ India East | 3 | InputActivityRatio | PJ/PJ | 1
BAU | Demand | 168 | TRNBGDXXINDEA | Cross-border interconnector: Bangladesh ↔ India East | 4 | OutputActivityRatio | PJ/PJ | 0.95
BAU | Demand | 169 | TRNBGDXXINDNE | Cross-border interconnector: Bangladesh ↔ India Northeast | 1 | CapacityToActivityUnit | PJ/GW | 31.536
BAU | Demand | 169 | TRNBGDXXINDNE | Cross-border interconnector: Bangladesh ↔ India Northeast | 2 | OperationalLife | years | 50
BAU | Demand | 169 | TRNBGDXXINDNE | Cross-border interconnector: Bangladesh ↔ India Northeast | 3 | InputActivityRatio | PJ/PJ | 1
BAU | Demand | 169 | TRNBGDXXINDNE | Cross-border interconnector: Bangladesh ↔ India Northeast | 4 | OutputActivityRatio | PJ/PJ | 0.95
BAU | Demand | 170 | TRNBTNXXINDEA | Cross-border interconnector: Bhutan ↔ India East | 1 | CapacityToActivityUnit | PJ/GW | 31.536
BAU | Demand | 170 | TRNBTNXXINDEA | Cross-border interconnector: Bhutan ↔ India East | 2 | OperationalLife | years | 50
BAU | Demand | 170 | TRNBTNXXINDEA | Cross-border interconnector: Bhutan ↔ India East | 3 | InputActivityRatio | PJ/PJ | 1
BAU | Demand | 170 | TRNBTNXXINDEA | Cross-border interconnector: Bhutan ↔ India East | 4 | OutputActivityRatio | PJ/PJ | 0.95
BAU | Demand | 171 | TRNBTNXXINDNE | Cross-border interconnector: Bhutan ↔ India Northeast | 1 | CapacityToActivityUnit | PJ/GW | 31.536
BAU | Demand | 171 | TRNBTNXXINDNE | Cross-border interconnector: Bhutan ↔ India Northeast | 2 | OperationalLife | years | 50
BAU | Demand | 171 | TRNBTNXXINDNE | Cross-border interconnector: Bhutan ↔ India Northeast | 3 | InputActivityRatio | PJ/PJ | 1
BAU | Demand | 171 | TRNBTNXXINDNE | Cross-border interconnector: Bhutan ↔ India Northeast | 4 | OutputActivityRatio | PJ/PJ | 0.95
BAU | Demand | 172 | TRNINDNONPLXX | Cross-border interconnector: Nepal ↔ India North | 1 | CapacityToActivityUnit | PJ/GW | 31.536
BAU | Demand | 172 | TRNINDNONPLXX | Cross-border interconnector: Nepal ↔ India North | 2 | OperationalLife | years | 50
BAU | Demand | 172 | TRNINDNONPLXX | Cross-border interconnector: Nepal ↔ India North | 3 | InputActivityRatio | PJ/PJ | 1
BAU | Demand | 172 | TRNINDNONPLXX | Cross-border interconnector: Nepal ↔ India North | 4 | OutputActivityRatio | PJ/PJ | 0.95
BAU | Demand | 173 | TRNINDEANPLXX | Cross-border interconnector: Nepal ↔ India East | 1 | CapacityToActivityUnit | PJ/GW | 31.536
BAU | Demand | 173 | TRNINDEANPLXX | Cross-border interconnector: Nepal ↔ India East | 2 | OperationalLife | years | 50
BAU | Demand | 173 | TRNINDEANPLXX | Cross-border interconnector: Nepal ↔ India East | 3 | InputActivityRatio | PJ/PJ | 1
BAU | Demand | 173 | TRNINDEANPLXX | Cross-border interconnector: Nepal ↔ India East | 4 | OutputActivityRatio | PJ/PJ | 0.95
BAU | Demand | 174 | TRNINDSOLKAXX | Cross-border interconnector: Sri Lanka ↔ India South | 1 | CapacityToActivityUnit | PJ/GW | 31.536
BAU | Demand | 174 | TRNINDSOLKAXX | Cross-border interconnector: Sri Lanka ↔ India South | 2 | OperationalLife | years | 50
BAU | Demand | 174 | TRNINDSOLKAXX | Cross-border interconnector: Sri Lanka ↔ India South | 3 | InputActivityRatio | PJ/PJ | 1
BAU | Demand | 174 | TRNINDSOLKAXX | Cross-border interconnector: Sri Lanka ↔ India South | 4 | OutputActivityRatio | PJ/PJ | 0.95
BAU | Demand | 175 | TRNINDEAINDNO | Cross-border interconnector: India North ↔ India East (internal) | 1 | CapacityToActivityUnit | PJ/GW | 31.536
BAU | Demand | 175 | TRNINDEAINDNO | Cross-border interconnector: India North ↔ India East (internal) | 2 | OperationalLife | years | 50
BAU | Demand | 175 | TRNINDEAINDNO | Cross-border interconnector: India North ↔ India East (internal) | 3 | InputActivityRatio | PJ/PJ | 1
BAU | Demand | 175 | TRNINDEAINDNO | Cross-border interconnector: India North ↔ India East (internal) | 4 | OutputActivityRatio | PJ/PJ | 0.95
BAU | Demand | 176 | TRNINDNOINDWE | Cross-border interconnector: India North ↔ India West (internal) | 1 | CapacityToActivityUnit | PJ/GW | 31.536
BAU | Demand | 176 | TRNINDNOINDWE | Cross-border interconnector: India North ↔ India West (internal) | 2 | OperationalLife | years | 50
BAU | Demand | 176 | TRNINDNOINDWE | Cross-border interconnector: India North ↔ India West (internal) | 3 | InputActivityRatio | PJ/PJ | 1
BAU | Demand | 176 | TRNINDNOINDWE | Cross-border interconnector: India North ↔ India West (internal) | 4 | OutputActivityRatio | PJ/PJ | 0.95
BAU | Demand | 177 | TRNINDEAINDNE | Cross-border interconnector: India East ↔ India Northeast (internal) | 1 | CapacityToActivityUnit | PJ/GW | 31.536
BAU | Demand | 177 | TRNINDEAINDNE | Cross-border interconnector: India East ↔ India Northeast (internal) | 2 | OperationalLife | years | 50
BAU | Demand | 177 | TRNINDEAINDNE | Cross-border interconnector: India East ↔ India Northeast (internal) | 3 | InputActivityRatio | PJ/PJ | 1
BAU | Demand | 177 | TRNINDEAINDNE | Cross-border interconnector: India East ↔ India Northeast (internal) | 4 | OutputActivityRatio | PJ/PJ | 0.95
BAU | Demand | 178 | TRNINDEAINDSO | Cross-border interconnector: India East ↔ India South (internal) | 1 | CapacityToActivityUnit | PJ/GW | 31.536
BAU | Demand | 178 | TRNINDEAINDSO | Cross-border interconnector: India East ↔ India South (internal) | 2 | OperationalLife | years | 50
BAU | Demand | 178 | TRNINDEAINDSO | Cross-border interconnector: India East ↔ India South (internal) | 3 | InputActivityRatio | PJ/PJ | 1
BAU | Demand | 178 | TRNINDEAINDSO | Cross-border interconnector: India East ↔ India South (internal) | 4 | OutputActivityRatio | PJ/PJ | 0.95
BAU | Demand | 179 | TRNINDSOINDWE | Cross-border interconnector: India West ↔ India South (internal) | 1 | CapacityToActivityUnit | PJ/GW | 31.536
BAU | Demand | 179 | TRNINDSOINDWE | Cross-border interconnector: India West ↔ India South (internal) | 2 | OperationalLife | years | 50
BAU | Demand | 179 | TRNINDSOINDWE | Cross-border interconnector: India West ↔ India South (internal) | 3 | InputActivityRatio | PJ/PJ | 1
BAU | Demand | 179 | TRNINDSOINDWE | Cross-border interconnector: India West ↔ India South (internal) | 4 | OutputActivityRatio | PJ/PJ | 0.95
BAU | Demand | 180 | TRNMDVXXINDSO | Cross-border interconnector: Maldives ↔ India South (submarine cable) | 1 | CapacityToActivityUnit | PJ/GW | 31.536
BAU | Demand | 180 | TRNMDVXXINDSO | Cross-border interconnector: Maldives ↔ India South (submarine cable) | 2 | OperationalLife | years | 50
BAU | Demand | 180 | TRNMDVXXINDSO | Cross-border interconnector: Maldives ↔ India South (submarine cable) | 3 | InputActivityRatio | PJ/PJ | 1
BAU | Demand | 180 | TRNMDVXXINDSO | Cross-border interconnector: Maldives ↔ India South (submarine cable) | 4 | OutputActivityRatio | PJ/PJ | 0.95
BAU | Secondary | 27 | PWRSHPINDEA | Small Hydropower, India – East, region XX (investable) | 1 | CapacityToActivityUnit | PJ/GW | 31.536
BAU | Secondary | 27 | PWRSHPINDEA | Small Hydropower, India – East, region XX (investable) | 3 | InputActivityRatio | PJ/PJ | 1
BAU | Secondary | 27 | PWRSHPINDEA | Small Hydropower, India – East, region XX (investable) | 2 | OperationalLife | years | 80
BAU | Secondary | 27 | PWRSHPINDEA | Small Hydropower, India – East, region XX (investable) | 4 | OutputActivityRatio | PJ/PJ | 1
BAU | Secondary | 27 | PWRSHPINDNE | Small Hydropower, India – Northeast, region XX (investable) | 1 | CapacityToActivityUnit | PJ/GW | 31.536
BAU | Secondary | 27 | PWRSHPINDNE | Small Hydropower, India – Northeast, region XX (investable) | 3 | InputActivityRatio | PJ/PJ | 1
BAU | Secondary | 27 | PWRSHPINDNE | Small Hydropower, India – Northeast, region XX (investable) | 2 | OperationalLife | years | 80
BAU | Secondary | 27 | PWRSHPINDNE | Small Hydropower, India – Northeast, region XX (investable) | 4 | OutputActivityRatio | PJ/PJ | 1
BAU | Secondary | 27 | PWRSHPINDNO | Small Hydropower, India – North, region XX (investable) | 1 | CapacityToActivityUnit | PJ/GW | 31.536
BAU | Secondary | 27 | PWRSHPINDNO | Small Hydropower, India – North, region XX (investable) | 3 | InputActivityRatio | PJ/PJ | 1
BAU | Secondary | 27 | PWRSHPINDNO | Small Hydropower, India – North, region XX (investable) | 2 | OperationalLife | years | 80
BAU | Secondary | 27 | PWRSHPINDNO | Small Hydropower, India – North, region XX (investable) | 4 | OutputActivityRatio | PJ/PJ | 1
BAU | Secondary | 27 | PWRSHPINDSO | Small Hydropower, India – South, region XX (investable) | 1 | CapacityToActivityUnit | PJ/GW | 31.536
BAU | Secondary | 27 | PWRSHPINDSO | Small Hydropower, India – South, region XX (investable) | 3 | InputActivityRatio | PJ/PJ | 1
BAU | Secondary | 27 | PWRSHPINDSO | Small Hydropower, India – South, region XX (investable) | 2 | OperationalLife | years | 80
BAU | Secondary | 27 | PWRSHPINDSO | Small Hydropower, India – South, region XX (investable) | 4 | OutputActivityRatio | PJ/PJ | 1
BAU | Secondary | 27 | PWRSHPINDWE | Small Hydropower, India – West, region XX (investable) | 1 | CapacityToActivityUnit | PJ/GW | 31.536
BAU | Secondary | 27 | PWRSHPINDWE | Small Hydropower, India – West, region XX (investable) | 3 | InputActivityRatio | PJ/PJ | 1
BAU | Secondary | 27 | PWRSHPINDWE | Small Hydropower, India – West, region XX (investable) | 2 | OperationalLife | years | 80
BAU | Secondary | 27 | PWRSHPINDWE | Small Hydropower, India – West, region XX (investable) | 4 | OutputActivityRatio | PJ/PJ | 1

## Primary_Techs
scenario | Tech.ID | Tech | Tech.Name | Parameter.ID | Parameter | Unit | Projection.Mode | Projection.Parameter | 2023 | 2024 | 2025 | 2026 | 2027 | 2028 | 2029 | 2030 | 2031 | 2032 | 2033 | 2034 | 2035 | 2036 | 2037 | 2038 | 2039 | 2040 | 2041 | 2042 | 2043 | 2044 | 2045 | 2046 | 2047 | 2048 | 2049 | 2050
BAU | 1 | MINCOABGD | Coal mining/import, Bangladesh | 1 | CapitalCost | USD/kW |  | 0
BAU | 1 | MINCOABGD | Coal mining/import, Bangladesh | 2 | FixedCost | USD/kW/yr |  | 0
BAU | 1 | MINCOABGD | Coal mining/import, Bangladesh | 3 | ResidualCapacity | GW |  | 0
BAU | 1 | MINCOABGD | Coal mining/import, Bangladesh | 4 | TotalAnnualMaxCapacity | GW |  | 0
BAU | 1 | MINCOABGD | Coal mining/import, Bangladesh | 5 | TotalTechnologyAnnualActivityUpperLimit | PJ |  | 0
BAU | 2 | MINCOABTN | Coal mining/import, Bhutan | 1 | CapitalCost | USD/kW |  | 0
BAU | 2 | MINCOABTN | Coal mining/import, Bhutan | 2 | FixedCost | USD/kW/yr |  | 0
BAU | 2 | MINCOABTN | Coal mining/import, Bhutan | 3 | ResidualCapacity | GW |  | 0
BAU | 2 | MINCOABTN | Coal mining/import, Bhutan | 4 | TotalAnnualMaxCapacity | GW |  | 0
BAU | 2 | MINCOABTN | Coal mining/import, Bhutan | 5 | TotalTechnologyAnnualActivityUpperLimit | PJ |  | 0
BAU | 3 | MINCOAIND | Coal mining/import, India | 1 | CapitalCost | USD/kW |  | 0
BAU | 3 | MINCOAIND | Coal mining/import, India | 2 | FixedCost | USD/kW/yr |  | 0
BAU | 3 | MINCOAIND | Coal mining/import, India | 3 | ResidualCapacity | GW |  | 0
BAU | 3 | MINCOAIND | Coal mining/import, India | 4 | TotalAnnualMaxCapacity | GW |  | 0
BAU | 3 | MINCOAIND | Coal mining/import, India | 5 | TotalTechnologyAnnualActivityUpperLimit | PJ |  | 0
BAU | 4 | MINCOANPL | Coal mining/import, Nepal | 1 | CapitalCost | USD/kW |  | 0
BAU | 4 | MINCOANPL | Coal mining/import, Nepal | 2 | FixedCost | USD/kW/yr |  | 0
BAU | 4 | MINCOANPL | Coal mining/import, Nepal | 3 | ResidualCapacity | GW |  | 0
BAU | 4 | MINCOANPL | Coal mining/import, Nepal | 4 | TotalAnnualMaxCapacity | GW |  | 0
BAU | 4 | MINCOANPL | Coal mining/import, Nepal | 5 | TotalTechnologyAnnualActivityUpperLimit | PJ |  | 0
BAU | 5 | MINCOALKA | Coal mining/import, Sri Lanka | 1 | CapitalCost | USD/kW |  | 0
BAU | 5 | MINCOALKA | Coal mining/import, Sri Lanka | 2 | FixedCost | USD/kW/yr |  | 0
BAU | 5 | MINCOALKA | Coal mining/import, Sri Lanka | 3 | ResidualCapacity | GW |  | 0
BAU | 5 | MINCOALKA | Coal mining/import, Sri Lanka | 4 | TotalAnnualMaxCapacity | GW |  | 0
BAU | 5 | MINCOALKA | Coal mining/import, Sri Lanka | 5 | TotalTechnologyAnnualActivityUpperLimit | PJ |  | 0
BAU | 6 | MINCOAMDV | Coal mining/import, Maldives | 1 | CapitalCost | USD/kW |  | 0
BAU | 6 | MINCOAMDV | Coal mining/import, Maldives | 2 | FixedCost | USD/kW/yr |  | 0
BAU | 6 | MINCOAMDV | Coal mining/import, Maldives | 3 | ResidualCapacity | GW |  | 0
BAU | 6 | MINCOAMDV | Coal mining/import, Maldives | 4 | TotalAnnualMaxCapacity | GW |  | 0
BAU | 6 | MINCOAMDV | Coal mining/import, Maldives | 5 | TotalTechnologyAnnualActivityUpperLimit | PJ |  | 0
BAU | 7 | MINGASBGD | Natural Gas supply, Bangladesh | 1 | CapitalCost | USD/kW |  | 0
BAU | 7 | MINGASBGD | Natural Gas supply, Bangladesh | 2 | FixedCost | USD/kW/yr |  | 0
BAU | 7 | MINGASBGD | Natural Gas supply, Bangladesh | 3 | ResidualCapacity | GW |  | 0
BAU | 7 | MINGASBGD | Natural Gas supply, Bangladesh | 4 | TotalAnnualMaxCapacity | GW |  | 0
BAU | 7 | MINGASBGD | Natural Gas supply, Bangladesh | 5 | TotalTechnologyAnnualActivityUpperLimit | PJ |  | 0
BAU | 8 | MINGASBTN | Natural Gas supply, Bhutan | 1 | CapitalCost | USD/kW |  | 0
BAU | 8 | MINGASBTN | Natural Gas supply, Bhutan | 2 | FixedCost | USD/kW/yr |  | 0
BAU | 8 | MINGASBTN | Natural Gas supply, Bhutan | 3 | ResidualCapacity | GW |  | 0
BAU | 8 | MINGASBTN | Natural Gas supply, Bhutan | 4 | TotalAnnualMaxCapacity | GW |  | 0
BAU | 8 | MINGASBTN | Natural Gas supply, Bhutan | 5 | TotalTechnologyAnnualActivityUpperLimit | PJ |  | 0
BAU | 9 | MINGASIND | Natural Gas supply, India | 1 | CapitalCost | USD/kW |  | 0
BAU | 9 | MINGASIND | Natural Gas supply, India | 2 | FixedCost | USD/kW/yr |  | 0
BAU | 9 | MINGASIND | Natural Gas supply, India | 3 | ResidualCapacity | GW |  | 0
BAU | 9 | MINGASIND | Natural Gas supply, India | 4 | TotalAnnualMaxCapacity | GW |  | 0
BAU | 9 | MINGASIND | Natural Gas supply, India | 5 | TotalTechnologyAnnualActivityUpperLimit | PJ |  | 0
BAU | 10 | MINGASNPL | Natural Gas supply, Nepal | 1 | CapitalCost | USD/kW |  | 0
BAU | 10 | MINGASNPL | Natural Gas supply, Nepal | 2 | FixedCost | USD/kW/yr |  | 0
BAU | 10 | MINGASNPL | Natural Gas supply, Nepal | 3 | ResidualCapacity | GW |  | 0
BAU | 10 | MINGASNPL | Natural Gas supply, Nepal | 4 | TotalAnnualMaxCapacity | GW |  | 0
BAU | 10 | MINGASNPL | Natural Gas supply, Nepal | 5 | TotalTechnologyAnnualActivityUpperLimit | PJ |  | 0
BAU | 11 | MINGASLKA | Natural Gas supply, Sri Lanka | 1 | CapitalCost | USD/kW |  | 0
BAU | 11 | MINGASLKA | Natural Gas supply, Sri Lanka | 2 | FixedCost | USD/kW/yr |  | 0
BAU | 11 | MINGASLKA | Natural Gas supply, Sri Lanka | 3 | ResidualCapacity | GW |  | 0
BAU | 11 | MINGASLKA | Natural Gas supply, Sri Lanka | 4 | TotalAnnualMaxCapacity | GW |  | 0
BAU | 11 | MINGASLKA | Natural Gas supply, Sri Lanka | 5 | TotalTechnologyAnnualActivityUpperLimit | PJ |  | 0
BAU | 12 | MINGASMDV | Natural Gas supply, Maldives | 1 | CapitalCost | USD/kW |  | 0
BAU | 12 | MINGASMDV | Natural Gas supply, Maldives | 2 | FixedCost | USD/kW/yr |  | 0
BAU | 12 | MINGASMDV | Natural Gas supply, Maldives | 3 | ResidualCapacity | GW |  | 0
BAU | 12 | MINGASMDV | Natural Gas supply, Maldives | 4 | TotalAnnualMaxCapacity | GW |  | 0
BAU | 12 | MINGASMDV | Natural Gas supply, Maldives | 5 | TotalTechnologyAnnualActivityUpperLimit | PJ |  | 0
BAU | 13 | MINOILBGD | Oil supply, Bangladesh | 1 | CapitalCost | USD/kW |  | 0
BAU | 13 | MINOILBGD | Oil supply, Bangladesh | 2 | FixedCost | USD/kW/yr |  | 0
BAU | 13 | MINOILBGD | Oil supply, Bangladesh | 3 | ResidualCapacity | GW |  | 0
BAU | 13 | MINOILBGD | Oil supply, Bangladesh | 4 | TotalAnnualMaxCapacity | GW |  | 0
BAU | 13 | MINOILBGD | Oil supply, Bangladesh | 5 | TotalTechnologyAnnualActivityUpperLimit | PJ |  | 0
BAU | 14 | MINOILBTN | Oil supply, Bhutan | 1 | CapitalCost | USD/kW |  | 0
BAU | 14 | MINOILBTN | Oil supply, Bhutan | 2 | FixedCost | USD/kW/yr |  | 0
BAU | 14 | MINOILBTN | Oil supply, Bhutan | 3 | ResidualCapacity | GW |  | 0
BAU | 14 | MINOILBTN | Oil supply, Bhutan | 4 | TotalAnnualMaxCapacity | GW |  | 0
BAU | 14 | MINOILBTN | Oil supply, Bhutan | 5 | TotalTechnologyAnnualActivityUpperLimit | PJ |  | 0
BAU | 15 | MINOILIND | Oil supply, India | 1 | CapitalCost | USD/kW |  | 0
BAU | 15 | MINOILIND | Oil supply, India | 2 | FixedCost | USD/kW/yr |  | 0
BAU | 15 | MINOILIND | Oil supply, India | 3 | ResidualCapacity | GW |  | 0
BAU | 15 | MINOILIND | Oil supply, India | 4 | TotalAnnualMaxCapacity | GW |  | 0
BAU | 15 | MINOILIND | Oil supply, India | 5 | TotalTechnologyAnnualActivityUpperLimit | PJ |  | 0
BAU | 16 | MINOILNPL | Oil supply, Nepal | 1 | CapitalCost | USD/kW |  | 0
BAU | 16 | MINOILNPL | Oil supply, Nepal | 2 | FixedCost | USD/kW/yr |  | 0
BAU | 16 | MINOILNPL | Oil supply, Nepal | 3 | ResidualCapacity | GW |  | 0
BAU | 16 | MINOILNPL | Oil supply, Nepal | 4 | TotalAnnualMaxCapacity | GW |  | 0
BAU | 16 | MINOILNPL | Oil supply, Nepal | 5 | TotalTechnologyAnnualActivityUpperLimit | PJ |  | 0
BAU | 17 | MINOILLKA | Oil supply, Sri Lanka | 1 | CapitalCost | USD/kW |  | 0
BAU | 17 | MINOILLKA | Oil supply, Sri Lanka | 2 | FixedCost | USD/kW/yr |  | 0
BAU | 17 | MINOILLKA | Oil supply, Sri Lanka | 3 | ResidualCapacity | GW |  | 0
BAU | 17 | MINOILLKA | Oil supply, Sri Lanka | 4 | TotalAnnualMaxCapacity | GW |  | 0
BAU | 17 | MINOILLKA | Oil supply, Sri Lanka | 5 | TotalTechnologyAnnualActivityUpperLimit | PJ |  | 0
BAU | 18 | MINOILMDV | Oil supply, Maldives | 1 | CapitalCost | USD/kW |  | 0
BAU | 18 | MINOILMDV | Oil supply, Maldives | 2 | FixedCost | USD/kW/yr |  | 0
BAU | 18 | MINOILMDV | Oil supply, Maldives | 3 | ResidualCapacity | GW |  | 0
BAU | 18 | MINOILMDV | Oil supply, Maldives | 4 | TotalAnnualMaxCapacity | GW |  | 0
BAU | 18 | MINOILMDV | Oil supply, Maldives | 5 | TotalTechnologyAnnualActivityUpperLimit | PJ |  | 0
BAU | 19 | MINURNBGD | Uranium supply, Bangladesh | 1 | CapitalCost | USD/kW |  | 0
BAU | 19 | MINURNBGD | Uranium supply, Bangladesh | 2 | FixedCost | USD/kW/yr |  | 0
BAU | 19 | MINURNBGD | Uranium supply, Bangladesh | 3 | ResidualCapacity | GW |  | 0
BAU | 19 | MINURNBGD | Uranium supply, Bangladesh | 4 | TotalAnnualMaxCapacity | GW |  | 0
BAU | 19 | MINURNBGD | Uranium supply, Bangladesh | 5 | TotalTechnologyAnnualActivityUpperLimit | PJ |  | 0
BAU | 20 | MINURNBTN | Uranium supply, Bhutan | 1 | CapitalCost | USD/kW |  | 0
BAU | 20 | MINURNBTN | Uranium supply, Bhutan | 2 | FixedCost | USD/kW/yr |  | 0
BAU | 20 | MINURNBTN | Uranium supply, Bhutan | 3 | ResidualCapacity | GW |  | 0
BAU | 20 | MINURNBTN | Uranium supply, Bhutan | 4 | TotalAnnualMaxCapacity | GW |  | 0
BAU | 20 | MINURNBTN | Uranium supply, Bhutan | 5 | TotalTechnologyAnnualActivityUpperLimit | PJ |  | 0
BAU | 21 | MINURNIND | Uranium supply, India | 1 | CapitalCost | USD/kW |  | 0
BAU | 21 | MINURNIND | Uranium supply, India | 2 | FixedCost | USD/kW/yr |  | 0
BAU | 21 | MINURNIND | Uranium supply, India | 3 | ResidualCapacity | GW |  | 0
BAU | 21 | MINURNIND | Uranium supply, India | 4 | TotalAnnualMaxCapacity | GW |  | 0
BAU | 21 | MINURNIND | Uranium supply, India | 5 | TotalTechnologyAnnualActivityUpperLimit | PJ |  | 0
BAU | 22 | MINURNNPL | Uranium supply, Nepal | 1 | CapitalCost | USD/kW |  | 0
BAU | 22 | MINURNNPL | Uranium supply, Nepal | 2 | FixedCost | USD/kW/yr |  | 0
BAU | 22 | MINURNNPL | Uranium supply, Nepal | 3 | ResidualCapacity | GW |  | 0
BAU | 22 | MINURNNPL | Uranium supply, Nepal | 4 | TotalAnnualMaxCapacity | GW |  | 0
BAU | 22 | MINURNNPL | Uranium supply, Nepal | 5 | TotalTechnologyAnnualActivityUpperLimit | PJ |  | 0
BAU | 23 | MINURNLKA | Uranium supply, Sri Lanka | 1 | CapitalCost | USD/kW |  | 0
BAU | 23 | MINURNLKA | Uranium supply, Sri Lanka | 2 | FixedCost | USD/kW/yr |  | 0
BAU | 23 | MINURNLKA | Uranium supply, Sri Lanka | 3 | ResidualCapacity | GW |  | 0
BAU | 23 | MINURNLKA | Uranium supply, Sri Lanka | 4 | TotalAnnualMaxCapacity | GW |  | 0
BAU | 23 | MINURNLKA | Uranium supply, Sri Lanka | 5 | TotalTechnologyAnnualActivityUpperLimit | PJ |  | 0
BAU | 24 | MINURNMDV | Uranium supply, Maldives | 1 | CapitalCost | USD/kW |  | 0
BAU | 24 | MINURNMDV | Uranium supply, Maldives | 2 | FixedCost | USD/kW/yr |  | 0
BAU | 24 | MINURNMDV | Uranium supply, Maldives | 3 | ResidualCapacity | GW |  | 0
BAU | 24 | MINURNMDV | Uranium supply, Maldives | 4 | TotalAnnualMaxCapacity | GW |  | 0
BAU | 24 | MINURNMDV | Uranium supply, Maldives | 5 | TotalTechnologyAnnualActivityUpperLimit | PJ |  | 0
BAU | 25 | RNWBIOBGDXX | Biomass supply, Bangladesh | 1 | CapitalCost | USD/kW |  | 0
BAU | 25 | RNWBIOBGDXX | Biomass supply, Bangladesh | 2 | FixedCost | USD/kW/yr |  | 0
BAU | 25 | RNWBIOBGDXX | Biomass supply, Bangladesh | 3 | ResidualCapacity | GW |  | 0
BAU | 25 | RNWBIOBGDXX | Biomass supply, Bangladesh | 4 | TotalAnnualMaxCapacity | GW |  | 0
BAU | 25 | RNWBIOBGDXX | Biomass supply, Bangladesh | 5 | TotalTechnologyAnnualActivityUpperLimit | PJ |  | 0
BAU | 26 | RNWBIOBTNXX | Biomass supply, Bhutan | 1 | CapitalCost | USD/kW |  | 0
BAU | 26 | RNWBIOBTNXX | Biomass supply, Bhutan | 2 | FixedCost | USD/kW/yr |  | 0
BAU | 26 | RNWBIOBTNXX | Biomass supply, Bhutan | 3 | ResidualCapacity | GW |  | 0
BAU | 26 | RNWBIOBTNXX | Biomass supply, Bhutan | 4 | TotalAnnualMaxCapacity | GW |  | 0
BAU | 26 | RNWBIOBTNXX | Biomass supply, Bhutan | 5 | TotalTechnologyAnnualActivityUpperLimit | PJ |  | 0
BAU | 27 | RNWBIOINDNO | Biomass supply, India – North | 1 | CapitalCost | USD/kW |  | 0
BAU | 27 | RNWBIOINDNO | Biomass supply, India – North | 2 | FixedCost | USD/kW/yr |  | 0
BAU | 27 | RNWBIOINDNO | Biomass supply, India – North | 3 | ResidualCapacity | GW |  | 0
BAU | 27 | RNWBIOINDNO | Biomass supply, India – North | 4 | TotalAnnualMaxCapacity | GW |  | 0
BAU | 27 | RNWBIOINDNO | Biomass supply, India – North | 5 | TotalTechnologyAnnualActivityUpperLimit | PJ |  | 0
BAU | 28 | RNWBIOINDSO | Biomass supply, India – South | 1 | CapitalCost | USD/kW |  | 0
BAU | 28 | RNWBIOINDSO | Biomass supply, India – South | 2 | FixedCost | USD/kW/yr |  | 0
BAU | 28 | RNWBIOINDSO | Biomass supply, India – South | 3 | ResidualCapacity | GW |  | 0
BAU | 28 | RNWBIOINDSO | Biomass supply, India – South | 4 | TotalAnnualMaxCapacity | GW |  | 0
BAU | 28 | RNWBIOINDSO | Biomass supply, India – South | 5 | TotalTechnologyAnnualActivityUpperLimit | PJ |  | 0
BAU | 29 | RNWBIOINDEA | Biomass supply, India – East | 1 | CapitalCost | USD/kW |  | 0
BAU | 29 | RNWBIOINDEA | Biomass supply, India – East | 2 | FixedCost | USD/kW/yr |  | 0
BAU | 29 | RNWBIOINDEA | Biomass supply, India – East | 3 | ResidualCapacity | GW |  | 0
BAU | 29 | RNWBIOINDEA | Biomass supply, India – East | 4 | TotalAnnualMaxCapacity | GW |  | 0
BAU | 29 | RNWBIOINDEA | Biomass supply, India – East | 5 | TotalTechnologyAnnualActivityUpperLimit | PJ |  | 0
BAU | 30 | RNWBIOINDWE | Biomass supply, India – West | 1 | CapitalCost | USD/kW |  | 0
BAU | 30 | RNWBIOINDWE | Biomass supply, India – West | 2 | FixedCost | USD/kW/yr |  | 0
BAU | 30 | RNWBIOINDWE | Biomass supply, India – West | 3 | ResidualCapacity | GW |  | 0
BAU | 30 | RNWBIOINDWE | Biomass supply, India – West | 4 | TotalAnnualMaxCapacity | GW |  | 0
BAU | 30 | RNWBIOINDWE | Biomass supply, India – West | 5 | TotalTechnologyAnnualActivityUpperLimit | PJ |  | 0
BAU | 31 | RNWBIOINDNE | Biomass supply, India – Northeast | 1 | CapitalCost | USD/kW |  | 0
BAU | 31 | RNWBIOINDNE | Biomass supply, India – Northeast | 2 | FixedCost | USD/kW/yr |  | 0
BAU | 31 | RNWBIOINDNE | Biomass supply, India – Northeast | 3 | ResidualCapacity | GW |  | 0
BAU | 31 | RNWBIOINDNE | Biomass supply, India – Northeast | 4 | TotalAnnualMaxCapacity | GW |  | 0
BAU | 31 | RNWBIOINDNE | Biomass supply, India – Northeast | 5 | TotalTechnologyAnnualActivityUpperLimit | PJ |  | 0
BAU | 32 | RNWBIONPLXX | Biomass supply, Nepal | 1 | CapitalCost | USD/kW |  | 0
BAU | 32 | RNWBIONPLXX | Biomass supply, Nepal | 2 | FixedCost | USD/kW/yr |  | 0
BAU | 32 | RNWBIONPLXX | Biomass supply, Nepal | 3 | ResidualCapacity | GW |  | 0
BAU | 32 | RNWBIONPLXX | Biomass supply, Nepal | 4 | TotalAnnualMaxCapacity | GW |  | 0
BAU | 32 | RNWBIONPLXX | Biomass supply, Nepal | 5 | TotalTechnologyAnnualActivityUpperLimit | PJ |  | 0
BAU | 33 | RNWBIOLKAXX | Biomass supply, Sri Lanka | 1 | CapitalCost | USD/kW |  | 0
BAU | 33 | RNWBIOLKAXX | Biomass supply, Sri Lanka | 2 | FixedCost | USD/kW/yr |  | 0
BAU | 33 | RNWBIOLKAXX | Biomass supply, Sri Lanka | 3 | ResidualCapacity | GW |  | 0
BAU | 33 | RNWBIOLKAXX | Biomass supply, Sri Lanka | 4 | TotalAnnualMaxCapacity | GW |  | 0
BAU | 33 | RNWBIOLKAXX | Biomass supply, Sri Lanka | 5 | TotalTechnologyAnnualActivityUpperLimit | PJ |  | 0
BAU | 34 | RNWBIOMDVXX | Biomass supply, Maldives | 1 | CapitalCost | USD/kW |  | 0
BAU | 34 | RNWBIOMDVXX | Biomass supply, Maldives | 2 | FixedCost | USD/kW/yr |  | 0
BAU | 34 | RNWBIOMDVXX | Biomass supply, Maldives | 3 | ResidualCapacity | GW |  | 0
BAU | 34 | RNWBIOMDVXX | Biomass supply, Maldives | 4 | TotalAnnualMaxCapacity | GW |  | 0
BAU | 34 | RNWBIOMDVXX | Biomass supply, Maldives | 5 | TotalTechnologyAnnualActivityUpperLimit | PJ |  | 0

## Secondary_Techs
scenario | Tech.ID | Tech | Tech.Name | Parameter.ID | Parameter | Unit | Projection.Mode | Projection.Parameter | 2023 | 2024 | 2025 | 2026 | 2027 | 2028 | 2029 | 2030 | 2031 | 2032 | 2033 | 2034 | 2035 | 2036 | 2037 | 2038 | 2039 | 2040 | 2041 | 2042 | 2043 | 2044 | 2045 | 2046 | 2047 | 2048 | 2049 | 2050
BAU | 1 | PWRSPVBGDXX | Solar PV (utility-scale), Bangladesh, region XX (investable) | 1 | CapitalCost | USD/kW | User defined | 0 | 840 | 822 | 804 | 785.4 | 766.8 | 748.2 | 729.6 | 711 | 692.7 | 674.4 | 656.1 | 637.8 | 619.5 | 609.3 | 599.1 | 588.9 | 578.7 | 568.5 | 558.3 | 548.1 | 537.9 | 527.7 | 517.5 | 507.3 | 497.1 | 486.9 | 476.7 | 466.5
BAU | 1 | PWRSPVBGDXX | Solar PV (utility-scale), Bangladesh, region XX (investable) | 2 | FixedCost | USD/kW/yr | User defined | 0 | 12 | 12 | 12 | 11.7 | 11.4 | 11.1 | 10.8 | 10.5 | 10.2 | 9.9 | 9.6 | 9.3 | 9 | 9 | 9 | 9 | 9 | 9 | 8.7 | 8.4 | 8.1 | 7.8 | 7.5 | 7.5 | 7.5 | 7.5 | 7.5 | 7.5
BAU | 1 | PWRSPVBGDXX | Solar PV (utility-scale), Bangladesh, region XX (investable) | 3 | ResidualCapacity | GW | User defined | 0 | 0.601 | 0.601 | 0.601 | 0.601 | 0.601 | 0.601 | 0.601 | 0.601 | 0.601 | 0.601 | 0.601 | 0.601 | 0.601 | 0.601 | 0.601 | 0.601 | 0.601 | 0.601 | 0.601 | 0.601 | 0.601 | 0.601 | 0.601 | 0.601 | 0.601 | 0.601 | 0.601 | 0.601
BAU | 1 | PWRSPVBGDXX | Solar PV (utility-scale), Bangladesh, region XX (investable) | 4 | TotalAnnualMaxCapacity | GW | User defined | 0
BAU | 1 | PWRSPVBGDXX | Solar PV (utility-scale), Bangladesh, region XX (investable) | 5 | TotalTechnologyAnnualActivityUpperLimit | PJ | User defined | 0
BAU | 1 | PWRSPVBGDXX | Solar PV (utility-scale), Bangladesh, region XX (investable) | 6 | TotalAnnualMinCapacity | GW | User defined | 0
BAU | 1 | PWRSPVBGDXX | Solar PV (utility-scale), Bangladesh, region XX (investable) | 7 | AvailabilityFactor | fraction | User defined | 0 | bar: 2023 to 2050
BAU | 1 | PWRSPVBGDXX | Solar PV (utility-scale), Bangladesh, region XX (investable) | 8 | Efficiency | fraction | User defined | 0 | bar: 2023 to 2050
BAU | 1 | PWRSPVBGDXX | Solar PV (utility-scale), Bangladesh, region XX (investable) | 9 | TotalAnnualMinCapacityInvestment | GW | User defined | 0 | 0 | 0 | 3.085 | 0 | 0 | 0 | 0 | 0 | 0 | 0 | 0 | 0 | 0 | 0 | 0 | 0 | 0 | 0 | 0 | 0 | 0 | 0 | 0 | 0 | 0 | 0 | 0 | 0
BAU | 2 | PWRSPVBTNXX | Solar PV (utility-scale), Bhutan, region XX (investable) | 1 | CapitalCost | USD/kW | User defined | 0 | 1008 | 986.4 | 964.8 | 942.48 | 920.16 | 897.84 | 875.52 | 853.2 | 831.24 | 809.28 | 787.32 | 765.36 | 743.4 | 731.16 | 718.92 | 706.68 | 694.44 | 682.2 | 669.96 | 657.72 | 645.48 | 633.24 | 621 | 608.76 | 596.52 | 584.28 | 572.04 | 559.8
BAU | 2 | PWRSPVBTNXX | Solar PV (utility-scale), Bhutan, region XX (investable) | 2 | FixedCost | USD/kW/yr | User defined | 0 | 14.4 | 14.4 | 14.4 | 14.04 | 13.68 | 13.32 | 12.96 | 12.6 | 12.24 | 11.88 | 11.52 | 11.16 | 10.8 | 10.8 | 10.8 | 10.8 | 10.8 | 10.8 | 10.44 | 10.08 | 9.72 | 9.36 | 9 | 9 | 9 | 9 | 9 | 9
BAU | 2 | PWRSPVBTNXX | Solar PV (utility-scale), Bhutan, region XX (investable) | 3 | ResidualCapacity | GW | User defined | 0 | 0.002 | 0.002 | 0.002 | 0.002 | 0.002 | 0.002 | 0.002 | 0.002 | 0.002 | 0.002 | 0.002 | 0.002 | 0.002 | 0.002 | 0.002 | 0.002 | 0.002 | 0.002 | 0.002 | 0.002 | 0.002 | 0.002 | 0.002 | 0.002 | 0.002 | 0.002 | 0.002 | 0.002
BAU | 2 | PWRSPVBTNXX | Solar PV (utility-scale), Bhutan, region XX (investable) | 4 | TotalAnnualMaxCapacity | GW | User defined | 0
BAU | 2 | PWRSPVBTNXX | Solar PV (utility-scale), Bhutan, region XX (investable) | 5 | TotalTechnologyAnnualActivityUpperLimit | PJ | User defined | 0
BAU | 2 | PWRSPVBTNXX | Solar PV (utility-scale), Bhutan, region XX (investable) | 6 | TotalAnnualMinCapacity | GW | User defined | 0
BAU | 2 | PWRSPVBTNXX | Solar PV (utility-scale), Bhutan, region XX (investable) | 7 | AvailabilityFactor | fraction | User defined | 0 | bar: 2023 to 2050
BAU | 2 | PWRSPVBTNXX | Solar PV (utility-scale), Bhutan, region XX (investable) | 8 | Efficiency | fraction | User defined | 0 | bar: 2023 to 2050
BAU | 2 | PWRSPVBTNXX | Solar PV (utility-scale), Bhutan, region XX (investable) | 9 | TotalAnnualMinCapacityInvestment | GW | User defined | 0 | 0 | 0 | 0 | 0 | 0 | 0 | 0 | 0.05 | 0 | 0 | 0 | 0 | 0 | 0 | 0 | 0 | 0 | 0 | 0 | 0 | 0 | 0 | 0 | 0 | 0 | 0 | 0 | 0
BAU | 3 | PWRSPVINDNO | Solar PV (utility-scale), India – North, region XX (investable) | 1 | CapitalCost | USD/kW | User defined | 0 | 560 | 548 | 536 | 523.6 | 511.2 | 498.8 | 486.4 | 474 | 461.8 | 449.6 | 437.4 | 425.2 | 413 | 406.2 | 399.4 | 392.6 | 385.8 | 379 | 372.2 | 365.4 | 358.6 | 351.8 | 345 | 338.2 | 331.4 | 324.6 | 317.8 | 311
BAU | 3 | PWRSPVINDNO | Solar PV (utility-scale), India – North, region XX (investable) | 2 | FixedCost | USD/kW/yr | User defined | 0 | 8 | 8 | 8 | 7.8 | 7.6 | 7.4 | 7.2 | 7 | 6.8 | 6.6 | 6.4 | 6.2 | 6 | 6 | 6 | 6 | 6 | 6 | 5.8 | 5.6 | 5.4 | 5.2 | 5 | 5 | 5 | 5 | 5 | 5
BAU | 3 | PWRSPVINDNO | Solar PV (utility-scale), India – North, region XX (investable) | 3 | ResidualCapacity | GW | User defined | 0 | 22.7645 | 22.7645 | 22.7645 | 22.7645 | 22.7645 | 22.7645 | 22.7645 | 22.7645 | 22.7645 | 22.7645 | 22.7645 | 22.7645 | 22.7645 | 22.7645 | 22.7645 | 22.7645 | 22.7645 | 22.7645 | 22.7645 | 22.7645 | 22.7645 | 22.7645 | 22.7645 | 22.7645 | 22.7645 | 22.7645 | 22.7645 | 22.7645
BAU | 3 | PWRSPVINDNO | Solar PV (utility-scale), India – North, region XX (investable) | 4 | TotalAnnualMaxCapacity | GW | User defined | 0
BAU | 3 | PWRSPVINDNO | Solar PV (utility-scale), India – North, region XX (investable) | 5 | TotalTechnologyAnnualActivityUpperLimit | PJ | User defined | 0
BAU | 3 | PWRSPVINDNO | Solar PV (utility-scale), India – North, region XX (investable) | 6 | TotalAnnualMinCapacity | GW | User defined | 0
BAU | 3 | PWRSPVINDNO | Solar PV (utility-scale), India – North, region XX (investable) | 7 | AvailabilityFactor | fraction | User defined | 0 | bar: 2023 to 2050
BAU | 3 | PWRSPVINDNO | Solar PV (utility-scale), India – North, region XX (investable) | 8 | Efficiency | fraction | User defined | 0 | bar: 2023 to 2050
BAU | 3 | PWRSPVINDNO | Solar PV (utility-scale), India – North, region XX (investable) | 9 | TotalAnnualMinCapacityInvestment | GW | User defined | 0 | 0.19286 | 1.295 | 9.3391 | 18.421 | 11.144 | 1.35 | 1.517 | 7.729 | 0 | 0 | 0 | 0 | 7.651 | 0 | 0 | 0 | 0 | 0 | 0 | 0 | 0 | 0 | 0 | 0 | 0 | 0 | 0 | 0
BAU | 4 | PWRSPVINDSO | Solar PV (utility-scale), India – South, region XX (investable) | 1 | CapitalCost | USD/kW | User defined | 0 | 560 | 548 | 536 | 523.6 | 511.2 | 498.8 | 486.4 | 474 | 461.8 | 449.6 | 437.4 | 425.2 | 413 | 406.2 | 399.4 | 392.6 | 385.8 | 379 | 372.2 | 365.4 | 358.6 | 351.8 | 345 | 338.2 | 331.4 | 324.6 | 317.8 | 311
BAU | 4 | PWRSPVINDSO | Solar PV (utility-scale), India – South, region XX (investable) | 2 | FixedCost | USD/kW/yr | User defined | 0 | 8 | 8 | 8 | 7.8 | 7.6 | 7.4 | 7.2 | 7 | 6.8 | 6.6 | 6.4 | 6.2 | 6 | 6 | 6 | 6 | 6 | 6 | 5.8 | 5.6 | 5.4 | 5.2 | 5 | 5 | 5 | 5 | 5 | 5
BAU | 4 | PWRSPVINDSO | Solar PV (utility-scale), India – South, region XX (investable) | 3 | ResidualCapacity | GW | User defined | 0 | 25.035 | 25.035 | 25.035 | 25.035 | 25.035 | 25.035 | 25.035 | 25.035 | 25.035 | 25.035 | 25.035 | 25.035 | 25.035 | 25.035 | 25.035 | 25.035 | 25.035 | 25.035 | 25.035 | 25.035 | 25.035 | 25.035 | 25.035 | 25.035 | 25.035 | 25.035 | 25.035 | 25.035
BAU | 4 | PWRSPVINDSO | Solar PV (utility-scale), India – South, region XX (investable) | 4 | TotalAnnualMaxCapacity | GW | User defined | 0
BAU | 4 | PWRSPVINDSO | Solar PV (utility-scale), India – South, region XX (investable) | 5 | TotalTechnologyAnnualActivityUpperLimit | PJ | User defined | 0
BAU | 4 | PWRSPVINDSO | Solar PV (utility-scale), India – South, region XX (investable) | 6 | TotalAnnualMinCapacity | GW | User defined | 0
BAU | 4 | PWRSPVINDSO | Solar PV (utility-scale), India – South, region XX (investable) | 7 | AvailabilityFactor | fraction | User defined | 0 | bar: 2023 to 2050
BAU | 4 | PWRSPVINDSO | Solar PV (utility-scale), India – South, region XX (investable) | 8 | Efficiency | fraction | User defined | 0 | bar: 2023 to 2050
BAU | 4 | PWRSPVINDSO | Solar PV (utility-scale), India – South, region XX (investable) | 9 | TotalAnnualMinCapacityInvestment | GW | User defined | 0 | 0.1 | 0.17 | 1.2035 | 1.9 | 0.83 | 0.3 | 0 | 0 | 0 | 0 | 0 | 0 | 1.27 | 0 | 0 | 0 | 0 | 0 | 0 | 0 | 0 | 0 | 0 | 0 | 0 | 0 | 0 | 0
BAU | 5 | PWRSPVINDEA | Solar PV (utility-scale), India – East, region XX (investable) | 1 | CapitalCost | USD/kW | User defined | 0 | 560 | 548 | 536 | 523.6 | 511.2 | 498.8 | 486.4 | 474 | 461.8 | 449.6 | 437.4 | 425.2 | 413 | 406.2 | 399.4 | 392.6 | 385.8 | 379 | 372.2 | 365.4 | 358.6 | 351.8 | 345 | 338.2 | 331.4 | 324.6 | 317.8 | 311
BAU | 5 | PWRSPVINDEA | Solar PV (utility-scale), India – East, region XX (investable) | 2 | FixedCost | USD/kW/yr | User defined | 0 | 8 | 8 | 8 | 7.8 | 7.6 | 7.4 | 7.2 | 7 | 6.8 | 6.6 | 6.4 | 6.2 | 6 | 6 | 6 | 6 | 6 | 6 | 5.8 | 5.6 | 5.4 | 5.2 | 5 | 5 | 5 | 5 | 5 | 5
BAU | 5 | PWRSPVINDEA | Solar PV (utility-scale), India – East, region XX (investable) | 3 | ResidualCapacity | GW | User defined | 0 | 0.96647 | 0.96647 | 0.96647 | 0.96647 | 0.96647 | 0.96647 | 0.96647 | 0.96647 | 0.96647 | 0.96647 | 0.96647 | 0.96647 | 0.96647 | 0.96647 | 0.96647 | 0.96647 | 0.96647 | 0.96647 | 0.96647 | 0.96647 | 0.96647 | 0.96647 | 0.96647 | 0.96647 | 0.96647 | 0.96647 | 0.96647 | 0.96647
BAU | 5 | PWRSPVINDEA | Solar PV (utility-scale), India – East, region XX (investable) | 4 | TotalAnnualMaxCapacity | GW | User defined | 0
BAU | 5 | PWRSPVINDEA | Solar PV (utility-scale), India – East, region XX (investable) | 5 | TotalTechnologyAnnualActivityUpperLimit | PJ | User defined | 0
BAU | 5 | PWRSPVINDEA | Solar PV (utility-scale), India – East, region XX (investable) | 6 | TotalAnnualMinCapacity | GW | User defined | 0
BAU | 5 | PWRSPVINDEA | Solar PV (utility-scale), India – East, region XX (investable) | 7 | AvailabilityFactor | fraction | User defined | 0 | bar: 2023 to 2050
BAU | 5 | PWRSPVINDEA | Solar PV (utility-scale), India – East, region XX (investable) | 8 | Efficiency | fraction | User defined | 0 | bar: 2023 to 2050
BAU | 5 | PWRSPVINDEA | Solar PV (utility-scale), India – East, region XX (investable) | 9 | TotalAnnualMinCapacityInvestment | GW | User defined | 0 | 0.075 | 0.024 | 0.358 | 0.01 | 0.1 | 0 | 0 | 0 | 0 | 0 | 0 | 0 | 0 | 0 | 0 | 0 | 0 | 0 | 0 | 0 | 0 | 0 | 0 | 0 | 0 | 0 | 0 | 0
BAU | 6 | PWRSPVINDWE | Solar PV (utility-scale), India – West, region XX (investable) | 1 | CapitalCost | USD/kW | User defined | 0 | 560 | 548 | 536 | 523.6 | 511.2 | 498.8 | 486.4 | 474 | 461.8 | 449.6 | 437.4 | 425.2 | 413 | 406.2 | 399.4 | 392.6 | 385.8 | 379 | 372.2 | 365.4 | 358.6 | 351.8 | 345 | 338.2 | 331.4 | 324.6 | 317.8 | 311
BAU | 6 | PWRSPVINDWE | Solar PV (utility-scale), India – West, region XX (investable) | 2 | FixedCost | USD/kW/yr | User defined | 0 | 8 | 8 | 8 | 7.8 | 7.6 | 7.4 | 7.2 | 7 | 6.8 | 6.6 | 6.4 | 6.2 | 6 | 6 | 6 | 6 | 6 | 6 | 5.8 | 5.6 | 5.4 | 5.2 | 5 | 5 | 5 | 5 | 5 | 5
BAU | 6 | PWRSPVINDWE | Solar PV (utility-scale), India – West, region XX (investable) | 3 | ResidualCapacity | GW | User defined | 0 | 17.8014 | 17.8014 | 17.8014 | 17.8014 | 17.8014 | 17.8014 | 17.8014 | 17.8014 | 17.8014 | 17.8014 | 17.8014 | 17.8014 | 17.8014 | 17.8014 | 17.8014 | 17.8014 | 17.8014 | 17.8014 | 17.8014 | 17.8014 | 17.8014 | 17.8014 | 17.8014 | 17.8014 | 17.8014 | 17.8014 | 17.8014 | 17.8014
BAU | 6 | PWRSPVINDWE | Solar PV (utility-scale), India – West, region XX (investable) | 4 | TotalAnnualMaxCapacity | GW | User defined | 0
BAU | 6 | PWRSPVINDWE | Solar PV (utility-scale), India – West, region XX (investable) | 5 | TotalTechnologyAnnualActivityUpperLimit | PJ | User defined | 0
BAU | 6 | PWRSPVINDWE | Solar PV (utility-scale), India – West, region XX (investable) | 6 | TotalAnnualMinCapacity | GW | User defined | 0
BAU | 6 | PWRSPVINDWE | Solar PV (utility-scale), India – West, region XX (investable) | 7 | AvailabilityFactor | fraction | User defined | 0 | bar: 2023 to 2050
BAU | 6 | PWRSPVINDWE | Solar PV (utility-scale), India – West, region XX (investable) | 8 | Efficiency | fraction | User defined | 0 | bar: 2023 to 2050
BAU | 6 | PWRSPVINDWE | Solar PV (utility-scale), India – West, region XX (investable) | 9 | TotalAnnualMinCapacityInvestment | GW | User defined | 0 | 0.158 | 4.191 | 5.363 | 9.753 | 5.42 | 2.55 | 0.2 | 0 | 0 | 0 | 0 | 0 | 0.533 | 0 | 0 | 0 | 0 | 0 | 0 | 0 | 0 | 0 | 0 | 0 | 0 | 0 | 0 | 0
BAU | 7 | PWRSPVINDNE | Solar PV (utility-scale), India – Northeast, region XX (investable) | 1 | CapitalCost | USD/kW | User defined | 0 | 560 | 548 | 536 | 523.6 | 511.2 | 498.8 | 486.4 | 474 | 461.8 | 449.6 | 437.4 | 425.2 | 413 | 406.2 | 399.4 | 392.6 | 385.8 | 379 | 372.2 | 365.4 | 358.6 | 351.8 | 345 | 338.2 | 331.4 | 324.6 | 317.8 | 311
BAU | 7 | PWRSPVINDNE | Solar PV (utility-scale), India – Northeast, region XX (investable) | 2 | FixedCost | USD/kW/yr | User defined | 0 | 8 | 8 | 8 | 7.8 | 7.6 | 7.4 | 7.2 | 7 | 6.8 | 6.6 | 6.4 | 6.2 | 6 | 6 | 6 | 6 | 6 | 6 | 5.8 | 5.6 | 5.4 | 5.2 | 5 | 5 | 5 | 5 | 5 | 5
BAU | 7 | PWRSPVINDNE | Solar PV (utility-scale), India – Northeast, region XX (investable) | 3 | ResidualCapacity | GW | User defined | 0 | 0.22464 | 0.22464 | 0.22464 | 0.22464 | 0.22464 | 0.22464 | 0.22464 | 0.22464 | 0.22464 | 0.22464 | 0.22464 | 0.22464 | 0.22464 | 0.22464 | 0.22464 | 0.22464 | 0.22464 | 0.22464 | 0.22464 | 0.22464 | 0.22464 | 0.22464 | 0.22464 | 0.22464 | 0.22464 | 0.22464 | 0.22464 | 0.22464
BAU | 7 | PWRSPVINDNE | Solar PV (utility-scale), India – Northeast, region XX (investable) | 4 | TotalAnnualMaxCapacity | GW | User defined | 0
BAU | 7 | PWRSPVINDNE | Solar PV (utility-scale), India – Northeast, region XX (investable) | 5 | TotalTechnologyAnnualActivityUpperLimit | PJ | User defined | 0
BAU | 7 | PWRSPVINDNE | Solar PV (utility-scale), India – Northeast, region XX (investable) | 6 | TotalAnnualMinCapacity | GW | User defined | 0
BAU | 7 | PWRSPVINDNE | Solar PV (utility-scale), India – Northeast, region XX (investable) | 7 | AvailabilityFactor | fraction | User defined | 0 | bar: 2023 to 2050
BAU | 7 | PWRSPVINDNE | Solar PV (utility-scale), India – Northeast, region XX (investable) | 8 | Efficiency | fraction | User defined | 0 | bar: 2023 to 2050
BAU | 7 | PWRSPVINDNE | Solar PV (utility-scale), India – Northeast, region XX (investable) | 9 | TotalAnnualMinCapacityInvestment | GW | User defined | 0 | 0 | 0 | 0.12 | 0 | 0 | 0 | 0 | 0 | 0 | 0 | 0 | 0 | 0 | 0 | 0 | 0 | 0 | 0 | 0 | 0 | 0 | 0 | 0 | 0 | 0 | 0 | 0 | 0
BAU | 8 | PWRSPVNPLXX | Solar PV (utility-scale), Nepal, region XX (investable) | 1 | CapitalCost | USD/kW | User defined | 0 | 896 | 876.8 | 857.6 | 837.76 | 817.92 | 798.08 | 778.24 | 758.4 | 738.88 | 719.36 | 699.84 | 680.32 | 660.8 | 649.92 | 639.04 | 628.16 | 617.28 | 606.4 | 595.52 | 584.64 | 573.76 | 562.88 | 552 | 541.12 | 530.24 | 519.36 | 508.48 | 497.6
BAU | 8 | PWRSPVNPLXX | Solar PV (utility-scale), Nepal, region XX (investable) | 2 | FixedCost | USD/kW/yr | User defined | 0 | 12.8 | 12.8 | 12.8 | 12.48 | 12.16 | 11.84 | 11.52 | 11.2 | 10.88 | 10.56 | 10.24 | 9.92 | 9.6 | 9.6 | 9.6 | 9.6 | 9.6 | 9.6 | 9.28 | 8.96 | 8.64 | 8.32 | 8 | 8 | 8 | 8 | 8 | 8
BAU | 8 | PWRSPVNPLXX | Solar PV (utility-scale), Nepal, region XX (investable) | 3 | ResidualCapacity | GW | User defined | 0 | 0.065 | 0.065 | 0.065 | 0.065 | 0.065 | 0.065 | 0.065 | 0.065 | 0.065 | 0.065 | 0.065 | 0.065 | 0.065 | 0.065 | 0.065 | 0.065 | 0.065 | 0.065 | 0.065 | 0.065 | 0.065 | 0.065 | 0.065 | 0.065 | 0.065 | 0.065 | 0.065 | 0.065
BAU | 8 | PWRSPVNPLXX | Solar PV (utility-scale), Nepal, region XX (investable) | 4 | TotalAnnualMaxCapacity | GW | User defined | 0
BAU | 8 | PWRSPVNPLXX | Solar PV (utility-scale), Nepal, region XX (investable) | 5 | TotalTechnologyAnnualActivityUpperLimit | PJ | User defined | 0
BAU | 8 | PWRSPVNPLXX | Solar PV (utility-scale), Nepal, region XX (investable) | 6 | TotalAnnualMinCapacity | GW | User defined | 0
BAU | 8 | PWRSPVNPLXX | Solar PV (utility-scale), Nepal, region XX (investable) | 7 | AvailabilityFactor | fraction | User defined | 0 | bar: 2023 to 2050
BAU | 8 | PWRSPVNPLXX | Solar PV (utility-scale), Nepal, region XX (investable) | 8 | Efficiency | fraction | User defined | 0 | bar: 2023 to 2050
BAU | 8 | PWRSPVNPLXX | Solar PV (utility-scale), Nepal, region XX (investable) | 9 | TotalAnnualMinCapacityInvestment | GW | User defined | 0 | 0 | 0 | 0.96 | 0 | 0 | 0 | 0 | 0 | 0 | 0 | 0 | 0 | 0 | 0 | 0 | 0 | 0 | 0 | 0 | 0 | 0 | 0 | 0 | 0 | 0 | 0 | 0 | 0
BAU | 9 | PWRSPVLKAXX | Solar PV (utility-scale), Sri Lanka, region XX (investable) | 1 | CapitalCost | USD/kW | User defined | 0 | 849 | 830.81 | 812.61 | 793.82 | 775.02 | 756.22 | 737.42 | 718.62 | 700.12 | 681.63 | 663.13 | 644.63 | 626.14 | 615.83 | 605.52 | 595.21 | 584.9 | 574.59 | 564.28 | 553.97 | 543.66 | 533.35 | 523.04 | 512.74 | 502.43 | 492.12 | 481.81 | 471.5
BAU | 9 | PWRSPVLKAXX | Solar PV (utility-scale), Sri Lanka, region XX (investable) | 2 | FixedCost | USD/kW/yr | User defined | 0 | 12 | 12 | 12 | 11.7 | 11.4 | 11.1 | 10.8 | 10.5 | 10.2 | 9.9 | 9.6 | 9.3 | 9 | 9 | 9 | 9 | 9 | 9 | 8.7 | 8.4 | 8.1 | 7.8 | 7.5 | 7.5 | 7.5 | 7.5 | 7.5 | 7.5
BAU | 9 | PWRSPVLKAXX | Solar PV (utility-scale), Sri Lanka, region XX (investable) | 3 | ResidualCapacity | GW | User defined | 0 | 0.947 | 0.947 | 0.947 | 0.947 | 0.947 | 0.947 | 0.947 | 0.947 | 0.947 | 0.947 | 0.947 | 0.947 | 0.947 | 0.947 | 0.947 | 0.947 | 0.947 | 0.947 | 0.947 | 0.947 | 0.947 | 0.947 | 0.947 | 0.947 | 0.947 | 0.947 | 0.947 | 0.947
BAU | 9 | PWRSPVLKAXX | Solar PV (utility-scale), Sri Lanka, region XX (investable) | 4 | TotalAnnualMaxCapacity | GW | User defined | 0
BAU | 9 | PWRSPVLKAXX | Solar PV (utility-scale), Sri Lanka, region XX (investable) | 5 | TotalTechnologyAnnualActivityUpperLimit | PJ | User defined | 0
BAU | 9 | PWRSPVLKAXX | Solar PV (utility-scale), Sri Lanka, region XX (investable) | 6 | TotalAnnualMinCapacity | GW | User defined | 0
BAU | 9 | PWRSPVLKAXX | Solar PV (utility-scale), Sri Lanka, region XX (investable) | 7 | AvailabilityFactor | fraction | User defined | 0 | bar: 2023 to 2050
BAU | 9 | PWRSPVLKAXX | Solar PV (utility-scale), Sri Lanka, region XX (investable) | 8 | Efficiency | fraction | User defined | 0 | bar: 2023 to 2050
BAU | 9 | PWRSPVLKAXX | Solar PV (utility-scale), Sri Lanka, region XX (investable) | 9 | TotalAnnualMinCapacityInvestment | GW | User defined | 0 | 0 | 0 | 0.2 | 0.47 | 0.5 | 0.5 | 0.87 | 0.45 | 0.45 | 0.35 | 0 | 0.35 | 0.35 | 0.35 | 0 | 0.4 | 0.4 | 0 | 0 | 0 | 0 | 0.45 | 0 | 0 | 0 | 0 | 0 | 0
BAU | 10 | PWRSPVMDVXX | Solar PV (utility-scale), Maldives, region XX (investable) | 1 | CapitalCost | USD/kW | User defined | 0 | 1680 | 1644 | 1608 | 1570.8 | 1533.6 | 1496.4 | 1459.2 | 1422 | 1385.4 | 1348.8 | 1312.2 | 1275.6 | 1239 | 1218.6 | 1198.2 | 1177.8 | 1157.4 | 1137 | 1116.6 | 1096.2 | 1075.8 | 1055.4 | 1035 | 1014.6 | 994.2 | 973.8 | 953.4 | 933
BAU | 10 | PWRSPVMDVXX | Solar PV (utility-scale), Maldives, region XX (investable) | 2 | FixedCost | USD/kW/yr | User defined | 0 | 24 | 24 | 24 | 23.4 | 22.8 | 22.2 | 21.6 | 21 | 20.4 | 19.8 | 19.2 | 18.6 | 18 | 18 | 18 | 18 | 18 | 18 | 17.4 | 16.8 | 16.2 | 15.6 | 15 | 15 | 15 | 15 | 15 | 15
BAU | 10 | PWRSPVMDVXX | Solar PV (utility-scale), Maldives, region XX (investable) | 3 | ResidualCapacity | GW | User defined | 0 | 0.037 | 0.037 | 0.037 | 0.037 | 0.037 | 0.037 | 0.037 | 0.037 | 0.037 | 0.037 | 0.037 | 0.037 | 0.037 | 0.037 | 0.037 | 0.037 | 0.037 | 0.037 | 0.037 | 0.037 | 0.037 | 0.037 | 0.037 | 0.037 | 0.037 | 0.037 | 0.037 | 0.037
BAU | 10 | PWRSPVMDVXX | Solar PV (utility-scale), Maldives, region XX (investable) | 4 | TotalAnnualMaxCapacity | GW | User defined | 0
BAU | 10 | PWRSPVMDVXX | Solar PV (utility-scale), Maldives, region XX (investable) | 5 | TotalTechnologyAnnualActivityUpperLimit | PJ | User defined | 0
BAU | 10 | PWRSPVMDVXX | Solar PV (utility-scale), Maldives, region XX (investable) | 6 | TotalAnnualMinCapacity | GW | User defined | 0
BAU | 10 | PWRSPVMDVXX | Solar PV (utility-scale), Maldives, region XX (investable) | 7 | AvailabilityFactor | fraction | User defined | 0 | bar: 2023 to 2050
BAU | 10 | PWRSPVMDVXX | Solar PV (utility-scale), Maldives, region XX (investable) | 8 | Efficiency | fraction | User defined | 0 | bar: 2023 to 2050
BAU | 10 | PWRSPVMDVXX | Solar PV (utility-scale), Maldives, region XX (investable) | 9 | TotalAnnualMinCapacityInvestment | GW | User defined | 0 | 0 | 0.0071 | 0.032 | 0.036 | 0 | 0.272 | 0 | 0 | 0 | 0 | 0 | 0 | 0 | 0 | 0 | 0 | 0 | 0 | 0 | 0 | 0 | 0 | 0 | 0 | 0 | 0 | 0 | 0
BAU | 11 | PWRWONBGDXX | Onshore Wind, Bangladesh, region XX (investable) | 1 | CapitalCost | USD/kW | User defined | 0 | 1218 | 1158.78 | 1099.56 | 1091.88 | 1084.2 | 1076.51 | 1068.83 | 1061.15 | 1053.79 | 1046.42 | 1039.06 | 1031.7 | 1024.34 | 1016.97 | 1009.61 | 1002.25 | 994.89 | 987.52 | 980.16 | 972.8 | 965.44 | 958.07 | 950.71 | 943.03 | 935.35 | 927.66 | 919.98 | 912.3
BAU | 11 | PWRWONBGDXX | Onshore Wind, Bangladesh, region XX (investable) | 2 | FixedCost | USD/kW/yr | User defined | 0 | 35.2 | 35.2 | 35.2 | 34.88 | 34.56 | 34.24 | 33.92 | 33.6 | 33.28 | 32.96 | 32.64 | 32.32 | 32 | 32 | 32 | 32 | 32 | 32 | 31.68 | 31.36 | 31.04 | 30.72 | 30.4 | 30.4 | 30.4 | 30.4 | 30.4 | 30.4
BAU | 11 | PWRWONBGDXX | Onshore Wind, Bangladesh, region XX (investable) | 3 | ResidualCapacity | GW | User defined | 0 | 0.063 | 0.063 | 0.063 | 0.063 | 0.063 | 0.063 | 0.063 | 0.063 | 0.063 | 0.063 | 0.063 | 0.063 | 0.063 | 0.063 | 0.063 | 0.063 | 0.063 | 0.063 | 0.063 | 0.063 | 0.063 | 0.063 | 0.063 | 0.063 | 0.063 | 0.063 | 0.063 | 0.063
BAU | 11 | PWRWONBGDXX | Onshore Wind, Bangladesh, region XX (investable) | 4 | TotalAnnualMaxCapacity | GW | User defined | 0
BAU | 11 | PWRWONBGDXX | Onshore Wind, Bangladesh, region XX (investable) | 5 | TotalTechnologyAnnualActivityUpperLimit | PJ | User defined | 0
BAU | 11 | PWRWONBGDXX | Onshore Wind, Bangladesh, region XX (investable) | 6 | TotalAnnualMinCapacity | GW | User defined | 0
BAU | 11 | PWRWONBGDXX | Onshore Wind, Bangladesh, region XX (investable) | 7 | AvailabilityFactor | fraction | User defined | 0 | bar: 2023 to 2050
BAU | 11 | PWRWONBGDXX | Onshore Wind, Bangladesh, region XX (investable) | 8 | Efficiency | fraction | User defined | 0 | bar: 2023 to 2050
BAU | 11 | PWRWONBGDXX | Onshore Wind, Bangladesh, region XX (investable) | 9 | TotalAnnualMinCapacityInvestment | GW | User defined | 0 | 0 | 0 | 0 | 0 | 0 | 0 | 0 | 0 | 0 | 0 | 0 | 0 | 0.2 | 0 | 0 | 0 | 0 | 0 | 0 | 0 | 0 | 0 | 0 | 0 | 0 | 0 | 0 | 0
BAU | 12 | PWRWONBTNXX | Onshore Wind, Bhutan, region XX (investable) | 1 | CapitalCost | USD/kW | User defined | 0 | 837.1 | 786.5 | 735.9 | 720.7 | 705.5 | 690.4 | 675.2 | 660 | 653.2 | 646.4 | 639.5 | 632.7 | 625.9 | 618.9 | 611.8 | 604.8 | 597.7 | 590.7 | 583.9 | 577.1 | 570.2 | 563.4 | 556.6 | 549.8 | 543 | 536.1 | 529.3 | 522.5
BAU | 12 | PWRWONBTNXX | Onshore Wind, Bhutan, region XX (investable) | 2 | FixedCost | USD/kW/yr | User defined | 0 | 24.2 | 23.65 | 23.1 | 22.88 | 22.66 | 22.44 | 22.22 | 22 | 21.56 | 21.12 | 20.68 | 20.24 | 19.8 | 19.58 | 19.36 | 19.14 | 18.92 | 18.7 | 18.48 | 18.26 | 18.04 | 17.82 | 17.6 | 17.82 | 18.04 | 18.26 | 18.48 | 18.7
BAU | 12 | PWRWONBTNXX | Onshore Wind, Bhutan, region XX (investable) | 3 | ResidualCapacity | GW | User defined | 0 | 0.001 | 0.001 | 0.001 | 0.001 | 0.001 | 0.001 | 0.001 | 0.001 | 0.001 | 0.001 | 0.001 | 0.001 | 0.001 | 0.001 | 0.001 | 0.001 | 0.001 | 0.001 | 0.001 | 0.001 | 0.001 | 0.001 | 0.001 | 0.001 | 0.001 | 0.001 | 0.001 | 0.001
BAU | 12 | PWRWONBTNXX | Onshore Wind, Bhutan, region XX (investable) | 4 | TotalAnnualMaxCapacity | GW | User defined | 0
BAU | 12 | PWRWONBTNXX | Onshore Wind, Bhutan, region XX (investable) | 5 | TotalTechnologyAnnualActivityUpperLimit | PJ | User defined | 0
BAU | 12 | PWRWONBTNXX | Onshore Wind, Bhutan, region XX (investable) | 6 | TotalAnnualMinCapacity | GW | User defined | 0
BAU | 12 | PWRWONBTNXX | Onshore Wind, Bhutan, region XX (investable) | 7 | AvailabilityFactor | fraction | User defined | 0 | bar: 2023 to 2050
BAU | 12 | PWRWONBTNXX | Onshore Wind, Bhutan, region XX (investable) | 8 | Efficiency | fraction | User defined | 0 | bar: 2023 to 2050
BAU | 12 | PWRWONBTNXX | Onshore Wind, Bhutan, region XX (investable) | 9 | TotalAnnualMinCapacityInvestment | GW | User defined | 0 | 0 | 0 | 0 | 0 | 0 | 0 | 0 | 0 | 0 | 0 | 0 | 0 | 0 | 0 | 0 | 0 | 0 | 0 | 0 | 0 | 0 | 0 | 0 | 0 | 0 | 0 | 0 | 0
BAU | 13 | PWRWONINDNO | Onshore Wind, India – North, region XX (investable) | 1 | CapitalCost | USD/kW | User defined | 0 | 761 | 724 | 687 | 682.2 | 677.4 | 672.6 | 667.8 | 663 | 658.4 | 653.8 | 649.2 | 644.6 | 640 | 635.4 | 630.8 | 626.2 | 621.6 | 617 | 612.4 | 607.8 | 603.2 | 598.6 | 594 | 589.2 | 584.4 | 579.6 | 574.8 | 570
BAU | 13 | PWRWONINDNO | Onshore Wind, India – North, region XX (investable) | 2 | FixedCost | USD/kW/yr | User defined | 0 | 22 | 22 | 22 | 21.8 | 21.6 | 21.4 | 21.2 | 21 | 20.8 | 20.6 | 20.4 | 20.2 | 20 | 20 | 20 | 20 | 20 | 20 | 19.8 | 19.6 | 19.4 | 19.2 | 19 | 19 | 19 | 19 | 19 | 19
BAU | 13 | PWRWONINDNO | Onshore Wind, India – North, region XX (investable) | 3 | ResidualCapacity | GW | User defined | 0 | 5.157 | 5.157 | 5.157 | 5.157 | 5.157 | 5.157 | 5.157 | 5.157 | 5.157 | 5.157 | 5.157 | 5.157 | 5.157 | 5.157 | 5.157 | 5.157 | 5.157 | 5.157 | 5.157 | 5.157 | 5.157 | 5.157 | 5.157 | 5.157 | 5.157 | 5.157 | 5.157 | 5.157
BAU | 13 | PWRWONINDNO | Onshore Wind, India – North, region XX (investable) | 4 | TotalAnnualMaxCapacity | GW | User defined | 0
BAU | 13 | PWRWONINDNO | Onshore Wind, India – North, region XX (investable) | 5 | TotalTechnologyAnnualActivityUpperLimit | PJ | User defined | 0
BAU | 13 | PWRWONINDNO | Onshore Wind, India – North, region XX (investable) | 6 | TotalAnnualMinCapacity | GW | User defined | 0
BAU | 13 | PWRWONINDNO | Onshore Wind, India – North, region XX (investable) | 7 | AvailabilityFactor | fraction | User defined | 0 | bar: 2023 to 2050
BAU | 13 | PWRWONINDNO | Onshore Wind, India – North, region XX (investable) | 8 | Efficiency | fraction | User defined | 0 | bar: 2023 to 2050
BAU | 13 | PWRWONINDNO | Onshore Wind, India – North, region XX (investable) | 9 | TotalAnnualMinCapacityInvestment | GW | User defined | 0 | 0 | 0 | 0 | 0 | 0 | 0 | 0 | 0 | 0 | 0 | 0 | 0 | 0 | 0 | 0 | 0 | 0 | 0 | 0 | 0 | 0 | 0 | 0 | 0 | 0 | 0 | 0 | 0
BAU | 14 | PWRWONINDSO | Onshore Wind, India – South, region XX (investable) | 1 | CapitalCost | USD/kW | User defined | 0 | 761 | 724 | 687 | 682.2 | 677.4 | 672.6 | 667.8 | 663 | 658.4 | 653.8 | 649.2 | 644.6 | 640 | 635.4 | 630.8 | 626.2 | 621.6 | 617 | 612.4 | 607.8 | 603.2 | 598.6 | 594 | 589.2 | 584.4 | 579.6 | 574.8 | 570
BAU | 14 | PWRWONINDSO | Onshore Wind, India – South, region XX (investable) | 2 | FixedCost | USD/kW/yr | User defined | 0 | 22 | 22 | 22 | 21.8 | 21.6 | 21.4 | 21.2 | 21 | 20.8 | 20.6 | 20.4 | 20.2 | 20 | 20 | 20 | 20 | 20 | 20 | 19.8 | 19.6 | 19.4 | 19.2 | 19 | 19 | 19 | 19 | 19 | 19
BAU | 14 | PWRWONINDSO | Onshore Wind, India – South, region XX (investable) | 3 | ResidualCapacity | GW | User defined | 0 | 19.5994 | 19.5994 | 19.5994 | 19.5994 | 19.5994 | 19.5994 | 19.5994 | 19.5994 | 19.5994 | 19.5994 | 19.5994 | 19.5994 | 19.5994 | 19.5994 | 19.5994 | 19.5994 | 19.5994 | 19.5994 | 19.5994 | 19.5994 | 19.5994 | 19.5994 | 19.5994 | 19.5994 | 19.5994 | 19.5994 | 19.5994 | 19.5994
BAU | 14 | PWRWONINDSO | Onshore Wind, India – South, region XX (investable) | 4 | TotalAnnualMaxCapacity | GW | User defined | 0
BAU | 14 | PWRWONINDSO | Onshore Wind, India – South, region XX (investable) | 5 | TotalTechnologyAnnualActivityUpperLimit | PJ | User defined | 0
BAU | 14 | PWRWONINDSO | Onshore Wind, India – South, region XX (investable) | 6 | TotalAnnualMinCapacity | GW | User defined | 0
BAU | 14 | PWRWONINDSO | Onshore Wind, India – South, region XX (investable) | 7 | AvailabilityFactor | fraction | User defined | 0 | bar: 2023 to 2050
BAU | 14 | PWRWONINDSO | Onshore Wind, India – South, region XX (investable) | 8 | Efficiency | fraction | User defined | 0 | bar: 2023 to 2050
BAU | 14 | PWRWONINDSO | Onshore Wind, India – South, region XX (investable) | 9 | TotalAnnualMinCapacityInvestment | GW | User defined | 0 | 0 | 0 | 0 | 0 | 0 | 0 | 0 | 0 | 0 | 0 | 0 | 0 | 0 | 0 | 0 | 0 | 0 | 0 | 0 | 0 | 0 | 0 | 0 | 0 | 0 | 0 | 0 | 0
BAU | 15 | PWRWONINDEA | Onshore Wind, India – East, region XX (investable) | 1 | CapitalCost | USD/kW | User defined | 0 | 761 | 724 | 687 | 682.2 | 677.4 | 672.6 | 667.8 | 663 | 658.4 | 653.8 | 649.2 | 644.6 | 640 | 635.4 | 630.8 | 626.2 | 621.6 | 617 | 612.4 | 607.8 | 603.2 | 598.6 | 594 | 589.2 | 584.4 | 579.6 | 574.8 | 570
BAU | 15 | PWRWONINDEA | Onshore Wind, India – East, region XX (investable) | 2 | FixedCost | USD/kW/yr | User defined | 0 | 22 | 22 | 22 | 21.8 | 21.6 | 21.4 | 21.2 | 21 | 20.8 | 20.6 | 20.4 | 20.2 | 20 | 20 | 20 | 20 | 20 | 20 | 19.8 | 19.6 | 19.4 | 19.2 | 19 | 19 | 19 | 19 | 19 | 19
BAU | 15 | PWRWONINDEA | Onshore Wind, India – East, region XX (investable) | 3 | ResidualCapacity | GW | User defined | 0 | 0 | 0 | 0 | 0 | 0 | 0 | 0 | 0 | 0 | 0 | 0 | 0 | 0 | 0 | 0 | 0 | 0 | 0 | 0 | 0 | 0 | 0 | 0 | 0 | 0 | 0 | 0 | 0
BAU | 15 | PWRWONINDEA | Onshore Wind, India – East, region XX (investable) | 4 | TotalAnnualMaxCapacity | GW | User defined | 0
BAU | 15 | PWRWONINDEA | Onshore Wind, India – East, region XX (investable) | 5 | TotalTechnologyAnnualActivityUpperLimit | PJ | User defined | 0
BAU | 15 | PWRWONINDEA | Onshore Wind, India – East, region XX (investable) | 6 | TotalAnnualMinCapacity | GW | User defined | 0
BAU | 15 | PWRWONINDEA | Onshore Wind, India – East, region XX (investable) | 7 | AvailabilityFactor | fraction | User defined | 0 | bar: 2023 to 2050
BAU | 15 | PWRWONINDEA | Onshore Wind, India – East, region XX (investable) | 8 | Efficiency | fraction | User defined | 0 | bar: 2023 to 2050
BAU | 15 | PWRWONINDEA | Onshore Wind, India – East, region XX (investable) | 9 | TotalAnnualMinCapacityInvestment | GW | User defined | 0 | 0 | 0 | 0 | 0 | 0 | 0 | 0 | 0 | 0 | 0 | 0 | 0 | 0 | 0 | 0 | 0 | 0 | 0 | 0 | 0 | 0 | 0 | 0 | 0 | 0 | 0 | 0 | 0
BAU | 16 | PWRWONINDWE | Onshore Wind, India – West, region XX (investable) | 1 | CapitalCost | USD/kW | User defined | 0 | 761 | 724 | 687 | 682.2 | 677.4 | 672.6 | 667.8 | 663 | 658.4 | 653.8 | 649.2 | 644.6 | 640 | 635.4 | 630.8 | 626.2 | 621.6 | 617 | 612.4 | 607.8 | 603.2 | 598.6 | 594 | 589.2 | 584.4 | 579.6 | 574.8 | 570
BAU | 16 | PWRWONINDWE | Onshore Wind, India – West, region XX (investable) | 2 | FixedCost | USD/kW/yr | User defined | 0 | 22 | 22 | 22 | 21.8 | 21.6 | 21.4 | 21.2 | 21 | 20.8 | 20.6 | 20.4 | 20.2 | 20 | 20 | 20 | 20 | 20 | 20 | 19.8 | 19.6 | 19.4 | 19.2 | 19 | 19 | 19 | 19 | 19 | 19
BAU | 16 | PWRWONINDWE | Onshore Wind, India – West, region XX (investable) | 3 | ResidualCapacity | GW | User defined | 0 | 17.836 | 17.836 | 17.836 | 17.836 | 17.836 | 17.836 | 17.836 | 17.836 | 17.836 | 17.836 | 17.836 | 17.836 | 17.836 | 17.836 | 17.836 | 17.836 | 17.836 | 17.836 | 17.836 | 17.836 | 17.836 | 17.836 | 17.836 | 17.836 | 17.836 | 17.836 | 17.836 | 17.836
BAU | 16 | PWRWONINDWE | Onshore Wind, India – West, region XX (investable) | 4 | TotalAnnualMaxCapacity | GW | User defined | 0
BAU | 16 | PWRWONINDWE | Onshore Wind, India – West, region XX (investable) | 5 | TotalTechnologyAnnualActivityUpperLimit | PJ | User defined | 0
BAU | 16 | PWRWONINDWE | Onshore Wind, India – West, region XX (investable) | 6 | TotalAnnualMinCapacity | GW | User defined | 0
BAU | 16 | PWRWONINDWE | Onshore Wind, India – West, region XX (investable) | 7 | AvailabilityFactor | fraction | User defined | 0 | bar: 2023 to 2050
BAU | 16 | PWRWONINDWE | Onshore Wind, India – West, region XX (investable) | 8 | Efficiency | fraction | User defined | 0 | bar: 2023 to 2050
BAU | 16 | PWRWONINDWE | Onshore Wind, India – West, region XX (investable) | 9 | TotalAnnualMinCapacityInvestment | GW | User defined | 0 | 0 | 0 | 0 | 0 | 0 | 0 | 0 | 0 | 0 | 0 | 0 | 0 | 0 | 0 | 0 | 0 | 0 | 0 | 0 | 0 | 0 | 0 | 0 | 0 | 0 | 0 | 0 | 0
BAU | 17 | PWRWONINDNE | Onshore Wind, India – Northeast, region XX (investable) | 1 | CapitalCost | USD/kW | User defined | 0 | 761 | 724 | 687 | 682.2 | 677.4 | 672.6 | 667.8 | 663 | 658.4 | 653.8 | 649.2 | 644.6 | 640 | 635.4 | 630.8 | 626.2 | 621.6 | 617 | 612.4 | 607.8 | 603.2 | 598.6 | 594 | 589.2 | 584.4 | 579.6 | 574.8 | 570
BAU | 17 | PWRWONINDNE | Onshore Wind, India – Northeast, region XX (investable) | 2 | FixedCost | USD/kW/yr | User defined | 0 | 22 | 22 | 22 | 21.8 | 21.6 | 21.4 | 21.2 | 21 | 20.8 | 20.6 | 20.4 | 20.2 | 20 | 20 | 20 | 20 | 20 | 20 | 19.8 | 19.6 | 19.4 | 19.2 | 19 | 19 | 19 | 19 | 19 | 19
BAU | 17 | PWRWONINDNE | Onshore Wind, India – Northeast, region XX (investable) | 3 | ResidualCapacity | GW | User defined | 0 | 0 | 0 | 0 | 0 | 0 | 0 | 0 | 0 | 0 | 0 | 0 | 0 | 0 | 0 | 0 | 0 | 0 | 0 | 0 | 0 | 0 | 0 | 0 | 0 | 0 | 0 | 0 | 0
BAU | 17 | PWRWONINDNE | Onshore Wind, India – Northeast, region XX (investable) | 4 | TotalAnnualMaxCapacity | GW | User defined | 0
BAU | 17 | PWRWONINDNE | Onshore Wind, India – Northeast, region XX (investable) | 5 | TotalTechnologyAnnualActivityUpperLimit | PJ | User defined | 0
BAU | 17 | PWRWONINDNE | Onshore Wind, India – Northeast, region XX (investable) | 6 | TotalAnnualMinCapacity | GW | User defined | 0
BAU | 17 | PWRWONINDNE | Onshore Wind, India – Northeast, region XX (investable) | 7 | AvailabilityFactor | fraction | User defined | 0 | bar: 2023 to 2050
BAU | 17 | PWRWONINDNE | Onshore Wind, India – Northeast, region XX (investable) | 8 | Efficiency | fraction | User defined | 0 | bar: 2023 to 2050
BAU | 17 | PWRWONINDNE | Onshore Wind, India – Northeast, region XX (investable) | 9 | TotalAnnualMinCapacityInvestment | GW | User defined | 0 | 0 | 0 | 0 | 0 | 0 | 0 | 0 | 0 | 0 | 0 | 0 | 0 | 0 | 0 | 0 | 0 | 0 | 0 | 0 | 0 | 0 | 0 | 0 | 0 | 0 | 0 | 0 | 0
BAU | 18 | PWRWONNPLXX | Onshore Wind, Nepal, region XX (investable) | 1 | CapitalCost | USD/kW | User defined | 0 | 989.3 | 929.5 | 869.7 | 851.8 | 833.8 | 815.9 | 797.9 | 780 | 771.9 | 763.9 | 755.8 | 747.8 | 739.7 | 731.4 | 723.1 | 714.7 | 706.4 | 698.1 | 690 | 682 | 673.9 | 665.9 | 657.8 | 649.7 | 641.7 | 633.6 | 625.6 | 617.5
BAU | 18 | PWRWONNPLXX | Onshore Wind, Nepal, region XX (investable) | 2 | FixedCost | USD/kW/yr | User defined | 0 | 28.6 | 27.95 | 27.3 | 27.04 | 26.78 | 26.52 | 26.26 | 26 | 25.48 | 24.96 | 24.44 | 23.92 | 23.4 | 23.14 | 22.88 | 22.62 | 22.36 | 22.1 | 21.84 | 21.58 | 21.32 | 21.06 | 20.8 | 21.06 | 21.32 | 21.58 | 21.84 | 22.1
BAU | 18 | PWRWONNPLXX | Onshore Wind, Nepal, region XX (investable) | 3 | ResidualCapacity | GW | User defined | 0 | 0 | 0 | 0 | 0 | 0 | 0 | 0 | 0 | 0 | 0 | 0 | 0 | 0 | 0 | 0 | 0 | 0 | 0 | 0 | 0 | 0 | 0 | 0 | 0 | 0 | 0 | 0 | 0
BAU | 18 | PWRWONNPLXX | Onshore Wind, Nepal, region XX (investable) | 4 | TotalAnnualMaxCapacity | GW | User defined | 0
BAU | 18 | PWRWONNPLXX | Onshore Wind, Nepal, region XX (investable) | 5 | TotalTechnologyAnnualActivityUpperLimit | PJ | User defined | 0
BAU | 18 | PWRWONNPLXX | Onshore Wind, Nepal, region XX (investable) | 6 | TotalAnnualMinCapacity | GW | User defined | 0
BAU | 18 | PWRWONNPLXX | Onshore Wind, Nepal, region XX (investable) | 7 | AvailabilityFactor | fraction | User defined | 0 | bar: 2023 to 2050
BAU | 18 | PWRWONNPLXX | Onshore Wind, Nepal, region XX (investable) | 8 | Efficiency | fraction | User defined | 0 | bar: 2023 to 2050
BAU | 18 | PWRWONNPLXX | Onshore Wind, Nepal, region XX (investable) | 9 | TotalAnnualMinCapacityInvestment | GW | User defined | 0 | 0 | 0 | 0 | 0 | 0 | 0 | 0 | 0 | 0 | 0 | 0 | 0 | 0 | 0 | 0 | 0 | 0 | 0 | 0 | 0 | 0 | 0 | 0 | 0 | 0 | 0 | 0 | 0
BAU | 19 | PWRWONLKAXX | Onshore Wind, Sri Lanka, region XX (investable) | 1 | CapitalCost | USD/kW | User defined | 0 | 1391 | 1323.37 | 1255.74 | 1246.96 | 1238.19 | 1229.42 | 1220.64 | 1211.87 | 1203.46 | 1195.05 | 1186.65 | 1178.24 | 1169.83 | 1161.42 | 1153.01 | 1144.6 | 1136.2 | 1127.79 | 1119.38 | 1110.97 | 1102.56 | 1094.16 | 1085.75 | 1076.97 | 1068.2 | 1059.43 | 1050.65 | 1041.88
BAU | 19 | PWRWONLKAXX | Onshore Wind, Sri Lanka, region XX (investable) | 2 | FixedCost | USD/kW/yr | User defined | 0 | 39.6 | 39.6 | 39.6 | 39.24 | 38.88 | 38.52 | 38.16 | 37.8 | 37.44 | 37.08 | 36.72 | 36.36 | 36 | 36 | 36 | 36 | 36 | 36 | 35.64 | 35.28 | 34.92 | 34.56 | 34.2 | 34.2 | 34.2 | 34.2 | 34.2 | 34.2
BAU | 19 | PWRWONLKAXX | Onshore Wind, Sri Lanka, region XX (investable) | 3 | ResidualCapacity | GW | User defined | 0 | 0.264 | 0.264 | 0.264 | 0.264 | 0.264 | 0.264 | 0.264 | 0.264 | 0.264 | 0.264 | 0.264 | 0.264 | 0.264 | 0.264 | 0.264 | 0.264 | 0.264 | 0.264 | 0.264 | 0.264 | 0.264 | 0.264 | 0.264 | 0.264 | 0.264 | 0.264 | 0.264 | 0.264
BAU | 19 | PWRWONLKAXX | Onshore Wind, Sri Lanka, region XX (investable) | 4 | TotalAnnualMaxCapacity | GW | User defined | 0
BAU | 19 | PWRWONLKAXX | Onshore Wind, Sri Lanka, region XX (investable) | 5 | TotalTechnologyAnnualActivityUpperLimit | PJ | User defined | 0
BAU | 19 | PWRWONLKAXX | Onshore Wind, Sri Lanka, region XX (investable) | 6 | TotalAnnualMinCapacity | GW | User defined | 0
BAU | 19 | PWRWONLKAXX | Onshore Wind, Sri Lanka, region XX (investable) | 7 | AvailabilityFactor | fraction | User defined | 0 | bar: 2023 to 2050
BAU | 19 | PWRWONLKAXX | Onshore Wind, Sri Lanka, region XX (investable) | 8 | Efficiency | fraction | User defined | 0 | bar: 2023 to 2050
BAU | 19 | PWRWONLKAXX | Onshore Wind, Sri Lanka, region XX (investable) | 9 | TotalAnnualMinCapacityInvestment | GW | User defined | 0 | 0 | 0 | 0.01 | 0.14 | 0.73 | 0.2 | 0.15 | 0.384 | 0.3 | 0.22 | 0 | 0.1 | 0.1 | 0 | 0 | 0.1 | 0.1 | 0 | 0 | 0 | 0.5 | 0 | 0 | 0 | 0 | 0 | 0 | 0
BAU | 20 | PWRWONMDVXX | Onshore Wind, Maldives, region XX (investable) | 1 | CapitalCost | USD/kW | User defined | 0 | 1522 | 1430 | 1338 | 1310.4 | 1282.8 | 1255.2 | 1227.6 | 1200 | 1187.6 | 1175.2 | 1162.8 | 1150.4 | 1138 | 1125.2 | 1112.4 | 1099.6 | 1086.8 | 1074 | 1061.6 | 1049.2 | 1036.8 | 1024.4 | 1012 | 999.6 | 987.2 | 974.8 | 962.4 | 950
BAU | 20 | PWRWONMDVXX | Onshore Wind, Maldives, region XX (investable) | 2 | FixedCost | USD/kW/yr | User defined | 0 | 44 | 43 | 42 | 41.6 | 41.2 | 40.8 | 40.4 | 40 | 39.2 | 38.4 | 37.6 | 36.8 | 36 | 35.6 | 35.2 | 34.8 | 34.4 | 34 | 33.6 | 33.2 | 32.8 | 32.4 | 32 | 32.4 | 32.8 | 33.2 | 33.6 | 34
BAU | 20 | PWRWONMDVXX | Onshore Wind, Maldives, region XX (investable) | 3 | ResidualCapacity | GW | User defined | 0 | 0 | 0 | 0 | 0 | 0 | 0 | 0 | 0 | 0 | 0 | 0 | 0 | 0 | 0 | 0 | 0 | 0 | 0 | 0 | 0 | 0 | 0 | 0 | 0 | 0 | 0 | 0 | 0
BAU | 20 | PWRWONMDVXX | Onshore Wind, Maldives, region XX (investable) | 4 | TotalAnnualMaxCapacity | GW | User defined | 0
BAU | 20 | PWRWONMDVXX | Onshore Wind, Maldives, region XX (investable) | 5 | TotalTechnologyAnnualActivityUpperLimit | PJ | User defined | 0
BAU | 20 | PWRWONMDVXX | Onshore Wind, Maldives, region XX (investable) | 6 | TotalAnnualMinCapacity | GW | User defined | 0
BAU | 20 | PWRWONMDVXX | Onshore Wind, Maldives, region XX (investable) | 7 | AvailabilityFactor | fraction | User defined | 0 | bar: 2023 to 2050
BAU | 20 | PWRWONMDVXX | Onshore Wind, Maldives, region XX (investable) | 8 | Efficiency | fraction | User defined | 0 | bar: 2023 to 2050
BAU | 20 | PWRWONMDVXX | Onshore Wind, Maldives, region XX (investable) | 9 | TotalAnnualMinCapacityInvestment | GW | User defined | 0 | 0 | 0 | 0 | 0 | 0 | 0.002 | 0 | 0 | 0 | 0 | 0 | 0 | 0 | 0 | 0 | 0 | 0 | 0 | 0 | 0 | 0 | 0 | 0 | 0 | 0 | 0 | 0 | 0
BAU | 21 | PWRWOFINDSO | Offshore Wind, India – South, region XX (investable) | 1 | CapitalCost | USD/kW | User defined | 0 | 3800 | 3784 | 3768 | 3702.8 | 3637.6 | 3572.4 | 3507.2 | 3442 | 3156.4 | 2870.8 | 2585.2 | 2299.6 | 2014 | 2003.2 | 1992.4 | 1981.6 | 1970.8 | 1960 | 1951.8 | 1943.6 | 1935.4 | 1927.2 | 1919 | 1912.4 | 1905.8 | 1899.2 | 1892.6 | 1886
BAU | 21 | PWRWOFINDSO | Offshore Wind, India – South, region XX (investable) | 2 | FixedCost | USD/kW/yr | User defined | 0 | 114 | 114 | 114 | 112.2 | 110.4 | 108.6 | 106.8 | 105 | 103.4 | 101.8 | 100.2 | 98.6 | 97 | 95.6 | 94.2 | 92.8 | 91.4 | 90 | 88.8 | 87.6 | 86.4 | 85.2 | 84 | 83.2 | 82.4 | 81.6 | 80.8 | 80
BAU | 21 | PWRWOFINDSO | Offshore Wind, India – South, region XX (investable) | 3 | ResidualCapacity | GW | User defined | 0 | 0 | 0 | 0 | 0 | 0 | 0 | 0 | 0 | 0 | 0 | 0 | 0 | 0 | 0 | 0 | 0 | 0 | 0 | 0 | 0 | 0 | 0 | 0 | 0 | 0 | 0 | 0 | 0
BAU | 21 | PWRWOFINDSO | Offshore Wind, India – South, region XX (investable) | 4 | TotalAnnualMaxCapacity | GW | User defined | 0
BAU | 21 | PWRWOFINDSO | Offshore Wind, India – South, region XX (investable) | 5 | TotalTechnologyAnnualActivityUpperLimit | PJ | User defined | 0
BAU | 21 | PWRWOFINDSO | Offshore Wind, India – South, region XX (investable) | 6 | TotalAnnualMinCapacity | GW | User defined | 0
BAU | 21 | PWRWOFINDSO | Offshore Wind, India – South, region XX (investable) | 7 | AvailabilityFactor | fraction | User defined | 0 | 0.95 | 0.95 | 0.95 | 0.95 | 0.95 | 0.95 | 0.95 | 0.95 | 0.95 | 0.95 | 0.95 | 0.95 | 0.95 | 0.95 | 0.95 | 0.95 | 0.95 | 0.95 | 0.95 | 0.95 | 0.95 | 0.95 | 0.95 | 0.95 | 0.95 | 0.95 | 0.95 | 0.95
BAU | 21 | PWRWOFINDSO | Offshore Wind, India – South, region XX (investable) | 8 | Efficiency | fraction | User defined | 0 | bar: 2023 to 2050
BAU | 21 | PWRWOFINDSO | Offshore Wind, India – South, region XX (investable) | 9 | TotalAnnualMinCapacityInvestment | GW | User defined | 0 | 0 | 0 | 0 | 0 | 0 | 0 | 0 | 0 | 0 | 0 | 0 | 0 | 0 | 0 | 0 | 0 | 0 | 0 | 0 | 0 | 0 | 0 | 0 | 0 | 0 | 0 | 0 | 0
BAU | 22 | PWRWOFINDWE | Offshore Wind, India – West, region XX (investable) | 1 | CapitalCost | USD/kW | User defined | 0 | 3800 | 3784 | 3768 | 3702.8 | 3637.6 | 3572.4 | 3507.2 | 3442 | 3156.4 | 2870.8 | 2585.2 | 2299.6 | 2014 | 2003.2 | 1992.4 | 1981.6 | 1970.8 | 1960 | 1951.8 | 1943.6 | 1935.4 | 1927.2 | 1919 | 1912.4 | 1905.8 | 1899.2 | 1892.6 | 1886
BAU | 22 | PWRWOFINDWE | Offshore Wind, India – West, region XX (investable) | 2 | FixedCost | USD/kW/yr | User defined | 0 | 114 | 114 | 114 | 112.2 | 110.4 | 108.6 | 106.8 | 105 | 103.4 | 101.8 | 100.2 | 98.6 | 97 | 95.6 | 94.2 | 92.8 | 91.4 | 90 | 88.8 | 87.6 | 86.4 | 85.2 | 84 | 83.2 | 82.4 | 81.6 | 80.8 | 80
BAU | 22 | PWRWOFINDWE | Offshore Wind, India – West, region XX (investable) | 3 | ResidualCapacity | GW | User defined | 0 | 0 | 0 | 0 | 0 | 0 | 0 | 0 | 0 | 0 | 0 | 0 | 0 | 0 | 0 | 0 | 0 | 0 | 0 | 0 | 0 | 0 | 0 | 0 | 0 | 0 | 0 | 0 | 0
BAU | 22 | PWRWOFINDWE | Offshore Wind, India – West, region XX (investable) | 4 | TotalAnnualMaxCapacity | GW | User defined | 0
BAU | 22 | PWRWOFINDWE | Offshore Wind, India – West, region XX (investable) | 5 | TotalTechnologyAnnualActivityUpperLimit | PJ | User defined | 0
BAU | 22 | PWRWOFINDWE | Offshore Wind, India – West, region XX (investable) | 6 | TotalAnnualMinCapacity | GW | User defined | 0
BAU | 22 | PWRWOFINDWE | Offshore Wind, India – West, region XX (investable) | 7 | AvailabilityFactor | fraction | User defined | 0 | 0.95 | 0.95 | 0.95 | 0.95 | 0.95 | 0.95 | 0.95 | 0.95 | 0.95 | 0.95 | 0.95 | 0.95 | 0.95 | 0.95 | 0.95 | 0.95 | 0.95 | 0.95 | 0.95 | 0.95 | 0.95 | 0.95 | 0.95 | 0.95 | 0.95 | 0.95 | 0.95 | 0.95
BAU | 22 | PWRWOFINDWE | Offshore Wind, India – West, region XX (investable) | 8 | Efficiency | fraction | User defined | 0 | bar: 2023 to 2050
BAU | 22 | PWRWOFINDWE | Offshore Wind, India – West, region XX (investable) | 9 | TotalAnnualMinCapacityInvestment | GW | User defined | 0 | 0 | 0 | 0 | 0 | 0 | 0 | 0 | 0 | 0 | 0 | 0 | 0 | 0 | 0 | 0 | 0 | 0 | 0 | 0 | 0 | 0 | 0 | 0 | 0 | 0 | 0 | 0 | 0
BAU | 23 | PWRWOFINDEA | Offshore Wind, India – East, region XX (investable) | 1 | CapitalCost | USD/kW | User defined | 0 | 3800 | 3784 | 3768 | 3702.8 | 3637.6 | 3572.4 | 3507.2 | 3442 | 3156.4 | 2870.8 | 2585.2 | 2299.6 | 2014 | 2003.2 | 1992.4 | 1981.6 | 1970.8 | 1960 | 1951.8 | 1943.6 | 1935.4 | 1927.2 | 1919 | 1912.4 | 1905.8 | 1899.2 | 1892.6 | 1886
BAU | 23 | PWRWOFINDEA | Offshore Wind, India – East, region XX (investable) | 2 | FixedCost | USD/kW/yr | User defined | 0 | 114 | 114 | 114 | 112.2 | 110.4 | 108.6 | 106.8 | 105 | 103.4 | 101.8 | 100.2 | 98.6 | 97 | 95.6 | 94.2 | 92.8 | 91.4 | 90 | 88.8 | 87.6 | 86.4 | 85.2 | 84 | 83.2 | 82.4 | 81.6 | 80.8 | 80
BAU | 23 | PWRWOFINDEA | Offshore Wind, India – East, region XX (investable) | 3 | ResidualCapacity | GW | User defined | 0 | 0 | 0 | 0 | 0 | 0 | 0 | 0 | 0 | 0 | 0 | 0 | 0 | 0 | 0 | 0 | 0 | 0 | 0 | 0 | 0 | 0 | 0 | 0 | 0 | 0 | 0 | 0 | 0
BAU | 23 | PWRWOFINDEA | Offshore Wind, India – East, region XX (investable) | 4 | TotalAnnualMaxCapacity | GW | User defined | 0
BAU | 23 | PWRWOFINDEA | Offshore Wind, India – East, region XX (investable) | 5 | TotalTechnologyAnnualActivityUpperLimit | PJ | User defined | 0
BAU | 23 | PWRWOFINDEA | Offshore Wind, India – East, region XX (investable) | 6 | TotalAnnualMinCapacity | GW | User defined | 0
BAU | 23 | PWRWOFINDEA | Offshore Wind, India – East, region XX (investable) | 7 | AvailabilityFactor | fraction | User defined | 0 | 0.95 | 0.95 | 0.95 | 0.95 | 0.95 | 0.95 | 0.95 | 0.95 | 0.95 | 0.95 | 0.95 | 0.95 | 0.95 | 0.95 | 0.95 | 0.95 | 0.95 | 0.95 | 0.95 | 0.95 | 0.95 | 0.95 | 0.95 | 0.95 | 0.95 | 0.95 | 0.95 | 0.95
BAU | 23 | PWRWOFINDEA | Offshore Wind, India – East, region XX (investable) | 8 | Efficiency | fraction | User defined | 0 | bar: 2023 to 2050
BAU | 23 | PWRWOFINDEA | Offshore Wind, India – East, region XX (investable) | 9 | TotalAnnualMinCapacityInvestment | GW | User defined | 0 | 0 | 0 | 0 | 0 | 0 | 0 | 0 | 0 | 0 | 0 | 0 | 0 | 0 | 0 | 0 | 0 | 0 | 0 | 0 | 0 | 0 | 0 | 0 | 0 | 0 | 0 | 0 | 0
BAU | 24 | PWRWOFBGDXX | Offshore Wind, Bangladesh, region XX (investable) | 1 | CapitalCost | USD/kW | User defined | 0 | 6650 | 6510 | 6370 | 6060.6 | 5751.2 | 5441.8 | 5132.4 | 4823 | 4602.8 | 4382.7 | 4162.6 | 3942.4 | 3722.2 | 3694.2 | 3666.2 | 3638.2 | 3610.2 | 3582.2 | 3561.2 | 3540.2 | 3519.2 | 3498.2 | 3477.2 | 3460.8 | 3444.3 | 3427.9 | 3411.5 | 3395
BAU | 24 | PWRWOFBGDXX | Offshore Wind, Bangladesh, region XX (investable) | 2 | FixedCost | USD/kW/yr | User defined | 0 | 199.5 | 195.12 | 190.75 | 187.6 | 184.45 | 181.3 | 178.15 | 175 | 172.2 | 169.4 | 166.6 | 163.8 | 161 | 158.9 | 156.8 | 154.7 | 152.6 | 150.5 | 148.4 | 146.3 | 144.2 | 142.1 | 140 | 138.25 | 136.5 | 134.75 | 133 | 131.25
BAU | 24 | PWRWOFBGDXX | Offshore Wind, Bangladesh, region XX (investable) | 3 | ResidualCapacity | GW | User defined | 0 | 0 | 0 | 0 | 0 | 0 | 0 | 0 | 0 | 0 | 0 | 0 | 0 | 0 | 0 | 0 | 0 | 0 | 0 | 0 | 0 | 0 | 0 | 0 | 0 | 0 | 0 | 0 | 0
BAU | 24 | PWRWOFBGDXX | Offshore Wind, Bangladesh, region XX (investable) | 4 | TotalAnnualMaxCapacity | GW | User defined | 0
BAU | 24 | PWRWOFBGDXX | Offshore Wind, Bangladesh, region XX (investable) | 5 | TotalTechnologyAnnualActivityUpperLimit | PJ | User defined | 0
BAU | 24 | PWRWOFBGDXX | Offshore Wind, Bangladesh, region XX (investable) | 6 | TotalAnnualMinCapacity | GW | User defined | 0
BAU | 24 | PWRWOFBGDXX | Offshore Wind, Bangladesh, region XX (investable) | 7 | AvailabilityFactor | fraction | User defined | 0 | 0.95 | 0.95 | 0.95 | 0.95 | 0.95 | 0.95 | 0.95 | 0.95 | 0.95 | 0.95 | 0.95 | 0.95 | 0.95 | 0.95 | 0.95 | 0.95 | 0.95 | 0.95 | 0.95 | 0.95 | 0.95 | 0.95 | 0.95 | 0.95 | 0.95 | 0.95 | 0.95 | 0.95
BAU | 24 | PWRWOFBGDXX | Offshore Wind, Bangladesh, region XX (investable) | 8 | Efficiency | fraction | User defined | 0 | bar: 2023 to 2050
BAU | 24 | PWRWOFBGDXX | Offshore Wind, Bangladesh, region XX (investable) | 9 | TotalAnnualMinCapacityInvestment | GW | User defined | 0 | 0 | 0 | 0 | 0 | 0 | 0 | 0 | 0 | 0 | 0 | 0 | 0 | 0 | 0 | 0 | 0 | 0 | 0 | 0 | 0 | 0 | 0 | 0 | 0 | 0 | 0 | 0 | 0
BAU | 25 | PWRWOFLKAXX | Offshore Wind, Sri Lanka, region XX (investable) | 1 | CapitalCost | USD/kW | User defined | 0 | 6142.71 | 6116.85 | 6090.98 | 5985.59 | 5880.19 | 5774.79 | 5669.4 | 5564 | 5102.33 | 4640.66 | 4178.98 | 3717.31 | 3255.64 | 3238.18 | 3220.72 | 3203.26 | 3185.8 | 3168.35 | 3155.09 | 3141.83 | 3128.58 | 3115.32 | 3102.07 | 3091.4 | 3080.73 | 3070.06 | 3059.39 | 3048.72
BAU | 25 | PWRWOFLKAXX | Offshore Wind, Sri Lanka, region XX (investable) | 2 | FixedCost | USD/kW/yr | User defined | 0 | 182.4 | 182.4 | 182.4 | 179.52 | 176.64 | 173.76 | 170.88 | 168 | 165.44 | 162.88 | 160.32 | 157.76 | 155.2 | 152.96 | 150.72 | 148.48 | 146.24 | 144 | 142.08 | 140.16 | 138.24 | 136.32 | 134.4 | 133.12 | 131.84 | 130.56 | 129.28 | 128
BAU | 25 | PWRWOFLKAXX | Offshore Wind, Sri Lanka, region XX (investable) | 3 | ResidualCapacity | GW | User defined | 0 | 0 | 0 | 0 | 0 | 0 | 0 | 0 | 0 | 0 | 0 | 0 | 0 | 0 | 0 | 0 | 0 | 0 | 0 | 0 | 0 | 0 | 0 | 0 | 0 | 0 | 0 | 0 | 0
BAU | 25 | PWRWOFLKAXX | Offshore Wind, Sri Lanka, region XX (investable) | 4 | TotalAnnualMaxCapacity | GW | User defined | 0
BAU | 25 | PWRWOFLKAXX | Offshore Wind, Sri Lanka, region XX (investable) | 5 | TotalTechnologyAnnualActivityUpperLimit | PJ | User defined | 0
BAU | 25 | PWRWOFLKAXX | Offshore Wind, Sri Lanka, region XX (investable) | 6 | TotalAnnualMinCapacity | GW | User defined | 0
BAU | 25 | PWRWOFLKAXX | Offshore Wind, Sri Lanka, region XX (investable) | 7 | AvailabilityFactor | fraction | User defined | 0 | 0.95 | 0.95 | 0.95 | 0.95 | 0.95 | 0.95 | 0.95 | 0.95 | 0.95 | 0.95 | 0.95 | 0.95 | 0.95 | 0.95 | 0.95 | 0.95 | 0.95 | 0.95 | 0.95 | 0.95 | 0.95 | 0.95 | 0.95 | 0.95 | 0.95 | 0.95 | 0.95 | 0.95
BAU | 25 | PWRWOFLKAXX | Offshore Wind, Sri Lanka, region XX (investable) | 8 | Efficiency | fraction | User defined | 0 | bar: 2023 to 2050
BAU | 25 | PWRWOFLKAXX | Offshore Wind, Sri Lanka, region XX (investable) | 9 | TotalAnnualMinCapacityInvestment | GW | User defined | 0 | 0 | 0 | 0 | 0 | 0 | 0 | 0 | 0 | 0 | 0 | 0 | 0 | 0 | 0 | 0 | 0 | 0 | 0 | 0 | 0 | 0 | 0 | 0 | 0 | 0 | 0 | 0 | 0
BAU | 26 | PWRWOFMDVXX | Offshore Wind, Maldives, region XX (investable) | 1 | CapitalCost | USD/kW | User defined | 0 | 7600 | 7440 | 7280 | 6926.4 | 6572.8 | 6219.2 | 5865.6 | 5512 | 5260.4 | 5008.8 | 4757.2 | 4505.6 | 4254 | 4222 | 4190 | 4158 | 4126 | 4094 | 4070 | 4046 | 4022 | 3998 | 3974 | 3955.2 | 3936.4 | 3917.6 | 3898.8 | 3880
BAU | 26 | PWRWOFMDVXX | Offshore Wind, Maldives, region XX (investable) | 2 | FixedCost | USD/kW/yr | User defined | 0 | 228 | 223 | 218 | 214.4 | 210.8 | 207.2 | 203.6 | 200 | 196.8 | 193.6 | 190.4 | 187.2 | 184 | 181.6 | 179.2 | 176.8 | 174.4 | 172 | 169.6 | 167.2 | 164.8 | 162.4 | 160 | 158 | 156 | 154 | 152 | 150
BAU | 26 | PWRWOFMDVXX | Offshore Wind, Maldives, region XX (investable) | 3 | ResidualCapacity | GW | User defined | 0 | 0 | 0 | 0 | 0 | 0 | 0 | 0 | 0 | 0 | 0 | 0 | 0 | 0 | 0 | 0 | 0 | 0 | 0 | 0 | 0 | 0 | 0 | 0 | 0 | 0 | 0 | 0 | 0
BAU | 26 | PWRWOFMDVXX | Offshore Wind, Maldives, region XX (investable) | 4 | TotalAnnualMaxCapacity | GW | User defined | 0
BAU | 26 | PWRWOFMDVXX | Offshore Wind, Maldives, region XX (investable) | 5 | TotalTechnologyAnnualActivityUpperLimit | PJ | User defined | 0
BAU | 26 | PWRWOFMDVXX | Offshore Wind, Maldives, region XX (investable) | 6 | TotalAnnualMinCapacity | GW | User defined | 0
BAU | 26 | PWRWOFMDVXX | Offshore Wind, Maldives, region XX (investable) | 7 | AvailabilityFactor | fraction | User defined | 0 | 0.95 | 0.95 | 0.95 | 0.95 | 0.95 | 0.95 | 0.95 | 0.95 | 0.95 | 0.95 | 0.95 | 0.95 | 0.95 | 0.95 | 0.95 | 0.95 | 0.95 | 0.95 | 0.95 | 0.95 | 0.95 | 0.95 | 0.95 | 0.95 | 0.95 | 0.95 | 0.95 | 0.95
BAU | 26 | PWRWOFMDVXX | Offshore Wind, Maldives, region XX (investable) | 8 | Efficiency | fraction | User defined | 0 | bar: 2023 to 2050
BAU | 26 | PWRWOFMDVXX | Offshore Wind, Maldives, region XX (investable) | 9 | TotalAnnualMinCapacityInvestment | GW | User defined | 0 | 0 | 0 | 0 | 0 | 0 | 0 | 0 | 0 | 0 | 0 | 0 | 0 | 0 | 0 | 0 | 0 | 0 | 0 | 0 | 0 | 0 | 0 | 0 | 0 | 0 | 0 | 0 | 0
BAU | 27 | PWRHYDNPLXX | Large Hydropower, Nepal, region XX (investable) | 1 | CapitalCost | USD/kW | User defined | 0 | 3377.76 | 3411.53 | 3445.31 | 3469.945 | 3494.585 | 3519.22 | 3543.855 | 3568.49 | 3593.005 | 3617.515 | 3642.03 | 3666.54 | 3691.055 | 3715.69 | 3740.325 | 3764.96 | 3789.595 | 3814.235 | 3838.745 | 3863.26 | 3887.77 | 3912.285 | 3936.795 | 3961.43 | 3986.07 | 4010.705 | 4035.34 | 4059.975
BAU | 27 | PWRHYDNPLXX | Large Hydropower, Nepal, region XX (investable) | 2 | FixedCost | USD/kW/yr | User defined | 0 | 55.2 | 55.2 | 55.2 | 55.2 | 55.2 | 55.2 | 55.2 | 55.2 | 55.2 | 55.2 | 55.2 | 55.2 | 55.2 | 55.2 | 55.2 | 55.2 | 55.2 | 55.2 | 55.2 | 55.2 | 55.2 | 55.2 | 55.2 | 55.2 | 55.2 | 55.2 | 55.2 | 55.2
BAU | 27 | PWRHYDNPLXX | Large Hydropower, Nepal, region XX (investable) | 3 | ResidualCapacity | GW | User defined | 0 | 2.7 | 2.7 | 2.7 | 2.7 | 2.7 | 2.7 | 2.7 | 2.7 | 2.7 | 2.7 | 2.7 | 2.7 | 2.7 | 2.7 | 2.7 | 2.7 | 2.7 | 2.7 | 2.7 | 2.7 | 2.7 | 2.7 | 2.7 | 2.7 | 2.7 | 2.7 | 2.7 | 2.7
BAU | 27 | PWRHYDNPLXX | Large Hydropower, Nepal, region XX (investable) | 4 | TotalAnnualMaxCapacity | GW | User defined | 0
BAU | 27 | PWRHYDNPLXX | Large Hydropower, Nepal, region XX (investable) | 5 | TotalTechnologyAnnualActivityUpperLimit | PJ | User defined | 0
BAU | 27 | PWRHYDNPLXX | Large Hydropower, Nepal, region XX (investable) | 6 | TotalAnnualMinCapacity | GW | User defined | 0
BAU | 27 | PWRHYDNPLXX | Large Hydropower, Nepal, region XX (investable) | 7 | AvailabilityFactor | fraction | User defined | 0 | 0.95 | 0.95 | 0.95 | 0.95 | 0.95 | 0.95 | 0.95 | 0.95 | 0.95 | 0.95 | 0.95 | 0.95 | 0.95 | 0.95 | 0.95 | 0.95 | 0.95 | 0.95 | 0.95 | 0.95 | 0.95 | 0.95 | 0.95 | 0.95 | 0.95 | 0.95 | 0.95 | 0.95
BAU | 27 | PWRHYDNPLXX | Large Hydropower, Nepal, region XX (investable) | 8 | Efficiency | fraction | User defined | 0 | bar: 2023 to 2050
BAU | 27 | PWRHYDNPLXX | Large Hydropower, Nepal, region XX (investable) | 9 | TotalAnnualMinCapacityInvestment | GW | User defined | 0 | 0 | 0.04 | 0.5356 | 0.1204 | 0 | 0 | 0 | 0 | 0 | 0 | 0 | 0 | 0 | 0 | 0 | 0 | 0 | 0 | 0 | 0 | 0 | 0 | 0 | 0 | 0 | 0 | 0 | 0
BAU | 28 | PWRHYDBTNXX | Large Hydropower, Bhutan, region XX (investable) | 1 | CapitalCost | USD/kW | User defined | 0 | 1740.385 | 1757.79 | 1775.19 | 1788.64 | 1802.085 | 1815.53 | 1828.975 | 1842.425 | 1855.785 | 1869.145 | 1882.51 | 1895.87 | 1909.23 | 1922.675 | 1936.125 | 1949.57 | 1963.015 | 1976.46 | 1989.825 | 2003.185 | 2016.545 | 2029.91 | 2043.27 | 2056.715 | 2070.16 | 2083.61 | 2097.055 | 2110.5
BAU | 28 | PWRHYDBTNXX | Large Hydropower, Bhutan, region XX (investable) | 2 | FixedCost | USD/kW/yr | User defined | 0 | 30.075 | 30.075 | 30.075 | 30.075 | 30.075 | 30.075 | 30.075 | 30.075 | 30.075 | 30.075 | 30.075 | 30.075 | 30.075 | 30.075 | 30.075 | 30.075 | 30.075 | 30.075 | 30.075 | 30.075 | 30.075 | 30.075 | 30.075 | 30.075 | 30.075 | 30.075 | 30.075 | 30.075
BAU | 28 | PWRHYDBTNXX | Large Hydropower, Bhutan, region XX (investable) | 3 | ResidualCapacity | GW | User defined | 0 | 2.33 | 2.33 | 2.33 | 2.33 | 2.33 | 2.33 | 2.33 | 2.33 | 2.33 | 2.33 | 2.33 | 2.33 | 2.33 | 2.33 | 2.33 | 2.33 | 2.33 | 2.33 | 2.33 | 2.33 | 2.33 | 2.33 | 2.33 | 2.33 | 2.33 | 2.33 | 2.33 | 2.33
BAU | 28 | PWRHYDBTNXX | Large Hydropower, Bhutan, region XX (investable) | 4 | TotalAnnualMaxCapacity | GW | User defined | 0
BAU | 28 | PWRHYDBTNXX | Large Hydropower, Bhutan, region XX (investable) | 5 | TotalTechnologyAnnualActivityUpperLimit | PJ | User defined | 0
BAU | 28 | PWRHYDBTNXX | Large Hydropower, Bhutan, region XX (investable) | 6 | TotalAnnualMinCapacity | GW | User defined | 0
BAU | 28 | PWRHYDBTNXX | Large Hydropower, Bhutan, region XX (investable) | 7 | AvailabilityFactor | fraction | User defined | 0 | 0.95 | 0.95 | 0.95 | 0.95 | 0.95 | 0.95 | 0.95 | 0.95 | 0.95 | 0.95 | 0.95 | 0.95 | 0.95 | 0.95 | 0.95 | 0.95 | 0.95 | 0.95 | 0.95 | 0.95 | 0.95 | 0.95 | 0.95 | 0.95 | 0.95 | 0.95 | 0.95 | 0.95
BAU | 28 | PWRHYDBTNXX | Large Hydropower, Bhutan, region XX (investable) | 8 | Efficiency | fraction | User defined | 0 | bar: 2023 to 2050
BAU | 28 | PWRHYDBTNXX | Large Hydropower, Bhutan, region XX (investable) | 9 | TotalAnnualMinCapacityInvestment | GW | User defined | 0 | 0 | 0 | 1.138 | 0 | 0.6 | 0.67 | 0 | 4.145 | 0 | 0 | 0 | 0 | 2.585 | 0 | 0 | 0 | 0 | 0 | 0 | 0 | 0 | 0 | 0 | 0 | 0 | 0 | 0 | 0
BAU | 29 | PWRHYDINDNO | Large Hydropower, India – North, region XX (investable) | 1 | CapitalCost | USD/kW | User defined | 0 | 2500 | 2525 | 2550 | 2565 | 2580 | 2595 | 2610 | 2625 | 2640 | 2655 | 2670 | 2685 | 2700 | 2715 | 2730 | 2745 | 2760 | 2775 | 2790 | 2805 | 2820 | 2835 | 2850 | 2865 | 2880 | 2895 | 2910 | 2925
BAU | 29 | PWRHYDINDNO | Large Hydropower, India – North, region XX (investable) | 2 | FixedCost | USD/kW/yr | User defined | 0 | 38 | 38 | 38 | 38 | 38 | 38 | 38 | 38 | 38 | 38 | 38 | 38 | 38 | 38 | 38 | 38 | 38 | 38 | 38 | 38 | 38 | 38 | 38 | 38 | 38 | 38 | 38 | 38
BAU | 29 | PWRHYDINDNO | Large Hydropower, India – North, region XX (investable) | 3 | ResidualCapacity | GW | User defined | 0 | 19.756 | 19.756 | 19.756 | 19.756 | 19.756 | 19.756 | 19.756 | 19.756 | 19.756 | 19.756 | 19.756 | 19.756 | 19.756 | 19.756 | 19.756 | 19.756 | 19.756 | 19.756 | 19.756 | 19.756 | 19.756 | 19.756 | 19.756 | 19.756 | 19.756 | 19.756 | 19.756 | 19.756
BAU | 29 | PWRHYDINDNO | Large Hydropower, India – North, region XX (investable) | 4 | TotalAnnualMaxCapacity | GW | User defined | 0
BAU | 29 | PWRHYDINDNO | Large Hydropower, India – North, region XX (investable) | 5 | TotalTechnologyAnnualActivityUpperLimit | PJ | User defined | 0
BAU | 29 | PWRHYDINDNO | Large Hydropower, India – North, region XX (investable) | 6 | TotalAnnualMinCapacity | GW | User defined | 0
BAU | 29 | PWRHYDINDNO | Large Hydropower, India – North, region XX (investable) | 7 | AvailabilityFactor | fraction | User defined | 0 | 0.95 | 0.95 | 0.95 | 0.95 | 0.95 | 0.95 | 0.95 | 0.95 | 0.95 | 0.95 | 0.95 | 0.95 | 0.95 | 0.95 | 0.95 | 0.95 | 0.95 | 0.95 | 0.95 | 0.95 | 0.95 | 0.95 | 0.95 | 0.95 | 0.95 | 0.95 | 0.95 | 0.95
BAU | 29 | PWRHYDINDNO | Large Hydropower, India – North, region XX (investable) | 8 | Efficiency | fraction | User defined | 0 | bar: 2023 to 2050
BAU | 29 | PWRHYDINDNO | Large Hydropower, India – North, region XX (investable) | 9 | TotalAnnualMinCapacityInvestment | GW | User defined | 0 | 0 | 0 | 0 | 2.024 | 0.8015 | 1.84 | 0.902 | 0.21 | 0.3 | 0 | 0 | 0 | 0.339 | 0 | 0 | 0 | 0 | 0 | 0 | 0 | 0 | 0 | 0 | 0 | 0 | 0 | 0 | 0
BAU | 30 | PWRHYDINDNE | Large Hydropower, India – Northeast, region XX (investable) | 1 | CapitalCost | USD/kW | User defined | 0 | 2500 | 2525 | 2550 | 2565 | 2580 | 2595 | 2610 | 2625 | 2640 | 2655 | 2670 | 2685 | 2700 | 2715 | 2730 | 2745 | 2760 | 2775 | 2790 | 2805 | 2820 | 2835 | 2850 | 2865 | 2880 | 2895 | 2910 | 2925
BAU | 30 | PWRHYDINDNE | Large Hydropower, India – Northeast, region XX (investable) | 2 | FixedCost | USD/kW/yr | User defined | 0 | 38 | 38 | 38 | 38 | 38 | 38 | 38 | 38 | 38 | 38 | 38 | 38 | 38 | 38 | 38 | 38 | 38 | 38 | 38 | 38 | 38 | 38 | 38 | 38 | 38 | 38 | 38 | 38
BAU | 30 | PWRHYDINDNE | Large Hydropower, India – Northeast, region XX (investable) | 3 | ResidualCapacity | GW | User defined | 0 | 2.027 | 2.027 | 2.027 | 2.027 | 2.027 | 2.027 | 2.027 | 2.027 | 2.027 | 2.027 | 2.027 | 2.027 | 2.027 | 2.027 | 2.027 | 2.027 | 2.027 | 2.027 | 2.027 | 2.027 | 2.027 | 2.027 | 2.027 | 2.027 | 2.027 | 2.027 | 2.027 | 2.027
BAU | 30 | PWRHYDINDNE | Large Hydropower, India – Northeast, region XX (investable) | 4 | TotalAnnualMaxCapacity | GW | User defined | 0
BAU | 30 | PWRHYDINDNE | Large Hydropower, India – Northeast, region XX (investable) | 5 | TotalTechnologyAnnualActivityUpperLimit | PJ | User defined | 0
BAU | 30 | PWRHYDINDNE | Large Hydropower, India – Northeast, region XX (investable) | 6 | TotalAnnualMinCapacity | GW | User defined | 0
BAU | 30 | PWRHYDINDNE | Large Hydropower, India – Northeast, region XX (investable) | 7 | AvailabilityFactor | fraction | User defined | 0 | 0.95 | 0.95 | 0.95 | 0.95 | 0.95 | 0.95 | 0.95 | 0.95 | 0.95 | 0.95 | 0.95 | 0.95 | 0.95 | 0.95 | 0.95 | 0.95 | 0.95 | 0.95 | 0.95 | 0.95 | 0.95 | 0.95 | 0.95 | 0.95 | 0.95 | 0.95 | 0.95 | 0.95
BAU | 30 | PWRHYDINDNE | Large Hydropower, India – Northeast, region XX (investable) | 8 | Efficiency | fraction | User defined | 0 | bar: 2023 to 2050
BAU | 30 | PWRHYDINDNE | Large Hydropower, India – Northeast, region XX (investable) | 9 | TotalAnnualMinCapacityInvestment | GW | User defined | 0 | 0 | 0 | 0 | 1.87 | 0 | 0 | 0.426 | 0 | 0 | 2.88 | 0 | 0 | 0 | 0 | 0 | 0 | 0 | 0 | 0 | 0 | 0 | 0 | 0 | 0 | 0 | 0 | 0 | 0
BAU | 31 | PWRHYDINDEA | Large Hydropower, India – East, region XX (investable) | 1 | CapitalCost | USD/kW | User defined | 0 | 2500 | 2525 | 2550 | 2565 | 2580 | 2595 | 2610 | 2625 | 2640 | 2655 | 2670 | 2685 | 2700 | 2715 | 2730 | 2745 | 2760 | 2775 | 2790 | 2805 | 2820 | 2835 | 2850 | 2865 | 2880 | 2895 | 2910 | 2925
BAU | 31 | PWRHYDINDEA | Large Hydropower, India – East, region XX (investable) | 2 | FixedCost | USD/kW/yr | User defined | 0 | 38 | 38 | 38 | 38 | 38 | 38 | 38 | 38 | 38 | 38 | 38 | 38 | 38 | 38 | 38 | 38 | 38 | 38 | 38 | 38 | 38 | 38 | 38 | 38 | 38 | 38 | 38 | 38
BAU | 31 | PWRHYDINDEA | Large Hydropower, India – East, region XX (investable) | 3 | ResidualCapacity | GW | User defined | 0 | 5.988 | 5.988 | 5.988 | 5.988 | 5.988 | 5.988 | 5.988 | 5.988 | 5.988 | 5.988 | 5.988 | 5.988 | 5.988 | 5.988 | 5.988 | 5.988 | 5.988 | 5.988 | 5.988 | 5.988 | 5.988 | 5.988 | 5.988 | 5.988 | 5.988 | 5.988 | 5.988 | 5.988
BAU | 31 | PWRHYDINDEA | Large Hydropower, India – East, region XX (investable) | 4 | TotalAnnualMaxCapacity | GW | User defined | 0
BAU | 31 | PWRHYDINDEA | Large Hydropower, India – East, region XX (investable) | 5 | TotalTechnologyAnnualActivityUpperLimit | PJ | User defined | 0
BAU | 31 | PWRHYDINDEA | Large Hydropower, India – East, region XX (investable) | 6 | TotalAnnualMinCapacity | GW | User defined | 0
BAU | 31 | PWRHYDINDEA | Large Hydropower, India – East, region XX (investable) | 7 | AvailabilityFactor | fraction | User defined | 0 | 0.95 | 0.95 | 0.95 | 0.95 | 0.95 | 0.95 | 0.95 | 0.95 | 0.95 | 0.95 | 0.95 | 0.95 | 0.95 | 0.95 | 0.95 | 0.95 | 0.95 | 0.95 | 0.95 | 0.95 | 0.95 | 0.95 | 0.95 | 0.95 | 0.95 | 0.95 | 0.95 | 0.95
BAU | 31 | PWRHYDINDEA | Large Hydropower, India – East, region XX (investable) | 8 | Efficiency | fraction | User defined | 0 | bar: 2023 to 2050
BAU | 31 | PWRHYDINDEA | Large Hydropower, India – East, region XX (investable) | 9 | TotalAnnualMinCapacityInvestment | GW | User defined | 0 | 0 | 0 | 0.066 | 0.12 | 0.5 | 0 | 0.12 | 0 | 0 | 0 | 0 | 0 | 0.351 | 0 | 0 | 0 | 0 | 0 | 0 | 0 | 0 | 0 | 0 | 0 | 0 | 0 | 0 | 0
BAU | 32 | PWRHYDLKAXX | Large Hydropower, Sri Lanka, region XX (investable) | 1 | CapitalCost | USD/kW | User defined | 0 | 4166.67 | 4208.33 | 4250 | 4275 | 4300 | 4325 | 4350 | 4375 | 4400 | 4425 | 4450 | 4475 | 4500 | 4525 | 4550 | 4575 | 4600 | 4625 | 4650 | 4675 | 4700 | 4725 | 4750 | 4775 | 4800 | 4825 | 4850 | 4875
BAU | 32 | PWRHYDLKAXX | Large Hydropower, Sri Lanka, region XX (investable) | 2 | FixedCost | USD/kW/yr | User defined | 0 | 64.6 | 64.6 | 64.6 | 64.6 | 64.6 | 64.6 | 64.6 | 64.6 | 64.6 | 64.6 | 64.6 | 64.6 | 64.6 | 64.6 | 64.6 | 64.6 | 64.6 | 64.6 | 64.6 | 64.6 | 64.6 | 64.6 | 64.6 | 64.6 | 64.6 | 64.6 | 64.6 | 64.6
BAU | 32 | PWRHYDLKAXX | Large Hydropower, Sri Lanka, region XX (investable) | 3 | ResidualCapacity | GW | User defined | 0 | 1.835 | 1.835 | 1.835 | 1.835 | 1.835 | 1.835 | 1.835 | 1.835 | 1.835 | 1.835 | 1.835 | 1.835 | 1.835 | 1.835 | 1.835 | 1.835 | 1.835 | 1.835 | 1.835 | 1.835 | 1.835 | 1.835 | 1.835 | 1.835 | 1.835 | 1.835 | 1.835 | 1.835
BAU | 32 | PWRHYDLKAXX | Large Hydropower, Sri Lanka, region XX (investable) | 4 | TotalAnnualMaxCapacity | GW | User defined | 0
BAU | 32 | PWRHYDLKAXX | Large Hydropower, Sri Lanka, region XX (investable) | 5 | TotalTechnologyAnnualActivityUpperLimit | PJ | User defined | 0
BAU | 32 | PWRHYDLKAXX | Large Hydropower, Sri Lanka, region XX (investable) | 6 | TotalAnnualMinCapacity | GW | User defined | 0
BAU | 32 | PWRHYDLKAXX | Large Hydropower, Sri Lanka, region XX (investable) | 7 | AvailabilityFactor | fraction | User defined | 0 | 0.95 | 0.95 | 0.95 | 0.95 | 0.95 | 0.95 | 0.95 | 0.95 | 0.95 | 0.95 | 0.95 | 0.95 | 0.95 | 0.95 | 0.95 | 0.95 | 0.95 | 0.95 | 0.95 | 0.95 | 0.95 | 0.95 | 0.95 | 0.95 | 0.95 | 0.95 | 0.95 | 0.95
BAU | 32 | PWRHYDLKAXX | Large Hydropower, Sri Lanka, region XX (investable) | 8 | Efficiency | fraction | User defined | 0 | bar: 2023 to 2050
BAU | 32 | PWRHYDLKAXX | Large Hydropower, Sri Lanka, region XX (investable) | 9 | TotalAnnualMinCapacityInvestment | GW | User defined | 0 | 0 | 0 | 0.01 | 0.01 | 0.01 | 0.02 | 0.02 | 0.02 | 0.02 | 0 | 0 | 0.6 | 0 | 0 | 0 | 0 | 0 | 0 | 0 | 0 | 0 | 0 | 0 | 0 | 0 | 0 | 0 | 0
BAU | 33 | PWRHYDBGDXX | Large Hydropower, Bangladesh, region XX (investable) | 1 | CapitalCost | USD/kW | User defined | 0 | bar: 2023
BAU | 33 | PWRHYDBGDXX | Large Hydropower, Bangladesh, region XX (investable) | 2 | FixedCost | USD/kW/yr | User defined | 0 | bar: 2023
BAU | 33 | PWRHYDBGDXX | Large Hydropower, Bangladesh, region XX (investable) | 3 | ResidualCapacity | GW | User defined | 0 | 0.23 | 0.23 | 0.23 | 0.23 | 0.23 | 0.23 | 0.23 | 0.23 | 0.23 | 0.23 | 0.23 | 0.23 | 0.23 | 0.23 | 0.23 | 0.23 | 0.23 | 0.23 | 0.23 | 0.23 | 0.23 | 0.23 | 0.23 | 0.23 | 0.23 | 0.23 | 0.23 | 0.23
BAU | 33 | PWRHYDBGDXX | Large Hydropower, Bangladesh, region XX (investable) | 4 | TotalAnnualMaxCapacity | GW | User defined | 0
BAU | 33 | PWRHYDBGDXX | Large Hydropower, Bangladesh, region XX (investable) | 5 | TotalTechnologyAnnualActivityUpperLimit | PJ | User defined | 0
BAU | 33 | PWRHYDBGDXX | Large Hydropower, Bangladesh, region XX (investable) | 6 | TotalAnnualMinCapacity | GW | User defined | 0
BAU | 33 | PWRHYDBGDXX | Large Hydropower, Bangladesh, region XX (investable) | 7 | AvailabilityFactor | fraction | User defined | 0 | bar: 2023
BAU | 33 | PWRHYDBGDXX | Large Hydropower, Bangladesh, region XX (investable) | 8 | Efficiency | fraction | User defined | 0 | bar: 2023
BAU | 33 | PWRHYDBGDXX | Large Hydropower, Bangladesh, region XX (investable) | 9 | TotalAnnualMinCapacityInvestment | GW | User defined | 0 | bar: 2023
BAU | 34 | PWRHYDINDSO | Large Hydropower, India – South, region XX (investable) | 1 | CapitalCost | USD/kW | User defined | 0 | 1000 | 1000 | 1000 | 1000 | 1000 | 1000 | 1000 | 1000 | 1000 | 1000 | 1000 | 1000 | 1000 | 1000 | 1000 | 1000 | 1000 | 1000 | 1000 | 1000 | 1000 | 1000 | 1000 | 1000 | 1000 | 1000 | 1000 | 1000
BAU | 34 | PWRHYDINDSO | Large Hydropower, India – South, region XX (investable) | 2 | FixedCost | USD/kW/yr | User defined | 0 | 15 | 15 | 15 | 15 | 15 | 15 | 15 | 15 | 15 | 15 | 15 | 15 | 15 | 15 | 15 | 15 | 15 | 15 | 15 | 15 | 15 | 15 | 15 | 15 | 15 | 15 | 15 | 15
BAU | 34 | PWRHYDINDSO | Large Hydropower, India – South, region XX (investable) | 3 | ResidualCapacity | GW | User defined | 0 | 11.747 | 11.747 | 11.747 | 11.747 | 11.747 | 11.747 | 11.747 | 11.747 | 11.747 | 11.747 | 11.747 | 11.747 | 11.747 | 11.747 | 11.747 | 11.747 | 11.747 | 11.747 | 11.747 | 11.747 | 11.747 | 11.747 | 11.747 | 11.747 | 11.747 | 11.747 | 11.747 | 11.747
BAU | 34 | PWRHYDINDSO | Large Hydropower, India – South, region XX (investable) | 4 | TotalAnnualMaxCapacity | GW | User defined | 0
BAU | 34 | PWRHYDINDSO | Large Hydropower, India – South, region XX (investable) | 5 | TotalTechnologyAnnualActivityUpperLimit | PJ | User defined | 0
BAU | 34 | PWRHYDINDSO | Large Hydropower, India – South, region XX (investable) | 6 | TotalAnnualMinCapacity | GW | User defined | 0
BAU | 34 | PWRHYDINDSO | Large Hydropower, India – South, region XX (investable) | 7 | AvailabilityFactor | fraction | User defined | 0 | 0.92 | 0.92 | 0.92 | 0.92 | 0.92 | 0.92 | 0.92 | 0.92 | 0.92 | 0.92 | 0.92 | 0.92 | 0.92 | 0.92 | 0.92 | 0.92 | 0.92 | 0.92 | 0.92 | 0.92 | 0.92 | 0.92 | 0.92 | 0.92 | 0.92 | 0.92 | 0.92 | 0.92
BAU | 34 | PWRHYDINDSO | Large Hydropower, India – South, region XX (investable) | 8 | Efficiency | fraction | User defined | 0 | 0.8 | 0.8 | 0.8 | 0.8 | 0.8 | 0.8 | 0.8 | 0.8 | 0.8 | 0.8 | 0.8 | 0.8 | 0.8 | 0.8 | 0.8 | 0.8 | 0.8 | 0.8 | 0.8 | 0.8 | 0.8 | 0.8 | 0.8 | 0.8 | 0.8 | 0.8 | 0.8 | 0.8
BAU | 34 | PWRHYDINDSO | Large Hydropower, India – South, region XX (investable) | 9 | TotalAnnualMinCapacityInvestment | GW | User defined | 0 | 0 | 0 | 0 | 1.23 | 1.64 | 0.96 | 4.35 | 0 | 0 | 0 | 0 | 0 | 0 | 0 | 0 | 0 | 0 | 0 | 0 | 0 | 0 | 0 | 0 | 0 | 0 | 0 | 0 | 0
BAU | 35 | PWRHYDINDWE | Large Hydropower, India – West, region XX (investable) | 1 | CapitalCost | USD/kW | User defined | 0 | 1000 | 1000 | 1000 | 1000 | 1000 | 1000 | 1000 | 1000 | 1000 | 1000 | 1000 | 1000 | 1000 | 1000 | 1000 | 1000 | 1000 | 1000 | 1000 | 1000 | 1000 | 1000 | 1000 | 1000 | 1000 | 1000 | 1000 | 1000
BAU | 35 | PWRHYDINDWE | Large Hydropower, India – West, region XX (investable) | 2 | FixedCost | USD/kW/yr | User defined | 0 | 15 | 15 | 15 | 15 | 15 | 15 | 15 | 15 | 15 | 15 | 15 | 15 | 15 | 15 | 15 | 15 | 15 | 15 | 15 | 15 | 15 | 15 | 15 | 15 | 15 | 15 | 15 | 15
BAU | 35 | PWRHYDINDWE | Large Hydropower, India – West, region XX (investable) | 3 | ResidualCapacity | GW | User defined | 0 | 7.392 | 7.392 | 7.392 | 7.392 | 7.392 | 7.392 | 7.392 | 7.392 | 7.392 | 7.392 | 7.392 | 7.392 | 7.392 | 7.392 | 7.392 | 7.392 | 7.392 | 7.392 | 7.392 | 7.392 | 7.392 | 7.392 | 7.392 | 7.392 | 7.392 | 7.392 | 7.392 | 7.392
BAU | 35 | PWRHYDINDWE | Large Hydropower, India – West, region XX (investable) | 4 | TotalAnnualMaxCapacity | GW | User defined | 0
BAU | 35 | PWRHYDINDWE | Large Hydropower, India – West, region XX (investable) | 5 | TotalTechnologyAnnualActivityUpperLimit | PJ | User defined | 0
BAU | 35 | PWRHYDINDWE | Large Hydropower, India – West, region XX (investable) | 6 | TotalAnnualMinCapacity | GW | User defined | 0
BAU | 35 | PWRHYDINDWE | Large Hydropower, India – West, region XX (investable) | 7 | AvailabilityFactor | fraction | User defined | 0 | 0.92 | 0.92 | 0.92 | 0.92 | 0.92 | 0.92 | 0.92 | 0.92 | 0.92 | 0.92 | 0.92 | 0.92 | 0.92 | 0.92 | 0.92 | 0.92 | 0.92 | 0.92 | 0.92 | 0.92 | 0.92 | 0.92 | 0.92 | 0.92 | 0.92 | 0.92 | 0.92 | 0.92
BAU | 35 | PWRHYDINDWE | Large Hydropower, India – West, region XX (investable) | 8 | Efficiency | fraction | User defined | 0 | 0.8 | 0.8 | 0.8 | 0.8 | 0.8 | 0.8 | 0.8 | 0.8 | 0.8 | 0.8 | 0.8 | 0.8 | 0.8 | 0.8 | 0.8 | 0.8 | 0.8 | 0.8 | 0.8 | 0.8 | 0.8 | 0.8 | 0.8 | 0.8 | 0.8 | 0.8 | 0.8 | 0.8
BAU | 35 | PWRHYDINDWE | Large Hydropower, India – West, region XX (investable) | 9 | TotalAnnualMinCapacityInvestment | GW | User defined | 0 | 0 | 0 | 0 | 1.92 | 0 | 2.5 | 0 | 0 | 0 | 0 | 0 | 0 | 0.48 | 0 | 0 | 0 | 0 | 0 | 0 | 0 | 0 | 0 | 0 | 0 | 0 | 0 | 0 | 0
BAU | 36 | PWRCOABGDXX | Coal – Supercritical, Bangladesh, region XX (investable) | 1 | CapitalCost | USD/kW | User defined | 0 | 3359.21 | 3359.21 | 3359.21 | 3359.21 | 3359.21 | 3359.21 | 3359.21 | 3359.21 | 3359.21 | 3359.21 | 3359.21 | 3359.21 | 3359.21 | 3359.21 | 3359.21 | 3359.21 | 3359.21 | 3359.21 | 3359.21 | 3359.21 | 3359.21 | 3359.21 | 3359.21 | 3359.21 | 3359.21 | 3359.21 | 3359.21 | 3359.21
BAU | 36 | PWRCOABGDXX | Coal – Supercritical, Bangladesh, region XX (investable) | 2 | FixedCost | USD/kW/yr | User defined | 0 | 72 | 72 | 72 | 72 | 72 | 72 | 72 | 72 | 72 | 72 | 72 | 72 | 72 | 72 | 72 | 72 | 72 | 72 | 72 | 72 | 72 | 72 | 72 | 72 | 72 | 72 | 72 | 72
BAU | 36 | PWRCOABGDXX | Coal – Supercritical, Bangladesh, region XX (investable) | 3 | ResidualCapacity | GW | User defined | 0 | 5.683 | 5.683 | 5.683 | 5.683 | 5.683 | 5.683 | 5.683 | 5.683 | 5.683 | 5.683 | 5.683 | 5.683 | 5.683 | 5.683 | 5.683 | 5.683 | 5.683 | 5.683 | 5.683 | 5.683 | 5.683 | 5.683 | 5.683 | 5.683 | 5.683 | 5.683 | 5.683 | 5.683
BAU | 36 | PWRCOABGDXX | Coal – Supercritical, Bangladesh, region XX (investable) | 4 | TotalAnnualMaxCapacity | GW | User defined | 0
BAU | 36 | PWRCOABGDXX | Coal – Supercritical, Bangladesh, region XX (investable) | 5 | TotalTechnologyAnnualActivityUpperLimit | PJ | User defined | 0
BAU | 36 | PWRCOABGDXX | Coal – Supercritical, Bangladesh, region XX (investable) | 6 | TotalAnnualMinCapacity | GW | User defined | 0
BAU | 36 | PWRCOABGDXX | Coal – Supercritical, Bangladesh, region XX (investable) | 7 | AvailabilityFactor | fraction | User defined | 0 | 0.85 | 0.85 | 0.85 | 0.85 | 0.85 | 0.85 | 0.85 | 0.85 | 0.85 | 0.85 | 0.85 | 0.85 | 0.85 | 0.85 | 0.85 | 0.85 | 0.85 | 0.85 | 0.85 | 0.85 | 0.85 | 0.85 | 0.85 | 0.85 | 0.85 | 0.85 | 0.85 | 0.85
BAU | 36 | PWRCOABGDXX | Coal – Supercritical, Bangladesh, region XX (investable) | 8 | Efficiency | fraction | User defined | 0 | 0.38 | 0.38 | 0.38 | 0.38 | 0.38 | 0.38 | 0.38 | 0.38 | 0.38 | 0.38 | 0.38 | 0.38 | 0.38 | 0.38 | 0.38 | 0.38 | 0.38 | 0.38 | 0.38 | 0.38 | 0.38 | 0.38 | 0.38 | 0.38 | 0.38 | 0.38 | 0.38 | 0.38
BAU | 36 | PWRCOABGDXX | Coal – Supercritical, Bangladesh, region XX (investable) | 9 | TotalAnnualMinCapacityInvestment | GW | User defined | 0 | 0 | 0 | 1.32 | 0 | 0 | 0 | 0 | 0 | 0 | 0 | 0 | 0 | 0 | 0 | 0 | 0 | 0 | 0 | 0 | 0 | 0 | 0 | 0 | 0 | 0 | 0 | 0 | 0
BAU | 37 | PWRCOAINDNO | Coal-fired Power, India – North, region XX (investable) | 1 | CapitalCost | USD/kW | User defined | 0 | 2175 | 2175 | 2175 | 2175 | 2175 | 2175 | 2175 | 2175 | 2175 | 2175 | 2175 | 2175 | 2175 | 2175 | 2175 | 2175 | 2175 | 2175 | 2175 | 2175 | 2175 | 2175 | 2175 | 2175 | 2175 | 2175 | 2175 | 2175
BAU | 37 | PWRCOAINDNO | Coal-fired Power, India – North, region XX (investable) | 2 | FixedCost | USD/kW/yr | User defined | 0 | 45 | 45 | 45 | 45 | 45 | 45 | 45 | 45 | 45 | 45 | 45 | 45 | 45 | 45 | 45 | 45 | 45 | 45 | 45 | 45 | 45 | 45 | 45 | 45 | 45 | 45 | 45 | 45
BAU | 37 | PWRCOAINDNO | Coal-fired Power, India – North, region XX (investable) | 3 | ResidualCapacity | GW | User defined | 0 | 45.865 | 45.865 | 45.865 | 45.865 | 45.865 | 45.865 | 45.865 | 45.865 | 45.865 | 45.865 | 45.865 | 45.865 | 45.865 | 45.865 | 45.865 | 45.865 | 45.865 | 45.865 | 45.865 | 45.865 | 45.865 | 45.865 | 45.865 | 45.865 | 45.865 | 45.865 | 45.865 | 45.865
BAU | 37 | PWRCOAINDNO | Coal-fired Power, India – North, region XX (investable) | 4 | TotalAnnualMaxCapacity | GW | User defined | 0
BAU | 37 | PWRCOAINDNO | Coal-fired Power, India – North, region XX (investable) | 5 | TotalTechnologyAnnualActivityUpperLimit | PJ | User defined | 0
BAU | 37 | PWRCOAINDNO | Coal-fired Power, India – North, region XX (investable) | 6 | TotalAnnualMinCapacity | GW | User defined | 0
BAU | 37 | PWRCOAINDNO | Coal-fired Power, India – North, region XX (investable) | 7 | AvailabilityFactor | fraction | User defined | 0 | 0.86 | 0.86 | 0.86 | 0.86 | 0.86 | 0.86 | 0.86 | 0.86 | 0.86 | 0.86 | 0.86 | 0.86 | 0.86 | 0.86 | 0.86 | 0.86 | 0.86 | 0.86 | 0.86 | 0.86 | 0.86 | 0.86 | 0.86 | 0.86 | 0.86 | 0.86 | 0.86 | 0.86
BAU | 37 | PWRCOAINDNO | Coal-fired Power, India – North, region XX (investable) | 8 | Efficiency | fraction | User defined | 0 | 0.4 | 0.4 | 0.4 | 0.4 | 0.4 | 0.4 | 0.4 | 0.4 | 0.4 | 0.4 | 0.4 | 0.4 | 0.4 | 0.4 | 0.4 | 0.4 | 0.4 | 0.4 | 0.4 | 0.4 | 0.4 | 0.4 | 0.4 | 0.4 | 0.4 | 0.4 | 0.4 | 0.4
BAU | 37 | PWRCOAINDNO | Coal-fired Power, India – North, region XX (investable) | 9 | TotalAnnualMinCapacityInvestment | GW | User defined | 0 | 0 | 0 | 0 | 0.66 | 0 | 0 | 2.4 | 0 | 0 | 0 | 0 | 0 | 0.5 | 0 | 0 | 0 | 0 | 0 | 0 | 0 | 0 | 0 | 0 | 0 | 0 | 0 | 0 | 0
BAU | 38 | PWRCOAINDSO | Coal-fired Power, India – South, region XX (investable) | 1 | CapitalCost | USD/kW | User defined | 0 | 2175 | 2175 | 2175 | 2175 | 2175 | 2175 | 2175 | 2175 | 2175 | 2175 | 2175 | 2175 | 2175 | 2175 | 2175 | 2175 | 2175 | 2175 | 2175 | 2175 | 2175 | 2175 | 2175 | 2175 | 2175 | 2175 | 2175 | 2175
BAU | 38 | PWRCOAINDSO | Coal-fired Power, India – South, region XX (investable) | 2 | FixedCost | USD/kW/yr | User defined | 0 | 45 | 45 | 45 | 45 | 45 | 45 | 45 | 45 | 45 | 45 | 45 | 45 | 45 | 45 | 45 | 45 | 45 | 45 | 45 | 45 | 45 | 45 | 45 | 45 | 45 | 45 | 45 | 45
BAU | 38 | PWRCOAINDSO | Coal-fired Power, India – South, region XX (investable) | 3 | ResidualCapacity | GW | User defined | 0 | 44.998 | 44.998 | 44.998 | 44.998 | 44.998 | 44.998 | 44.998 | 44.998 | 44.998 | 44.998 | 44.998 | 44.998 | 44.998 | 44.998 | 44.998 | 44.998 | 44.998 | 44.998 | 44.998 | 44.998 | 44.998 | 44.998 | 44.998 | 44.998 | 44.998 | 44.998 | 44.998 | 44.998
BAU | 38 | PWRCOAINDSO | Coal-fired Power, India – South, region XX (investable) | 4 | TotalAnnualMaxCapacity | GW | User defined | 0
BAU | 38 | PWRCOAINDSO | Coal-fired Power, India – South, region XX (investable) | 5 | TotalTechnologyAnnualActivityUpperLimit | PJ | User defined | 0
BAU | 38 | PWRCOAINDSO | Coal-fired Power, India – South, region XX (investable) | 6 | TotalAnnualMinCapacity | GW | User defined | 0
BAU | 38 | PWRCOAINDSO | Coal-fired Power, India – South, region XX (investable) | 7 | AvailabilityFactor | fraction | User defined | 0 | 0.86 | 0.86 | 0.86 | 0.86 | 0.86 | 0.86 | 0.86 | 0.86 | 0.86 | 0.86 | 0.86 | 0.86 | 0.86 | 0.86 | 0.86 | 0.86 | 0.86 | 0.86 | 0.86 | 0.86 | 0.86 | 0.86 | 0.86 | 0.86 | 0.86 | 0.86 | 0.86 | 0.86
BAU | 38 | PWRCOAINDSO | Coal-fired Power, India – South, region XX (investable) | 8 | Efficiency | fraction | User defined | 0 | 0.4 | 0.4 | 0.4 | 0.4 | 0.4 | 0.4 | 0.4 | 0.4 | 0.4 | 0.4 | 0.4 | 0.4 | 0.4 | 0.4 | 0.4 | 0.4 | 0.4 | 0.4 | 0.4 | 0.4 | 0.4 | 0.4 | 0.4 | 0.4 | 0.4 | 0.4 | 0.4 | 0.4
BAU | 38 | PWRCOAINDSO | Coal-fired Power, India – South, region XX (investable) | 9 | TotalAnnualMinCapacityInvestment | GW | User defined | 0 | 0 | 0 | 3.2 | 2.64 | 0 | 0.8 | 0 | 0 | 0 | 0 | 0 | 0 | 1.98 | 0 | 0 | 0 | 0 | 0 | 0 | 0 | 0 | 0 | 0 | 0 | 0 | 0 | 0 | 0
BAU | 39 | PWRCOAINDEA | Coal-fired Power, India – East, region XX (investable) | 1 | CapitalCost | USD/kW | User defined | 0 | 2175 | 2175 | 2175 | 2175 | 2175 | 2175 | 2175 | 2175 | 2175 | 2175 | 2175 | 2175 | 2175 | 2175 | 2175 | 2175 | 2175 | 2175 | 2175 | 2175 | 2175 | 2175 | 2175 | 2175 | 2175 | 2175 | 2175 | 2175
BAU | 39 | PWRCOAINDEA | Coal-fired Power, India – East, region XX (investable) | 2 | FixedCost | USD/kW/yr | User defined | 0 | 45 | 45 | 45 | 45 | 45 | 45 | 45 | 45 | 45 | 45 | 45 | 45 | 45 | 45 | 45 | 45 | 45 | 45 | 45 | 45 | 45 | 45 | 45 | 45 | 45 | 45 | 45 | 45
BAU | 39 | PWRCOAINDEA | Coal-fired Power, India – East, region XX (investable) | 3 | ResidualCapacity | GW | User defined | 0 | 36.997 | 36.997 | 36.997 | 36.997 | 36.997 | 36.997 | 36.997 | 36.997 | 36.997 | 36.997 | 36.997 | 36.997 | 36.997 | 36.997 | 36.997 | 36.997 | 36.997 | 36.997 | 36.997 | 36.997 | 36.997 | 36.997 | 36.997 | 36.997 | 36.997 | 36.997 | 36.997 | 36.997
BAU | 39 | PWRCOAINDEA | Coal-fired Power, India – East, region XX (investable) | 4 | TotalAnnualMaxCapacity | GW | User defined | 0
BAU | 39 | PWRCOAINDEA | Coal-fired Power, India – East, region XX (investable) | 5 | TotalTechnologyAnnualActivityUpperLimit | PJ | User defined | 0
BAU | 39 | PWRCOAINDEA | Coal-fired Power, India – East, region XX (investable) | 6 | TotalAnnualMinCapacity | GW | User defined | 0
BAU | 39 | PWRCOAINDEA | Coal-fired Power, India – East, region XX (investable) | 7 | AvailabilityFactor | fraction | User defined | 0 | 0.86 | 0.86 | 0.86 | 0.86 | 0.86 | 0.86 | 0.86 | 0.86 | 0.86 | 0.86 | 0.86 | 0.86 | 0.86 | 0.86 | 0.86 | 0.86 | 0.86 | 0.86 | 0.86 | 0.86 | 0.86 | 0.86 | 0.86 | 0.86 | 0.86 | 0.86 | 0.86 | 0.86
BAU | 39 | PWRCOAINDEA | Coal-fired Power, India – East, region XX (investable) | 8 | Efficiency | fraction | User defined | 0 | 0.4 | 0.4 | 0.4 | 0.4 | 0.4 | 0.4 | 0.4 | 0.4 | 0.4 | 0.4 | 0.4 | 0.4 | 0.4 | 0.4 | 0.4 | 0.4 | 0.4 | 0.4 | 0.4 | 0.4 | 0.4 | 0.4 | 0.4 | 0.4 | 0.4 | 0.4 | 0.4 | 0.4
BAU | 39 | PWRCOAINDEA | Coal-fired Power, India – East, region XX (investable) | 9 | TotalAnnualMinCapacityInvestment | GW | User defined | 0 | 0 | 0 | 0.66 | 2.26 | 1.32 | 2.92 | 2.4 | 2.4 | 0 | 0 | 0 | 0 | 8.04 | 0 | 0 | 0 | 0 | 0 | 0 | 0 | 0 | 0 | 0 | 0 | 0 | 0 | 0 | 0
BAU | 40 | PWRCOAINDWE | Coal-fired Power, India – West, region XX (investable) | 1 | CapitalCost | USD/kW | User defined | 0 | 2175 | 2175 | 2175 | 2175 | 2175 | 2175 | 2175 | 2175 | 2175 | 2175 | 2175 | 2175 | 2175 | 2175 | 2175 | 2175 | 2175 | 2175 | 2175 | 2175 | 2175 | 2175 | 2175 | 2175 | 2175 | 2175 | 2175 | 2175
BAU | 40 | PWRCOAINDWE | Coal-fired Power, India – West, region XX (investable) | 2 | FixedCost | USD/kW/yr | User defined | 0 | 45 | 45 | 45 | 45 | 45 | 45 | 45 | 45 | 45 | 45 | 45 | 45 | 45 | 45 | 45 | 45 | 45 | 45 | 45 | 45 | 45 | 45 | 45 | 45 | 45 | 45 | 45 | 45
BAU | 40 | PWRCOAINDWE | Coal-fired Power, India – West, region XX (investable) | 3 | ResidualCapacity | GW | User defined | 0 | 85.786 | 85.786 | 85.786 | 85.786 | 85.786 | 85.786 | 85.786 | 85.786 | 85.786 | 85.786 | 85.786 | 85.786 | 85.786 | 85.786 | 85.786 | 85.786 | 85.786 | 85.786 | 85.786 | 85.786 | 85.786 | 85.786 | 85.786 | 85.786 | 85.786 | 85.786 | 85.786 | 85.786
BAU | 40 | PWRCOAINDWE | Coal-fired Power, India – West, region XX (investable) | 4 | TotalAnnualMaxCapacity | GW | User defined | 0
BAU | 40 | PWRCOAINDWE | Coal-fired Power, India – West, region XX (investable) | 5 | TotalTechnologyAnnualActivityUpperLimit | PJ | User defined | 0
BAU | 40 | PWRCOAINDWE | Coal-fired Power, India – West, region XX (investable) | 6 | TotalAnnualMinCapacity | GW | User defined | 0
BAU | 40 | PWRCOAINDWE | Coal-fired Power, India – West, region XX (investable) | 7 | AvailabilityFactor | fraction | User defined | 0 | 0.86 | 0.86 | 0.86 | 0.86 | 0.86 | 0.86 | 0.86 | 0.86 | 0.86 | 0.86 | 0.86 | 0.86 | 0.86 | 0.86 | 0.86 | 0.86 | 0.86 | 0.86 | 0.86 | 0.86 | 0.86 | 0.86 | 0.86 | 0.86 | 0.86 | 0.86 | 0.86 | 0.86
BAU | 40 | PWRCOAINDWE | Coal-fired Power, India – West, region XX (investable) | 8 | Efficiency | fraction | User defined | 0 | 0.4 | 0.4 | 0.4 | 0.4 | 0.4 | 0.4 | 0.4 | 0.4 | 0.4 | 0.4 | 0.4 | 0.4 | 0.4 | 0.4 | 0.4 | 0.4 | 0.4 | 0.4 | 0.4 | 0.4 | 0.4 | 0.4 | 0.4 | 0.4 | 0.4 | 0.4 | 0.4 | 0.4
BAU | 40 | PWRCOAINDWE | Coal-fired Power, India – West, region XX (investable) | 9 | TotalAnnualMinCapacityInvestment | GW | User defined | 0 | 0 | 0 | 1.6 | 3.2 | 1.6 | 3.2 | 4.24 | 0 | 0 | 0 | 0 | 0 | 6.015 | 0 | 0 | 0 | 0 | 0 | 0 | 0 | 0 | 0 | 0 | 0 | 0 | 0 | 0 | 0
BAU | 41 | PWRCOALKAXX | Coal – Supercritical, Sri Lanka, region XX (investable) | 1 | CapitalCost | USD/kW | User defined | 0 | 4227.76 | 4227.76 | 4227.76 | 4227.76 | 4227.76 | 4227.76 | 4227.76 | 4227.76 | 4227.76 | 4227.76 | 4227.76 | 4227.76 | 4227.76 | 4227.76 | 4227.76 | 4227.76 | 4227.76 | 4227.76 | 4227.76 | 4227.76 | 4227.76 | 4227.76 | 4227.76 | 4227.76 | 4227.76 | 4227.76 | 4227.76 | 4227.76
BAU | 41 | PWRCOALKAXX | Coal – Supercritical, Sri Lanka, region XX (investable) | 2 | FixedCost | USD/kW/yr | User defined | 0 | 90 | 90 | 90 | 90 | 90 | 90 | 90 | 90 | 90 | 90 | 90 | 90 | 90 | 90 | 90 | 90 | 90 | 90 | 90 | 90 | 90 | 90 | 90 | 90 | 90 | 90 | 90 | 90
BAU | 41 | PWRCOALKAXX | Coal – Supercritical, Sri Lanka, region XX (investable) | 3 | ResidualCapacity | GW | User defined | 0 | 0.81 | 0.81 | 0.81 | 0.81 | 0.81 | 0.81 | 0.81 | 0.81 | 0.81 | 0.81 | 0.81 | 0.81 | 0.81 | 0.81 | 0.81 | 0.81 | 0.81 | 0.81 | 0.81 | 0.81 | 0.81 | 0.81 | 0.81 | 0.81 | 0.81 | 0.81 | 0.81 | 0.81
BAU | 41 | PWRCOALKAXX | Coal – Supercritical, Sri Lanka, region XX (investable) | 4 | TotalAnnualMaxCapacity | GW | User defined | 0
BAU | 41 | PWRCOALKAXX | Coal – Supercritical, Sri Lanka, region XX (investable) | 5 | TotalTechnologyAnnualActivityUpperLimit | PJ | User defined | 0
BAU | 41 | PWRCOALKAXX | Coal – Supercritical, Sri Lanka, region XX (investable) | 6 | TotalAnnualMinCapacity | GW | User defined | 0
BAU | 41 | PWRCOALKAXX | Coal – Supercritical, Sri Lanka, region XX (investable) | 7 | AvailabilityFactor | fraction | User defined | 0 | 0.85 | 0.85 | 0.85 | 0.85 | 0.85 | 0.85 | 0.85 | 0.85 | 0.85 | 0.85 | 0.85 | 0.85 | 0.85 | 0.85 | 0.85 | 0.85 | 0.85 | 0.85 | 0.85 | 0.85 | 0.85 | 0.85 | 0.85 | 0.85 | 0.85 | 0.85 | 0.85 | 0.85
BAU | 41 | PWRCOALKAXX | Coal – Supercritical, Sri Lanka, region XX (investable) | 8 | Efficiency | fraction | User defined | 0 | 0.38 | 0.38 | 0.38 | 0.38 | 0.38 | 0.38 | 0.38 | 0.38 | 0.38 | 0.38 | 0.38 | 0.38 | 0.38 | 0.38 | 0.38 | 0.38 | 0.38 | 0.38 | 0.38 | 0.38 | 0.38 | 0.38 | 0.38 | 0.38 | 0.38 | 0.38 | 0.38 | 0.38
BAU | 41 | PWRCOALKAXX | Coal – Supercritical, Sri Lanka, region XX (investable) | 9 | TotalAnnualMinCapacityInvestment | GW | User defined | 0 | 0 | 0 | 0 | 0 | 0 | 0 | 0 | 0 | 0 | 0 | 0 | 0 | 0 | 0 | 0 | 0 | 0 | 0 | 0 | 0 | 0 | 0 | 0 | 0 | 0 | 0 | 0 | 0
BAU | 42 | PWRNGSBGDXX | Gas-fired Power, Bangladesh, region XX (investable) | 1 | CapitalCost | USD/kW | User defined | 0 | 913 | 913 | 913 | 913 | 913 | 913 | 913 | 913 | 913 | 913 | 913 | 913 | 913 | 913 | 913 | 913 | 913 | 913 | 913 | 913 | 913 | 913 | 913 | 913 | 913 | 913 | 913 | 913
BAU | 42 | PWRNGSBGDXX | Gas-fired Power, Bangladesh, region XX (investable) | 2 | FixedCost | USD/kW/yr | User defined | 0 | 11.715 | 11.715 | 11.715 | 11.715 | 11.715 | 11.715 | 11.715 | 11.715 | 11.715 | 11.715 | 11.715 | 11.715 | 11.715 | 11.715 | 11.715 | 11.715 | 11.715 | 11.715 | 11.715 | 11.715 | 11.715 | 11.715 | 11.715 | 11.715 | 11.715 | 11.715 | 11.715 | 11.715
BAU | 42 | PWRNGSBGDXX | Gas-fired Power, Bangladesh, region XX (investable) | 3 | ResidualCapacity | GW | User defined | 0 | 13.038 | 13.038 | 13.038 | 13.038 | 13.038 | 13.038 | 13.038 | 13.038 | 13.038 | 13.038 | 13.038 | 13.038 | 13.038 | 13.038 | 13.038 | 13.038 | 13.038 | 13.038 | 13.038 | 13.038 | 13.038 | 13.038 | 13.038 | 13.038 | 13.038 | 13.038 | 13.038 | 13.038
BAU | 42 | PWRNGSBGDXX | Gas-fired Power, Bangladesh, region XX (investable) | 4 | TotalAnnualMaxCapacity | GW | User defined | 0
BAU | 42 | PWRNGSBGDXX | Gas-fired Power, Bangladesh, region XX (investable) | 5 | TotalTechnologyAnnualActivityUpperLimit | PJ | User defined | 0
BAU | 42 | PWRNGSBGDXX | Gas-fired Power, Bangladesh, region XX (investable) | 6 | TotalAnnualMinCapacity | GW | User defined | 0
BAU | 42 | PWRNGSBGDXX | Gas-fired Power, Bangladesh, region XX (investable) | 7 | AvailabilityFactor | fraction | User defined | 0 | 0.91 | 0.91 | 0.91 | 0.91 | 0.91 | 0.91 | 0.91 | 0.91 | 0.91 | 0.91 | 0.91 | 0.91 | 0.91 | 0.91 | 0.91 | 0.91 | 0.91 | 0.91 | 0.91 | 0.91 | 0.91 | 0.91 | 0.91 | 0.91 | 0.91 | 0.91 | 0.91 | 0.91
BAU | 42 | PWRNGSBGDXX | Gas-fired Power, Bangladesh, region XX (investable) | 8 | Efficiency | fraction | User defined | 0 | 0.45 | 0.45 | 0.45 | 0.45 | 0.45 | 0.45 | 0.45 | 0.45 | 0.45 | 0.45 | 0.45 | 0.45 | 0.45 | 0.45 | 0.45 | 0.45 | 0.45 | 0.45 | 0.45 | 0.45 | 0.45 | 0.45 | 0.45 | 0.45 | 0.45 | 0.45 | 0.45 | 0.45
BAU | 42 | PWRNGSBGDXX | Gas-fired Power, Bangladesh, region XX (investable) | 9 | TotalAnnualMinCapacityInvestment | GW | User defined | 0 | 0 | 0 | 5.8 | 0 | 0 | 0 | 0 | 0 | 0 | 0 | 0 | 0 | 0 | 0 | 0 | 0 | 0 | 0 | 0 | 0 | 0 | 0 | 0 | 0 | 0 | 0 | 0 | 0
BAU | 43 | PWRNGSINDNO | Gas-fired Power, India – North, region XX (investable) | 1 | CapitalCost | USD/kW | User defined | 0 | 830 | 830 | 830 | 830 | 830 | 830 | 830 | 830 | 830 | 830 | 830 | 830 | 830 | 830 | 830 | 830 | 830 | 830 | 830 | 830 | 830 | 830 | 830 | 830 | 830 | 830 | 830 | 830
BAU | 43 | PWRNGSINDNO | Gas-fired Power, India – North, region XX (investable) | 2 | FixedCost | USD/kW/yr | User defined | 0 | 10.65 | 10.65 | 10.65 | 10.65 | 10.65 | 10.65 | 10.65 | 10.65 | 10.65 | 10.65 | 10.65 | 10.65 | 10.65 | 10.65 | 10.65 | 10.65 | 10.65 | 10.65 | 10.65 | 10.65 | 10.65 | 10.65 | 10.65 | 10.65 | 10.65 | 10.65 | 10.65 | 10.65
BAU | 43 | PWRNGSINDNO | Gas-fired Power, India – North, region XX (investable) | 3 | ResidualCapacity | GW | User defined | 0 | 5.995 | 5.995 | 5.995 | 5.995 | 5.995 | 5.995 | 5.995 | 5.995 | 5.995 | 5.995 | 5.995 | 5.995 | 5.995 | 5.995 | 5.995 | 5.995 | 5.995 | 5.995 | 5.995 | 5.995 | 5.995 | 5.995 | 5.995 | 5.995 | 5.995 | 5.995 | 5.995 | 5.995
BAU | 43 | PWRNGSINDNO | Gas-fired Power, India – North, region XX (investable) | 4 | TotalAnnualMaxCapacity | GW | User defined | 0
BAU | 43 | PWRNGSINDNO | Gas-fired Power, India – North, region XX (investable) | 5 | TotalTechnologyAnnualActivityUpperLimit | PJ | User defined | 0
BAU | 43 | PWRNGSINDNO | Gas-fired Power, India – North, region XX (investable) | 6 | TotalAnnualMinCapacity | GW | User defined | 0
BAU | 43 | PWRNGSINDNO | Gas-fired Power, India – North, region XX (investable) | 7 | AvailabilityFactor | fraction | User defined | 0 | 0.91 | 0.91 | 0.91 | 0.91 | 0.91 | 0.91 | 0.91 | 0.91 | 0.91 | 0.91 | 0.91 | 0.91 | 0.91 | 0.91 | 0.91 | 0.91 | 0.91 | 0.91 | 0.91 | 0.91 | 0.91 | 0.91 | 0.91 | 0.91 | 0.91 | 0.91 | 0.91 | 0.91
BAU | 43 | PWRNGSINDNO | Gas-fired Power, India – North, region XX (investable) | 8 | Efficiency | fraction | User defined | 0 | 0.45 | 0.45 | 0.45 | 0.45 | 0.45 | 0.45 | 0.45 | 0.45 | 0.45 | 0.45 | 0.45 | 0.45 | 0.45 | 0.45 | 0.45 | 0.45 | 0.45 | 0.45 | 0.45 | 0.45 | 0.45 | 0.45 | 0.45 | 0.45 | 0.45 | 0.45 | 0.45 | 0.45
BAU | 43 | PWRNGSINDNO | Gas-fired Power, India – North, region XX (investable) | 9 | TotalAnnualMinCapacityInvestment | GW | User defined | 0 | 0 | 0 | 0 | 0 | 0 | 0 | 0 | 0 | 0 | 0 | 0 | 0 | 0.225 | 0 | 0 | 0 | 0 | 0 | 0 | 0 | 0 | 0 | 0 | 0 | 0 | 0 | 0 | 0
BAU | 44 | PWRNGSINDSO | Gas-fired Power, India – South, region XX (investable) | 1 | CapitalCost | USD/kW | User defined | 0 | 830 | 830 | 830 | 830 | 830 | 830 | 830 | 830 | 830 | 830 | 830 | 830 | 830 | 830 | 830 | 830 | 830 | 830 | 830 | 830 | 830 | 830 | 830 | 830 | 830 | 830 | 830 | 830
BAU | 44 | PWRNGSINDSO | Gas-fired Power, India – South, region XX (investable) | 2 | FixedCost | USD/kW/yr | User defined | 0 | 10.65 | 10.65 | 10.65 | 10.65 | 10.65 | 10.65 | 10.65 | 10.65 | 10.65 | 10.65 | 10.65 | 10.65 | 10.65 | 10.65 | 10.65 | 10.65 | 10.65 | 10.65 | 10.65 | 10.65 | 10.65 | 10.65 | 10.65 | 10.65 | 10.65 | 10.65 | 10.65 | 10.65
BAU | 44 | PWRNGSINDSO | Gas-fired Power, India – South, region XX (investable) | 3 | ResidualCapacity | GW | User defined | 0 | 6.492 | 6.492 | 6.492 | 6.492 | 6.492 | 6.492 | 6.492 | 6.492 | 6.492 | 6.492 | 6.492 | 6.492 | 6.492 | 6.492 | 6.492 | 6.492 | 6.492 | 6.492 | 6.492 | 6.492 | 6.492 | 6.492 | 6.492 | 6.492 | 6.492 | 6.492 | 6.492 | 6.492
BAU | 44 | PWRNGSINDSO | Gas-fired Power, India – South, region XX (investable) | 4 | TotalAnnualMaxCapacity | GW | User defined | 0
BAU | 44 | PWRNGSINDSO | Gas-fired Power, India – South, region XX (investable) | 5 | TotalTechnologyAnnualActivityUpperLimit | PJ | User defined | 0
BAU | 44 | PWRNGSINDSO | Gas-fired Power, India – South, region XX (investable) | 6 | TotalAnnualMinCapacity | GW | User defined | 0
BAU | 44 | PWRNGSINDSO | Gas-fired Power, India – South, region XX (investable) | 7 | AvailabilityFactor | fraction | User defined | 0 | 0.91 | 0.91 | 0.91 | 0.91 | 0.91 | 0.91 | 0.91 | 0.91 | 0.91 | 0.91 | 0.91 | 0.91 | 0.91 | 0.91 | 0.91 | 0.91 | 0.91 | 0.91 | 0.91 | 0.91 | 0.91 | 0.91 | 0.91 | 0.91 | 0.91 | 0.91 | 0.91 | 0.91
BAU | 44 | PWRNGSINDSO | Gas-fired Power, India – South, region XX (investable) | 8 | Efficiency | fraction | User defined | 0 | 0.45 | 0.45 | 0.45 | 0.45 | 0.45 | 0.45 | 0.45 | 0.45 | 0.45 | 0.45 | 0.45 | 0.45 | 0.45 | 0.45 | 0.45 | 0.45 | 0.45 | 0.45 | 0.45 | 0.45 | 0.45 | 0.45 | 0.45 | 0.45 | 0.45 | 0.45 | 0.45 | 0.45
BAU | 44 | PWRNGSINDSO | Gas-fired Power, India – South, region XX (investable) | 9 | TotalAnnualMinCapacityInvestment | GW | User defined | 0 | 0 | 0 | 0 | 0 | 0 | 0 | 0 | 0 | 0 | 0 | 0 | 0 | 0 | 0 | 0 | 0 | 0 | 0 | 0 | 0 | 0 | 0 | 0 | 0 | 0 | 0 | 0 | 0
BAU | 45 | PWRNGSINDEA | Gas-fired Power, India – East, region XX (investable) | 1 | CapitalCost | USD/kW | User defined | 0 | 830 | 830 | 830 | 830 | 830 | 830 | 830 | 830 | 830 | 830 | 830 | 830 | 830 | 830 | 830 | 830 | 830 | 830 | 830 | 830 | 830 | 830 | 830 | 830 | 830 | 830 | 830 | 830
BAU | 45 | PWRNGSINDEA | Gas-fired Power, India – East, region XX (investable) | 2 | FixedCost | USD/kW/yr | User defined | 0 | 10.65 | 10.65 | 10.65 | 10.65 | 10.65 | 10.65 | 10.65 | 10.65 | 10.65 | 10.65 | 10.65 | 10.65 | 10.65 | 10.65 | 10.65 | 10.65 | 10.65 | 10.65 | 10.65 | 10.65 | 10.65 | 10.65 | 10.65 | 10.65 | 10.65 | 10.65 | 10.65 | 10.65
BAU | 45 | PWRNGSINDEA | Gas-fired Power, India – East, region XX (investable) | 3 | ResidualCapacity | GW | User defined | 0 | 0.08 | 0.08 | 0.08 | 0.08 | 0.08 | 0.08 | 0.08 | 0.08 | 0.08 | 0.08 | 0.08 | 0.08 | 0.08 | 0.08 | 0.08 | 0.08 | 0.08 | 0.08 | 0.08 | 0.08 | 0.08 | 0.08 | 0.08 | 0.08 | 0.08 | 0.08 | 0.08 | 0.08
BAU | 45 | PWRNGSINDEA | Gas-fired Power, India – East, region XX (investable) | 4 | TotalAnnualMaxCapacity | GW | User defined | 0
BAU | 45 | PWRNGSINDEA | Gas-fired Power, India – East, region XX (investable) | 5 | TotalTechnologyAnnualActivityUpperLimit | PJ | User defined | 0
BAU | 45 | PWRNGSINDEA | Gas-fired Power, India – East, region XX (investable) | 6 | TotalAnnualMinCapacity | GW | User defined | 0
BAU | 45 | PWRNGSINDEA | Gas-fired Power, India – East, region XX (investable) | 7 | AvailabilityFactor | fraction | User defined | 0 | 0.91 | 0.91 | 0.91 | 0.91 | 0.91 | 0.91 | 0.91 | 0.91 | 0.91 | 0.91 | 0.91 | 0.91 | 0.91 | 0.91 | 0.91 | 0.91 | 0.91 | 0.91 | 0.91 | 0.91 | 0.91 | 0.91 | 0.91 | 0.91 | 0.91 | 0.91 | 0.91 | 0.91
BAU | 45 | PWRNGSINDEA | Gas-fired Power, India – East, region XX (investable) | 8 | Efficiency | fraction | User defined | 0 | 0.45 | 0.45 | 0.45 | 0.45 | 0.45 | 0.45 | 0.45 | 0.45 | 0.45 | 0.45 | 0.45 | 0.45 | 0.45 | 0.45 | 0.45 | 0.45 | 0.45 | 0.45 | 0.45 | 0.45 | 0.45 | 0.45 | 0.45 | 0.45 | 0.45 | 0.45 | 0.45 | 0.45
BAU | 45 | PWRNGSINDEA | Gas-fired Power, India – East, region XX (investable) | 9 | TotalAnnualMinCapacityInvestment | GW | User defined | 0 | 0 | 0 | 0 | 0 | 0 | 0 | 0 | 0 | 0 | 0 | 0 | 0 | 0 | 0 | 0 | 0 | 0 | 0 | 0 | 0 | 0 | 0 | 0 | 0 | 0 | 0 | 0 | 0
BAU | 46 | PWRNGSINDWE | Gas-fired Power, India – West, region XX (investable) | 1 | CapitalCost | USD/kW | User defined | 0 | 830 | 830 | 830 | 830 | 830 | 830 | 830 | 830 | 830 | 830 | 830 | 830 | 830 | 830 | 830 | 830 | 830 | 830 | 830 | 830 | 830 | 830 | 830 | 830 | 830 | 830 | 830 | 830
BAU | 46 | PWRNGSINDWE | Gas-fired Power, India – West, region XX (investable) | 2 | FixedCost | USD/kW/yr | User defined | 0 | 10.65 | 10.65 | 10.65 | 10.65 | 10.65 | 10.65 | 10.65 | 10.65 | 10.65 | 10.65 | 10.65 | 10.65 | 10.65 | 10.65 | 10.65 | 10.65 | 10.65 | 10.65 | 10.65 | 10.65 | 10.65 | 10.65 | 10.65 | 10.65 | 10.65 | 10.65 | 10.65 | 10.65
BAU | 46 | PWRNGSINDWE | Gas-fired Power, India – West, region XX (investable) | 3 | ResidualCapacity | GW | User defined | 0 | 10.806 | 10.806 | 10.806 | 10.806 | 10.806 | 10.806 | 10.806 | 10.806 | 10.806 | 10.806 | 10.806 | 10.806 | 10.806 | 10.806 | 10.806 | 10.806 | 10.806 | 10.806 | 10.806 | 10.806 | 10.806 | 10.806 | 10.806 | 10.806 | 10.806 | 10.806 | 10.806 | 10.806
BAU | 46 | PWRNGSINDWE | Gas-fired Power, India – West, region XX (investable) | 4 | TotalAnnualMaxCapacity | GW | User defined | 0
BAU | 46 | PWRNGSINDWE | Gas-fired Power, India – West, region XX (investable) | 5 | TotalTechnologyAnnualActivityUpperLimit | PJ | User defined | 0
BAU | 46 | PWRNGSINDWE | Gas-fired Power, India – West, region XX (investable) | 6 | TotalAnnualMinCapacity | GW | User defined | 0
BAU | 46 | PWRNGSINDWE | Gas-fired Power, India – West, region XX (investable) | 7 | AvailabilityFactor | fraction | User defined | 0 | 0.91 | 0.91 | 0.91 | 0.91 | 0.91 | 0.91 | 0.91 | 0.91 | 0.91 | 0.91 | 0.91 | 0.91 | 0.91 | 0.91 | 0.91 | 0.91 | 0.91 | 0.91 | 0.91 | 0.91 | 0.91 | 0.91 | 0.91 | 0.91 | 0.91 | 0.91 | 0.91 | 0.91
BAU | 46 | PWRNGSINDWE | Gas-fired Power, India – West, region XX (investable) | 8 | Efficiency | fraction | User defined | 0 | 0.45 | 0.45 | 0.45 | 0.45 | 0.45 | 0.45 | 0.45 | 0.45 | 0.45 | 0.45 | 0.45 | 0.45 | 0.45 | 0.45 | 0.45 | 0.45 | 0.45 | 0.45 | 0.45 | 0.45 | 0.45 | 0.45 | 0.45 | 0.45 | 0.45 | 0.45 | 0.45 | 0.45
BAU | 46 | PWRNGSINDWE | Gas-fired Power, India – West, region XX (investable) | 9 | TotalAnnualMinCapacityInvestment | GW | User defined | 0 | 0 | 0 | 0 | 0 | 0 | 0 | 0 | 0 | 0 | 0 | 0 | 0 | 0 | 0 | 0 | 0 | 0 | 0 | 0 | 0 | 0 | 0 | 0 | 0 | 0 | 0 | 0 | 0
BAU | 47 | PWRNGSINDNE | Gas-fired Power, India – Northeast, region XX (investable) | 1 | CapitalCost | USD/kW | User defined | 0 | 830 | 830 | 830 | 830 | 830 | 830 | 830 | 830 | 830 | 830 | 830 | 830 | 830 | 830 | 830 | 830 | 830 | 830 | 830 | 830 | 830 | 830 | 830 | 830 | 830 | 830 | 830 | 830
BAU | 47 | PWRNGSINDNE | Gas-fired Power, India – Northeast, region XX (investable) | 2 | FixedCost | USD/kW/yr | User defined | 0 | 10.65 | 10.65 | 10.65 | 10.65 | 10.65 | 10.65 | 10.65 | 10.65 | 10.65 | 10.65 | 10.65 | 10.65 | 10.65 | 10.65 | 10.65 | 10.65 | 10.65 | 10.65 | 10.65 | 10.65 | 10.65 | 10.65 | 10.65 | 10.65 | 10.65 | 10.65 | 10.65 | 10.65
BAU | 47 | PWRNGSINDNE | Gas-fired Power, India – Northeast, region XX (investable) | 3 | ResidualCapacity | GW | User defined | 0 | 1.665 | 1.665 | 1.665 | 1.665 | 1.665 | 1.665 | 1.665 | 1.665 | 1.665 | 1.665 | 1.665 | 1.665 | 1.665 | 1.665 | 1.665 | 1.665 | 1.665 | 1.665 | 1.665 | 1.665 | 1.665 | 1.665 | 1.665 | 1.665 | 1.665 | 1.665 | 1.665 | 1.665
BAU | 47 | PWRNGSINDNE | Gas-fired Power, India – Northeast, region XX (investable) | 4 | TotalAnnualMaxCapacity | GW | User defined | 0
BAU | 47 | PWRNGSINDNE | Gas-fired Power, India – Northeast, region XX (investable) | 5 | TotalTechnologyAnnualActivityUpperLimit | PJ | User defined | 0
BAU | 47 | PWRNGSINDNE | Gas-fired Power, India – Northeast, region XX (investable) | 6 | TotalAnnualMinCapacity | GW | User defined | 0
BAU | 47 | PWRNGSINDNE | Gas-fired Power, India – Northeast, region XX (investable) | 7 | AvailabilityFactor | fraction | User defined | 0 | 0.91 | 0.91 | 0.91 | 0.91 | 0.91 | 0.91 | 0.91 | 0.91 | 0.91 | 0.91 | 0.91 | 0.91 | 0.91 | 0.91 | 0.91 | 0.91 | 0.91 | 0.91 | 0.91 | 0.91 | 0.91 | 0.91 | 0.91 | 0.91 | 0.91 | 0.91 | 0.91 | 0.91
BAU | 47 | PWRNGSINDNE | Gas-fired Power, India – Northeast, region XX (investable) | 8 | Efficiency | fraction | User defined | 0 | 0.45 | 0.45 | 0.45 | 0.45 | 0.45 | 0.45 | 0.45 | 0.45 | 0.45 | 0.45 | 0.45 | 0.45 | 0.45 | 0.45 | 0.45 | 0.45 | 0.45 | 0.45 | 0.45 | 0.45 | 0.45 | 0.45 | 0.45 | 0.45 | 0.45 | 0.45 | 0.45 | 0.45
BAU | 47 | PWRNGSINDNE | Gas-fired Power, India – Northeast, region XX (investable) | 9 | TotalAnnualMinCapacityInvestment | GW | User defined | 0 | 0 | 0 | 0 | 0 | 0 | 0 | 0 | 0 | 0 | 0 | 0 | 0 | 0 | 0 | 0 | 0 | 0 | 0 | 0 | 0 | 0 | 0 | 0 | 0 | 0 | 0 | 0 | 0
BAU | 48 | PWRNGSMDVXX | Gas-fired Power, Maldives, region XX (investable) | 1 | CapitalCost | USD/kW | User defined | 0 | 1660 | 1660 | 1660 | 1660 | 1660 | 1660 | 1660 | 1660 | 1660 | 1660 | 1660 | 1660 | 1660 | 1660 | 1660 | 1660 | 1660 | 1660 | 1660 | 1660 | 1660 | 1660 | 1660 | 1660 | 1660 | 1660 | 1660 | 1660
BAU | 48 | PWRNGSMDVXX | Gas-fired Power, Maldives, region XX (investable) | 2 | FixedCost | USD/kW/yr | User defined | 0 | 21.3 | 21.3 | 21.3 | 21.3 | 21.3 | 21.3 | 21.3 | 21.3 | 21.3 | 21.3 | 21.3 | 21.3 | 21.3 | 21.3 | 21.3 | 21.3 | 21.3 | 21.3 | 21.3 | 21.3 | 21.3 | 21.3 | 21.3 | 21.3 | 21.3 | 21.3 | 21.3 | 21.3
BAU | 48 | PWRNGSMDVXX | Gas-fired Power, Maldives, region XX (investable) | 3 | ResidualCapacity | GW | User defined | 0 | 0 | 0 | 0 | 0 | 0 | 0 | 0 | 0 | 0 | 0 | 0 | 0 | 0 | 0 | 0 | 0 | 0 | 0 | 0 | 0 | 0 | 0 | 0 | 0 | 0 | 0 | 0 | 0
BAU | 48 | PWRNGSMDVXX | Gas-fired Power, Maldives, region XX (investable) | 4 | TotalAnnualMaxCapacity | GW | User defined | 0
BAU | 48 | PWRNGSMDVXX | Gas-fired Power, Maldives, region XX (investable) | 5 | TotalTechnologyAnnualActivityUpperLimit | PJ | User defined | 0
BAU | 48 | PWRNGSMDVXX | Gas-fired Power, Maldives, region XX (investable) | 6 | TotalAnnualMinCapacity | GW | User defined | 0
BAU | 48 | PWRNGSMDVXX | Gas-fired Power, Maldives, region XX (investable) | 7 | AvailabilityFactor | fraction | User defined | 0 | 0.91 | 0.91 | 0.91 | 0.91 | 0.91 | 0.91 | 0.91 | 0.91 | 0.91 | 0.91 | 0.91 | 0.91 | 0.91 | 0.91 | 0.91 | 0.91 | 0.91 | 0.91 | 0.91 | 0.91 | 0.91 | 0.91 | 0.91 | 0.91 | 0.91 | 0.91 | 0.91 | 0.91
BAU | 48 | PWRNGSMDVXX | Gas-fired Power, Maldives, region XX (investable) | 8 | Efficiency | fraction | User defined | 0 | 0.45 | 0.45 | 0.45 | 0.45 | 0.45 | 0.45 | 0.45 | 0.45 | 0.45 | 0.45 | 0.45 | 0.45 | 0.45 | 0.45 | 0.45 | 0.45 | 0.45 | 0.45 | 0.45 | 0.45 | 0.45 | 0.45 | 0.45 | 0.45 | 0.45 | 0.45 | 0.45 | 0.45
BAU | 48 | PWRNGSMDVXX | Gas-fired Power, Maldives, region XX (investable) | 9 | TotalAnnualMinCapacityInvestment | GW | User defined | 0 | 0 | 0 | 0 | 0 | 0 | 0 | 0 | 0 | 0 | 0 | 0 | 0 | 0 | 0 | 0 | 0 | 0 | 0 | 0 | 0 | 0 | 0 | 0 | 0 | 0 | 0 | 0 | 0
BAU | 49 | PWRNGSLKAXX | Gas-fired Power, Sri Lanka, region XX (investable) | 1 | CapitalCost | USD/kW | User defined | 0 | 1351.145 | 1351.145 | 1351.145 | 1351.145 | 1351.145 | 1351.145 | 1351.145 | 1351.145 | 1351.145 | 1351.145 | 1351.145 | 1351.145 | 1351.145 | 1351.145 | 1351.145 | 1351.145 | 1351.145 | 1351.145 | 1351.145 | 1351.145 | 1351.145 | 1351.145 | 1351.145 | 1351.145 | 1351.145 | 1351.145 | 1351.145 | 1351.145
BAU | 49 | PWRNGSLKAXX | Gas-fired Power, Sri Lanka, region XX (investable) | 2 | FixedCost | USD/kW/yr | User defined | 0 | 16 | 16 | 16 | 16 | 16 | 16 | 16 | 16 | 16 | 16 | 16 | 16 | 16 | 16 | 16 | 16 | 16 | 16 | 16 | 16 | 16 | 16 | 16 | 16 | 16 | 16 | 16 | 16
BAU | 49 | PWRNGSLKAXX | Gas-fired Power, Sri Lanka, region XX (investable) | 3 | ResidualCapacity | GW | User defined | 0 | 0 | 0 | 0 | 0 | 0 | 0 | 0 | 0 | 0 | 0 | 0 | 0 | 0 | 0 | 0 | 0 | 0 | 0 | 0 | 0 | 0 | 0 | 0 | 0 | 0 | 0 | 0 | 0
BAU | 49 | PWRNGSLKAXX | Gas-fired Power, Sri Lanka, region XX (investable) | 4 | TotalAnnualMaxCapacity | GW | User defined | 0
BAU | 49 | PWRNGSLKAXX | Gas-fired Power, Sri Lanka, region XX (investable) | 5 | TotalTechnologyAnnualActivityUpperLimit | PJ | User defined | 0
BAU | 49 | PWRNGSLKAXX | Gas-fired Power, Sri Lanka, region XX (investable) | 6 | TotalAnnualMinCapacity | GW | User defined | 0
BAU | 49 | PWRNGSLKAXX | Gas-fired Power, Sri Lanka, region XX (investable) | 7 | AvailabilityFactor | fraction | User defined | 0 | 0.91 | 0.91 | 0.91 | 0.91 | 0.91 | 0.91 | 0.91 | 0.91 | 0.91 | 0.91 | 0.91 | 0.91 | 0.91 | 0.91 | 0.91 | 0.91 | 0.91 | 0.91 | 0.91 | 0.91 | 0.91 | 0.91 | 0.91 | 0.91 | 0.91 | 0.91 | 0.91 | 0.91
BAU | 49 | PWRNGSLKAXX | Gas-fired Power, Sri Lanka, region XX (investable) | 8 | Efficiency | fraction | User defined | 0 | 0.45 | 0.45 | 0.45 | 0.45 | 0.45 | 0.45 | 0.45 | 0.45 | 0.45 | 0.45 | 0.45 | 0.45 | 0.45 | 0.45 | 0.45 | 0.45 | 0.45 | 0.45 | 0.45 | 0.45 | 0.45 | 0.45 | 0.45 | 0.45 | 0.45 | 0.45 | 0.45 | 0.45
BAU | 49 | PWRNGSLKAXX | Gas-fired Power, Sri Lanka, region XX (investable) | 9 | TotalAnnualMinCapacityInvestment | GW | User defined | 0 | 0 | 0 | 0.235 | 0.35 | 0.115 | 0.2 | 0 | 0.13 | 0.1 | 0 | 0 | 0 | 0.3 | 0.2 | 0.2 | 0.2 | 0.2 | 0.2 | 0 | 0 | 0 | 0.2 | 0 | 0 | 0 | 0 | 0 | 0
BAU | 50 | PWROILMDVXX | Oil/Diesel generation, Maldives, region XX (investable) | 1 | CapitalCost | USD/kW | User defined | 0 | 1000 | 1000 | 1000 | 1000 | 1000 | 1000 | 1000 | 1000 | 1000 | 1000 | 1000 | 1000 | 1000 | 1000 | 1000 | 1000 | 1000 | 1000 | 1000 | 1000 | 1000 | 1000 | 1000 | 1000 | 1000 | 1000 | 1000 | 1000
BAU | 50 | PWROILMDVXX | Oil/Diesel generation, Maldives, region XX (investable) | 2 | FixedCost | USD/kW/yr | User defined | 0 | 39 | 39 | 39 | 39 | 39 | 39 | 39 | 39 | 39 | 39 | 39 | 39 | 39 | 39 | 39 | 39 | 39 | 39 | 39 | 39 | 39 | 39 | 39 | 39 | 39 | 39 | 39 | 39
BAU | 50 | PWROILMDVXX | Oil/Diesel generation, Maldives, region XX (investable) | 3 | ResidualCapacity | GW | User defined | 0 | 0.5315 | 0.5315 | 0.5315 | 0.5315 | 0.5315 | 0.5315 | 0.5315 | 0.5315 | 0.5315 | 0.5315 | 0.5315 | 0.5315 | 0.5315 | 0.5315 | 0.5315 | 0.5315 | 0.5315 | 0.5315 | 0.5315 | 0.5315 | 0.5315 | 0.5315 | 0.5315 | 0.5315 | 0.5315 | 0.5315 | 0.5315 | 0.5315
BAU | 50 | PWROILMDVXX | Oil/Diesel generation, Maldives, region XX (investable) | 4 | TotalAnnualMaxCapacity | GW | User defined | 0
BAU | 50 | PWROILMDVXX | Oil/Diesel generation, Maldives, region XX (investable) | 5 | TotalTechnologyAnnualActivityUpperLimit | PJ | User defined | 0
BAU | 50 | PWROILMDVXX | Oil/Diesel generation, Maldives, region XX (investable) | 6 | TotalAnnualMinCapacity | GW | User defined | 0
BAU | 50 | PWROILMDVXX | Oil/Diesel generation, Maldives, region XX (investable) | 7 | AvailabilityFactor | fraction | User defined | 0 | 0.9 | 0.9 | 0.9 | 0.9 | 0.9 | 0.9 | 0.9 | 0.9 | 0.9 | 0.9 | 0.9 | 0.9 | 0.9 | 0.9 | 0.9 | 0.9 | 0.9 | 0.9 | 0.9 | 0.9 | 0.9 | 0.9 | 0.9 | 0.9 | 0.9 | 0.9 | 0.9 | 0.9
BAU | 50 | PWROILMDVXX | Oil/Diesel generation, Maldives, region XX (investable) | 8 | Efficiency | fraction | User defined | 0 | 0.32 | 0.32 | 0.32 | 0.32 | 0.32 | 0.32 | 0.32 | 0.32 | 0.32 | 0.32 | 0.32 | 0.32 | 0.32 | 0.32 | 0.32 | 0.32 | 0.32 | 0.32 | 0.32 | 0.32 | 0.32 | 0.32 | 0.32 | 0.32 | 0.32 | 0.32 | 0.32 | 0.32
BAU | 50 | PWROILMDVXX | Oil/Diesel generation, Maldives, region XX (investable) | 9 | TotalAnnualMinCapacityInvestment | GW | User defined | 0 | 0 | 0 | 0 | 0 | 0 | 0 | 0 | 0 | 0 | 0 | 0 | 0 | 0 | 0 | 0 | 0 | 0 | 0 | 0 | 0 | 0 | 0 | 0 | 0 | 0 | 0 | 0 | 0
BAU | 51 | PWROILBGDXX | Oil/Diesel generation, Bangladesh, region XX (investable) | 1 | CapitalCost | USD/kW | User defined | 0 | 1100 | 1100 | 1100 | 1100 | 1100 | 1100 | 1100 | 1100 | 1100 | 1100 | 1100 | 1100 | 1100 | 1100 | 1100 | 1100 | 1100 | 1100 | 1100 | 1100 | 1100 | 1100 | 1100 | 1100 | 1100 | 1100 | 1100 | 1100
BAU | 51 | PWROILBGDXX | Oil/Diesel generation, Bangladesh, region XX (investable) | 2 | FixedCost | USD/kW/yr | User defined | 0 | 42.9 | 42.9 | 42.9 | 42.9 | 42.9 | 42.9 | 42.9 | 42.9 | 42.9 | 42.9 | 42.9 | 42.9 | 42.9 | 42.9 | 42.9 | 42.9 | 42.9 | 42.9 | 42.9 | 42.9 | 42.9 | 42.9 | 42.9 | 42.9 | 42.9 | 42.9 | 42.9 | 42.9
BAU | 51 | PWROILBGDXX | Oil/Diesel generation, Bangladesh, region XX (investable) | 3 | ResidualCapacity | GW | User defined | 0 | 5.833 | 5.833 | 5.833 | 5.833 | 5.833 | 5.833 | 5.833 | 5.833 | 5.833 | 5.833 | 5.833 | 5.833 | 5.833 | 5.833 | 5.833 | 5.833 | 5.833 | 5.833 | 5.833 | 5.833 | 5.833 | 5.833 | 5.833 | 5.833 | 5.833 | 5.833 | 5.833 | 5.833
BAU | 51 | PWROILBGDXX | Oil/Diesel generation, Bangladesh, region XX (investable) | 4 | TotalAnnualMaxCapacity | GW | User defined | 0
BAU | 51 | PWROILBGDXX | Oil/Diesel generation, Bangladesh, region XX (investable) | 5 | TotalTechnologyAnnualActivityUpperLimit | PJ | User defined | 0
BAU | 51 | PWROILBGDXX | Oil/Diesel generation, Bangladesh, region XX (investable) | 6 | TotalAnnualMinCapacity | GW | User defined | 0
BAU | 51 | PWROILBGDXX | Oil/Diesel generation, Bangladesh, region XX (investable) | 7 | AvailabilityFactor | fraction | User defined | 0 | 0.9 | 0.9 | 0.9 | 0.9 | 0.9 | 0.9 | 0.9 | 0.9 | 0.9 | 0.9 | 0.9 | 0.9 | 0.9 | 0.9 | 0.9 | 0.9 | 0.9 | 0.9 | 0.9 | 0.9 | 0.9 | 0.9 | 0.9 | 0.9 | 0.9 | 0.9 | 0.9 | 0.9
BAU | 51 | PWROILBGDXX | Oil/Diesel generation, Bangladesh, region XX (investable) | 8 | Efficiency | fraction | User defined | 0 | 0.32 | 0.32 | 0.32 | 0.32 | 0.32 | 0.32 | 0.32 | 0.32 | 0.32 | 0.32 | 0.32 | 0.32 | 0.32 | 0.32 | 0.32 | 0.32 | 0.32 | 0.32 | 0.32 | 0.32 | 0.32 | 0.32 | 0.32 | 0.32 | 0.32 | 0.32 | 0.32 | 0.32
BAU | 51 | PWROILBGDXX | Oil/Diesel generation, Bangladesh, region XX (investable) | 9 | TotalAnnualMinCapacityInvestment | GW | User defined | 0 | 0 | 0 | 0 | 0 | 0 | 0 | 0 | 0 | 0 | 0 | 0 | 0 | 0 | 0 | 0 | 0 | 0 | 0 | 0 | 0 | 0 | 0 | 0 | 0 | 0 | 0 | 0 | 0
BAU | 52 | PWROILLKAXX | Oil/Diesel generation, Sri Lanka, region XX (investable) | 1 | CapitalCost | USD/kW | User defined | 0 | 1428.57 | 1428.57 | 1428.57 | 1428.57 | 1428.57 | 1428.57 | 1428.57 | 1428.57 | 1428.57 | 1428.57 | 1428.57 | 1428.57 | 1428.57 | 1428.57 | 1428.57 | 1428.57 | 1428.57 | 1428.57 | 1428.57 | 1428.57 | 1428.57 | 1428.57 | 1428.57 | 1428.57 | 1428.57 | 1428.57 | 1428.57 | 1428.57
BAU | 52 | PWROILLKAXX | Oil/Diesel generation, Sri Lanka, region XX (investable) | 2 | FixedCost | USD/kW/yr | User defined | 0 | 54.6 | 54.6 | 54.6 | 54.6 | 54.6 | 54.6 | 54.6 | 54.6 | 54.6 | 54.6 | 54.6 | 54.6 | 54.6 | 54.6 | 54.6 | 54.6 | 54.6 | 54.6 | 54.6 | 54.6 | 54.6 | 54.6 | 54.6 | 54.6 | 54.6 | 54.6 | 54.6 | 54.6
BAU | 52 | PWROILLKAXX | Oil/Diesel generation, Sri Lanka, region XX (investable) | 3 | ResidualCapacity | GW | User defined | 0 | 1.168 | 1.168 | 1.168 | 1.168 | 1.168 | 1.168 | 1.168 | 1.168 | 1.168 | 1.168 | 1.168 | 1.168 | 1.168 | 1.168 | 1.168 | 1.168 | 1.168 | 1.168 | 1.168 | 1.168 | 1.168 | 1.168 | 1.168 | 1.168 | 1.168 | 1.168 | 1.168 | 1.168
BAU | 52 | PWROILLKAXX | Oil/Diesel generation, Sri Lanka, region XX (investable) | 4 | TotalAnnualMaxCapacity | GW | User defined | 0
BAU | 52 | PWROILLKAXX | Oil/Diesel generation, Sri Lanka, region XX (investable) | 5 | TotalTechnologyAnnualActivityUpperLimit | PJ | User defined | 0
BAU | 52 | PWROILLKAXX | Oil/Diesel generation, Sri Lanka, region XX (investable) | 6 | TotalAnnualMinCapacity | GW | User defined | 0
BAU | 52 | PWROILLKAXX | Oil/Diesel generation, Sri Lanka, region XX (investable) | 7 | AvailabilityFactor | fraction | User defined | 0 | 0.9 | 0.9 | 0.9 | 0.9 | 0.9 | 0.9 | 0.9 | 0.9 | 0.9 | 0.9 | 0.9 | 0.9 | 0.9 | 0.9 | 0.9 | 0.9 | 0.9 | 0.9 | 0.9 | 0.9 | 0.9 | 0.9 | 0.9 | 0.9 | 0.9 | 0.9 | 0.9 | 0.9
BAU | 52 | PWROILLKAXX | Oil/Diesel generation, Sri Lanka, region XX (investable) | 8 | Efficiency | fraction | User defined | 0 | 0.32 | 0.32 | 0.32 | 0.32 | 0.32 | 0.32 | 0.32 | 0.32 | 0.32 | 0.32 | 0.32 | 0.32 | 0.32 | 0.32 | 0.32 | 0.32 | 0.32 | 0.32 | 0.32 | 0.32 | 0.32 | 0.32 | 0.32 | 0.32 | 0.32 | 0.32 | 0.32 | 0.32
BAU | 52 | PWROILLKAXX | Oil/Diesel generation, Sri Lanka, region XX (investable) | 9 | TotalAnnualMinCapacityInvestment | GW | User defined | 0 | 0 | 0 | 0 | 0.202 | 0 | 0 | 0 | 0 | 0 | 0 | 0 | 0 | 0 | 0 | 0 | 0 | 0 | 0 | 0 | 0 | 0 | 0 | 0 | 0 | 0 | 0 | 0 | 0
BAU | 53 | PWROILNPLXX | Oil/Diesel generation, Nepal, region XX (investable) | 1 | CapitalCost | USD/kW | User defined | 0
BAU | 53 | PWROILNPLXX | Oil/Diesel generation, Nepal, region XX (investable) | 2 | FixedCost | USD/kW/yr | User defined | 0
BAU | 53 | PWROILNPLXX | Oil/Diesel generation, Nepal, region XX (investable) | 3 | ResidualCapacity | GW | User defined | 0 | 0.053 | 0.053 | 0.053 | 0.053 | 0.053 | 0.053 | 0.053 | 0.053 | 0.053 | 0.053 | 0.053 | 0.053 | 0.053 | 0.053 | 0.053 | 0.053 | 0.053 | 0.053 | 0.053 | 0.053 | 0.053 | 0.053 | 0.053 | 0.053 | 0.053 | 0.053 | 0.053 | 0.053
BAU | 53 | PWROILNPLXX | Oil/Diesel generation, Nepal, region XX (investable) | 4 | TotalAnnualMaxCapacity | GW | User defined | 0
BAU | 53 | PWROILNPLXX | Oil/Diesel generation, Nepal, region XX (investable) | 5 | TotalTechnologyAnnualActivityUpperLimit | PJ | User defined | 0
BAU | 53 | PWROILNPLXX | Oil/Diesel generation, Nepal, region XX (investable) | 6 | TotalAnnualMinCapacity | GW | User defined | 0
BAU | 53 | PWROILNPLXX | Oil/Diesel generation, Nepal, region XX (investable) | 7 | AvailabilityFactor | fraction | User defined | 0
BAU | 53 | PWROILNPLXX | Oil/Diesel generation, Nepal, region XX (investable) | 8 | Efficiency | fraction | User defined | 0
BAU | 53 | PWROILNPLXX | Oil/Diesel generation, Nepal, region XX (investable) | 9 | TotalAnnualMinCapacityInvestment | GW | User defined | 0
BAU | 54 | PWROILINDNO | Oil/Diesel generation, India – North, region XX (investable) | 1 | CapitalCost | USD/kW | User defined | 0 | bar: 2023
BAU | 54 | PWROILINDNO | Oil/Diesel generation, India – North, region XX (investable) | 2 | FixedCost | USD/kW/yr | User defined | 0 | bar: 2023
BAU | 54 | PWROILINDNO | Oil/Diesel generation, India – North, region XX (investable) | 3 | ResidualCapacity | GW | User defined | 0 | 0 | 0 | 0 | 0 | 0 | 0 | 0 | 0 | 0 | 0 | 0 | 0 | 0 | 0 | 0 | 0 | 0 | 0 | 0 | 0 | 0 | 0 | 0 | 0 | 0 | 0 | 0 | 0
BAU | 54 | PWROILINDNO | Oil/Diesel generation, India – North, region XX (investable) | 4 | TotalAnnualMaxCapacity | GW | User defined | 0
BAU | 54 | PWROILINDNO | Oil/Diesel generation, India – North, region XX (investable) | 5 | TotalTechnologyAnnualActivityUpperLimit | PJ | User defined | 0
BAU | 54 | PWROILINDNO | Oil/Diesel generation, India – North, region XX (investable) | 6 | TotalAnnualMinCapacity | GW | User defined | 0
BAU | 54 | PWROILINDNO | Oil/Diesel generation, India – North, region XX (investable) | 7 | AvailabilityFactor | fraction | User defined | 0 | bar: 2023
BAU | 54 | PWROILINDNO | Oil/Diesel generation, India – North, region XX (investable) | 8 | Efficiency | fraction | User defined | 0 | bar: 2023
BAU | 54 | PWROILINDNO | Oil/Diesel generation, India – North, region XX (investable) | 9 | TotalAnnualMinCapacityInvestment | GW | User defined | 0 | bar: 2023
BAU | 55 | PWROILINDSO | Oil/Diesel generation, India – South, region XX (investable) | 1 | CapitalCost | USD/kW | User defined | 0 | bar: 2023
BAU | 55 | PWROILINDSO | Oil/Diesel generation, India – South, region XX (investable) | 2 | FixedCost | USD/kW/yr | User defined | 0 | bar: 2023
BAU | 55 | PWROILINDSO | Oil/Diesel generation, India – South, region XX (investable) | 3 | ResidualCapacity | GW | User defined | 0 | 0.43366 | 0.43366 | 0.43366 | 0.43366 | 0.43366 | 0.43366 | 0.43366 | 0.43366 | 0.43366 | 0.43366 | 0.43366 | 0.43366 | 0.43366 | 0.43366 | 0.43366 | 0.43366 | 0.43366 | 0.43366 | 0.43366 | 0.43366 | 0.43366 | 0.43366 | 0.43366 | 0.43366 | 0.43366 | 0.43366 | 0.43366 | 0.43366
BAU | 55 | PWROILINDSO | Oil/Diesel generation, India – South, region XX (investable) | 4 | TotalAnnualMaxCapacity | GW | User defined | 0
BAU | 55 | PWROILINDSO | Oil/Diesel generation, India – South, region XX (investable) | 5 | TotalTechnologyAnnualActivityUpperLimit | PJ | User defined | 0
BAU | 55 | PWROILINDSO | Oil/Diesel generation, India – South, region XX (investable) | 6 | TotalAnnualMinCapacity | GW | User defined | 0
BAU | 55 | PWROILINDSO | Oil/Diesel generation, India – South, region XX (investable) | 7 | AvailabilityFactor | fraction | User defined | 0 | bar: 2023
BAU | 55 | PWROILINDSO | Oil/Diesel generation, India – South, region XX (investable) | 8 | Efficiency | fraction | User defined | 0 | bar: 2023
BAU | 55 | PWROILINDSO | Oil/Diesel generation, India – South, region XX (investable) | 9 | TotalAnnualMinCapacityInvestment | GW | User defined | 0 | bar: 2023
BAU | 56 | PWROILINDEA | Oil/Diesel generation, India – East, region XX (investable) | 1 | CapitalCost | USD/kW | User defined | 0 | bar: 2023
BAU | 56 | PWROILINDEA | Oil/Diesel generation, India – East, region XX (investable) | 2 | FixedCost | USD/kW/yr | User defined | 0 | bar: 2023
BAU | 56 | PWROILINDEA | Oil/Diesel generation, India – East, region XX (investable) | 3 | ResidualCapacity | GW | User defined | 0 | 0 | 0 | 0 | 0 | 0 | 0 | 0 | 0 | 0 | 0 | 0 | 0 | 0 | 0 | 0 | 0 | 0 | 0 | 0 | 0 | 0 | 0 | 0 | 0 | 0 | 0 | 0 | 0
BAU | 56 | PWROILINDEA | Oil/Diesel generation, India – East, region XX (investable) | 4 | TotalAnnualMaxCapacity | GW | User defined | 0
BAU | 56 | PWROILINDEA | Oil/Diesel generation, India – East, region XX (investable) | 5 | TotalTechnologyAnnualActivityUpperLimit | PJ | User defined | 0
BAU | 56 | PWROILINDEA | Oil/Diesel generation, India – East, region XX (investable) | 6 | TotalAnnualMinCapacity | GW | User defined | 0
BAU | 56 | PWROILINDEA | Oil/Diesel generation, India – East, region XX (investable) | 7 | AvailabilityFactor | fraction | User defined | 0 | bar: 2023
BAU | 56 | PWROILINDEA | Oil/Diesel generation, India – East, region XX (investable) | 8 | Efficiency | fraction | User defined | 0 | bar: 2023
BAU | 56 | PWROILINDEA | Oil/Diesel generation, India – East, region XX (investable) | 9 | TotalAnnualMinCapacityInvestment | GW | User defined | 0 | bar: 2023
BAU | 57 | PWROILINDWE | Oil/Diesel generation, India – West, region XX (investable) | 1 | CapitalCost | USD/kW | User defined | 0 | bar: 2023
BAU | 57 | PWROILINDWE | Oil/Diesel generation, India – West, region XX (investable) | 2 | FixedCost | USD/kW/yr | User defined | 0 | bar: 2023
BAU | 57 | PWROILINDWE | Oil/Diesel generation, India – West, region XX (investable) | 3 | ResidualCapacity | GW | User defined | 0 | 0 | 0 | 0 | 0 | 0 | 0 | 0 | 0 | 0 | 0 | 0 | 0 | 0 | 0 | 0 | 0 | 0 | 0 | 0 | 0 | 0 | 0 | 0 | 0 | 0 | 0 | 0 | 0
BAU | 57 | PWROILINDWE | Oil/Diesel generation, India – West, region XX (investable) | 4 | TotalAnnualMaxCapacity | GW | User defined | 0
BAU | 57 | PWROILINDWE | Oil/Diesel generation, India – West, region XX (investable) | 5 | TotalTechnologyAnnualActivityUpperLimit | PJ | User defined | 0
BAU | 57 | PWROILINDWE | Oil/Diesel generation, India – West, region XX (investable) | 6 | TotalAnnualMinCapacity | GW | User defined | 0
BAU | 57 | PWROILINDWE | Oil/Diesel generation, India – West, region XX (investable) | 7 | AvailabilityFactor | fraction | User defined | 0 | bar: 2023
BAU | 57 | PWROILINDWE | Oil/Diesel generation, India – West, region XX (investable) | 8 | Efficiency | fraction | User defined | 0 | bar: 2023
BAU | 57 | PWROILINDWE | Oil/Diesel generation, India – West, region XX (investable) | 9 | TotalAnnualMinCapacityInvestment | GW | User defined | 0 | bar: 2023
BAU | 58 | PWROILINDNE | Oil/Diesel generation, India – Northeast, region XX (investable) | 1 | CapitalCost | USD/kW | User defined | 0 | bar: 2023
BAU | 58 | PWROILINDNE | Oil/Diesel generation, India – Northeast, region XX (investable) | 2 | FixedCost | USD/kW/yr | User defined | 0 | bar: 2023
BAU | 58 | PWROILINDNE | Oil/Diesel generation, India – Northeast, region XX (investable) | 3 | ResidualCapacity | GW | User defined | 0 | 0.036 | 0.036 | 0.036 | 0.036 | 0.036 | 0.036 | 0.036 | 0.036 | 0.036 | 0.036 | 0.036 | 0.036 | 0.036 | 0.036 | 0.036 | 0.036 | 0.036 | 0.036 | 0.036 | 0.036 | 0.036 | 0.036 | 0.036 | 0.036 | 0.036 | 0.036 | 0.036 | 0.036
BAU | 58 | PWROILINDNE | Oil/Diesel generation, India – Northeast, region XX (investable) | 4 | TotalAnnualMaxCapacity | GW | User defined | 0
BAU | 58 | PWROILINDNE | Oil/Diesel generation, India – Northeast, region XX (investable) | 5 | TotalTechnologyAnnualActivityUpperLimit | PJ | User defined | 0
BAU | 58 | PWROILINDNE | Oil/Diesel generation, India – Northeast, region XX (investable) | 6 | TotalAnnualMinCapacity | GW | User defined | 0
BAU | 58 | PWROILINDNE | Oil/Diesel generation, India – Northeast, region XX (investable) | 7 | AvailabilityFactor | fraction | User defined | 0 | bar: 2023
BAU | 58 | PWROILINDNE | Oil/Diesel generation, India – Northeast, region XX (investable) | 8 | Efficiency | fraction | User defined | 0 | bar: 2023
BAU | 58 | PWROILINDNE | Oil/Diesel generation, India – Northeast, region XX (investable) | 9 | TotalAnnualMinCapacityInvestment | GW | User defined | 0 | bar: 2023
BAU | 59 | PWRBIOBGDXX | Biomass/Bagasse, Bangladesh, region XX (investable) | 1 | CapitalCost | USD/kW | User defined | 0 | 2138.4 | 2138.4 | 2138.4 | 2138.4 | 2138.4 | 2138.4 | 2138.4 | 2138.4 | 2138.4 | 2138.4 | 2138.4 | 2138.4 | 2138.4 | 2138.4 | 2138.4 | 2138.4 | 2138.4 | 2138.4 | 2138.4 | 2138.4 | 2138.4 | 2138.4 | 2138.4 | 2138.4 | 2138.4 | 2138.4 | 2138.4 | 2138.4
BAU | 59 | PWRBIOBGDXX | Biomass/Bagasse, Bangladesh, region XX (investable) | 2 | FixedCost | USD/kW/yr | User defined | 0 | 85.56 | 85.56 | 85.56 | 85.56 | 85.56 | 85.56 | 85.56 | 85.56 | 85.56 | 85.56 | 85.56 | 85.56 | 85.56 | 85.56 | 85.56 | 85.56 | 85.56 | 85.56 | 85.56 | 85.56 | 85.56 | 85.56 | 85.56 | 85.56 | 85.56 | 85.56 | 85.56 | 85.56
BAU | 59 | PWRBIOBGDXX | Biomass/Bagasse, Bangladesh, region XX (investable) | 3 | ResidualCapacity | GW | User defined | 0 | 0.001 | 0.001 | 0.001 | 0.001 | 0.001 | 0.001 | 0.001 | 0.001 | 0.001 | 0.001 | 0.001 | 0.001 | 0.001 | 0.001 | 0.001 | 0.001 | 0.001 | 0.001 | 0.001 | 0.001 | 0.001 | 0.001 | 0.001 | 0.001 | 0.001 | 0.001 | 0.001 | 0.001
BAU | 59 | PWRBIOBGDXX | Biomass/Bagasse, Bangladesh, region XX (investable) | 4 | TotalAnnualMaxCapacity | GW | User defined | 0
BAU | 59 | PWRBIOBGDXX | Biomass/Bagasse, Bangladesh, region XX (investable) | 5 | TotalTechnologyAnnualActivityUpperLimit | PJ | User defined | 0
BAU | 59 | PWRBIOBGDXX | Biomass/Bagasse, Bangladesh, region XX (investable) | 6 | TotalAnnualMinCapacity | GW | User defined | 0
BAU | 59 | PWRBIOBGDXX | Biomass/Bagasse, Bangladesh, region XX (investable) | 7 | AvailabilityFactor | fraction | User defined | 0 | 0.8 | 0.8 | 0.8 | 0.8 | 0.8 | 0.8 | 0.8 | 0.8 | 0.8 | 0.8 | 0.8 | 0.8 | 0.8 | 0.8 | 0.8 | 0.8 | 0.8 | 0.8 | 0.8 | 0.8 | 0.8 | 0.8 | 0.8 | 0.8 | 0.8 | 0.8 | 0.8 | 0.8
BAU | 59 | PWRBIOBGDXX | Biomass/Bagasse, Bangladesh, region XX (investable) | 8 | Efficiency | fraction | User defined | 0 | 0.3 | 0.3 | 0.3 | 0.3 | 0.3 | 0.3 | 0.3 | 0.3 | 0.3 | 0.3 | 0.3 | 0.3 | 0.3 | 0.3 | 0.3 | 0.3 | 0.3 | 0.3 | 0.3 | 0.3 | 0.3 | 0.3 | 0.3 | 0.3 | 0.3 | 0.3 | 0.3 | 0.3
BAU | 59 | PWRBIOBGDXX | Biomass/Bagasse, Bangladesh, region XX (investable) | 9 | TotalAnnualMinCapacityInvestment | GW | User defined | 0 | 0 | 0 | 0 | 0 | 0 | 0 | 0 | 0 | 0 | 0 | 0 | 0 | 0 | 0 | 0 | 0 | 0 | 0 | 0 | 0 | 0 | 0 | 0 | 0 | 0 | 0 | 0 | 0
BAU | 60 | PWRBIOINDNO | Biomass/Bagasse, India – North, region XX (investable) | 1 | CapitalCost | USD/kW | User defined | 0 | 1782 | 1782 | 1782 | 1782 | 1782 | 1782 | 1782 | 1782 | 1782 | 1782 | 1782 | 1782 | 1782 | 1782 | 1782 | 1782 | 1782 | 1782 | 1782 | 1782 | 1782 | 1782 | 1782 | 1782 | 1782 | 1782 | 1782 | 1782
BAU | 60 | PWRBIOINDNO | Biomass/Bagasse, India – North, region XX (investable) | 2 | FixedCost | USD/kW/yr | User defined | 0 | 71.3 | 71.3 | 71.3 | 71.3 | 71.3 | 71.3 | 71.3 | 71.3 | 71.3 | 71.3 | 71.3 | 71.3 | 71.3 | 71.3 | 71.3 | 71.3 | 71.3 | 71.3 | 71.3 | 71.3 | 71.3 | 71.3 | 71.3 | 71.3 | 71.3 | 71.3 | 71.3 | 71.3
BAU | 60 | PWRBIOINDNO | Biomass/Bagasse, India – North, region XX (investable) | 3 | ResidualCapacity | GW | User defined | 0 | 3.1157 | 3.1157 | 3.1157 | 3.1157 | 3.1157 | 3.1157 | 3.1157 | 3.1157 | 3.1157 | 3.1157 | 3.1157 | 3.1157 | 3.1157 | 3.1157 | 3.1157 | 3.1157 | 3.1157 | 3.1157 | 3.1157 | 3.1157 | 3.1157 | 3.1157 | 3.1157 | 3.1157 | 3.1157 | 3.1157 | 3.1157 | 3.1157
BAU | 60 | PWRBIOINDNO | Biomass/Bagasse, India – North, region XX (investable) | 4 | TotalAnnualMaxCapacity | GW | User defined | 0
BAU | 60 | PWRBIOINDNO | Biomass/Bagasse, India – North, region XX (investable) | 5 | TotalTechnologyAnnualActivityUpperLimit | PJ | User defined | 0
BAU | 60 | PWRBIOINDNO | Biomass/Bagasse, India – North, region XX (investable) | 6 | TotalAnnualMinCapacity | GW | User defined | 0
BAU | 60 | PWRBIOINDNO | Biomass/Bagasse, India – North, region XX (investable) | 7 | AvailabilityFactor | fraction | User defined | 0 | 0.8 | 0.8 | 0.8 | 0.8 | 0.8 | 0.8 | 0.8 | 0.8 | 0.8 | 0.8 | 0.8 | 0.8 | 0.8 | 0.8 | 0.8 | 0.8 | 0.8 | 0.8 | 0.8 | 0.8 | 0.8 | 0.8 | 0.8 | 0.8 | 0.8 | 0.8 | 0.8 | 0.8
BAU | 60 | PWRBIOINDNO | Biomass/Bagasse, India – North, region XX (investable) | 8 | Efficiency | fraction | User defined | 0 | 0.3 | 0.3 | 0.3 | 0.3 | 0.3 | 0.3 | 0.3 | 0.3 | 0.3 | 0.3 | 0.3 | 0.3 | 0.3 | 0.3 | 0.3 | 0.3 | 0.3 | 0.3 | 0.3 | 0.3 | 0.3 | 0.3 | 0.3 | 0.3 | 0.3 | 0.3 | 0.3 | 0.3
BAU | 60 | PWRBIOINDNO | Biomass/Bagasse, India – North, region XX (investable) | 9 | TotalAnnualMinCapacityInvestment | GW | User defined | 0 | 0 | 0 | 0 | 0 | 0 | 0 | 0 | 0 | 0 | 0 | 0 | 0 | 0 | 0 | 0 | 0 | 0 | 0 | 0 | 0 | 0 | 0 | 0 | 0 | 0 | 0 | 0 | 0
BAU | 61 | PWRBIOINDSO | Biomass/Bagasse, India – South, region XX (investable) | 1 | CapitalCost | USD/kW | User defined | 0 | 1782 | 1782 | 1782 | 1782 | 1782 | 1782 | 1782 | 1782 | 1782 | 1782 | 1782 | 1782 | 1782 | 1782 | 1782 | 1782 | 1782 | 1782 | 1782 | 1782 | 1782 | 1782 | 1782 | 1782 | 1782 | 1782 | 1782 | 1782
BAU | 61 | PWRBIOINDSO | Biomass/Bagasse, India – South, region XX (investable) | 2 | FixedCost | USD/kW/yr | User defined | 0 | 71.3 | 71.3 | 71.3 | 71.3 | 71.3 | 71.3 | 71.3 | 71.3 | 71.3 | 71.3 | 71.3 | 71.3 | 71.3 | 71.3 | 71.3 | 71.3 | 71.3 | 71.3 | 71.3 | 71.3 | 71.3 | 71.3 | 71.3 | 71.3 | 71.3 | 71.3 | 71.3 | 71.3
BAU | 61 | PWRBIOINDSO | Biomass/Bagasse, India – South, region XX (investable) | 3 | ResidualCapacity | GW | User defined | 0 | 3.5571 | 3.5571 | 3.5571 | 3.5571 | 3.5571 | 3.5571 | 3.5571 | 3.5571 | 3.5571 | 3.5571 | 3.5571 | 3.5571 | 3.5571 | 3.5571 | 3.5571 | 3.5571 | 3.5571 | 3.5571 | 3.5571 | 3.5571 | 3.5571 | 3.5571 | 3.5571 | 3.5571 | 3.5571 | 3.5571 | 3.5571 | 3.5571
BAU | 61 | PWRBIOINDSO | Biomass/Bagasse, India – South, region XX (investable) | 4 | TotalAnnualMaxCapacity | GW | User defined | 0
BAU | 61 | PWRBIOINDSO | Biomass/Bagasse, India – South, region XX (investable) | 5 | TotalTechnologyAnnualActivityUpperLimit | PJ | User defined | 0
BAU | 61 | PWRBIOINDSO | Biomass/Bagasse, India – South, region XX (investable) | 6 | TotalAnnualMinCapacity | GW | User defined | 0
BAU | 61 | PWRBIOINDSO | Biomass/Bagasse, India – South, region XX (investable) | 7 | AvailabilityFactor | fraction | User defined | 0 | 0.8 | 0.8 | 0.8 | 0.8 | 0.8 | 0.8 | 0.8 | 0.8 | 0.8 | 0.8 | 0.8 | 0.8 | 0.8 | 0.8 | 0.8 | 0.8 | 0.8 | 0.8 | 0.8 | 0.8 | 0.8 | 0.8 | 0.8 | 0.8 | 0.8 | 0.8 | 0.8 | 0.8
BAU | 61 | PWRBIOINDSO | Biomass/Bagasse, India – South, region XX (investable) | 8 | Efficiency | fraction | User defined | 0 | 0.3 | 0.3 | 0.3 | 0.3 | 0.3 | 0.3 | 0.3 | 0.3 | 0.3 | 0.3 | 0.3 | 0.3 | 0.3 | 0.3 | 0.3 | 0.3 | 0.3 | 0.3 | 0.3 | 0.3 | 0.3 | 0.3 | 0.3 | 0.3 | 0.3 | 0.3 | 0.3 | 0.3
BAU | 61 | PWRBIOINDSO | Biomass/Bagasse, India – South, region XX (investable) | 9 | TotalAnnualMinCapacityInvestment | GW | User defined | 0 | 0 | 0 | 0 | 0 | 0 | 0 | 0 | 0 | 0 | 0 | 0 | 0 | 0 | 0 | 0 | 0 | 0 | 0 | 0 | 0 | 0 | 0 | 0 | 0 | 0 | 0 | 0 | 0
BAU | 62 | PWRBIOINDEA | Biomass/Bagasse, India – East, region XX (investable) | 1 | CapitalCost | USD/kW | User defined | 0 | 1782 | 1782 | 1782 | 1782 | 1782 | 1782 | 1782 | 1782 | 1782 | 1782 | 1782 | 1782 | 1782 | 1782 | 1782 | 1782 | 1782 | 1782 | 1782 | 1782 | 1782 | 1782 | 1782 | 1782 | 1782 | 1782 | 1782 | 1782
BAU | 62 | PWRBIOINDEA | Biomass/Bagasse, India – East, region XX (investable) | 2 | FixedCost | USD/kW/yr | User defined | 0 | 71.3 | 71.3 | 71.3 | 71.3 | 71.3 | 71.3 | 71.3 | 71.3 | 71.3 | 71.3 | 71.3 | 71.3 | 71.3 | 71.3 | 71.3 | 71.3 | 71.3 | 71.3 | 71.3 | 71.3 | 71.3 | 71.3 | 71.3 | 71.3 | 71.3 | 71.3 | 71.3 | 71.3
BAU | 62 | PWRBIOINDEA | Biomass/Bagasse, India – East, region XX (investable) | 3 | ResidualCapacity | GW | User defined | 0 | 0.52684 | 0.52684 | 0.52684 | 0.52684 | 0.52684 | 0.52684 | 0.52684 | 0.52684 | 0.52684 | 0.52684 | 0.52684 | 0.52684 | 0.52684 | 0.52684 | 0.52684 | 0.52684 | 0.52684 | 0.52684 | 0.52684 | 0.52684 | 0.52684 | 0.52684 | 0.52684 | 0.52684 | 0.52684 | 0.52684 | 0.52684 | 0.52684
BAU | 62 | PWRBIOINDEA | Biomass/Bagasse, India – East, region XX (investable) | 4 | TotalAnnualMaxCapacity | GW | User defined | 0
BAU | 62 | PWRBIOINDEA | Biomass/Bagasse, India – East, region XX (investable) | 5 | TotalTechnologyAnnualActivityUpperLimit | PJ | User defined | 0
BAU | 62 | PWRBIOINDEA | Biomass/Bagasse, India – East, region XX (investable) | 6 | TotalAnnualMinCapacity | GW | User defined | 0
BAU | 62 | PWRBIOINDEA | Biomass/Bagasse, India – East, region XX (investable) | 7 | AvailabilityFactor | fraction | User defined | 0 | 0.8 | 0.8 | 0.8 | 0.8 | 0.8 | 0.8 | 0.8 | 0.8 | 0.8 | 0.8 | 0.8 | 0.8 | 0.8 | 0.8 | 0.8 | 0.8 | 0.8 | 0.8 | 0.8 | 0.8 | 0.8 | 0.8 | 0.8 | 0.8 | 0.8 | 0.8 | 0.8 | 0.8
BAU | 62 | PWRBIOINDEA | Biomass/Bagasse, India – East, region XX (investable) | 8 | Efficiency | fraction | User defined | 0 | 0.3 | 0.3 | 0.3 | 0.3 | 0.3 | 0.3 | 0.3 | 0.3 | 0.3 | 0.3 | 0.3 | 0.3 | 0.3 | 0.3 | 0.3 | 0.3 | 0.3 | 0.3 | 0.3 | 0.3 | 0.3 | 0.3 | 0.3 | 0.3 | 0.3 | 0.3 | 0.3 | 0.3
BAU | 62 | PWRBIOINDEA | Biomass/Bagasse, India – East, region XX (investable) | 9 | TotalAnnualMinCapacityInvestment | GW | User defined | 0 | 0 | 0 | 0 | 0 | 0 | 0 | 0 | 0 | 0 | 0 | 0 | 0 | 0 | 0 | 0 | 0 | 0 | 0 | 0 | 0 | 0 | 0 | 0 | 0 | 0 | 0 | 0 | 0
BAU | 63 | PWRBIOINDWE | Biomass/Bagasse, India – West, region XX (investable) | 1 | CapitalCost | USD/kW | User defined | 0 | 1782 | 1782 | 1782 | 1782 | 1782 | 1782 | 1782 | 1782 | 1782 | 1782 | 1782 | 1782 | 1782 | 1782 | 1782 | 1782 | 1782 | 1782 | 1782 | 1782 | 1782 | 1782 | 1782 | 1782 | 1782 | 1782 | 1782 | 1782
BAU | 63 | PWRBIOINDWE | Biomass/Bagasse, India – West, region XX (investable) | 2 | FixedCost | USD/kW/yr | User defined | 0 | 71.3 | 71.3 | 71.3 | 71.3 | 71.3 | 71.3 | 71.3 | 71.3 | 71.3 | 71.3 | 71.3 | 71.3 | 71.3 | 71.3 | 71.3 | 71.3 | 71.3 | 71.3 | 71.3 | 71.3 | 71.3 | 71.3 | 71.3 | 71.3 | 71.3 | 71.3 | 71.3 | 71.3
BAU | 63 | PWRBIOINDWE | Biomass/Bagasse, India – West, region XX (investable) | 3 | ResidualCapacity | GW | User defined | 0 | 3.0436 | 3.0436 | 3.0436 | 3.0436 | 3.0436 | 3.0436 | 3.0436 | 3.0436 | 3.0436 | 3.0436 | 3.0436 | 3.0436 | 3.0436 | 3.0436 | 3.0436 | 3.0436 | 3.0436 | 3.0436 | 3.0436 | 3.0436 | 3.0436 | 3.0436 | 3.0436 | 3.0436 | 3.0436 | 3.0436 | 3.0436 | 3.0436
BAU | 63 | PWRBIOINDWE | Biomass/Bagasse, India – West, region XX (investable) | 4 | TotalAnnualMaxCapacity | GW | User defined | 0
BAU | 63 | PWRBIOINDWE | Biomass/Bagasse, India – West, region XX (investable) | 5 | TotalTechnologyAnnualActivityUpperLimit | PJ | User defined | 0
BAU | 63 | PWRBIOINDWE | Biomass/Bagasse, India – West, region XX (investable) | 6 | TotalAnnualMinCapacity | GW | User defined | 0
BAU | 63 | PWRBIOINDWE | Biomass/Bagasse, India – West, region XX (investable) | 7 | AvailabilityFactor | fraction | User defined | 0 | 0.8 | 0.8 | 0.8 | 0.8 | 0.8 | 0.8 | 0.8 | 0.8 | 0.8 | 0.8 | 0.8 | 0.8 | 0.8 | 0.8 | 0.8 | 0.8 | 0.8 | 0.8 | 0.8 | 0.8 | 0.8 | 0.8 | 0.8 | 0.8 | 0.8 | 0.8 | 0.8 | 0.8
BAU | 63 | PWRBIOINDWE | Biomass/Bagasse, India – West, region XX (investable) | 8 | Efficiency | fraction | User defined | 0 | 0.3 | 0.3 | 0.3 | 0.3 | 0.3 | 0.3 | 0.3 | 0.3 | 0.3 | 0.3 | 0.3 | 0.3 | 0.3 | 0.3 | 0.3 | 0.3 | 0.3 | 0.3 | 0.3 | 0.3 | 0.3 | 0.3 | 0.3 | 0.3 | 0.3 | 0.3 | 0.3 | 0.3
BAU | 63 | PWRBIOINDWE | Biomass/Bagasse, India – West, region XX (investable) | 9 | TotalAnnualMinCapacityInvestment | GW | User defined | 0 | 0 | 0 | 0 | 0 | 0 | 0 | 0 | 0 | 0 | 0 | 0 | 0 | 0 | 0 | 0 | 0 | 0 | 0 | 0 | 0 | 0 | 0 | 0 | 0 | 0 | 0 | 0 | 0
BAU | 64 | PWRBIOINDNE | Biomass/Bagasse, India – Northeast, region XX (investable) | 1 | CapitalCost | USD/kW | User defined | 0 | 1782 | 1782 | 1782 | 1782 | 1782 | 1782 | 1782 | 1782 | 1782 | 1782 | 1782 | 1782 | 1782 | 1782 | 1782 | 1782 | 1782 | 1782 | 1782 | 1782 | 1782 | 1782 | 1782 | 1782 | 1782 | 1782 | 1782 | 1782
BAU | 64 | PWRBIOINDNE | Biomass/Bagasse, India – Northeast, region XX (investable) | 2 | FixedCost | USD/kW/yr | User defined | 0 | 71.3 | 71.3 | 71.3 | 71.3 | 71.3 | 71.3 | 71.3 | 71.3 | 71.3 | 71.3 | 71.3 | 71.3 | 71.3 | 71.3 | 71.3 | 71.3 | 71.3 | 71.3 | 71.3 | 71.3 | 71.3 | 71.3 | 71.3 | 71.3 | 71.3 | 71.3 | 71.3 | 71.3
BAU | 64 | PWRBIOINDNE | Biomass/Bagasse, India – Northeast, region XX (investable) | 3 | ResidualCapacity | GW | User defined | 0 | 0.0158 | 0.0158 | 0.0158 | 0.0158 | 0.0158 | 0.0158 | 0.0158 | 0.0158 | 0.0158 | 0.0158 | 0.0158 | 0.0158 | 0.0158 | 0.0158 | 0.0158 | 0.0158 | 0.0158 | 0.0158 | 0.0158 | 0.0158 | 0.0158 | 0.0158 | 0.0158 | 0.0158 | 0.0158 | 0.0158 | 0.0158 | 0.0158
BAU | 64 | PWRBIOINDNE | Biomass/Bagasse, India – Northeast, region XX (investable) | 4 | TotalAnnualMaxCapacity | GW | User defined | 0
BAU | 64 | PWRBIOINDNE | Biomass/Bagasse, India – Northeast, region XX (investable) | 5 | TotalTechnologyAnnualActivityUpperLimit | PJ | User defined | 0
BAU | 64 | PWRBIOINDNE | Biomass/Bagasse, India – Northeast, region XX (investable) | 6 | TotalAnnualMinCapacity | GW | User defined | 0
BAU | 64 | PWRBIOINDNE | Biomass/Bagasse, India – Northeast, region XX (investable) | 7 | AvailabilityFactor | fraction | User defined | 0 | 0.8 | 0.8 | 0.8 | 0.8 | 0.8 | 0.8 | 0.8 | 0.8 | 0.8 | 0.8 | 0.8 | 0.8 | 0.8 | 0.8 | 0.8 | 0.8 | 0.8 | 0.8 | 0.8 | 0.8 | 0.8 | 0.8 | 0.8 | 0.8 | 0.8 | 0.8 | 0.8 | 0.8
BAU | 64 | PWRBIOINDNE | Biomass/Bagasse, India – Northeast, region XX (investable) | 8 | Efficiency | fraction | User defined | 0 | 0.3 | 0.3 | 0.3 | 0.3 | 0.3 | 0.3 | 0.3 | 0.3 | 0.3 | 0.3 | 0.3 | 0.3 | 0.3 | 0.3 | 0.3 | 0.3 | 0.3 | 0.3 | 0.3 | 0.3 | 0.3 | 0.3 | 0.3 | 0.3 | 0.3 | 0.3 | 0.3 | 0.3
BAU | 64 | PWRBIOINDNE | Biomass/Bagasse, India – Northeast, region XX (investable) | 9 | TotalAnnualMinCapacityInvestment | GW | User defined | 0 | 0 | 0 | 0 | 0 | 0 | 0 | 0 | 0 | 0 | 0 | 0 | 0 | 0 | 0 | 0 | 0 | 0 | 0 | 0 | 0 | 0 | 0 | 0 | 0 | 0 | 0 | 0 | 0
BAU | 65 | PWRBIONPLXX | Biomass/Bagasse, Nepal, region XX (investable) | 1 | CapitalCost | USD/kW | User defined | 0 | 2316.6 | 2316.6 | 2316.6 | 2316.6 | 2316.6 | 2316.6 | 2316.6 | 2316.6 | 2316.6 | 2316.6 | 2316.6 | 2316.6 | 2316.6 | 2316.6 | 2316.6 | 2316.6 | 2316.6 | 2316.6 | 2316.6 | 2316.6 | 2316.6 | 2316.6 | 2316.6 | 2316.6 | 2316.6 | 2316.6 | 2316.6 | 2316.6
BAU | 65 | PWRBIONPLXX | Biomass/Bagasse, Nepal, region XX (investable) | 2 | FixedCost | USD/kW/yr | User defined | 0 | 92.69 | 92.69 | 92.69 | 92.69 | 92.69 | 92.69 | 92.69 | 92.69 | 92.69 | 92.69 | 92.69 | 92.69 | 92.69 | 92.69 | 92.69 | 92.69 | 92.69 | 92.69 | 92.69 | 92.69 | 92.69 | 92.69 | 92.69 | 92.69 | 92.69 | 92.69 | 92.69 | 92.69
BAU | 65 | PWRBIONPLXX | Biomass/Bagasse, Nepal, region XX (investable) | 3 | ResidualCapacity | GW | User defined | 0 | 0.006 | 0.006 | 0.006 | 0.006 | 0.006 | 0.006 | 0.006 | 0.006 | 0.006 | 0.006 | 0.006 | 0.006 | 0.006 | 0.006 | 0.006 | 0.006 | 0.006 | 0.006 | 0.006 | 0.006 | 0.006 | 0.006 | 0.006 | 0.006 | 0.006 | 0.006 | 0.006 | 0.006
BAU | 65 | PWRBIONPLXX | Biomass/Bagasse, Nepal, region XX (investable) | 4 | TotalAnnualMaxCapacity | GW | User defined | 0
BAU | 65 | PWRBIONPLXX | Biomass/Bagasse, Nepal, region XX (investable) | 5 | TotalTechnologyAnnualActivityUpperLimit | PJ | User defined | 0
BAU | 65 | PWRBIONPLXX | Biomass/Bagasse, Nepal, region XX (investable) | 6 | TotalAnnualMinCapacity | GW | User defined | 0
BAU | 65 | PWRBIONPLXX | Biomass/Bagasse, Nepal, region XX (investable) | 7 | AvailabilityFactor | fraction | User defined | 0 | 0.8 | 0.8 | 0.8 | 0.8 | 0.8 | 0.8 | 0.8 | 0.8 | 0.8 | 0.8 | 0.8 | 0.8 | 0.8 | 0.8 | 0.8 | 0.8 | 0.8 | 0.8 | 0.8 | 0.8 | 0.8 | 0.8 | 0.8 | 0.8 | 0.8 | 0.8 | 0.8 | 0.8
BAU | 65 | PWRBIONPLXX | Biomass/Bagasse, Nepal, region XX (investable) | 8 | Efficiency | fraction | User defined | 0 | 0.3 | 0.3 | 0.3 | 0.3 | 0.3 | 0.3 | 0.3 | 0.3 | 0.3 | 0.3 | 0.3 | 0.3 | 0.3 | 0.3 | 0.3 | 0.3 | 0.3 | 0.3 | 0.3 | 0.3 | 0.3 | 0.3 | 0.3 | 0.3 | 0.3 | 0.3 | 0.3 | 0.3
BAU | 65 | PWRBIONPLXX | Biomass/Bagasse, Nepal, region XX (investable) | 9 | TotalAnnualMinCapacityInvestment | GW | User defined | 0 | 0 | 0 | 0 | 0 | 0 | 0 | 0 | 0 | 0 | 0 | 0 | 0 | 0 | 0 | 0 | 0 | 0 | 0 | 0 | 0 | 0 | 0 | 0 | 0 | 0 | 0 | 0 | 0
BAU | 66 | PWRBIOLKAXX | Biomass/Bagasse, Sri Lanka, region XX (investable) | 1 | CapitalCost | USD/kW | User defined | 0 | 2780.67 | 2780.67 | 2780.67 | 2780.67 | 2780.67 | 2780.67 | 2780.67 | 2780.67 | 2780.67 | 2780.67 | 2780.67 | 2780.67 | 2780.67 | 2780.67 | 2780.67 | 2780.67 | 2780.67 | 2780.67 | 2780.67 | 2780.67 | 2780.67 | 2780.67 | 2780.67 | 2780.67 | 2780.67 | 2780.67 | 2780.67 | 2780.67
BAU | 66 | PWRBIOLKAXX | Biomass/Bagasse, Sri Lanka, region XX (investable) | 2 | FixedCost | USD/kW/yr | User defined | 0 | 114.08 | 114.08 | 114.08 | 114.08 | 114.08 | 114.08 | 114.08 | 114.08 | 114.08 | 114.08 | 114.08 | 114.08 | 114.08 | 114.08 | 114.08 | 114.08 | 114.08 | 114.08 | 114.08 | 114.08 | 114.08 | 114.08 | 114.08 | 114.08 | 114.08 | 114.08 | 114.08 | 114.08
BAU | 66 | PWRBIOLKAXX | Biomass/Bagasse, Sri Lanka, region XX (investable) | 3 | ResidualCapacity | GW | User defined | 0 | 0.044 | 0.044 | 0.044 | 0.044 | 0.044 | 0.044 | 0.044 | 0.044 | 0.044 | 0.044 | 0.044 | 0.044 | 0.044 | 0.044 | 0.044 | 0.044 | 0.044 | 0.044 | 0.044 | 0.044 | 0.044 | 0.044 | 0.044 | 0.044 | 0.044 | 0.044 | 0.044 | 0.044
BAU | 66 | PWRBIOLKAXX | Biomass/Bagasse, Sri Lanka, region XX (investable) | 4 | TotalAnnualMaxCapacity | GW | User defined | 0
BAU | 66 | PWRBIOLKAXX | Biomass/Bagasse, Sri Lanka, region XX (investable) | 5 | TotalTechnologyAnnualActivityUpperLimit | PJ | User defined | 0
BAU | 66 | PWRBIOLKAXX | Biomass/Bagasse, Sri Lanka, region XX (investable) | 6 | TotalAnnualMinCapacity | GW | User defined | 0
BAU | 66 | PWRBIOLKAXX | Biomass/Bagasse, Sri Lanka, region XX (investable) | 7 | AvailabilityFactor | fraction | User defined | 0 | 0.8 | 0.8 | 0.8 | 0.8 | 0.8 | 0.8 | 0.8 | 0.8 | 0.8 | 0.8 | 0.8 | 0.8 | 0.8 | 0.8 | 0.8 | 0.8 | 0.8 | 0.8 | 0.8 | 0.8 | 0.8 | 0.8 | 0.8 | 0.8 | 0.8 | 0.8 | 0.8 | 0.8
BAU | 66 | PWRBIOLKAXX | Biomass/Bagasse, Sri Lanka, region XX (investable) | 8 | Efficiency | fraction | User defined | 0 | 0.3 | 0.3 | 0.3 | 0.3 | 0.3 | 0.3 | 0.3 | 0.3 | 0.3 | 0.3 | 0.3 | 0.3 | 0.3 | 0.3 | 0.3 | 0.3 | 0.3 | 0.3 | 0.3 | 0.3 | 0.3 | 0.3 | 0.3 | 0.3 | 0.3 | 0.3 | 0.3 | 0.3
BAU | 66 | PWRBIOLKAXX | Biomass/Bagasse, Sri Lanka, region XX (investable) | 9 | TotalAnnualMinCapacityInvestment | GW | User defined | 0 | 0 | 0 | 0.01 | 0.015 | 0.02 | 0.02 | 0.02 | 0.02 | 0.02 | 0 | 0 | 0 | 0 | 0 | 0 | 0 | 0 | 0 | 0 | 0 | 0 | 0 | 0 | 0 | 0 | 0 | 0 | 0
BAU | 67 | PWRWASINDNO | Waste-to-Energy, India – North, region XX (investable) | 1 | CapitalCost | USD/kW | User defined | 0 | 3000 | 3000 | 3000 | 3000 | 3000 | 3000 | 3000 | 3000 | 3000 | 3000 | 3000 | 3000 | 3000 | 3000 | 3000 | 3000 | 3000 | 3000 | 3000 | 3000 | 3000 | 3000 | 3000 | 3000 | 3000 | 3000 | 3000 | 3000
BAU | 67 | PWRWASINDNO | Waste-to-Energy, India – North, region XX (investable) | 2 | FixedCost | USD/kW/yr | User defined | 0 | 120 | 120 | 120 | 120 | 120 | 120 | 120 | 120 | 120 | 120 | 120 | 120 | 120 | 120 | 120 | 120 | 120 | 120 | 120 | 120 | 120 | 120 | 120 | 120 | 120 | 120 | 120 | 120
BAU | 67 | PWRWASINDNO | Waste-to-Energy, India – North, region XX (investable) | 3 | ResidualCapacity | GW | User defined | 0 | 0.24141 | 0.24141 | 0.24141 | 0.24141 | 0.24141 | 0.24141 | 0.24141 | 0.24141 | 0.24141 | 0.24141 | 0.24141 | 0.24141 | 0.24141 | 0.24141 | 0.24141 | 0.24141 | 0.24141 | 0.24141 | 0.24141 | 0.24141 | 0.24141 | 0.24141 | 0.24141 | 0.24141 | 0.24141 | 0.24141 | 0.24141 | 0.24141
BAU | 67 | PWRWASINDNO | Waste-to-Energy, India – North, region XX (investable) | 4 | TotalAnnualMaxCapacity | GW | User defined | 0
BAU | 67 | PWRWASINDNO | Waste-to-Energy, India – North, region XX (investable) | 5 | TotalTechnologyAnnualActivityUpperLimit | PJ | User defined | 0
BAU | 67 | PWRWASINDNO | Waste-to-Energy, India – North, region XX (investable) | 6 | TotalAnnualMinCapacity | GW | User defined | 0
BAU | 67 | PWRWASINDNO | Waste-to-Energy, India – North, region XX (investable) | 7 | AvailabilityFactor | fraction | User defined | 0 | 0.85 | 0.85 | 0.85 | 0.85 | 0.85 | 0.85 | 0.85 | 0.85 | 0.85 | 0.85 | 0.85 | 0.85 | 0.85 | 0.85 | 0.85 | 0.85 | 0.85 | 0.85 | 0.85 | 0.85 | 0.85 | 0.85 | 0.85 | 0.85 | 0.85 | 0.85 | 0.85 | 0.85
BAU | 67 | PWRWASINDNO | Waste-to-Energy, India – North, region XX (investable) | 8 | Efficiency | fraction | User defined | 0 | 0.25 | 0.25 | 0.25 | 0.25 | 0.25 | 0.25 | 0.25 | 0.25 | 0.25 | 0.25 | 0.25 | 0.25 | 0.25 | 0.25 | 0.25 | 0.25 | 0.25 | 0.25 | 0.25 | 0.25 | 0.25 | 0.25 | 0.25 | 0.25 | 0.25 | 0.25 | 0.25 | 0.25
BAU | 67 | PWRWASINDNO | Waste-to-Energy, India – North, region XX (investable) | 9 | TotalAnnualMinCapacityInvestment | GW | User defined | 0 | 0 | 0 | 0 | 0 | 0 | 0 | 0 | 0 | 0 | 0 | 0 | 0 | 0 | 0 | 0 | 0 | 0 | 0 | 0 | 0 | 0 | 0 | 0 | 0 | 0 | 0 | 0 | 0
BAU | 68 | PWRWASINDSO | Waste-to-Energy, India – South, region XX (investable) | 1 | CapitalCost | USD/kW | User defined | 0 | 3000 | 3000 | 3000 | 3000 | 3000 | 3000 | 3000 | 3000 | 3000 | 3000 | 3000 | 3000 | 3000 | 3000 | 3000 | 3000 | 3000 | 3000 | 3000 | 3000 | 3000 | 3000 | 3000 | 3000 | 3000 | 3000 | 3000 | 3000
BAU | 68 | PWRWASINDSO | Waste-to-Energy, India – South, region XX (investable) | 2 | FixedCost | USD/kW/yr | User defined | 0 | 120 | 120 | 120 | 120 | 120 | 120 | 120 | 120 | 120 | 120 | 120 | 120 | 120 | 120 | 120 | 120 | 120 | 120 | 120 | 120 | 120 | 120 | 120 | 120 | 120 | 120 | 120 | 120
BAU | 68 | PWRWASINDSO | Waste-to-Energy, India – South, region XX (investable) | 3 | ResidualCapacity | GW | User defined | 0 | 0.18876 | 0.18876 | 0.18876 | 0.18876 | 0.18876 | 0.18876 | 0.18876 | 0.18876 | 0.18876 | 0.18876 | 0.18876 | 0.18876 | 0.18876 | 0.18876 | 0.18876 | 0.18876 | 0.18876 | 0.18876 | 0.18876 | 0.18876 | 0.18876 | 0.18876 | 0.18876 | 0.18876 | 0.18876 | 0.18876 | 0.18876 | 0.18876
BAU | 68 | PWRWASINDSO | Waste-to-Energy, India – South, region XX (investable) | 4 | TotalAnnualMaxCapacity | GW | User defined | 0
BAU | 68 | PWRWASINDSO | Waste-to-Energy, India – South, region XX (investable) | 5 | TotalTechnologyAnnualActivityUpperLimit | PJ | User defined | 0
BAU | 68 | PWRWASINDSO | Waste-to-Energy, India – South, region XX (investable) | 6 | TotalAnnualMinCapacity | GW | User defined | 0
BAU | 68 | PWRWASINDSO | Waste-to-Energy, India – South, region XX (investable) | 7 | AvailabilityFactor | fraction | User defined | 0 | 0.85 | 0.85 | 0.85 | 0.85 | 0.85 | 0.85 | 0.85 | 0.85 | 0.85 | 0.85 | 0.85 | 0.85 | 0.85 | 0.85 | 0.85 | 0.85 | 0.85 | 0.85 | 0.85 | 0.85 | 0.85 | 0.85 | 0.85 | 0.85 | 0.85 | 0.85 | 0.85 | 0.85
BAU | 68 | PWRWASINDSO | Waste-to-Energy, India – South, region XX (investable) | 8 | Efficiency | fraction | User defined | 0 | 0.25 | 0.25 | 0.25 | 0.25 | 0.25 | 0.25 | 0.25 | 0.25 | 0.25 | 0.25 | 0.25 | 0.25 | 0.25 | 0.25 | 0.25 | 0.25 | 0.25 | 0.25 | 0.25 | 0.25 | 0.25 | 0.25 | 0.25 | 0.25 | 0.25 | 0.25 | 0.25 | 0.25
BAU | 68 | PWRWASINDSO | Waste-to-Energy, India – South, region XX (investable) | 9 | TotalAnnualMinCapacityInvestment | GW | User defined | 0 | 0 | 0 | 0 | 0 | 0 | 0 | 0 | 0 | 0 | 0 | 0 | 0 | 0 | 0 | 0 | 0 | 0 | 0 | 0 | 0 | 0 | 0 | 0 | 0 | 0 | 0 | 0 | 0
BAU | 69 | PWRWASINDEA | Waste-to-Energy, India – East, region XX (investable) | 1 | CapitalCost | USD/kW | User defined | 0 | 3000 | 3000 | 3000 | 3000 | 3000 | 3000 | 3000 | 3000 | 3000 | 3000 | 3000 | 3000 | 3000 | 3000 | 3000 | 3000 | 3000 | 3000 | 3000 | 3000 | 3000 | 3000 | 3000 | 3000 | 3000 | 3000 | 3000 | 3000
BAU | 69 | PWRWASINDEA | Waste-to-Energy, India – East, region XX (investable) | 2 | FixedCost | USD/kW/yr | User defined | 0 | 120 | 120 | 120 | 120 | 120 | 120 | 120 | 120 | 120 | 120 | 120 | 120 | 120 | 120 | 120 | 120 | 120 | 120 | 120 | 120 | 120 | 120 | 120 | 120 | 120 | 120 | 120 | 120
BAU | 69 | PWRWASINDEA | Waste-to-Energy, India – East, region XX (investable) | 3 | ResidualCapacity | GW | User defined | 0 | 0.0058 | 0.0058 | 0.0058 | 0.0058 | 0.0058 | 0.0058 | 0.0058 | 0.0058 | 0.0058 | 0.0058 | 0.0058 | 0.0058 | 0.0058 | 0.0058 | 0.0058 | 0.0058 | 0.0058 | 0.0058 | 0.0058 | 0.0058 | 0.0058 | 0.0058 | 0.0058 | 0.0058 | 0.0058 | 0.0058 | 0.0058 | 0.0058
BAU | 69 | PWRWASINDEA | Waste-to-Energy, India – East, region XX (investable) | 4 | TotalAnnualMaxCapacity | GW | User defined | 0
BAU | 69 | PWRWASINDEA | Waste-to-Energy, India – East, region XX (investable) | 5 | TotalTechnologyAnnualActivityUpperLimit | PJ | User defined | 0
BAU | 69 | PWRWASINDEA | Waste-to-Energy, India – East, region XX (investable) | 6 | TotalAnnualMinCapacity | GW | User defined | 0
BAU | 69 | PWRWASINDEA | Waste-to-Energy, India – East, region XX (investable) | 7 | AvailabilityFactor | fraction | User defined | 0 | 0.85 | 0.85 | 0.85 | 0.85 | 0.85 | 0.85 | 0.85 | 0.85 | 0.85 | 0.85 | 0.85 | 0.85 | 0.85 | 0.85 | 0.85 | 0.85 | 0.85 | 0.85 | 0.85 | 0.85 | 0.85 | 0.85 | 0.85 | 0.85 | 0.85 | 0.85 | 0.85 | 0.85
BAU | 69 | PWRWASINDEA | Waste-to-Energy, India – East, region XX (investable) | 8 | Efficiency | fraction | User defined | 0 | 0.25 | 0.25 | 0.25 | 0.25 | 0.25 | 0.25 | 0.25 | 0.25 | 0.25 | 0.25 | 0.25 | 0.25 | 0.25 | 0.25 | 0.25 | 0.25 | 0.25 | 0.25 | 0.25 | 0.25 | 0.25 | 0.25 | 0.25 | 0.25 | 0.25 | 0.25 | 0.25 | 0.25
BAU | 69 | PWRWASINDEA | Waste-to-Energy, India – East, region XX (investable) | 9 | TotalAnnualMinCapacityInvestment | GW | User defined | 0 | 0 | 0 | 0 | 0 | 0 | 0 | 0 | 0 | 0 | 0 | 0 | 0 | 0 | 0 | 0 | 0 | 0 | 0 | 0 | 0 | 0 | 0 | 0 | 0 | 0 | 0 | 0 | 0
BAU | 70 | PWRWASINDWE | Waste-to-Energy, India – West, region XX (investable) | 1 | CapitalCost | USD/kW | User defined | 0 | 3000 | 3000 | 3000 | 3000 | 3000 | 3000 | 3000 | 3000 | 3000 | 3000 | 3000 | 3000 | 3000 | 3000 | 3000 | 3000 | 3000 | 3000 | 3000 | 3000 | 3000 | 3000 | 3000 | 3000 | 3000 | 3000 | 3000 | 3000
BAU | 70 | PWRWASINDWE | Waste-to-Energy, India – West, region XX (investable) | 2 | FixedCost | USD/kW/yr | User defined | 0 | 120 | 120 | 120 | 120 | 120 | 120 | 120 | 120 | 120 | 120 | 120 | 120 | 120 | 120 | 120 | 120 | 120 | 120 | 120 | 120 | 120 | 120 | 120 | 120 | 120 | 120 | 120 | 120
BAU | 70 | PWRWASINDWE | Waste-to-Energy, India – West, region XX (investable) | 3 | ResidualCapacity | GW | User defined | 0 | 0.11806 | 0.11806 | 0.11806 | 0.11806 | 0.11806 | 0.11806 | 0.11806 | 0.11806 | 0.11806 | 0.11806 | 0.11806 | 0.11806 | 0.11806 | 0.11806 | 0.11806 | 0.11806 | 0.11806 | 0.11806 | 0.11806 | 0.11806 | 0.11806 | 0.11806 | 0.11806 | 0.11806 | 0.11806 | 0.11806 | 0.11806 | 0.11806
BAU | 70 | PWRWASINDWE | Waste-to-Energy, India – West, region XX (investable) | 4 | TotalAnnualMaxCapacity | GW | User defined | 0
BAU | 70 | PWRWASINDWE | Waste-to-Energy, India – West, region XX (investable) | 5 | TotalTechnologyAnnualActivityUpperLimit | PJ | User defined | 0
BAU | 70 | PWRWASINDWE | Waste-to-Energy, India – West, region XX (investable) | 6 | TotalAnnualMinCapacity | GW | User defined | 0
BAU | 70 | PWRWASINDWE | Waste-to-Energy, India – West, region XX (investable) | 7 | AvailabilityFactor | fraction | User defined | 0 | 0.85 | 0.85 | 0.85 | 0.85 | 0.85 | 0.85 | 0.85 | 0.85 | 0.85 | 0.85 | 0.85 | 0.85 | 0.85 | 0.85 | 0.85 | 0.85 | 0.85 | 0.85 | 0.85 | 0.85 | 0.85 | 0.85 | 0.85 | 0.85 | 0.85 | 0.85 | 0.85 | 0.85
BAU | 70 | PWRWASINDWE | Waste-to-Energy, India – West, region XX (investable) | 8 | Efficiency | fraction | User defined | 0 | 0.25 | 0.25 | 0.25 | 0.25 | 0.25 | 0.25 | 0.25 | 0.25 | 0.25 | 0.25 | 0.25 | 0.25 | 0.25 | 0.25 | 0.25 | 0.25 | 0.25 | 0.25 | 0.25 | 0.25 | 0.25 | 0.25 | 0.25 | 0.25 | 0.25 | 0.25 | 0.25 | 0.25
BAU | 70 | PWRWASINDWE | Waste-to-Energy, India – West, region XX (investable) | 9 | TotalAnnualMinCapacityInvestment | GW | User defined | 0 | 0 | 0 | 0 | 0 | 0 | 0 | 0 | 0 | 0 | 0 | 0 | 0 | 0 | 0 | 0 | 0 | 0 | 0 | 0 | 0 | 0 | 0 | 0 | 0 | 0 | 0 | 0 | 0
BAU | 71 | PWRWASINDNE | Waste-to-Energy, India – Northeast, region XX (investable) | 1 | CapitalCost | USD/kW | User defined | 0 | 3000 | 3000 | 3000 | 3000 | 3000 | 3000 | 3000 | 3000 | 3000 | 3000 | 3000 | 3000 | 3000 | 3000 | 3000 | 3000 | 3000 | 3000 | 3000 | 3000 | 3000 | 3000 | 3000 | 3000 | 3000 | 3000 | 3000 | 3000
BAU | 71 | PWRWASINDNE | Waste-to-Energy, India – Northeast, region XX (investable) | 2 | FixedCost | USD/kW/yr | User defined | 0 | 120 | 120 | 120 | 120 | 120 | 120 | 120 | 120 | 120 | 120 | 120 | 120 | 120 | 120 | 120 | 120 | 120 | 120 | 120 | 120 | 120 | 120 | 120 | 120 | 120 | 120 | 120 | 120
BAU | 71 | PWRWASINDNE | Waste-to-Energy, India – Northeast, region XX (investable) | 3 | ResidualCapacity | GW | User defined | 0 | 0 | 0 | 0 | 0 | 0 | 0 | 0 | 0 | 0 | 0 | 0 | 0 | 0 | 0 | 0 | 0 | 0 | 0 | 0 | 0 | 0 | 0 | 0 | 0 | 0 | 0 | 0 | 0
BAU | 71 | PWRWASINDNE | Waste-to-Energy, India – Northeast, region XX (investable) | 4 | TotalAnnualMaxCapacity | GW | User defined | 0
BAU | 71 | PWRWASINDNE | Waste-to-Energy, India – Northeast, region XX (investable) | 5 | TotalTechnologyAnnualActivityUpperLimit | PJ | User defined | 0
BAU | 71 | PWRWASINDNE | Waste-to-Energy, India – Northeast, region XX (investable) | 6 | TotalAnnualMinCapacity | GW | User defined | 0
BAU | 71 | PWRWASINDNE | Waste-to-Energy, India – Northeast, region XX (investable) | 7 | AvailabilityFactor | fraction | User defined | 0 | 0.85 | 0.85 | 0.85 | 0.85 | 0.85 | 0.85 | 0.85 | 0.85 | 0.85 | 0.85 | 0.85 | 0.85 | 0.85 | 0.85 | 0.85 | 0.85 | 0.85 | 0.85 | 0.85 | 0.85 | 0.85 | 0.85 | 0.85 | 0.85 | 0.85 | 0.85 | 0.85 | 0.85
BAU | 71 | PWRWASINDNE | Waste-to-Energy, India – Northeast, region XX (investable) | 8 | Efficiency | fraction | User defined | 0 | 0.25 | 0.25 | 0.25 | 0.25 | 0.25 | 0.25 | 0.25 | 0.25 | 0.25 | 0.25 | 0.25 | 0.25 | 0.25 | 0.25 | 0.25 | 0.25 | 0.25 | 0.25 | 0.25 | 0.25 | 0.25 | 0.25 | 0.25 | 0.25 | 0.25 | 0.25 | 0.25 | 0.25
BAU | 71 | PWRWASINDNE | Waste-to-Energy, India – Northeast, region XX (investable) | 9 | TotalAnnualMinCapacityInvestment | GW | User defined | 0 | 0 | 0 | 0 | 0 | 0 | 0 | 0 | 0 | 0 | 0 | 0 | 0 | 0 | 0 | 0 | 0 | 0 | 0 | 0 | 0 | 0 | 0 | 0 | 0 | 0 | 0 | 0 | 0
BAU | 72 | PWRWASBGDXX | Waste-to-Energy, Bangladesh, region XX (investable) | 1 | CapitalCost | USD/kW | User defined | 0 | 3000 | 3000 | 3000 | 3000 | 3000 | 3000 | 3000 | 3000 | 3000 | 3000 | 3000 | 3000 | 3000 | 3000 | 3000 | 3000 | 3000 | 3000 | 3000 | 3000 | 3000 | 3000 | 3000 | 3000 | 3000 | 3000 | 3000 | 3000
BAU | 72 | PWRWASBGDXX | Waste-to-Energy, Bangladesh, region XX (investable) | 2 | FixedCost | USD/kW/yr | User defined | 0 | 120 | 120 | 120 | 120 | 120 | 120 | 120 | 120 | 120 | 120 | 120 | 120 | 120 | 120 | 120 | 120 | 120 | 120 | 120 | 120 | 120 | 120 | 120 | 120 | 120 | 120 | 120 | 120
BAU | 72 | PWRWASBGDXX | Waste-to-Energy, Bangladesh, region XX (investable) | 3 | ResidualCapacity | GW | User defined | 0 | 0 | 0 | 0 | 0 | 0 | 0 | 0 | 0 | 0 | 0 | 0 | 0 | 0 | 0 | 0 | 0 | 0 | 0 | 0 | 0 | 0 | 0 | 0 | 0 | 0 | 0 | 0 | 0
BAU | 72 | PWRWASBGDXX | Waste-to-Energy, Bangladesh, region XX (investable) | 4 | TotalAnnualMaxCapacity | GW | User defined | 0
BAU | 72 | PWRWASBGDXX | Waste-to-Energy, Bangladesh, region XX (investable) | 5 | TotalTechnologyAnnualActivityUpperLimit | PJ | User defined | 0
BAU | 72 | PWRWASBGDXX | Waste-to-Energy, Bangladesh, region XX (investable) | 6 | TotalAnnualMinCapacity | GW | User defined | 0
BAU | 72 | PWRWASBGDXX | Waste-to-Energy, Bangladesh, region XX (investable) | 7 | AvailabilityFactor | fraction | User defined | 0 | 0.85 | 0.85 | 0.85 | 0.85 | 0.85 | 0.85 | 0.85 | 0.85 | 0.85 | 0.85 | 0.85 | 0.85 | 0.85 | 0.85 | 0.85 | 0.85 | 0.85 | 0.85 | 0.85 | 0.85 | 0.85 | 0.85 | 0.85 | 0.85 | 0.85 | 0.85 | 0.85 | 0.85
BAU | 72 | PWRWASBGDXX | Waste-to-Energy, Bangladesh, region XX (investable) | 8 | Efficiency | fraction | User defined | 0 | 0.25 | 0.25 | 0.25 | 0.25 | 0.25 | 0.25 | 0.25 | 0.25 | 0.25 | 0.25 | 0.25 | 0.25 | 0.25 | 0.25 | 0.25 | 0.25 | 0.25 | 0.25 | 0.25 | 0.25 | 0.25 | 0.25 | 0.25 | 0.25 | 0.25 | 0.25 | 0.25 | 0.25
BAU | 72 | PWRWASBGDXX | Waste-to-Energy, Bangladesh, region XX (investable) | 9 | TotalAnnualMinCapacityInvestment | GW | User defined | 0 | 0 | 0 | 0 | 0 | 0 | 0 | 0 | 0 | 0 | 0 | 0 | 0 | 0 | 0 | 0 | 0 | 0 | 0 | 0 | 0 | 0 | 0 | 0 | 0 | 0 | 0 | 0 | 0
BAU | 73 | PWRWASLKAXX | Waste-to-Energy, Sri Lanka, region XX (investable) | 1 | CapitalCost | USD/kW | User defined | 0 | 3000 | 3000 | 3000 | 3000 | 3000 | 3000 | 3000 | 3000 | 3000 | 3000 | 3000 | 3000 | 3000 | 3000 | 3000 | 3000 | 3000 | 3000 | 3000 | 3000 | 3000 | 3000 | 3000 | 3000 | 3000 | 3000 | 3000 | 3000
BAU | 73 | PWRWASLKAXX | Waste-to-Energy, Sri Lanka, region XX (investable) | 2 | FixedCost | USD/kW/yr | User defined | 0 | 120 | 120 | 120 | 120 | 120 | 120 | 120 | 120 | 120 | 120 | 120 | 120 | 120 | 120 | 120 | 120 | 120 | 120 | 120 | 120 | 120 | 120 | 120 | 120 | 120 | 120 | 120 | 120
BAU | 73 | PWRWASLKAXX | Waste-to-Energy, Sri Lanka, region XX (investable) | 3 | ResidualCapacity | GW | User defined | 0 | 0.01 | 0.01 | 0.01 | 0.01 | 0.01 | 0.01 | 0.01 | 0.01 | 0.01 | 0.01 | 0.01 | 0.01 | 0.01 | 0.01 | 0.01 | 0.01 | 0.01 | 0.01 | 0.01 | 0.01 | 0.01 | 0.01 | 0.01 | 0.01 | 0.01 | 0.01 | 0.01 | 0.01
BAU | 73 | PWRWASLKAXX | Waste-to-Energy, Sri Lanka, region XX (investable) | 4 | TotalAnnualMaxCapacity | GW | User defined | 0
BAU | 73 | PWRWASLKAXX | Waste-to-Energy, Sri Lanka, region XX (investable) | 5 | TotalTechnologyAnnualActivityUpperLimit | PJ | User defined | 0
BAU | 73 | PWRWASLKAXX | Waste-to-Energy, Sri Lanka, region XX (investable) | 6 | TotalAnnualMinCapacity | GW | User defined | 0
BAU | 73 | PWRWASLKAXX | Waste-to-Energy, Sri Lanka, region XX (investable) | 7 | AvailabilityFactor | fraction | User defined | 0 | 0.85 | 0.85 | 0.85 | 0.85 | 0.85 | 0.85 | 0.85 | 0.85 | 0.85 | 0.85 | 0.85 | 0.85 | 0.85 | 0.85 | 0.85 | 0.85 | 0.85 | 0.85 | 0.85 | 0.85 | 0.85 | 0.85 | 0.85 | 0.85 | 0.85 | 0.85 | 0.85 | 0.85
BAU | 73 | PWRWASLKAXX | Waste-to-Energy, Sri Lanka, region XX (investable) | 8 | Efficiency | fraction | User defined | 0 | 0.25 | 0.25 | 0.25 | 0.25 | 0.25 | 0.25 | 0.25 | 0.25 | 0.25 | 0.25 | 0.25 | 0.25 | 0.25 | 0.25 | 0.25 | 0.25 | 0.25 | 0.25 | 0.25 | 0.25 | 0.25 | 0.25 | 0.25 | 0.25 | 0.25 | 0.25 | 0.25 | 0.25
BAU | 73 | PWRWASLKAXX | Waste-to-Energy, Sri Lanka, region XX (investable) | 9 | TotalAnnualMinCapacityInvestment | GW | User defined | 0 | 0 | 0 | 0 | 0 | 0 | 0 | 0 | 0 | 0 | 0 | 0 | 0 | 0 | 0 | 0 | 0 | 0 | 0 | 0 | 0 | 0 | 0 | 0 | 0 | 0 | 0 | 0 | 0
BAU | 74 | PWRURNINDNO | Nuclear, India – North, region XX (investable) | 1 | CapitalCost | USD/kW | User defined | 0 | 5103 | 5103 | 5103 | 5103 | 5103 | 5103 | 5103 | 5103 | 5103 | 5103 | 5103 | 5103 | 5103 | 5103 | 5103 | 5103 | 5103 | 5103 | 5103 | 5103 | 5103 | 5103 | 5103 | 5103 | 5103 | 5103 | 5103 | 5103
BAU | 74 | PWRURNINDNO | Nuclear, India – North, region XX (investable) | 2 | FixedCost | USD/kW/yr | User defined | 0 | 134 | 134 | 134 | 134 | 134 | 134 | 134 | 134 | 134 | 134 | 134 | 134 | 134 | 134 | 134 | 134 | 134 | 134 | 134 | 134 | 134 | 134 | 134 | 134 | 134 | 134 | 134 | 134
BAU | 74 | PWRURNINDNO | Nuclear, India – North, region XX (investable) | 3 | ResidualCapacity | GW | User defined | 0 | 1.62 | 1.62 | 1.62 | 1.62 | 1.62 | 1.62 | 1.62 | 1.62 | 1.62 | 1.62 | 1.62 | 1.62 | 1.62 | 1.62 | 1.62 | 1.62 | 1.62 | 1.62 | 1.62 | 1.62 | 1.62 | 1.62 | 1.62 | 1.62 | 1.62 | 1.62 | 1.62 | 1.62
BAU | 74 | PWRURNINDNO | Nuclear, India – North, region XX (investable) | 4 | TotalAnnualMaxCapacity | GW | User defined | 0
BAU | 74 | PWRURNINDNO | Nuclear, India – North, region XX (investable) | 5 | TotalTechnologyAnnualActivityUpperLimit | PJ | User defined | 0
BAU | 74 | PWRURNINDNO | Nuclear, India – North, region XX (investable) | 6 | TotalAnnualMinCapacity | GW | User defined | 0
BAU | 74 | PWRURNINDNO | Nuclear, India – North, region XX (investable) | 7 | AvailabilityFactor | fraction | User defined | 0 | 0.9 | 0.9 | 0.9 | 0.9 | 0.9 | 0.9 | 0.9 | 0.9 | 0.9 | 0.9 | 0.9 | 0.9 | 0.9 | 0.9 | 0.9 | 0.9 | 0.9 | 0.9 | 0.9 | 0.9 | 0.9 | 0.9 | 0.9 | 0.9 | 0.9 | 0.9 | 0.9 | 0.9
BAU | 74 | PWRURNINDNO | Nuclear, India – North, region XX (investable) | 8 | Efficiency | fraction | User defined | 0 | 0.33 | 0.33 | 0.33 | 0.33 | 0.33 | 0.33 | 0.33 | 0.33 | 0.33 | 0.33 | 0.33 | 0.33 | 0.33 | 0.33 | 0.33 | 0.33 | 0.33 | 0.33 | 0.33 | 0.33 | 0.33 | 0.33 | 0.33 | 0.33 | 0.33 | 0.33 | 0.33 | 0.33
BAU | 74 | PWRURNINDNO | Nuclear, India – North, region XX (investable) | 9 | TotalAnnualMinCapacityInvestment | GW | User defined | 0 | 0 | 0 | 0 | 0.7 | 0 | 0 | 1.4 | 0 | 0 | 0 | 0 | 0 | 0 | 0 | 0 | 0 | 0 | 0 | 0 | 0 | 0 | 0 | 0 | 0 | 0 | 0 | 0 | 0
BAU | 75 | PWRURNINDSO | Nuclear, India – South, region XX (investable) | 1 | CapitalCost | USD/kW | User defined | 0 | 5103 | 5103 | 5103 | 5103 | 5103 | 5103 | 5103 | 5103 | 5103 | 5103 | 5103 | 5103 | 5103 | 5103 | 5103 | 5103 | 5103 | 5103 | 5103 | 5103 | 5103 | 5103 | 5103 | 5103 | 5103 | 5103 | 5103 | 5103
BAU | 75 | PWRURNINDSO | Nuclear, India – South, region XX (investable) | 2 | FixedCost | USD/kW/yr | User defined | 0 | 134 | 134 | 134 | 134 | 134 | 134 | 134 | 134 | 134 | 134 | 134 | 134 | 134 | 134 | 134 | 134 | 134 | 134 | 134 | 134 | 134 | 134 | 134 | 134 | 134 | 134 | 134 | 134
BAU | 75 | PWRURNINDSO | Nuclear, India – South, region XX (investable) | 3 | ResidualCapacity | GW | User defined | 0 | 3.32 | 3.32 | 3.32 | 3.32 | 3.32 | 3.32 | 3.32 | 3.32 | 3.32 | 3.32 | 3.32 | 3.32 | 3.32 | 3.32 | 3.32 | 3.32 | 3.32 | 3.32 | 3.32 | 3.32 | 3.32 | 3.32 | 3.32 | 3.32 | 3.32 | 3.32 | 3.32 | 3.32
BAU | 75 | PWRURNINDSO | Nuclear, India – South, region XX (investable) | 4 | TotalAnnualMaxCapacity | GW | User defined | 0
BAU | 75 | PWRURNINDSO | Nuclear, India – South, region XX (investable) | 5 | TotalTechnologyAnnualActivityUpperLimit | PJ | User defined | 0
BAU | 75 | PWRURNINDSO | Nuclear, India – South, region XX (investable) | 6 | TotalAnnualMinCapacity | GW | User defined | 0
BAU | 75 | PWRURNINDSO | Nuclear, India – South, region XX (investable) | 7 | AvailabilityFactor | fraction | User defined | 0 | 0.9 | 0.9 | 0.9 | 0.9 | 0.9 | 0.9 | 0.9 | 0.9 | 0.9 | 0.9 | 0.9 | 0.9 | 0.9 | 0.9 | 0.9 | 0.9 | 0.9 | 0.9 | 0.9 | 0.9 | 0.9 | 0.9 | 0.9 | 0.9 | 0.9 | 0.9 | 0.9 | 0.9
BAU | 75 | PWRURNINDSO | Nuclear, India – South, region XX (investable) | 8 | Efficiency | fraction | User defined | 0 | 0.33 | 0.33 | 0.33 | 0.33 | 0.33 | 0.33 | 0.33 | 0.33 | 0.33 | 0.33 | 0.33 | 0.33 | 0.33 | 0.33 | 0.33 | 0.33 | 0.33 | 0.33 | 0.33 | 0.33 | 0.33 | 0.33 | 0.33 | 0.33 | 0.33 | 0.33 | 0.33 | 0.33
BAU | 75 | PWRURNINDSO | Nuclear, India – South, region XX (investable) | 9 | TotalAnnualMinCapacityInvestment | GW | User defined | 0 | 0 | 0.5 | 4 | 0 | 0 | 0 | 0 | 0 | 0 | 0 | 0 | 0 | 0 | 0 | 0 | 0 | 0 | 0 | 0 | 0 | 0 | 0 | 0 | 0 | 0 | 0 | 0 | 0
BAU | 76 | PWRURNINDEA | Nuclear, India – East, region XX (investable) | 1 | CapitalCost | USD/kW | User defined | 0 | 5103 | 5103 | 5103 | 5103 | 5103 | 5103 | 5103 | 5103 | 5103 | 5103 | 5103 | 5103 | 5103 | 5103 | 5103 | 5103 | 5103 | 5103 | 5103 | 5103 | 5103 | 5103 | 5103 | 5103 | 5103 | 5103 | 5103 | 5103
BAU | 76 | PWRURNINDEA | Nuclear, India – East, region XX (investable) | 2 | FixedCost | USD/kW/yr | User defined | 0 | 134 | 134 | 134 | 134 | 134 | 134 | 134 | 134 | 134 | 134 | 134 | 134 | 134 | 134 | 134 | 134 | 134 | 134 | 134 | 134 | 134 | 134 | 134 | 134 | 134 | 134 | 134 | 134
BAU | 76 | PWRURNINDEA | Nuclear, India – East, region XX (investable) | 3 | ResidualCapacity | GW | User defined | 0 | 0 | 0 | 0 | 0 | 0 | 0 | 0 | 0 | 0 | 0 | 0 | 0 | 0 | 0 | 0 | 0 | 0 | 0 | 0 | 0 | 0 | 0 | 0 | 0 | 0 | 0 | 0 | 0
BAU | 76 | PWRURNINDEA | Nuclear, India – East, region XX (investable) | 4 | TotalAnnualMaxCapacity | GW | User defined | 0
BAU | 76 | PWRURNINDEA | Nuclear, India – East, region XX (investable) | 5 | TotalTechnologyAnnualActivityUpperLimit | PJ | User defined | 0
BAU | 76 | PWRURNINDEA | Nuclear, India – East, region XX (investable) | 6 | TotalAnnualMinCapacity | GW | User defined | 0
BAU | 76 | PWRURNINDEA | Nuclear, India – East, region XX (investable) | 7 | AvailabilityFactor | fraction | User defined | 0 | 0.9 | 0.9 | 0.9 | 0.9 | 0.9 | 0.9 | 0.9 | 0.9 | 0.9 | 0.9 | 0.9 | 0.9 | 0.9 | 0.9 | 0.9 | 0.9 | 0.9 | 0.9 | 0.9 | 0.9 | 0.9 | 0.9 | 0.9 | 0.9 | 0.9 | 0.9 | 0.9 | 0.9
BAU | 76 | PWRURNINDEA | Nuclear, India – East, region XX (investable) | 8 | Efficiency | fraction | User defined | 0 | 0.33 | 0.33 | 0.33 | 0.33 | 0.33 | 0.33 | 0.33 | 0.33 | 0.33 | 0.33 | 0.33 | 0.33 | 0.33 | 0.33 | 0.33 | 0.33 | 0.33 | 0.33 | 0.33 | 0.33 | 0.33 | 0.33 | 0.33 | 0.33 | 0.33 | 0.33 | 0.33 | 0.33
BAU | 76 | PWRURNINDEA | Nuclear, India – East, region XX (investable) | 9 | TotalAnnualMinCapacityInvestment | GW | User defined | 0 | 0 | 0 | 0 | 0 | 0 | 0 | 0 | 0 | 0 | 0 | 0 | 0 | 0 | 0 | 0 | 0 | 0 | 0 | 0 | 0 | 0 | 0 | 0 | 0 | 0 | 0 | 0 | 0
BAU | 77 | PWRURNINDWE | Nuclear, India – West, region XX (investable) | 1 | CapitalCost | USD/kW | User defined | 0 | 5103 | 5103 | 5103 | 5103 | 5103 | 5103 | 5103 | 5103 | 5103 | 5103 | 5103 | 5103 | 5103 | 5103 | 5103 | 5103 | 5103 | 5103 | 5103 | 5103 | 5103 | 5103 | 5103 | 5103 | 5103 | 5103 | 5103 | 5103
BAU | 77 | PWRURNINDWE | Nuclear, India – West, region XX (investable) | 2 | FixedCost | USD/kW/yr | User defined | 0 | 134 | 134 | 134 | 134 | 134 | 134 | 134 | 134 | 134 | 134 | 134 | 134 | 134 | 134 | 134 | 134 | 134 | 134 | 134 | 134 | 134 | 134 | 134 | 134 | 134 | 134 | 134 | 134
BAU | 77 | PWRURNINDWE | Nuclear, India – West, region XX (investable) | 3 | ResidualCapacity | GW | User defined | 0 | 2.54 | 2.54 | 2.54 | 2.54 | 2.54 | 2.54 | 2.54 | 2.54 | 2.54 | 2.54 | 2.54 | 2.54 | 2.54 | 2.54 | 2.54 | 2.54 | 2.54 | 2.54 | 2.54 | 2.54 | 2.54 | 2.54 | 2.54 | 2.54 | 2.54 | 2.54 | 2.54 | 2.54
BAU | 77 | PWRURNINDWE | Nuclear, India – West, region XX (investable) | 4 | TotalAnnualMaxCapacity | GW | User defined | 0
BAU | 77 | PWRURNINDWE | Nuclear, India – West, region XX (investable) | 5 | TotalTechnologyAnnualActivityUpperLimit | PJ | User defined | 0
BAU | 77 | PWRURNINDWE | Nuclear, India – West, region XX (investable) | 6 | TotalAnnualMinCapacity | GW | User defined | 0
BAU | 77 | PWRURNINDWE | Nuclear, India – West, region XX (investable) | 7 | AvailabilityFactor | fraction | User defined | 0 | 0.9 | 0.9 | 0.9 | 0.9 | 0.9 | 0.9 | 0.9 | 0.9 | 0.9 | 0.9 | 0.9 | 0.9 | 0.9 | 0.9 | 0.9 | 0.9 | 0.9 | 0.9 | 0.9 | 0.9 | 0.9 | 0.9 | 0.9 | 0.9 | 0.9 | 0.9 | 0.9 | 0.9
BAU | 77 | PWRURNINDWE | Nuclear, India – West, region XX (investable) | 8 | Efficiency | fraction | User defined | 0 | 0.33 | 0.33 | 0.33 | 0.33 | 0.33 | 0.33 | 0.33 | 0.33 | 0.33 | 0.33 | 0.33 | 0.33 | 0.33 | 0.33 | 0.33 | 0.33 | 0.33 | 0.33 | 0.33 | 0.33 | 0.33 | 0.33 | 0.33 | 0.33 | 0.33 | 0.33 | 0.33 | 0.33
BAU | 77 | PWRURNINDWE | Nuclear, India – West, region XX (investable) | 9 | TotalAnnualMinCapacityInvestment | GW | User defined | 0 | 0 | 0 | 0 | 0 | 0 | 0 | 0 | 0 | 0 | 0 | 0 | 0 | 0 | 0 | 0 | 0 | 0 | 0 | 0 | 0 | 0 | 0 | 0 | 0 | 0 | 0 | 0 | 0
BAU | 78 | PWRURNINDNE | Nuclear, India – Northeast, region XX (investable) | 1 | CapitalCost | USD/kW | User defined | 0 | 5103 | 5103 | 5103 | 5103 | 5103 | 5103 | 5103 | 5103 | 5103 | 5103 | 5103 | 5103 | 5103 | 5103 | 5103 | 5103 | 5103 | 5103 | 5103 | 5103 | 5103 | 5103 | 5103 | 5103 | 5103 | 5103 | 5103 | 5103
BAU | 78 | PWRURNINDNE | Nuclear, India – Northeast, region XX (investable) | 2 | FixedCost | USD/kW/yr | User defined | 0 | 134 | 134 | 134 | 134 | 134 | 134 | 134 | 134 | 134 | 134 | 134 | 134 | 134 | 134 | 134 | 134 | 134 | 134 | 134 | 134 | 134 | 134 | 134 | 134 | 134 | 134 | 134 | 134
BAU | 78 | PWRURNINDNE | Nuclear, India – Northeast, region XX (investable) | 3 | ResidualCapacity | GW | User defined | 0 | 0 | 0 | 0 | 0 | 0 | 0 | 0 | 0 | 0 | 0 | 0 | 0 | 0 | 0 | 0 | 0 | 0 | 0 | 0 | 0 | 0 | 0 | 0 | 0 | 0 | 0 | 0 | 0
BAU | 78 | PWRURNINDNE | Nuclear, India – Northeast, region XX (investable) | 4 | TotalAnnualMaxCapacity | GW | User defined | 0
BAU | 78 | PWRURNINDNE | Nuclear, India – Northeast, region XX (investable) | 5 | TotalTechnologyAnnualActivityUpperLimit | PJ | User defined | 0
BAU | 78 | PWRURNINDNE | Nuclear, India – Northeast, region XX (investable) | 6 | TotalAnnualMinCapacity | GW | User defined | 0
BAU | 78 | PWRURNINDNE | Nuclear, India – Northeast, region XX (investable) | 7 | AvailabilityFactor | fraction | User defined | 0 | 0.9 | 0.9 | 0.9 | 0.9 | 0.9 | 0.9 | 0.9 | 0.9 | 0.9 | 0.9 | 0.9 | 0.9 | 0.9 | 0.9 | 0.9 | 0.9 | 0.9 | 0.9 | 0.9 | 0.9 | 0.9 | 0.9 | 0.9 | 0.9 | 0.9 | 0.9 | 0.9 | 0.9
BAU | 78 | PWRURNINDNE | Nuclear, India – Northeast, region XX (investable) | 8 | Efficiency | fraction | User defined | 0 | 0.33 | 0.33 | 0.33 | 0.33 | 0.33 | 0.33 | 0.33 | 0.33 | 0.33 | 0.33 | 0.33 | 0.33 | 0.33 | 0.33 | 0.33 | 0.33 | 0.33 | 0.33 | 0.33 | 0.33 | 0.33 | 0.33 | 0.33 | 0.33 | 0.33 | 0.33 | 0.33 | 0.33
BAU | 78 | PWRURNINDNE | Nuclear, India – Northeast, region XX (investable) | 9 | TotalAnnualMinCapacityInvestment | GW | User defined | 0 | 0 | 0 | 0 | 0 | 0 | 0 | 0 | 0 | 0 | 0 | 0 | 0 | 0 | 0 | 0 | 0 | 0 | 0 | 0 | 0 | 0 | 0 | 0 | 0 | 0 | 0 | 0 | 0
BAU | 79 | PWRURNBGDXX | Nuclear, Bangladesh, region XX (investable) | 1 | CapitalCost | USD/kW | User defined | 0 | 13267.8 | 13267.8 | 13267.8 | 13267.8 | 13267.8 | 13267.8 | 13267.8 | 13267.8 | 13267.8 | 13267.8 | 13267.8 | 13267.8 | 13267.8 | 13267.8 | 13267.8 | 13267.8 | 13267.8 | 13267.8 | 13267.8 | 13267.8 | 13267.8 | 13267.8 | 13267.8 | 13267.8 | 13267.8 | 13267.8 | 13267.8 | 13267.8
BAU | 79 | PWRURNBGDXX | Nuclear, Bangladesh, region XX (investable) | 2 | FixedCost | USD/kW/yr | User defined | 0 | 348.4 | 348.4 | 348.4 | 348.4 | 348.4 | 348.4 | 348.4 | 348.4 | 348.4 | 348.4 | 348.4 | 348.4 | 348.4 | 348.4 | 348.4 | 348.4 | 348.4 | 348.4 | 348.4 | 348.4 | 348.4 | 348.4 | 348.4 | 348.4 | 348.4 | 348.4 | 348.4 | 348.4
BAU | 79 | PWRURNBGDXX | Nuclear, Bangladesh, region XX (investable) | 3 | ResidualCapacity | GW | User defined | 0 | 0 | 0 | 0 | 0 | 0 | 0 | 0 | 0 | 0 | 0 | 0 | 0 | 0 | 0 | 0 | 0 | 0 | 0 | 0 | 0 | 0 | 0 | 0 | 0 | 0 | 0 | 0 | 0
BAU | 79 | PWRURNBGDXX | Nuclear, Bangladesh, region XX (investable) | 4 | TotalAnnualMaxCapacity | GW | User defined | 0
BAU | 79 | PWRURNBGDXX | Nuclear, Bangladesh, region XX (investable) | 5 | TotalTechnologyAnnualActivityUpperLimit | PJ | User defined | 0
BAU | 79 | PWRURNBGDXX | Nuclear, Bangladesh, region XX (investable) | 6 | TotalAnnualMinCapacity | GW | User defined | 0
BAU | 79 | PWRURNBGDXX | Nuclear, Bangladesh, region XX (investable) | 7 | AvailabilityFactor | fraction | User defined | 0 | 0.9 | 0.9 | 0.9 | 0.9 | 0.9 | 0.9 | 0.9 | 0.9 | 0.9 | 0.9 | 0.9 | 0.9 | 0.9 | 0.9 | 0.9 | 0.9 | 0.9 | 0.9 | 0.9 | 0.9 | 0.9 | 0.9 | 0.9 | 0.9 | 0.9 | 0.9 | 0.9 | 0.9
BAU | 79 | PWRURNBGDXX | Nuclear, Bangladesh, region XX (investable) | 8 | Efficiency | fraction | User defined | 0 | 0.33 | 0.33 | 0.33 | 0.33 | 0.33 | 0.33 | 0.33 | 0.33 | 0.33 | 0.33 | 0.33 | 0.33 | 0.33 | 0.33 | 0.33 | 0.33 | 0.33 | 0.33 | 0.33 | 0.33 | 0.33 | 0.33 | 0.33 | 0.33 | 0.33 | 0.33 | 0.33 | 0.33
BAU | 79 | PWRURNBGDXX | Nuclear, Bangladesh, region XX (investable) | 9 | TotalAnnualMinCapacityInvestment | GW | User defined | 0 | 0 | 1.2 | 1.2 | 0 | 0 | 0 | 0 | 0 | 0 | 0 | 0 | 0 | 0 | 0 | 0 | 0 | 0 | 0 | 0 | 0 | 0 | 0 | 0 | 0 | 0 | 0 | 0 | 0
BAU | 80 | PWRGEOINDNO | Geothermal, India – North, region XX (investable) | 1 | CapitalCost | USD/kW | User defined | 0 | 4589 | 4566.5 | 4544 | 4522 | 4500 | 4478 | 4456 | 4434 | 4412.6 | 4391.2 | 4369.8 | 4348.4 | 4327 | 4306 | 4285 | 4264 | 4243 | 4222 | 4201.6 | 4181.2 | 4160.8 | 4140.4 | 4120 | 4100 | 4080 | 4060 | 4040 | 4020
BAU | 80 | PWRGEOINDNO | Geothermal, India – North, region XX (investable) | 2 | FixedCost | USD/kW/yr | User defined | 0 | 120 | 120 | 120 | 120 | 120 | 120 | 120 | 120 | 120 | 120 | 120 | 120 | 120 | 120 | 120 | 120 | 120 | 120 | 120 | 120 | 120 | 120 | 120 | 120 | 120 | 120 | 120 | 120
BAU | 80 | PWRGEOINDNO | Geothermal, India – North, region XX (investable) | 3 | ResidualCapacity | GW | User defined | 0 | 0 | 0 | 0 | 0 | 0 | 0 | 0 | 0 | 0 | 0 | 0 | 0 | 0 | 0 | 0 | 0 | 0 | 0 | 0 | 0 | 0 | 0 | 0 | 0 | 0 | 0 | 0 | 0
BAU | 80 | PWRGEOINDNO | Geothermal, India – North, region XX (investable) | 4 | TotalAnnualMaxCapacity | GW | User defined | 0
BAU | 80 | PWRGEOINDNO | Geothermal, India – North, region XX (investable) | 5 | TotalTechnologyAnnualActivityUpperLimit | PJ | User defined | 0
BAU | 80 | PWRGEOINDNO | Geothermal, India – North, region XX (investable) | 6 | TotalAnnualMinCapacity | GW | User defined | 0
BAU | 80 | PWRGEOINDNO | Geothermal, India – North, region XX (investable) | 7 | AvailabilityFactor | fraction | User defined | 0 | 0.9 | 0.9 | 0.9 | 0.9 | 0.9 | 0.9 | 0.9 | 0.9 | 0.9 | 0.9 | 0.9 | 0.9 | 0.9 | 0.9 | 0.9 | 0.9 | 0.9 | 0.9 | 0.9 | 0.9 | 0.9 | 0.9 | 0.9 | 0.9 | 0.9 | 0.9 | 0.9 | 0.9
BAU | 80 | PWRGEOINDNO | Geothermal, India – North, region XX (investable) | 8 | Efficiency | fraction | User defined | 0 | 0.15 | 0.15 | 0.15 | 0.15 | 0.15 | 0.15 | 0.15 | 0.15 | 0.15 | 0.15 | 0.15 | 0.15 | 0.15 | 0.15 | 0.15 | 0.15 | 0.15 | 0.15 | 0.15 | 0.15 | 0.15 | 0.15 | 0.15 | 0.15 | 0.15 | 0.15 | 0.15 | 0.15
BAU | 80 | PWRGEOINDNO | Geothermal, India – North, region XX (investable) | 9 | TotalAnnualMinCapacityInvestment | GW | User defined | 0 | 0 | 0 | 0 | 0 | 0 | 0 | 0 | 0 | 0 | 0 | 0 | 0 | 0 | 0 | 0 | 0 | 0 | 0 | 0 | 0 | 0 | 0 | 0 | 0 | 0 | 0 | 0 | 0
BAU | 81 | PWRSDSBGDXX | Short-duration storage (Li-ion 4h), Bangladesh, region XX (investable) | 1 | CapitalCost | USD/kW | User defined | 0 | 1058.4 | 964.8 | 871.2 | 844.6 | 817.9 | 791.3 | 764.6 | 738 | 727.4 | 716.9 | 706.3 | 695.8 | 685.2 | 674.9 | 664.6 | 654.2 | 643.9 | 633.6 | 622.8 | 612 | 601.2 | 590.4 | 579.6 | 569 | 558.5 | 547.9 | 537.4 | 526.8
BAU | 81 | PWRSDSBGDXX | Short-duration storage (Li-ion 4h), Bangladesh, region XX (investable) | 2 | FixedCost | USD/kW/yr | User defined | 0 | 24 | 24.6 | 25.2 | 24.24 | 23.28 | 22.32 | 21.36 | 20.4 | 20.4 | 20.4 | 20.4 | 20.4 | 20.4 | 20.16 | 19.92 | 19.68 | 19.44 | 19.2 | 19.2 | 19.2 | 19.2 | 19.2 | 19.2 | 18.96 | 18.72 | 18.48 | 18.24 | 18
BAU | 81 | PWRSDSBGDXX | Short-duration storage (Li-ion 4h), Bangladesh, region XX (investable) | 3 | ResidualCapacity | GW | User defined | 0 | 0 | 0 | 0 | 0 | 0 | 0 | 0 | 0 | 0 | 0 | 0 | 0 | 0 | 0 | 0 | 0 | 0 | 0 | 0 | 0 | 0 | 0 | 0 | 0 | 0 | 0 | 0 | 0
BAU | 81 | PWRSDSBGDXX | Short-duration storage (Li-ion 4h), Bangladesh, region XX (investable) | 4 | TotalAnnualMaxCapacity | GW | User defined | 0
BAU | 81 | PWRSDSBGDXX | Short-duration storage (Li-ion 4h), Bangladesh, region XX (investable) | 5 | TotalTechnologyAnnualActivityUpperLimit | PJ | User defined | 0
BAU | 81 | PWRSDSBGDXX | Short-duration storage (Li-ion 4h), Bangladesh, region XX (investable) | 6 | TotalAnnualMinCapacity | GW | User defined | 0
BAU | 81 | PWRSDSBGDXX | Short-duration storage (Li-ion 4h), Bangladesh, region XX (investable) | 7 | AvailabilityFactor | fraction | User defined | 0 | bar: 2023 to 2050
BAU | 81 | PWRSDSBGDXX | Short-duration storage (Li-ion 4h), Bangladesh, region XX (investable) | 8 | Efficiency | fraction | User defined | 0 | 0.9 | 0.9 | 0.9 | 0.9 | 0.9 | 0.9 | 0.9 | 0.9 | 0.9 | 0.9 | 0.9 | 0.9 | 0.9 | 0.9 | 0.9 | 0.9 | 0.9 | 0.9 | 0.9 | 0.9 | 0.9 | 0.9 | 0.9 | 0.9 | 0.9 | 0.9 | 0.9 | 0.9
BAU | 81 | PWRSDSBGDXX | Short-duration storage (Li-ion 4h), Bangladesh, region XX (investable) | 9 | TotalAnnualMinCapacityInvestment | GW | User defined | 0 | 0 | 0 | 0 | 0 | 0 | 0 | 0 | 0 | 0 | 0 | 0 | 0 | 0 | 0 | 0 | 0 | 0 | 0 | 0 | 0 | 0 | 0 | 0 | 0 | 0 | 0 | 0 | 0
BAU | 82 | PWRSDSBTNXX | Short-duration storage (Li-ion 4h), Bhutan, region XX (investable) | 1 | CapitalCost | USD/kW | User defined | 0 | 970.2 | 884.4 | 798.6 | 774.2 | 749.8 | 725.3 | 700.9 | 676.5 | 666.8 | 657.1 | 647.5 | 637.8 | 628.1 | 618.6 | 609.2 | 599.7 | 590.3 | 580.8 | 570.9 | 561 | 551.1 | 541.2 | 531.3 | 521.6 | 511.9 | 502.3 | 492.6 | 482.9
BAU | 82 | PWRSDSBTNXX | Short-duration storage (Li-ion 4h), Bhutan, region XX (investable) | 2 | FixedCost | USD/kW/yr | User defined | 0 | 28 | 28.7 | 29.4 | 28.28 | 27.16 | 26.04 | 24.92 | 23.8 | 23.8 | 23.8 | 23.8 | 23.8 | 23.8 | 23.52 | 23.24 | 22.96 | 22.68 | 22.4 | 22.4 | 22.4 | 22.4 | 22.4 | 22.4 | 22.12 | 21.84 | 21.56 | 21.28 | 21
BAU | 82 | PWRSDSBTNXX | Short-duration storage (Li-ion 4h), Bhutan, region XX (investable) | 3 | ResidualCapacity | GW | User defined | 0 | 0 | 0 | 0 | 0 | 0 | 0 | 0 | 0 | 0 | 0 | 0 | 0 | 0 | 0 | 0 | 0 | 0 | 0 | 0 | 0 | 0 | 0 | 0 | 0 | 0 | 0 | 0 | 0
BAU | 82 | PWRSDSBTNXX | Short-duration storage (Li-ion 4h), Bhutan, region XX (investable) | 4 | TotalAnnualMaxCapacity | GW | User defined | 0
BAU | 82 | PWRSDSBTNXX | Short-duration storage (Li-ion 4h), Bhutan, region XX (investable) | 5 | TotalTechnologyAnnualActivityUpperLimit | PJ | User defined | 0
BAU | 82 | PWRSDSBTNXX | Short-duration storage (Li-ion 4h), Bhutan, region XX (investable) | 6 | TotalAnnualMinCapacity | GW | User defined | 0
BAU | 82 | PWRSDSBTNXX | Short-duration storage (Li-ion 4h), Bhutan, region XX (investable) | 7 | AvailabilityFactor | fraction | User defined | 0 | bar: 2023 to 2050
BAU | 82 | PWRSDSBTNXX | Short-duration storage (Li-ion 4h), Bhutan, region XX (investable) | 8 | Efficiency | fraction | User defined | 0 | 0.9 | 0.9 | 0.9 | 0.9 | 0.9 | 0.9 | 0.9 | 0.9 | 0.9 | 0.9 | 0.9 | 0.9 | 0.9 | 0.9 | 0.9 | 0.9 | 0.9 | 0.9 | 0.9 | 0.9 | 0.9 | 0.9 | 0.9 | 0.9 | 0.9 | 0.9 | 0.9 | 0.9
BAU | 82 | PWRSDSBTNXX | Short-duration storage (Li-ion 4h), Bhutan, region XX (investable) | 9 | TotalAnnualMinCapacityInvestment | GW | User defined | 0 | 0 | 0 | 0 | 0 | 0 | 0 | 0 | 0 | 0 | 0 | 0 | 0 | 0 | 0 | 0 | 0 | 0 | 0 | 0 | 0 | 0 | 0 | 0 | 0 | 0 | 0 | 0 | 0
BAU | 83 | PWRSDSINDNO | Short-duration storage (Li-ion 4h), India – North, region XX (investable) | 1 | CapitalCost | USD/kW | User defined | 0 | 882 | 804 | 726 | 703.8 | 681.6 | 659.4 | 637.2 | 615 | 606.2 | 597.4 | 588.6 | 579.8 | 571 | 562.4 | 553.8 | 545.2 | 536.6 | 528 | 519 | 510 | 501 | 492 | 483 | 474.2 | 465.4 | 456.6 | 447.8 | 439
BAU | 83 | PWRSDSINDNO | Short-duration storage (Li-ion 4h), India – North, region XX (investable) | 2 | FixedCost | USD/kW/yr | User defined | 0 | 20 | 20.5 | 21 | 20.2 | 19.4 | 18.6 | 17.8 | 17 | 17 | 17 | 17 | 17 | 17 | 16.8 | 16.6 | 16.4 | 16.2 | 16 | 16 | 16 | 16 | 16 | 16 | 15.8 | 15.6 | 15.4 | 15.2 | 15
BAU | 83 | PWRSDSINDNO | Short-duration storage (Li-ion 4h), India – North, region XX (investable) | 3 | ResidualCapacity | GW | User defined | 0 | 0 | 0 | 0 | 0 | 0 | 0 | 0 | 0 | 0 | 0 | 0 | 0 | 0 | 0 | 0 | 0 | 0 | 0 | 0 | 0 | 0 | 0 | 0 | 0 | 0 | 0 | 0 | 0
BAU | 83 | PWRSDSINDNO | Short-duration storage (Li-ion 4h), India – North, region XX (investable) | 4 | TotalAnnualMaxCapacity | GW | User defined | 0
BAU | 83 | PWRSDSINDNO | Short-duration storage (Li-ion 4h), India – North, region XX (investable) | 5 | TotalTechnologyAnnualActivityUpperLimit | PJ | User defined | 0
BAU | 83 | PWRSDSINDNO | Short-duration storage (Li-ion 4h), India – North, region XX (investable) | 6 | TotalAnnualMinCapacity | GW | User defined | 0
BAU | 83 | PWRSDSINDNO | Short-duration storage (Li-ion 4h), India – North, region XX (investable) | 7 | AvailabilityFactor | fraction | User defined | 0 | bar: 2023 to 2050
BAU | 83 | PWRSDSINDNO | Short-duration storage (Li-ion 4h), India – North, region XX (investable) | 8 | Efficiency | fraction | User defined | 0 | 0.9 | 0.9 | 0.9 | 0.9 | 0.9 | 0.9 | 0.9 | 0.9 | 0.9 | 0.9 | 0.9 | 0.9 | 0.9 | 0.9 | 0.9 | 0.9 | 0.9 | 0.9 | 0.9 | 0.9 | 0.9 | 0.9 | 0.9 | 0.9 | 0.9 | 0.9 | 0.9 | 0.9
BAU | 83 | PWRSDSINDNO | Short-duration storage (Li-ion 4h), India – North, region XX (investable) | 9 | TotalAnnualMinCapacityInvestment | GW | User defined | 0 | 0 | 0 | 0 | 0 | 0 | 0 | 0 | 0 | 0 | 0 | 0 | 0 | 0 | 0 | 0 | 0 | 0 | 0 | 0 | 0 | 0 | 0 | 0 | 0 | 0 | 0 | 0 | 0
BAU | 84 | PWRSDSINDSO | Short-duration storage (Li-ion 4h), India – South, region XX (investable) | 1 | CapitalCost | USD/kW | User defined | 0 | 882 | 804 | 726 | 703.8 | 681.6 | 659.4 | 637.2 | 615 | 606.2 | 597.4 | 588.6 | 579.8 | 571 | 562.4 | 553.8 | 545.2 | 536.6 | 528 | 519 | 510 | 501 | 492 | 483 | 474.2 | 465.4 | 456.6 | 447.8 | 439
BAU | 84 | PWRSDSINDSO | Short-duration storage (Li-ion 4h), India – South, region XX (investable) | 2 | FixedCost | USD/kW/yr | User defined | 0 | 20 | 20.5 | 21 | 20.2 | 19.4 | 18.6 | 17.8 | 17 | 17 | 17 | 17 | 17 | 17 | 16.8 | 16.6 | 16.4 | 16.2 | 16 | 16 | 16 | 16 | 16 | 16 | 15.8 | 15.6 | 15.4 | 15.2 | 15
BAU | 84 | PWRSDSINDSO | Short-duration storage (Li-ion 4h), India – South, region XX (investable) | 3 | ResidualCapacity | GW | User defined | 0 | 0 | 0 | 0 | 0 | 0 | 0 | 0 | 0 | 0 | 0 | 0 | 0 | 0 | 0 | 0 | 0 | 0 | 0 | 0 | 0 | 0 | 0 | 0 | 0 | 0 | 0 | 0 | 0
BAU | 84 | PWRSDSINDSO | Short-duration storage (Li-ion 4h), India – South, region XX (investable) | 4 | TotalAnnualMaxCapacity | GW | User defined | 0
BAU | 84 | PWRSDSINDSO | Short-duration storage (Li-ion 4h), India – South, region XX (investable) | 5 | TotalTechnologyAnnualActivityUpperLimit | PJ | User defined | 0
BAU | 84 | PWRSDSINDSO | Short-duration storage (Li-ion 4h), India – South, region XX (investable) | 6 | TotalAnnualMinCapacity | GW | User defined | 0
BAU | 84 | PWRSDSINDSO | Short-duration storage (Li-ion 4h), India – South, region XX (investable) | 7 | AvailabilityFactor | fraction | User defined | 0 | bar: 2023 to 2050
BAU | 84 | PWRSDSINDSO | Short-duration storage (Li-ion 4h), India – South, region XX (investable) | 8 | Efficiency | fraction | User defined | 0 | 0.9 | 0.9 | 0.9 | 0.9 | 0.9 | 0.9 | 0.9 | 0.9 | 0.9 | 0.9 | 0.9 | 0.9 | 0.9 | 0.9 | 0.9 | 0.9 | 0.9 | 0.9 | 0.9 | 0.9 | 0.9 | 0.9 | 0.9 | 0.9 | 0.9 | 0.9 | 0.9 | 0.9
BAU | 84 | PWRSDSINDSO | Short-duration storage (Li-ion 4h), India – South, region XX (investable) | 9 | TotalAnnualMinCapacityInvestment | GW | User defined | 0 | 0 | 0 | 0 | 0 | 0 | 0 | 0 | 0 | 0 | 0 | 0 | 0 | 0 | 0 | 0 | 0 | 0 | 0 | 0 | 0 | 0 | 0 | 0 | 0 | 0 | 0 | 0 | 0
BAU | 85 | PWRSDSINDEA | Short-duration storage (Li-ion 4h), India – East, region XX (investable) | 1 | CapitalCost | USD/kW | User defined | 0 | 882 | 804 | 726 | 703.8 | 681.6 | 659.4 | 637.2 | 615 | 606.2 | 597.4 | 588.6 | 579.8 | 571 | 562.4 | 553.8 | 545.2 | 536.6 | 528 | 519 | 510 | 501 | 492 | 483 | 474.2 | 465.4 | 456.6 | 447.8 | 439
BAU | 85 | PWRSDSINDEA | Short-duration storage (Li-ion 4h), India – East, region XX (investable) | 2 | FixedCost | USD/kW/yr | User defined | 0 | 20 | 20.5 | 21 | 20.2 | 19.4 | 18.6 | 17.8 | 17 | 17 | 17 | 17 | 17 | 17 | 16.8 | 16.6 | 16.4 | 16.2 | 16 | 16 | 16 | 16 | 16 | 16 | 15.8 | 15.6 | 15.4 | 15.2 | 15
BAU | 85 | PWRSDSINDEA | Short-duration storage (Li-ion 4h), India – East, region XX (investable) | 3 | ResidualCapacity | GW | User defined | 0 | 0 | 0 | 0 | 0 | 0 | 0 | 0 | 0 | 0 | 0 | 0 | 0 | 0 | 0 | 0 | 0 | 0 | 0 | 0 | 0 | 0 | 0 | 0 | 0 | 0 | 0 | 0 | 0
BAU | 85 | PWRSDSINDEA | Short-duration storage (Li-ion 4h), India – East, region XX (investable) | 4 | TotalAnnualMaxCapacity | GW | User defined | 0
BAU | 85 | PWRSDSINDEA | Short-duration storage (Li-ion 4h), India – East, region XX (investable) | 5 | TotalTechnologyAnnualActivityUpperLimit | PJ | User defined | 0
BAU | 85 | PWRSDSINDEA | Short-duration storage (Li-ion 4h), India – East, region XX (investable) | 6 | TotalAnnualMinCapacity | GW | User defined | 0
BAU | 85 | PWRSDSINDEA | Short-duration storage (Li-ion 4h), India – East, region XX (investable) | 7 | AvailabilityFactor | fraction | User defined | 0 | bar: 2023 to 2050
BAU | 85 | PWRSDSINDEA | Short-duration storage (Li-ion 4h), India – East, region XX (investable) | 8 | Efficiency | fraction | User defined | 0 | 0.9 | 0.9 | 0.9 | 0.9 | 0.9 | 0.9 | 0.9 | 0.9 | 0.9 | 0.9 | 0.9 | 0.9 | 0.9 | 0.9 | 0.9 | 0.9 | 0.9 | 0.9 | 0.9 | 0.9 | 0.9 | 0.9 | 0.9 | 0.9 | 0.9 | 0.9 | 0.9 | 0.9
BAU | 85 | PWRSDSINDEA | Short-duration storage (Li-ion 4h), India – East, region XX (investable) | 9 | TotalAnnualMinCapacityInvestment | GW | User defined | 0 | 0 | 0 | 0 | 0 | 0 | 0 | 0 | 0 | 0 | 0 | 0 | 0 | 0 | 0 | 0 | 0 | 0 | 0 | 0 | 0 | 0 | 0 | 0 | 0 | 0 | 0 | 0 | 0
BAU | 86 | PWRSDSINDWE | Short-duration storage (Li-ion 4h), India – West, region XX (investable) | 1 | CapitalCost | USD/kW | User defined | 0 | 882 | 804 | 726 | 703.8 | 681.6 | 659.4 | 637.2 | 615 | 606.2 | 597.4 | 588.6 | 579.8 | 571 | 562.4 | 553.8 | 545.2 | 536.6 | 528 | 519 | 510 | 501 | 492 | 483 | 474.2 | 465.4 | 456.6 | 447.8 | 439
BAU | 86 | PWRSDSINDWE | Short-duration storage (Li-ion 4h), India – West, region XX (investable) | 2 | FixedCost | USD/kW/yr | User defined | 0 | 20 | 20.5 | 21 | 20.2 | 19.4 | 18.6 | 17.8 | 17 | 17 | 17 | 17 | 17 | 17 | 16.8 | 16.6 | 16.4 | 16.2 | 16 | 16 | 16 | 16 | 16 | 16 | 15.8 | 15.6 | 15.4 | 15.2 | 15
BAU | 86 | PWRSDSINDWE | Short-duration storage (Li-ion 4h), India – West, region XX (investable) | 3 | ResidualCapacity | GW | User defined | 0 | 0 | 0 | 0 | 0 | 0 | 0 | 0 | 0 | 0 | 0 | 0 | 0 | 0 | 0 | 0 | 0 | 0 | 0 | 0 | 0 | 0 | 0 | 0 | 0 | 0 | 0 | 0 | 0
BAU | 86 | PWRSDSINDWE | Short-duration storage (Li-ion 4h), India – West, region XX (investable) | 4 | TotalAnnualMaxCapacity | GW | User defined | 0
BAU | 86 | PWRSDSINDWE | Short-duration storage (Li-ion 4h), India – West, region XX (investable) | 5 | TotalTechnologyAnnualActivityUpperLimit | PJ | User defined | 0
BAU | 86 | PWRSDSINDWE | Short-duration storage (Li-ion 4h), India – West, region XX (investable) | 6 | TotalAnnualMinCapacity | GW | User defined | 0
BAU | 86 | PWRSDSINDWE | Short-duration storage (Li-ion 4h), India – West, region XX (investable) | 7 | AvailabilityFactor | fraction | User defined | 0 | bar: 2023 to 2050
BAU | 86 | PWRSDSINDWE | Short-duration storage (Li-ion 4h), India – West, region XX (investable) | 8 | Efficiency | fraction | User defined | 0 | 0.9 | 0.9 | 0.9 | 0.9 | 0.9 | 0.9 | 0.9 | 0.9 | 0.9 | 0.9 | 0.9 | 0.9 | 0.9 | 0.9 | 0.9 | 0.9 | 0.9 | 0.9 | 0.9 | 0.9 | 0.9 | 0.9 | 0.9 | 0.9 | 0.9 | 0.9 | 0.9 | 0.9
BAU | 86 | PWRSDSINDWE | Short-duration storage (Li-ion 4h), India – West, region XX (investable) | 9 | TotalAnnualMinCapacityInvestment | GW | User defined | 0 | 0 | 0 | 0 | 0 | 0 | 0 | 0 | 0 | 0 | 0 | 0 | 0 | 0 | 0 | 0 | 0 | 0 | 0 | 0 | 0 | 0 | 0 | 0 | 0 | 0 | 0 | 0 | 0
BAU | 87 | PWRSDSINDNE | Short-duration storage (Li-ion 4h), India – Northeast, region XX (investable) | 1 | CapitalCost | USD/kW | User defined | 0 | 882 | 804 | 726 | 703.8 | 681.6 | 659.4 | 637.2 | 615 | 606.2 | 597.4 | 588.6 | 579.8 | 571 | 562.4 | 553.8 | 545.2 | 536.6 | 528 | 519 | 510 | 501 | 492 | 483 | 474.2 | 465.4 | 456.6 | 447.8 | 439
BAU | 87 | PWRSDSINDNE | Short-duration storage (Li-ion 4h), India – Northeast, region XX (investable) | 2 | FixedCost | USD/kW/yr | User defined | 0 | 20 | 20.5 | 21 | 20.2 | 19.4 | 18.6 | 17.8 | 17 | 17 | 17 | 17 | 17 | 17 | 16.8 | 16.6 | 16.4 | 16.2 | 16 | 16 | 16 | 16 | 16 | 16 | 15.8 | 15.6 | 15.4 | 15.2 | 15
BAU | 87 | PWRSDSINDNE | Short-duration storage (Li-ion 4h), India – Northeast, region XX (investable) | 3 | ResidualCapacity | GW | User defined | 0 | 0 | 0 | 0 | 0 | 0 | 0 | 0 | 0 | 0 | 0 | 0 | 0 | 0 | 0 | 0 | 0 | 0 | 0 | 0 | 0 | 0 | 0 | 0 | 0 | 0 | 0 | 0 | 0
BAU | 87 | PWRSDSINDNE | Short-duration storage (Li-ion 4h), India – Northeast, region XX (investable) | 4 | TotalAnnualMaxCapacity | GW | User defined | 0
BAU | 87 | PWRSDSINDNE | Short-duration storage (Li-ion 4h), India – Northeast, region XX (investable) | 5 | TotalTechnologyAnnualActivityUpperLimit | PJ | User defined | 0
BAU | 87 | PWRSDSINDNE | Short-duration storage (Li-ion 4h), India – Northeast, region XX (investable) | 6 | TotalAnnualMinCapacity | GW | User defined | 0
BAU | 87 | PWRSDSINDNE | Short-duration storage (Li-ion 4h), India – Northeast, region XX (investable) | 7 | AvailabilityFactor | fraction | User defined | 0 | bar: 2023 to 2050
BAU | 87 | PWRSDSINDNE | Short-duration storage (Li-ion 4h), India – Northeast, region XX (investable) | 8 | Efficiency | fraction | User defined | 0 | 0.9 | 0.9 | 0.9 | 0.9 | 0.9 | 0.9 | 0.9 | 0.9 | 0.9 | 0.9 | 0.9 | 0.9 | 0.9 | 0.9 | 0.9 | 0.9 | 0.9 | 0.9 | 0.9 | 0.9 | 0.9 | 0.9 | 0.9 | 0.9 | 0.9 | 0.9 | 0.9 | 0.9
BAU | 87 | PWRSDSINDNE | Short-duration storage (Li-ion 4h), India – Northeast, region XX (investable) | 9 | TotalAnnualMinCapacityInvestment | GW | User defined | 0 | 0 | 0 | 0 | 0 | 0 | 0 | 0 | 0 | 0 | 0 | 0 | 0 | 0 | 0 | 0 | 0 | 0 | 0 | 0 | 0 | 0 | 0 | 0 | 0 | 0 | 0 | 0 | 0
BAU | 88 | PWRSDSNPLXX | Short-duration storage (Li-ion 4h), Nepal, region XX (investable) | 1 | CapitalCost | USD/kW | User defined | 0 | 1146.6 | 1045.2 | 943.8 | 914.9 | 886.1 | 857.2 | 828.4 | 799.5 | 788.1 | 776.6 | 765.2 | 753.7 | 742.3 | 731.1 | 719.9 | 708.8 | 697.6 | 686.4 | 674.7 | 663 | 651.3 | 639.6 | 627.9 | 616.5 | 605 | 593.6 | 582.1 | 570.7
BAU | 88 | PWRSDSNPLXX | Short-duration storage (Li-ion 4h), Nepal, region XX (investable) | 2 | FixedCost | USD/kW/yr | User defined | 0 | 26 | 26.65 | 27.3 | 26.26 | 25.22 | 24.18 | 23.14 | 22.1 | 22.1 | 22.1 | 22.1 | 22.1 | 22.1 | 21.84 | 21.58 | 21.32 | 21.06 | 20.8 | 20.8 | 20.8 | 20.8 | 20.8 | 20.8 | 20.54 | 20.28 | 20.02 | 19.76 | 19.5
BAU | 88 | PWRSDSNPLXX | Short-duration storage (Li-ion 4h), Nepal, region XX (investable) | 3 | ResidualCapacity | GW | User defined | 0 | 0 | 0 | 0 | 0 | 0 | 0 | 0 | 0 | 0 | 0 | 0 | 0 | 0 | 0 | 0 | 0 | 0 | 0 | 0 | 0 | 0 | 0 | 0 | 0 | 0 | 0 | 0 | 0
BAU | 88 | PWRSDSNPLXX | Short-duration storage (Li-ion 4h), Nepal, region XX (investable) | 4 | TotalAnnualMaxCapacity | GW | User defined | 0
BAU | 88 | PWRSDSNPLXX | Short-duration storage (Li-ion 4h), Nepal, region XX (investable) | 5 | TotalTechnologyAnnualActivityUpperLimit | PJ | User defined | 0
BAU | 88 | PWRSDSNPLXX | Short-duration storage (Li-ion 4h), Nepal, region XX (investable) | 6 | TotalAnnualMinCapacity | GW | User defined | 0
BAU | 88 | PWRSDSNPLXX | Short-duration storage (Li-ion 4h), Nepal, region XX (investable) | 7 | AvailabilityFactor | fraction | User defined | 0 | bar: 2023 to 2050
BAU | 88 | PWRSDSNPLXX | Short-duration storage (Li-ion 4h), Nepal, region XX (investable) | 8 | Efficiency | fraction | User defined | 0 | 0.9 | 0.9 | 0.9 | 0.9 | 0.9 | 0.9 | 0.9 | 0.9 | 0.9 | 0.9 | 0.9 | 0.9 | 0.9 | 0.9 | 0.9 | 0.9 | 0.9 | 0.9 | 0.9 | 0.9 | 0.9 | 0.9 | 0.9 | 0.9 | 0.9 | 0.9 | 0.9 | 0.9
BAU | 88 | PWRSDSNPLXX | Short-duration storage (Li-ion 4h), Nepal, region XX (investable) | 9 | TotalAnnualMinCapacityInvestment | GW | User defined | 0 | 0 | 0 | 0 | 0 | 0 | 0 | 0 | 0 | 0 | 0 | 0 | 0 | 0 | 0 | 0 | 0 | 0 | 0 | 0 | 0 | 0 | 0 | 0 | 0 | 0 | 0 | 0 | 0
BAU | 89 | PWRSDSLKAXX | Short-duration storage (Li-ion 4h), Sri Lanka, region XX (investable) | 1 | CapitalCost | USD/kW | User defined | 0 | 1323 | 1206 | 1089 | 1055.7 | 1022.4 | 989.1 | 955.8 | 922.5 | 909.3 | 896.1 | 882.9 | 869.7 | 856.5 | 843.6 | 830.7 | 817.8 | 804.9 | 792 | 778.5 | 765 | 751.5 | 738 | 724.5 | 711.3 | 698.1 | 684.9 | 671.7 | 658.5
BAU | 89 | PWRSDSLKAXX | Short-duration storage (Li-ion 4h), Sri Lanka, region XX (investable) | 2 | FixedCost | USD/kW/yr | User defined | 0 | 30 | 30.75 | 31.5 | 30.3 | 29.1 | 27.9 | 26.7 | 25.5 | 25.5 | 25.5 | 25.5 | 25.5 | 25.5 | 25.2 | 24.9 | 24.6 | 24.3 | 24 | 24 | 24 | 24 | 24 | 24 | 23.7 | 23.4 | 23.1 | 22.8 | 22.5
BAU | 89 | PWRSDSLKAXX | Short-duration storage (Li-ion 4h), Sri Lanka, region XX (investable) | 3 | ResidualCapacity | GW | User defined | 0 | 0 | 0 | 0 | 0 | 0 | 0 | 0 | 0 | 0 | 0 | 0 | 0 | 0 | 0 | 0 | 0 | 0 | 0 | 0 | 0 | 0 | 0 | 0 | 0 | 0 | 0 | 0 | 0
BAU | 89 | PWRSDSLKAXX | Short-duration storage (Li-ion 4h), Sri Lanka, region XX (investable) | 4 | TotalAnnualMaxCapacity | GW | User defined | 0
BAU | 89 | PWRSDSLKAXX | Short-duration storage (Li-ion 4h), Sri Lanka, region XX (investable) | 5 | TotalTechnologyAnnualActivityUpperLimit | PJ | User defined | 0
BAU | 89 | PWRSDSLKAXX | Short-duration storage (Li-ion 4h), Sri Lanka, region XX (investable) | 6 | TotalAnnualMinCapacity | GW | User defined | 0
BAU | 89 | PWRSDSLKAXX | Short-duration storage (Li-ion 4h), Sri Lanka, region XX (investable) | 7 | AvailabilityFactor | fraction | User defined | 0 | bar: 2023 to 2050
BAU | 89 | PWRSDSLKAXX | Short-duration storage (Li-ion 4h), Sri Lanka, region XX (investable) | 8 | Efficiency | fraction | User defined | 0 | 0.9 | 0.9 | 0.9 | 0.9 | 0.9 | 0.9 | 0.9 | 0.9 | 0.9 | 0.9 | 0.9 | 0.9 | 0.9 | 0.9 | 0.9 | 0.9 | 0.9 | 0.9 | 0.9 | 0.9 | 0.9 | 0.9 | 0.9 | 0.9 | 0.9 | 0.9 | 0.9 | 0.9
BAU | 89 | PWRSDSLKAXX | Short-duration storage (Li-ion 4h), Sri Lanka, region XX (investable) | 9 | TotalAnnualMinCapacityInvestment | GW | User defined | 0 | 0 | 0 | 0.005 | 0.1 | 0 | 0.1 | 0.1 | 0.05 | 0.1 | 0.2 | 0 | 0 | 0 | 0 | 0 | 0 | 0 | 0 | 0 | 0 | 0 | 0.05 | 0 | 0 | 0 | 0 | 0 | 0
BAU | 90 | PWRSDSMDVXX | Short-duration storage (Li-ion 4h), Maldives, region XX (investable) | 1 | CapitalCost | USD/kW | User defined | 0 | 1323 | 1206 | 1089 | 1055.7 | 1022.4 | 989.1 | 955.8 | 922.5 | 909.3 | 896.1 | 882.9 | 869.7 | 856.5 | 843.6 | 830.7 | 817.8 | 804.9 | 792 | 778.5 | 765 | 751.5 | 738 | 724.5 | 711.3 | 698.1 | 684.9 | 671.7 | 658.5
BAU | 90 | PWRSDSMDVXX | Short-duration storage (Li-ion 4h), Maldives, region XX (investable) | 2 | FixedCost | USD/kW/yr | User defined | 0 | 30 | 30.75 | 31.5 | 30.3 | 29.1 | 27.9 | 26.7 | 25.5 | 25.5 | 25.5 | 25.5 | 25.5 | 25.5 | 25.2 | 24.9 | 24.6 | 24.3 | 24 | 24 | 24 | 24 | 24 | 24 | 23.7 | 23.4 | 23.1 | 22.8 | 22.5
BAU | 90 | PWRSDSMDVXX | Short-duration storage (Li-ion 4h), Maldives, region XX (investable) | 3 | ResidualCapacity | GW | User defined | 0 | 0 | 0 | 0 | 0 | 0 | 0 | 0 | 0 | 0 | 0 | 0 | 0 | 0 | 0 | 0 | 0 | 0 | 0 | 0 | 0 | 0 | 0 | 0 | 0 | 0 | 0 | 0 | 0
BAU | 90 | PWRSDSMDVXX | Short-duration storage (Li-ion 4h), Maldives, region XX (investable) | 4 | TotalAnnualMaxCapacity | GW | User defined | 0
BAU | 90 | PWRSDSMDVXX | Short-duration storage (Li-ion 4h), Maldives, region XX (investable) | 5 | TotalTechnologyAnnualActivityUpperLimit | PJ | User defined | 0
BAU | 90 | PWRSDSMDVXX | Short-duration storage (Li-ion 4h), Maldives, region XX (investable) | 6 | TotalAnnualMinCapacity | GW | User defined | 0
BAU | 90 | PWRSDSMDVXX | Short-duration storage (Li-ion 4h), Maldives, region XX (investable) | 7 | AvailabilityFactor | fraction | User defined | 0 | bar: 2023 to 2050
BAU | 90 | PWRSDSMDVXX | Short-duration storage (Li-ion 4h), Maldives, region XX (investable) | 8 | Efficiency | fraction | User defined | 0 | 0.9 | 0.9 | 0.9 | 0.9 | 0.9 | 0.9 | 0.9 | 0.9 | 0.9 | 0.9 | 0.9 | 0.9 | 0.9 | 0.9 | 0.9 | 0.9 | 0.9 | 0.9 | 0.9 | 0.9 | 0.9 | 0.9 | 0.9 | 0.9 | 0.9 | 0.9 | 0.9 | 0.9
BAU | 90 | PWRSDSMDVXX | Short-duration storage (Li-ion 4h), Maldives, region XX (investable) | 9 | TotalAnnualMinCapacityInvestment | GW | User defined | 0 | 0 | 0 | 0 | 0 | 0 | 0 | 0 | 0 | 0 | 0 | 0 | 0 | 0 | 0 | 0 | 0 | 0 | 0 | 0 | 0 | 0 | 0 | 0 | 0 | 0 | 0 | 0 | 0
BAU | 91 | PWRLDSBGDXX | Long-duration storage (8h+), Bangladesh, region XX (investable) | 1 | CapitalCost | USD/kW | User defined | 0 | 2160 | 1957.8 | 1755.6 | 1694.2 | 1632.7 | 1571.3 | 1509.8 | 1448.4 | 1425.4 | 1402.3 | 1379.3 | 1356.2 | 1333.2 | 1310.2 | 1287.1 | 1264.1 | 1241 | 1218 | 1195 | 1171.9 | 1148.9 | 1125.8 | 1102.8 | 1080.2 | 1057.7 | 1035.1 | 1012.6 | 990
BAU | 91 | PWRLDSBGDXX | Long-duration storage (8h+), Bangladesh, region XX (investable) | 2 | FixedCost | USD/kW/yr | User defined | 0 | 45 | 46 | 47 | 45.2 | 43.4 | 41.6 | 39.8 | 38 | 37.8 | 37.6 | 37.4 | 37.2 | 37 | 36.6 | 36.2 | 35.8 | 35.4 | 35 | 34.8 | 34.6 | 34.4 | 34.2 | 34 | 33.8 | 33.6 | 33.4 | 33.2 | 33
BAU | 91 | PWRLDSBGDXX | Long-duration storage (8h+), Bangladesh, region XX (investable) | 3 | ResidualCapacity | GW | User defined | 0 | 0 | 0 | 0 | 0 | 0 | 0 | 0 | 0 | 0 | 0 | 0 | 0 | 0 | 0 | 0 | 0 | 0 | 0 | 0 | 0 | 0 | 0 | 0 | 0 | 0 | 0 | 0 | 0
BAU | 91 | PWRLDSBGDXX | Long-duration storage (8h+), Bangladesh, region XX (investable) | 4 | TotalAnnualMaxCapacity | GW | User defined | 0
BAU | 91 | PWRLDSBGDXX | Long-duration storage (8h+), Bangladesh, region XX (investable) | 5 | TotalTechnologyAnnualActivityUpperLimit | PJ | User defined | 0
BAU | 91 | PWRLDSBGDXX | Long-duration storage (8h+), Bangladesh, region XX (investable) | 6 | TotalAnnualMinCapacity | GW | User defined | 0
BAU | 91 | PWRLDSBGDXX | Long-duration storage (8h+), Bangladesh, region XX (investable) | 7 | AvailabilityFactor | fraction | User defined | 0 | bar: 2023 to 2050
BAU | 91 | PWRLDSBGDXX | Long-duration storage (8h+), Bangladesh, region XX (investable) | 8 | Efficiency | fraction | User defined | 0 | 0.85 | 0.85 | 0.85 | 0.85 | 0.85 | 0.85 | 0.85 | 0.85 | 0.85 | 0.85 | 0.85 | 0.85 | 0.85 | 0.85 | 0.85 | 0.85 | 0.85 | 0.85 | 0.85 | 0.85 | 0.85 | 0.85 | 0.85 | 0.85 | 0.85 | 0.85 | 0.85 | 0.85
BAU | 91 | PWRLDSBGDXX | Long-duration storage (8h+), Bangladesh, region XX (investable) | 9 | TotalAnnualMinCapacityInvestment | GW | User defined | 0 | 0 | 0 | 0 | 0 | 0 | 0 | 0 | 0 | 0 | 0 | 0 | 0 | 0 | 0 | 0 | 0 | 0 | 0 | 0 | 0 | 0 | 0 | 0 | 0 | 0 | 0 | 0 | 0
BAU | 92 | PWRLDSBTNXX | Long-duration storage (8h+), Bhutan, region XX (investable) | 1 | CapitalCost | USD/kW | User defined | 0 | 1980 | 1794.7 | 1609.3 | 1553 | 1496.7 | 1440.3 | 1384 | 1327.7 | 1306.6 | 1285.5 | 1264.3 | 1243.2 | 1222.1 | 1201 | 1179.9 | 1158.7 | 1137.6 | 1116.5 | 1095.4 | 1074.3 | 1053.1 | 1032 | 1010.9 | 990.2 | 969.5 | 948.9 | 928.2 | 907.5
BAU | 92 | PWRLDSBTNXX | Long-duration storage (8h+), Bhutan, region XX (investable) | 2 | FixedCost | USD/kW/yr | User defined | 0 | 45 | 46 | 47 | 45.2 | 43.4 | 41.6 | 39.8 | 38 | 37.8 | 37.6 | 37.4 | 37.2 | 37 | 36.6 | 36.2 | 35.8 | 35.4 | 35 | 34.8 | 34.6 | 34.4 | 34.2 | 34 | 33.8 | 33.6 | 33.4 | 33.2 | 33
BAU | 92 | PWRLDSBTNXX | Long-duration storage (8h+), Bhutan, region XX (investable) | 3 | ResidualCapacity | GW | User defined | 0 | 0 | 0 | 0 | 0 | 0 | 0 | 0 | 0 | 0 | 0 | 0 | 0 | 0 | 0 | 0 | 0 | 0 | 0 | 0 | 0 | 0 | 0 | 0 | 0 | 0 | 0 | 0 | 0
BAU | 92 | PWRLDSBTNXX | Long-duration storage (8h+), Bhutan, region XX (investable) | 4 | TotalAnnualMaxCapacity | GW | User defined | 0
BAU | 92 | PWRLDSBTNXX | Long-duration storage (8h+), Bhutan, region XX (investable) | 5 | TotalTechnologyAnnualActivityUpperLimit | PJ | User defined | 0
BAU | 92 | PWRLDSBTNXX | Long-duration storage (8h+), Bhutan, region XX (investable) | 6 | TotalAnnualMinCapacity | GW | User defined | 0
BAU | 92 | PWRLDSBTNXX | Long-duration storage (8h+), Bhutan, region XX (investable) | 7 | AvailabilityFactor | fraction | User defined | 0 | bar: 2023 to 2050
BAU | 92 | PWRLDSBTNXX | Long-duration storage (8h+), Bhutan, region XX (investable) | 8 | Efficiency | fraction | User defined | 0 | 0.85 | 0.85 | 0.85 | 0.85 | 0.85 | 0.85 | 0.85 | 0.85 | 0.85 | 0.85 | 0.85 | 0.85 | 0.85 | 0.85 | 0.85 | 0.85 | 0.85 | 0.85 | 0.85 | 0.85 | 0.85 | 0.85 | 0.85 | 0.85 | 0.85 | 0.85 | 0.85 | 0.85
BAU | 92 | PWRLDSBTNXX | Long-duration storage (8h+), Bhutan, region XX (investable) | 9 | TotalAnnualMinCapacityInvestment | GW | User defined | 0 | 0 | 0 | 0 | 0 | 0 | 0 | 0 | 0 | 0 | 0 | 0 | 0 | 0 | 0 | 0 | 0 | 0 | 0 | 0 | 0 | 0 | 0 | 0 | 0 | 0 | 0 | 0 | 0
BAU | 93 | PWRLDSINDNO | Long-duration storage (8h+), India – North, region XX (investable) | 1 | CapitalCost | USD/kW | User defined | 0 | 1800 | 1631.5 | 1463 | 1411.8 | 1360.6 | 1309.4 | 1258.2 | 1207 | 1187.8 | 1168.6 | 1149.4 | 1130.2 | 1111 | 1091.8 | 1072.6 | 1053.4 | 1034.2 | 1015 | 995.8 | 976.6 | 957.4 | 938.2 | 919 | 900.2 | 881.4 | 862.6 | 843.8 | 825
BAU | 93 | PWRLDSINDNO | Long-duration storage (8h+), India – North, region XX (investable) | 2 | FixedCost | USD/kW/yr | User defined | 0 | 45 | 46 | 47 | 45.2 | 43.4 | 41.6 | 39.8 | 38 | 37.8 | 37.6 | 37.4 | 37.2 | 37 | 36.6 | 36.2 | 35.8 | 35.4 | 35 | 34.8 | 34.6 | 34.4 | 34.2 | 34 | 33.8 | 33.6 | 33.4 | 33.2 | 33
BAU | 93 | PWRLDSINDNO | Long-duration storage (8h+), India – North, region XX (investable) | 3 | ResidualCapacity | GW | User defined | 0 | 0 | 0 | 0 | 0 | 0 | 0 | 0 | 0 | 0 | 0 | 0 | 0 | 0 | 0 | 0 | 0 | 0 | 0 | 0 | 0 | 0 | 0 | 0 | 0 | 0 | 0 | 0 | 0
BAU | 93 | PWRLDSINDNO | Long-duration storage (8h+), India – North, region XX (investable) | 4 | TotalAnnualMaxCapacity | GW | User defined | 0
BAU | 93 | PWRLDSINDNO | Long-duration storage (8h+), India – North, region XX (investable) | 5 | TotalTechnologyAnnualActivityUpperLimit | PJ | User defined | 0
BAU | 93 | PWRLDSINDNO | Long-duration storage (8h+), India – North, region XX (investable) | 6 | TotalAnnualMinCapacity | GW | User defined | 0
BAU | 93 | PWRLDSINDNO | Long-duration storage (8h+), India – North, region XX (investable) | 7 | AvailabilityFactor | fraction | User defined | 0 | bar: 2023 to 2050
BAU | 93 | PWRLDSINDNO | Long-duration storage (8h+), India – North, region XX (investable) | 8 | Efficiency | fraction | User defined | 0 | 0.85 | 0.85 | 0.85 | 0.85 | 0.85 | 0.85 | 0.85 | 0.85 | 0.85 | 0.85 | 0.85 | 0.85 | 0.85 | 0.85 | 0.85 | 0.85 | 0.85 | 0.85 | 0.85 | 0.85 | 0.85 | 0.85 | 0.85 | 0.85 | 0.85 | 0.85 | 0.85 | 0.85
BAU | 93 | PWRLDSINDNO | Long-duration storage (8h+), India – North, region XX (investable) | 9 | TotalAnnualMinCapacityInvestment | GW | User defined | 0 | 0 | 0 | 0 | 0 | 0 | 0 | 0 | 0 | 0 | 0 | 0 | 0 | 0 | 0 | 0 | 0 | 0 | 0 | 0 | 0 | 0 | 0 | 0 | 0 | 0 | 0 | 0 | 0
BAU | 94 | PWRLDSINDSO | Long-duration storage (8h+), India – South, region XX (investable) | 1 | CapitalCost | USD/kW | User defined | 0 | 1800 | 1631.5 | 1463 | 1411.8 | 1360.6 | 1309.4 | 1258.2 | 1207 | 1187.8 | 1168.6 | 1149.4 | 1130.2 | 1111 | 1091.8 | 1072.6 | 1053.4 | 1034.2 | 1015 | 995.8 | 976.6 | 957.4 | 938.2 | 919 | 900.2 | 881.4 | 862.6 | 843.8 | 825
BAU | 94 | PWRLDSINDSO | Long-duration storage (8h+), India – South, region XX (investable) | 2 | FixedCost | USD/kW/yr | User defined | 0 | 45 | 46 | 47 | 45.2 | 43.4 | 41.6 | 39.8 | 38 | 37.8 | 37.6 | 37.4 | 37.2 | 37 | 36.6 | 36.2 | 35.8 | 35.4 | 35 | 34.8 | 34.6 | 34.4 | 34.2 | 34 | 33.8 | 33.6 | 33.4 | 33.2 | 33
BAU | 94 | PWRLDSINDSO | Long-duration storage (8h+), India – South, region XX (investable) | 3 | ResidualCapacity | GW | User defined | 0 | 0 | 0 | 0 | 0 | 0 | 0 | 0 | 0 | 0 | 0 | 0 | 0 | 0 | 0 | 0 | 0 | 0 | 0 | 0 | 0 | 0 | 0 | 0 | 0 | 0 | 0 | 0 | 0
BAU | 94 | PWRLDSINDSO | Long-duration storage (8h+), India – South, region XX (investable) | 4 | TotalAnnualMaxCapacity | GW | User defined | 0
BAU | 94 | PWRLDSINDSO | Long-duration storage (8h+), India – South, region XX (investable) | 5 | TotalTechnologyAnnualActivityUpperLimit | PJ | User defined | 0
BAU | 94 | PWRLDSINDSO | Long-duration storage (8h+), India – South, region XX (investable) | 6 | TotalAnnualMinCapacity | GW | User defined | 0
BAU | 94 | PWRLDSINDSO | Long-duration storage (8h+), India – South, region XX (investable) | 7 | AvailabilityFactor | fraction | User defined | 0 | bar: 2023 to 2050
BAU | 94 | PWRLDSINDSO | Long-duration storage (8h+), India – South, region XX (investable) | 8 | Efficiency | fraction | User defined | 0 | 0.85 | 0.85 | 0.85 | 0.85 | 0.85 | 0.85 | 0.85 | 0.85 | 0.85 | 0.85 | 0.85 | 0.85 | 0.85 | 0.85 | 0.85 | 0.85 | 0.85 | 0.85 | 0.85 | 0.85 | 0.85 | 0.85 | 0.85 | 0.85 | 0.85 | 0.85 | 0.85 | 0.85
BAU | 94 | PWRLDSINDSO | Long-duration storage (8h+), India – South, region XX (investable) | 9 | TotalAnnualMinCapacityInvestment | GW | User defined | 0 | 0 | 0 | 0 | 0 | 0 | 0 | 0 | 0 | 0 | 0 | 0 | 0 | 0 | 0 | 0 | 0 | 0 | 0 | 0 | 0 | 0 | 0 | 0 | 0 | 0 | 0 | 0 | 0
BAU | 95 | PWRLDSINDEA | Long-duration storage (8h+), India – East, region XX (investable) | 1 | CapitalCost | USD/kW | User defined | 0 | 1800 | 1631.5 | 1463 | 1411.8 | 1360.6 | 1309.4 | 1258.2 | 1207 | 1187.8 | 1168.6 | 1149.4 | 1130.2 | 1111 | 1091.8 | 1072.6 | 1053.4 | 1034.2 | 1015 | 995.8 | 976.6 | 957.4 | 938.2 | 919 | 900.2 | 881.4 | 862.6 | 843.8 | 825
BAU | 95 | PWRLDSINDEA | Long-duration storage (8h+), India – East, region XX (investable) | 2 | FixedCost | USD/kW/yr | User defined | 0 | 45 | 46 | 47 | 45.2 | 43.4 | 41.6 | 39.8 | 38 | 37.8 | 37.6 | 37.4 | 37.2 | 37 | 36.6 | 36.2 | 35.8 | 35.4 | 35 | 34.8 | 34.6 | 34.4 | 34.2 | 34 | 33.8 | 33.6 | 33.4 | 33.2 | 33
BAU | 95 | PWRLDSINDEA | Long-duration storage (8h+), India – East, region XX (investable) | 3 | ResidualCapacity | GW | User defined | 0 | 0 | 0 | 0 | 0 | 0 | 0 | 0 | 0 | 0 | 0 | 0 | 0 | 0 | 0 | 0 | 0 | 0 | 0 | 0 | 0 | 0 | 0 | 0 | 0 | 0 | 0 | 0 | 0
BAU | 95 | PWRLDSINDEA | Long-duration storage (8h+), India – East, region XX (investable) | 4 | TotalAnnualMaxCapacity | GW | User defined | 0
BAU | 95 | PWRLDSINDEA | Long-duration storage (8h+), India – East, region XX (investable) | 5 | TotalTechnologyAnnualActivityUpperLimit | PJ | User defined | 0
BAU | 95 | PWRLDSINDEA | Long-duration storage (8h+), India – East, region XX (investable) | 6 | TotalAnnualMinCapacity | GW | User defined | 0
BAU | 95 | PWRLDSINDEA | Long-duration storage (8h+), India – East, region XX (investable) | 7 | AvailabilityFactor | fraction | User defined | 0 | bar: 2023 to 2050
BAU | 95 | PWRLDSINDEA | Long-duration storage (8h+), India – East, region XX (investable) | 8 | Efficiency | fraction | User defined | 0 | 0.85 | 0.85 | 0.85 | 0.85 | 0.85 | 0.85 | 0.85 | 0.85 | 0.85 | 0.85 | 0.85 | 0.85 | 0.85 | 0.85 | 0.85 | 0.85 | 0.85 | 0.85 | 0.85 | 0.85 | 0.85 | 0.85 | 0.85 | 0.85 | 0.85 | 0.85 | 0.85 | 0.85
BAU | 95 | PWRLDSINDEA | Long-duration storage (8h+), India – East, region XX (investable) | 9 | TotalAnnualMinCapacityInvestment | GW | User defined | 0 | 0 | 0 | 0 | 0 | 0 | 0 | 0 | 0 | 0 | 0 | 0 | 0 | 0 | 0 | 0 | 0 | 0 | 0 | 0 | 0 | 0 | 0 | 0 | 0 | 0 | 0 | 0 | 0
BAU | 96 | PWRLDSINDWE | Long-duration storage (8h+), India – West, region XX (investable) | 1 | CapitalCost | USD/kW | User defined | 0 | 1800 | 1631.5 | 1463 | 1411.8 | 1360.6 | 1309.4 | 1258.2 | 1207 | 1187.8 | 1168.6 | 1149.4 | 1130.2 | 1111 | 1091.8 | 1072.6 | 1053.4 | 1034.2 | 1015 | 995.8 | 976.6 | 957.4 | 938.2 | 919 | 900.2 | 881.4 | 862.6 | 843.8 | 825
BAU | 96 | PWRLDSINDWE | Long-duration storage (8h+), India – West, region XX (investable) | 2 | FixedCost | USD/kW/yr | User defined | 0 | 45 | 46 | 47 | 45.2 | 43.4 | 41.6 | 39.8 | 38 | 37.8 | 37.6 | 37.4 | 37.2 | 37 | 36.6 | 36.2 | 35.8 | 35.4 | 35 | 34.8 | 34.6 | 34.4 | 34.2 | 34 | 33.8 | 33.6 | 33.4 | 33.2 | 33
BAU | 96 | PWRLDSINDWE | Long-duration storage (8h+), India – West, region XX (investable) | 3 | ResidualCapacity | GW | User defined | 0 | 0 | 0 | 0 | 0 | 0 | 0 | 0 | 0 | 0 | 0 | 0 | 0 | 0 | 0 | 0 | 0 | 0 | 0 | 0 | 0 | 0 | 0 | 0 | 0 | 0 | 0 | 0 | 0
BAU | 96 | PWRLDSINDWE | Long-duration storage (8h+), India – West, region XX (investable) | 4 | TotalAnnualMaxCapacity | GW | User defined | 0
BAU | 96 | PWRLDSINDWE | Long-duration storage (8h+), India – West, region XX (investable) | 5 | TotalTechnologyAnnualActivityUpperLimit | PJ | User defined | 0
BAU | 96 | PWRLDSINDWE | Long-duration storage (8h+), India – West, region XX (investable) | 6 | TotalAnnualMinCapacity | GW | User defined | 0
BAU | 96 | PWRLDSINDWE | Long-duration storage (8h+), India – West, region XX (investable) | 7 | AvailabilityFactor | fraction | User defined | 0 | bar: 2023 to 2050
BAU | 96 | PWRLDSINDWE | Long-duration storage (8h+), India – West, region XX (investable) | 8 | Efficiency | fraction | User defined | 0 | 0.85 | 0.85 | 0.85 | 0.85 | 0.85 | 0.85 | 0.85 | 0.85 | 0.85 | 0.85 | 0.85 | 0.85 | 0.85 | 0.85 | 0.85 | 0.85 | 0.85 | 0.85 | 0.85 | 0.85 | 0.85 | 0.85 | 0.85 | 0.85 | 0.85 | 0.85 | 0.85 | 0.85
BAU | 96 | PWRLDSINDWE | Long-duration storage (8h+), India – West, region XX (investable) | 9 | TotalAnnualMinCapacityInvestment | GW | User defined | 0 | 0 | 0 | 0 | 0 | 0 | 0 | 0 | 0 | 0 | 0 | 0 | 0 | 0 | 0 | 0 | 0 | 0 | 0 | 0 | 0 | 0 | 0 | 0 | 0 | 0 | 0 | 0 | 0
BAU | 97 | PWRLDSINDNE | Long-duration storage (8h+), India – Northeast, region XX (investable) | 1 | CapitalCost | USD/kW | User defined | 0 | 1800 | 1631.5 | 1463 | 1411.8 | 1360.6 | 1309.4 | 1258.2 | 1207 | 1187.8 | 1168.6 | 1149.4 | 1130.2 | 1111 | 1091.8 | 1072.6 | 1053.4 | 1034.2 | 1015 | 995.8 | 976.6 | 957.4 | 938.2 | 919 | 900.2 | 881.4 | 862.6 | 843.8 | 825
BAU | 97 | PWRLDSINDNE | Long-duration storage (8h+), India – Northeast, region XX (investable) | 2 | FixedCost | USD/kW/yr | User defined | 0 | 45 | 46 | 47 | 45.2 | 43.4 | 41.6 | 39.8 | 38 | 37.8 | 37.6 | 37.4 | 37.2 | 37 | 36.6 | 36.2 | 35.8 | 35.4 | 35 | 34.8 | 34.6 | 34.4 | 34.2 | 34 | 33.8 | 33.6 | 33.4 | 33.2 | 33
BAU | 97 | PWRLDSINDNE | Long-duration storage (8h+), India – Northeast, region XX (investable) | 3 | ResidualCapacity | GW | User defined | 0 | 0 | 0 | 0 | 0 | 0 | 0 | 0 | 0 | 0 | 0 | 0 | 0 | 0 | 0 | 0 | 0 | 0 | 0 | 0 | 0 | 0 | 0 | 0 | 0 | 0 | 0 | 0 | 0
BAU | 97 | PWRLDSINDNE | Long-duration storage (8h+), India – Northeast, region XX (investable) | 4 | TotalAnnualMaxCapacity | GW | User defined | 0
BAU | 97 | PWRLDSINDNE | Long-duration storage (8h+), India – Northeast, region XX (investable) | 5 | TotalTechnologyAnnualActivityUpperLimit | PJ | User defined | 0
BAU | 97 | PWRLDSINDNE | Long-duration storage (8h+), India – Northeast, region XX (investable) | 6 | TotalAnnualMinCapacity | GW | User defined | 0
BAU | 97 | PWRLDSINDNE | Long-duration storage (8h+), India – Northeast, region XX (investable) | 7 | AvailabilityFactor | fraction | User defined | 0 | bar: 2023 to 2050
BAU | 97 | PWRLDSINDNE | Long-duration storage (8h+), India – Northeast, region XX (investable) | 8 | Efficiency | fraction | User defined | 0 | 0.85 | 0.85 | 0.85 | 0.85 | 0.85 | 0.85 | 0.85 | 0.85 | 0.85 | 0.85 | 0.85 | 0.85 | 0.85 | 0.85 | 0.85 | 0.85 | 0.85 | 0.85 | 0.85 | 0.85 | 0.85 | 0.85 | 0.85 | 0.85 | 0.85 | 0.85 | 0.85 | 0.85
BAU | 97 | PWRLDSINDNE | Long-duration storage (8h+), India – Northeast, region XX (investable) | 9 | TotalAnnualMinCapacityInvestment | GW | User defined | 0 | 0 | 0 | 0 | 0 | 0 | 0 | 0 | 0 | 0 | 0 | 0 | 0 | 0 | 0 | 0 | 0 | 0 | 0 | 0 | 0 | 0 | 0 | 0 | 0 | 0 | 0 | 0 | 0
BAU | 98 | PWRLDSNPLXX | Long-duration storage (8h+), Nepal, region XX (investable) | 1 | CapitalCost | USD/kW | User defined | 0 | 2340 | 2121 | 1901.9 | 1835.3 | 1768.8 | 1702.2 | 1635.7 | 1569.1 | 1544.1 | 1519.2 | 1494.2 | 1469.3 | 1444.3 | 1419.3 | 1394.4 | 1369.4 | 1344.5 | 1319.5 | 1294.5 | 1269.6 | 1244.6 | 1219.7 | 1194.7 | 1170.3 | 1145.8 | 1121.4 | 1096.9 | 1072.5
BAU | 98 | PWRLDSNPLXX | Long-duration storage (8h+), Nepal, region XX (investable) | 2 | FixedCost | USD/kW/yr | User defined | 0 | 45 | 46 | 47 | 45.2 | 43.4 | 41.6 | 39.8 | 38 | 37.8 | 37.6 | 37.4 | 37.2 | 37 | 36.6 | 36.2 | 35.8 | 35.4 | 35 | 34.8 | 34.6 | 34.4 | 34.2 | 34 | 33.8 | 33.6 | 33.4 | 33.2 | 33
BAU | 98 | PWRLDSNPLXX | Long-duration storage (8h+), Nepal, region XX (investable) | 3 | ResidualCapacity | GW | User defined | 0 | 0 | 0 | 0 | 0 | 0 | 0 | 0 | 0 | 0 | 0 | 0 | 0 | 0 | 0 | 0 | 0 | 0 | 0 | 0 | 0 | 0 | 0 | 0 | 0 | 0 | 0 | 0 | 0
BAU | 98 | PWRLDSNPLXX | Long-duration storage (8h+), Nepal, region XX (investable) | 4 | TotalAnnualMaxCapacity | GW | User defined | 0
BAU | 98 | PWRLDSNPLXX | Long-duration storage (8h+), Nepal, region XX (investable) | 5 | TotalTechnologyAnnualActivityUpperLimit | PJ | User defined | 0
BAU | 98 | PWRLDSNPLXX | Long-duration storage (8h+), Nepal, region XX (investable) | 6 | TotalAnnualMinCapacity | GW | User defined | 0
BAU | 98 | PWRLDSNPLXX | Long-duration storage (8h+), Nepal, region XX (investable) | 7 | AvailabilityFactor | fraction | User defined | 0 | bar: 2023 to 2050
BAU | 98 | PWRLDSNPLXX | Long-duration storage (8h+), Nepal, region XX (investable) | 8 | Efficiency | fraction | User defined | 0 | 0.85 | 0.85 | 0.85 | 0.85 | 0.85 | 0.85 | 0.85 | 0.85 | 0.85 | 0.85 | 0.85 | 0.85 | 0.85 | 0.85 | 0.85 | 0.85 | 0.85 | 0.85 | 0.85 | 0.85 | 0.85 | 0.85 | 0.85 | 0.85 | 0.85 | 0.85 | 0.85 | 0.85
BAU | 98 | PWRLDSNPLXX | Long-duration storage (8h+), Nepal, region XX (investable) | 9 | TotalAnnualMinCapacityInvestment | GW | User defined | 0 | 0 | 0 | 0 | 0 | 0 | 0 | 0 | 0 | 0 | 0 | 0 | 0 | 0 | 0 | 0 | 0 | 0 | 0 | 0 | 0 | 0 | 0 | 0 | 0 | 0 | 0 | 0 | 0
BAU | 99 | PWRLDSLKAXX | Long-duration storage (8h+), Sri Lanka, region XX (investable) | 1 | CapitalCost | USD/kW | User defined | 0 | 2700 | 2447.2 | 2194.5 | 2117.7 | 2040.9 | 1964.1 | 1887.3 | 1810.5 | 1781.7 | 1752.9 | 1724.1 | 1695.3 | 1666.5 | 1637.7 | 1608.9 | 1580.1 | 1551.3 | 1522.5 | 1493.7 | 1464.9 | 1436.1 | 1407.3 | 1378.5 | 1350.3 | 1322.1 | 1293.9 | 1265.7 | 1237.5
BAU | 99 | PWRLDSLKAXX | Long-duration storage (8h+), Sri Lanka, region XX (investable) | 2 | FixedCost | USD/kW/yr | User defined | 0 | 45 | 46 | 47 | 45.2 | 43.4 | 41.6 | 39.8 | 38 | 37.8 | 37.6 | 37.4 | 37.2 | 37 | 36.6 | 36.2 | 35.8 | 35.4 | 35 | 34.8 | 34.6 | 34.4 | 34.2 | 34 | 33.8 | 33.6 | 33.4 | 33.2 | 33
BAU | 99 | PWRLDSLKAXX | Long-duration storage (8h+), Sri Lanka, region XX (investable) | 3 | ResidualCapacity | GW | User defined | 0 | 0 | 0 | 0 | 0 | 0 | 0 | 0 | 0 | 0 | 0 | 0 | 0 | 0 | 0 | 0 | 0 | 0 | 0 | 0 | 0 | 0 | 0 | 0 | 0 | 0 | 0 | 0 | 0
BAU | 99 | PWRLDSLKAXX | Long-duration storage (8h+), Sri Lanka, region XX (investable) | 4 | TotalAnnualMaxCapacity | GW | User defined | 0
BAU | 99 | PWRLDSLKAXX | Long-duration storage (8h+), Sri Lanka, region XX (investable) | 5 | TotalTechnologyAnnualActivityUpperLimit | PJ | User defined | 0
BAU | 99 | PWRLDSLKAXX | Long-duration storage (8h+), Sri Lanka, region XX (investable) | 6 | TotalAnnualMinCapacity | GW | User defined | 0
BAU | 99 | PWRLDSLKAXX | Long-duration storage (8h+), Sri Lanka, region XX (investable) | 7 | AvailabilityFactor | fraction | User defined | 0 | bar: 2023 to 2050
BAU | 99 | PWRLDSLKAXX | Long-duration storage (8h+), Sri Lanka, region XX (investable) | 8 | Efficiency | fraction | User defined | 0 | 0.85 | 0.85 | 0.85 | 0.85 | 0.85 | 0.85 | 0.85 | 0.85 | 0.85 | 0.85 | 0.85 | 0.85 | 0.85 | 0.85 | 0.85 | 0.85 | 0.85 | 0.85 | 0.85 | 0.85 | 0.85 | 0.85 | 0.85 | 0.85 | 0.85 | 0.85 | 0.85 | 0.85
BAU | 99 | PWRLDSLKAXX | Long-duration storage (8h+), Sri Lanka, region XX (investable) | 9 | TotalAnnualMinCapacityInvestment | GW | User defined | 0 | 0 | 0 | 0 | 0 | 0 | 0 | 0 | 0 | 0 | 0 | 0 | 0 | 0 | 0 | 0 | 0 | 0 | 0 | 0 | 0 | 0 | 0 | 0 | 0 | 0 | 0 | 0 | 0
BAU | 100 | PWRLDSMDVXX | Long-duration storage (8h+), Maldives, region XX (investable) | 1 | CapitalCost | USD/kW | User defined | 0 | 2700 | 2447.2 | 2194.5 | 2117.7 | 2040.9 | 1964.1 | 1887.3 | 1810.5 | 1781.7 | 1752.9 | 1724.1 | 1695.3 | 1666.5 | 1637.7 | 1608.9 | 1580.1 | 1551.3 | 1522.5 | 1493.7 | 1464.9 | 1436.1 | 1407.3 | 1378.5 | 1350.3 | 1322.1 | 1293.9 | 1265.7 | 1237.5
BAU | 100 | PWRLDSMDVXX | Long-duration storage (8h+), Maldives, region XX (investable) | 2 | FixedCost | USD/kW/yr | User defined | 0 | 45 | 46 | 47 | 45.2 | 43.4 | 41.6 | 39.8 | 38 | 37.8 | 37.6 | 37.4 | 37.2 | 37 | 36.6 | 36.2 | 35.8 | 35.4 | 35 | 34.8 | 34.6 | 34.4 | 34.2 | 34 | 33.8 | 33.6 | 33.4 | 33.2 | 33
BAU | 100 | PWRLDSMDVXX | Long-duration storage (8h+), Maldives, region XX (investable) | 3 | ResidualCapacity | GW | User defined | 0 | 0 | 0 | 0 | 0 | 0 | 0 | 0 | 0 | 0 | 0 | 0 | 0 | 0 | 0 | 0 | 0 | 0 | 0 | 0 | 0 | 0 | 0 | 0 | 0 | 0 | 0 | 0 | 0
BAU | 100 | PWRLDSMDVXX | Long-duration storage (8h+), Maldives, region XX (investable) | 4 | TotalAnnualMaxCapacity | GW | User defined | 0
BAU | 100 | PWRLDSMDVXX | Long-duration storage (8h+), Maldives, region XX (investable) | 5 | TotalTechnologyAnnualActivityUpperLimit | PJ | User defined | 0
BAU | 100 | PWRLDSMDVXX | Long-duration storage (8h+), Maldives, region XX (investable) | 6 | TotalAnnualMinCapacity | GW | User defined | 0
BAU | 100 | PWRLDSMDVXX | Long-duration storage (8h+), Maldives, region XX (investable) | 7 | AvailabilityFactor | fraction | User defined | 0 | bar: 2023 to 2050
BAU | 100 | PWRLDSMDVXX | Long-duration storage (8h+), Maldives, region XX (investable) | 8 | Efficiency | fraction | User defined | 0 | 0.85 | 0.85 | 0.85 | 0.85 | 0.85 | 0.85 | 0.85 | 0.85 | 0.85 | 0.85 | 0.85 | 0.85 | 0.85 | 0.85 | 0.85 | 0.85 | 0.85 | 0.85 | 0.85 | 0.85 | 0.85 | 0.85 | 0.85 | 0.85 | 0.85 | 0.85 | 0.85 | 0.85
BAU | 100 | PWRLDSMDVXX | Long-duration storage (8h+), Maldives, region XX (investable) | 9 | TotalAnnualMinCapacityInvestment | GW | User defined | 0 | 0 | 0 | 0 | 0 | 0 | 0 | 0 | 0 | 0 | 0 | 0 | 0 | 0 | 0 | 0 | 0 | 0 | 0 | 0 | 0 | 0 | 0 | 0 | 0 | 0 | 0 | 0 | 0
BAU | 29 | PWRSHPINDNO | Small Hydropower, India – North, region XX (investable) |  | CapitalCost | USD/kW | User defined |  | 3500 | 3500 | 3500 | 3500 | 3500 | 3500 | 3500 | 3500 | 3500 | 3500 | 3500 | 3500 | 3500 | 3500 | 3500 | 3500 | 3500 | 3500 | 3500 | 3500 | 3500 | 3500 | 3500 | 3500 | 3500 | 3500 | 3500 | 3500
BAU | 29 | PWRSHPINDNO | Small Hydropower, India – North, region XX (investable) |  | FixedCost | USD/kW/yr | User defined |  | 45 | 45 | 45 | 45 | 45 | 45 | 45 | 45 | 45 | 45 | 45 | 45 | 45 | 45 | 45 | 45 | 45 | 45 | 45 | 45 | 45 | 45 | 45 | 45 | 45 | 45 | 45 | 45
BAU | 29 | PWRSHPINDNO | Small Hydropower, India – North, region XX (investable) |  | ResidualCapacity | GW | User defined |  | 1.7189 | 1.7189 | 1.7189 | 1.7189 | 1.7189 | 1.7189 | 1.7189 | 1.7189 | 1.7189 | 1.7189 | 1.7189 | 1.7189 | 1.7189 | 1.7189 | 1.7189 | 1.7189 | 1.7189 | 1.7189 | 1.7189 | 1.7189 | 1.7189 | 1.7189 | 1.7189 | 1.7189 | 1.7189 | 1.7189 | 1.7189 | 1.7189
BAU | 29 | PWRSHPINDNO | Small Hydropower, India – North, region XX (investable) |  | TotalAnnualMaxCapacity | GW | User defined
BAU | 29 | PWRSHPINDNO | Small Hydropower, India – North, region XX (investable) |  | TotalTechnologyAnnualActivityUpperLimit | PJ | User defined
BAU | 29 | PWRSHPINDNO | Small Hydropower, India – North, region XX (investable) |  | TotalAnnualMinCapacity | GW | User defined
BAU | 29 | PWRSHPINDNO | Small Hydropower, India – North, region XX (investable) |  | AvailabilityFactor | fraction | User defined |  | 0.9 | 0.9 | 0.9 | 0.9 | 0.9 | 0.9 | 0.9 | 0.9 | 0.9 | 0.9 | 0.9 | 0.9 | 0.9 | 0.9 | 0.9 | 0.9 | 0.9 | 0.9 | 0.9 | 0.9 | 0.9 | 0.9 | 0.9 | 0.9 | 0.9 | 0.9 | 0.9 | 0.9
BAU | 29 | PWRSHPINDNO | Small Hydropower, India – North, region XX (investable) |  | Efficiency | fraction | User defined | bar: 2023 to 2050
BAU | 29 | PWRSHPINDNO | Small Hydropower, India – North, region XX (investable) |  | TotalAnnualMinCapacityInvestment | GW | User defined |  | 0 | 0 | 0 | 0 | 0 | 0 | 0 | 0 | 0 | 0 | 0 | 0 | 0 | 0 | 0 | 0 | 0 | 0 | 0 | 0 | 0 | 0 | 0 | 0 | 0 | 0 | 0 | 0
BAU | 34 | PWRSHPINDSO | Small Hydropower, India – South, region XX (investable) |  | CapitalCost | USD/kW | User defined |  | 3500 | 3500 | 3500 | 3500 | 3500 | 3500 | 3500 | 3500 | 3500 | 3500 | 3500 | 3500 | 3500 | 3500 | 3500 | 3500 | 3500 | 3500 | 3500 | 3500 | 3500 | 3500 | 3500 | 3500 | 3500 | 3500 | 3500 | 3500
BAU | 34 | PWRSHPINDSO | Small Hydropower, India – South, region XX (investable) |  | FixedCost | USD/kW/yr | User defined |  | 45 | 45 | 45 | 45 | 45 | 45 | 45 | 45 | 45 | 45 | 45 | 45 | 45 | 45 | 45 | 45 | 45 | 45 | 45 | 45 | 45 | 45 | 45 | 45 | 45 | 45 | 45 | 45
BAU | 34 | PWRSHPINDSO | Small Hydropower, India – South, region XX (investable) |  | ResidualCapacity | GW | User defined |  | 1.9333 | 1.9333 | 1.9333 | 1.9333 | 1.9333 | 1.9333 | 1.9333 | 1.9333 | 1.9333 | 1.9333 | 1.9333 | 1.9333 | 1.9333 | 1.9333 | 1.9333 | 1.9333 | 1.9333 | 1.9333 | 1.9333 | 1.9333 | 1.9333 | 1.9333 | 1.9333 | 1.9333 | 1.9333 | 1.9333 | 1.9333 | 1.9333
BAU | 34 | PWRSHPINDSO | Small Hydropower, India – South, region XX (investable) |  | TotalAnnualMaxCapacity | GW | User defined
BAU | 34 | PWRSHPINDSO | Small Hydropower, India – South, region XX (investable) |  | TotalTechnologyAnnualActivityUpperLimit | PJ | User defined
BAU | 34 | PWRSHPINDSO | Small Hydropower, India – South, region XX (investable) |  | TotalAnnualMinCapacity | GW | User defined
BAU | 34 | PWRSHPINDSO | Small Hydropower, India – South, region XX (investable) |  | AvailabilityFactor | fraction | User defined |  | 0.9 | 0.9 | 0.9 | 0.9 | 0.9 | 0.9 | 0.9 | 0.9 | 0.9 | 0.9 | 0.9 | 0.9 | 0.9 | 0.9 | 0.9 | 0.9 | 0.9 | 0.9 | 0.9 | 0.9 | 0.9 | 0.9 | 0.9 | 0.9 | 0.9 | 0.9 | 0.9 | 0.9
BAU | 34 | PWRSHPINDSO | Small Hydropower, India – South, region XX (investable) |  | Efficiency | fraction | User defined | bar: 2023 to 2050
BAU | 34 | PWRSHPINDSO | Small Hydropower, India – South, region XX (investable) |  | TotalAnnualMinCapacityInvestment | GW | User defined |  | 0 | 0 | 0 | 0 | 0 | 0 | 0 | 0 | 0 | 0 | 0 | 0 | 0 | 0 | 0 | 0 | 0 | 0 | 0 | 0 | 0 | 0 | 0 | 0 | 0 | 0 | 0 | 0
BAU | 31 | PWRSHPINDEA | Small Hydropower, India – East, region XX (investable) |  | CapitalCost | USD/kW | User defined |  | 3500 | 3500 | 3500 | 3500 | 3500 | 3500 | 3500 | 3500 | 3500 | 3500 | 3500 | 3500 | 3500 | 3500 | 3500 | 3500 | 3500 | 3500 | 3500 | 3500 | 3500 | 3500 | 3500 | 3500 | 3500 | 3500 | 3500 | 3500
BAU | 31 | PWRSHPINDEA | Small Hydropower, India – East, region XX (investable) |  | FixedCost | USD/kW/yr | User defined |  | 45 | 45 | 45 | 45 | 45 | 45 | 45 | 45 | 45 | 45 | 45 | 45 | 45 | 45 | 45 | 45 | 45 | 45 | 45 | 45 | 45 | 45 | 45 | 45 | 45 | 45 | 45 | 45
BAU | 31 | PWRSHPINDEA | Small Hydropower, India – East, region XX (investable) |  | ResidualCapacity | GW | User defined |  | 0.3442 | 0.3442 | 0.3442 | 0.3442 | 0.3442 | 0.3442 | 0.3442 | 0.3442 | 0.3442 | 0.3442 | 0.3442 | 0.3442 | 0.3442 | 0.3442 | 0.3442 | 0.3442 | 0.3442 | 0.3442 | 0.3442 | 0.3442 | 0.3442 | 0.3442 | 0.3442 | 0.3442 | 0.3442 | 0.3442 | 0.3442 | 0.3442
BAU | 31 | PWRSHPINDEA | Small Hydropower, India – East, region XX (investable) |  | TotalAnnualMaxCapacity | GW | User defined
BAU | 31 | PWRSHPINDEA | Small Hydropower, India – East, region XX (investable) |  | TotalTechnologyAnnualActivityUpperLimit | PJ | User defined
BAU | 31 | PWRSHPINDEA | Small Hydropower, India – East, region XX (investable) |  | TotalAnnualMinCapacity | GW | User defined
BAU | 31 | PWRSHPINDEA | Small Hydropower, India – East, region XX (investable) |  | AvailabilityFactor | fraction | User defined |  | 0.9 | 0.9 | 0.9 | 0.9 | 0.9 | 0.9 | 0.9 | 0.9 | 0.9 | 0.9 | 0.9 | 0.9 | 0.9 | 0.9 | 0.9 | 0.9 | 0.9 | 0.9 | 0.9 | 0.9 | 0.9 | 0.9 | 0.9 | 0.9 | 0.9 | 0.9 | 0.9 | 0.9
BAU | 31 | PWRSHPINDEA | Small Hydropower, India – East, region XX (investable) |  | Efficiency | fraction | User defined | bar: 2023 to 2050
BAU | 31 | PWRSHPINDEA | Small Hydropower, India – East, region XX (investable) |  | TotalAnnualMinCapacityInvestment | GW | User defined |  | 0 | 0 | 0 | 0 | 0 | 0 | 0 | 0 | 0 | 0 | 0 | 0 | 0 | 0 | 0 | 0 | 0 | 0 | 0 | 0 | 0 | 0 | 0 | 0 | 0 | 0 | 0 | 0
BAU | 35 | PWRSHPINDWE | Small Hydropower, India – West, region XX (investable) |  | CapitalCost | USD/kW | User defined |  | 3500 | 3500 | 3500 | 3500 | 3500 | 3500 | 3500 | 3500 | 3500 | 3500 | 3500 | 3500 | 3500 | 3500 | 3500 | 3500 | 3500 | 3500 | 3500 | 3500 | 3500 | 3500 | 3500 | 3500 | 3500 | 3500 | 3500 | 3500
BAU | 35 | PWRSHPINDWE | Small Hydropower, India – West, region XX (investable) |  | FixedCost | USD/kW/yr | User defined |  | 45 | 45 | 45 | 45 | 45 | 45 | 45 | 45 | 45 | 45 | 45 | 45 | 45 | 45 | 45 | 45 | 45 | 45 | 45 | 45 | 45 | 45 | 45 | 45 | 45 | 45 | 45 | 45
BAU | 35 | PWRSHPINDWE | Small Hydropower, India – West, region XX (investable) |  | ResidualCapacity | GW | User defined |  | 0.6739 | 0.6739 | 0.6739 | 0.6739 | 0.6739 | 0.6739 | 0.6739 | 0.6739 | 0.6739 | 0.6739 | 0.6739 | 0.6739 | 0.6739 | 0.6739 | 0.6739 | 0.6739 | 0.6739 | 0.6739 | 0.6739 | 0.6739 | 0.6739 | 0.6739 | 0.6739 | 0.6739 | 0.6739 | 0.6739 | 0.6739 | 0.6739
BAU | 35 | PWRSHPINDWE | Small Hydropower, India – West, region XX (investable) |  | TotalAnnualMaxCapacity | GW | User defined
BAU | 35 | PWRSHPINDWE | Small Hydropower, India – West, region XX (investable) |  | TotalTechnologyAnnualActivityUpperLimit | PJ | User defined
BAU | 35 | PWRSHPINDWE | Small Hydropower, India – West, region XX (investable) |  | TotalAnnualMinCapacity | GW | User defined
BAU | 35 | PWRSHPINDWE | Small Hydropower, India – West, region XX (investable) |  | AvailabilityFactor | fraction | User defined |  | 0.9 | 0.9 | 0.9 | 0.9 | 0.9 | 0.9 | 0.9 | 0.9 | 0.9 | 0.9 | 0.9 | 0.9 | 0.9 | 0.9 | 0.9 | 0.9 | 0.9 | 0.9 | 0.9 | 0.9 | 0.9 | 0.9 | 0.9 | 0.9 | 0.9 | 0.9 | 0.9 | 0.9
BAU | 35 | PWRSHPINDWE | Small Hydropower, India – West, region XX (investable) |  | Efficiency | fraction | User defined | bar: 2023 to 2050
BAU | 35 | PWRSHPINDWE | Small Hydropower, India – West, region XX (investable) |  | TotalAnnualMinCapacityInvestment | GW | User defined |  | 0 | 0 | 0 | 0 | 0 | 0 | 0 | 0 | 0 | 0 | 0 | 0 | 0 | 0 | 0 | 0 | 0 | 0 | 0 | 0 | 0 | 0 | 0 | 0 | 0 | 0 | 0 | 0
BAU | 30 | PWRSHPINDNE | Small Hydropower, India – Northeast, region XX (investable) |  | CapitalCost | USD/kW | User defined |  | 3500 | 3500 | 3500 | 3500 | 3500 | 3500 | 3500 | 3500 | 3500 | 3500 | 3500 | 3500 | 3500 | 3500 | 3500 | 3500 | 3500 | 3500 | 3500 | 3500 | 3500 | 3500 | 3500 | 3500 | 3500 | 3500 | 3500 | 3500
BAU | 30 | PWRSHPINDNE | Small Hydropower, India – Northeast, region XX (investable) |  | FixedCost | USD/kW/yr | User defined |  | 45 | 45 | 45 | 45 | 45 | 45 | 45 | 45 | 45 | 45 | 45 | 45 | 45 | 45 | 45 | 45 | 45 | 45 | 45 | 45 | 45 | 45 | 45 | 45 | 45 | 45 | 45 | 45
BAU | 30 | PWRSHPINDNE | Small Hydropower, India – Northeast, region XX (investable) |  | ResidualCapacity | GW | User defined |  | 0.29935 | 0.29935 | 0.29935 | 0.29935 | 0.29935 | 0.29935 | 0.29935 | 0.29935 | 0.29935 | 0.29935 | 0.29935 | 0.29935 | 0.29935 | 0.29935 | 0.29935 | 0.29935 | 0.29935 | 0.29935 | 0.29935 | 0.29935 | 0.29935 | 0.29935 | 0.29935 | 0.29935 | 0.29935 | 0.29935 | 0.29935 | 0.29935
BAU | 30 | PWRSHPINDNE | Small Hydropower, India – Northeast, region XX (investable) |  | TotalAnnualMaxCapacity | GW | User defined
BAU | 30 | PWRSHPINDNE | Small Hydropower, India – Northeast, region XX (investable) |  | TotalTechnologyAnnualActivityUpperLimit | PJ | User defined
BAU | 30 | PWRSHPINDNE | Small Hydropower, India – Northeast, region XX (investable) |  | TotalAnnualMinCapacity | GW | User defined
BAU | 30 | PWRSHPINDNE | Small Hydropower, India – Northeast, region XX (investable) |  | AvailabilityFactor | fraction | User defined |  | 0.9 | 0.9 | 0.9 | 0.9 | 0.9 | 0.9 | 0.9 | 0.9 | 0.9 | 0.9 | 0.9 | 0.9 | 0.9 | 0.9 | 0.9 | 0.9 | 0.9 | 0.9 | 0.9 | 0.9 | 0.9 | 0.9 | 0.9 | 0.9 | 0.9 | 0.9 | 0.9 | 0.9
BAU | 30 | PWRSHPINDNE | Small Hydropower, India – Northeast, region XX (investable) |  | Efficiency | fraction | User defined | bar: 2023 to 2050
BAU | 30 | PWRSHPINDNE | Small Hydropower, India – Northeast, region XX (investable) |  | TotalAnnualMinCapacityInvestment | GW | User defined |  | 0 | 0 | 0 | 0 | 0 | 0 | 0 | 0 | 0 | 0 | 0 | 0 | 0 | 0 | 0 | 0 | 0 | 0 | 0 | 0 | 0 | 0 | 0 | 0 | 0 | 0 | 0 | 0
Note on J2: CostDB PWRSPV CAPEX (Conservative) ¦ BD=$840/kW (×1.5)
Note on J3: CostDB PWRSPV Fixed O&M (Conservative) (FOM scaled by node multiplier)
Note on J4: ResidualCapacity (GW): BGD solar ~750 MW. Source: BPDB 2024; Bangladesh_Power_Sector.xlsx ⚠ ASSUMPTION: ResidualCapacity held flat (2023 value) across all years. No retirement or decommissioning modeled. This overstates available capacity in later years for aging plants. To improve: build retirement profiles from commissioning dates (available in Existing_Generation sheet) and typical plant lifetimes.
Note on J8: AvailabilityFactor=1.0 PWRSPV standard availability factor
Note on J9: InputActivityRatio/Efficiency=1.0 Source: OSTRAM_Consolidated_CostDB_v2 Heat Rate where available, otherwise industry standard.
Note on J11: CostDB PWRSPV CAPEX (Conservative) ¦ BT=$1008/kW (×1.8)
Note on J12: CostDB PWRSPV Fixed O&M (Conservative) (FOM scaled by node multiplier)
Note on J13: ResidualCapacity (GW): BTN solar ~1 MW (negligible). Source: BPC ⚠ ASSUMPTION: ResidualCapacity held flat (2023 value) across all years. No retirement or decommissioning modeled. This overstates available capacity in later years for aging plants. To improve: build retirement profiles from commissioning dates (available in Existing_Generation sheet) and typical plant lifetimes.
Note on J17: AvailabilityFactor=1.0 PWRSPV standard availability factor
Note on J18: InputActivityRatio/Efficiency=1.0 Source: OSTRAM_Consolidated_CostDB_v2 Heat Rate where available, otherwise industry standard.
Note on J20: CostDB PWRSPV CAPEX (Conservative) ¦ IN base=$560/kW
Note on J21: CostDB PWRSPV Fixed O&M (Conservative) (FOM scaled by node multiplier)
Note on J22: ResidualCapacity (GW): IND North solar ~22 GW. Source: CEA Monthly RE Installed Capacity ⚠ ASSUMPTION: ResidualCapacity held flat (2023 value) across all years. No retirement or decommissioning modeled. This overstates available capacity in later years for aging plants. To improve: build retirement profiles from commissioning dates (available in Existing_Generation sheet) and typical plant lifetimes.
Note on J26: AvailabilityFactor=1.0 PWRSPV standard availability factor
Note on J27: InputActivityRatio/Efficiency=1.0 Source: OSTRAM_Consolidated_CostDB_v2 Heat Rate where available, otherwise industry standard.
Note on J29: CostDB PWRSPV CAPEX (Conservative) ¦ IN base=$560/kW
Note on J30: CostDB PWRSPV Fixed O&M (Conservative) (FOM scaled by node multiplier)
Note on J31: ResidualCapacity (GW): IND South solar ~25 GW. Source: CEA Monthly RE Installed Capacity ⚠ ASSUMPTION: ResidualCapacity held flat (2023 value) across all years. No retirement or decommissioning modeled. This overstates available capacity in later years for aging plants. To improve: build retirement profiles from commissioning dates (available in Existing_Generation sheet) and typical plant lifetimes.
Note on J35: AvailabilityFactor=1.0 PWRSPV standard availability factor
Note on J36: InputActivityRatio/Efficiency=1.0 Source: OSTRAM_Consolidated_CostDB_v2 Heat Rate where available, otherwise industry standard.
Note on J38: CostDB PWRSPV CAPEX (Conservative) ¦ IN base=$560/kW
Note on J39: CostDB PWRSPV Fixed O&M (Conservative) (FOM scaled by node multiplier)
Note on J40: ResidualCapacity (GW): IND East solar ~5 GW. Source: CEA Monthly RE Installed Capacity ⚠ ASSUMPTION: ResidualCapacity held flat (2023 value) across all years. No retirement or decommissioning modeled. This overstates available capacity in later years for aging plants. To improve: build retirement profiles from commissioning dates (available in Existing_Generation sheet) and typical plant lifetimes.
Note on J44: AvailabilityFactor=1.0 PWRSPV standard availability factor
Note on J45: InputActivityRatio/Efficiency=1.0 Source: OSTRAM_Consolidated_CostDB_v2 Heat Rate where available, otherwise industry standard.
Note on J47: CostDB PWRSPV CAPEX (Conservative) ¦ IN base=$560/kW
Note on J48: CostDB PWRSPV Fixed O&M (Conservative) (FOM scaled by node multiplier)
Note on J49: ResidualCapacity (GW): IND West solar ~28 GW (Rajasthan+Gujarat). Source: CEA ⚠ ASSUMPTION: ResidualCapacity held flat (2023 value) across all years. No retirement or decommissioning modeled. This overstates available capacity in later years for aging plants. To improve: build retirement profiles from commissioning dates (available in Existing_Generation sheet) and typical plant lifetimes.
Note on J53: AvailabilityFactor=1.0 PWRSPV standard availability factor
Note on J54: InputActivityRatio/Efficiency=1.0 Source: OSTRAM_Consolidated_CostDB_v2 Heat Rate where available, otherwise industry standard.
Note on J56: CostDB PWRSPV CAPEX (Conservative) ¦ IN base=$560/kW
Note on J57: CostDB PWRSPV Fixed O&M (Conservative) (FOM scaled by node multiplier)
Note on J58: ResidualCapacity (GW): IND NE solar ~0.5 GW. Source: CEA ⚠ ASSUMPTION: ResidualCapacity held flat (2023 value) across all years. No retirement or decommissioning modeled. This overstates available capacity in later years for aging plants. To improve: build retirement profiles from commissioning dates (available in Existing_Generation sheet) and typical plant lifetimes.
Note on J62: AvailabilityFactor=1.0 PWRSPV standard availability factor
Note on J63: InputActivityRatio/Efficiency=1.0 Source: OSTRAM_Consolidated_CostDB_v2 Heat Rate where available, otherwise industry standard.
Note on J65: CostDB PWRSPV CAPEX (Conservative) ¦ NP=$896/kW (×1.6)
Note on J66: CostDB PWRSPV Fixed O&M (Conservative) (FOM scaled by node multiplier)
Note on J67: ResidualCapacity (GW): NPL solar ~50 MW. Source: NEA ⚠ ASSUMPTION: ResidualCapacity held flat (2023 value) across all years. No retirement or decommissioning modeled. This overstates available capacity in later years for aging plants. To improve: build retirement profiles from commissioning dates (available in Existing_Generation sheet) and typical plant lifetimes.
Note on J71: AvailabilityFactor=1.0 PWRSPV standard availability factor
Note on J72: InputActivityRatio/Efficiency=1.0 Source: OSTRAM_Consolidated_CostDB_v2 Heat Rate where available, otherwise industry standard.
Note on J74: CostDB PWRSPV CAPEX (Conservative) ¦ LK=$849/kW (×1.5)
Note on J75: CostDB PWRSPV Fixed O&M (Conservative) (FOM scaled by node multiplier)
Note on J76: ResidualCapacity (GW): LKA grid-scale solar 200 MW. Source: CEB Statistical Digest 2023 ⚠ ASSUMPTION: ResidualCapacity held flat (2023 value) across all years. No retirement or decommissioning modeled. This overstates available capacity in later years for aging plants. To improve: build retirement profiles from commissioning dates (available in Existing_Generation sheet) and typical plant lifetimes.
Note on J80: AvailabilityFactor=1.0 PWRSPV standard availability factor
Note on J81: InputActivityRatio/Efficiency=1.0 Source: OSTRAM_Consolidated_CostDB_v2 Heat Rate where available, otherwise industry standard.
Note on J83: CostDB PWRSPV CAPEX (Conservative) ¦ MV=$1680/kW (×3.0)
Note on J84: CostDB PWRSPV Fixed O&M (Conservative) (FOM scaled by node multiplier)
Note on J85: ResidualCapacity (GW): MDV solar ~20 MW. Source: IRENA 2023; Maldives Energy Roadmap 2024-2033 ⚠ ASSUMPTION: ResidualCapacity held flat (2023 value) across all years. No retirement or decommissioning modeled. This overstates available capacity in later years for aging plants. To improve: build retirement profiles from commissioning dates (available in Existing_Generation sheet) and typical plant lifetimes.
Note on J89: AvailabilityFactor=1.0 PWRSPV standard availability factor
Note on J90: InputActivityRatio/Efficiency=1.0 Source: OSTRAM_Consolidated_CostDB_v2 Heat Rate where available, otherwise industry standard.
Note on J92: CostDB PWRWON CAPEX (Conservative) ¦ BD=$1218/kW (×1.6)
Note on J93: CostDB PWRWON Fixed O&M (Conservative) (FOM scaled by node multiplier)
Note on J94: ResidualCapacity (GW): BGD wind ~2 MW. Source: BPDB ⚠ ASSUMPTION: ResidualCapacity held flat (2023 value) across all years. No retirement or decommissioning modeled. This overstates available capacity in later years for aging plants. To improve: build retirement profiles from commissioning dates (available in Existing_Generation sheet) and typical plant lifetimes.
Note on J98: AvailabilityFactor=1.0 PWRWON standard availability factor
Note on J99: InputActivityRatio/Efficiency=1.0 Source: OSTRAM_Consolidated_CostDB_v2 Heat Rate where available, otherwise industry standard.
Note on J107: AvailabilityFactor=1.0 PWRWON standard availability factor
Note on J108: InputActivityRatio/Efficiency=1.0 Source: OSTRAM_Consolidated_CostDB_v2 Heat Rate where available, otherwise industry standard.
Note on J110: CostDB PWRWON CAPEX (Conservative) ¦ IN base=$761/kW
Note on J111: CostDB PWRWON Fixed O&M (Conservative) (FOM scaled by node multiplier)
Note on J112: ResidualCapacity (GW): IND North onshore wind ~5 GW. Source: CEA ⚠ ASSUMPTION: ResidualCapacity held flat (2023 value) across all years. No retirement or decommissioning modeled. This overstates available capacity in later years for aging plants. To improve: build retirement profiles from commissioning dates (available in Existing_Generation sheet) and typical plant lifetimes.
Note on J116: AvailabilityFactor=1.0 PWRWON standard availability factor
Note on J117: InputActivityRatio/Efficiency=1.0 Source: OSTRAM_Consolidated_CostDB_v2 Heat Rate where available, otherwise industry standard.
Note on J119: CostDB PWRWON CAPEX (Conservative) ¦ IN base=$761/kW
Note on J120: CostDB PWRWON Fixed O&M (Conservative) (FOM scaled by node multiplier)
Note on J121: ResidualCapacity (GW): IND South onshore wind ~15 GW (Tamil Nadu+Karnataka). Source: CEA ⚠ ASSUMPTION: ResidualCapacity held flat (2023 value) across all years. No retirement or decommissioning modeled. This overstates available capacity in later years for aging plants. To improve: build retirement profiles from commissioning dates (available in Existing_Generation sheet) and typical plant lifetimes.
Note on J125: AvailabilityFactor=1.0 PWRWON standard availability factor
Note on J126: InputActivityRatio/Efficiency=1.0 Source: OSTRAM_Consolidated_CostDB_v2 Heat Rate where available, otherwise industry standard.
Note on J128: CostDB PWRWON CAPEX (Conservative) ¦ IN base=$761/kW
Note on J129: CostDB PWRWON Fixed O&M (Conservative) (FOM scaled by node multiplier)
Note on J130: ResidualCapacity (GW): IND East onshore wind ~0.5 GW. Source: CEA ⚠ ASSUMPTION: ResidualCapacity held flat (2023 value) across all years. No retirement or decommissioning modeled. This overstates available capacity in later years for aging plants. To improve: build retirement profiles from commissioning dates (available in Existing_Generation sheet) and typical plant lifetimes.
Note on J134: AvailabilityFactor=1.0 PWRWON standard availability factor
Note on J135: InputActivityRatio/Efficiency=1.0 Source: OSTRAM_Consolidated_CostDB_v2 Heat Rate where available, otherwise industry standard.
Note on J137: CostDB PWRWON CAPEX (Conservative) ¦ IN base=$761/kW
Note on J138: CostDB PWRWON Fixed O&M (Conservative) (FOM scaled by node multiplier)
Note on J139: ResidualCapacity (GW): IND West onshore wind ~20 GW (Gujarat+Maharashtra). Source: CEA ⚠ ASSUMPTION: ResidualCapacity held flat (2023 value) across all years. No retirement or decommissioning modeled. This overstates available capacity in later years for aging plants. To improve: build retirement profiles from commissioning dates (available in Existing_Generation sheet) and typical plant lifetimes.
Note on J143: AvailabilityFactor=1.0 PWRWON standard availability factor
Note on J144: InputActivityRatio/Efficiency=1.0 Source: OSTRAM_Consolidated_CostDB_v2 Heat Rate where available, otherwise industry standard.
Note on J146: CostDB PWRWON CAPEX (Conservative) ¦ IN base=$761/kW
Note on J147: CostDB PWRWON Fixed O&M (Conservative) (FOM scaled by node multiplier)
Note on J148: ResidualCapacity (GW): IND NE wind ~0.1 GW. Source: CEA ⚠ ASSUMPTION: ResidualCapacity held flat (2023 value) across all years. No retirement or decommissioning modeled. This overstates available capacity in later years for aging plants. To improve: build retirement profiles from commissioning dates (available in Existing_Generation sheet) and typical plant lifetimes.
Note on J152: AvailabilityFactor=1.0 PWRWON standard availability factor
Note on J153: InputActivityRatio/Efficiency=1.0 Source: OSTRAM_Consolidated_CostDB_v2 Heat Rate where available, otherwise industry standard.
Note on J161: AvailabilityFactor=1.0 PWRWON standard availability factor
Note on J162: InputActivityRatio/Efficiency=1.0 Source: OSTRAM_Consolidated_CostDB_v2 Heat Rate where available, otherwise industry standard.
Note on J164: CostDB PWRWON CAPEX (Conservative) ¦ LK=$1391/kW (×1.8)
Note on J165: CostDB PWRWON Fixed O&M (Conservative) (FOM scaled by node multiplier)
Note on J166: ResidualCapacity (GW): LKA wind 128 MW. Source: CEB Statistical Digest 2023 ⚠ ASSUMPTION: ResidualCapacity held flat (2023 value) across all years. No retirement or decommissioning modeled. This overstates available capacity in later years for aging plants. To improve: build retirement profiles from commissioning dates (available in Existing_Generation sheet) and typical plant lifetimes.
Note on J170: AvailabilityFactor=1.0 PWRWON standard availability factor
Note on J171: InputActivityRatio/Efficiency=1.0 Source: OSTRAM_Consolidated_CostDB_v2 Heat Rate where available, otherwise industry standard.
Note on J179: AvailabilityFactor=1.0 PWRWON standard availability factor
Note on J180: InputActivityRatio/Efficiency=1.0 Source: OSTRAM_Consolidated_CostDB_v2 Heat Rate where available, otherwise industry standard.
Note on J182: CostDB PWRWOF CAPEX (Conservative) ¦ IN base=$2339/kW
Note on J183: CostDB PWRWOF Fixed O&M (Conservative) (FOM scaled by node multiplier)
Note on J188: AvailabilityFactor=0.95 PWRWOF standard availability factor
Note on J189: InputActivityRatio/Efficiency=1.0 Source: OSTRAM_Consolidated_CostDB_v2 Heat Rate where available, otherwise industry standard.
Note on J191: CostDB PWRWOF CAPEX (Conservative) ¦ IN base=$2339/kW
Note on J192: CostDB PWRWOF Fixed O&M (Conservative) (FOM scaled by node multiplier)
Note on J197: AvailabilityFactor=0.95 PWRWOF standard availability factor
Note on J198: InputActivityRatio/Efficiency=1.0 Source: OSTRAM_Consolidated_CostDB_v2 Heat Rate where available, otherwise industry standard.
Note on J200: CostDB PWRWOF CAPEX (Conservative) ¦ IN base=$2339/kW
Note on J201: CostDB PWRWOF Fixed O&M (Conservative) (FOM scaled by node multiplier)
Note on J206: AvailabilityFactor=0.95 PWRWOF standard availability factor
Note on J207: InputActivityRatio/Efficiency=1.0 Source: OSTRAM_Consolidated_CostDB_v2 Heat Rate where available, otherwise industry standard.
Note on J215: AvailabilityFactor=0.95 PWRWOF standard availability factor
Note on J216: InputActivityRatio/Efficiency=1.0 Source: OSTRAM_Consolidated_CostDB_v2 Heat Rate where available, otherwise industry standard.
Note on J218: CostDB PWRWOF CAPEX (Conservative) ¦ LK=$3781/kW (×1.6)
Note on J219: CostDB PWRWOF Fixed O&M (Conservative) (FOM scaled by node multiplier)
Note on J224: AvailabilityFactor=0.95 PWRWOF standard availability factor
Note on J225: InputActivityRatio/Efficiency=1.0 Source: OSTRAM_Consolidated_CostDB_v2 Heat Rate where available, otherwise industry standard.
Note on J233: AvailabilityFactor=0.95 PWRWOF standard availability factor
Note on J234: InputActivityRatio/Efficiency=1.0 Source: OSTRAM_Consolidated_CostDB_v2 Heat Rate where available, otherwise industry standard.
Note on J236: CostDB PWRHDR CAPEX (Conservative) ¦ NP=$2761/kW (×1.8)
Note on J237: CostDB PWRHDR Fixed O&M (Conservative) (FOM scaled by node multiplier)
Note on J238: ResidualCapacity (GW): NPL storage hydro ~100 MW (Kulekhani). Source: NEA ⚠ ASSUMPTION: ResidualCapacity held flat (2023 value) across all years. No retirement or decommissioning modeled. This overstates available capacity in later years for aging plants. To improve: build retirement profiles from commissioning dates (available in Existing_Generation sheet) and typical plant lifetimes.
Note on J242: AvailabilityFactor=0.95 Reservoir hydro — high mechanical availability. Source: BPC PDB 2024, NEA
Note on J243: InputActivityRatio/Efficiency=1.0 Source: OSTRAM_Consolidated_CostDB_v2 Heat Rate where available, otherwise industry standard.
Note on J245: CostDB PWRHDR CAPEX (Conservative) ¦ BT=$1200/kW (×0.8)
Note on J246: CostDB PWRHDR Fixed O&M (Conservative) (FOM scaled by node multiplier)
Note on J247: ResidualCapacity (GW): BTN reservoir hydro ~1000 MW (Tala, Chukha). Source: BPC PDB 2024 ⚠ ASSUMPTION: ResidualCapacity held flat (2023 value) across all years. No retirement or decommissioning modeled. This overstates available capacity in later years for aging plants. To improve: build retirement profiles from commissioning dates (available in Existing_Generation sheet) and typical plant lifetimes.
Note on J251: AvailabilityFactor=0.95 Reservoir hydro — high mechanical availability. Source: BPC PDB 2024, NEA
Note on J252: InputActivityRatio/Efficiency=1.0 Source: OSTRAM_Consolidated_CostDB_v2 Heat Rate where available, otherwise industry standard.
Note on J254: CostDB PWRHDR CAPEX (Conservative) ¦ IN base=$1500/kW
Note on J255: CostDB PWRHDR Fixed O&M (Conservative) (FOM scaled by node multiplier)
Note on J256: ResidualCapacity=21.664 GW (21664 MW) Aggregated from India_Electricity_Infrastructure.xlsx Existing Generation Fuel: Hydro ¦ Node: IN_N (Zone-based mapping) Source: CEA plant database via Infrastructure file ⚠ ASSUMPTION: ResidualCapacity held flat (2023 value) across all years. No retirement or decommissioning modeled. This overstates available capacity in later years for aging plants. To improve: build retirement profiles from commissioning dates (available in Existing_Generation sheet) and typical plant lifetimes.
Note on J260: AvailabilityFactor=0.95 Reservoir hydro — high mechanical availability. Source: BPC PDB 2024, NEA
Note on J261: InputActivityRatio/Efficiency=1.0 Source: OSTRAM_Consolidated_CostDB_v2 Heat Rate where available, otherwise industry standard.
Note on J263: CostDB PWRHDR CAPEX (Conservative) ¦ IN base=$1500/kW
Note on J264: CostDB PWRHDR Fixed O&M (Conservative) (FOM scaled by node multiplier)
Note on J265: ResidualCapacity=2.273 GW (2273 MW) Aggregated from India_Electricity_Infrastructure.xlsx Existing Generation Fuel: Hydro ¦ Node: IN_NE (Zone-based mapping) Source: CEA plant database via Infrastructure file ⚠ ASSUMPTION: ResidualCapacity held flat (2023 value) across all years. No retirement or decommissioning modeled. This overstates available capacity in later years for aging plants. To improve: build retirement profiles from commissioning dates (available in Existing_Generation sheet) and typical plant lifetimes.
Note on J269: AvailabilityFactor=0.95 Reservoir hydro — high mechanical availability. Source: BPC PDB 2024, NEA
Note on J270: InputActivityRatio/Efficiency=1.0 Source: OSTRAM_Consolidated_CostDB_v2 Heat Rate where available, otherwise industry standard.
Note on J272: CostDB PWRHDR CAPEX (Conservative) ¦ IN base=$1500/kW
Note on J273: CostDB PWRHDR Fixed O&M (Conservative) (FOM scaled by node multiplier)
Note on J274: ResidualCapacity=5.988 GW (5988 MW) Aggregated from India_Electricity_Infrastructure.xlsx Existing Generation Fuel: Hydro ¦ Node: IN_E (Zone-based mapping) Source: CEA plant database via Infrastructure file ⚠ ASSUMPTION: ResidualCapacity held flat (2023 value) across all years. No retirement or decommissioning modeled. This overstates available capacity in later years for aging plants. To improve: build retirement profiles from commissioning dates (available in Existing_Generation sheet) and typical plant lifetimes.
Note on J278: AvailabilityFactor=0.95 Reservoir hydro — high mechanical availability. Source: BPC PDB 2024, NEA
Note on J279: InputActivityRatio/Efficiency=1.0 Source: OSTRAM_Consolidated_CostDB_v2 Heat Rate where available, otherwise industry standard.
Note on J281: CostDB PWRHDR CAPEX (Conservative) ¦ LK=$2500/kW (×1.7)
Note on J282: CostDB PWRHDR Fixed O&M (Conservative) (FOM scaled by node multiplier)
Note on J283: ResidualCapacity (GW): LKA major hydro 1384 MW (15 plants). Source: CEB Statistical Digest 2023 ⚠ ASSUMPTION: ResidualCapacity held flat (2023 value) across all years. No retirement or decommissioning modeled. This overstates available capacity in later years for aging plants. To improve: build retirement profiles from commissioning dates (available in Existing_Generation sheet) and typical plant lifetimes.
Note on J287: AvailabilityFactor=0.95 Reservoir hydro — high mechanical availability. Source: BPC PDB 2024, NEA
Note on J288: InputActivityRatio/Efficiency=1.0 Source: OSTRAM_Consolidated_CostDB_v2 Heat Rate where available, otherwise industry standard.
Note on J299: CostDB PWRHPS CAPEX (Conservative) ¦ IN base=$635/kW
Note on J300: CostDB PWRHPS Fixed O&M (Conservative) (FOM scaled by node multiplier)
Note on J301: ResidualCapacity (GW): IND South pumped storage ~1 GW (Kadamparai etc). Source: CEA ⚠ ASSUMPTION: ResidualCapacity held flat (2023 value) across all years. No retirement or decommissioning modeled. This overstates available capacity in later years for aging plants. To improve: build retirement profiles from commissioning dates (available in Existing_Generation sheet) and typical plant lifetimes.
Note on J305: AvailabilityFactor=0.92 Pumped storage. Source: CEA NEP
Note on J306: InputActivityRatio/Efficiency=0.8 Source: OSTRAM_Consolidated_CostDB_v2 Heat Rate where available, otherwise industry standard.
Note on J308: CostDB PWRHPS CAPEX (Conservative) ¦ IN base=$635/kW
Note on J309: CostDB PWRHPS Fixed O&M (Conservative) (FOM scaled by node multiplier)
Note on J310: ResidualCapacity (GW): IND West pumped storage ~0.9 GW (Ghatghar). Source: CEA ⚠ ASSUMPTION: ResidualCapacity held flat (2023 value) across all years. No retirement or decommissioning modeled. This overstates available capacity in later years for aging plants. To improve: build retirement profiles from commissioning dates (available in Existing_Generation sheet) and typical plant lifetimes.
Note on J314: AvailabilityFactor=0.92 Pumped storage. Source: CEA NEP
Note on J315: InputActivityRatio/Efficiency=0.8 Source: OSTRAM_Consolidated_CostDB_v2 Heat Rate where available, otherwise industry standard.
Note on J317: CostDB PWRCOASCPC CAPEX (Conservative) ¦ BD=$1694/kW (×1.6)
Note on J318: CostDB PWRCOASCPC Fixed O&M (Conservative) (FOM scaled by node multiplier)
Note on J323: AvailabilityFactor=0.85 India CEA fleet PLF ~60-65%; AF allows ~85% availability. Source: IND_DA_Final Daily PLF sheet (NITI Aayog ICED)
Note on J324: InputActivityRatio/Efficiency=0.38 Source: OSTRAM_Consolidated_CostDB_v2 Heat Rate where available, otherwise industry standard.
Note on J326: CostDB PWRCOASCPC CAPEX (Conservative) ¦ IN base=$1059/kW
Note on J327: CostDB PWRCOASCPC Fixed O&M (Conservative) (FOM scaled by node multiplier)
Note on J332: AvailabilityFactor=0.85 India CEA fleet PLF ~60-65%; AF allows ~85% availability. Source: IND_DA_Final Daily PLF sheet (NITI Aayog ICED)
Note on J333: InputActivityRatio/Efficiency=0.38 Source: OSTRAM_Consolidated_CostDB_v2 Heat Rate where available, otherwise industry standard.
Note on J335: CostDB PWRCOASCPC CAPEX (Conservative) ¦ IN base=$1059/kW
Note on J336: CostDB PWRCOASCPC Fixed O&M (Conservative) (FOM scaled by node multiplier)
Note on J341: AvailabilityFactor=0.85 India CEA fleet PLF ~60-65%; AF allows ~85% availability. Source: IND_DA_Final Daily PLF sheet (NITI Aayog ICED)
Note on J342: InputActivityRatio/Efficiency=0.38 Source: OSTRAM_Consolidated_CostDB_v2 Heat Rate where available, otherwise industry standard.
Note on J344: CostDB PWRCOASCPC CAPEX (Conservative) ¦ IN base=$1059/kW
Note on J345: CostDB PWRCOASCPC Fixed O&M (Conservative) (FOM scaled by node multiplier)
Note on J350: AvailabilityFactor=0.85 India CEA fleet PLF ~60-65%; AF allows ~85% availability. Source: IND_DA_Final Daily PLF sheet (NITI Aayog ICED)
Note on J351: InputActivityRatio/Efficiency=0.38 Source: OSTRAM_Consolidated_CostDB_v2 Heat Rate where available, otherwise industry standard.
Note on J353: CostDB PWRCOASCPC CAPEX (Conservative) ¦ IN base=$1059/kW
Note on J354: CostDB PWRCOASCPC Fixed O&M (Conservative) (FOM scaled by node multiplier)
Note on J359: AvailabilityFactor=0.85 India CEA fleet PLF ~60-65%; AF allows ~85% availability. Source: IND_DA_Final Daily PLF sheet (NITI Aayog ICED)
Note on J360: InputActivityRatio/Efficiency=0.38 Source: OSTRAM_Consolidated_CostDB_v2 Heat Rate where available, otherwise industry standard.
Note on J362: CostDB PWRCOASCPC CAPEX (Conservative) ¦ LK=$2132/kW (×2.0)
Note on J363: CostDB PWRCOASCPC Fixed O&M (Conservative) (FOM scaled by node multiplier)
Note on J368: AvailabilityFactor=0.85 India CEA fleet PLF ~60-65%; AF allows ~85% availability. Source: IND_DA_Final Daily PLF sheet (NITI Aayog ICED)
Note on J369: InputActivityRatio/Efficiency=0.38 Source: OSTRAM_Consolidated_CostDB_v2 Heat Rate where available, otherwise industry standard.
Note on J371: CostDB PWRCCG CAPEX (Conservative) ¦ BD=$770/kW (×1.1)
Note on J372: CostDB PWRCCG Fixed O&M (Conservative) (FOM scaled by node multiplier)
Note on J377: AvailabilityFactor=0.9 India CCGT PLF ~24% (low utilization, not low availability). AF=0.90. Source: NITI Aayog ICED PLF data
Note on J378: InputActivityRatio/Efficiency=0.55 Source: OSTRAM_Consolidated_CostDB_v2 Heat Rate where available, otherwise industry standard.
Note on J380: CostDB PWRCCG CAPEX (Conservative) ¦ IN base=$700/kW
Note on J381: CostDB PWRCCG Fixed O&M (Conservative) (FOM scaled by node multiplier)
Note on J386: AvailabilityFactor=0.9 India CCGT PLF ~24% (low utilization, not low availability). AF=0.90. Source: NITI Aayog ICED PLF data
Note on J387: InputActivityRatio/Efficiency=0.55 Source: OSTRAM_Consolidated_CostDB_v2 Heat Rate where available, otherwise industry standard.
Note on J389: CostDB PWRCCG CAPEX (Conservative) ¦ IN base=$700/kW
Note on J390: CostDB PWRCCG Fixed O&M (Conservative) (FOM scaled by node multiplier)
Note on J395: AvailabilityFactor=0.9 India CCGT PLF ~24% (low utilization, not low availability). AF=0.90. Source: NITI Aayog ICED PLF data
Note on J396: InputActivityRatio/Efficiency=0.55 Source: OSTRAM_Consolidated_CostDB_v2 Heat Rate where available, otherwise industry standard.
Note on J398: CostDB PWRCCG CAPEX (Conservative) ¦ IN base=$700/kW
Note on J399: CostDB PWRCCG Fixed O&M (Conservative) (FOM scaled by node multiplier)
Note on J404: AvailabilityFactor=0.9 India CCGT PLF ~24% (low utilization, not low availability). AF=0.90. Source: NITI Aayog ICED PLF data
Note on J405: InputActivityRatio/Efficiency=0.55 Source: OSTRAM_Consolidated_CostDB_v2 Heat Rate where available, otherwise industry standard.
Note on J407: CostDB PWRCCG CAPEX (Conservative) ¦ IN base=$700/kW
Note on J408: CostDB PWRCCG Fixed O&M (Conservative) (FOM scaled by node multiplier)
Note on J413: AvailabilityFactor=0.9 India CCGT PLF ~24% (low utilization, not low availability). AF=0.90. Source: NITI Aayog ICED PLF data
Note on J414: InputActivityRatio/Efficiency=0.55 Source: OSTRAM_Consolidated_CostDB_v2 Heat Rate where available, otherwise industry standard.
Note on J416: CostDB PWRCCG CAPEX (Conservative) ¦ IN base=$700/kW
Note on J417: CostDB PWRCCG Fixed O&M (Conservative) (FOM scaled by node multiplier)
Note on J422: AvailabilityFactor=0.9 India CCGT PLF ~24% (low utilization, not low availability). AF=0.90. Source: NITI Aayog ICED PLF data
Note on J423: InputActivityRatio/Efficiency=0.55 Source: OSTRAM_Consolidated_CostDB_v2 Heat Rate where available, otherwise industry standard.
Note on J431: AvailabilityFactor=0.9 India CCGT PLF ~24% (low utilization, not low availability). AF=0.90. Source: NITI Aayog ICED PLF data
Note on J432: InputActivityRatio/Efficiency=0.55 Source: OSTRAM_Consolidated_CostDB_v2 Heat Rate where available, otherwise industry standard.
Note on J434: CostDB PWRCCG CAPEX (Conservative) ¦ LK=$1300/kW (×1.9)
Note on J435: CostDB PWRCCG Fixed O&M (Conservative) (FOM scaled by node multiplier)
Note on J440: AvailabilityFactor=0.9 India CCGT PLF ~24% (low utilization, not low availability). AF=0.90. Source: NITI Aayog ICED PLF data
Note on J441: InputActivityRatio/Efficiency=0.55 Source: OSTRAM_Consolidated_CostDB_v2 Heat Rate where available, otherwise industry standard.
Note on J443: CostDB PWROIL CAPEX (Conservative) ¦ MV=$700/kW (×1.0)
Note on J444: CostDB PWROIL Fixed O&M (Conservative) (FOM scaled by node multiplier)
Note on J449: AvailabilityFactor=0.9 Oil/diesel backup. Source: CEB LTGEP, BPDB fleet data
Note on J450: InputActivityRatio/Efficiency=0.32 Source: OSTRAM_Consolidated_CostDB_v2 Heat Rate where available, otherwise industry standard.
Note on J452: CostDB PWROIL CAPEX (Conservative) ¦ BD=$770/kW (×1.1)
Note on J453: CostDB PWROIL Fixed O&M (Conservative) (FOM scaled by node multiplier)
Note on J458: AvailabilityFactor=0.9 Oil/diesel backup. Source: CEB LTGEP, BPDB fleet data
Note on J459: InputActivityRatio/Efficiency=0.32 Source: OSTRAM_Consolidated_CostDB_v2 Heat Rate where available, otherwise industry standard.
Note on J461: CostDB PWROIL CAPEX (Conservative) ¦ LK=$1000/kW (×1.4)
Note on J462: CostDB PWROIL Fixed O&M (Conservative) (FOM scaled by node multiplier)
Note on J467: AvailabilityFactor=0.9 Oil/diesel backup. Source: CEB LTGEP, BPDB fleet data
Note on J468: InputActivityRatio/Efficiency=0.32 Source: OSTRAM_Consolidated_CostDB_v2 Heat Rate where available, otherwise industry standard.
Note on J530: AvailabilityFactor=0.8 Fuel supply seasonality reduces availability. Source: CERC benchmarks
Note on J531: InputActivityRatio/Efficiency=0.3 Source: OSTRAM_Consolidated_CostDB_v2 Heat Rate where available, otherwise industry standard.
Note on J533: CostDB PWRBIO CAPEX (Conservative) ¦ IN base=$1142/kW
Note on J534: CostDB PWRBIO Fixed O&M (Conservative) (FOM scaled by node multiplier)
Note on J535: ResidualCapacity=3.670 GW (3670 MW) Aggregated from India_Electricity_Infrastructure.xlsx Existing Generation Fuel: Bio Power ¦ Node: IN_N (Zone-based mapping) Source: CEA plant database via Infrastructure file ⚠ ASSUMPTION: ResidualCapacity held flat (2023 value) across all years. No retirement or decommissioning modeled. This overstates available capacity in later years for aging plants. To improve: build retirement profiles from commissioning dates (available in Existing_Generation sheet) and typical plant lifetimes.
Note on J539: AvailabilityFactor=0.8 Fuel supply seasonality reduces availability. Source: CERC benchmarks
Note on J540: InputActivityRatio/Efficiency=0.3 Source: OSTRAM_Consolidated_CostDB_v2 Heat Rate where available, otherwise industry standard.
Note on J542: CostDB PWRBIO CAPEX (Conservative) ¦ IN base=$1142/kW
Note on J543: CostDB PWRBIO Fixed O&M (Conservative) (FOM scaled by node multiplier)
Note on J544: ResidualCapacity=3.781 GW (3781 MW) Aggregated from India_Electricity_Infrastructure.xlsx Existing Generation Fuel: Bio Power ¦ Node: IN_S (Zone-based mapping) Source: CEA plant database via Infrastructure file ⚠ ASSUMPTION: ResidualCapacity held flat (2023 value) across all years. No retirement or decommissioning modeled. This overstates available capacity in later years for aging plants. To improve: build retirement profiles from commissioning dates (available in Existing_Generation sheet) and typical plant lifetimes.
Note on J548: AvailabilityFactor=0.8 Fuel supply seasonality reduces availability. Source: CERC benchmarks
Note on J549: InputActivityRatio/Efficiency=0.3 Source: OSTRAM_Consolidated_CostDB_v2 Heat Rate where available, otherwise industry standard.
Note on J551: CostDB PWRBIO CAPEX (Conservative) ¦ IN base=$1142/kW
Note on J552: CostDB PWRBIO Fixed O&M (Conservative) (FOM scaled by node multiplier)
Note on J553: ResidualCapacity=0.576 GW (576 MW) Aggregated from India_Electricity_Infrastructure.xlsx Existing Generation Fuel: Bio Power ¦ Node: IN_E (Zone-based mapping) Source: CEA plant database via Infrastructure file ⚠ ASSUMPTION: ResidualCapacity held flat (2023 value) across all years. No retirement or decommissioning modeled. This overstates available capacity in later years for aging plants. To improve: build retirement profiles from commissioning dates (available in Existing_Generation sheet) and typical plant lifetimes.
Note on J557: AvailabilityFactor=0.8 Fuel supply seasonality reduces availability. Source: CERC benchmarks
Note on J558: InputActivityRatio/Efficiency=0.3 Source: OSTRAM_Consolidated_CostDB_v2 Heat Rate where available, otherwise industry standard.
Note on J560: CostDB PWRBIO CAPEX (Conservative) ¦ IN base=$1142/kW
Note on J561: CostDB PWRBIO Fixed O&M (Conservative) (FOM scaled by node multiplier)
Note on J562: ResidualCapacity=3.571 GW (3571 MW) Aggregated from India_Electricity_Infrastructure.xlsx Existing Generation Fuel: Bio Power ¦ Node: IN_W (Zone-based mapping) Source: CEA plant database via Infrastructure file ⚠ ASSUMPTION: ResidualCapacity held flat (2023 value) across all years. No retirement or decommissioning modeled. This overstates available capacity in later years for aging plants. To improve: build retirement profiles from commissioning dates (available in Existing_Generation sheet) and typical plant lifetimes.
Note on J566: AvailabilityFactor=0.8 Fuel supply seasonality reduces availability. Source: CERC benchmarks
Note on J567: InputActivityRatio/Efficiency=0.3 Source: OSTRAM_Consolidated_CostDB_v2 Heat Rate where available, otherwise industry standard.
Note on J569: CostDB PWRBIO CAPEX (Conservative) ¦ IN base=$1142/kW
Note on J570: CostDB PWRBIO Fixed O&M (Conservative) (FOM scaled by node multiplier)
Note on J571: ResidualCapacity=0.016 GW (16 MW) Aggregated from India_Electricity_Infrastructure.xlsx Existing Generation Fuel: Bio Power ¦ Node: IN_NE (Zone-based mapping) Source: CEA plant database via Infrastructure file ⚠ ASSUMPTION: ResidualCapacity held flat (2023 value) across all years. No retirement or decommissioning modeled. This overstates available capacity in later years for aging plants. To improve: build retirement profiles from commissioning dates (available in Existing_Generation sheet) and typical plant lifetimes.
Note on J575: AvailabilityFactor=0.8 Fuel supply seasonality reduces availability. Source: CERC benchmarks
Note on J576: InputActivityRatio/Efficiency=0.3 Source: OSTRAM_Consolidated_CostDB_v2 Heat Rate where available, otherwise industry standard.
Note on J584: AvailabilityFactor=0.8 Fuel supply seasonality reduces availability. Source: CERC benchmarks
Note on J585: InputActivityRatio/Efficiency=0.3 Source: OSTRAM_Consolidated_CostDB_v2 Heat Rate where available, otherwise industry standard.
Note on J587: CostDB PWRBIO CAPEX (Conservative) ¦ LK=$1782/kW (×1.6)
Note on J588: CostDB PWRBIO Fixed O&M (Conservative) (FOM scaled by node multiplier)
Note on J593: AvailabilityFactor=0.8 Fuel supply seasonality reduces availability. Source: CERC benchmarks
Note on J594: InputActivityRatio/Efficiency=0.3 Source: OSTRAM_Consolidated_CostDB_v2 Heat Rate where available, otherwise industry standard.
Note on J596: CostDB PWRWTE CAPEX (Conservative)
Note on J597: CostDB PWRWTE Fixed O&M (Conservative) (FOM scaled by node multiplier)
Note on J602: AvailabilityFactor=0.85 PWRWTE standard availability factor
Note on J603: InputActivityRatio/Efficiency=0.25 Source: OSTRAM_Consolidated_CostDB_v2 Heat Rate where available, otherwise industry standard.
Note on J605: CostDB PWRWTE CAPEX (Conservative)
Note on J606: CostDB PWRWTE Fixed O&M (Conservative) (FOM scaled by node multiplier)
Note on J611: AvailabilityFactor=0.85 PWRWTE standard availability factor
Note on J612: InputActivityRatio/Efficiency=0.25 Source: OSTRAM_Consolidated_CostDB_v2 Heat Rate where available, otherwise industry standard.
Note on J614: CostDB PWRWTE CAPEX (Conservative)
Note on J615: CostDB PWRWTE Fixed O&M (Conservative) (FOM scaled by node multiplier)
Note on J620: AvailabilityFactor=0.85 PWRWTE standard availability factor
Note on J621: InputActivityRatio/Efficiency=0.25 Source: OSTRAM_Consolidated_CostDB_v2 Heat Rate where available, otherwise industry standard.
Note on J623: CostDB PWRWTE CAPEX (Conservative)
Note on J624: CostDB PWRWTE Fixed O&M (Conservative) (FOM scaled by node multiplier)
Note on J629: AvailabilityFactor=0.85 PWRWTE standard availability factor
Note on J630: InputActivityRatio/Efficiency=0.25 Source: OSTRAM_Consolidated_CostDB_v2 Heat Rate where available, otherwise industry standard.
Note on J632: CostDB PWRWTE CAPEX (Conservative)
Note on J633: CostDB PWRWTE Fixed O&M (Conservative) (FOM scaled by node multiplier)
Note on J638: AvailabilityFactor=0.85 PWRWTE standard availability factor
Note on J639: InputActivityRatio/Efficiency=0.25 Source: OSTRAM_Consolidated_CostDB_v2 Heat Rate where available, otherwise industry standard.
Note on J641: CostDB PWRWTE CAPEX (Conservative)
Note on J642: CostDB PWRWTE Fixed O&M (Conservative) (FOM scaled by node multiplier)
Note on J647: AvailabilityFactor=0.85 PWRWTE standard availability factor
Note on J648: InputActivityRatio/Efficiency=0.25 Source: OSTRAM_Consolidated_CostDB_v2 Heat Rate where available, otherwise industry standard.
Note on J650: CostDB PWRWTE CAPEX (Conservative)
Note on J651: CostDB PWRWTE Fixed O&M (Conservative) (FOM scaled by node multiplier)
Note on J656: AvailabilityFactor=0.85 PWRWTE standard availability factor
Note on J657: InputActivityRatio/Efficiency=0.25 Source: OSTRAM_Consolidated_CostDB_v2 Heat Rate where available, otherwise industry standard.
Note on J659: CostDB PWRURN CAPEX (Conservative) ¦ IN base=$2000/kW
Note on J660: CostDB PWRURN Fixed O&M (Conservative) (FOM scaled by node multiplier)
Note on J661: ResidualCapacity=2.220 GW (2220 MW) Aggregated from India_Electricity_Infrastructure.xlsx Existing Generation Fuel: Nuclear ¦ Node: IN_N (Zone-based mapping) Source: CEA plant database via Infrastructure file ⚠ ASSUMPTION: ResidualCapacity held flat (2023 value) across all years. No retirement or decommissioning modeled. This overstates available capacity in later years for aging plants. To improve: build retirement profiles from commissioning dates (available in Existing_Generation sheet) and typical plant lifetimes.
Note on J665: AvailabilityFactor=0.9 India nuclear fleet AF ~80-90%. Source: NPCIL annual reports
Note on J666: InputActivityRatio/Efficiency=0.33 Source: OSTRAM_Consolidated_CostDB_v2 Heat Rate where available, otherwise industry standard.
Note on J668: CostDB PWRURN CAPEX (Conservative) ¦ IN base=$2000/kW
Note on J669: CostDB PWRURN Fixed O&M (Conservative) (FOM scaled by node multiplier)
Note on J670: ResidualCapacity=3.320 GW (3320 MW) Aggregated from India_Electricity_Infrastructure.xlsx Existing Generation Fuel: Nuclear ¦ Node: IN_S (Zone-based mapping) Source: CEA plant database via Infrastructure file ⚠ ASSUMPTION: ResidualCapacity held flat (2023 value) across all years. No retirement or decommissioning modeled. This overstates available capacity in later years for aging plants. To improve: build retirement profiles from commissioning dates (available in Existing_Generation sheet) and typical plant lifetimes.
Note on J674: AvailabilityFactor=0.9 India nuclear fleet AF ~80-90%. Source: NPCIL annual reports
Note on J675: InputActivityRatio/Efficiency=0.33 Source: OSTRAM_Consolidated_CostDB_v2 Heat Rate where available, otherwise industry standard.
Note on J677: CostDB PWRURN CAPEX (Conservative) ¦ IN base=$2000/kW
Note on J678: CostDB PWRURN Fixed O&M (Conservative) (FOM scaled by node multiplier)
Note on J683: AvailabilityFactor=0.9 India nuclear fleet AF ~80-90%. Source: NPCIL annual reports
Note on J684: InputActivityRatio/Efficiency=0.33 Source: OSTRAM_Consolidated_CostDB_v2 Heat Rate where available, otherwise industry standard.
Note on J686: CostDB PWRURN CAPEX (Conservative) ¦ IN base=$2000/kW
Note on J687: CostDB PWRURN Fixed O&M (Conservative) (FOM scaled by node multiplier)
Note on J688: ResidualCapacity=3.240 GW (3240 MW) Aggregated from India_Electricity_Infrastructure.xlsx Existing Generation Fuel: Nuclear ¦ Node: IN_W (Zone-based mapping) Source: CEA plant database via Infrastructure file ⚠ ASSUMPTION: ResidualCapacity held flat (2023 value) across all years. No retirement or decommissioning modeled. This overstates available capacity in later years for aging plants. To improve: build retirement profiles from commissioning dates (available in Existing_Generation sheet) and typical plant lifetimes.
Note on J692: AvailabilityFactor=0.9 India nuclear fleet AF ~80-90%. Source: NPCIL annual reports
Note on J693: InputActivityRatio/Efficiency=0.33 Source: OSTRAM_Consolidated_CostDB_v2 Heat Rate where available, otherwise industry standard.
Note on J695: CostDB PWRURN CAPEX (Conservative) ¦ IN base=$2000/kW
Note on J696: CostDB PWRURN Fixed O&M (Conservative) (FOM scaled by node multiplier)
Note on J701: AvailabilityFactor=0.9 India nuclear fleet AF ~80-90%. Source: NPCIL annual reports
Note on J702: InputActivityRatio/Efficiency=0.33 Source: OSTRAM_Consolidated_CostDB_v2 Heat Rate where available, otherwise industry standard.
Note on J704: CostDB PWRURN CAPEX (Conservative) ¦ BD=$5200/kW (×2.6)
Note on J705: CostDB PWRURN Fixed O&M (Conservative) (FOM scaled by node multiplier)
Note on J710: AvailabilityFactor=0.9 India nuclear fleet AF ~80-90%. Source: NPCIL annual reports
Note on J711: InputActivityRatio/Efficiency=0.33 Source: OSTRAM_Consolidated_CostDB_v2 Heat Rate where available, otherwise industry standard.
Note on J713: CostDB PWRGEO CAPEX (Conservative)
Note on J714: CostDB PWRGEO Fixed O&M (Conservative) (FOM scaled by node multiplier)
Note on J719: AvailabilityFactor=0.9 PWRGEO standard availability factor
Note on J720: InputActivityRatio/Efficiency=0.15 Source: OSTRAM_Consolidated_CostDB_v2 Heat Rate where available, otherwise industry standard.
Note on J723: CostDB PWRSDS Fixed O&M (Conservative) (FOM scaled by node multiplier)
Note on J728: AvailabilityFactor=1.0 PWRSDS standard availability factor
Note on J729: InputActivityRatio/Efficiency=0.9 Source: OSTRAM_Consolidated_CostDB_v2 Heat Rate where available, otherwise industry standard.
Note on J732: CostDB PWRSDS Fixed O&M (Conservative) (FOM scaled by node multiplier)
Note on J737: AvailabilityFactor=1.0 PWRSDS standard availability factor
Note on J738: InputActivityRatio/Efficiency=0.9 Source: OSTRAM_Consolidated_CostDB_v2 Heat Rate where available, otherwise industry standard.
Note on J741: CostDB PWRSDS Fixed O&M (Conservative) (FOM scaled by node multiplier)
Note on J746: AvailabilityFactor=1.0 PWRSDS standard availability factor
Note on J747: InputActivityRatio/Efficiency=0.9 Source: OSTRAM_Consolidated_CostDB_v2 Heat Rate where available, otherwise industry standard.
Note on J750: CostDB PWRSDS Fixed O&M (Conservative) (FOM scaled by node multiplier)
Note on J755: AvailabilityFactor=1.0 PWRSDS standard availability factor
Note on J756: InputActivityRatio/Efficiency=0.9 Source: OSTRAM_Consolidated_CostDB_v2 Heat Rate where available, otherwise industry standard.
Note on J759: CostDB PWRSDS Fixed O&M (Conservative) (FOM scaled by node multiplier)
Note on J764: AvailabilityFactor=1.0 PWRSDS standard availability factor
Note on J765: InputActivityRatio/Efficiency=0.9 Source: OSTRAM_Consolidated_CostDB_v2 Heat Rate where available, otherwise industry standard.
Note on J768: CostDB PWRSDS Fixed O&M (Conservative) (FOM scaled by node multiplier)
Note on J773: AvailabilityFactor=1.0 PWRSDS standard availability factor
Note on J774: InputActivityRatio/Efficiency=0.9 Source: OSTRAM_Consolidated_CostDB_v2 Heat Rate where available, otherwise industry standard.
Note on J777: CostDB PWRSDS Fixed O&M (Conservative) (FOM scaled by node multiplier)
Note on J782: AvailabilityFactor=1.0 PWRSDS standard availability factor
Note on J783: InputActivityRatio/Efficiency=0.9 Source: OSTRAM_Consolidated_CostDB_v2 Heat Rate where available, otherwise industry standard.
Note on J786: CostDB PWRSDS Fixed O&M (Conservative) (FOM scaled by node multiplier)
Note on J791: AvailabilityFactor=1.0 PWRSDS standard availability factor
Note on J792: InputActivityRatio/Efficiency=0.9 Source: OSTRAM_Consolidated_CostDB_v2 Heat Rate where available, otherwise industry standard.
Note on J795: CostDB PWRSDS Fixed O&M (Conservative) (FOM scaled by node multiplier)
Note on J800: AvailabilityFactor=1.0 PWRSDS standard availability factor
Note on J801: InputActivityRatio/Efficiency=0.9 Source: OSTRAM_Consolidated_CostDB_v2 Heat Rate where available, otherwise industry standard.
Note on J804: CostDB PWRSDS Fixed O&M (Conservative) (FOM scaled by node multiplier)
Note on J809: AvailabilityFactor=1.0 PWRSDS standard availability factor
Note on J810: InputActivityRatio/Efficiency=0.9 Source: OSTRAM_Consolidated_CostDB_v2 Heat Rate where available, otherwise industry standard.
Note on J813: CostDB PWRLDS Fixed O&M (Conservative) (FOM scaled by node multiplier)
Note on J818: AvailabilityFactor=1.0 PWRLDS standard availability factor
Note on J819: InputActivityRatio/Efficiency=0.85 Source: OSTRAM_Consolidated_CostDB_v2 Heat Rate where available, otherwise industry standard.
Note on J822: CostDB PWRLDS Fixed O&M (Conservative) (FOM scaled by node multiplier)
Note on J827: AvailabilityFactor=1.0 PWRLDS standard availability factor
Note on J828: InputActivityRatio/Efficiency=0.85 Source: OSTRAM_Consolidated_CostDB_v2 Heat Rate where available, otherwise industry standard.
Note on J831: CostDB PWRLDS Fixed O&M (Conservative) (FOM scaled by node multiplier)
Note on J836: AvailabilityFactor=1.0 PWRLDS standard availability factor
Note on J837: InputActivityRatio/Efficiency=0.85 Source: OSTRAM_Consolidated_CostDB_v2 Heat Rate where available, otherwise industry standard.
Note on J840: CostDB PWRLDS Fixed O&M (Conservative) (FOM scaled by node multiplier)
Note on J845: AvailabilityFactor=1.0 PWRLDS standard availability factor
Note on J846: InputActivityRatio/Efficiency=0.85 Source: OSTRAM_Consolidated_CostDB_v2 Heat Rate where available, otherwise industry standard.
Note on J849: CostDB PWRLDS Fixed O&M (Conservative) (FOM scaled by node multiplier)
Note on J854: AvailabilityFactor=1.0 PWRLDS standard availability factor
Note on J855: InputActivityRatio/Efficiency=0.85 Source: OSTRAM_Consolidated_CostDB_v2 Heat Rate where available, otherwise industry standard.
Note on J858: CostDB PWRLDS Fixed O&M (Conservative) (FOM scaled by node multiplier)
Note on J863: AvailabilityFactor=1.0 PWRLDS standard availability factor
Note on J864: InputActivityRatio/Efficiency=0.85 Source: OSTRAM_Consolidated_CostDB_v2 Heat Rate where available, otherwise industry standard.
Note on J867: CostDB PWRLDS Fixed O&M (Conservative) (FOM scaled by node multiplier)
Note on J872: AvailabilityFactor=1.0 PWRLDS standard availability factor
Note on J873: InputActivityRatio/Efficiency=0.85 Source: OSTRAM_Consolidated_CostDB_v2 Heat Rate where available, otherwise industry standard.
Note on J876: CostDB PWRLDS Fixed O&M (Conservative) (FOM scaled by node multiplier)
Note on J881: AvailabilityFactor=1.0 PWRLDS standard availability factor
Note on J882: InputActivityRatio/Efficiency=0.85 Source: OSTRAM_Consolidated_CostDB_v2 Heat Rate where available, otherwise industry standard.
Note on J885: CostDB PWRLDS Fixed O&M (Conservative) (FOM scaled by node multiplier)
Note on J890: AvailabilityFactor=1.0 PWRLDS standard availability factor
Note on J891: InputActivityRatio/Efficiency=0.85 Source: OSTRAM_Consolidated_CostDB_v2 Heat Rate where available, otherwise industry standard.
Note on J894: CostDB PWRLDS Fixed O&M (Conservative) (FOM scaled by node multiplier)
Note on J899: AvailabilityFactor=1.0 PWRLDS standard availability factor
Note on J900: InputActivityRatio/Efficiency=0.85 Source: OSTRAM_Consolidated_CostDB_v2 Heat Rate where available, otherwise industry standard.

## Capacities_CF
scenario | Timeslices | Tech.ID | Tech | Tech.Name | Parameter.ID | Parameter | Unit | Projection.Mode | Projection.Parameter | 2023 | 2024 | 2025 | 2026 | 2027 | 2028 | 2029 | 2030 | 2031 | 2032 | 2033 | 2034 | 2035 | 2036 | 2037 | 2038 | 2039 | 2040 | 2041 | 2042 | 2043 | 2044 | 2045 | 2046 | 2047 | 2048 | 2049 | 2050
BAU | S1D1 | 1 | PWRSPVBGDXX | Solar PV (utility-scale), Bangladesh, region XX (investable) | 13 | CapacityFactor | fraction | User defined | 0 | 0 | 0 | 0 | 0 | 0 | 0 | 0 | 0 | 0 | 0 | 0 | 0 | 0 | 0 | 0 | 0 | 0 | 0 | 0 | 0 | 0 | 0 | 0 | 0 | 0 | 0 | 0 | 0
BAU | S1D2 | 1 | PWRSPVBGDXX | Solar PV (utility-scale), Bangladesh, region XX (investable) | 13 | CapacityFactor | fraction | User defined | 0 | 0.3524 | 0.3524 | 0.3524 | 0.3524 | 0.3524 | 0.3524 | 0.3524 | 0.3524 | 0.3524 | 0.3524 | 0.3524 | 0.3524 | 0.3524 | 0.3524 | 0.3524 | 0.3524 | 0.3524 | 0.3524 | 0.3524 | 0.3524 | 0.3524 | 0.3524 | 0.3524 | 0.3524 | 0.3524 | 0.3524 | 0.3524 | 0.3524
BAU | S1D3 | 1 | PWRSPVBGDXX | Solar PV (utility-scale), Bangladesh, region XX (investable) | 13 | CapacityFactor | fraction | User defined | 0 | 0 | 0 | 0 | 0 | 0 | 0 | 0 | 0 | 0 | 0 | 0 | 0 | 0 | 0 | 0 | 0 | 0 | 0 | 0 | 0 | 0 | 0 | 0 | 0 | 0 | 0 | 0 | 0
BAU | S2D1 | 1 | PWRSPVBGDXX | Solar PV (utility-scale), Bangladesh, region XX (investable) | 13 | CapacityFactor | fraction | User defined | 0 | 5e-06 | 5e-06 | 5e-06 | 5e-06 | 5e-06 | 5e-06 | 5e-06 | 5e-06 | 5e-06 | 5e-06 | 5e-06 | 5e-06 | 5e-06 | 5e-06 | 5e-06 | 5e-06 | 5e-06 | 5e-06 | 5e-06 | 5e-06 | 5e-06 | 5e-06 | 5e-06 | 5e-06 | 5e-06 | 5e-06 | 5e-06 | 5e-06
BAU | S2D2 | 1 | PWRSPVBGDXX | Solar PV (utility-scale), Bangladesh, region XX (investable) | 13 | CapacityFactor | fraction | User defined | 0 | 0.37975 | 0.37975 | 0.37975 | 0.37975 | 0.37975 | 0.37975 | 0.37975 | 0.37975 | 0.37975 | 0.37975 | 0.37975 | 0.37975 | 0.37975 | 0.37975 | 0.37975 | 0.37975 | 0.37975 | 0.37975 | 0.37975 | 0.37975 | 0.37975 | 0.37975 | 0.37975 | 0.37975 | 0.37975 | 0.37975 | 0.37975 | 0.37975
BAU | S2D3 | 1 | PWRSPVBGDXX | Solar PV (utility-scale), Bangladesh, region XX (investable) | 13 | CapacityFactor | fraction | User defined | 0 | 0 | 0 | 0 | 0 | 0 | 0 | 0 | 0 | 0 | 0 | 0 | 0 | 0 | 0 | 0 | 0 | 0 | 0 | 0 | 0 | 0 | 0 | 0 | 0 | 0 | 0 | 0 | 0
BAU | S3D1 | 1 | PWRSPVBGDXX | Solar PV (utility-scale), Bangladesh, region XX (investable) | 13 | CapacityFactor | fraction | User defined | 0 | 5.2e-05 | 5.2e-05 | 5.2e-05 | 5.2e-05 | 5.2e-05 | 5.2e-05 | 5.2e-05 | 5.2e-05 | 5.2e-05 | 5.2e-05 | 5.2e-05 | 5.2e-05 | 5.2e-05 | 5.2e-05 | 5.2e-05 | 5.2e-05 | 5.2e-05 | 5.2e-05 | 5.2e-05 | 5.2e-05 | 5.2e-05 | 5.2e-05 | 5.2e-05 | 5.2e-05 | 5.2e-05 | 5.2e-05 | 5.2e-05 | 5.2e-05
BAU | S3D2 | 1 | PWRSPVBGDXX | Solar PV (utility-scale), Bangladesh, region XX (investable) | 13 | CapacityFactor | fraction | User defined | 0 | 0.28906 | 0.28906 | 0.28906 | 0.28906 | 0.28906 | 0.28906 | 0.28906 | 0.28906 | 0.28906 | 0.28906 | 0.28906 | 0.28906 | 0.28906 | 0.28906 | 0.28906 | 0.28906 | 0.28906 | 0.28906 | 0.28906 | 0.28906 | 0.28906 | 0.28906 | 0.28906 | 0.28906 | 0.28906 | 0.28906 | 0.28906 | 0.28906
BAU | S3D3 | 1 | PWRSPVBGDXX | Solar PV (utility-scale), Bangladesh, region XX (investable) | 13 | CapacityFactor | fraction | User defined | 0 | 1.1e-05 | 1.1e-05 | 1.1e-05 | 1.1e-05 | 1.1e-05 | 1.1e-05 | 1.1e-05 | 1.1e-05 | 1.1e-05 | 1.1e-05 | 1.1e-05 | 1.1e-05 | 1.1e-05 | 1.1e-05 | 1.1e-05 | 1.1e-05 | 1.1e-05 | 1.1e-05 | 1.1e-05 | 1.1e-05 | 1.1e-05 | 1.1e-05 | 1.1e-05 | 1.1e-05 | 1.1e-05 | 1.1e-05 | 1.1e-05 | 1.1e-05
BAU | S4D1 | 1 | PWRSPVBGDXX | Solar PV (utility-scale), Bangladesh, region XX (investable) | 13 | CapacityFactor | fraction | User defined | 0 | 0 | 0 | 0 | 0 | 0 | 0 | 0 | 0 | 0 | 0 | 0 | 0 | 0 | 0 | 0 | 0 | 0 | 0 | 0 | 0 | 0 | 0 | 0 | 0 | 0 | 0 | 0 | 0
BAU | S4D2 | 1 | PWRSPVBGDXX | Solar PV (utility-scale), Bangladesh, region XX (investable) | 13 | CapacityFactor | fraction | User defined | 0 | 0.34214 | 0.34214 | 0.34214 | 0.34214 | 0.34214 | 0.34214 | 0.34214 | 0.34214 | 0.34214 | 0.34214 | 0.34214 | 0.34214 | 0.34214 | 0.34214 | 0.34214 | 0.34214 | 0.34214 | 0.34214 | 0.34214 | 0.34214 | 0.34214 | 0.34214 | 0.34214 | 0.34214 | 0.34214 | 0.34214 | 0.34214 | 0.34214
BAU | S4D3 | 1 | PWRSPVBGDXX | Solar PV (utility-scale), Bangladesh, region XX (investable) | 13 | CapacityFactor | fraction | User defined | 0 | 0 | 0 | 0 | 0 | 0 | 0 | 0 | 0 | 0 | 0 | 0 | 0 | 0 | 0 | 0 | 0 | 0 | 0 | 0 | 0 | 0 | 0 | 0 | 0 | 0 | 0 | 0 | 0
BAU | S1D1 | 2 | PWRSPVBTNXX | Solar PV (utility-scale), Bhutan, region XX (investable) | 13 | CapacityFactor | fraction | User defined | 0 | 0 | 0 | 0 | 0 | 0 | 0 | 0 | 0 | 0 | 0 | 0 | 0 | 0 | 0 | 0 | 0 | 0 | 0 | 0 | 0 | 0 | 0 | 0 | 0 | 0 | 0 | 0 | 0
BAU | S1D2 | 2 | PWRSPVBTNXX | Solar PV (utility-scale), Bhutan, region XX (investable) | 13 | CapacityFactor | fraction | User defined | 0 | 0.47867 | 0.47867 | 0.47867 | 0.47867 | 0.47867 | 0.47867 | 0.47867 | 0.47867 | 0.47867 | 0.47867 | 0.47867 | 0.47867 | 0.47867 | 0.47867 | 0.47867 | 0.47867 | 0.47867 | 0.47867 | 0.47867 | 0.47867 | 0.47867 | 0.47867 | 0.47867 | 0.47867 | 0.47867 | 0.47867 | 0.47867 | 0.47867
BAU | S1D3 | 2 | PWRSPVBTNXX | Solar PV (utility-scale), Bhutan, region XX (investable) | 13 | CapacityFactor | fraction | User defined | 0 | 0 | 0 | 0 | 0 | 0 | 0 | 0 | 0 | 0 | 0 | 0 | 0 | 0 | 0 | 0 | 0 | 0 | 0 | 0 | 0 | 0 | 0 | 0 | 0 | 0 | 0 | 0 | 0
BAU | S2D1 | 2 | PWRSPVBTNXX | Solar PV (utility-scale), Bhutan, region XX (investable) | 13 | CapacityFactor | fraction | User defined | 0 | 8.3e-05 | 8.3e-05 | 8.3e-05 | 8.3e-05 | 8.3e-05 | 8.3e-05 | 8.3e-05 | 8.3e-05 | 8.3e-05 | 8.3e-05 | 8.3e-05 | 8.3e-05 | 8.3e-05 | 8.3e-05 | 8.3e-05 | 8.3e-05 | 8.3e-05 | 8.3e-05 | 8.3e-05 | 8.3e-05 | 8.3e-05 | 8.3e-05 | 8.3e-05 | 8.3e-05 | 8.3e-05 | 8.3e-05 | 8.3e-05 | 8.3e-05
BAU | S2D2 | 2 | PWRSPVBTNXX | Solar PV (utility-scale), Bhutan, region XX (investable) | 13 | CapacityFactor | fraction | User defined | 0 | 0.46229 | 0.46229 | 0.46229 | 0.46229 | 0.46229 | 0.46229 | 0.46229 | 0.46229 | 0.46229 | 0.46229 | 0.46229 | 0.46229 | 0.46229 | 0.46229 | 0.46229 | 0.46229 | 0.46229 | 0.46229 | 0.46229 | 0.46229 | 0.46229 | 0.46229 | 0.46229 | 0.46229 | 0.46229 | 0.46229 | 0.46229 | 0.46229
BAU | S2D3 | 2 | PWRSPVBTNXX | Solar PV (utility-scale), Bhutan, region XX (investable) | 13 | CapacityFactor | fraction | User defined | 0 | 6.3e-05 | 6.3e-05 | 6.3e-05 | 6.3e-05 | 6.3e-05 | 6.3e-05 | 6.3e-05 | 6.3e-05 | 6.3e-05 | 6.3e-05 | 6.3e-05 | 6.3e-05 | 6.3e-05 | 6.3e-05 | 6.3e-05 | 6.3e-05 | 6.3e-05 | 6.3e-05 | 6.3e-05 | 6.3e-05 | 6.3e-05 | 6.3e-05 | 6.3e-05 | 6.3e-05 | 6.3e-05 | 6.3e-05 | 6.3e-05 | 6.3e-05
BAU | S3D1 | 2 | PWRSPVBTNXX | Solar PV (utility-scale), Bhutan, region XX (investable) | 13 | CapacityFactor | fraction | User defined | 0 | 0.000255 | 0.000255 | 0.000255 | 0.000255 | 0.000255 | 0.000255 | 0.000255 | 0.000255 | 0.000255 | 0.000255 | 0.000255 | 0.000255 | 0.000255 | 0.000255 | 0.000255 | 0.000255 | 0.000255 | 0.000255 | 0.000255 | 0.000255 | 0.000255 | 0.000255 | 0.000255 | 0.000255 | 0.000255 | 0.000255 | 0.000255 | 0.000255
BAU | S3D2 | 2 | PWRSPVBTNXX | Solar PV (utility-scale), Bhutan, region XX (investable) | 13 | CapacityFactor | fraction | User defined | 0 | 0.33641 | 0.33641 | 0.33641 | 0.33641 | 0.33641 | 0.33641 | 0.33641 | 0.33641 | 0.33641 | 0.33641 | 0.33641 | 0.33641 | 0.33641 | 0.33641 | 0.33641 | 0.33641 | 0.33641 | 0.33641 | 0.33641 | 0.33641 | 0.33641 | 0.33641 | 0.33641 | 0.33641 | 0.33641 | 0.33641 | 0.33641 | 0.33641
BAU | S3D3 | 2 | PWRSPVBTNXX | Solar PV (utility-scale), Bhutan, region XX (investable) | 13 | CapacityFactor | fraction | User defined | 0 | 0.000219 | 0.000219 | 0.000219 | 0.000219 | 0.000219 | 0.000219 | 0.000219 | 0.000219 | 0.000219 | 0.000219 | 0.000219 | 0.000219 | 0.000219 | 0.000219 | 0.000219 | 0.000219 | 0.000219 | 0.000219 | 0.000219 | 0.000219 | 0.000219 | 0.000219 | 0.000219 | 0.000219 | 0.000219 | 0.000219 | 0.000219 | 0.000219
BAU | S4D1 | 2 | PWRSPVBTNXX | Solar PV (utility-scale), Bhutan, region XX (investable) | 13 | CapacityFactor | fraction | User defined | 0 | 0 | 0 | 0 | 0 | 0 | 0 | 0 | 0 | 0 | 0 | 0 | 0 | 0 | 0 | 0 | 0 | 0 | 0 | 0 | 0 | 0 | 0 | 0 | 0 | 0 | 0 | 0 | 0
BAU | S4D2 | 2 | PWRSPVBTNXX | Solar PV (utility-scale), Bhutan, region XX (investable) | 13 | CapacityFactor | fraction | User defined | 0 | 0.44333 | 0.44333 | 0.44333 | 0.44333 | 0.44333 | 0.44333 | 0.44333 | 0.44333 | 0.44333 | 0.44333 | 0.44333 | 0.44333 | 0.44333 | 0.44333 | 0.44333 | 0.44333 | 0.44333 | 0.44333 | 0.44333 | 0.44333 | 0.44333 | 0.44333 | 0.44333 | 0.44333 | 0.44333 | 0.44333 | 0.44333 | 0.44333
BAU | S4D3 | 2 | PWRSPVBTNXX | Solar PV (utility-scale), Bhutan, region XX (investable) | 13 | CapacityFactor | fraction | User defined | 0 | 0 | 0 | 0 | 0 | 0 | 0 | 0 | 0 | 0 | 0 | 0 | 0 | 0 | 0 | 0 | 0 | 0 | 0 | 0 | 0 | 0 | 0 | 0 | 0 | 0 | 0 | 0 | 0
BAU | S1D1 | 3 | PWRSPVINDNO | Solar PV (utility-scale), India – North, region XX (investable) | 13 | CapacityFactor | fraction | User defined | 0 | 0 | 0 | 0 | 0 | 0 | 0 | 0 | 0 | 0 | 0 | 0 | 0 | 0 | 0 | 0 | 0 | 0 | 0 | 0 | 0 | 0 | 0 | 0 | 0 | 0 | 0 | 0 | 0
BAU | S1D2 | 3 | PWRSPVINDNO | Solar PV (utility-scale), India – North, region XX (investable) | 13 | CapacityFactor | fraction | User defined | 0 | 0.34739 | 0.34739 | 0.34739 | 0.34739 | 0.34739 | 0.34739 | 0.34739 | 0.34739 | 0.34739 | 0.34739 | 0.34739 | 0.34739 | 0.34739 | 0.34739 | 0.34739 | 0.34739 | 0.34739 | 0.34739 | 0.34739 | 0.34739 | 0.34739 | 0.34739 | 0.34739 | 0.34739 | 0.34739 | 0.34739 | 0.34739 | 0.34739
BAU | S1D3 | 3 | PWRSPVINDNO | Solar PV (utility-scale), India – North, region XX (investable) | 13 | CapacityFactor | fraction | User defined | 0 | 0 | 0 | 0 | 0 | 0 | 0 | 0 | 0 | 0 | 0 | 0 | 0 | 0 | 0 | 0 | 0 | 0 | 0 | 0 | 0 | 0 | 0 | 0 | 0 | 0 | 0 | 0 | 0
BAU | S2D1 | 3 | PWRSPVINDNO | Solar PV (utility-scale), India – North, region XX (investable) | 13 | CapacityFactor | fraction | User defined | 0 | 0.000505 | 0.000505 | 0.000505 | 0.000505 | 0.000505 | 0.000505 | 0.000505 | 0.000505 | 0.000505 | 0.000505 | 0.000505 | 0.000505 | 0.000505 | 0.000505 | 0.000505 | 0.000505 | 0.000505 | 0.000505 | 0.000505 | 0.000505 | 0.000505 | 0.000505 | 0.000505 | 0.000505 | 0.000505 | 0.000505 | 0.000505 | 0.000505
BAU | S2D2 | 3 | PWRSPVINDNO | Solar PV (utility-scale), India – North, region XX (investable) | 13 | CapacityFactor | fraction | User defined | 0 | 0.41961 | 0.41961 | 0.41961 | 0.41961 | 0.41961 | 0.41961 | 0.41961 | 0.41961 | 0.41961 | 0.41961 | 0.41961 | 0.41961 | 0.41961 | 0.41961 | 0.41961 | 0.41961 | 0.41961 | 0.41961 | 0.41961 | 0.41961 | 0.41961 | 0.41961 | 0.41961 | 0.41961 | 0.41961 | 0.41961 | 0.41961 | 0.41961
BAU | S2D3 | 3 | PWRSPVINDNO | Solar PV (utility-scale), India – North, region XX (investable) | 13 | CapacityFactor | fraction | User defined | 0 | 2e-06 | 2e-06 | 2e-06 | 2e-06 | 2e-06 | 2e-06 | 2e-06 | 2e-06 | 2e-06 | 2e-06 | 2e-06 | 2e-06 | 2e-06 | 2e-06 | 2e-06 | 2e-06 | 2e-06 | 2e-06 | 2e-06 | 2e-06 | 2e-06 | 2e-06 | 2e-06 | 2e-06 | 2e-06 | 2e-06 | 2e-06 | 2e-06
BAU | S3D1 | 3 | PWRSPVINDNO | Solar PV (utility-scale), India – North, region XX (investable) | 13 | CapacityFactor | fraction | User defined | 0 | 0.001265 | 0.001265 | 0.001265 | 0.001265 | 0.001265 | 0.001265 | 0.001265 | 0.001265 | 0.001265 | 0.001265 | 0.001265 | 0.001265 | 0.001265 | 0.001265 | 0.001265 | 0.001265 | 0.001265 | 0.001265 | 0.001265 | 0.001265 | 0.001265 | 0.001265 | 0.001265 | 0.001265 | 0.001265 | 0.001265 | 0.001265 | 0.001265
BAU | S3D2 | 3 | PWRSPVINDNO | Solar PV (utility-scale), India – North, region XX (investable) | 13 | CapacityFactor | fraction | User defined | 0 | 0.37564 | 0.37564 | 0.37564 | 0.37564 | 0.37564 | 0.37564 | 0.37564 | 0.37564 | 0.37564 | 0.37564 | 0.37564 | 0.37564 | 0.37564 | 0.37564 | 0.37564 | 0.37564 | 0.37564 | 0.37564 | 0.37564 | 0.37564 | 0.37564 | 0.37564 | 0.37564 | 0.37564 | 0.37564 | 0.37564 | 0.37564 | 0.37564
BAU | S3D3 | 3 | PWRSPVINDNO | Solar PV (utility-scale), India – North, region XX (investable) | 13 | CapacityFactor | fraction | User defined | 0 | 6.3e-05 | 6.3e-05 | 6.3e-05 | 6.3e-05 | 6.3e-05 | 6.3e-05 | 6.3e-05 | 6.3e-05 | 6.3e-05 | 6.3e-05 | 6.3e-05 | 6.3e-05 | 6.3e-05 | 6.3e-05 | 6.3e-05 | 6.3e-05 | 6.3e-05 | 6.3e-05 | 6.3e-05 | 6.3e-05 | 6.3e-05 | 6.3e-05 | 6.3e-05 | 6.3e-05 | 6.3e-05 | 6.3e-05 | 6.3e-05 | 6.3e-05
BAU | S4D1 | 3 | PWRSPVINDNO | Solar PV (utility-scale), India – North, region XX (investable) | 13 | CapacityFactor | fraction | User defined | 0 | 0 | 0 | 0 | 0 | 0 | 0 | 0 | 0 | 0 | 0 | 0 | 0 | 0 | 0 | 0 | 0 | 0 | 0 | 0 | 0 | 0 | 0 | 0 | 0 | 0 | 0 | 0 | 0
BAU | S4D2 | 3 | PWRSPVINDNO | Solar PV (utility-scale), India – North, region XX (investable) | 13 | CapacityFactor | fraction | User defined | 0 | 0.35027 | 0.35027 | 0.35027 | 0.35027 | 0.35027 | 0.35027 | 0.35027 | 0.35027 | 0.35027 | 0.35027 | 0.35027 | 0.35027 | 0.35027 | 0.35027 | 0.35027 | 0.35027 | 0.35027 | 0.35027 | 0.35027 | 0.35027 | 0.35027 | 0.35027 | 0.35027 | 0.35027 | 0.35027 | 0.35027 | 0.35027 | 0.35027
BAU | S4D3 | 3 | PWRSPVINDNO | Solar PV (utility-scale), India – North, region XX (investable) | 13 | CapacityFactor | fraction | User defined | 0 | 0 | 0 | 0 | 0 | 0 | 0 | 0 | 0 | 0 | 0 | 0 | 0 | 0 | 0 | 0 | 0 | 0 | 0 | 0 | 0 | 0 | 0 | 0 | 0 | 0 | 0 | 0 | 0
BAU | S1D1 | 4 | PWRSPVINDSO | Solar PV (utility-scale), India – South, region XX (investable) | 13 | CapacityFactor | fraction | User defined | 0 | 0 | 0 | 0 | 0 | 0 | 0 | 0 | 0 | 0 | 0 | 0 | 0 | 0 | 0 | 0 | 0 | 0 | 0 | 0 | 0 | 0 | 0 | 0 | 0 | 0 | 0 | 0 | 0
BAU | S1D2 | 4 | PWRSPVINDSO | Solar PV (utility-scale), India – South, region XX (investable) | 13 | CapacityFactor | fraction | User defined | 0 | 0.43069 | 0.43069 | 0.43069 | 0.43069 | 0.43069 | 0.43069 | 0.43069 | 0.43069 | 0.43069 | 0.43069 | 0.43069 | 0.43069 | 0.43069 | 0.43069 | 0.43069 | 0.43069 | 0.43069 | 0.43069 | 0.43069 | 0.43069 | 0.43069 | 0.43069 | 0.43069 | 0.43069 | 0.43069 | 0.43069 | 0.43069 | 0.43069
BAU | S1D3 | 4 | PWRSPVINDSO | Solar PV (utility-scale), India – South, region XX (investable) | 13 | CapacityFactor | fraction | User defined | 0 | 0 | 0 | 0 | 0 | 0 | 0 | 0 | 0 | 0 | 0 | 0 | 0 | 0 | 0 | 0 | 0 | 0 | 0 | 0 | 0 | 0 | 0 | 0 | 0 | 0 | 0 | 0 | 0
BAU | S2D1 | 4 | PWRSPVINDSO | Solar PV (utility-scale), India – South, region XX (investable) | 13 | CapacityFactor | fraction | User defined | 0 | 0 | 0 | 0 | 0 | 0 | 0 | 0 | 0 | 0 | 0 | 0 | 0 | 0 | 0 | 0 | 0 | 0 | 0 | 0 | 0 | 0 | 0 | 0 | 0 | 0 | 0 | 0 | 0
BAU | S2D2 | 4 | PWRSPVINDSO | Solar PV (utility-scale), India – South, region XX (investable) | 13 | CapacityFactor | fraction | User defined | 0 | 0.39575 | 0.39575 | 0.39575 | 0.39575 | 0.39575 | 0.39575 | 0.39575 | 0.39575 | 0.39575 | 0.39575 | 0.39575 | 0.39575 | 0.39575 | 0.39575 | 0.39575 | 0.39575 | 0.39575 | 0.39575 | 0.39575 | 0.39575 | 0.39575 | 0.39575 | 0.39575 | 0.39575 | 0.39575 | 0.39575 | 0.39575 | 0.39575
BAU | S2D3 | 4 | PWRSPVINDSO | Solar PV (utility-scale), India – South, region XX (investable) | 13 | CapacityFactor | fraction | User defined | 0 | 0 | 0 | 0 | 0 | 0 | 0 | 0 | 0 | 0 | 0 | 0 | 0 | 0 | 0 | 0 | 0 | 0 | 0 | 0 | 0 | 0 | 0 | 0 | 0 | 0 | 0 | 0 | 0
BAU | S3D1 | 4 | PWRSPVINDSO | Solar PV (utility-scale), India – South, region XX (investable) | 13 | CapacityFactor | fraction | User defined | 0 | 0 | 0 | 0 | 0 | 0 | 0 | 0 | 0 | 0 | 0 | 0 | 0 | 0 | 0 | 0 | 0 | 0 | 0 | 0 | 0 | 0 | 0 | 0 | 0 | 0 | 0 | 0 | 0
BAU | S3D2 | 4 | PWRSPVINDSO | Solar PV (utility-scale), India – South, region XX (investable) | 13 | CapacityFactor | fraction | User defined | 0 | 0.3231 | 0.3231 | 0.3231 | 0.3231 | 0.3231 | 0.3231 | 0.3231 | 0.3231 | 0.3231 | 0.3231 | 0.3231 | 0.3231 | 0.3231 | 0.3231 | 0.3231 | 0.3231 | 0.3231 | 0.3231 | 0.3231 | 0.3231 | 0.3231 | 0.3231 | 0.3231 | 0.3231 | 0.3231 | 0.3231 | 0.3231 | 0.3231
BAU | S3D3 | 4 | PWRSPVINDSO | Solar PV (utility-scale), India – South, region XX (investable) | 13 | CapacityFactor | fraction | User defined | 0 | 0 | 0 | 0 | 0 | 0 | 0 | 0 | 0 | 0 | 0 | 0 | 0 | 0 | 0 | 0 | 0 | 0 | 0 | 0 | 0 | 0 | 0 | 0 | 0 | 0 | 0 | 0 | 0
BAU | S4D1 | 4 | PWRSPVINDSO | Solar PV (utility-scale), India – South, region XX (investable) | 13 | CapacityFactor | fraction | User defined | 0 | 0 | 0 | 0 | 0 | 0 | 0 | 0 | 0 | 0 | 0 | 0 | 0 | 0 | 0 | 0 | 0 | 0 | 0 | 0 | 0 | 0 | 0 | 0 | 0 | 0 | 0 | 0 | 0
BAU | S4D2 | 4 | PWRSPVINDSO | Solar PV (utility-scale), India – South, region XX (investable) | 13 | CapacityFactor | fraction | User defined | 0 | 0.36418 | 0.36418 | 0.36418 | 0.36418 | 0.36418 | 0.36418 | 0.36418 | 0.36418 | 0.36418 | 0.36418 | 0.36418 | 0.36418 | 0.36418 | 0.36418 | 0.36418 | 0.36418 | 0.36418 | 0.36418 | 0.36418 | 0.36418 | 0.36418 | 0.36418 | 0.36418 | 0.36418 | 0.36418 | 0.36418 | 0.36418 | 0.36418
BAU | S4D3 | 4 | PWRSPVINDSO | Solar PV (utility-scale), India – South, region XX (investable) | 13 | CapacityFactor | fraction | User defined | 0 | 0 | 0 | 0 | 0 | 0 | 0 | 0 | 0 | 0 | 0 | 0 | 0 | 0 | 0 | 0 | 0 | 0 | 0 | 0 | 0 | 0 | 0 | 0 | 0 | 0 | 0 | 0 | 0
BAU | S1D1 | 5 | PWRSPVINDEA | Solar PV (utility-scale), India – East, region XX (investable) | 13 | CapacityFactor | fraction | User defined | 0 | 6.6e-05 | 6.6e-05 | 6.6e-05 | 6.6e-05 | 6.6e-05 | 6.6e-05 | 6.6e-05 | 6.6e-05 | 6.6e-05 | 6.6e-05 | 6.6e-05 | 6.6e-05 | 6.6e-05 | 6.6e-05 | 6.6e-05 | 6.6e-05 | 6.6e-05 | 6.6e-05 | 6.6e-05 | 6.6e-05 | 6.6e-05 | 6.6e-05 | 6.6e-05 | 6.6e-05 | 6.6e-05 | 6.6e-05 | 6.6e-05 | 6.6e-05
BAU | S1D2 | 5 | PWRSPVINDEA | Solar PV (utility-scale), India – East, region XX (investable) | 13 | CapacityFactor | fraction | User defined | 0 | 0.3516 | 0.3516 | 0.3516 | 0.3516 | 0.3516 | 0.3516 | 0.3516 | 0.3516 | 0.3516 | 0.3516 | 0.3516 | 0.3516 | 0.3516 | 0.3516 | 0.3516 | 0.3516 | 0.3516 | 0.3516 | 0.3516 | 0.3516 | 0.3516 | 0.3516 | 0.3516 | 0.3516 | 0.3516 | 0.3516 | 0.3516 | 0.3516
BAU | S1D3 | 5 | PWRSPVINDEA | Solar PV (utility-scale), India – East, region XX (investable) | 13 | CapacityFactor | fraction | User defined | 0 | 0 | 0 | 0 | 0 | 0 | 0 | 0 | 0 | 0 | 0 | 0 | 0 | 0 | 0 | 0 | 0 | 0 | 0 | 0 | 0 | 0 | 0 | 0 | 0 | 0 | 0 | 0 | 0
BAU | S2D1 | 5 | PWRSPVINDEA | Solar PV (utility-scale), India – East, region XX (investable) | 13 | CapacityFactor | fraction | User defined | 0 | 0.006502 | 0.006502 | 0.006502 | 0.006502 | 0.006502 | 0.006502 | 0.006502 | 0.006502 | 0.006502 | 0.006502 | 0.006502 | 0.006502 | 0.006502 | 0.006502 | 0.006502 | 0.006502 | 0.006502 | 0.006502 | 0.006502 | 0.006502 | 0.006502 | 0.006502 | 0.006502 | 0.006502 | 0.006502 | 0.006502 | 0.006502 | 0.006502
BAU | S2D2 | 5 | PWRSPVINDEA | Solar PV (utility-scale), India – East, region XX (investable) | 13 | CapacityFactor | fraction | User defined | 0 | 0.38663 | 0.38663 | 0.38663 | 0.38663 | 0.38663 | 0.38663 | 0.38663 | 0.38663 | 0.38663 | 0.38663 | 0.38663 | 0.38663 | 0.38663 | 0.38663 | 0.38663 | 0.38663 | 0.38663 | 0.38663 | 0.38663 | 0.38663 | 0.38663 | 0.38663 | 0.38663 | 0.38663 | 0.38663 | 0.38663 | 0.38663 | 0.38663
BAU | S2D3 | 5 | PWRSPVINDEA | Solar PV (utility-scale), India – East, region XX (investable) | 13 | CapacityFactor | fraction | User defined | 0 | 0 | 0 | 0 | 0 | 0 | 0 | 0 | 0 | 0 | 0 | 0 | 0 | 0 | 0 | 0 | 0 | 0 | 0 | 0 | 0 | 0 | 0 | 0 | 0 | 0 | 0 | 0 | 0
BAU | S3D1 | 5 | PWRSPVINDEA | Solar PV (utility-scale), India – East, region XX (investable) | 13 | CapacityFactor | fraction | User defined | 0 | 0.005638 | 0.005638 | 0.005638 | 0.005638 | 0.005638 | 0.005638 | 0.005638 | 0.005638 | 0.005638 | 0.005638 | 0.005638 | 0.005638 | 0.005638 | 0.005638 | 0.005638 | 0.005638 | 0.005638 | 0.005638 | 0.005638 | 0.005638 | 0.005638 | 0.005638 | 0.005638 | 0.005638 | 0.005638 | 0.005638 | 0.005638 | 0.005638
BAU | S3D2 | 5 | PWRSPVINDEA | Solar PV (utility-scale), India – East, region XX (investable) | 13 | CapacityFactor | fraction | User defined | 0 | 0.26446 | 0.26446 | 0.26446 | 0.26446 | 0.26446 | 0.26446 | 0.26446 | 0.26446 | 0.26446 | 0.26446 | 0.26446 | 0.26446 | 0.26446 | 0.26446 | 0.26446 | 0.26446 | 0.26446 | 0.26446 | 0.26446 | 0.26446 | 0.26446 | 0.26446 | 0.26446 | 0.26446 | 0.26446 | 0.26446 | 0.26446 | 0.26446
BAU | S3D3 | 5 | PWRSPVINDEA | Solar PV (utility-scale), India – East, region XX (investable) | 13 | CapacityFactor | fraction | User defined | 0 | 0 | 0 | 0 | 0 | 0 | 0 | 0 | 0 | 0 | 0 | 0 | 0 | 0 | 0 | 0 | 0 | 0 | 0 | 0 | 0 | 0 | 0 | 0 | 0 | 0 | 0 | 0 | 0
BAU | S4D1 | 5 | PWRSPVINDEA | Solar PV (utility-scale), India – East, region XX (investable) | 13 | CapacityFactor | fraction | User defined | 0 | 0.000298 | 0.000298 | 0.000298 | 0.000298 | 0.000298 | 0.000298 | 0.000298 | 0.000298 | 0.000298 | 0.000298 | 0.000298 | 0.000298 | 0.000298 | 0.000298 | 0.000298 | 0.000298 | 0.000298 | 0.000298 | 0.000298 | 0.000298 | 0.000298 | 0.000298 | 0.000298 | 0.000298 | 0.000298 | 0.000298 | 0.000298 | 0.000298
BAU | S4D2 | 5 | PWRSPVINDEA | Solar PV (utility-scale), India – East, region XX (investable) | 13 | CapacityFactor | fraction | User defined | 0 | 0.3348 | 0.3348 | 0.3348 | 0.3348 | 0.3348 | 0.3348 | 0.3348 | 0.3348 | 0.3348 | 0.3348 | 0.3348 | 0.3348 | 0.3348 | 0.3348 | 0.3348 | 0.3348 | 0.3348 | 0.3348 | 0.3348 | 0.3348 | 0.3348 | 0.3348 | 0.3348 | 0.3348 | 0.3348 | 0.3348 | 0.3348 | 0.3348
BAU | S4D3 | 5 | PWRSPVINDEA | Solar PV (utility-scale), India – East, region XX (investable) | 13 | CapacityFactor | fraction | User defined | 0 | 0 | 0 | 0 | 0 | 0 | 0 | 0 | 0 | 0 | 0 | 0 | 0 | 0 | 0 | 0 | 0 | 0 | 0 | 0 | 0 | 0 | 0 | 0 | 0 | 0 | 0 | 0 | 0
BAU | S1D1 | 6 | PWRSPVINDWE | Solar PV (utility-scale), India – West, region XX (investable) | 13 | CapacityFactor | fraction | User defined | 0 | 0 | 0 | 0 | 0 | 0 | 0 | 0 | 0 | 0 | 0 | 0 | 0 | 0 | 0 | 0 | 0 | 0 | 0 | 0 | 0 | 0 | 0 | 0 | 0 | 0 | 0 | 0 | 0
BAU | S1D2 | 6 | PWRSPVINDWE | Solar PV (utility-scale), India – West, region XX (investable) | 13 | CapacityFactor | fraction | User defined | 0 | 0.40004 | 0.40004 | 0.40004 | 0.40004 | 0.40004 | 0.40004 | 0.40004 | 0.40004 | 0.40004 | 0.40004 | 0.40004 | 0.40004 | 0.40004 | 0.40004 | 0.40004 | 0.40004 | 0.40004 | 0.40004 | 0.40004 | 0.40004 | 0.40004 | 0.40004 | 0.40004 | 0.40004 | 0.40004 | 0.40004 | 0.40004 | 0.40004
BAU | S1D3 | 6 | PWRSPVINDWE | Solar PV (utility-scale), India – West, region XX (investable) | 13 | CapacityFactor | fraction | User defined | 0 | 0 | 0 | 0 | 0 | 0 | 0 | 0 | 0 | 0 | 0 | 0 | 0 | 0 | 0 | 0 | 0 | 0 | 0 | 0 | 0 | 0 | 0 | 0 | 0 | 0 | 0 | 0 | 0
BAU | S2D1 | 6 | PWRSPVINDWE | Solar PV (utility-scale), India – West, region XX (investable) | 13 | CapacityFactor | fraction | User defined | 0 | 0 | 0 | 0 | 0 | 0 | 0 | 0 | 0 | 0 | 0 | 0 | 0 | 0 | 0 | 0 | 0 | 0 | 0 | 0 | 0 | 0 | 0 | 0 | 0 | 0 | 0 | 0 | 0
BAU | S2D2 | 6 | PWRSPVINDWE | Solar PV (utility-scale), India – West, region XX (investable) | 13 | CapacityFactor | fraction | User defined | 0 | 0.42844 | 0.42844 | 0.42844 | 0.42844 | 0.42844 | 0.42844 | 0.42844 | 0.42844 | 0.42844 | 0.42844 | 0.42844 | 0.42844 | 0.42844 | 0.42844 | 0.42844 | 0.42844 | 0.42844 | 0.42844 | 0.42844 | 0.42844 | 0.42844 | 0.42844 | 0.42844 | 0.42844 | 0.42844 | 0.42844 | 0.42844 | 0.42844
BAU | S2D3 | 6 | PWRSPVINDWE | Solar PV (utility-scale), India – West, region XX (investable) | 13 | CapacityFactor | fraction | User defined | 0 | 9e-06 | 9e-06 | 9e-06 | 9e-06 | 9e-06 | 9e-06 | 9e-06 | 9e-06 | 9e-06 | 9e-06 | 9e-06 | 9e-06 | 9e-06 | 9e-06 | 9e-06 | 9e-06 | 9e-06 | 9e-06 | 9e-06 | 9e-06 | 9e-06 | 9e-06 | 9e-06 | 9e-06 | 9e-06 | 9e-06 | 9e-06 | 9e-06
BAU | S3D1 | 6 | PWRSPVINDWE | Solar PV (utility-scale), India – West, region XX (investable) | 13 | CapacityFactor | fraction | User defined | 0 | 0 | 0 | 0 | 0 | 0 | 0 | 0 | 0 | 0 | 0 | 0 | 0 | 0 | 0 | 0 | 0 | 0 | 0 | 0 | 0 | 0 | 0 | 0 | 0 | 0 | 0 | 0 | 0
BAU | S3D2 | 6 | PWRSPVINDWE | Solar PV (utility-scale), India – West, region XX (investable) | 13 | CapacityFactor | fraction | User defined | 0 | 0.32349 | 0.32349 | 0.32349 | 0.32349 | 0.32349 | 0.32349 | 0.32349 | 0.32349 | 0.32349 | 0.32349 | 0.32349 | 0.32349 | 0.32349 | 0.32349 | 0.32349 | 0.32349 | 0.32349 | 0.32349 | 0.32349 | 0.32349 | 0.32349 | 0.32349 | 0.32349 | 0.32349 | 0.32349 | 0.32349 | 0.32349 | 0.32349
BAU | S3D3 | 6 | PWRSPVINDWE | Solar PV (utility-scale), India – West, region XX (investable) | 13 | CapacityFactor | fraction | User defined | 0 | 3.7e-05 | 3.7e-05 | 3.7e-05 | 3.7e-05 | 3.7e-05 | 3.7e-05 | 3.7e-05 | 3.7e-05 | 3.7e-05 | 3.7e-05 | 3.7e-05 | 3.7e-05 | 3.7e-05 | 3.7e-05 | 3.7e-05 | 3.7e-05 | 3.7e-05 | 3.7e-05 | 3.7e-05 | 3.7e-05 | 3.7e-05 | 3.7e-05 | 3.7e-05 | 3.7e-05 | 3.7e-05 | 3.7e-05 | 3.7e-05 | 3.7e-05
BAU | S4D1 | 6 | PWRSPVINDWE | Solar PV (utility-scale), India – West, region XX (investable) | 13 | CapacityFactor | fraction | User defined | 0 | 0 | 0 | 0 | 0 | 0 | 0 | 0 | 0 | 0 | 0 | 0 | 0 | 0 | 0 | 0 | 0 | 0 | 0 | 0 | 0 | 0 | 0 | 0 | 0 | 0 | 0 | 0 | 0
BAU | S4D2 | 6 | PWRSPVINDWE | Solar PV (utility-scale), India – West, region XX (investable) | 13 | CapacityFactor | fraction | User defined | 0 | 0.35875 | 0.35875 | 0.35875 | 0.35875 | 0.35875 | 0.35875 | 0.35875 | 0.35875 | 0.35875 | 0.35875 | 0.35875 | 0.35875 | 0.35875 | 0.35875 | 0.35875 | 0.35875 | 0.35875 | 0.35875 | 0.35875 | 0.35875 | 0.35875 | 0.35875 | 0.35875 | 0.35875 | 0.35875 | 0.35875 | 0.35875 | 0.35875
BAU | S4D3 | 6 | PWRSPVINDWE | Solar PV (utility-scale), India – West, region XX (investable) | 13 | CapacityFactor | fraction | User defined | 0 | 0 | 0 | 0 | 0 | 0 | 0 | 0 | 0 | 0 | 0 | 0 | 0 | 0 | 0 | 0 | 0 | 0 | 0 | 0 | 0 | 0 | 0 | 0 | 0 | 0 | 0 | 0 | 0
BAU | S1D1 | 7 | PWRSPVINDNE | Solar PV (utility-scale), India – Northeast, region XX (investable) | 13 | CapacityFactor | fraction | User defined | 0 | 0.00052 | 0.00052 | 0.00052 | 0.00052 | 0.00052 | 0.00052 | 0.00052 | 0.00052 | 0.00052 | 0.00052 | 0.00052 | 0.00052 | 0.00052 | 0.00052 | 0.00052 | 0.00052 | 0.00052 | 0.00052 | 0.00052 | 0.00052 | 0.00052 | 0.00052 | 0.00052 | 0.00052 | 0.00052 | 0.00052 | 0.00052 | 0.00052
BAU | S1D2 | 7 | PWRSPVINDNE | Solar PV (utility-scale), India – Northeast, region XX (investable) | 13 | CapacityFactor | fraction | User defined | 0 | 0.36035 | 0.36035 | 0.36035 | 0.36035 | 0.36035 | 0.36035 | 0.36035 | 0.36035 | 0.36035 | 0.36035 | 0.36035 | 0.36035 | 0.36035 | 0.36035 | 0.36035 | 0.36035 | 0.36035 | 0.36035 | 0.36035 | 0.36035 | 0.36035 | 0.36035 | 0.36035 | 0.36035 | 0.36035 | 0.36035 | 0.36035 | 0.36035
BAU | S1D3 | 7 | PWRSPVINDNE | Solar PV (utility-scale), India – Northeast, region XX (investable) | 13 | CapacityFactor | fraction | User defined | 0 | 0 | 0 | 0 | 0 | 0 | 0 | 0 | 0 | 0 | 0 | 0 | 0 | 0 | 0 | 0 | 0 | 0 | 0 | 0 | 0 | 0 | 0 | 0 | 0 | 0 | 0 | 0 | 0
BAU | S2D1 | 7 | PWRSPVINDNE | Solar PV (utility-scale), India – Northeast, region XX (investable) | 13 | CapacityFactor | fraction | User defined | 0 | 0.012261 | 0.012261 | 0.012261 | 0.012261 | 0.012261 | 0.012261 | 0.012261 | 0.012261 | 0.012261 | 0.012261 | 0.012261 | 0.012261 | 0.012261 | 0.012261 | 0.012261 | 0.012261 | 0.012261 | 0.012261 | 0.012261 | 0.012261 | 0.012261 | 0.012261 | 0.012261 | 0.012261 | 0.012261 | 0.012261 | 0.012261 | 0.012261
BAU | S2D2 | 7 | PWRSPVINDNE | Solar PV (utility-scale), India – Northeast, region XX (investable) | 13 | CapacityFactor | fraction | User defined | 0 | 0.38286 | 0.38286 | 0.38286 | 0.38286 | 0.38286 | 0.38286 | 0.38286 | 0.38286 | 0.38286 | 0.38286 | 0.38286 | 0.38286 | 0.38286 | 0.38286 | 0.38286 | 0.38286 | 0.38286 | 0.38286 | 0.38286 | 0.38286 | 0.38286 | 0.38286 | 0.38286 | 0.38286 | 0.38286 | 0.38286 | 0.38286 | 0.38286
BAU | S2D3 | 7 | PWRSPVINDNE | Solar PV (utility-scale), India – Northeast, region XX (investable) | 13 | CapacityFactor | fraction | User defined | 0 | 0 | 0 | 0 | 0 | 0 | 0 | 0 | 0 | 0 | 0 | 0 | 0 | 0 | 0 | 0 | 0 | 0 | 0 | 0 | 0 | 0 | 0 | 0 | 0 | 0 | 0 | 0 | 0
BAU | S3D1 | 7 | PWRSPVINDNE | Solar PV (utility-scale), India – Northeast, region XX (investable) | 13 | CapacityFactor | fraction | User defined | 0 | 0.01121 | 0.01121 | 0.01121 | 0.01121 | 0.01121 | 0.01121 | 0.01121 | 0.01121 | 0.01121 | 0.01121 | 0.01121 | 0.01121 | 0.01121 | 0.01121 | 0.01121 | 0.01121 | 0.01121 | 0.01121 | 0.01121 | 0.01121 | 0.01121 | 0.01121 | 0.01121 | 0.01121 | 0.01121 | 0.01121 | 0.01121 | 0.01121
BAU | S3D2 | 7 | PWRSPVINDNE | Solar PV (utility-scale), India – Northeast, region XX (investable) | 13 | CapacityFactor | fraction | User defined | 0 | 0.28959 | 0.28959 | 0.28959 | 0.28959 | 0.28959 | 0.28959 | 0.28959 | 0.28959 | 0.28959 | 0.28959 | 0.28959 | 0.28959 | 0.28959 | 0.28959 | 0.28959 | 0.28959 | 0.28959 | 0.28959 | 0.28959 | 0.28959 | 0.28959 | 0.28959 | 0.28959 | 0.28959 | 0.28959 | 0.28959 | 0.28959 | 0.28959
BAU | S3D3 | 7 | PWRSPVINDNE | Solar PV (utility-scale), India – Northeast, region XX (investable) | 13 | CapacityFactor | fraction | User defined | 0 | 0 | 0 | 0 | 0 | 0 | 0 | 0 | 0 | 0 | 0 | 0 | 0 | 0 | 0 | 0 | 0 | 0 | 0 | 0 | 0 | 0 | 0 | 0 | 0 | 0 | 0 | 0 | 0
BAU | S4D1 | 7 | PWRSPVINDNE | Solar PV (utility-scale), India – Northeast, region XX (investable) | 13 | CapacityFactor | fraction | User defined | 0 | 0.001785 | 0.001785 | 0.001785 | 0.001785 | 0.001785 | 0.001785 | 0.001785 | 0.001785 | 0.001785 | 0.001785 | 0.001785 | 0.001785 | 0.001785 | 0.001785 | 0.001785 | 0.001785 | 0.001785 | 0.001785 | 0.001785 | 0.001785 | 0.001785 | 0.001785 | 0.001785 | 0.001785 | 0.001785 | 0.001785 | 0.001785 | 0.001785
BAU | S4D2 | 7 | PWRSPVINDNE | Solar PV (utility-scale), India – Northeast, region XX (investable) | 13 | CapacityFactor | fraction | User defined | 0 | 0.35601 | 0.35601 | 0.35601 | 0.35601 | 0.35601 | 0.35601 | 0.35601 | 0.35601 | 0.35601 | 0.35601 | 0.35601 | 0.35601 | 0.35601 | 0.35601 | 0.35601 | 0.35601 | 0.35601 | 0.35601 | 0.35601 | 0.35601 | 0.35601 | 0.35601 | 0.35601 | 0.35601 | 0.35601 | 0.35601 | 0.35601 | 0.35601
BAU | S4D3 | 7 | PWRSPVINDNE | Solar PV (utility-scale), India – Northeast, region XX (investable) | 13 | CapacityFactor | fraction | User defined | 0 | 0 | 0 | 0 | 0 | 0 | 0 | 0 | 0 | 0 | 0 | 0 | 0 | 0 | 0 | 0 | 0 | 0 | 0 | 0 | 0 | 0 | 0 | 0 | 0 | 0 | 0 | 0 | 0
BAU | S1D1 | 8 | PWRSPVNPLXX | Solar PV (utility-scale), Nepal, region XX (investable) | 13 | CapacityFactor | fraction | User defined | 0 | 5e-06 | 5e-06 | 5e-06 | 5e-06 | 5e-06 | 5e-06 | 5e-06 | 5e-06 | 5e-06 | 5e-06 | 5e-06 | 5e-06 | 5e-06 | 5e-06 | 5e-06 | 5e-06 | 5e-06 | 5e-06 | 5e-06 | 5e-06 | 5e-06 | 5e-06 | 5e-06 | 5e-06 | 5e-06 | 5e-06 | 5e-06 | 5e-06
BAU | S1D2 | 8 | PWRSPVNPLXX | Solar PV (utility-scale), Nepal, region XX (investable) | 13 | CapacityFactor | fraction | User defined | 0 | 0.422 | 0.422 | 0.422 | 0.422 | 0.422 | 0.422 | 0.422 | 0.422 | 0.422 | 0.422 | 0.422 | 0.422 | 0.422 | 0.422 | 0.422 | 0.422 | 0.422 | 0.422 | 0.422 | 0.422 | 0.422 | 0.422 | 0.422 | 0.422 | 0.422 | 0.422 | 0.422 | 0.422
BAU | S1D3 | 8 | PWRSPVNPLXX | Solar PV (utility-scale), Nepal, region XX (investable) | 13 | CapacityFactor | fraction | User defined | 0 | 0 | 0 | 0 | 0 | 0 | 0 | 0 | 0 | 0 | 0 | 0 | 0 | 0 | 0 | 0 | 0 | 0 | 0 | 0 | 0 | 0 | 0 | 0 | 0 | 0 | 0 | 0 | 0
BAU | S2D1 | 8 | PWRSPVNPLXX | Solar PV (utility-scale), Nepal, region XX (investable) | 13 | CapacityFactor | fraction | User defined | 0 | 0.005412 | 0.005412 | 0.005412 | 0.005412 | 0.005412 | 0.005412 | 0.005412 | 0.005412 | 0.005412 | 0.005412 | 0.005412 | 0.005412 | 0.005412 | 0.005412 | 0.005412 | 0.005412 | 0.005412 | 0.005412 | 0.005412 | 0.005412 | 0.005412 | 0.005412 | 0.005412 | 0.005412 | 0.005412 | 0.005412 | 0.005412 | 0.005412
BAU | S2D2 | 8 | PWRSPVNPLXX | Solar PV (utility-scale), Nepal, region XX (investable) | 13 | CapacityFactor | fraction | User defined | 0 | 0.44512 | 0.44512 | 0.44512 | 0.44512 | 0.44512 | 0.44512 | 0.44512 | 0.44512 | 0.44512 | 0.44512 | 0.44512 | 0.44512 | 0.44512 | 0.44512 | 0.44512 | 0.44512 | 0.44512 | 0.44512 | 0.44512 | 0.44512 | 0.44512 | 0.44512 | 0.44512 | 0.44512 | 0.44512 | 0.44512 | 0.44512 | 0.44512
BAU | S2D3 | 8 | PWRSPVNPLXX | Solar PV (utility-scale), Nepal, region XX (investable) | 13 | CapacityFactor | fraction | User defined | 0 | 0 | 0 | 0 | 0 | 0 | 0 | 0 | 0 | 0 | 0 | 0 | 0 | 0 | 0 | 0 | 0 | 0 | 0 | 0 | 0 | 0 | 0 | 0 | 0 | 0 | 0 | 0 | 0
BAU | S3D1 | 8 | PWRSPVNPLXX | Solar PV (utility-scale), Nepal, region XX (investable) | 13 | CapacityFactor | fraction | User defined | 0 | 0.005955 | 0.005955 | 0.005955 | 0.005955 | 0.005955 | 0.005955 | 0.005955 | 0.005955 | 0.005955 | 0.005955 | 0.005955 | 0.005955 | 0.005955 | 0.005955 | 0.005955 | 0.005955 | 0.005955 | 0.005955 | 0.005955 | 0.005955 | 0.005955 | 0.005955 | 0.005955 | 0.005955 | 0.005955 | 0.005955 | 0.005955 | 0.005955
BAU | S3D2 | 8 | PWRSPVNPLXX | Solar PV (utility-scale), Nepal, region XX (investable) | 13 | CapacityFactor | fraction | User defined | 0 | 0.34487 | 0.34487 | 0.34487 | 0.34487 | 0.34487 | 0.34487 | 0.34487 | 0.34487 | 0.34487 | 0.34487 | 0.34487 | 0.34487 | 0.34487 | 0.34487 | 0.34487 | 0.34487 | 0.34487 | 0.34487 | 0.34487 | 0.34487 | 0.34487 | 0.34487 | 0.34487 | 0.34487 | 0.34487 | 0.34487 | 0.34487 | 0.34487
BAU | S3D3 | 8 | PWRSPVNPLXX | Solar PV (utility-scale), Nepal, region XX (investable) | 13 | CapacityFactor | fraction | User defined | 0 | 0 | 0 | 0 | 0 | 0 | 0 | 0 | 0 | 0 | 0 | 0 | 0 | 0 | 0 | 0 | 0 | 0 | 0 | 0 | 0 | 0 | 0 | 0 | 0 | 0 | 0 | 0 | 0
BAU | S4D1 | 8 | PWRSPVNPLXX | Solar PV (utility-scale), Nepal, region XX (investable) | 13 | CapacityFactor | fraction | User defined | 0 | 3.4e-05 | 3.4e-05 | 3.4e-05 | 3.4e-05 | 3.4e-05 | 3.4e-05 | 3.4e-05 | 3.4e-05 | 3.4e-05 | 3.4e-05 | 3.4e-05 | 3.4e-05 | 3.4e-05 | 3.4e-05 | 3.4e-05 | 3.4e-05 | 3.4e-05 | 3.4e-05 | 3.4e-05 | 3.4e-05 | 3.4e-05 | 3.4e-05 | 3.4e-05 | 3.4e-05 | 3.4e-05 | 3.4e-05 | 3.4e-05 | 3.4e-05
BAU | S4D2 | 8 | PWRSPVNPLXX | Solar PV (utility-scale), Nepal, region XX (investable) | 13 | CapacityFactor | fraction | User defined | 0 | 0.42533 | 0.42533 | 0.42533 | 0.42533 | 0.42533 | 0.42533 | 0.42533 | 0.42533 | 0.42533 | 0.42533 | 0.42533 | 0.42533 | 0.42533 | 0.42533 | 0.42533 | 0.42533 | 0.42533 | 0.42533 | 0.42533 | 0.42533 | 0.42533 | 0.42533 | 0.42533 | 0.42533 | 0.42533 | 0.42533 | 0.42533 | 0.42533
BAU | S4D3 | 8 | PWRSPVNPLXX | Solar PV (utility-scale), Nepal, region XX (investable) | 13 | CapacityFactor | fraction | User defined | 0 | 0 | 0 | 0 | 0 | 0 | 0 | 0 | 0 | 0 | 0 | 0 | 0 | 0 | 0 | 0 | 0 | 0 | 0 | 0 | 0 | 0 | 0 | 0 | 0 | 0 | 0 | 0 | 0
BAU | S1D1 | 9 | PWRSPVLKAXX | Solar PV (utility-scale), Sri Lanka, region XX (investable) | 13 | CapacityFactor | fraction | User defined | 0 | 0 | 0 | 0 | 0 | 0 | 0 | 0 | 0 | 0 | 0 | 0 | 0 | 0 | 0 | 0 | 0 | 0 | 0 | 0 | 0 | 0 | 0 | 0 | 0 | 0 | 0 | 0 | 0
BAU | S1D2 | 9 | PWRSPVLKAXX | Solar PV (utility-scale), Sri Lanka, region XX (investable) | 13 | CapacityFactor | fraction | User defined | 0 | 0.37578 | 0.37578 | 0.37578 | 0.37578 | 0.37578 | 0.37578 | 0.37578 | 0.37578 | 0.37578 | 0.37578 | 0.37578 | 0.37578 | 0.37578 | 0.37578 | 0.37578 | 0.37578 | 0.37578 | 0.37578 | 0.37578 | 0.37578 | 0.37578 | 0.37578 | 0.37578 | 0.37578 | 0.37578 | 0.37578 | 0.37578 | 0.37578
BAU | S1D3 | 9 | PWRSPVLKAXX | Solar PV (utility-scale), Sri Lanka, region XX (investable) | 13 | CapacityFactor | fraction | User defined | 0 | 0 | 0 | 0 | 0 | 0 | 0 | 0 | 0 | 0 | 0 | 0 | 0 | 0 | 0 | 0 | 0 | 0 | 0 | 0 | 0 | 0 | 0 | 0 | 0 | 0 | 0 | 0 | 0
BAU | S2D1 | 9 | PWRSPVLKAXX | Solar PV (utility-scale), Sri Lanka, region XX (investable) | 13 | CapacityFactor | fraction | User defined | 0 | 0 | 0 | 0 | 0 | 0 | 0 | 0 | 0 | 0 | 0 | 0 | 0 | 0 | 0 | 0 | 0 | 0 | 0 | 0 | 0 | 0 | 0 | 0 | 0 | 0 | 0 | 0 | 0
BAU | S2D2 | 9 | PWRSPVLKAXX | Solar PV (utility-scale), Sri Lanka, region XX (investable) | 13 | CapacityFactor | fraction | User defined | 0 | 0.33074 | 0.33074 | 0.33074 | 0.33074 | 0.33074 | 0.33074 | 0.33074 | 0.33074 | 0.33074 | 0.33074 | 0.33074 | 0.33074 | 0.33074 | 0.33074 | 0.33074 | 0.33074 | 0.33074 | 0.33074 | 0.33074 | 0.33074 | 0.33074 | 0.33074 | 0.33074 | 0.33074 | 0.33074 | 0.33074 | 0.33074 | 0.33074
BAU | S2D3 | 9 | PWRSPVLKAXX | Solar PV (utility-scale), Sri Lanka, region XX (investable) | 13 | CapacityFactor | fraction | User defined | 0 | 0 | 0 | 0 | 0 | 0 | 0 | 0 | 0 | 0 | 0 | 0 | 0 | 0 | 0 | 0 | 0 | 0 | 0 | 0 | 0 | 0 | 0 | 0 | 0 | 0 | 0 | 0 | 0
BAU | S3D1 | 9 | PWRSPVLKAXX | Solar PV (utility-scale), Sri Lanka, region XX (investable) | 13 | CapacityFactor | fraction | User defined | 0 | 0 | 0 | 0 | 0 | 0 | 0 | 0 | 0 | 0 | 0 | 0 | 0 | 0 | 0 | 0 | 0 | 0 | 0 | 0 | 0 | 0 | 0 | 0 | 0 | 0 | 0 | 0 | 0
BAU | S3D2 | 9 | PWRSPVLKAXX | Solar PV (utility-scale), Sri Lanka, region XX (investable) | 13 | CapacityFactor | fraction | User defined | 0 | 0.30361 | 0.30361 | 0.30361 | 0.30361 | 0.30361 | 0.30361 | 0.30361 | 0.30361 | 0.30361 | 0.30361 | 0.30361 | 0.30361 | 0.30361 | 0.30361 | 0.30361 | 0.30361 | 0.30361 | 0.30361 | 0.30361 | 0.30361 | 0.30361 | 0.30361 | 0.30361 | 0.30361 | 0.30361 | 0.30361 | 0.30361 | 0.30361
BAU | S3D3 | 9 | PWRSPVLKAXX | Solar PV (utility-scale), Sri Lanka, region XX (investable) | 13 | CapacityFactor | fraction | User defined | 0 | 0 | 0 | 0 | 0 | 0 | 0 | 0 | 0 | 0 | 0 | 0 | 0 | 0 | 0 | 0 | 0 | 0 | 0 | 0 | 0 | 0 | 0 | 0 | 0 | 0 | 0 | 0 | 0
BAU | S4D1 | 9 | PWRSPVLKAXX | Solar PV (utility-scale), Sri Lanka, region XX (investable) | 13 | CapacityFactor | fraction | User defined | 0 | 0 | 0 | 0 | 0 | 0 | 0 | 0 | 0 | 0 | 0 | 0 | 0 | 0 | 0 | 0 | 0 | 0 | 0 | 0 | 0 | 0 | 0 | 0 | 0 | 0 | 0 | 0 | 0
BAU | S4D2 | 9 | PWRSPVLKAXX | Solar PV (utility-scale), Sri Lanka, region XX (investable) | 13 | CapacityFactor | fraction | User defined | 0 | 0.29418 | 0.29418 | 0.29418 | 0.29418 | 0.29418 | 0.29418 | 0.29418 | 0.29418 | 0.29418 | 0.29418 | 0.29418 | 0.29418 | 0.29418 | 0.29418 | 0.29418 | 0.29418 | 0.29418 | 0.29418 | 0.29418 | 0.29418 | 0.29418 | 0.29418 | 0.29418 | 0.29418 | 0.29418 | 0.29418 | 0.29418 | 0.29418
BAU | S4D3 | 9 | PWRSPVLKAXX | Solar PV (utility-scale), Sri Lanka, region XX (investable) | 13 | CapacityFactor | fraction | User defined | 0 | 0 | 0 | 0 | 0 | 0 | 0 | 0 | 0 | 0 | 0 | 0 | 0 | 0 | 0 | 0 | 0 | 0 | 0 | 0 | 0 | 0 | 0 | 0 | 0 | 0 | 0 | 0 | 0
BAU | S1D1 | 10 | PWRSPVMDVXX | Solar PV (utility-scale), Maldives, region XX (investable) | 13 | CapacityFactor | fraction | User defined | 0 | 0 | 0 | 0 | 0 | 0 | 0 | 0 | 0 | 0 | 0 | 0 | 0 | 0 | 0 | 0 | 0 | 0 | 0 | 0 | 0 | 0 | 0 | 0 | 0 | 0 | 0 | 0 | 0
BAU | S1D2 | 10 | PWRSPVMDVXX | Solar PV (utility-scale), Maldives, region XX (investable) | 13 | CapacityFactor | fraction | User defined | 0 | 0.35331 | 0.35331 | 0.35331 | 0.35331 | 0.35331 | 0.35331 | 0.35331 | 0.35331 | 0.35331 | 0.35331 | 0.35331 | 0.35331 | 0.35331 | 0.35331 | 0.35331 | 0.35331 | 0.35331 | 0.35331 | 0.35331 | 0.35331 | 0.35331 | 0.35331 | 0.35331 | 0.35331 | 0.35331 | 0.35331 | 0.35331 | 0.35331
BAU | S1D3 | 10 | PWRSPVMDVXX | Solar PV (utility-scale), Maldives, region XX (investable) | 13 | CapacityFactor | fraction | User defined | 0 | 0 | 0 | 0 | 0 | 0 | 0 | 0 | 0 | 0 | 0 | 0 | 0 | 0 | 0 | 0 | 0 | 0 | 0 | 0 | 0 | 0 | 0 | 0 | 0 | 0 | 0 | 0 | 0
BAU | S2D1 | 10 | PWRSPVMDVXX | Solar PV (utility-scale), Maldives, region XX (investable) | 13 | CapacityFactor | fraction | User defined | 0 | 0 | 0 | 0 | 0 | 0 | 0 | 0 | 0 | 0 | 0 | 0 | 0 | 0 | 0 | 0 | 0 | 0 | 0 | 0 | 0 | 0 | 0 | 0 | 0 | 0 | 0 | 0 | 0
BAU | S2D2 | 10 | PWRSPVMDVXX | Solar PV (utility-scale), Maldives, region XX (investable) | 13 | CapacityFactor | fraction | User defined | 0 | 0.33719 | 0.33719 | 0.33719 | 0.33719 | 0.33719 | 0.33719 | 0.33719 | 0.33719 | 0.33719 | 0.33719 | 0.33719 | 0.33719 | 0.33719 | 0.33719 | 0.33719 | 0.33719 | 0.33719 | 0.33719 | 0.33719 | 0.33719 | 0.33719 | 0.33719 | 0.33719 | 0.33719 | 0.33719 | 0.33719 | 0.33719 | 0.33719
BAU | S2D3 | 10 | PWRSPVMDVXX | Solar PV (utility-scale), Maldives, region XX (investable) | 13 | CapacityFactor | fraction | User defined | 0 | 0 | 0 | 0 | 0 | 0 | 0 | 0 | 0 | 0 | 0 | 0 | 0 | 0 | 0 | 0 | 0 | 0 | 0 | 0 | 0 | 0 | 0 | 0 | 0 | 0 | 0 | 0 | 0
BAU | S3D1 | 10 | PWRSPVMDVXX | Solar PV (utility-scale), Maldives, region XX (investable) | 13 | CapacityFactor | fraction | User defined | 0 | 0 | 0 | 0 | 0 | 0 | 0 | 0 | 0 | 0 | 0 | 0 | 0 | 0 | 0 | 0 | 0 | 0 | 0 | 0 | 0 | 0 | 0 | 0 | 0 | 0 | 0 | 0 | 0
BAU | S3D2 | 10 | PWRSPVMDVXX | Solar PV (utility-scale), Maldives, region XX (investable) | 13 | CapacityFactor | fraction | User defined | 0 | 0.29146 | 0.29146 | 0.29146 | 0.29146 | 0.29146 | 0.29146 | 0.29146 | 0.29146 | 0.29146 | 0.29146 | 0.29146 | 0.29146 | 0.29146 | 0.29146 | 0.29146 | 0.29146 | 0.29146 | 0.29146 | 0.29146 | 0.29146 | 0.29146 | 0.29146 | 0.29146 | 0.29146 | 0.29146 | 0.29146 | 0.29146 | 0.29146
BAU | S3D3 | 10 | PWRSPVMDVXX | Solar PV (utility-scale), Maldives, region XX (investable) | 13 | CapacityFactor | fraction | User defined | 0 | 0 | 0 | 0 | 0 | 0 | 0 | 0 | 0 | 0 | 0 | 0 | 0 | 0 | 0 | 0 | 0 | 0 | 0 | 0 | 0 | 0 | 0 | 0 | 0 | 0 | 0 | 0 | 0
BAU | S4D1 | 10 | PWRSPVMDVXX | Solar PV (utility-scale), Maldives, region XX (investable) | 13 | CapacityFactor | fraction | User defined | 0 | 0 | 0 | 0 | 0 | 0 | 0 | 0 | 0 | 0 | 0 | 0 | 0 | 0 | 0 | 0 | 0 | 0 | 0 | 0 | 0 | 0 | 0 | 0 | 0 | 0 | 0 | 0 | 0
BAU | S4D2 | 10 | PWRSPVMDVXX | Solar PV (utility-scale), Maldives, region XX (investable) | 13 | CapacityFactor | fraction | User defined | 0 | 0.30984 | 0.30984 | 0.30984 | 0.30984 | 0.30984 | 0.30984 | 0.30984 | 0.30984 | 0.30984 | 0.30984 | 0.30984 | 0.30984 | 0.30984 | 0.30984 | 0.30984 | 0.30984 | 0.30984 | 0.30984 | 0.30984 | 0.30984 | 0.30984 | 0.30984 | 0.30984 | 0.30984 | 0.30984 | 0.30984 | 0.30984 | 0.30984
BAU | S4D3 | 10 | PWRSPVMDVXX | Solar PV (utility-scale), Maldives, region XX (investable) | 13 | CapacityFactor | fraction | User defined | 0 | 0 | 0 | 0 | 0 | 0 | 0 | 0 | 0 | 0 | 0 | 0 | 0 | 0 | 0 | 0 | 0 | 0 | 0 | 0 | 0 | 0 | 0 | 0 | 0 | 0 | 0 | 0 | 0
BAU | S1D1 | 27 | PWRWONBGDXX | Onshore Wind, Bangladesh, region XX (investable) | 13 | CapacityFactor | fraction | User defined | 0 | 0.18271 | 0.18271 | 0.18271 | 0.18271 | 0.18271 | 0.18271 | 0.18271 | 0.18271 | 0.18271 | 0.18271 | 0.18271 | 0.18271 | 0.18271 | 0.18271 | 0.18271 | 0.18271 | 0.18271 | 0.18271 | 0.18271 | 0.18271 | 0.18271 | 0.18271 | 0.18271 | 0.18271 | 0.18271 | 0.18271 | 0.18271 | 0.18271
BAU | S1D2 | 27 | PWRWONBGDXX | Onshore Wind, Bangladesh, region XX (investable) | 13 | CapacityFactor | fraction | User defined | 0 | 0.072973 | 0.072973 | 0.072973 | 0.072973 | 0.072973 | 0.072973 | 0.072973 | 0.072973 | 0.072973 | 0.072973 | 0.072973 | 0.072973 | 0.072973 | 0.072973 | 0.072973 | 0.072973 | 0.072973 | 0.072973 | 0.072973 | 0.072973 | 0.072973 | 0.072973 | 0.072973 | 0.072973 | 0.072973 | 0.072973 | 0.072973 | 0.072973
BAU | S1D3 | 27 | PWRWONBGDXX | Onshore Wind, Bangladesh, region XX (investable) | 13 | CapacityFactor | fraction | User defined | 0 | 0.17761 | 0.17761 | 0.17761 | 0.17761 | 0.17761 | 0.17761 | 0.17761 | 0.17761 | 0.17761 | 0.17761 | 0.17761 | 0.17761 | 0.17761 | 0.17761 | 0.17761 | 0.17761 | 0.17761 | 0.17761 | 0.17761 | 0.17761 | 0.17761 | 0.17761 | 0.17761 | 0.17761 | 0.17761 | 0.17761 | 0.17761 | 0.17761
BAU | S2D1 | 27 | PWRWONBGDXX | Onshore Wind, Bangladesh, region XX (investable) | 13 | CapacityFactor | fraction | User defined | 0 | 0.31216 | 0.31216 | 0.31216 | 0.31216 | 0.31216 | 0.31216 | 0.31216 | 0.31216 | 0.31216 | 0.31216 | 0.31216 | 0.31216 | 0.31216 | 0.31216 | 0.31216 | 0.31216 | 0.31216 | 0.31216 | 0.31216 | 0.31216 | 0.31216 | 0.31216 | 0.31216 | 0.31216 | 0.31216 | 0.31216 | 0.31216 | 0.31216
BAU | S2D2 | 27 | PWRWONBGDXX | Onshore Wind, Bangladesh, region XX (investable) | 13 | CapacityFactor | fraction | User defined | 0 | 0.18854 | 0.18854 | 0.18854 | 0.18854 | 0.18854 | 0.18854 | 0.18854 | 0.18854 | 0.18854 | 0.18854 | 0.18854 | 0.18854 | 0.18854 | 0.18854 | 0.18854 | 0.18854 | 0.18854 | 0.18854 | 0.18854 | 0.18854 | 0.18854 | 0.18854 | 0.18854 | 0.18854 | 0.18854 | 0.18854 | 0.18854 | 0.18854
BAU | S2D3 | 27 | PWRWONBGDXX | Onshore Wind, Bangladesh, region XX (investable) | 13 | CapacityFactor | fraction | User defined | 0 | 0.40451 | 0.40451 | 0.40451 | 0.40451 | 0.40451 | 0.40451 | 0.40451 | 0.40451 | 0.40451 | 0.40451 | 0.40451 | 0.40451 | 0.40451 | 0.40451 | 0.40451 | 0.40451 | 0.40451 | 0.40451 | 0.40451 | 0.40451 | 0.40451 | 0.40451 | 0.40451 | 0.40451 | 0.40451 | 0.40451 | 0.40451 | 0.40451
BAU | S3D1 | 27 | PWRWONBGDXX | Onshore Wind, Bangladesh, region XX (investable) | 13 | CapacityFactor | fraction | User defined | 0 | 0.34614 | 0.34614 | 0.34614 | 0.34614 | 0.34614 | 0.34614 | 0.34614 | 0.34614 | 0.34614 | 0.34614 | 0.34614 | 0.34614 | 0.34614 | 0.34614 | 0.34614 | 0.34614 | 0.34614 | 0.34614 | 0.34614 | 0.34614 | 0.34614 | 0.34614 | 0.34614 | 0.34614 | 0.34614 | 0.34614 | 0.34614 | 0.34614
BAU | S3D2 | 27 | PWRWONBGDXX | Onshore Wind, Bangladesh, region XX (investable) | 13 | CapacityFactor | fraction | User defined | 0 | 0.31055 | 0.31055 | 0.31055 | 0.31055 | 0.31055 | 0.31055 | 0.31055 | 0.31055 | 0.31055 | 0.31055 | 0.31055 | 0.31055 | 0.31055 | 0.31055 | 0.31055 | 0.31055 | 0.31055 | 0.31055 | 0.31055 | 0.31055 | 0.31055 | 0.31055 | 0.31055 | 0.31055 | 0.31055 | 0.31055 | 0.31055 | 0.31055
BAU | S3D3 | 27 | PWRWONBGDXX | Onshore Wind, Bangladesh, region XX (investable) | 13 | CapacityFactor | fraction | User defined | 0 | 0.39914 | 0.39914 | 0.39914 | 0.39914 | 0.39914 | 0.39914 | 0.39914 | 0.39914 | 0.39914 | 0.39914 | 0.39914 | 0.39914 | 0.39914 | 0.39914 | 0.39914 | 0.39914 | 0.39914 | 0.39914 | 0.39914 | 0.39914 | 0.39914 | 0.39914 | 0.39914 | 0.39914 | 0.39914 | 0.39914 | 0.39914 | 0.39914
BAU | S4D1 | 27 | PWRWONBGDXX | Onshore Wind, Bangladesh, region XX (investable) | 13 | CapacityFactor | fraction | User defined | 0 | 0.12462 | 0.12462 | 0.12462 | 0.12462 | 0.12462 | 0.12462 | 0.12462 | 0.12462 | 0.12462 | 0.12462 | 0.12462 | 0.12462 | 0.12462 | 0.12462 | 0.12462 | 0.12462 | 0.12462 | 0.12462 | 0.12462 | 0.12462 | 0.12462 | 0.12462 | 0.12462 | 0.12462 | 0.12462 | 0.12462 | 0.12462 | 0.12462
BAU | S4D2 | 27 | PWRWONBGDXX | Onshore Wind, Bangladesh, region XX (investable) | 13 | CapacityFactor | fraction | User defined | 0 | 0.06134 | 0.06134 | 0.06134 | 0.06134 | 0.06134 | 0.06134 | 0.06134 | 0.06134 | 0.06134 | 0.06134 | 0.06134 | 0.06134 | 0.06134 | 0.06134 | 0.06134 | 0.06134 | 0.06134 | 0.06134 | 0.06134 | 0.06134 | 0.06134 | 0.06134 | 0.06134 | 0.06134 | 0.06134 | 0.06134 | 0.06134 | 0.06134
BAU | S4D3 | 27 | PWRWONBGDXX | Onshore Wind, Bangladesh, region XX (investable) | 13 | CapacityFactor | fraction | User defined | 0 | 0.10855 | 0.10855 | 0.10855 | 0.10855 | 0.10855 | 0.10855 | 0.10855 | 0.10855 | 0.10855 | 0.10855 | 0.10855 | 0.10855 | 0.10855 | 0.10855 | 0.10855 | 0.10855 | 0.10855 | 0.10855 | 0.10855 | 0.10855 | 0.10855 | 0.10855 | 0.10855 | 0.10855 | 0.10855 | 0.10855 | 0.10855 | 0.10855
BAU | S1D1 | 28 | PWRWONBTNXX | Onshore Wind, Bhutan, region XX (investable) | 13 | CapacityFactor | fraction | User defined | 0 | 0.014887 | 0.014887 | 0.014887 | 0.014887 | 0.014887 | 0.014887 | 0.014887 | 0.014887 | 0.014887 | 0.014887 | 0.014887 | 0.014887 | 0.014887 | 0.014887 | 0.014887 | 0.014887 | 0.014887 | 0.014887 | 0.014887 | 0.014887 | 0.014887 | 0.014887 | 0.014887 | 0.014887 | 0.014887 | 0.014887 | 0.014887 | 0.014887
BAU | S1D2 | 28 | PWRWONBTNXX | Onshore Wind, Bhutan, region XX (investable) | 13 | CapacityFactor | fraction | User defined | 0 | 0.089763 | 0.089763 | 0.089763 | 0.089763 | 0.089763 | 0.089763 | 0.089763 | 0.089763 | 0.089763 | 0.089763 | 0.089763 | 0.089763 | 0.089763 | 0.089763 | 0.089763 | 0.089763 | 0.089763 | 0.089763 | 0.089763 | 0.089763 | 0.089763 | 0.089763 | 0.089763 | 0.089763 | 0.089763 | 0.089763 | 0.089763 | 0.089763
BAU | S1D3 | 28 | PWRWONBTNXX | Onshore Wind, Bhutan, region XX (investable) | 13 | CapacityFactor | fraction | User defined | 0 | 0.008784 | 0.008784 | 0.008784 | 0.008784 | 0.008784 | 0.008784 | 0.008784 | 0.008784 | 0.008784 | 0.008784 | 0.008784 | 0.008784 | 0.008784 | 0.008784 | 0.008784 | 0.008784 | 0.008784 | 0.008784 | 0.008784 | 0.008784 | 0.008784 | 0.008784 | 0.008784 | 0.008784 | 0.008784 | 0.008784 | 0.008784 | 0.008784
BAU | S2D1 | 28 | PWRWONBTNXX | Onshore Wind, Bhutan, region XX (investable) | 13 | CapacityFactor | fraction | User defined | 0 | 0.021788 | 0.021788 | 0.021788 | 0.021788 | 0.021788 | 0.021788 | 0.021788 | 0.021788 | 0.021788 | 0.021788 | 0.021788 | 0.021788 | 0.021788 | 0.021788 | 0.021788 | 0.021788 | 0.021788 | 0.021788 | 0.021788 | 0.021788 | 0.021788 | 0.021788 | 0.021788 | 0.021788 | 0.021788 | 0.021788 | 0.021788 | 0.021788
BAU | S2D2 | 28 | PWRWONBTNXX | Onshore Wind, Bhutan, region XX (investable) | 13 | CapacityFactor | fraction | User defined | 0 | 0.15705 | 0.15705 | 0.15705 | 0.15705 | 0.15705 | 0.15705 | 0.15705 | 0.15705 | 0.15705 | 0.15705 | 0.15705 | 0.15705 | 0.15705 | 0.15705 | 0.15705 | 0.15705 | 0.15705 | 0.15705 | 0.15705 | 0.15705 | 0.15705 | 0.15705 | 0.15705 | 0.15705 | 0.15705 | 0.15705 | 0.15705 | 0.15705
BAU | S2D3 | 28 | PWRWONBTNXX | Onshore Wind, Bhutan, region XX (investable) | 13 | CapacityFactor | fraction | User defined | 0 | 0.037576 | 0.037576 | 0.037576 | 0.037576 | 0.037576 | 0.037576 | 0.037576 | 0.037576 | 0.037576 | 0.037576 | 0.037576 | 0.037576 | 0.037576 | 0.037576 | 0.037576 | 0.037576 | 0.037576 | 0.037576 | 0.037576 | 0.037576 | 0.037576 | 0.037576 | 0.037576 | 0.037576 | 0.037576 | 0.037576 | 0.037576 | 0.037576
BAU | S3D1 | 28 | PWRWONBTNXX | Onshore Wind, Bhutan, region XX (investable) | 13 | CapacityFactor | fraction | User defined | 0 | 0.050479 | 0.050479 | 0.050479 | 0.050479 | 0.050479 | 0.050479 | 0.050479 | 0.050479 | 0.050479 | 0.050479 | 0.050479 | 0.050479 | 0.050479 | 0.050479 | 0.050479 | 0.050479 | 0.050479 | 0.050479 | 0.050479 | 0.050479 | 0.050479 | 0.050479 | 0.050479 | 0.050479 | 0.050479 | 0.050479 | 0.050479 | 0.050479
BAU | S3D2 | 28 | PWRWONBTNXX | Onshore Wind, Bhutan, region XX (investable) | 13 | CapacityFactor | fraction | User defined | 0 | 0.14703 | 0.14703 | 0.14703 | 0.14703 | 0.14703 | 0.14703 | 0.14703 | 0.14703 | 0.14703 | 0.14703 | 0.14703 | 0.14703 | 0.14703 | 0.14703 | 0.14703 | 0.14703 | 0.14703 | 0.14703 | 0.14703 | 0.14703 | 0.14703 | 0.14703 | 0.14703 | 0.14703 | 0.14703 | 0.14703 | 0.14703 | 0.14703
BAU | S3D3 | 28 | PWRWONBTNXX | Onshore Wind, Bhutan, region XX (investable) | 13 | CapacityFactor | fraction | User defined | 0 | 0.090201 | 0.090201 | 0.090201 | 0.090201 | 0.090201 | 0.090201 | 0.090201 | 0.090201 | 0.090201 | 0.090201 | 0.090201 | 0.090201 | 0.090201 | 0.090201 | 0.090201 | 0.090201 | 0.090201 | 0.090201 | 0.090201 | 0.090201 | 0.090201 | 0.090201 | 0.090201 | 0.090201 | 0.090201 | 0.090201 | 0.090201 | 0.090201
BAU | S4D1 | 28 | PWRWONBTNXX | Onshore Wind, Bhutan, region XX (investable) | 13 | CapacityFactor | fraction | User defined | 0 | 0.012296 | 0.012296 | 0.012296 | 0.012296 | 0.012296 | 0.012296 | 0.012296 | 0.012296 | 0.012296 | 0.012296 | 0.012296 | 0.012296 | 0.012296 | 0.012296 | 0.012296 | 0.012296 | 0.012296 | 0.012296 | 0.012296 | 0.012296 | 0.012296 | 0.012296 | 0.012296 | 0.012296 | 0.012296 | 0.012296 | 0.012296 | 0.012296
BAU | S4D2 | 28 | PWRWONBTNXX | Onshore Wind, Bhutan, region XX (investable) | 13 | CapacityFactor | fraction | User defined | 0 | 0.060323 | 0.060323 | 0.060323 | 0.060323 | 0.060323 | 0.060323 | 0.060323 | 0.060323 | 0.060323 | 0.060323 | 0.060323 | 0.060323 | 0.060323 | 0.060323 | 0.060323 | 0.060323 | 0.060323 | 0.060323 | 0.060323 | 0.060323 | 0.060323 | 0.060323 | 0.060323 | 0.060323 | 0.060323 | 0.060323 | 0.060323 | 0.060323
BAU | S4D3 | 28 | PWRWONBTNXX | Onshore Wind, Bhutan, region XX (investable) | 13 | CapacityFactor | fraction | User defined | 0 | 0.017816 | 0.017816 | 0.017816 | 0.017816 | 0.017816 | 0.017816 | 0.017816 | 0.017816 | 0.017816 | 0.017816 | 0.017816 | 0.017816 | 0.017816 | 0.017816 | 0.017816 | 0.017816 | 0.017816 | 0.017816 | 0.017816 | 0.017816 | 0.017816 | 0.017816 | 0.017816 | 0.017816 | 0.017816 | 0.017816 | 0.017816 | 0.017816
BAU | S1D1 | 29 | PWRWONINDNO | Onshore Wind, India – North, region XX (investable) | 13 | CapacityFactor | fraction | User defined | 0 | 0.3525 | 0.3525 | 0.3525 | 0.3525 | 0.3525 | 0.3525 | 0.3525 | 0.3525 | 0.3525 | 0.3525 | 0.3525 | 0.3525 | 0.3525 | 0.3525 | 0.3525 | 0.3525 | 0.3525 | 0.3525 | 0.3525 | 0.3525 | 0.3525 | 0.3525 | 0.3525 | 0.3525 | 0.3525 | 0.3525 | 0.3525 | 0.3525
BAU | S1D2 | 29 | PWRWONINDNO | Onshore Wind, India – North, region XX (investable) | 13 | CapacityFactor | fraction | User defined | 0 | 0.19302 | 0.19302 | 0.19302 | 0.19302 | 0.19302 | 0.19302 | 0.19302 | 0.19302 | 0.19302 | 0.19302 | 0.19302 | 0.19302 | 0.19302 | 0.19302 | 0.19302 | 0.19302 | 0.19302 | 0.19302 | 0.19302 | 0.19302 | 0.19302 | 0.19302 | 0.19302 | 0.19302 | 0.19302 | 0.19302 | 0.19302 | 0.19302
BAU | S1D3 | 29 | PWRWONINDNO | Onshore Wind, India – North, region XX (investable) | 13 | CapacityFactor | fraction | User defined | 0 | 0.36968 | 0.36968 | 0.36968 | 0.36968 | 0.36968 | 0.36968 | 0.36968 | 0.36968 | 0.36968 | 0.36968 | 0.36968 | 0.36968 | 0.36968 | 0.36968 | 0.36968 | 0.36968 | 0.36968 | 0.36968 | 0.36968 | 0.36968 | 0.36968 | 0.36968 | 0.36968 | 0.36968 | 0.36968 | 0.36968 | 0.36968 | 0.36968
BAU | S2D1 | 29 | PWRWONINDNO | Onshore Wind, India – North, region XX (investable) | 13 | CapacityFactor | fraction | User defined | 0 | 0.3756 | 0.3756 | 0.3756 | 0.3756 | 0.3756 | 0.3756 | 0.3756 | 0.3756 | 0.3756 | 0.3756 | 0.3756 | 0.3756 | 0.3756 | 0.3756 | 0.3756 | 0.3756 | 0.3756 | 0.3756 | 0.3756 | 0.3756 | 0.3756 | 0.3756 | 0.3756 | 0.3756 | 0.3756 | 0.3756 | 0.3756 | 0.3756
BAU | S2D2 | 29 | PWRWONINDNO | Onshore Wind, India – North, region XX (investable) | 13 | CapacityFactor | fraction | User defined | 0 | 0.23531 | 0.23531 | 0.23531 | 0.23531 | 0.23531 | 0.23531 | 0.23531 | 0.23531 | 0.23531 | 0.23531 | 0.23531 | 0.23531 | 0.23531 | 0.23531 | 0.23531 | 0.23531 | 0.23531 | 0.23531 | 0.23531 | 0.23531 | 0.23531 | 0.23531 | 0.23531 | 0.23531 | 0.23531 | 0.23531 | 0.23531 | 0.23531
BAU | S2D3 | 29 | PWRWONINDNO | Onshore Wind, India – North, region XX (investable) | 13 | CapacityFactor | fraction | User defined | 0 | 0.41589 | 0.41589 | 0.41589 | 0.41589 | 0.41589 | 0.41589 | 0.41589 | 0.41589 | 0.41589 | 0.41589 | 0.41589 | 0.41589 | 0.41589 | 0.41589 | 0.41589 | 0.41589 | 0.41589 | 0.41589 | 0.41589 | 0.41589 | 0.41589 | 0.41589 | 0.41589 | 0.41589 | 0.41589 | 0.41589 | 0.41589 | 0.41589
BAU | S3D1 | 29 | PWRWONINDNO | Onshore Wind, India – North, region XX (investable) | 13 | CapacityFactor | fraction | User defined | 0 | 0.26612 | 0.26612 | 0.26612 | 0.26612 | 0.26612 | 0.26612 | 0.26612 | 0.26612 | 0.26612 | 0.26612 | 0.26612 | 0.26612 | 0.26612 | 0.26612 | 0.26612 | 0.26612 | 0.26612 | 0.26612 | 0.26612 | 0.26612 | 0.26612 | 0.26612 | 0.26612 | 0.26612 | 0.26612 | 0.26612 | 0.26612 | 0.26612
BAU | S3D2 | 29 | PWRWONINDNO | Onshore Wind, India – North, region XX (investable) | 13 | CapacityFactor | fraction | User defined | 0 | 0.20239 | 0.20239 | 0.20239 | 0.20239 | 0.20239 | 0.20239 | 0.20239 | 0.20239 | 0.20239 | 0.20239 | 0.20239 | 0.20239 | 0.20239 | 0.20239 | 0.20239 | 0.20239 | 0.20239 | 0.20239 | 0.20239 | 0.20239 | 0.20239 | 0.20239 | 0.20239 | 0.20239 | 0.20239 | 0.20239 | 0.20239 | 0.20239
BAU | S3D3 | 29 | PWRWONINDNO | Onshore Wind, India – North, region XX (investable) | 13 | CapacityFactor | fraction | User defined | 0 | 0.24488 | 0.24488 | 0.24488 | 0.24488 | 0.24488 | 0.24488 | 0.24488 | 0.24488 | 0.24488 | 0.24488 | 0.24488 | 0.24488 | 0.24488 | 0.24488 | 0.24488 | 0.24488 | 0.24488 | 0.24488 | 0.24488 | 0.24488 | 0.24488 | 0.24488 | 0.24488 | 0.24488 | 0.24488 | 0.24488 | 0.24488 | 0.24488
BAU | S4D1 | 29 | PWRWONINDNO | Onshore Wind, India – North, region XX (investable) | 13 | CapacityFactor | fraction | User defined | 0 | 0.24002 | 0.24002 | 0.24002 | 0.24002 | 0.24002 | 0.24002 | 0.24002 | 0.24002 | 0.24002 | 0.24002 | 0.24002 | 0.24002 | 0.24002 | 0.24002 | 0.24002 | 0.24002 | 0.24002 | 0.24002 | 0.24002 | 0.24002 | 0.24002 | 0.24002 | 0.24002 | 0.24002 | 0.24002 | 0.24002 | 0.24002 | 0.24002
BAU | S4D2 | 29 | PWRWONINDNO | Onshore Wind, India – North, region XX (investable) | 13 | CapacityFactor | fraction | User defined | 0 | 0.14386 | 0.14386 | 0.14386 | 0.14386 | 0.14386 | 0.14386 | 0.14386 | 0.14386 | 0.14386 | 0.14386 | 0.14386 | 0.14386 | 0.14386 | 0.14386 | 0.14386 | 0.14386 | 0.14386 | 0.14386 | 0.14386 | 0.14386 | 0.14386 | 0.14386 | 0.14386 | 0.14386 | 0.14386 | 0.14386 | 0.14386 | 0.14386
BAU | S4D3 | 29 | PWRWONINDNO | Onshore Wind, India – North, region XX (investable) | 13 | CapacityFactor | fraction | User defined | 0 | 0.25234 | 0.25234 | 0.25234 | 0.25234 | 0.25234 | 0.25234 | 0.25234 | 0.25234 | 0.25234 | 0.25234 | 0.25234 | 0.25234 | 0.25234 | 0.25234 | 0.25234 | 0.25234 | 0.25234 | 0.25234 | 0.25234 | 0.25234 | 0.25234 | 0.25234 | 0.25234 | 0.25234 | 0.25234 | 0.25234 | 0.25234 | 0.25234
BAU | S1D1 | 30 | PWRWONINDSO | Onshore Wind, India – South, region XX (investable) | 13 | CapacityFactor | fraction | User defined | 0 | 0.30063 | 0.30063 | 0.30063 | 0.30063 | 0.30063 | 0.30063 | 0.30063 | 0.30063 | 0.30063 | 0.30063 | 0.30063 | 0.30063 | 0.30063 | 0.30063 | 0.30063 | 0.30063 | 0.30063 | 0.30063 | 0.30063 | 0.30063 | 0.30063 | 0.30063 | 0.30063 | 0.30063 | 0.30063 | 0.30063 | 0.30063 | 0.30063
BAU | S1D2 | 30 | PWRWONINDSO | Onshore Wind, India – South, region XX (investable) | 13 | CapacityFactor | fraction | User defined | 0 | 0.23601 | 0.23601 | 0.23601 | 0.23601 | 0.23601 | 0.23601 | 0.23601 | 0.23601 | 0.23601 | 0.23601 | 0.23601 | 0.23601 | 0.23601 | 0.23601 | 0.23601 | 0.23601 | 0.23601 | 0.23601 | 0.23601 | 0.23601 | 0.23601 | 0.23601 | 0.23601 | 0.23601 | 0.23601 | 0.23601 | 0.23601 | 0.23601
BAU | S1D3 | 30 | PWRWONINDSO | Onshore Wind, India – South, region XX (investable) | 13 | CapacityFactor | fraction | User defined | 0 | 0.60015 | 0.60015 | 0.60015 | 0.60015 | 0.60015 | 0.60015 | 0.60015 | 0.60015 | 0.60015 | 0.60015 | 0.60015 | 0.60015 | 0.60015 | 0.60015 | 0.60015 | 0.60015 | 0.60015 | 0.60015 | 0.60015 | 0.60015 | 0.60015 | 0.60015 | 0.60015 | 0.60015 | 0.60015 | 0.60015 | 0.60015 | 0.60015
BAU | S2D1 | 30 | PWRWONINDSO | Onshore Wind, India – South, region XX (investable) | 13 | CapacityFactor | fraction | User defined | 0 | 0.30216 | 0.30216 | 0.30216 | 0.30216 | 0.30216 | 0.30216 | 0.30216 | 0.30216 | 0.30216 | 0.30216 | 0.30216 | 0.30216 | 0.30216 | 0.30216 | 0.30216 | 0.30216 | 0.30216 | 0.30216 | 0.30216 | 0.30216 | 0.30216 | 0.30216 | 0.30216 | 0.30216 | 0.30216 | 0.30216 | 0.30216 | 0.30216
BAU | S2D2 | 30 | PWRWONINDSO | Onshore Wind, India – South, region XX (investable) | 13 | CapacityFactor | fraction | User defined | 0 | 0.19781 | 0.19781 | 0.19781 | 0.19781 | 0.19781 | 0.19781 | 0.19781 | 0.19781 | 0.19781 | 0.19781 | 0.19781 | 0.19781 | 0.19781 | 0.19781 | 0.19781 | 0.19781 | 0.19781 | 0.19781 | 0.19781 | 0.19781 | 0.19781 | 0.19781 | 0.19781 | 0.19781 | 0.19781 | 0.19781 | 0.19781 | 0.19781
BAU | S2D3 | 30 | PWRWONINDSO | Onshore Wind, India – South, region XX (investable) | 13 | CapacityFactor | fraction | User defined | 0 | 0.49301 | 0.49301 | 0.49301 | 0.49301 | 0.49301 | 0.49301 | 0.49301 | 0.49301 | 0.49301 | 0.49301 | 0.49301 | 0.49301 | 0.49301 | 0.49301 | 0.49301 | 0.49301 | 0.49301 | 0.49301 | 0.49301 | 0.49301 | 0.49301 | 0.49301 | 0.49301 | 0.49301 | 0.49301 | 0.49301 | 0.49301 | 0.49301
BAU | S3D1 | 30 | PWRWONINDSO | Onshore Wind, India – South, region XX (investable) | 13 | CapacityFactor | fraction | User defined | 0 | 0.47136 | 0.47136 | 0.47136 | 0.47136 | 0.47136 | 0.47136 | 0.47136 | 0.47136 | 0.47136 | 0.47136 | 0.47136 | 0.47136 | 0.47136 | 0.47136 | 0.47136 | 0.47136 | 0.47136 | 0.47136 | 0.47136 | 0.47136 | 0.47136 | 0.47136 | 0.47136 | 0.47136 | 0.47136 | 0.47136 | 0.47136 | 0.47136
BAU | S3D2 | 30 | PWRWONINDSO | Onshore Wind, India – South, region XX (investable) | 13 | CapacityFactor | fraction | User defined | 0 | 0.58091 | 0.58091 | 0.58091 | 0.58091 | 0.58091 | 0.58091 | 0.58091 | 0.58091 | 0.58091 | 0.58091 | 0.58091 | 0.58091 | 0.58091 | 0.58091 | 0.58091 | 0.58091 | 0.58091 | 0.58091 | 0.58091 | 0.58091 | 0.58091 | 0.58091 | 0.58091 | 0.58091 | 0.58091 | 0.58091 | 0.58091 | 0.58091
BAU | S3D3 | 30 | PWRWONINDSO | Onshore Wind, India – South, region XX (investable) | 13 | CapacityFactor | fraction | User defined | 0 | 0.48757 | 0.48757 | 0.48757 | 0.48757 | 0.48757 | 0.48757 | 0.48757 | 0.48757 | 0.48757 | 0.48757 | 0.48757 | 0.48757 | 0.48757 | 0.48757 | 0.48757 | 0.48757 | 0.48757 | 0.48757 | 0.48757 | 0.48757 | 0.48757 | 0.48757 | 0.48757 | 0.48757 | 0.48757 | 0.48757 | 0.48757 | 0.48757
BAU | S4D1 | 30 | PWRWONINDSO | Onshore Wind, India – South, region XX (investable) | 13 | CapacityFactor | fraction | User defined | 0 | 0.26011 | 0.26011 | 0.26011 | 0.26011 | 0.26011 | 0.26011 | 0.26011 | 0.26011 | 0.26011 | 0.26011 | 0.26011 | 0.26011 | 0.26011 | 0.26011 | 0.26011 | 0.26011 | 0.26011 | 0.26011 | 0.26011 | 0.26011 | 0.26011 | 0.26011 | 0.26011 | 0.26011 | 0.26011 | 0.26011 | 0.26011 | 0.26011
BAU | S4D2 | 30 | PWRWONINDSO | Onshore Wind, India – South, region XX (investable) | 13 | CapacityFactor | fraction | User defined | 0 | 0.26464 | 0.26464 | 0.26464 | 0.26464 | 0.26464 | 0.26464 | 0.26464 | 0.26464 | 0.26464 | 0.26464 | 0.26464 | 0.26464 | 0.26464 | 0.26464 | 0.26464 | 0.26464 | 0.26464 | 0.26464 | 0.26464 | 0.26464 | 0.26464 | 0.26464 | 0.26464 | 0.26464 | 0.26464 | 0.26464 | 0.26464 | 0.26464
BAU | S4D3 | 30 | PWRWONINDSO | Onshore Wind, India – South, region XX (investable) | 13 | CapacityFactor | fraction | User defined | 0 | 0.3699 | 0.3699 | 0.3699 | 0.3699 | 0.3699 | 0.3699 | 0.3699 | 0.3699 | 0.3699 | 0.3699 | 0.3699 | 0.3699 | 0.3699 | 0.3699 | 0.3699 | 0.3699 | 0.3699 | 0.3699 | 0.3699 | 0.3699 | 0.3699 | 0.3699 | 0.3699 | 0.3699 | 0.3699 | 0.3699 | 0.3699 | 0.3699
BAU | S1D1 | 31 | PWRWONINDEA | Onshore Wind, India – East, region XX (investable) | 13 | CapacityFactor | fraction | User defined | 0 | 0.2451 | 0.2451 | 0.2451 | 0.2451 | 0.2451 | 0.2451 | 0.2451 | 0.2451 | 0.2451 | 0.2451 | 0.2451 | 0.2451 | 0.2451 | 0.2451 | 0.2451 | 0.2451 | 0.2451 | 0.2451 | 0.2451 | 0.2451 | 0.2451 | 0.2451 | 0.2451 | 0.2451 | 0.2451 | 0.2451 | 0.2451 | 0.2451
BAU | S1D2 | 31 | PWRWONINDEA | Onshore Wind, India – East, region XX (investable) | 13 | CapacityFactor | fraction | User defined | 0 | 0.11909 | 0.11909 | 0.11909 | 0.11909 | 0.11909 | 0.11909 | 0.11909 | 0.11909 | 0.11909 | 0.11909 | 0.11909 | 0.11909 | 0.11909 | 0.11909 | 0.11909 | 0.11909 | 0.11909 | 0.11909 | 0.11909 | 0.11909 | 0.11909 | 0.11909 | 0.11909 | 0.11909 | 0.11909 | 0.11909 | 0.11909 | 0.11909
BAU | S1D3 | 31 | PWRWONINDEA | Onshore Wind, India – East, region XX (investable) | 13 | CapacityFactor | fraction | User defined | 0 | 0.1672 | 0.1672 | 0.1672 | 0.1672 | 0.1672 | 0.1672 | 0.1672 | 0.1672 | 0.1672 | 0.1672 | 0.1672 | 0.1672 | 0.1672 | 0.1672 | 0.1672 | 0.1672 | 0.1672 | 0.1672 | 0.1672 | 0.1672 | 0.1672 | 0.1672 | 0.1672 | 0.1672 | 0.1672 | 0.1672 | 0.1672 | 0.1672
BAU | S2D1 | 31 | PWRWONINDEA | Onshore Wind, India – East, region XX (investable) | 13 | CapacityFactor | fraction | User defined | 0 | 0.34438 | 0.34438 | 0.34438 | 0.34438 | 0.34438 | 0.34438 | 0.34438 | 0.34438 | 0.34438 | 0.34438 | 0.34438 | 0.34438 | 0.34438 | 0.34438 | 0.34438 | 0.34438 | 0.34438 | 0.34438 | 0.34438 | 0.34438 | 0.34438 | 0.34438 | 0.34438 | 0.34438 | 0.34438 | 0.34438 | 0.34438 | 0.34438
BAU | S2D2 | 31 | PWRWONINDEA | Onshore Wind, India – East, region XX (investable) | 13 | CapacityFactor | fraction | User defined | 0 | 0.26886 | 0.26886 | 0.26886 | 0.26886 | 0.26886 | 0.26886 | 0.26886 | 0.26886 | 0.26886 | 0.26886 | 0.26886 | 0.26886 | 0.26886 | 0.26886 | 0.26886 | 0.26886 | 0.26886 | 0.26886 | 0.26886 | 0.26886 | 0.26886 | 0.26886 | 0.26886 | 0.26886 | 0.26886 | 0.26886 | 0.26886 | 0.26886
BAU | S2D3 | 31 | PWRWONINDEA | Onshore Wind, India – East, region XX (investable) | 13 | CapacityFactor | fraction | User defined | 0 | 0.47172 | 0.47172 | 0.47172 | 0.47172 | 0.47172 | 0.47172 | 0.47172 | 0.47172 | 0.47172 | 0.47172 | 0.47172 | 0.47172 | 0.47172 | 0.47172 | 0.47172 | 0.47172 | 0.47172 | 0.47172 | 0.47172 | 0.47172 | 0.47172 | 0.47172 | 0.47172 | 0.47172 | 0.47172 | 0.47172 | 0.47172 | 0.47172
BAU | S3D1 | 31 | PWRWONINDEA | Onshore Wind, India – East, region XX (investable) | 13 | CapacityFactor | fraction | User defined | 0 | 0.33549 | 0.33549 | 0.33549 | 0.33549 | 0.33549 | 0.33549 | 0.33549 | 0.33549 | 0.33549 | 0.33549 | 0.33549 | 0.33549 | 0.33549 | 0.33549 | 0.33549 | 0.33549 | 0.33549 | 0.33549 | 0.33549 | 0.33549 | 0.33549 | 0.33549 | 0.33549 | 0.33549 | 0.33549 | 0.33549 | 0.33549 | 0.33549
BAU | S3D2 | 31 | PWRWONINDEA | Onshore Wind, India – East, region XX (investable) | 13 | CapacityFactor | fraction | User defined | 0 | 0.32303 | 0.32303 | 0.32303 | 0.32303 | 0.32303 | 0.32303 | 0.32303 | 0.32303 | 0.32303 | 0.32303 | 0.32303 | 0.32303 | 0.32303 | 0.32303 | 0.32303 | 0.32303 | 0.32303 | 0.32303 | 0.32303 | 0.32303 | 0.32303 | 0.32303 | 0.32303 | 0.32303 | 0.32303 | 0.32303 | 0.32303 | 0.32303
BAU | S3D3 | 31 | PWRWONINDEA | Onshore Wind, India – East, region XX (investable) | 13 | CapacityFactor | fraction | User defined | 0 | 0.43717 | 0.43717 | 0.43717 | 0.43717 | 0.43717 | 0.43717 | 0.43717 | 0.43717 | 0.43717 | 0.43717 | 0.43717 | 0.43717 | 0.43717 | 0.43717 | 0.43717 | 0.43717 | 0.43717 | 0.43717 | 0.43717 | 0.43717 | 0.43717 | 0.43717 | 0.43717 | 0.43717 | 0.43717 | 0.43717 | 0.43717 | 0.43717
BAU | S4D1 | 31 | PWRWONINDEA | Onshore Wind, India – East, region XX (investable) | 13 | CapacityFactor | fraction | User defined | 0 | 0.1851 | 0.1851 | 0.1851 | 0.1851 | 0.1851 | 0.1851 | 0.1851 | 0.1851 | 0.1851 | 0.1851 | 0.1851 | 0.1851 | 0.1851 | 0.1851 | 0.1851 | 0.1851 | 0.1851 | 0.1851 | 0.1851 | 0.1851 | 0.1851 | 0.1851 | 0.1851 | 0.1851 | 0.1851 | 0.1851 | 0.1851 | 0.1851
BAU | S4D2 | 31 | PWRWONINDEA | Onshore Wind, India – East, region XX (investable) | 13 | CapacityFactor | fraction | User defined | 0 | 0.087597 | 0.087597 | 0.087597 | 0.087597 | 0.087597 | 0.087597 | 0.087597 | 0.087597 | 0.087597 | 0.087597 | 0.087597 | 0.087597 | 0.087597 | 0.087597 | 0.087597 | 0.087597 | 0.087597 | 0.087597 | 0.087597 | 0.087597 | 0.087597 | 0.087597 | 0.087597 | 0.087597 | 0.087597 | 0.087597 | 0.087597 | 0.087597
BAU | S4D3 | 31 | PWRWONINDEA | Onshore Wind, India – East, region XX (investable) | 13 | CapacityFactor | fraction | User defined | 0 | 0.1278 | 0.1278 | 0.1278 | 0.1278 | 0.1278 | 0.1278 | 0.1278 | 0.1278 | 0.1278 | 0.1278 | 0.1278 | 0.1278 | 0.1278 | 0.1278 | 0.1278 | 0.1278 | 0.1278 | 0.1278 | 0.1278 | 0.1278 | 0.1278 | 0.1278 | 0.1278 | 0.1278 | 0.1278 | 0.1278 | 0.1278 | 0.1278
BAU | S1D1 | 32 | PWRWONINDWE | Onshore Wind, India – West, region XX (investable) | 13 | CapacityFactor | fraction | User defined | 0 | 0.31383 | 0.31383 | 0.31383 | 0.31383 | 0.31383 | 0.31383 | 0.31383 | 0.31383 | 0.31383 | 0.31383 | 0.31383 | 0.31383 | 0.31383 | 0.31383 | 0.31383 | 0.31383 | 0.31383 | 0.31383 | 0.31383 | 0.31383 | 0.31383 | 0.31383 | 0.31383 | 0.31383 | 0.31383 | 0.31383 | 0.31383 | 0.31383
BAU | S1D2 | 32 | PWRWONINDWE | Onshore Wind, India – West, region XX (investable) | 13 | CapacityFactor | fraction | User defined | 0 | 0.17478 | 0.17478 | 0.17478 | 0.17478 | 0.17478 | 0.17478 | 0.17478 | 0.17478 | 0.17478 | 0.17478 | 0.17478 | 0.17478 | 0.17478 | 0.17478 | 0.17478 | 0.17478 | 0.17478 | 0.17478 | 0.17478 | 0.17478 | 0.17478 | 0.17478 | 0.17478 | 0.17478 | 0.17478 | 0.17478 | 0.17478 | 0.17478
BAU | S1D3 | 32 | PWRWONINDWE | Onshore Wind, India – West, region XX (investable) | 13 | CapacityFactor | fraction | User defined | 0 | 0.33659 | 0.33659 | 0.33659 | 0.33659 | 0.33659 | 0.33659 | 0.33659 | 0.33659 | 0.33659 | 0.33659 | 0.33659 | 0.33659 | 0.33659 | 0.33659 | 0.33659 | 0.33659 | 0.33659 | 0.33659 | 0.33659 | 0.33659 | 0.33659 | 0.33659 | 0.33659 | 0.33659 | 0.33659 | 0.33659 | 0.33659 | 0.33659
BAU | S2D1 | 32 | PWRWONINDWE | Onshore Wind, India – West, region XX (investable) | 13 | CapacityFactor | fraction | User defined | 0 | 0.12236 | 0.12236 | 0.12236 | 0.12236 | 0.12236 | 0.12236 | 0.12236 | 0.12236 | 0.12236 | 0.12236 | 0.12236 | 0.12236 | 0.12236 | 0.12236 | 0.12236 | 0.12236 | 0.12236 | 0.12236 | 0.12236 | 0.12236 | 0.12236 | 0.12236 | 0.12236 | 0.12236 | 0.12236 | 0.12236 | 0.12236 | 0.12236
BAU | S2D2 | 32 | PWRWONINDWE | Onshore Wind, India – West, region XX (investable) | 13 | CapacityFactor | fraction | User defined | 0 | 0.21744 | 0.21744 | 0.21744 | 0.21744 | 0.21744 | 0.21744 | 0.21744 | 0.21744 | 0.21744 | 0.21744 | 0.21744 | 0.21744 | 0.21744 | 0.21744 | 0.21744 | 0.21744 | 0.21744 | 0.21744 | 0.21744 | 0.21744 | 0.21744 | 0.21744 | 0.21744 | 0.21744 | 0.21744 | 0.21744 | 0.21744 | 0.21744
BAU | S2D3 | 32 | PWRWONINDWE | Onshore Wind, India – West, region XX (investable) | 13 | CapacityFactor | fraction | User defined | 0 | 0.26218 | 0.26218 | 0.26218 | 0.26218 | 0.26218 | 0.26218 | 0.26218 | 0.26218 | 0.26218 | 0.26218 | 0.26218 | 0.26218 | 0.26218 | 0.26218 | 0.26218 | 0.26218 | 0.26218 | 0.26218 | 0.26218 | 0.26218 | 0.26218 | 0.26218 | 0.26218 | 0.26218 | 0.26218 | 0.26218 | 0.26218 | 0.26218
BAU | S3D1 | 32 | PWRWONINDWE | Onshore Wind, India – West, region XX (investable) | 13 | CapacityFactor | fraction | User defined | 0 | 0.46917 | 0.46917 | 0.46917 | 0.46917 | 0.46917 | 0.46917 | 0.46917 | 0.46917 | 0.46917 | 0.46917 | 0.46917 | 0.46917 | 0.46917 | 0.46917 | 0.46917 | 0.46917 | 0.46917 | 0.46917 | 0.46917 | 0.46917 | 0.46917 | 0.46917 | 0.46917 | 0.46917 | 0.46917 | 0.46917 | 0.46917 | 0.46917
BAU | S3D2 | 32 | PWRWONINDWE | Onshore Wind, India – West, region XX (investable) | 13 | CapacityFactor | fraction | User defined | 0 | 0.49679 | 0.49679 | 0.49679 | 0.49679 | 0.49679 | 0.49679 | 0.49679 | 0.49679 | 0.49679 | 0.49679 | 0.49679 | 0.49679 | 0.49679 | 0.49679 | 0.49679 | 0.49679 | 0.49679 | 0.49679 | 0.49679 | 0.49679 | 0.49679 | 0.49679 | 0.49679 | 0.49679 | 0.49679 | 0.49679 | 0.49679 | 0.49679
BAU | S3D3 | 32 | PWRWONINDWE | Onshore Wind, India – West, region XX (investable) | 13 | CapacityFactor | fraction | User defined | 0 | 0.45838 | 0.45838 | 0.45838 | 0.45838 | 0.45838 | 0.45838 | 0.45838 | 0.45838 | 0.45838 | 0.45838 | 0.45838 | 0.45838 | 0.45838 | 0.45838 | 0.45838 | 0.45838 | 0.45838 | 0.45838 | 0.45838 | 0.45838 | 0.45838 | 0.45838 | 0.45838 | 0.45838 | 0.45838 | 0.45838 | 0.45838 | 0.45838
BAU | S4D1 | 32 | PWRWONINDWE | Onshore Wind, India – West, region XX (investable) | 13 | CapacityFactor | fraction | User defined | 0 | 0.31023 | 0.31023 | 0.31023 | 0.31023 | 0.31023 | 0.31023 | 0.31023 | 0.31023 | 0.31023 | 0.31023 | 0.31023 | 0.31023 | 0.31023 | 0.31023 | 0.31023 | 0.31023 | 0.31023 | 0.31023 | 0.31023 | 0.31023 | 0.31023 | 0.31023 | 0.31023 | 0.31023 | 0.31023 | 0.31023 | 0.31023 | 0.31023
BAU | S4D2 | 32 | PWRWONINDWE | Onshore Wind, India – West, region XX (investable) | 13 | CapacityFactor | fraction | User defined | 0 | 0.14604 | 0.14604 | 0.14604 | 0.14604 | 0.14604 | 0.14604 | 0.14604 | 0.14604 | 0.14604 | 0.14604 | 0.14604 | 0.14604 | 0.14604 | 0.14604 | 0.14604 | 0.14604 | 0.14604 | 0.14604 | 0.14604 | 0.14604 | 0.14604 | 0.14604 | 0.14604 | 0.14604 | 0.14604 | 0.14604 | 0.14604 | 0.14604
BAU | S4D3 | 32 | PWRWONINDWE | Onshore Wind, India – West, region XX (investable) | 13 | CapacityFactor | fraction | User defined | 0 | 0.21678 | 0.21678 | 0.21678 | 0.21678 | 0.21678 | 0.21678 | 0.21678 | 0.21678 | 0.21678 | 0.21678 | 0.21678 | 0.21678 | 0.21678 | 0.21678 | 0.21678 | 0.21678 | 0.21678 | 0.21678 | 0.21678 | 0.21678 | 0.21678 | 0.21678 | 0.21678 | 0.21678 | 0.21678 | 0.21678 | 0.21678 | 0.21678
BAU | S1D1 | 33 | PWRWONINDNE | Onshore Wind, India – Northeast, region XX (investable) | 13 | CapacityFactor | fraction | User defined | 0 | 0.31174 | 0.31174 | 0.31174 | 0.31174 | 0.31174 | 0.31174 | 0.31174 | 0.31174 | 0.31174 | 0.31174 | 0.31174 | 0.31174 | 0.31174 | 0.31174 | 0.31174 | 0.31174 | 0.31174 | 0.31174 | 0.31174 | 0.31174 | 0.31174 | 0.31174 | 0.31174 | 0.31174 | 0.31174 | 0.31174 | 0.31174 | 0.31174
BAU | S1D2 | 33 | PWRWONINDNE | Onshore Wind, India – Northeast, region XX (investable) | 13 | CapacityFactor | fraction | User defined | 0 | 0.14372 | 0.14372 | 0.14372 | 0.14372 | 0.14372 | 0.14372 | 0.14372 | 0.14372 | 0.14372 | 0.14372 | 0.14372 | 0.14372 | 0.14372 | 0.14372 | 0.14372 | 0.14372 | 0.14372 | 0.14372 | 0.14372 | 0.14372 | 0.14372 | 0.14372 | 0.14372 | 0.14372 | 0.14372 | 0.14372 | 0.14372 | 0.14372
BAU | S1D3 | 33 | PWRWONINDNE | Onshore Wind, India – Northeast, region XX (investable) | 13 | CapacityFactor | fraction | User defined | 0 | 0.31786 | 0.31786 | 0.31786 | 0.31786 | 0.31786 | 0.31786 | 0.31786 | 0.31786 | 0.31786 | 0.31786 | 0.31786 | 0.31786 | 0.31786 | 0.31786 | 0.31786 | 0.31786 | 0.31786 | 0.31786 | 0.31786 | 0.31786 | 0.31786 | 0.31786 | 0.31786 | 0.31786 | 0.31786 | 0.31786 | 0.31786 | 0.31786
BAU | S2D1 | 33 | PWRWONINDNE | Onshore Wind, India – Northeast, region XX (investable) | 13 | CapacityFactor | fraction | User defined | 0 | 0.42554 | 0.42554 | 0.42554 | 0.42554 | 0.42554 | 0.42554 | 0.42554 | 0.42554 | 0.42554 | 0.42554 | 0.42554 | 0.42554 | 0.42554 | 0.42554 | 0.42554 | 0.42554 | 0.42554 | 0.42554 | 0.42554 | 0.42554 | 0.42554 | 0.42554 | 0.42554 | 0.42554 | 0.42554 | 0.42554 | 0.42554 | 0.42554
BAU | S2D2 | 33 | PWRWONINDNE | Onshore Wind, India – Northeast, region XX (investable) | 13 | CapacityFactor | fraction | User defined | 0 | 0.28016 | 0.28016 | 0.28016 | 0.28016 | 0.28016 | 0.28016 | 0.28016 | 0.28016 | 0.28016 | 0.28016 | 0.28016 | 0.28016 | 0.28016 | 0.28016 | 0.28016 | 0.28016 | 0.28016 | 0.28016 | 0.28016 | 0.28016 | 0.28016 | 0.28016 | 0.28016 | 0.28016 | 0.28016 | 0.28016 | 0.28016 | 0.28016
BAU | S2D3 | 33 | PWRWONINDNE | Onshore Wind, India – Northeast, region XX (investable) | 13 | CapacityFactor | fraction | User defined | 0 | 0.39981 | 0.39981 | 0.39981 | 0.39981 | 0.39981 | 0.39981 | 0.39981 | 0.39981 | 0.39981 | 0.39981 | 0.39981 | 0.39981 | 0.39981 | 0.39981 | 0.39981 | 0.39981 | 0.39981 | 0.39981 | 0.39981 | 0.39981 | 0.39981 | 0.39981 | 0.39981 | 0.39981 | 0.39981 | 0.39981 | 0.39981 | 0.39981
BAU | S3D1 | 33 | PWRWONINDNE | Onshore Wind, India – Northeast, region XX (investable) | 13 | CapacityFactor | fraction | User defined | 0 | 0.22423 | 0.22423 | 0.22423 | 0.22423 | 0.22423 | 0.22423 | 0.22423 | 0.22423 | 0.22423 | 0.22423 | 0.22423 | 0.22423 | 0.22423 | 0.22423 | 0.22423 | 0.22423 | 0.22423 | 0.22423 | 0.22423 | 0.22423 | 0.22423 | 0.22423 | 0.22423 | 0.22423 | 0.22423 | 0.22423 | 0.22423 | 0.22423
BAU | S3D2 | 33 | PWRWONINDNE | Onshore Wind, India – Northeast, region XX (investable) | 13 | CapacityFactor | fraction | User defined | 0 | 0.17192 | 0.17192 | 0.17192 | 0.17192 | 0.17192 | 0.17192 | 0.17192 | 0.17192 | 0.17192 | 0.17192 | 0.17192 | 0.17192 | 0.17192 | 0.17192 | 0.17192 | 0.17192 | 0.17192 | 0.17192 | 0.17192 | 0.17192 | 0.17192 | 0.17192 | 0.17192 | 0.17192 | 0.17192 | 0.17192 | 0.17192 | 0.17192
BAU | S3D3 | 33 | PWRWONINDNE | Onshore Wind, India – Northeast, region XX (investable) | 13 | CapacityFactor | fraction | User defined | 0 | 0.2299 | 0.2299 | 0.2299 | 0.2299 | 0.2299 | 0.2299 | 0.2299 | 0.2299 | 0.2299 | 0.2299 | 0.2299 | 0.2299 | 0.2299 | 0.2299 | 0.2299 | 0.2299 | 0.2299 | 0.2299 | 0.2299 | 0.2299 | 0.2299 | 0.2299 | 0.2299 | 0.2299 | 0.2299 | 0.2299 | 0.2299 | 0.2299
BAU | S4D1 | 33 | PWRWONINDNE | Onshore Wind, India – Northeast, region XX (investable) | 13 | CapacityFactor | fraction | User defined | 0 | 0.22868 | 0.22868 | 0.22868 | 0.22868 | 0.22868 | 0.22868 | 0.22868 | 0.22868 | 0.22868 | 0.22868 | 0.22868 | 0.22868 | 0.22868 | 0.22868 | 0.22868 | 0.22868 | 0.22868 | 0.22868 | 0.22868 | 0.22868 | 0.22868 | 0.22868 | 0.22868 | 0.22868 | 0.22868 | 0.22868 | 0.22868 | 0.22868
BAU | S4D2 | 33 | PWRWONINDNE | Onshore Wind, India – Northeast, region XX (investable) | 13 | CapacityFactor | fraction | User defined | 0 | 0.096137 | 0.096137 | 0.096137 | 0.096137 | 0.096137 | 0.096137 | 0.096137 | 0.096137 | 0.096137 | 0.096137 | 0.096137 | 0.096137 | 0.096137 | 0.096137 | 0.096137 | 0.096137 | 0.096137 | 0.096137 | 0.096137 | 0.096137 | 0.096137 | 0.096137 | 0.096137 | 0.096137 | 0.096137 | 0.096137 | 0.096137 | 0.096137
BAU | S4D3 | 33 | PWRWONINDNE | Onshore Wind, India – Northeast, region XX (investable) | 13 | CapacityFactor | fraction | User defined | 0 | 0.2112 | 0.2112 | 0.2112 | 0.2112 | 0.2112 | 0.2112 | 0.2112 | 0.2112 | 0.2112 | 0.2112 | 0.2112 | 0.2112 | 0.2112 | 0.2112 | 0.2112 | 0.2112 | 0.2112 | 0.2112 | 0.2112 | 0.2112 | 0.2112 | 0.2112 | 0.2112 | 0.2112 | 0.2112 | 0.2112 | 0.2112 | 0.2112
BAU | S1D1 | 34 | PWRWONNPLXX | Onshore Wind, Nepal, region XX (investable) | 13 | CapacityFactor | fraction | User defined | 0 | 0.011158 | 0.011158 | 0.011158 | 0.011158 | 0.011158 | 0.011158 | 0.011158 | 0.011158 | 0.011158 | 0.011158 | 0.011158 | 0.011158 | 0.011158 | 0.011158 | 0.011158 | 0.011158 | 0.011158 | 0.011158 | 0.011158 | 0.011158 | 0.011158 | 0.011158 | 0.011158 | 0.011158 | 0.011158 | 0.011158 | 0.011158 | 0.011158
BAU | S1D2 | 34 | PWRWONNPLXX | Onshore Wind, Nepal, region XX (investable) | 13 | CapacityFactor | fraction | User defined | 0 | 0.035806 | 0.035806 | 0.035806 | 0.035806 | 0.035806 | 0.035806 | 0.035806 | 0.035806 | 0.035806 | 0.035806 | 0.035806 | 0.035806 | 0.035806 | 0.035806 | 0.035806 | 0.035806 | 0.035806 | 0.035806 | 0.035806 | 0.035806 | 0.035806 | 0.035806 | 0.035806 | 0.035806 | 0.035806 | 0.035806 | 0.035806 | 0.035806
BAU | S1D3 | 34 | PWRWONNPLXX | Onshore Wind, Nepal, region XX (investable) | 13 | CapacityFactor | fraction | User defined | 0 | 0.010569 | 0.010569 | 0.010569 | 0.010569 | 0.010569 | 0.010569 | 0.010569 | 0.010569 | 0.010569 | 0.010569 | 0.010569 | 0.010569 | 0.010569 | 0.010569 | 0.010569 | 0.010569 | 0.010569 | 0.010569 | 0.010569 | 0.010569 | 0.010569 | 0.010569 | 0.010569 | 0.010569 | 0.010569 | 0.010569 | 0.010569 | 0.010569
BAU | S2D1 | 34 | PWRWONNPLXX | Onshore Wind, Nepal, region XX (investable) | 13 | CapacityFactor | fraction | User defined | 0 | 0.023244 | 0.023244 | 0.023244 | 0.023244 | 0.023244 | 0.023244 | 0.023244 | 0.023244 | 0.023244 | 0.023244 | 0.023244 | 0.023244 | 0.023244 | 0.023244 | 0.023244 | 0.023244 | 0.023244 | 0.023244 | 0.023244 | 0.023244 | 0.023244 | 0.023244 | 0.023244 | 0.023244 | 0.023244 | 0.023244 | 0.023244 | 0.023244
BAU | S2D2 | 34 | PWRWONNPLXX | Onshore Wind, Nepal, region XX (investable) | 13 | CapacityFactor | fraction | User defined | 0 | 0.07086 | 0.07086 | 0.07086 | 0.07086 | 0.07086 | 0.07086 | 0.07086 | 0.07086 | 0.07086 | 0.07086 | 0.07086 | 0.07086 | 0.07086 | 0.07086 | 0.07086 | 0.07086 | 0.07086 | 0.07086 | 0.07086 | 0.07086 | 0.07086 | 0.07086 | 0.07086 | 0.07086 | 0.07086 | 0.07086 | 0.07086 | 0.07086
BAU | S2D3 | 34 | PWRWONNPLXX | Onshore Wind, Nepal, region XX (investable) | 13 | CapacityFactor | fraction | User defined | 0 | 0.02415 | 0.02415 | 0.02415 | 0.02415 | 0.02415 | 0.02415 | 0.02415 | 0.02415 | 0.02415 | 0.02415 | 0.02415 | 0.02415 | 0.02415 | 0.02415 | 0.02415 | 0.02415 | 0.02415 | 0.02415 | 0.02415 | 0.02415 | 0.02415 | 0.02415 | 0.02415 | 0.02415 | 0.02415 | 0.02415 | 0.02415 | 0.02415
BAU | S3D1 | 34 | PWRWONNPLXX | Onshore Wind, Nepal, region XX (investable) | 13 | CapacityFactor | fraction | User defined | 0 | 0.01318 | 0.01318 | 0.01318 | 0.01318 | 0.01318 | 0.01318 | 0.01318 | 0.01318 | 0.01318 | 0.01318 | 0.01318 | 0.01318 | 0.01318 | 0.01318 | 0.01318 | 0.01318 | 0.01318 | 0.01318 | 0.01318 | 0.01318 | 0.01318 | 0.01318 | 0.01318 | 0.01318 | 0.01318 | 0.01318 | 0.01318 | 0.01318
BAU | S3D2 | 34 | PWRWONNPLXX | Onshore Wind, Nepal, region XX (investable) | 13 | CapacityFactor | fraction | User defined | 0 | 0.045821 | 0.045821 | 0.045821 | 0.045821 | 0.045821 | 0.045821 | 0.045821 | 0.045821 | 0.045821 | 0.045821 | 0.045821 | 0.045821 | 0.045821 | 0.045821 | 0.045821 | 0.045821 | 0.045821 | 0.045821 | 0.045821 | 0.045821 | 0.045821 | 0.045821 | 0.045821 | 0.045821 | 0.045821 | 0.045821 | 0.045821 | 0.045821
BAU | S3D3 | 34 | PWRWONNPLXX | Onshore Wind, Nepal, region XX (investable) | 13 | CapacityFactor | fraction | User defined | 0 | 0.027758 | 0.027758 | 0.027758 | 0.027758 | 0.027758 | 0.027758 | 0.027758 | 0.027758 | 0.027758 | 0.027758 | 0.027758 | 0.027758 | 0.027758 | 0.027758 | 0.027758 | 0.027758 | 0.027758 | 0.027758 | 0.027758 | 0.027758 | 0.027758 | 0.027758 | 0.027758 | 0.027758 | 0.027758 | 0.027758 | 0.027758 | 0.027758
BAU | S4D1 | 34 | PWRWONNPLXX | Onshore Wind, Nepal, region XX (investable) | 13 | CapacityFactor | fraction | User defined | 0 | 0.005716 | 0.005716 | 0.005716 | 0.005716 | 0.005716 | 0.005716 | 0.005716 | 0.005716 | 0.005716 | 0.005716 | 0.005716 | 0.005716 | 0.005716 | 0.005716 | 0.005716 | 0.005716 | 0.005716 | 0.005716 | 0.005716 | 0.005716 | 0.005716 | 0.005716 | 0.005716 | 0.005716 | 0.005716 | 0.005716 | 0.005716 | 0.005716
BAU | S4D2 | 34 | PWRWONNPLXX | Onshore Wind, Nepal, region XX (investable) | 13 | CapacityFactor | fraction | User defined | 0 | 0.01307 | 0.01307 | 0.01307 | 0.01307 | 0.01307 | 0.01307 | 0.01307 | 0.01307 | 0.01307 | 0.01307 | 0.01307 | 0.01307 | 0.01307 | 0.01307 | 0.01307 | 0.01307 | 0.01307 | 0.01307 | 0.01307 | 0.01307 | 0.01307 | 0.01307 | 0.01307 | 0.01307 | 0.01307 | 0.01307 | 0.01307 | 0.01307
BAU | S4D3 | 34 | PWRWONNPLXX | Onshore Wind, Nepal, region XX (investable) | 13 | CapacityFactor | fraction | User defined | 0 | 0.006756 | 0.006756 | 0.006756 | 0.006756 | 0.006756 | 0.006756 | 0.006756 | 0.006756 | 0.006756 | 0.006756 | 0.006756 | 0.006756 | 0.006756 | 0.006756 | 0.006756 | 0.006756 | 0.006756 | 0.006756 | 0.006756 | 0.006756 | 0.006756 | 0.006756 | 0.006756 | 0.006756 | 0.006756 | 0.006756 | 0.006756 | 0.006756
BAU | S1D1 | 35 | PWRWONLKAXX | Onshore Wind, Sri Lanka, region XX (investable) | 13 | CapacityFactor | fraction | User defined | 0 | 0.36017 | 0.36017 | 0.36017 | 0.36017 | 0.36017 | 0.36017 | 0.36017 | 0.36017 | 0.36017 | 0.36017 | 0.36017 | 0.36017 | 0.36017 | 0.36017 | 0.36017 | 0.36017 | 0.36017 | 0.36017 | 0.36017 | 0.36017 | 0.36017 | 0.36017 | 0.36017 | 0.36017 | 0.36017 | 0.36017 | 0.36017 | 0.36017
BAU | S1D2 | 35 | PWRWONLKAXX | Onshore Wind, Sri Lanka, region XX (investable) | 13 | CapacityFactor | fraction | User defined | 0 | 0.26575 | 0.26575 | 0.26575 | 0.26575 | 0.26575 | 0.26575 | 0.26575 | 0.26575 | 0.26575 | 0.26575 | 0.26575 | 0.26575 | 0.26575 | 0.26575 | 0.26575 | 0.26575 | 0.26575 | 0.26575 | 0.26575 | 0.26575 | 0.26575 | 0.26575 | 0.26575 | 0.26575 | 0.26575 | 0.26575 | 0.26575 | 0.26575
BAU | S1D3 | 35 | PWRWONLKAXX | Onshore Wind, Sri Lanka, region XX (investable) | 13 | CapacityFactor | fraction | User defined | 0 | 0.37039 | 0.37039 | 0.37039 | 0.37039 | 0.37039 | 0.37039 | 0.37039 | 0.37039 | 0.37039 | 0.37039 | 0.37039 | 0.37039 | 0.37039 | 0.37039 | 0.37039 | 0.37039 | 0.37039 | 0.37039 | 0.37039 | 0.37039 | 0.37039 | 0.37039 | 0.37039 | 0.37039 | 0.37039 | 0.37039 | 0.37039 | 0.37039
BAU | S2D1 | 35 | PWRWONLKAXX | Onshore Wind, Sri Lanka, region XX (investable) | 13 | CapacityFactor | fraction | User defined | 0 | 0.24541 | 0.24541 | 0.24541 | 0.24541 | 0.24541 | 0.24541 | 0.24541 | 0.24541 | 0.24541 | 0.24541 | 0.24541 | 0.24541 | 0.24541 | 0.24541 | 0.24541 | 0.24541 | 0.24541 | 0.24541 | 0.24541 | 0.24541 | 0.24541 | 0.24541 | 0.24541 | 0.24541 | 0.24541 | 0.24541 | 0.24541 | 0.24541
BAU | S2D2 | 35 | PWRWONLKAXX | Onshore Wind, Sri Lanka, region XX (investable) | 13 | CapacityFactor | fraction | User defined | 0 | 0.2144 | 0.2144 | 0.2144 | 0.2144 | 0.2144 | 0.2144 | 0.2144 | 0.2144 | 0.2144 | 0.2144 | 0.2144 | 0.2144 | 0.2144 | 0.2144 | 0.2144 | 0.2144 | 0.2144 | 0.2144 | 0.2144 | 0.2144 | 0.2144 | 0.2144 | 0.2144 | 0.2144 | 0.2144 | 0.2144 | 0.2144 | 0.2144
BAU | S2D3 | 35 | PWRWONLKAXX | Onshore Wind, Sri Lanka, region XX (investable) | 13 | CapacityFactor | fraction | User defined | 0 | 0.2453 | 0.2453 | 0.2453 | 0.2453 | 0.2453 | 0.2453 | 0.2453 | 0.2453 | 0.2453 | 0.2453 | 0.2453 | 0.2453 | 0.2453 | 0.2453 | 0.2453 | 0.2453 | 0.2453 | 0.2453 | 0.2453 | 0.2453 | 0.2453 | 0.2453 | 0.2453 | 0.2453 | 0.2453 | 0.2453 | 0.2453 | 0.2453
BAU | S3D1 | 35 | PWRWONLKAXX | Onshore Wind, Sri Lanka, region XX (investable) | 13 | CapacityFactor | fraction | User defined | 0 | 0.63862 | 0.63862 | 0.63862 | 0.63862 | 0.63862 | 0.63862 | 0.63862 | 0.63862 | 0.63862 | 0.63862 | 0.63862 | 0.63862 | 0.63862 | 0.63862 | 0.63862 | 0.63862 | 0.63862 | 0.63862 | 0.63862 | 0.63862 | 0.63862 | 0.63862 | 0.63862 | 0.63862 | 0.63862 | 0.63862 | 0.63862 | 0.63862
BAU | S3D2 | 35 | PWRWONLKAXX | Onshore Wind, Sri Lanka, region XX (investable) | 13 | CapacityFactor | fraction | User defined | 0 | 0.59108 | 0.59108 | 0.59108 | 0.59108 | 0.59108 | 0.59108 | 0.59108 | 0.59108 | 0.59108 | 0.59108 | 0.59108 | 0.59108 | 0.59108 | 0.59108 | 0.59108 | 0.59108 | 0.59108 | 0.59108 | 0.59108 | 0.59108 | 0.59108 | 0.59108 | 0.59108 | 0.59108 | 0.59108 | 0.59108 | 0.59108 | 0.59108
BAU | S3D3 | 35 | PWRWONLKAXX | Onshore Wind, Sri Lanka, region XX (investable) | 13 | CapacityFactor | fraction | User defined | 0 | 0.59255 | 0.59255 | 0.59255 | 0.59255 | 0.59255 | 0.59255 | 0.59255 | 0.59255 | 0.59255 | 0.59255 | 0.59255 | 0.59255 | 0.59255 | 0.59255 | 0.59255 | 0.59255 | 0.59255 | 0.59255 | 0.59255 | 0.59255 | 0.59255 | 0.59255 | 0.59255 | 0.59255 | 0.59255 | 0.59255 | 0.59255 | 0.59255
BAU | S4D1 | 35 | PWRWONLKAXX | Onshore Wind, Sri Lanka, region XX (investable) | 13 | CapacityFactor | fraction | User defined | 0 | 0.2973 | 0.2973 | 0.2973 | 0.2973 | 0.2973 | 0.2973 | 0.2973 | 0.2973 | 0.2973 | 0.2973 | 0.2973 | 0.2973 | 0.2973 | 0.2973 | 0.2973 | 0.2973 | 0.2973 | 0.2973 | 0.2973 | 0.2973 | 0.2973 | 0.2973 | 0.2973 | 0.2973 | 0.2973 | 0.2973 | 0.2973 | 0.2973
BAU | S4D2 | 35 | PWRWONLKAXX | Onshore Wind, Sri Lanka, region XX (investable) | 13 | CapacityFactor | fraction | User defined | 0 | 0.27404 | 0.27404 | 0.27404 | 0.27404 | 0.27404 | 0.27404 | 0.27404 | 0.27404 | 0.27404 | 0.27404 | 0.27404 | 0.27404 | 0.27404 | 0.27404 | 0.27404 | 0.27404 | 0.27404 | 0.27404 | 0.27404 | 0.27404 | 0.27404 | 0.27404 | 0.27404 | 0.27404 | 0.27404 | 0.27404 | 0.27404 | 0.27404
BAU | S4D3 | 35 | PWRWONLKAXX | Onshore Wind, Sri Lanka, region XX (investable) | 13 | CapacityFactor | fraction | User defined | 0 | 0.28799 | 0.28799 | 0.28799 | 0.28799 | 0.28799 | 0.28799 | 0.28799 | 0.28799 | 0.28799 | 0.28799 | 0.28799 | 0.28799 | 0.28799 | 0.28799 | 0.28799 | 0.28799 | 0.28799 | 0.28799 | 0.28799 | 0.28799 | 0.28799 | 0.28799 | 0.28799 | 0.28799 | 0.28799 | 0.28799 | 0.28799 | 0.28799
BAU | S1D1 | 36 | PWRWONMDVXX | Onshore Wind, Maldives, region XX (investable) | 13 | CapacityFactor | fraction | User defined | 0 | 0.21967 | 0.21967 | 0.21967 | 0.21967 | 0.21967 | 0.21967 | 0.21967 | 0.21967 | 0.21967 | 0.21967 | 0.21967 | 0.21967 | 0.21967 | 0.21967 | 0.21967 | 0.21967 | 0.21967 | 0.21967 | 0.21967 | 0.21967 | 0.21967 | 0.21967 | 0.21967 | 0.21967 | 0.21967 | 0.21967 | 0.21967 | 0.21967
BAU | S1D2 | 36 | PWRWONMDVXX | Onshore Wind, Maldives, region XX (investable) | 13 | CapacityFactor | fraction | User defined | 0 | 0.23357 | 0.23357 | 0.23357 | 0.23357 | 0.23357 | 0.23357 | 0.23357 | 0.23357 | 0.23357 | 0.23357 | 0.23357 | 0.23357 | 0.23357 | 0.23357 | 0.23357 | 0.23357 | 0.23357 | 0.23357 | 0.23357 | 0.23357 | 0.23357 | 0.23357 | 0.23357 | 0.23357 | 0.23357 | 0.23357 | 0.23357 | 0.23357
BAU | S1D3 | 36 | PWRWONMDVXX | Onshore Wind, Maldives, region XX (investable) | 13 | CapacityFactor | fraction | User defined | 0 | 0.24032 | 0.24032 | 0.24032 | 0.24032 | 0.24032 | 0.24032 | 0.24032 | 0.24032 | 0.24032 | 0.24032 | 0.24032 | 0.24032 | 0.24032 | 0.24032 | 0.24032 | 0.24032 | 0.24032 | 0.24032 | 0.24032 | 0.24032 | 0.24032 | 0.24032 | 0.24032 | 0.24032 | 0.24032 | 0.24032 | 0.24032 | 0.24032
BAU | S2D1 | 36 | PWRWONMDVXX | Onshore Wind, Maldives, region XX (investable) | 13 | CapacityFactor | fraction | User defined | 0 | 0.2355 | 0.2355 | 0.2355 | 0.2355 | 0.2355 | 0.2355 | 0.2355 | 0.2355 | 0.2355 | 0.2355 | 0.2355 | 0.2355 | 0.2355 | 0.2355 | 0.2355 | 0.2355 | 0.2355 | 0.2355 | 0.2355 | 0.2355 | 0.2355 | 0.2355 | 0.2355 | 0.2355 | 0.2355 | 0.2355 | 0.2355 | 0.2355
BAU | S2D2 | 36 | PWRWONMDVXX | Onshore Wind, Maldives, region XX (investable) | 13 | CapacityFactor | fraction | User defined | 0 | 0.23542 | 0.23542 | 0.23542 | 0.23542 | 0.23542 | 0.23542 | 0.23542 | 0.23542 | 0.23542 | 0.23542 | 0.23542 | 0.23542 | 0.23542 | 0.23542 | 0.23542 | 0.23542 | 0.23542 | 0.23542 | 0.23542 | 0.23542 | 0.23542 | 0.23542 | 0.23542 | 0.23542 | 0.23542 | 0.23542 | 0.23542 | 0.23542
BAU | S2D3 | 36 | PWRWONMDVXX | Onshore Wind, Maldives, region XX (investable) | 13 | CapacityFactor | fraction | User defined | 0 | 0.23464 | 0.23464 | 0.23464 | 0.23464 | 0.23464 | 0.23464 | 0.23464 | 0.23464 | 0.23464 | 0.23464 | 0.23464 | 0.23464 | 0.23464 | 0.23464 | 0.23464 | 0.23464 | 0.23464 | 0.23464 | 0.23464 | 0.23464 | 0.23464 | 0.23464 | 0.23464 | 0.23464 | 0.23464 | 0.23464 | 0.23464 | 0.23464
BAU | S3D1 | 36 | PWRWONMDVXX | Onshore Wind, Maldives, region XX (investable) | 13 | CapacityFactor | fraction | User defined | 0 | 0.23581 | 0.23581 | 0.23581 | 0.23581 | 0.23581 | 0.23581 | 0.23581 | 0.23581 | 0.23581 | 0.23581 | 0.23581 | 0.23581 | 0.23581 | 0.23581 | 0.23581 | 0.23581 | 0.23581 | 0.23581 | 0.23581 | 0.23581 | 0.23581 | 0.23581 | 0.23581 | 0.23581 | 0.23581 | 0.23581 | 0.23581 | 0.23581
BAU | S3D2 | 36 | PWRWONMDVXX | Onshore Wind, Maldives, region XX (investable) | 13 | CapacityFactor | fraction | User defined | 0 | 0.23062 | 0.23062 | 0.23062 | 0.23062 | 0.23062 | 0.23062 | 0.23062 | 0.23062 | 0.23062 | 0.23062 | 0.23062 | 0.23062 | 0.23062 | 0.23062 | 0.23062 | 0.23062 | 0.23062 | 0.23062 | 0.23062 | 0.23062 | 0.23062 | 0.23062 | 0.23062 | 0.23062 | 0.23062 | 0.23062 | 0.23062 | 0.23062
BAU | S3D3 | 36 | PWRWONMDVXX | Onshore Wind, Maldives, region XX (investable) | 13 | CapacityFactor | fraction | User defined | 0 | 0.22914 | 0.22914 | 0.22914 | 0.22914 | 0.22914 | 0.22914 | 0.22914 | 0.22914 | 0.22914 | 0.22914 | 0.22914 | 0.22914 | 0.22914 | 0.22914 | 0.22914 | 0.22914 | 0.22914 | 0.22914 | 0.22914 | 0.22914 | 0.22914 | 0.22914 | 0.22914 | 0.22914 | 0.22914 | 0.22914 | 0.22914 | 0.22914
BAU | S4D1 | 36 | PWRWONMDVXX | Onshore Wind, Maldives, region XX (investable) | 13 | CapacityFactor | fraction | User defined | 0 | 0.30934 | 0.30934 | 0.30934 | 0.30934 | 0.30934 | 0.30934 | 0.30934 | 0.30934 | 0.30934 | 0.30934 | 0.30934 | 0.30934 | 0.30934 | 0.30934 | 0.30934 | 0.30934 | 0.30934 | 0.30934 | 0.30934 | 0.30934 | 0.30934 | 0.30934 | 0.30934 | 0.30934 | 0.30934 | 0.30934 | 0.30934 | 0.30934
BAU | S4D2 | 36 | PWRWONMDVXX | Onshore Wind, Maldives, region XX (investable) | 13 | CapacityFactor | fraction | User defined | 0 | 0.31462 | 0.31462 | 0.31462 | 0.31462 | 0.31462 | 0.31462 | 0.31462 | 0.31462 | 0.31462 | 0.31462 | 0.31462 | 0.31462 | 0.31462 | 0.31462 | 0.31462 | 0.31462 | 0.31462 | 0.31462 | 0.31462 | 0.31462 | 0.31462 | 0.31462 | 0.31462 | 0.31462 | 0.31462 | 0.31462 | 0.31462 | 0.31462
BAU | S4D3 | 36 | PWRWONMDVXX | Onshore Wind, Maldives, region XX (investable) | 13 | CapacityFactor | fraction | User defined | 0 | 0.30016 | 0.30016 | 0.30016 | 0.30016 | 0.30016 | 0.30016 | 0.30016 | 0.30016 | 0.30016 | 0.30016 | 0.30016 | 0.30016 | 0.30016 | 0.30016 | 0.30016 | 0.30016 | 0.30016 | 0.30016 | 0.30016 | 0.30016 | 0.30016 | 0.30016 | 0.30016 | 0.30016 | 0.30016 | 0.30016 | 0.30016 | 0.30016
BAU | S1D1 | 37 | PWRWOFINDSO | Offshore Wind, India – South, region XX (investable) | 13 | CapacityFactor | fraction | User defined | 0 | 0.195 | 0.195 | 0.195 | 0.195 | 0.195 | 0.195 | 0.195 | 0.195 | 0.195 | 0.195 | 0.195 | 0.195 | 0.195 | 0.195 | 0.195 | 0.195 | 0.195 | 0.195 | 0.195 | 0.195 | 0.195 | 0.195 | 0.195 | 0.195 | 0.195 | 0.195 | 0.195 | 0.195
BAU | S1D2 | 37 | PWRWOFINDSO | Offshore Wind, India – South, region XX (investable) | 13 | CapacityFactor | fraction | User defined | 0 | 0.195 | 0.195 | 0.195 | 0.195 | 0.195 | 0.195 | 0.195 | 0.195 | 0.195 | 0.195 | 0.195 | 0.195 | 0.195 | 0.195 | 0.195 | 0.195 | 0.195 | 0.195 | 0.195 | 0.195 | 0.195 | 0.195 | 0.195 | 0.195 | 0.195 | 0.195 | 0.195 | 0.195
BAU | S1D3 | 37 | PWRWOFINDSO | Offshore Wind, India – South, region XX (investable) | 13 | CapacityFactor | fraction | User defined | 0 | 0.195 | 0.195 | 0.195 | 0.195 | 0.195 | 0.195 | 0.195 | 0.195 | 0.195 | 0.195 | 0.195 | 0.195 | 0.195 | 0.195 | 0.195 | 0.195 | 0.195 | 0.195 | 0.195 | 0.195 | 0.195 | 0.195 | 0.195 | 0.195 | 0.195 | 0.195 | 0.195 | 0.195
BAU | S2D1 | 37 | PWRWOFINDSO | Offshore Wind, India – South, region XX (investable) | 13 | CapacityFactor | fraction | User defined | 0 | 0.312 | 0.312 | 0.312 | 0.312 | 0.312 | 0.312 | 0.312 | 0.312 | 0.312 | 0.312 | 0.312 | 0.312 | 0.312 | 0.312 | 0.312 | 0.312 | 0.312 | 0.312 | 0.312 | 0.312 | 0.312 | 0.312 | 0.312 | 0.312 | 0.312 | 0.312 | 0.312 | 0.312
BAU | S2D2 | 37 | PWRWOFINDSO | Offshore Wind, India – South, region XX (investable) | 13 | CapacityFactor | fraction | User defined | 0 | 0.312 | 0.312 | 0.312 | 0.312 | 0.312 | 0.312 | 0.312 | 0.312 | 0.312 | 0.312 | 0.312 | 0.312 | 0.312 | 0.312 | 0.312 | 0.312 | 0.312 | 0.312 | 0.312 | 0.312 | 0.312 | 0.312 | 0.312 | 0.312 | 0.312 | 0.312 | 0.312 | 0.312
BAU | S2D3 | 37 | PWRWOFINDSO | Offshore Wind, India – South, region XX (investable) | 13 | CapacityFactor | fraction | User defined | 0 | 0.312 | 0.312 | 0.312 | 0.312 | 0.312 | 0.312 | 0.312 | 0.312 | 0.312 | 0.312 | 0.312 | 0.312 | 0.312 | 0.312 | 0.312 | 0.312 | 0.312 | 0.312 | 0.312 | 0.312 | 0.312 | 0.312 | 0.312 | 0.312 | 0.312 | 0.312 | 0.312 | 0.312
BAU | S3D1 | 37 | PWRWOFINDSO | Offshore Wind, India – South, region XX (investable) | 13 | CapacityFactor | fraction | User defined | 0 | 0.429 | 0.429 | 0.429 | 0.429 | 0.429 | 0.429 | 0.429 | 0.429 | 0.429 | 0.429 | 0.429 | 0.429 | 0.429 | 0.429 | 0.429 | 0.429 | 0.429 | 0.429 | 0.429 | 0.429 | 0.429 | 0.429 | 0.429 | 0.429 | 0.429 | 0.429 | 0.429 | 0.429
BAU | S3D2 | 37 | PWRWOFINDSO | Offshore Wind, India – South, region XX (investable) | 13 | CapacityFactor | fraction | User defined | 0 | 0.429 | 0.429 | 0.429 | 0.429 | 0.429 | 0.429 | 0.429 | 0.429 | 0.429 | 0.429 | 0.429 | 0.429 | 0.429 | 0.429 | 0.429 | 0.429 | 0.429 | 0.429 | 0.429 | 0.429 | 0.429 | 0.429 | 0.429 | 0.429 | 0.429 | 0.429 | 0.429 | 0.429
BAU | S3D3 | 37 | PWRWOFINDSO | Offshore Wind, India – South, region XX (investable) | 13 | CapacityFactor | fraction | User defined | 0 | 0.429 | 0.429 | 0.429 | 0.429 | 0.429 | 0.429 | 0.429 | 0.429 | 0.429 | 0.429 | 0.429 | 0.429 | 0.429 | 0.429 | 0.429 | 0.429 | 0.429 | 0.429 | 0.429 | 0.429 | 0.429 | 0.429 | 0.429 | 0.429 | 0.429 | 0.429 | 0.429 | 0.429
BAU | S4D1 | 37 | PWRWOFINDSO | Offshore Wind, India – South, region XX (investable) | 13 | CapacityFactor | fraction | User defined | 0 | 0.26 | 0.26 | 0.26 | 0.26 | 0.26 | 0.26 | 0.26 | 0.26 | 0.26 | 0.26 | 0.26 | 0.26 | 0.26 | 0.26 | 0.26 | 0.26 | 0.26 | 0.26 | 0.26 | 0.26 | 0.26 | 0.26 | 0.26 | 0.26 | 0.26 | 0.26 | 0.26 | 0.26
BAU | S4D2 | 37 | PWRWOFINDSO | Offshore Wind, India – South, region XX (investable) | 13 | CapacityFactor | fraction | User defined | 0 | 0.26 | 0.26 | 0.26 | 0.26 | 0.26 | 0.26 | 0.26 | 0.26 | 0.26 | 0.26 | 0.26 | 0.26 | 0.26 | 0.26 | 0.26 | 0.26 | 0.26 | 0.26 | 0.26 | 0.26 | 0.26 | 0.26 | 0.26 | 0.26 | 0.26 | 0.26 | 0.26 | 0.26
BAU | S4D3 | 37 | PWRWOFINDSO | Offshore Wind, India – South, region XX (investable) | 13 | CapacityFactor | fraction | User defined | 0 | 0.26 | 0.26 | 0.26 | 0.26 | 0.26 | 0.26 | 0.26 | 0.26 | 0.26 | 0.26 | 0.26 | 0.26 | 0.26 | 0.26 | 0.26 | 0.26 | 0.26 | 0.26 | 0.26 | 0.26 | 0.26 | 0.26 | 0.26 | 0.26 | 0.26 | 0.26 | 0.26 | 0.26
BAU | S1D1 | 38 | PWRWOFINDWE | Offshore Wind, India – West, region XX (investable) | 13 | CapacityFactor | fraction | User defined | 0 | 0.275 | 0.275 | 0.275 | 0.275 | 0.275 | 0.275 | 0.275 | 0.275 | 0.275 | 0.275 | 0.275 | 0.275 | 0.275 | 0.275 | 0.275 | 0.275 | 0.275 | 0.275 | 0.275 | 0.275 | 0.275 | 0.275 | 0.275 | 0.275 | 0.275 | 0.275 | 0.275 | 0.275
BAU | S1D2 | 38 | PWRWOFINDWE | Offshore Wind, India – West, region XX (investable) | 13 | CapacityFactor | fraction | User defined | 0 | 0.275 | 0.275 | 0.275 | 0.275 | 0.275 | 0.275 | 0.275 | 0.275 | 0.275 | 0.275 | 0.275 | 0.275 | 0.275 | 0.275 | 0.275 | 0.275 | 0.275 | 0.275 | 0.275 | 0.275 | 0.275 | 0.275 | 0.275 | 0.275 | 0.275 | 0.275 | 0.275 | 0.275
BAU | S1D3 | 38 | PWRWOFINDWE | Offshore Wind, India – West, region XX (investable) | 13 | CapacityFactor | fraction | User defined | 0 | 0.275 | 0.275 | 0.275 | 0.275 | 0.275 | 0.275 | 0.275 | 0.275 | 0.275 | 0.275 | 0.275 | 0.275 | 0.275 | 0.275 | 0.275 | 0.275 | 0.275 | 0.275 | 0.275 | 0.275 | 0.275 | 0.275 | 0.275 | 0.275 | 0.275 | 0.275 | 0.275 | 0.275
BAU | S2D1 | 38 | PWRWOFINDWE | Offshore Wind, India – West, region XX (investable) | 13 | CapacityFactor | fraction | User defined | 0 | 0.3375 | 0.3375 | 0.3375 | 0.3375 | 0.3375 | 0.3375 | 0.3375 | 0.3375 | 0.3375 | 0.3375 | 0.3375 | 0.3375 | 0.3375 | 0.3375 | 0.3375 | 0.3375 | 0.3375 | 0.3375 | 0.3375 | 0.3375 | 0.3375 | 0.3375 | 0.3375 | 0.3375 | 0.3375 | 0.3375 | 0.3375 | 0.3375
BAU | S2D2 | 38 | PWRWOFINDWE | Offshore Wind, India – West, region XX (investable) | 13 | CapacityFactor | fraction | User defined | 0 | 0.3375 | 0.3375 | 0.3375 | 0.3375 | 0.3375 | 0.3375 | 0.3375 | 0.3375 | 0.3375 | 0.3375 | 0.3375 | 0.3375 | 0.3375 | 0.3375 | 0.3375 | 0.3375 | 0.3375 | 0.3375 | 0.3375 | 0.3375 | 0.3375 | 0.3375 | 0.3375 | 0.3375 | 0.3375 | 0.3375 | 0.3375 | 0.3375
BAU | S2D3 | 38 | PWRWOFINDWE | Offshore Wind, India – West, region XX (investable) | 13 | CapacityFactor | fraction | User defined | 0 | 0.3375 | 0.3375 | 0.3375 | 0.3375 | 0.3375 | 0.3375 | 0.3375 | 0.3375 | 0.3375 | 0.3375 | 0.3375 | 0.3375 | 0.3375 | 0.3375 | 0.3375 | 0.3375 | 0.3375 | 0.3375 | 0.3375 | 0.3375 | 0.3375 | 0.3375 | 0.3375 | 0.3375 | 0.3375 | 0.3375 | 0.3375 | 0.3375
BAU | S3D1 | 38 | PWRWOFINDWE | Offshore Wind, India – West, region XX (investable) | 13 | CapacityFactor | fraction | User defined | 0 | 0.45 | 0.45 | 0.45 | 0.45 | 0.45 | 0.45 | 0.45 | 0.45 | 0.45 | 0.45 | 0.45 | 0.45 | 0.45 | 0.45 | 0.45 | 0.45 | 0.45 | 0.45 | 0.45 | 0.45 | 0.45 | 0.45 | 0.45 | 0.45 | 0.45 | 0.45 | 0.45 | 0.45
BAU | S3D2 | 38 | PWRWOFINDWE | Offshore Wind, India – West, region XX (investable) | 13 | CapacityFactor | fraction | User defined | 0 | 0.45 | 0.45 | 0.45 | 0.45 | 0.45 | 0.45 | 0.45 | 0.45 | 0.45 | 0.45 | 0.45 | 0.45 | 0.45 | 0.45 | 0.45 | 0.45 | 0.45 | 0.45 | 0.45 | 0.45 | 0.45 | 0.45 | 0.45 | 0.45 | 0.45 | 0.45 | 0.45 | 0.45
BAU | S3D3 | 38 | PWRWOFINDWE | Offshore Wind, India – West, region XX (investable) | 13 | CapacityFactor | fraction | User defined | 0 | 0.45 | 0.45 | 0.45 | 0.45 | 0.45 | 0.45 | 0.45 | 0.45 | 0.45 | 0.45 | 0.45 | 0.45 | 0.45 | 0.45 | 0.45 | 0.45 | 0.45 | 0.45 | 0.45 | 0.45 | 0.45 | 0.45 | 0.45 | 0.45 | 0.45 | 0.45 | 0.45 | 0.45
BAU | S4D1 | 38 | PWRWOFINDWE | Offshore Wind, India – West, region XX (investable) | 13 | CapacityFactor | fraction | User defined | 0 | 0.3 | 0.3 | 0.3 | 0.3 | 0.3 | 0.3 | 0.3 | 0.3 | 0.3 | 0.3 | 0.3 | 0.3 | 0.3 | 0.3 | 0.3 | 0.3 | 0.3 | 0.3 | 0.3 | 0.3 | 0.3 | 0.3 | 0.3 | 0.3 | 0.3 | 0.3 | 0.3 | 0.3
BAU | S4D2 | 38 | PWRWOFINDWE | Offshore Wind, India – West, region XX (investable) | 13 | CapacityFactor | fraction | User defined | 0 | 0.3 | 0.3 | 0.3 | 0.3 | 0.3 | 0.3 | 0.3 | 0.3 | 0.3 | 0.3 | 0.3 | 0.3 | 0.3 | 0.3 | 0.3 | 0.3 | 0.3 | 0.3 | 0.3 | 0.3 | 0.3 | 0.3 | 0.3 | 0.3 | 0.3 | 0.3 | 0.3 | 0.3
BAU | S4D3 | 38 | PWRWOFINDWE | Offshore Wind, India – West, region XX (investable) | 13 | CapacityFactor | fraction | User defined | 0 | 0.3 | 0.3 | 0.3 | 0.3 | 0.3 | 0.3 | 0.3 | 0.3 | 0.3 | 0.3 | 0.3 | 0.3 | 0.3 | 0.3 | 0.3 | 0.3 | 0.3 | 0.3 | 0.3 | 0.3 | 0.3 | 0.3 | 0.3 | 0.3 | 0.3 | 0.3 | 0.3 | 0.3
BAU | S1D1 | 39 | PWRWOFINDEA | Offshore Wind, India – East, region XX (investable) | 13 | CapacityFactor | fraction | User defined | 0 | 0.25 | 0.25 | 0.25 | 0.25 | 0.25 | 0.25 | 0.25 | 0.25 | 0.25 | 0.25 | 0.25 | 0.25 | 0.25 | 0.25 | 0.25 | 0.25 | 0.25 | 0.25 | 0.25 | 0.25 | 0.25 | 0.25 | 0.25 | 0.25 | 0.25 | 0.25 | 0.25 | 0.25
BAU | S1D2 | 39 | PWRWOFINDEA | Offshore Wind, India – East, region XX (investable) | 13 | CapacityFactor | fraction | User defined | 0 | 0.25 | 0.25 | 0.25 | 0.25 | 0.25 | 0.25 | 0.25 | 0.25 | 0.25 | 0.25 | 0.25 | 0.25 | 0.25 | 0.25 | 0.25 | 0.25 | 0.25 | 0.25 | 0.25 | 0.25 | 0.25 | 0.25 | 0.25 | 0.25 | 0.25 | 0.25 | 0.25 | 0.25
BAU | S1D3 | 39 | PWRWOFINDEA | Offshore Wind, India – East, region XX (investable) | 13 | CapacityFactor | fraction | User defined | 0 | 0.25 | 0.25 | 0.25 | 0.25 | 0.25 | 0.25 | 0.25 | 0.25 | 0.25 | 0.25 | 0.25 | 0.25 | 0.25 | 0.25 | 0.25 | 0.25 | 0.25 | 0.25 | 0.25 | 0.25 | 0.25 | 0.25 | 0.25 | 0.25 | 0.25 | 0.25 | 0.25 | 0.25
BAU | S2D1 | 39 | PWRWOFINDEA | Offshore Wind, India – East, region XX (investable) | 13 | CapacityFactor | fraction | User defined | 0 | 0.25 | 0.25 | 0.25 | 0.25 | 0.25 | 0.25 | 0.25 | 0.25 | 0.25 | 0.25 | 0.25 | 0.25 | 0.25 | 0.25 | 0.25 | 0.25 | 0.25 | 0.25 | 0.25 | 0.25 | 0.25 | 0.25 | 0.25 | 0.25 | 0.25 | 0.25 | 0.25 | 0.25
BAU | S2D2 | 39 | PWRWOFINDEA | Offshore Wind, India – East, region XX (investable) | 13 | CapacityFactor | fraction | User defined | 0 | 0.25 | 0.25 | 0.25 | 0.25 | 0.25 | 0.25 | 0.25 | 0.25 | 0.25 | 0.25 | 0.25 | 0.25 | 0.25 | 0.25 | 0.25 | 0.25 | 0.25 | 0.25 | 0.25 | 0.25 | 0.25 | 0.25 | 0.25 | 0.25 | 0.25 | 0.25 | 0.25 | 0.25
BAU | S2D3 | 39 | PWRWOFINDEA | Offshore Wind, India – East, region XX (investable) | 13 | CapacityFactor | fraction | User defined | 0 | 0.25 | 0.25 | 0.25 | 0.25 | 0.25 | 0.25 | 0.25 | 0.25 | 0.25 | 0.25 | 0.25 | 0.25 | 0.25 | 0.25 | 0.25 | 0.25 | 0.25 | 0.25 | 0.25 | 0.25 | 0.25 | 0.25 | 0.25 | 0.25 | 0.25 | 0.25 | 0.25 | 0.25
BAU | S3D1 | 39 | PWRWOFINDEA | Offshore Wind, India – East, region XX (investable) | 13 | CapacityFactor | fraction | User defined | 0 | 0.25 | 0.25 | 0.25 | 0.25 | 0.25 | 0.25 | 0.25 | 0.25 | 0.25 | 0.25 | 0.25 | 0.25 | 0.25 | 0.25 | 0.25 | 0.25 | 0.25 | 0.25 | 0.25 | 0.25 | 0.25 | 0.25 | 0.25 | 0.25 | 0.25 | 0.25 | 0.25 | 0.25
BAU | S3D2 | 39 | PWRWOFINDEA | Offshore Wind, India – East, region XX (investable) | 13 | CapacityFactor | fraction | User defined | 0 | 0.25 | 0.25 | 0.25 | 0.25 | 0.25 | 0.25 | 0.25 | 0.25 | 0.25 | 0.25 | 0.25 | 0.25 | 0.25 | 0.25 | 0.25 | 0.25 | 0.25 | 0.25 | 0.25 | 0.25 | 0.25 | 0.25 | 0.25 | 0.25 | 0.25 | 0.25 | 0.25 | 0.25
BAU | S3D3 | 39 | PWRWOFINDEA | Offshore Wind, India – East, region XX (investable) | 13 | CapacityFactor | fraction | User defined | 0 | 0.25 | 0.25 | 0.25 | 0.25 | 0.25 | 0.25 | 0.25 | 0.25 | 0.25 | 0.25 | 0.25 | 0.25 | 0.25 | 0.25 | 0.25 | 0.25 | 0.25 | 0.25 | 0.25 | 0.25 | 0.25 | 0.25 | 0.25 | 0.25 | 0.25 | 0.25 | 0.25 | 0.25
BAU | S4D1 | 39 | PWRWOFINDEA | Offshore Wind, India – East, region XX (investable) | 13 | CapacityFactor | fraction | User defined | 0 | 0.25 | 0.25 | 0.25 | 0.25 | 0.25 | 0.25 | 0.25 | 0.25 | 0.25 | 0.25 | 0.25 | 0.25 | 0.25 | 0.25 | 0.25 | 0.25 | 0.25 | 0.25 | 0.25 | 0.25 | 0.25 | 0.25 | 0.25 | 0.25 | 0.25 | 0.25 | 0.25 | 0.25
BAU | S4D2 | 39 | PWRWOFINDEA | Offshore Wind, India – East, region XX (investable) | 13 | CapacityFactor | fraction | User defined | 0 | 0.25 | 0.25 | 0.25 | 0.25 | 0.25 | 0.25 | 0.25 | 0.25 | 0.25 | 0.25 | 0.25 | 0.25 | 0.25 | 0.25 | 0.25 | 0.25 | 0.25 | 0.25 | 0.25 | 0.25 | 0.25 | 0.25 | 0.25 | 0.25 | 0.25 | 0.25 | 0.25 | 0.25
BAU | S4D3 | 39 | PWRWOFINDEA | Offshore Wind, India – East, region XX (investable) | 13 | CapacityFactor | fraction | User defined | 0 | 0.25 | 0.25 | 0.25 | 0.25 | 0.25 | 0.25 | 0.25 | 0.25 | 0.25 | 0.25 | 0.25 | 0.25 | 0.25 | 0.25 | 0.25 | 0.25 | 0.25 | 0.25 | 0.25 | 0.25 | 0.25 | 0.25 | 0.25 | 0.25 | 0.25 | 0.25 | 0.25 | 0.25
BAU | S1D1 | 40 | PWRWOFBGDXX | Offshore Wind, Bangladesh, region XX (investable) | 13 | CapacityFactor | fraction | User defined | 0 | 0.15 | 0.15 | 0.15 | 0.15 | 0.15 | 0.15 | 0.15 | 0.15 | 0.15 | 0.15 | 0.15 | 0.15 | 0.15 | 0.15 | 0.15 | 0.15 | 0.15 | 0.15 | 0.15 | 0.15 | 0.15 | 0.15 | 0.15 | 0.15 | 0.15 | 0.15 | 0.15 | 0.15
BAU | S1D2 | 40 | PWRWOFBGDXX | Offshore Wind, Bangladesh, region XX (investable) | 13 | CapacityFactor | fraction | User defined | 0 | 0.15 | 0.15 | 0.15 | 0.15 | 0.15 | 0.15 | 0.15 | 0.15 | 0.15 | 0.15 | 0.15 | 0.15 | 0.15 | 0.15 | 0.15 | 0.15 | 0.15 | 0.15 | 0.15 | 0.15 | 0.15 | 0.15 | 0.15 | 0.15 | 0.15 | 0.15 | 0.15 | 0.15
BAU | S1D3 | 40 | PWRWOFBGDXX | Offshore Wind, Bangladesh, region XX (investable) | 13 | CapacityFactor | fraction | User defined | 0 | 0.15 | 0.15 | 0.15 | 0.15 | 0.15 | 0.15 | 0.15 | 0.15 | 0.15 | 0.15 | 0.15 | 0.15 | 0.15 | 0.15 | 0.15 | 0.15 | 0.15 | 0.15 | 0.15 | 0.15 | 0.15 | 0.15 | 0.15 | 0.15 | 0.15 | 0.15 | 0.15 | 0.15
BAU | S2D1 | 40 | PWRWOFBGDXX | Offshore Wind, Bangladesh, region XX (investable) | 13 | CapacityFactor | fraction | User defined | 0 | 0.225 | 0.225 | 0.225 | 0.225 | 0.225 | 0.225 | 0.225 | 0.225 | 0.225 | 0.225 | 0.225 | 0.225 | 0.225 | 0.225 | 0.225 | 0.225 | 0.225 | 0.225 | 0.225 | 0.225 | 0.225 | 0.225 | 0.225 | 0.225 | 0.225 | 0.225 | 0.225 | 0.225
BAU | S2D2 | 40 | PWRWOFBGDXX | Offshore Wind, Bangladesh, region XX (investable) | 13 | CapacityFactor | fraction | User defined | 0 | 0.225 | 0.225 | 0.225 | 0.225 | 0.225 | 0.225 | 0.225 | 0.225 | 0.225 | 0.225 | 0.225 | 0.225 | 0.225 | 0.225 | 0.225 | 0.225 | 0.225 | 0.225 | 0.225 | 0.225 | 0.225 | 0.225 | 0.225 | 0.225 | 0.225 | 0.225 | 0.225 | 0.225
BAU | S2D3 | 40 | PWRWOFBGDXX | Offshore Wind, Bangladesh, region XX (investable) | 13 | CapacityFactor | fraction | User defined | 0 | 0.225 | 0.225 | 0.225 | 0.225 | 0.225 | 0.225 | 0.225 | 0.225 | 0.225 | 0.225 | 0.225 | 0.225 | 0.225 | 0.225 | 0.225 | 0.225 | 0.225 | 0.225 | 0.225 | 0.225 | 0.225 | 0.225 | 0.225 | 0.225 | 0.225 | 0.225 | 0.225 | 0.225
BAU | S3D1 | 40 | PWRWOFBGDXX | Offshore Wind, Bangladesh, region XX (investable) | 13 | CapacityFactor | fraction | User defined | 0 | 0.45 | 0.45 | 0.45 | 0.45 | 0.45 | 0.45 | 0.45 | 0.45 | 0.45 | 0.45 | 0.45 | 0.45 | 0.45 | 0.45 | 0.45 | 0.45 | 0.45 | 0.45 | 0.45 | 0.45 | 0.45 | 0.45 | 0.45 | 0.45 | 0.45 | 0.45 | 0.45 | 0.45
BAU | S3D2 | 40 | PWRWOFBGDXX | Offshore Wind, Bangladesh, region XX (investable) | 13 | CapacityFactor | fraction | User defined | 0 | 0.45 | 0.45 | 0.45 | 0.45 | 0.45 | 0.45 | 0.45 | 0.45 | 0.45 | 0.45 | 0.45 | 0.45 | 0.45 | 0.45 | 0.45 | 0.45 | 0.45 | 0.45 | 0.45 | 0.45 | 0.45 | 0.45 | 0.45 | 0.45 | 0.45 | 0.45 | 0.45 | 0.45
BAU | S3D3 | 40 | PWRWOFBGDXX | Offshore Wind, Bangladesh, region XX (investable) | 13 | CapacityFactor | fraction | User defined | 0 | 0.45 | 0.45 | 0.45 | 0.45 | 0.45 | 0.45 | 0.45 | 0.45 | 0.45 | 0.45 | 0.45 | 0.45 | 0.45 | 0.45 | 0.45 | 0.45 | 0.45 | 0.45 | 0.45 | 0.45 | 0.45 | 0.45 | 0.45 | 0.45 | 0.45 | 0.45 | 0.45 | 0.45
BAU | S4D1 | 40 | PWRWOFBGDXX | Offshore Wind, Bangladesh, region XX (investable) | 13 | CapacityFactor | fraction | User defined | 0 | 0.175 | 0.175 | 0.175 | 0.175 | 0.175 | 0.175 | 0.175 | 0.175 | 0.175 | 0.175 | 0.175 | 0.175 | 0.175 | 0.175 | 0.175 | 0.175 | 0.175 | 0.175 | 0.175 | 0.175 | 0.175 | 0.175 | 0.175 | 0.175 | 0.175 | 0.175 | 0.175 | 0.175
BAU | S4D2 | 40 | PWRWOFBGDXX | Offshore Wind, Bangladesh, region XX (investable) | 13 | CapacityFactor | fraction | User defined | 0 | 0.175 | 0.175 | 0.175 | 0.175 | 0.175 | 0.175 | 0.175 | 0.175 | 0.175 | 0.175 | 0.175 | 0.175 | 0.175 | 0.175 | 0.175 | 0.175 | 0.175 | 0.175 | 0.175 | 0.175 | 0.175 | 0.175 | 0.175 | 0.175 | 0.175 | 0.175 | 0.175 | 0.175
BAU | S4D3 | 40 | PWRWOFBGDXX | Offshore Wind, Bangladesh, region XX (investable) | 13 | CapacityFactor | fraction | User defined | 0 | 0.175 | 0.175 | 0.175 | 0.175 | 0.175 | 0.175 | 0.175 | 0.175 | 0.175 | 0.175 | 0.175 | 0.175 | 0.175 | 0.175 | 0.175 | 0.175 | 0.175 | 0.175 | 0.175 | 0.175 | 0.175 | 0.175 | 0.175 | 0.175 | 0.175 | 0.175 | 0.175 | 0.175
BAU | S1D1 | 41 | PWRWOFLKAXX | Offshore Wind, Sri Lanka, region XX (investable) | 13 | CapacityFactor | fraction | User defined | 0 | 0.288 | 0.288 | 0.288 | 0.288 | 0.288 | 0.288 | 0.288 | 0.288 | 0.288 | 0.288 | 0.288 | 0.288 | 0.288 | 0.288 | 0.288 | 0.288 | 0.288 | 0.288 | 0.288 | 0.288 | 0.288 | 0.288 | 0.288 | 0.288 | 0.288 | 0.288 | 0.288 | 0.288
BAU | S1D2 | 41 | PWRWOFLKAXX | Offshore Wind, Sri Lanka, region XX (investable) | 13 | CapacityFactor | fraction | User defined | 0 | 0.288 | 0.288 | 0.288 | 0.288 | 0.288 | 0.288 | 0.288 | 0.288 | 0.288 | 0.288 | 0.288 | 0.288 | 0.288 | 0.288 | 0.288 | 0.288 | 0.288 | 0.288 | 0.288 | 0.288 | 0.288 | 0.288 | 0.288 | 0.288 | 0.288 | 0.288 | 0.288 | 0.288
BAU | S1D3 | 41 | PWRWOFLKAXX | Offshore Wind, Sri Lanka, region XX (investable) | 13 | CapacityFactor | fraction | User defined | 0 | 0.288 | 0.288 | 0.288 | 0.288 | 0.288 | 0.288 | 0.288 | 0.288 | 0.288 | 0.288 | 0.288 | 0.288 | 0.288 | 0.288 | 0.288 | 0.288 | 0.288 | 0.288 | 0.288 | 0.288 | 0.288 | 0.288 | 0.288 | 0.288 | 0.288 | 0.288 | 0.288 | 0.288
BAU | S2D1 | 41 | PWRWOFLKAXX | Offshore Wind, Sri Lanka, region XX (investable) | 13 | CapacityFactor | fraction | User defined | 0 | 0.42 | 0.42 | 0.42 | 0.42 | 0.42 | 0.42 | 0.42 | 0.42 | 0.42 | 0.42 | 0.42 | 0.42 | 0.42 | 0.42 | 0.42 | 0.42 | 0.42 | 0.42 | 0.42 | 0.42 | 0.42 | 0.42 | 0.42 | 0.42 | 0.42 | 0.42 | 0.42 | 0.42
BAU | S2D2 | 41 | PWRWOFLKAXX | Offshore Wind, Sri Lanka, region XX (investable) | 13 | CapacityFactor | fraction | User defined | 0 | 0.42 | 0.42 | 0.42 | 0.42 | 0.42 | 0.42 | 0.42 | 0.42 | 0.42 | 0.42 | 0.42 | 0.42 | 0.42 | 0.42 | 0.42 | 0.42 | 0.42 | 0.42 | 0.42 | 0.42 | 0.42 | 0.42 | 0.42 | 0.42 | 0.42 | 0.42 | 0.42 | 0.42
BAU | S2D3 | 41 | PWRWOFLKAXX | Offshore Wind, Sri Lanka, region XX (investable) | 13 | CapacityFactor | fraction | User defined | 0 | 0.42 | 0.42 | 0.42 | 0.42 | 0.42 | 0.42 | 0.42 | 0.42 | 0.42 | 0.42 | 0.42 | 0.42 | 0.42 | 0.42 | 0.42 | 0.42 | 0.42 | 0.42 | 0.42 | 0.42 | 0.42 | 0.42 | 0.42 | 0.42 | 0.42 | 0.42 | 0.42 | 0.42
BAU | S3D1 | 41 | PWRWOFLKAXX | Offshore Wind, Sri Lanka, region XX (investable) | 13 | CapacityFactor | fraction | User defined | 0 | 0.624 | 0.624 | 0.624 | 0.624 | 0.624 | 0.624 | 0.624 | 0.624 | 0.624 | 0.624 | 0.624 | 0.624 | 0.624 | 0.624 | 0.624 | 0.624 | 0.624 | 0.624 | 0.624 | 0.624 | 0.624 | 0.624 | 0.624 | 0.624 | 0.624 | 0.624 | 0.624 | 0.624
BAU | S3D2 | 41 | PWRWOFLKAXX | Offshore Wind, Sri Lanka, region XX (investable) | 13 | CapacityFactor | fraction | User defined | 0 | 0.624 | 0.624 | 0.624 | 0.624 | 0.624 | 0.624 | 0.624 | 0.624 | 0.624 | 0.624 | 0.624 | 0.624 | 0.624 | 0.624 | 0.624 | 0.624 | 0.624 | 0.624 | 0.624 | 0.624 | 0.624 | 0.624 | 0.624 | 0.624 | 0.624 | 0.624 | 0.624 | 0.624
BAU | S3D3 | 41 | PWRWOFLKAXX | Offshore Wind, Sri Lanka, region XX (investable) | 13 | CapacityFactor | fraction | User defined | 0 | 0.624 | 0.624 | 0.624 | 0.624 | 0.624 | 0.624 | 0.624 | 0.624 | 0.624 | 0.624 | 0.624 | 0.624 | 0.624 | 0.624 | 0.624 | 0.624 | 0.624 | 0.624 | 0.624 | 0.624 | 0.624 | 0.624 | 0.624 | 0.624 | 0.624 | 0.624 | 0.624 | 0.624
BAU | S4D1 | 41 | PWRWOFLKAXX | Offshore Wind, Sri Lanka, region XX (investable) | 13 | CapacityFactor | fraction | User defined | 0 | 0.36 | 0.36 | 0.36 | 0.36 | 0.36 | 0.36 | 0.36 | 0.36 | 0.36 | 0.36 | 0.36 | 0.36 | 0.36 | 0.36 | 0.36 | 0.36 | 0.36 | 0.36 | 0.36 | 0.36 | 0.36 | 0.36 | 0.36 | 0.36 | 0.36 | 0.36 | 0.36 | 0.36
BAU | S4D2 | 41 | PWRWOFLKAXX | Offshore Wind, Sri Lanka, region XX (investable) | 13 | CapacityFactor | fraction | User defined | 0 | 0.36 | 0.36 | 0.36 | 0.36 | 0.36 | 0.36 | 0.36 | 0.36 | 0.36 | 0.36 | 0.36 | 0.36 | 0.36 | 0.36 | 0.36 | 0.36 | 0.36 | 0.36 | 0.36 | 0.36 | 0.36 | 0.36 | 0.36 | 0.36 | 0.36 | 0.36 | 0.36 | 0.36
BAU | S4D3 | 41 | PWRWOFLKAXX | Offshore Wind, Sri Lanka, region XX (investable) | 13 | CapacityFactor | fraction | User defined | 0 | 0.36 | 0.36 | 0.36 | 0.36 | 0.36 | 0.36 | 0.36 | 0.36 | 0.36 | 0.36 | 0.36 | 0.36 | 0.36 | 0.36 | 0.36 | 0.36 | 0.36 | 0.36 | 0.36 | 0.36 | 0.36 | 0.36 | 0.36 | 0.36 | 0.36 | 0.36 | 0.36 | 0.36
BAU | S1D1 | 42 | PWRWOFMDVXX | Offshore Wind, Maldives, region XX (investable) | 13 | CapacityFactor | fraction | User defined | 0 | 0.24 | 0.24 | 0.24 | 0.24 | 0.24 | 0.24 | 0.24 | 0.24 | 0.24 | 0.24 | 0.24 | 0.24 | 0.24 | 0.24 | 0.24 | 0.24 | 0.24 | 0.24 | 0.24 | 0.24 | 0.24 | 0.24 | 0.24 | 0.24 | 0.24 | 0.24 | 0.24 | 0.24
BAU | S1D2 | 42 | PWRWOFMDVXX | Offshore Wind, Maldives, region XX (investable) | 13 | CapacityFactor | fraction | User defined | 0 | 0.24 | 0.24 | 0.24 | 0.24 | 0.24 | 0.24 | 0.24 | 0.24 | 0.24 | 0.24 | 0.24 | 0.24 | 0.24 | 0.24 | 0.24 | 0.24 | 0.24 | 0.24 | 0.24 | 0.24 | 0.24 | 0.24 | 0.24 | 0.24 | 0.24 | 0.24 | 0.24 | 0.24
BAU | S1D3 | 42 | PWRWOFMDVXX | Offshore Wind, Maldives, region XX (investable) | 13 | CapacityFactor | fraction | User defined | 0 | 0.24 | 0.24 | 0.24 | 0.24 | 0.24 | 0.24 | 0.24 | 0.24 | 0.24 | 0.24 | 0.24 | 0.24 | 0.24 | 0.24 | 0.24 | 0.24 | 0.24 | 0.24 | 0.24 | 0.24 | 0.24 | 0.24 | 0.24 | 0.24 | 0.24 | 0.24 | 0.24 | 0.24
BAU | S2D1 | 42 | PWRWOFMDVXX | Offshore Wind, Maldives, region XX (investable) | 13 | CapacityFactor | fraction | User defined | 0 | 0.24 | 0.24 | 0.24 | 0.24 | 0.24 | 0.24 | 0.24 | 0.24 | 0.24 | 0.24 | 0.24 | 0.24 | 0.24 | 0.24 | 0.24 | 0.24 | 0.24 | 0.24 | 0.24 | 0.24 | 0.24 | 0.24 | 0.24 | 0.24 | 0.24 | 0.24 | 0.24 | 0.24
BAU | S2D2 | 42 | PWRWOFMDVXX | Offshore Wind, Maldives, region XX (investable) | 13 | CapacityFactor | fraction | User defined | 0 | 0.24 | 0.24 | 0.24 | 0.24 | 0.24 | 0.24 | 0.24 | 0.24 | 0.24 | 0.24 | 0.24 | 0.24 | 0.24 | 0.24 | 0.24 | 0.24 | 0.24 | 0.24 | 0.24 | 0.24 | 0.24 | 0.24 | 0.24 | 0.24 | 0.24 | 0.24 | 0.24 | 0.24
BAU | S2D3 | 42 | PWRWOFMDVXX | Offshore Wind, Maldives, region XX (investable) | 13 | CapacityFactor | fraction | User defined | 0 | 0.24 | 0.24 | 0.24 | 0.24 | 0.24 | 0.24 | 0.24 | 0.24 | 0.24 | 0.24 | 0.24 | 0.24 | 0.24 | 0.24 | 0.24 | 0.24 | 0.24 | 0.24 | 0.24 | 0.24 | 0.24 | 0.24 | 0.24 | 0.24 | 0.24 | 0.24 | 0.24 | 0.24
BAU | S3D1 | 42 | PWRWOFMDVXX | Offshore Wind, Maldives, region XX (investable) | 13 | CapacityFactor | fraction | User defined | 0 | 0.24 | 0.24 | 0.24 | 0.24 | 0.24 | 0.24 | 0.24 | 0.24 | 0.24 | 0.24 | 0.24 | 0.24 | 0.24 | 0.24 | 0.24 | 0.24 | 0.24 | 0.24 | 0.24 | 0.24 | 0.24 | 0.24 | 0.24 | 0.24 | 0.24 | 0.24 | 0.24 | 0.24
BAU | S3D2 | 42 | PWRWOFMDVXX | Offshore Wind, Maldives, region XX (investable) | 13 | CapacityFactor | fraction | User defined | 0 | 0.24 | 0.24 | 0.24 | 0.24 | 0.24 | 0.24 | 0.24 | 0.24 | 0.24 | 0.24 | 0.24 | 0.24 | 0.24 | 0.24 | 0.24 | 0.24 | 0.24 | 0.24 | 0.24 | 0.24 | 0.24 | 0.24 | 0.24 | 0.24 | 0.24 | 0.24 | 0.24 | 0.24
BAU | S3D3 | 42 | PWRWOFMDVXX | Offshore Wind, Maldives, region XX (investable) | 13 | CapacityFactor | fraction | User defined | 0 | 0.24 | 0.24 | 0.24 | 0.24 | 0.24 | 0.24 | 0.24 | 0.24 | 0.24 | 0.24 | 0.24 | 0.24 | 0.24 | 0.24 | 0.24 | 0.24 | 0.24 | 0.24 | 0.24 | 0.24 | 0.24 | 0.24 | 0.24 | 0.24 | 0.24 | 0.24 | 0.24 | 0.24
BAU | S4D1 | 42 | PWRWOFMDVXX | Offshore Wind, Maldives, region XX (investable) | 13 | CapacityFactor | fraction | User defined | 0 | 0.24 | 0.24 | 0.24 | 0.24 | 0.24 | 0.24 | 0.24 | 0.24 | 0.24 | 0.24 | 0.24 | 0.24 | 0.24 | 0.24 | 0.24 | 0.24 | 0.24 | 0.24 | 0.24 | 0.24 | 0.24 | 0.24 | 0.24 | 0.24 | 0.24 | 0.24 | 0.24 | 0.24
BAU | S4D2 | 42 | PWRWOFMDVXX | Offshore Wind, Maldives, region XX (investable) | 13 | CapacityFactor | fraction | User defined | 0 | 0.24 | 0.24 | 0.24 | 0.24 | 0.24 | 0.24 | 0.24 | 0.24 | 0.24 | 0.24 | 0.24 | 0.24 | 0.24 | 0.24 | 0.24 | 0.24 | 0.24 | 0.24 | 0.24 | 0.24 | 0.24 | 0.24 | 0.24 | 0.24 | 0.24 | 0.24 | 0.24 | 0.24
BAU | S4D3 | 42 | PWRWOFMDVXX | Offshore Wind, Maldives, region XX (investable) | 13 | CapacityFactor | fraction | User defined | 0 | 0.24 | 0.24 | 0.24 | 0.24 | 0.24 | 0.24 | 0.24 | 0.24 | 0.24 | 0.24 | 0.24 | 0.24 | 0.24 | 0.24 | 0.24 | 0.24 | 0.24 | 0.24 | 0.24 | 0.24 | 0.24 | 0.24 | 0.24 | 0.24 | 0.24 | 0.24 | 0.24 | 0.24
BAU | S1D1 | 43 | PWRHYDNPLXX | Hydro – Reservoir, Nepal, region XX (investable) | 13 | CapacityFactor | fraction | User defined | 0 | 0.25 | 0.25 | 0.25 | 0.25 | 0.25 | 0.25 | 0.25 | 0.25 | 0.25 | 0.25 | 0.25 | 0.25 | 0.25 | 0.25 | 0.25 | 0.25 | 0.25 | 0.25 | 0.25 | 0.25 | 0.25 | 0.25 | 0.25 | 0.25 | 0.25 | 0.25 | 0.25 | 0.25
BAU | S1D2 | 43 | PWRHYDNPLXX | Hydro – Reservoir, Nepal, region XX (investable) | 13 | CapacityFactor | fraction | User defined | 0 | 0.26 | 0.26 | 0.26 | 0.26 | 0.26 | 0.26 | 0.26 | 0.26 | 0.26 | 0.26 | 0.26 | 0.26 | 0.26 | 0.26 | 0.26 | 0.26 | 0.26 | 0.26 | 0.26 | 0.26 | 0.26 | 0.26 | 0.26 | 0.26 | 0.26 | 0.26 | 0.26 | 0.26
BAU | S1D3 | 43 | PWRHYDNPLXX | Hydro – Reservoir, Nepal, region XX (investable) | 13 | CapacityFactor | fraction | User defined | 0 | 0.26 | 0.26 | 0.26 | 0.26 | 0.26 | 0.26 | 0.26 | 0.26 | 0.26 | 0.26 | 0.26 | 0.26 | 0.26 | 0.26 | 0.26 | 0.26 | 0.26 | 0.26 | 0.26 | 0.26 | 0.26 | 0.26 | 0.26 | 0.26 | 0.26 | 0.26 | 0.26 | 0.26
BAU | S2D1 | 43 | PWRHYDNPLXX | Hydro – Reservoir, Nepal, region XX (investable) | 13 | CapacityFactor | fraction | User defined | 0 | 0.33 | 0.33 | 0.33 | 0.33 | 0.33 | 0.33 | 0.33 | 0.33 | 0.33 | 0.33 | 0.33 | 0.33 | 0.33 | 0.33 | 0.33 | 0.33 | 0.33 | 0.33 | 0.33 | 0.33 | 0.33 | 0.33 | 0.33 | 0.33 | 0.33 | 0.33 | 0.33 | 0.33
BAU | S2D2 | 43 | PWRHYDNPLXX | Hydro – Reservoir, Nepal, region XX (investable) | 13 | CapacityFactor | fraction | User defined | 0 | 0.35 | 0.35 | 0.35 | 0.35 | 0.35 | 0.35 | 0.35 | 0.35 | 0.35 | 0.35 | 0.35 | 0.35 | 0.35 | 0.35 | 0.35 | 0.35 | 0.35 | 0.35 | 0.35 | 0.35 | 0.35 | 0.35 | 0.35 | 0.35 | 0.35 | 0.35 | 0.35 | 0.35
BAU | S2D3 | 43 | PWRHYDNPLXX | Hydro – Reservoir, Nepal, region XX (investable) | 13 | CapacityFactor | fraction | User defined | 0 | 0.35 | 0.35 | 0.35 | 0.35 | 0.35 | 0.35 | 0.35 | 0.35 | 0.35 | 0.35 | 0.35 | 0.35 | 0.35 | 0.35 | 0.35 | 0.35 | 0.35 | 0.35 | 0.35 | 0.35 | 0.35 | 0.35 | 0.35 | 0.35 | 0.35 | 0.35 | 0.35 | 0.35
BAU | S3D1 | 43 | PWRHYDNPLXX | Hydro – Reservoir, Nepal, region XX (investable) | 13 | CapacityFactor | fraction | User defined | 0 | 0.85 | 0.85 | 0.85 | 0.85 | 0.85 | 0.85 | 0.85 | 0.85 | 0.85 | 0.85 | 0.85 | 0.85 | 0.85 | 0.85 | 0.85 | 0.85 | 0.85 | 0.85 | 0.85 | 0.85 | 0.85 | 0.85 | 0.85 | 0.85 | 0.85 | 0.85 | 0.85 | 0.85
BAU | S3D2 | 43 | PWRHYDNPLXX | Hydro – Reservoir, Nepal, region XX (investable) | 13 | CapacityFactor | fraction | User defined | 0 | 0.88 | 0.88 | 0.88 | 0.88 | 0.88 | 0.88 | 0.88 | 0.88 | 0.88 | 0.88 | 0.88 | 0.88 | 0.88 | 0.88 | 0.88 | 0.88 | 0.88 | 0.88 | 0.88 | 0.88 | 0.88 | 0.88 | 0.88 | 0.88 | 0.88 | 0.88 | 0.88 | 0.88
BAU | S3D3 | 43 | PWRHYDNPLXX | Hydro – Reservoir, Nepal, region XX (investable) | 13 | CapacityFactor | fraction | User defined | 0 | 0.88 | 0.88 | 0.88 | 0.88 | 0.88 | 0.88 | 0.88 | 0.88 | 0.88 | 0.88 | 0.88 | 0.88 | 0.88 | 0.88 | 0.88 | 0.88 | 0.88 | 0.88 | 0.88 | 0.88 | 0.88 | 0.88 | 0.88 | 0.88 | 0.88 | 0.88 | 0.88 | 0.88
BAU | S4D1 | 43 | PWRHYDNPLXX | Hydro – Reservoir, Nepal, region XX (investable) | 13 | CapacityFactor | fraction | User defined | 0 | 0.58 | 0.58 | 0.58 | 0.58 | 0.58 | 0.58 | 0.58 | 0.58 | 0.58 | 0.58 | 0.58 | 0.58 | 0.58 | 0.58 | 0.58 | 0.58 | 0.58 | 0.58 | 0.58 | 0.58 | 0.58 | 0.58 | 0.58 | 0.58 | 0.58 | 0.58 | 0.58 | 0.58
BAU | S4D2 | 43 | PWRHYDNPLXX | Hydro – Reservoir, Nepal, region XX (investable) | 13 | CapacityFactor | fraction | User defined | 0 | 0.6 | 0.6 | 0.6 | 0.6 | 0.6 | 0.6 | 0.6 | 0.6 | 0.6 | 0.6 | 0.6 | 0.6 | 0.6 | 0.6 | 0.6 | 0.6 | 0.6 | 0.6 | 0.6 | 0.6 | 0.6 | 0.6 | 0.6 | 0.6 | 0.6 | 0.6 | 0.6 | 0.6
BAU | S4D3 | 43 | PWRHYDNPLXX | Hydro – Reservoir, Nepal, region XX (investable) | 13 | CapacityFactor | fraction | User defined | 0 | 0.6 | 0.6 | 0.6 | 0.6 | 0.6 | 0.6 | 0.6 | 0.6 | 0.6 | 0.6 | 0.6 | 0.6 | 0.6 | 0.6 | 0.6 | 0.6 | 0.6 | 0.6 | 0.6 | 0.6 | 0.6 | 0.6 | 0.6 | 0.6 | 0.6 | 0.6 | 0.6 | 0.6
BAU | S1D1 | 44 | PWRHYDBTNXX | Hydro – Reservoir, Bhutan, region XX (investable) | 13 | CapacityFactor | fraction | User defined | 0 | 0.1952 | 0.1952 | 0.1952 | 0.1952 | 0.1952 | 0.1952 | 0.1952 | 0.1952 | 0.1952 | 0.1952 | 0.1952 | 0.1952 | 0.1952 | 0.1952 | 0.1952 | 0.1952 | 0.1952 | 0.1952 | 0.1952 | 0.1952 | 0.1952 | 0.1952 | 0.1952 | 0.1952 | 0.1952 | 0.1952 | 0.1952 | 0.1952
BAU | S1D2 | 44 | PWRHYDBTNXX | Hydro – Reservoir, Bhutan, region XX (investable) | 13 | CapacityFactor | fraction | User defined | 0 | 0.2096 | 0.2096 | 0.2096 | 0.2096 | 0.2096 | 0.2096 | 0.2096 | 0.2096 | 0.2096 | 0.2096 | 0.2096 | 0.2096 | 0.2096 | 0.2096 | 0.2096 | 0.2096 | 0.2096 | 0.2096 | 0.2096 | 0.2096 | 0.2096 | 0.2096 | 0.2096 | 0.2096 | 0.2096 | 0.2096 | 0.2096 | 0.2096
BAU | S1D3 | 44 | PWRHYDBTNXX | Hydro – Reservoir, Bhutan, region XX (investable) | 13 | CapacityFactor | fraction | User defined | 0 | 0.2117 | 0.2117 | 0.2117 | 0.2117 | 0.2117 | 0.2117 | 0.2117 | 0.2117 | 0.2117 | 0.2117 | 0.2117 | 0.2117 | 0.2117 | 0.2117 | 0.2117 | 0.2117 | 0.2117 | 0.2117 | 0.2117 | 0.2117 | 0.2117 | 0.2117 | 0.2117 | 0.2117 | 0.2117 | 0.2117 | 0.2117 | 0.2117
BAU | S2D1 | 44 | PWRHYDBTNXX | Hydro – Reservoir, Bhutan, region XX (investable) | 13 | CapacityFactor | fraction | User defined | 0 | 0.1851 | 0.1851 | 0.1851 | 0.1851 | 0.1851 | 0.1851 | 0.1851 | 0.1851 | 0.1851 | 0.1851 | 0.1851 | 0.1851 | 0.1851 | 0.1851 | 0.1851 | 0.1851 | 0.1851 | 0.1851 | 0.1851 | 0.1851 | 0.1851 | 0.1851 | 0.1851 | 0.1851 | 0.1851 | 0.1851 | 0.1851 | 0.1851
BAU | S2D2 | 44 | PWRHYDBTNXX | Hydro – Reservoir, Bhutan, region XX (investable) | 13 | CapacityFactor | fraction | User defined | 0 | 0.1988 | 0.1988 | 0.1988 | 0.1988 | 0.1988 | 0.1988 | 0.1988 | 0.1988 | 0.1988 | 0.1988 | 0.1988 | 0.1988 | 0.1988 | 0.1988 | 0.1988 | 0.1988 | 0.1988 | 0.1988 | 0.1988 | 0.1988 | 0.1988 | 0.1988 | 0.1988 | 0.1988 | 0.1988 | 0.1988 | 0.1988 | 0.1988
BAU | S2D3 | 44 | PWRHYDBTNXX | Hydro – Reservoir, Bhutan, region XX (investable) | 13 | CapacityFactor | fraction | User defined | 0 | 0.2007 | 0.2007 | 0.2007 | 0.2007 | 0.2007 | 0.2007 | 0.2007 | 0.2007 | 0.2007 | 0.2007 | 0.2007 | 0.2007 | 0.2007 | 0.2007 | 0.2007 | 0.2007 | 0.2007 | 0.2007 | 0.2007 | 0.2007 | 0.2007 | 0.2007 | 0.2007 | 0.2007 | 0.2007 | 0.2007 | 0.2007 | 0.2007
BAU | S3D1 | 44 | PWRHYDBTNXX | Hydro – Reservoir, Bhutan, region XX (investable) | 13 | CapacityFactor | fraction | User defined | 0 | 0.8201 | 0.8201 | 0.8201 | 0.8201 | 0.8201 | 0.8201 | 0.8201 | 0.8201 | 0.8201 | 0.8201 | 0.8201 | 0.8201 | 0.8201 | 0.8201 | 0.8201 | 0.8201 | 0.8201 | 0.8201 | 0.8201 | 0.8201 | 0.8201 | 0.8201 | 0.8201 | 0.8201 | 0.8201 | 0.8201 | 0.8201 | 0.8201
BAU | S3D2 | 44 | PWRHYDBTNXX | Hydro – Reservoir, Bhutan, region XX (investable) | 13 | CapacityFactor | fraction | User defined | 0 | 0.8805 | 0.8805 | 0.8805 | 0.8805 | 0.8805 | 0.8805 | 0.8805 | 0.8805 | 0.8805 | 0.8805 | 0.8805 | 0.8805 | 0.8805 | 0.8805 | 0.8805 | 0.8805 | 0.8805 | 0.8805 | 0.8805 | 0.8805 | 0.8805 | 0.8805 | 0.8805 | 0.8805 | 0.8805 | 0.8805 | 0.8805 | 0.8805
BAU | S3D3 | 44 | PWRHYDBTNXX | Hydro – Reservoir, Bhutan, region XX (investable) | 13 | CapacityFactor | fraction | User defined | 0 | 0.8891 | 0.8891 | 0.8891 | 0.8891 | 0.8891 | 0.8891 | 0.8891 | 0.8891 | 0.8891 | 0.8891 | 0.8891 | 0.8891 | 0.8891 | 0.8891 | 0.8891 | 0.8891 | 0.8891 | 0.8891 | 0.8891 | 0.8891 | 0.8891 | 0.8891 | 0.8891 | 0.8891 | 0.8891 | 0.8891 | 0.8891 | 0.8891
BAU | S4D1 | 44 | PWRHYDBTNXX | Hydro – Reservoir, Bhutan, region XX (investable) | 13 | CapacityFactor | fraction | User defined | 0 | 0.5986 | 0.5986 | 0.5986 | 0.5986 | 0.5986 | 0.5986 | 0.5986 | 0.5986 | 0.5986 | 0.5986 | 0.5986 | 0.5986 | 0.5986 | 0.5986 | 0.5986 | 0.5986 | 0.5986 | 0.5986 | 0.5986 | 0.5986 | 0.5986 | 0.5986 | 0.5986 | 0.5986 | 0.5986 | 0.5986 | 0.5986 | 0.5986
BAU | S4D2 | 44 | PWRHYDBTNXX | Hydro – Reservoir, Bhutan, region XX (investable) | 13 | CapacityFactor | fraction | User defined | 0 | 0.6427 | 0.6427 | 0.6427 | 0.6427 | 0.6427 | 0.6427 | 0.6427 | 0.6427 | 0.6427 | 0.6427 | 0.6427 | 0.6427 | 0.6427 | 0.6427 | 0.6427 | 0.6427 | 0.6427 | 0.6427 | 0.6427 | 0.6427 | 0.6427 | 0.6427 | 0.6427 | 0.6427 | 0.6427 | 0.6427 | 0.6427 | 0.6427
BAU | S4D3 | 44 | PWRHYDBTNXX | Hydro – Reservoir, Bhutan, region XX (investable) | 13 | CapacityFactor | fraction | User defined | 0 | 0.649 | 0.649 | 0.649 | 0.649 | 0.649 | 0.649 | 0.649 | 0.649 | 0.649 | 0.649 | 0.649 | 0.649 | 0.649 | 0.649 | 0.649 | 0.649 | 0.649 | 0.649 | 0.649 | 0.649 | 0.649 | 0.649 | 0.649 | 0.649 | 0.649 | 0.649 | 0.649 | 0.649
BAU | S1D1 | 45 | PWRHYDINDNO | Hydro – Reservoir, India – North, region XX (investable) | 13 | CapacityFactor | fraction | User defined | 0 | 0.3 | 0.3 | 0.3 | 0.3 | 0.3 | 0.3 | 0.3 | 0.3 | 0.3 | 0.3 | 0.3 | 0.3 | 0.3 | 0.3 | 0.3 | 0.3 | 0.3 | 0.3 | 0.3 | 0.3 | 0.3 | 0.3 | 0.3 | 0.3 | 0.3 | 0.3 | 0.3 | 0.3
BAU | S1D2 | 45 | PWRHYDINDNO | Hydro – Reservoir, India – North, region XX (investable) | 13 | CapacityFactor | fraction | User defined | 0 | 0.3 | 0.3 | 0.3 | 0.3 | 0.3 | 0.3 | 0.3 | 0.3 | 0.3 | 0.3 | 0.3 | 0.3 | 0.3 | 0.3 | 0.3 | 0.3 | 0.3 | 0.3 | 0.3 | 0.3 | 0.3 | 0.3 | 0.3 | 0.3 | 0.3 | 0.3 | 0.3 | 0.3
BAU | S1D3 | 45 | PWRHYDINDNO | Hydro – Reservoir, India – North, region XX (investable) | 13 | CapacityFactor | fraction | User defined | 0 | 0.3 | 0.3 | 0.3 | 0.3 | 0.3 | 0.3 | 0.3 | 0.3 | 0.3 | 0.3 | 0.3 | 0.3 | 0.3 | 0.3 | 0.3 | 0.3 | 0.3 | 0.3 | 0.3 | 0.3 | 0.3 | 0.3 | 0.3 | 0.3 | 0.3 | 0.3 | 0.3 | 0.3
BAU | S2D1 | 45 | PWRHYDINDNO | Hydro – Reservoir, India – North, region XX (investable) | 13 | CapacityFactor | fraction | User defined | 0 | 0.45 | 0.45 | 0.45 | 0.45 | 0.45 | 0.45 | 0.45 | 0.45 | 0.45 | 0.45 | 0.45 | 0.45 | 0.45 | 0.45 | 0.45 | 0.45 | 0.45 | 0.45 | 0.45 | 0.45 | 0.45 | 0.45 | 0.45 | 0.45 | 0.45 | 0.45 | 0.45 | 0.45
BAU | S2D2 | 45 | PWRHYDINDNO | Hydro – Reservoir, India – North, region XX (investable) | 13 | CapacityFactor | fraction | User defined | 0 | 0.45 | 0.45 | 0.45 | 0.45 | 0.45 | 0.45 | 0.45 | 0.45 | 0.45 | 0.45 | 0.45 | 0.45 | 0.45 | 0.45 | 0.45 | 0.45 | 0.45 | 0.45 | 0.45 | 0.45 | 0.45 | 0.45 | 0.45 | 0.45 | 0.45 | 0.45 | 0.45 | 0.45
BAU | S2D3 | 45 | PWRHYDINDNO | Hydro – Reservoir, India – North, region XX (investable) | 13 | CapacityFactor | fraction | User defined | 0 | 0.45 | 0.45 | 0.45 | 0.45 | 0.45 | 0.45 | 0.45 | 0.45 | 0.45 | 0.45 | 0.45 | 0.45 | 0.45 | 0.45 | 0.45 | 0.45 | 0.45 | 0.45 | 0.45 | 0.45 | 0.45 | 0.45 | 0.45 | 0.45 | 0.45 | 0.45 | 0.45 | 0.45
BAU | S3D1 | 45 | PWRHYDINDNO | Hydro – Reservoir, India – North, region XX (investable) | 13 | CapacityFactor | fraction | User defined | 0 | 0.75 | 0.75 | 0.75 | 0.75 | 0.75 | 0.75 | 0.75 | 0.75 | 0.75 | 0.75 | 0.75 | 0.75 | 0.75 | 0.75 | 0.75 | 0.75 | 0.75 | 0.75 | 0.75 | 0.75 | 0.75 | 0.75 | 0.75 | 0.75 | 0.75 | 0.75 | 0.75 | 0.75
BAU | S3D2 | 45 | PWRHYDINDNO | Hydro – Reservoir, India – North, region XX (investable) | 13 | CapacityFactor | fraction | User defined | 0 | 0.75 | 0.75 | 0.75 | 0.75 | 0.75 | 0.75 | 0.75 | 0.75 | 0.75 | 0.75 | 0.75 | 0.75 | 0.75 | 0.75 | 0.75 | 0.75 | 0.75 | 0.75 | 0.75 | 0.75 | 0.75 | 0.75 | 0.75 | 0.75 | 0.75 | 0.75 | 0.75 | 0.75
BAU | S3D3 | 45 | PWRHYDINDNO | Hydro – Reservoir, India – North, region XX (investable) | 13 | CapacityFactor | fraction | User defined | 0 | 0.75 | 0.75 | 0.75 | 0.75 | 0.75 | 0.75 | 0.75 | 0.75 | 0.75 | 0.75 | 0.75 | 0.75 | 0.75 | 0.75 | 0.75 | 0.75 | 0.75 | 0.75 | 0.75 | 0.75 | 0.75 | 0.75 | 0.75 | 0.75 | 0.75 | 0.75 | 0.75 | 0.75
BAU | S4D1 | 45 | PWRHYDINDNO | Hydro – Reservoir, India – North, region XX (investable) | 13 | CapacityFactor | fraction | User defined | 0 | 0.6 | 0.6 | 0.6 | 0.6 | 0.6 | 0.6 | 0.6 | 0.6 | 0.6 | 0.6 | 0.6 | 0.6 | 0.6 | 0.6 | 0.6 | 0.6 | 0.6 | 0.6 | 0.6 | 0.6 | 0.6 | 0.6 | 0.6 | 0.6 | 0.6 | 0.6 | 0.6 | 0.6
BAU | S4D2 | 45 | PWRHYDINDNO | Hydro – Reservoir, India – North, region XX (investable) | 13 | CapacityFactor | fraction | User defined | 0 | 0.6 | 0.6 | 0.6 | 0.6 | 0.6 | 0.6 | 0.6 | 0.6 | 0.6 | 0.6 | 0.6 | 0.6 | 0.6 | 0.6 | 0.6 | 0.6 | 0.6 | 0.6 | 0.6 | 0.6 | 0.6 | 0.6 | 0.6 | 0.6 | 0.6 | 0.6 | 0.6 | 0.6
BAU | S4D3 | 45 | PWRHYDINDNO | Hydro – Reservoir, India – North, region XX (investable) | 13 | CapacityFactor | fraction | User defined | 0 | 0.6 | 0.6 | 0.6 | 0.6 | 0.6 | 0.6 | 0.6 | 0.6 | 0.6 | 0.6 | 0.6 | 0.6 | 0.6 | 0.6 | 0.6 | 0.6 | 0.6 | 0.6 | 0.6 | 0.6 | 0.6 | 0.6 | 0.6 | 0.6 | 0.6 | 0.6 | 0.6 | 0.6
BAU | S1D1 | 46 | PWRHYDINDNE | Hydro – Reservoir, India – Northeast, region XX (investable) | 13 | CapacityFactor | fraction | User defined | 0 | 0.28 | 0.28 | 0.28 | 0.28 | 0.28 | 0.28 | 0.28 | 0.28 | 0.28 | 0.28 | 0.28 | 0.28 | 0.28 | 0.28 | 0.28 | 0.28 | 0.28 | 0.28 | 0.28 | 0.28 | 0.28 | 0.28 | 0.28 | 0.28 | 0.28 | 0.28 | 0.28 | 0.28
BAU | S1D2 | 46 | PWRHYDINDNE | Hydro – Reservoir, India – Northeast, region XX (investable) | 13 | CapacityFactor | fraction | User defined | 0 | 0.28 | 0.28 | 0.28 | 0.28 | 0.28 | 0.28 | 0.28 | 0.28 | 0.28 | 0.28 | 0.28 | 0.28 | 0.28 | 0.28 | 0.28 | 0.28 | 0.28 | 0.28 | 0.28 | 0.28 | 0.28 | 0.28 | 0.28 | 0.28 | 0.28 | 0.28 | 0.28 | 0.28
BAU | S1D3 | 46 | PWRHYDINDNE | Hydro – Reservoir, India – Northeast, region XX (investable) | 13 | CapacityFactor | fraction | User defined | 0 | 0.28 | 0.28 | 0.28 | 0.28 | 0.28 | 0.28 | 0.28 | 0.28 | 0.28 | 0.28 | 0.28 | 0.28 | 0.28 | 0.28 | 0.28 | 0.28 | 0.28 | 0.28 | 0.28 | 0.28 | 0.28 | 0.28 | 0.28 | 0.28 | 0.28 | 0.28 | 0.28 | 0.28
BAU | S2D1 | 46 | PWRHYDINDNE | Hydro – Reservoir, India – Northeast, region XX (investable) | 13 | CapacityFactor | fraction | User defined | 0 | 0.42 | 0.42 | 0.42 | 0.42 | 0.42 | 0.42 | 0.42 | 0.42 | 0.42 | 0.42 | 0.42 | 0.42 | 0.42 | 0.42 | 0.42 | 0.42 | 0.42 | 0.42 | 0.42 | 0.42 | 0.42 | 0.42 | 0.42 | 0.42 | 0.42 | 0.42 | 0.42 | 0.42
BAU | S2D2 | 46 | PWRHYDINDNE | Hydro – Reservoir, India – Northeast, region XX (investable) | 13 | CapacityFactor | fraction | User defined | 0 | 0.42 | 0.42 | 0.42 | 0.42 | 0.42 | 0.42 | 0.42 | 0.42 | 0.42 | 0.42 | 0.42 | 0.42 | 0.42 | 0.42 | 0.42 | 0.42 | 0.42 | 0.42 | 0.42 | 0.42 | 0.42 | 0.42 | 0.42 | 0.42 | 0.42 | 0.42 | 0.42 | 0.42
BAU | S2D3 | 46 | PWRHYDINDNE | Hydro – Reservoir, India – Northeast, region XX (investable) | 13 | CapacityFactor | fraction | User defined | 0 | 0.42 | 0.42 | 0.42 | 0.42 | 0.42 | 0.42 | 0.42 | 0.42 | 0.42 | 0.42 | 0.42 | 0.42 | 0.42 | 0.42 | 0.42 | 0.42 | 0.42 | 0.42 | 0.42 | 0.42 | 0.42 | 0.42 | 0.42 | 0.42 | 0.42 | 0.42 | 0.42 | 0.42
BAU | S3D1 | 46 | PWRHYDINDNE | Hydro – Reservoir, India – Northeast, region XX (investable) | 13 | CapacityFactor | fraction | User defined | 0 | 0.78 | 0.78 | 0.78 | 0.78 | 0.78 | 0.78 | 0.78 | 0.78 | 0.78 | 0.78 | 0.78 | 0.78 | 0.78 | 0.78 | 0.78 | 0.78 | 0.78 | 0.78 | 0.78 | 0.78 | 0.78 | 0.78 | 0.78 | 0.78 | 0.78 | 0.78 | 0.78 | 0.78
BAU | S3D2 | 46 | PWRHYDINDNE | Hydro – Reservoir, India – Northeast, region XX (investable) | 13 | CapacityFactor | fraction | User defined | 0 | 0.78 | 0.78 | 0.78 | 0.78 | 0.78 | 0.78 | 0.78 | 0.78 | 0.78 | 0.78 | 0.78 | 0.78 | 0.78 | 0.78 | 0.78 | 0.78 | 0.78 | 0.78 | 0.78 | 0.78 | 0.78 | 0.78 | 0.78 | 0.78 | 0.78 | 0.78 | 0.78 | 0.78
BAU | S3D3 | 46 | PWRHYDINDNE | Hydro – Reservoir, India – Northeast, region XX (investable) | 13 | CapacityFactor | fraction | User defined | 0 | 0.78 | 0.78 | 0.78 | 0.78 | 0.78 | 0.78 | 0.78 | 0.78 | 0.78 | 0.78 | 0.78 | 0.78 | 0.78 | 0.78 | 0.78 | 0.78 | 0.78 | 0.78 | 0.78 | 0.78 | 0.78 | 0.78 | 0.78 | 0.78 | 0.78 | 0.78 | 0.78 | 0.78
BAU | S4D1 | 46 | PWRHYDINDNE | Hydro – Reservoir, India – Northeast, region XX (investable) | 13 | CapacityFactor | fraction | User defined | 0 | 0.62 | 0.62 | 0.62 | 0.62 | 0.62 | 0.62 | 0.62 | 0.62 | 0.62 | 0.62 | 0.62 | 0.62 | 0.62 | 0.62 | 0.62 | 0.62 | 0.62 | 0.62 | 0.62 | 0.62 | 0.62 | 0.62 | 0.62 | 0.62 | 0.62 | 0.62 | 0.62 | 0.62
BAU | S4D2 | 46 | PWRHYDINDNE | Hydro – Reservoir, India – Northeast, region XX (investable) | 13 | CapacityFactor | fraction | User defined | 0 | 0.62 | 0.62 | 0.62 | 0.62 | 0.62 | 0.62 | 0.62 | 0.62 | 0.62 | 0.62 | 0.62 | 0.62 | 0.62 | 0.62 | 0.62 | 0.62 | 0.62 | 0.62 | 0.62 | 0.62 | 0.62 | 0.62 | 0.62 | 0.62 | 0.62 | 0.62 | 0.62 | 0.62
BAU | S4D3 | 46 | PWRHYDINDNE | Hydro – Reservoir, India – Northeast, region XX (investable) | 13 | CapacityFactor | fraction | User defined | 0 | 0.62 | 0.62 | 0.62 | 0.62 | 0.62 | 0.62 | 0.62 | 0.62 | 0.62 | 0.62 | 0.62 | 0.62 | 0.62 | 0.62 | 0.62 | 0.62 | 0.62 | 0.62 | 0.62 | 0.62 | 0.62 | 0.62 | 0.62 | 0.62 | 0.62 | 0.62 | 0.62 | 0.62
BAU | S1D1 | 47 | PWRHYDINDEA | Hydro – Reservoir, India – East, region XX (investable) | 13 | CapacityFactor | fraction | User defined | 0 | 0.3 | 0.3 | 0.3 | 0.3 | 0.3 | 0.3 | 0.3 | 0.3 | 0.3 | 0.3 | 0.3 | 0.3 | 0.3 | 0.3 | 0.3 | 0.3 | 0.3 | 0.3 | 0.3 | 0.3 | 0.3 | 0.3 | 0.3 | 0.3 | 0.3 | 0.3 | 0.3 | 0.3
BAU | S1D2 | 47 | PWRHYDINDEA | Hydro – Reservoir, India – East, region XX (investable) | 13 | CapacityFactor | fraction | User defined | 0 | 0.3 | 0.3 | 0.3 | 0.3 | 0.3 | 0.3 | 0.3 | 0.3 | 0.3 | 0.3 | 0.3 | 0.3 | 0.3 | 0.3 | 0.3 | 0.3 | 0.3 | 0.3 | 0.3 | 0.3 | 0.3 | 0.3 | 0.3 | 0.3 | 0.3 | 0.3 | 0.3 | 0.3
BAU | S1D3 | 47 | PWRHYDINDEA | Hydro – Reservoir, India – East, region XX (investable) | 13 | CapacityFactor | fraction | User defined | 0 | 0.3 | 0.3 | 0.3 | 0.3 | 0.3 | 0.3 | 0.3 | 0.3 | 0.3 | 0.3 | 0.3 | 0.3 | 0.3 | 0.3 | 0.3 | 0.3 | 0.3 | 0.3 | 0.3 | 0.3 | 0.3 | 0.3 | 0.3 | 0.3 | 0.3 | 0.3 | 0.3 | 0.3
BAU | S2D1 | 47 | PWRHYDINDEA | Hydro – Reservoir, India – East, region XX (investable) | 13 | CapacityFactor | fraction | User defined | 0 | 0.4 | 0.4 | 0.4 | 0.4 | 0.4 | 0.4 | 0.4 | 0.4 | 0.4 | 0.4 | 0.4 | 0.4 | 0.4 | 0.4 | 0.4 | 0.4 | 0.4 | 0.4 | 0.4 | 0.4 | 0.4 | 0.4 | 0.4 | 0.4 | 0.4 | 0.4 | 0.4 | 0.4
BAU | S2D2 | 47 | PWRHYDINDEA | Hydro – Reservoir, India – East, region XX (investable) | 13 | CapacityFactor | fraction | User defined | 0 | 0.4 | 0.4 | 0.4 | 0.4 | 0.4 | 0.4 | 0.4 | 0.4 | 0.4 | 0.4 | 0.4 | 0.4 | 0.4 | 0.4 | 0.4 | 0.4 | 0.4 | 0.4 | 0.4 | 0.4 | 0.4 | 0.4 | 0.4 | 0.4 | 0.4 | 0.4 | 0.4 | 0.4
BAU | S2D3 | 47 | PWRHYDINDEA | Hydro – Reservoir, India – East, region XX (investable) | 13 | CapacityFactor | fraction | User defined | 0 | 0.4 | 0.4 | 0.4 | 0.4 | 0.4 | 0.4 | 0.4 | 0.4 | 0.4 | 0.4 | 0.4 | 0.4 | 0.4 | 0.4 | 0.4 | 0.4 | 0.4 | 0.4 | 0.4 | 0.4 | 0.4 | 0.4 | 0.4 | 0.4 | 0.4 | 0.4 | 0.4 | 0.4
BAU | S3D1 | 47 | PWRHYDINDEA | Hydro – Reservoir, India – East, region XX (investable) | 13 | CapacityFactor | fraction | User defined | 0 | 0.7 | 0.7 | 0.7 | 0.7 | 0.7 | 0.7 | 0.7 | 0.7 | 0.7 | 0.7 | 0.7 | 0.7 | 0.7 | 0.7 | 0.7 | 0.7 | 0.7 | 0.7 | 0.7 | 0.7 | 0.7 | 0.7 | 0.7 | 0.7 | 0.7 | 0.7 | 0.7 | 0.7
BAU | S3D2 | 47 | PWRHYDINDEA | Hydro – Reservoir, India – East, region XX (investable) | 13 | CapacityFactor | fraction | User defined | 0 | 0.7 | 0.7 | 0.7 | 0.7 | 0.7 | 0.7 | 0.7 | 0.7 | 0.7 | 0.7 | 0.7 | 0.7 | 0.7 | 0.7 | 0.7 | 0.7 | 0.7 | 0.7 | 0.7 | 0.7 | 0.7 | 0.7 | 0.7 | 0.7 | 0.7 | 0.7 | 0.7 | 0.7
BAU | S3D3 | 47 | PWRHYDINDEA | Hydro – Reservoir, India – East, region XX (investable) | 13 | CapacityFactor | fraction | User defined | 0 | 0.7 | 0.7 | 0.7 | 0.7 | 0.7 | 0.7 | 0.7 | 0.7 | 0.7 | 0.7 | 0.7 | 0.7 | 0.7 | 0.7 | 0.7 | 0.7 | 0.7 | 0.7 | 0.7 | 0.7 | 0.7 | 0.7 | 0.7 | 0.7 | 0.7 | 0.7 | 0.7 | 0.7
BAU | S4D1 | 47 | PWRHYDINDEA | Hydro – Reservoir, India – East, region XX (investable) | 13 | CapacityFactor | fraction | User defined | 0 | 0.55 | 0.55 | 0.55 | 0.55 | 0.55 | 0.55 | 0.55 | 0.55 | 0.55 | 0.55 | 0.55 | 0.55 | 0.55 | 0.55 | 0.55 | 0.55 | 0.55 | 0.55 | 0.55 | 0.55 | 0.55 | 0.55 | 0.55 | 0.55 | 0.55 | 0.55 | 0.55 | 0.55
BAU | S4D2 | 47 | PWRHYDINDEA | Hydro – Reservoir, India – East, region XX (investable) | 13 | CapacityFactor | fraction | User defined | 0 | 0.55 | 0.55 | 0.55 | 0.55 | 0.55 | 0.55 | 0.55 | 0.55 | 0.55 | 0.55 | 0.55 | 0.55 | 0.55 | 0.55 | 0.55 | 0.55 | 0.55 | 0.55 | 0.55 | 0.55 | 0.55 | 0.55 | 0.55 | 0.55 | 0.55 | 0.55 | 0.55 | 0.55
BAU | S4D3 | 47 | PWRHYDINDEA | Hydro – Reservoir, India – East, region XX (investable) | 13 | CapacityFactor | fraction | User defined | 0 | 0.55 | 0.55 | 0.55 | 0.55 | 0.55 | 0.55 | 0.55 | 0.55 | 0.55 | 0.55 | 0.55 | 0.55 | 0.55 | 0.55 | 0.55 | 0.55 | 0.55 | 0.55 | 0.55 | 0.55 | 0.55 | 0.55 | 0.55 | 0.55 | 0.55 | 0.55 | 0.55 | 0.55
BAU | S1D1 | 48 | PWRHYDLKAXX | Hydro – Reservoir, Sri Lanka, region XX (investable) | 13 | CapacityFactor | fraction | User defined | 0 | 0.3357 | 0.3357 | 0.3357 | 0.3357 | 0.3357 | 0.3357 | 0.3357 | 0.3357 | 0.3357 | 0.3357 | 0.3357 | 0.3357 | 0.3357 | 0.3357 | 0.3357 | 0.3357 | 0.3357 | 0.3357 | 0.3357 | 0.3357 | 0.3357 | 0.3357 | 0.3357 | 0.3357 | 0.3357 | 0.3357 | 0.3357 | 0.3357
BAU | S1D2 | 48 | PWRHYDLKAXX | Hydro – Reservoir, Sri Lanka, region XX (investable) | 13 | CapacityFactor | fraction | User defined | 0 | 0.4808 | 0.4808 | 0.4808 | 0.4808 | 0.4808 | 0.4808 | 0.4808 | 0.4808 | 0.4808 | 0.4808 | 0.4808 | 0.4808 | 0.4808 | 0.4808 | 0.4808 | 0.4808 | 0.4808 | 0.4808 | 0.4808 | 0.4808 | 0.4808 | 0.4808 | 0.4808 | 0.4808 | 0.4808 | 0.4808 | 0.4808 | 0.4808
BAU | S1D3 | 48 | PWRHYDLKAXX | Hydro – Reservoir, Sri Lanka, region XX (investable) | 13 | CapacityFactor | fraction | User defined | 0 | 0.507 | 0.507 | 0.507 | 0.507 | 0.507 | 0.507 | 0.507 | 0.507 | 0.507 | 0.507 | 0.507 | 0.507 | 0.507 | 0.507 | 0.507 | 0.507 | 0.507 | 0.507 | 0.507 | 0.507 | 0.507 | 0.507 | 0.507 | 0.507 | 0.507 | 0.507 | 0.507 | 0.507
BAU | S2D1 | 48 | PWRHYDLKAXX | Hydro – Reservoir, Sri Lanka, region XX (investable) | 13 | CapacityFactor | fraction | User defined | 0 | 0.1692 | 0.1692 | 0.1692 | 0.1692 | 0.1692 | 0.1692 | 0.1692 | 0.1692 | 0.1692 | 0.1692 | 0.1692 | 0.1692 | 0.1692 | 0.1692 | 0.1692 | 0.1692 | 0.1692 | 0.1692 | 0.1692 | 0.1692 | 0.1692 | 0.1692 | 0.1692 | 0.1692 | 0.1692 | 0.1692 | 0.1692 | 0.1692
BAU | S2D2 | 48 | PWRHYDLKAXX | Hydro – Reservoir, Sri Lanka, region XX (investable) | 13 | CapacityFactor | fraction | User defined | 0 | 0.2895 | 0.2895 | 0.2895 | 0.2895 | 0.2895 | 0.2895 | 0.2895 | 0.2895 | 0.2895 | 0.2895 | 0.2895 | 0.2895 | 0.2895 | 0.2895 | 0.2895 | 0.2895 | 0.2895 | 0.2895 | 0.2895 | 0.2895 | 0.2895 | 0.2895 | 0.2895 | 0.2895 | 0.2895 | 0.2895 | 0.2895 | 0.2895
BAU | S2D3 | 48 | PWRHYDLKAXX | Hydro – Reservoir, Sri Lanka, region XX (investable) | 13 | CapacityFactor | fraction | User defined | 0 | 0.3754 | 0.3754 | 0.3754 | 0.3754 | 0.3754 | 0.3754 | 0.3754 | 0.3754 | 0.3754 | 0.3754 | 0.3754 | 0.3754 | 0.3754 | 0.3754 | 0.3754 | 0.3754 | 0.3754 | 0.3754 | 0.3754 | 0.3754 | 0.3754 | 0.3754 | 0.3754 | 0.3754 | 0.3754 | 0.3754 | 0.3754 | 0.3754
BAU | S3D1 | 48 | PWRHYDLKAXX | Hydro – Reservoir, Sri Lanka, region XX (investable) | 13 | CapacityFactor | fraction | User defined | 0 | 0.1814 | 0.1814 | 0.1814 | 0.1814 | 0.1814 | 0.1814 | 0.1814 | 0.1814 | 0.1814 | 0.1814 | 0.1814 | 0.1814 | 0.1814 | 0.1814 | 0.1814 | 0.1814 | 0.1814 | 0.1814 | 0.1814 | 0.1814 | 0.1814 | 0.1814 | 0.1814 | 0.1814 | 0.1814 | 0.1814 | 0.1814 | 0.1814
BAU | S3D2 | 48 | PWRHYDLKAXX | Hydro – Reservoir, Sri Lanka, region XX (investable) | 13 | CapacityFactor | fraction | User defined | 0 | 0.2702 | 0.2702 | 0.2702 | 0.2702 | 0.2702 | 0.2702 | 0.2702 | 0.2702 | 0.2702 | 0.2702 | 0.2702 | 0.2702 | 0.2702 | 0.2702 | 0.2702 | 0.2702 | 0.2702 | 0.2702 | 0.2702 | 0.2702 | 0.2702 | 0.2702 | 0.2702 | 0.2702 | 0.2702 | 0.2702 | 0.2702 | 0.2702
BAU | S3D3 | 48 | PWRHYDLKAXX | Hydro – Reservoir, Sri Lanka, region XX (investable) | 13 | CapacityFactor | fraction | User defined | 0 | 0.3278 | 0.3278 | 0.3278 | 0.3278 | 0.3278 | 0.3278 | 0.3278 | 0.3278 | 0.3278 | 0.3278 | 0.3278 | 0.3278 | 0.3278 | 0.3278 | 0.3278 | 0.3278 | 0.3278 | 0.3278 | 0.3278 | 0.3278 | 0.3278 | 0.3278 | 0.3278 | 0.3278 | 0.3278 | 0.3278 | 0.3278 | 0.3278
BAU | S4D1 | 48 | PWRHYDLKAXX | Hydro – Reservoir, Sri Lanka, region XX (investable) | 13 | CapacityFactor | fraction | User defined | 0 | 0.4793 | 0.4793 | 0.4793 | 0.4793 | 0.4793 | 0.4793 | 0.4793 | 0.4793 | 0.4793 | 0.4793 | 0.4793 | 0.4793 | 0.4793 | 0.4793 | 0.4793 | 0.4793 | 0.4793 | 0.4793 | 0.4793 | 0.4793 | 0.4793 | 0.4793 | 0.4793 | 0.4793 | 0.4793 | 0.4793 | 0.4793 | 0.4793
BAU | S4D2 | 48 | PWRHYDLKAXX | Hydro – Reservoir, Sri Lanka, region XX (investable) | 13 | CapacityFactor | fraction | User defined | 0 | 0.6477 | 0.6477 | 0.6477 | 0.6477 | 0.6477 | 0.6477 | 0.6477 | 0.6477 | 0.6477 | 0.6477 | 0.6477 | 0.6477 | 0.6477 | 0.6477 | 0.6477 | 0.6477 | 0.6477 | 0.6477 | 0.6477 | 0.6477 | 0.6477 | 0.6477 | 0.6477 | 0.6477 | 0.6477 | 0.6477 | 0.6477 | 0.6477
BAU | S4D3 | 48 | PWRHYDLKAXX | Hydro – Reservoir, Sri Lanka, region XX (investable) | 13 | CapacityFactor | fraction | User defined | 0 | 0.6914 | 0.6914 | 0.6914 | 0.6914 | 0.6914 | 0.6914 | 0.6914 | 0.6914 | 0.6914 | 0.6914 | 0.6914 | 0.6914 | 0.6914 | 0.6914 | 0.6914 | 0.6914 | 0.6914 | 0.6914 | 0.6914 | 0.6914 | 0.6914 | 0.6914 | 0.6914 | 0.6914 | 0.6914 | 0.6914 | 0.6914 | 0.6914
BAU | S1D1 | 49 | PWRHYDNPLXX | Hydro – Run-of-River, Nepal, region XX (investable) | 13 | CapacityFactor | fraction | User defined | 0 | 0.25 | 0.25 | 0.25 | 0.25 | 0.25 | 0.25 | 0.25 | 0.25 | 0.25 | 0.25 | 0.25 | 0.25 | 0.25 | 0.25 | 0.25 | 0.25 | 0.25 | 0.25 | 0.25 | 0.25 | 0.25 | 0.25 | 0.25 | 0.25 | 0.25 | 0.25 | 0.25 | 0.25
BAU | S1D2 | 49 | PWRHYDNPLXX | Hydro – Run-of-River, Nepal, region XX (investable) | 13 | CapacityFactor | fraction | User defined | 0 | 0.26 | 0.26 | 0.26 | 0.26 | 0.26 | 0.26 | 0.26 | 0.26 | 0.26 | 0.26 | 0.26 | 0.26 | 0.26 | 0.26 | 0.26 | 0.26 | 0.26 | 0.26 | 0.26 | 0.26 | 0.26 | 0.26 | 0.26 | 0.26 | 0.26 | 0.26 | 0.26 | 0.26
BAU | S1D3 | 49 | PWRHYDNPLXX | Hydro – Run-of-River, Nepal, region XX (investable) | 13 | CapacityFactor | fraction | User defined | 0 | 0.26 | 0.26 | 0.26 | 0.26 | 0.26 | 0.26 | 0.26 | 0.26 | 0.26 | 0.26 | 0.26 | 0.26 | 0.26 | 0.26 | 0.26 | 0.26 | 0.26 | 0.26 | 0.26 | 0.26 | 0.26 | 0.26 | 0.26 | 0.26 | 0.26 | 0.26 | 0.26 | 0.26
BAU | S2D1 | 49 | PWRHYDNPLXX | Hydro – Run-of-River, Nepal, region XX (investable) | 13 | CapacityFactor | fraction | User defined | 0 | 0.33 | 0.33 | 0.33 | 0.33 | 0.33 | 0.33 | 0.33 | 0.33 | 0.33 | 0.33 | 0.33 | 0.33 | 0.33 | 0.33 | 0.33 | 0.33 | 0.33 | 0.33 | 0.33 | 0.33 | 0.33 | 0.33 | 0.33 | 0.33 | 0.33 | 0.33 | 0.33 | 0.33
BAU | S2D2 | 49 | PWRHYDNPLXX | Hydro – Run-of-River, Nepal, region XX (investable) | 13 | CapacityFactor | fraction | User defined | 0 | 0.35 | 0.35 | 0.35 | 0.35 | 0.35 | 0.35 | 0.35 | 0.35 | 0.35 | 0.35 | 0.35 | 0.35 | 0.35 | 0.35 | 0.35 | 0.35 | 0.35 | 0.35 | 0.35 | 0.35 | 0.35 | 0.35 | 0.35 | 0.35 | 0.35 | 0.35 | 0.35 | 0.35
BAU | S2D3 | 49 | PWRHYDNPLXX | Hydro – Run-of-River, Nepal, region XX (investable) | 13 | CapacityFactor | fraction | User defined | 0 | 0.35 | 0.35 | 0.35 | 0.35 | 0.35 | 0.35 | 0.35 | 0.35 | 0.35 | 0.35 | 0.35 | 0.35 | 0.35 | 0.35 | 0.35 | 0.35 | 0.35 | 0.35 | 0.35 | 0.35 | 0.35 | 0.35 | 0.35 | 0.35 | 0.35 | 0.35 | 0.35 | 0.35
BAU | S3D1 | 49 | PWRHYDNPLXX | Hydro – Run-of-River, Nepal, region XX (investable) | 13 | CapacityFactor | fraction | User defined | 0 | 0.85 | 0.85 | 0.85 | 0.85 | 0.85 | 0.85 | 0.85 | 0.85 | 0.85 | 0.85 | 0.85 | 0.85 | 0.85 | 0.85 | 0.85 | 0.85 | 0.85 | 0.85 | 0.85 | 0.85 | 0.85 | 0.85 | 0.85 | 0.85 | 0.85 | 0.85 | 0.85 | 0.85
BAU | S3D2 | 49 | PWRHYDNPLXX | Hydro – Run-of-River, Nepal, region XX (investable) | 13 | CapacityFactor | fraction | User defined | 0 | 0.88 | 0.88 | 0.88 | 0.88 | 0.88 | 0.88 | 0.88 | 0.88 | 0.88 | 0.88 | 0.88 | 0.88 | 0.88 | 0.88 | 0.88 | 0.88 | 0.88 | 0.88 | 0.88 | 0.88 | 0.88 | 0.88 | 0.88 | 0.88 | 0.88 | 0.88 | 0.88 | 0.88
BAU | S3D3 | 49 | PWRHYDNPLXX | Hydro – Run-of-River, Nepal, region XX (investable) | 13 | CapacityFactor | fraction | User defined | 0 | 0.88 | 0.88 | 0.88 | 0.88 | 0.88 | 0.88 | 0.88 | 0.88 | 0.88 | 0.88 | 0.88 | 0.88 | 0.88 | 0.88 | 0.88 | 0.88 | 0.88 | 0.88 | 0.88 | 0.88 | 0.88 | 0.88 | 0.88 | 0.88 | 0.88 | 0.88 | 0.88 | 0.88
BAU | S4D1 | 49 | PWRHYDNPLXX | Hydro – Run-of-River, Nepal, region XX (investable) | 13 | CapacityFactor | fraction | User defined | 0 | 0.58 | 0.58 | 0.58 | 0.58 | 0.58 | 0.58 | 0.58 | 0.58 | 0.58 | 0.58 | 0.58 | 0.58 | 0.58 | 0.58 | 0.58 | 0.58 | 0.58 | 0.58 | 0.58 | 0.58 | 0.58 | 0.58 | 0.58 | 0.58 | 0.58 | 0.58 | 0.58 | 0.58
BAU | S4D2 | 49 | PWRHYDNPLXX | Hydro – Run-of-River, Nepal, region XX (investable) | 13 | CapacityFactor | fraction | User defined | 0 | 0.6 | 0.6 | 0.6 | 0.6 | 0.6 | 0.6 | 0.6 | 0.6 | 0.6 | 0.6 | 0.6 | 0.6 | 0.6 | 0.6 | 0.6 | 0.6 | 0.6 | 0.6 | 0.6 | 0.6 | 0.6 | 0.6 | 0.6 | 0.6 | 0.6 | 0.6 | 0.6 | 0.6
BAU | S4D3 | 49 | PWRHYDNPLXX | Hydro – Run-of-River, Nepal, region XX (investable) | 13 | CapacityFactor | fraction | User defined | 0 | 0.6 | 0.6 | 0.6 | 0.6 | 0.6 | 0.6 | 0.6 | 0.6 | 0.6 | 0.6 | 0.6 | 0.6 | 0.6 | 0.6 | 0.6 | 0.6 | 0.6 | 0.6 | 0.6 | 0.6 | 0.6 | 0.6 | 0.6 | 0.6 | 0.6 | 0.6 | 0.6 | 0.6
BAU | S1D1 | 50 | PWRHYDBTNXX | Hydro – Run-of-River, Bhutan, region XX (investable) | 13 | CapacityFactor | fraction | User defined | 0 | 0.1952 | 0.1952 | 0.1952 | 0.1952 | 0.1952 | 0.1952 | 0.1952 | 0.1952 | 0.1952 | 0.1952 | 0.1952 | 0.1952 | 0.1952 | 0.1952 | 0.1952 | 0.1952 | 0.1952 | 0.1952 | 0.1952 | 0.1952 | 0.1952 | 0.1952 | 0.1952 | 0.1952 | 0.1952 | 0.1952 | 0.1952 | 0.1952
BAU | S1D2 | 50 | PWRHYDBTNXX | Hydro – Run-of-River, Bhutan, region XX (investable) | 13 | CapacityFactor | fraction | User defined | 0 | 0.2096 | 0.2096 | 0.2096 | 0.2096 | 0.2096 | 0.2096 | 0.2096 | 0.2096 | 0.2096 | 0.2096 | 0.2096 | 0.2096 | 0.2096 | 0.2096 | 0.2096 | 0.2096 | 0.2096 | 0.2096 | 0.2096 | 0.2096 | 0.2096 | 0.2096 | 0.2096 | 0.2096 | 0.2096 | 0.2096 | 0.2096 | 0.2096
BAU | S1D3 | 50 | PWRHYDBTNXX | Hydro – Run-of-River, Bhutan, region XX (investable) | 13 | CapacityFactor | fraction | User defined | 0 | 0.2117 | 0.2117 | 0.2117 | 0.2117 | 0.2117 | 0.2117 | 0.2117 | 0.2117 | 0.2117 | 0.2117 | 0.2117 | 0.2117 | 0.2117 | 0.2117 | 0.2117 | 0.2117 | 0.2117 | 0.2117 | 0.2117 | 0.2117 | 0.2117 | 0.2117 | 0.2117 | 0.2117 | 0.2117 | 0.2117 | 0.2117 | 0.2117
BAU | S2D1 | 50 | PWRHYDBTNXX | Hydro – Run-of-River, Bhutan, region XX (investable) | 13 | CapacityFactor | fraction | User defined | 0 | 0.1851 | 0.1851 | 0.1851 | 0.1851 | 0.1851 | 0.1851 | 0.1851 | 0.1851 | 0.1851 | 0.1851 | 0.1851 | 0.1851 | 0.1851 | 0.1851 | 0.1851 | 0.1851 | 0.1851 | 0.1851 | 0.1851 | 0.1851 | 0.1851 | 0.1851 | 0.1851 | 0.1851 | 0.1851 | 0.1851 | 0.1851 | 0.1851
BAU | S2D2 | 50 | PWRHYDBTNXX | Hydro – Run-of-River, Bhutan, region XX (investable) | 13 | CapacityFactor | fraction | User defined | 0 | 0.1988 | 0.1988 | 0.1988 | 0.1988 | 0.1988 | 0.1988 | 0.1988 | 0.1988 | 0.1988 | 0.1988 | 0.1988 | 0.1988 | 0.1988 | 0.1988 | 0.1988 | 0.1988 | 0.1988 | 0.1988 | 0.1988 | 0.1988 | 0.1988 | 0.1988 | 0.1988 | 0.1988 | 0.1988 | 0.1988 | 0.1988 | 0.1988
BAU | S2D3 | 50 | PWRHYDBTNXX | Hydro – Run-of-River, Bhutan, region XX (investable) | 13 | CapacityFactor | fraction | User defined | 0 | 0.2007 | 0.2007 | 0.2007 | 0.2007 | 0.2007 | 0.2007 | 0.2007 | 0.2007 | 0.2007 | 0.2007 | 0.2007 | 0.2007 | 0.2007 | 0.2007 | 0.2007 | 0.2007 | 0.2007 | 0.2007 | 0.2007 | 0.2007 | 0.2007 | 0.2007 | 0.2007 | 0.2007 | 0.2007 | 0.2007 | 0.2007 | 0.2007
BAU | S3D1 | 50 | PWRHYDBTNXX | Hydro – Run-of-River, Bhutan, region XX (investable) | 13 | CapacityFactor | fraction | User defined | 0 | 0.8201 | 0.8201 | 0.8201 | 0.8201 | 0.8201 | 0.8201 | 0.8201 | 0.8201 | 0.8201 | 0.8201 | 0.8201 | 0.8201 | 0.8201 | 0.8201 | 0.8201 | 0.8201 | 0.8201 | 0.8201 | 0.8201 | 0.8201 | 0.8201 | 0.8201 | 0.8201 | 0.8201 | 0.8201 | 0.8201 | 0.8201 | 0.8201
BAU | S3D2 | 50 | PWRHYDBTNXX | Hydro – Run-of-River, Bhutan, region XX (investable) | 13 | CapacityFactor | fraction | User defined | 0 | 0.8805 | 0.8805 | 0.8805 | 0.8805 | 0.8805 | 0.8805 | 0.8805 | 0.8805 | 0.8805 | 0.8805 | 0.8805 | 0.8805 | 0.8805 | 0.8805 | 0.8805 | 0.8805 | 0.8805 | 0.8805 | 0.8805 | 0.8805 | 0.8805 | 0.8805 | 0.8805 | 0.8805 | 0.8805 | 0.8805 | 0.8805 | 0.8805
BAU | S3D3 | 50 | PWRHYDBTNXX | Hydro – Run-of-River, Bhutan, region XX (investable) | 13 | CapacityFactor | fraction | User defined | 0 | 0.8891 | 0.8891 | 0.8891 | 0.8891 | 0.8891 | 0.8891 | 0.8891 | 0.8891 | 0.8891 | 0.8891 | 0.8891 | 0.8891 | 0.8891 | 0.8891 | 0.8891 | 0.8891 | 0.8891 | 0.8891 | 0.8891 | 0.8891 | 0.8891 | 0.8891 | 0.8891 | 0.8891 | 0.8891 | 0.8891 | 0.8891 | 0.8891
BAU | S4D1 | 50 | PWRHYDBTNXX | Hydro – Run-of-River, Bhutan, region XX (investable) | 13 | CapacityFactor | fraction | User defined | 0 | 0.5986 | 0.5986 | 0.5986 | 0.5986 | 0.5986 | 0.5986 | 0.5986 | 0.5986 | 0.5986 | 0.5986 | 0.5986 | 0.5986 | 0.5986 | 0.5986 | 0.5986 | 0.5986 | 0.5986 | 0.5986 | 0.5986 | 0.5986 | 0.5986 | 0.5986 | 0.5986 | 0.5986 | 0.5986 | 0.5986 | 0.5986 | 0.5986
BAU | S4D2 | 50 | PWRHYDBTNXX | Hydro – Run-of-River, Bhutan, region XX (investable) | 13 | CapacityFactor | fraction | User defined | 0 | 0.6427 | 0.6427 | 0.6427 | 0.6427 | 0.6427 | 0.6427 | 0.6427 | 0.6427 | 0.6427 | 0.6427 | 0.6427 | 0.6427 | 0.6427 | 0.6427 | 0.6427 | 0.6427 | 0.6427 | 0.6427 | 0.6427 | 0.6427 | 0.6427 | 0.6427 | 0.6427 | 0.6427 | 0.6427 | 0.6427 | 0.6427 | 0.6427
BAU | S4D3 | 50 | PWRHYDBTNXX | Hydro – Run-of-River, Bhutan, region XX (investable) | 13 | CapacityFactor | fraction | User defined | 0 | 0.649 | 0.649 | 0.649 | 0.649 | 0.649 | 0.649 | 0.649 | 0.649 | 0.649 | 0.649 | 0.649 | 0.649 | 0.649 | 0.649 | 0.649 | 0.649 | 0.649 | 0.649 | 0.649 | 0.649 | 0.649 | 0.649 | 0.649 | 0.649 | 0.649 | 0.649 | 0.649 | 0.649
BAU | S1D1 | 51 | PWRHYDINDNO | Hydro – Run-of-River, India – North, region XX (investable) | 13 | CapacityFactor | fraction | User defined | 0 | 0.18 | 0.18 | 0.18 | 0.18 | 0.18 | 0.18 | 0.18 | 0.18 | 0.18 | 0.18 | 0.18 | 0.18 | 0.18 | 0.18 | 0.18 | 0.18 | 0.18 | 0.18 | 0.18 | 0.18 | 0.18 | 0.18 | 0.18 | 0.18 | 0.18 | 0.18 | 0.18 | 0.18
BAU | S1D2 | 51 | PWRHYDINDNO | Hydro – Run-of-River, India – North, region XX (investable) | 13 | CapacityFactor | fraction | User defined | 0 | 0.18 | 0.18 | 0.18 | 0.18 | 0.18 | 0.18 | 0.18 | 0.18 | 0.18 | 0.18 | 0.18 | 0.18 | 0.18 | 0.18 | 0.18 | 0.18 | 0.18 | 0.18 | 0.18 | 0.18 | 0.18 | 0.18 | 0.18 | 0.18 | 0.18 | 0.18 | 0.18 | 0.18
BAU | S1D3 | 51 | PWRHYDINDNO | Hydro – Run-of-River, India – North, region XX (investable) | 13 | CapacityFactor | fraction | User defined | 0 | 0.18 | 0.18 | 0.18 | 0.18 | 0.18 | 0.18 | 0.18 | 0.18 | 0.18 | 0.18 | 0.18 | 0.18 | 0.18 | 0.18 | 0.18 | 0.18 | 0.18 | 0.18 | 0.18 | 0.18 | 0.18 | 0.18 | 0.18 | 0.18 | 0.18 | 0.18 | 0.18 | 0.18
BAU | S2D1 | 51 | PWRHYDINDNO | Hydro – Run-of-River, India – North, region XX (investable) | 13 | CapacityFactor | fraction | User defined | 0 | 0.38 | 0.38 | 0.38 | 0.38 | 0.38 | 0.38 | 0.38 | 0.38 | 0.38 | 0.38 | 0.38 | 0.38 | 0.38 | 0.38 | 0.38 | 0.38 | 0.38 | 0.38 | 0.38 | 0.38 | 0.38 | 0.38 | 0.38 | 0.38 | 0.38 | 0.38 | 0.38 | 0.38
BAU | S2D2 | 51 | PWRHYDINDNO | Hydro – Run-of-River, India – North, region XX (investable) | 13 | CapacityFactor | fraction | User defined | 0 | 0.38 | 0.38 | 0.38 | 0.38 | 0.38 | 0.38 | 0.38 | 0.38 | 0.38 | 0.38 | 0.38 | 0.38 | 0.38 | 0.38 | 0.38 | 0.38 | 0.38 | 0.38 | 0.38 | 0.38 | 0.38 | 0.38 | 0.38 | 0.38 | 0.38 | 0.38 | 0.38 | 0.38
BAU | S2D3 | 51 | PWRHYDINDNO | Hydro – Run-of-River, India – North, region XX (investable) | 13 | CapacityFactor | fraction | User defined | 0 | 0.38 | 0.38 | 0.38 | 0.38 | 0.38 | 0.38 | 0.38 | 0.38 | 0.38 | 0.38 | 0.38 | 0.38 | 0.38 | 0.38 | 0.38 | 0.38 | 0.38 | 0.38 | 0.38 | 0.38 | 0.38 | 0.38 | 0.38 | 0.38 | 0.38 | 0.38 | 0.38 | 0.38
BAU | S3D1 | 51 | PWRHYDINDNO | Hydro – Run-of-River, India – North, region XX (investable) | 13 | CapacityFactor | fraction | User defined | 0 | 0.8 | 0.8 | 0.8 | 0.8 | 0.8 | 0.8 | 0.8 | 0.8 | 0.8 | 0.8 | 0.8 | 0.8 | 0.8 | 0.8 | 0.8 | 0.8 | 0.8 | 0.8 | 0.8 | 0.8 | 0.8 | 0.8 | 0.8 | 0.8 | 0.8 | 0.8 | 0.8 | 0.8
BAU | S3D2 | 51 | PWRHYDINDNO | Hydro – Run-of-River, India – North, region XX (investable) | 13 | CapacityFactor | fraction | User defined | 0 | 0.8 | 0.8 | 0.8 | 0.8 | 0.8 | 0.8 | 0.8 | 0.8 | 0.8 | 0.8 | 0.8 | 0.8 | 0.8 | 0.8 | 0.8 | 0.8 | 0.8 | 0.8 | 0.8 | 0.8 | 0.8 | 0.8 | 0.8 | 0.8 | 0.8 | 0.8 | 0.8 | 0.8
BAU | S3D3 | 51 | PWRHYDINDNO | Hydro – Run-of-River, India – North, region XX (investable) | 13 | CapacityFactor | fraction | User defined | 0 | 0.8 | 0.8 | 0.8 | 0.8 | 0.8 | 0.8 | 0.8 | 0.8 | 0.8 | 0.8 | 0.8 | 0.8 | 0.8 | 0.8 | 0.8 | 0.8 | 0.8 | 0.8 | 0.8 | 0.8 | 0.8 | 0.8 | 0.8 | 0.8 | 0.8 | 0.8 | 0.8 | 0.8
BAU | S4D1 | 51 | PWRHYDINDNO | Hydro – Run-of-River, India – North, region XX (investable) | 13 | CapacityFactor | fraction | User defined | 0 | 0.6 | 0.6 | 0.6 | 0.6 | 0.6 | 0.6 | 0.6 | 0.6 | 0.6 | 0.6 | 0.6 | 0.6 | 0.6 | 0.6 | 0.6 | 0.6 | 0.6 | 0.6 | 0.6 | 0.6 | 0.6 | 0.6 | 0.6 | 0.6 | 0.6 | 0.6 | 0.6 | 0.6
BAU | S4D2 | 51 | PWRHYDINDNO | Hydro – Run-of-River, India – North, region XX (investable) | 13 | CapacityFactor | fraction | User defined | 0 | 0.6 | 0.6 | 0.6 | 0.6 | 0.6 | 0.6 | 0.6 | 0.6 | 0.6 | 0.6 | 0.6 | 0.6 | 0.6 | 0.6 | 0.6 | 0.6 | 0.6 | 0.6 | 0.6 | 0.6 | 0.6 | 0.6 | 0.6 | 0.6 | 0.6 | 0.6 | 0.6 | 0.6
BAU | S4D3 | 51 | PWRHYDINDNO | Hydro – Run-of-River, India – North, region XX (investable) | 13 | CapacityFactor | fraction | User defined | 0 | 0.6 | 0.6 | 0.6 | 0.6 | 0.6 | 0.6 | 0.6 | 0.6 | 0.6 | 0.6 | 0.6 | 0.6 | 0.6 | 0.6 | 0.6 | 0.6 | 0.6 | 0.6 | 0.6 | 0.6 | 0.6 | 0.6 | 0.6 | 0.6 | 0.6 | 0.6 | 0.6 | 0.6
BAU | S1D1 | 52 | PWRHYDINDNE | Hydro – Run-of-River, India – Northeast, region XX (investable) | 13 | CapacityFactor | fraction | User defined | 0 | 0.2 | 0.2 | 0.2 | 0.2 | 0.2 | 0.2 | 0.2 | 0.2 | 0.2 | 0.2 | 0.2 | 0.2 | 0.2 | 0.2 | 0.2 | 0.2 | 0.2 | 0.2 | 0.2 | 0.2 | 0.2 | 0.2 | 0.2 | 0.2 | 0.2 | 0.2 | 0.2 | 0.2
BAU | S1D2 | 52 | PWRHYDINDNE | Hydro – Run-of-River, India – Northeast, region XX (investable) | 13 | CapacityFactor | fraction | User defined | 0 | 0.2 | 0.2 | 0.2 | 0.2 | 0.2 | 0.2 | 0.2 | 0.2 | 0.2 | 0.2 | 0.2 | 0.2 | 0.2 | 0.2 | 0.2 | 0.2 | 0.2 | 0.2 | 0.2 | 0.2 | 0.2 | 0.2 | 0.2 | 0.2 | 0.2 | 0.2 | 0.2 | 0.2
BAU | S1D3 | 52 | PWRHYDINDNE | Hydro – Run-of-River, India – Northeast, region XX (investable) | 13 | CapacityFactor | fraction | User defined | 0 | 0.2 | 0.2 | 0.2 | 0.2 | 0.2 | 0.2 | 0.2 | 0.2 | 0.2 | 0.2 | 0.2 | 0.2 | 0.2 | 0.2 | 0.2 | 0.2 | 0.2 | 0.2 | 0.2 | 0.2 | 0.2 | 0.2 | 0.2 | 0.2 | 0.2 | 0.2 | 0.2 | 0.2
BAU | S2D1 | 52 | PWRHYDINDNE | Hydro – Run-of-River, India – Northeast, region XX (investable) | 13 | CapacityFactor | fraction | User defined | 0 | 0.4 | 0.4 | 0.4 | 0.4 | 0.4 | 0.4 | 0.4 | 0.4 | 0.4 | 0.4 | 0.4 | 0.4 | 0.4 | 0.4 | 0.4 | 0.4 | 0.4 | 0.4 | 0.4 | 0.4 | 0.4 | 0.4 | 0.4 | 0.4 | 0.4 | 0.4 | 0.4 | 0.4
BAU | S2D2 | 52 | PWRHYDINDNE | Hydro – Run-of-River, India – Northeast, region XX (investable) | 13 | CapacityFactor | fraction | User defined | 0 | 0.4 | 0.4 | 0.4 | 0.4 | 0.4 | 0.4 | 0.4 | 0.4 | 0.4 | 0.4 | 0.4 | 0.4 | 0.4 | 0.4 | 0.4 | 0.4 | 0.4 | 0.4 | 0.4 | 0.4 | 0.4 | 0.4 | 0.4 | 0.4 | 0.4 | 0.4 | 0.4 | 0.4
BAU | S2D3 | 52 | PWRHYDINDNE | Hydro – Run-of-River, India – Northeast, region XX (investable) | 13 | CapacityFactor | fraction | User defined | 0 | 0.4 | 0.4 | 0.4 | 0.4 | 0.4 | 0.4 | 0.4 | 0.4 | 0.4 | 0.4 | 0.4 | 0.4 | 0.4 | 0.4 | 0.4 | 0.4 | 0.4 | 0.4 | 0.4 | 0.4 | 0.4 | 0.4 | 0.4 | 0.4 | 0.4 | 0.4 | 0.4 | 0.4
BAU | S3D1 | 52 | PWRHYDINDNE | Hydro – Run-of-River, India – Northeast, region XX (investable) | 13 | CapacityFactor | fraction | User defined | 0 | 0.82 | 0.82 | 0.82 | 0.82 | 0.82 | 0.82 | 0.82 | 0.82 | 0.82 | 0.82 | 0.82 | 0.82 | 0.82 | 0.82 | 0.82 | 0.82 | 0.82 | 0.82 | 0.82 | 0.82 | 0.82 | 0.82 | 0.82 | 0.82 | 0.82 | 0.82 | 0.82 | 0.82
BAU | S3D2 | 52 | PWRHYDINDNE | Hydro – Run-of-River, India – Northeast, region XX (investable) | 13 | CapacityFactor | fraction | User defined | 0 | 0.82 | 0.82 | 0.82 | 0.82 | 0.82 | 0.82 | 0.82 | 0.82 | 0.82 | 0.82 | 0.82 | 0.82 | 0.82 | 0.82 | 0.82 | 0.82 | 0.82 | 0.82 | 0.82 | 0.82 | 0.82 | 0.82 | 0.82 | 0.82 | 0.82 | 0.82 | 0.82 | 0.82
BAU | S3D3 | 52 | PWRHYDINDNE | Hydro – Run-of-River, India – Northeast, region XX (investable) | 13 | CapacityFactor | fraction | User defined | 0 | 0.82 | 0.82 | 0.82 | 0.82 | 0.82 | 0.82 | 0.82 | 0.82 | 0.82 | 0.82 | 0.82 | 0.82 | 0.82 | 0.82 | 0.82 | 0.82 | 0.82 | 0.82 | 0.82 | 0.82 | 0.82 | 0.82 | 0.82 | 0.82 | 0.82 | 0.82 | 0.82 | 0.82
BAU | S4D1 | 52 | PWRHYDINDNE | Hydro – Run-of-River, India – Northeast, region XX (investable) | 13 | CapacityFactor | fraction | User defined | 0 | 0.62 | 0.62 | 0.62 | 0.62 | 0.62 | 0.62 | 0.62 | 0.62 | 0.62 | 0.62 | 0.62 | 0.62 | 0.62 | 0.62 | 0.62 | 0.62 | 0.62 | 0.62 | 0.62 | 0.62 | 0.62 | 0.62 | 0.62 | 0.62 | 0.62 | 0.62 | 0.62 | 0.62
BAU | S4D2 | 52 | PWRHYDINDNE | Hydro – Run-of-River, India – Northeast, region XX (investable) | 13 | CapacityFactor | fraction | User defined | 0 | 0.62 | 0.62 | 0.62 | 0.62 | 0.62 | 0.62 | 0.62 | 0.62 | 0.62 | 0.62 | 0.62 | 0.62 | 0.62 | 0.62 | 0.62 | 0.62 | 0.62 | 0.62 | 0.62 | 0.62 | 0.62 | 0.62 | 0.62 | 0.62 | 0.62 | 0.62 | 0.62 | 0.62
BAU | S4D3 | 52 | PWRHYDINDNE | Hydro – Run-of-River, India – Northeast, region XX (investable) | 13 | CapacityFactor | fraction | User defined | 0 | 0.62 | 0.62 | 0.62 | 0.62 | 0.62 | 0.62 | 0.62 | 0.62 | 0.62 | 0.62 | 0.62 | 0.62 | 0.62 | 0.62 | 0.62 | 0.62 | 0.62 | 0.62 | 0.62 | 0.62 | 0.62 | 0.62 | 0.62 | 0.62 | 0.62 | 0.62 | 0.62 | 0.62
BAU | S1D1 | 53 | PWRHYDINDSO | Hydro – Pumped Storage, India – South, region XX (investable) | 13 | CapacityFactor | fraction | User defined | 0 | bar: 2023 to 2050
BAU | S1D2 | 53 | PWRHYDINDSO | Hydro – Pumped Storage, India – South, region XX (investable) | 13 | CapacityFactor | fraction | User defined | 0 | bar: 2023 to 2050
BAU | S1D3 | 53 | PWRHYDINDSO | Hydro – Pumped Storage, India – South, region XX (investable) | 13 | CapacityFactor | fraction | User defined | 0 | bar: 2023 to 2050
BAU | S2D1 | 53 | PWRHYDINDSO | Hydro – Pumped Storage, India – South, region XX (investable) | 13 | CapacityFactor | fraction | User defined | 0 | bar: 2023 to 2050
BAU | S2D2 | 53 | PWRHYDINDSO | Hydro – Pumped Storage, India – South, region XX (investable) | 13 | CapacityFactor | fraction | User defined | 0 | bar: 2023 to 2050
BAU | S2D3 | 53 | PWRHYDINDSO | Hydro – Pumped Storage, India – South, region XX (investable) | 13 | CapacityFactor | fraction | User defined | 0 | bar: 2023 to 2050
BAU | S3D1 | 53 | PWRHYDINDSO | Hydro – Pumped Storage, India – South, region XX (investable) | 13 | CapacityFactor | fraction | User defined | 0 | bar: 2023 to 2050
BAU | S3D2 | 53 | PWRHYDINDSO | Hydro – Pumped Storage, India – South, region XX (investable) | 13 | CapacityFactor | fraction | User defined | 0 | bar: 2023 to 2050
BAU | S3D3 | 53 | PWRHYDINDSO | Hydro – Pumped Storage, India – South, region XX (investable) | 13 | CapacityFactor | fraction | User defined | 0 | bar: 2023 to 2050
BAU | S4D1 | 53 | PWRHYDINDSO | Hydro – Pumped Storage, India – South, region XX (investable) | 13 | CapacityFactor | fraction | User defined | 0 | bar: 2023 to 2050
BAU | S4D2 | 53 | PWRHYDINDSO | Hydro – Pumped Storage, India – South, region XX (investable) | 13 | CapacityFactor | fraction | User defined | 0 | bar: 2023 to 2050
BAU | S4D3 | 53 | PWRHYDINDSO | Hydro – Pumped Storage, India – South, region XX (investable) | 13 | CapacityFactor | fraction | User defined | 0 | bar: 2023 to 2050
BAU | S1D1 | 54 | PWRHYDINDWE | Hydro – Pumped Storage, India – West, region XX (investable) | 13 | CapacityFactor | fraction | User defined | 0 | bar: 2023 to 2050
BAU | S1D2 | 54 | PWRHYDINDWE | Hydro – Pumped Storage, India – West, region XX (investable) | 13 | CapacityFactor | fraction | User defined | 0 | bar: 2023 to 2050
BAU | S1D3 | 54 | PWRHYDINDWE | Hydro – Pumped Storage, India – West, region XX (investable) | 13 | CapacityFactor | fraction | User defined | 0 | bar: 2023 to 2050
BAU | S2D1 | 54 | PWRHYDINDWE | Hydro – Pumped Storage, India – West, region XX (investable) | 13 | CapacityFactor | fraction | User defined | 0 | bar: 2023 to 2050
BAU | S2D2 | 54 | PWRHYDINDWE | Hydro – Pumped Storage, India – West, region XX (investable) | 13 | CapacityFactor | fraction | User defined | 0 | bar: 2023 to 2050
BAU | S2D3 | 54 | PWRHYDINDWE | Hydro – Pumped Storage, India – West, region XX (investable) | 13 | CapacityFactor | fraction | User defined | 0 | bar: 2023 to 2050
BAU | S3D1 | 54 | PWRHYDINDWE | Hydro – Pumped Storage, India – West, region XX (investable) | 13 | CapacityFactor | fraction | User defined | 0 | bar: 2023 to 2050
BAU | S3D2 | 54 | PWRHYDINDWE | Hydro – Pumped Storage, India – West, region XX (investable) | 13 | CapacityFactor | fraction | User defined | 0 | bar: 2023 to 2050
BAU | S3D3 | 54 | PWRHYDINDWE | Hydro – Pumped Storage, India – West, region XX (investable) | 13 | CapacityFactor | fraction | User defined | 0 | bar: 2023 to 2050
BAU | S4D1 | 54 | PWRHYDINDWE | Hydro – Pumped Storage, India – West, region XX (investable) | 13 | CapacityFactor | fraction | User defined | 0 | bar: 2023 to 2050
BAU | S4D2 | 54 | PWRHYDINDWE | Hydro – Pumped Storage, India – West, region XX (investable) | 13 | CapacityFactor | fraction | User defined | 0 | bar: 2023 to 2050
BAU | S4D3 | 54 | PWRHYDINDWE | Hydro – Pumped Storage, India – West, region XX (investable) | 13 | CapacityFactor | fraction | User defined | 0 | bar: 2023 to 2050
BAU | S1D1 | 55 | PWRHYDINDNO | Hydro – Pumped Storage, India – North, region XX (investable) | 13 | CapacityFactor | fraction | User defined | 0 | bar: 2023 to 2050
BAU | S1D2 | 55 | PWRHYDINDNO | Hydro – Pumped Storage, India – North, region XX (investable) | 13 | CapacityFactor | fraction | User defined | 0 | bar: 2023 to 2050
BAU | S1D3 | 55 | PWRHYDINDNO | Hydro – Pumped Storage, India – North, region XX (investable) | 13 | CapacityFactor | fraction | User defined | 0 | bar: 2023 to 2050
BAU | S2D1 | 55 | PWRHYDINDNO | Hydro – Pumped Storage, India – North, region XX (investable) | 13 | CapacityFactor | fraction | User defined | 0 | bar: 2023 to 2050
BAU | S2D2 | 55 | PWRHYDINDNO | Hydro – Pumped Storage, India – North, region XX (investable) | 13 | CapacityFactor | fraction | User defined | 0 | bar: 2023 to 2050
BAU | S2D3 | 55 | PWRHYDINDNO | Hydro – Pumped Storage, India – North, region XX (investable) | 13 | CapacityFactor | fraction | User defined | 0 | bar: 2023 to 2050
BAU | S3D1 | 55 | PWRHYDINDNO | Hydro – Pumped Storage, India – North, region XX (investable) | 13 | CapacityFactor | fraction | User defined | 0 | bar: 2023 to 2050
BAU | S3D2 | 55 | PWRHYDINDNO | Hydro – Pumped Storage, India – North, region XX (investable) | 13 | CapacityFactor | fraction | User defined | 0 | bar: 2023 to 2050
BAU | S3D3 | 55 | PWRHYDINDNO | Hydro – Pumped Storage, India – North, region XX (investable) | 13 | CapacityFactor | fraction | User defined | 0 | bar: 2023 to 2050
BAU | S4D1 | 55 | PWRHYDINDNO | Hydro – Pumped Storage, India – North, region XX (investable) | 13 | CapacityFactor | fraction | User defined | 0 | bar: 2023 to 2050
BAU | S4D2 | 55 | PWRHYDINDNO | Hydro – Pumped Storage, India – North, region XX (investable) | 13 | CapacityFactor | fraction | User defined | 0 | bar: 2023 to 2050
BAU | S4D3 | 55 | PWRHYDINDNO | Hydro – Pumped Storage, India – North, region XX (investable) | 13 | CapacityFactor | fraction | User defined | 0 | bar: 2023 to 2050
BAU | S1D1 | 56 | PWRHYDNPLXX | Hydro – Pumped Storage, Nepal, region XX (investable) | 13 | CapacityFactor | fraction | User defined | 0 | 0.2 | 0.2 | 0.2 | 0.2 | 0.2 | 0.2 | 0.2 | 0.2 | 0.2 | 0.2 | 0.2 | 0.2 | 0.2 | 0.2 | 0.2 | 0.2 | 0.2 | 0.2 | 0.2 | 0.2 | 0.2 | 0.2 | 0.2 | 0.2 | 0.2 | 0.2 | 0.2 | 0.2
BAU | S1D2 | 56 | PWRHYDNPLXX | Hydro – Pumped Storage, Nepal, region XX (investable) | 13 | CapacityFactor | fraction | User defined | 0 | 0.35 | 0.35 | 0.35 | 0.35 | 0.35 | 0.35 | 0.35 | 0.35 | 0.35 | 0.35 | 0.35 | 0.35 | 0.35 | 0.35 | 0.35 | 0.35 | 0.35 | 0.35 | 0.35 | 0.35 | 0.35 | 0.35 | 0.35 | 0.35 | 0.35 | 0.35 | 0.35 | 0.35
BAU | S1D3 | 56 | PWRHYDNPLXX | Hydro – Pumped Storage, Nepal, region XX (investable) | 13 | CapacityFactor | fraction | User defined | 0 | 0.55 | 0.55 | 0.55 | 0.55 | 0.55 | 0.55 | 0.55 | 0.55 | 0.55 | 0.55 | 0.55 | 0.55 | 0.55 | 0.55 | 0.55 | 0.55 | 0.55 | 0.55 | 0.55 | 0.55 | 0.55 | 0.55 | 0.55 | 0.55 | 0.55 | 0.55 | 0.55 | 0.55
BAU | S2D1 | 56 | PWRHYDNPLXX | Hydro – Pumped Storage, Nepal, region XX (investable) | 13 | CapacityFactor | fraction | User defined | 0 | 0.25 | 0.25 | 0.25 | 0.25 | 0.25 | 0.25 | 0.25 | 0.25 | 0.25 | 0.25 | 0.25 | 0.25 | 0.25 | 0.25 | 0.25 | 0.25 | 0.25 | 0.25 | 0.25 | 0.25 | 0.25 | 0.25 | 0.25 | 0.25 | 0.25 | 0.25 | 0.25 | 0.25
BAU | S2D2 | 56 | PWRHYDNPLXX | Hydro – Pumped Storage, Nepal, region XX (investable) | 13 | CapacityFactor | fraction | User defined | 0 | 0.4 | 0.4 | 0.4 | 0.4 | 0.4 | 0.4 | 0.4 | 0.4 | 0.4 | 0.4 | 0.4 | 0.4 | 0.4 | 0.4 | 0.4 | 0.4 | 0.4 | 0.4 | 0.4 | 0.4 | 0.4 | 0.4 | 0.4 | 0.4 | 0.4 | 0.4 | 0.4 | 0.4
BAU | S2D3 | 56 | PWRHYDNPLXX | Hydro – Pumped Storage, Nepal, region XX (investable) | 13 | CapacityFactor | fraction | User defined | 0 | 0.6 | 0.6 | 0.6 | 0.6 | 0.6 | 0.6 | 0.6 | 0.6 | 0.6 | 0.6 | 0.6 | 0.6 | 0.6 | 0.6 | 0.6 | 0.6 | 0.6 | 0.6 | 0.6 | 0.6 | 0.6 | 0.6 | 0.6 | 0.6 | 0.6 | 0.6 | 0.6 | 0.6
BAU | S3D1 | 56 | PWRHYDNPLXX | Hydro – Pumped Storage, Nepal, region XX (investable) | 13 | CapacityFactor | fraction | User defined | 0 | 0.55 | 0.55 | 0.55 | 0.55 | 0.55 | 0.55 | 0.55 | 0.55 | 0.55 | 0.55 | 0.55 | 0.55 | 0.55 | 0.55 | 0.55 | 0.55 | 0.55 | 0.55 | 0.55 | 0.55 | 0.55 | 0.55 | 0.55 | 0.55 | 0.55 | 0.55 | 0.55 | 0.55
BAU | S3D2 | 56 | PWRHYDNPLXX | Hydro – Pumped Storage, Nepal, region XX (investable) | 13 | CapacityFactor | fraction | User defined | 0 | 0.7 | 0.7 | 0.7 | 0.7 | 0.7 | 0.7 | 0.7 | 0.7 | 0.7 | 0.7 | 0.7 | 0.7 | 0.7 | 0.7 | 0.7 | 0.7 | 0.7 | 0.7 | 0.7 | 0.7 | 0.7 | 0.7 | 0.7 | 0.7 | 0.7 | 0.7 | 0.7 | 0.7
BAU | S3D3 | 56 | PWRHYDNPLXX | Hydro – Pumped Storage, Nepal, region XX (investable) | 13 | CapacityFactor | fraction | User defined | 0 | 0.85 | 0.85 | 0.85 | 0.85 | 0.85 | 0.85 | 0.85 | 0.85 | 0.85 | 0.85 | 0.85 | 0.85 | 0.85 | 0.85 | 0.85 | 0.85 | 0.85 | 0.85 | 0.85 | 0.85 | 0.85 | 0.85 | 0.85 | 0.85 | 0.85 | 0.85 | 0.85 | 0.85
BAU | S4D1 | 56 | PWRHYDNPLXX | Hydro – Pumped Storage, Nepal, region XX (investable) | 13 | CapacityFactor | fraction | User defined | 0 | 0.4 | 0.4 | 0.4 | 0.4 | 0.4 | 0.4 | 0.4 | 0.4 | 0.4 | 0.4 | 0.4 | 0.4 | 0.4 | 0.4 | 0.4 | 0.4 | 0.4 | 0.4 | 0.4 | 0.4 | 0.4 | 0.4 | 0.4 | 0.4 | 0.4 | 0.4 | 0.4 | 0.4
BAU | S4D2 | 56 | PWRHYDNPLXX | Hydro – Pumped Storage, Nepal, region XX (investable) | 13 | CapacityFactor | fraction | User defined | 0 | 0.55 | 0.55 | 0.55 | 0.55 | 0.55 | 0.55 | 0.55 | 0.55 | 0.55 | 0.55 | 0.55 | 0.55 | 0.55 | 0.55 | 0.55 | 0.55 | 0.55 | 0.55 | 0.55 | 0.55 | 0.55 | 0.55 | 0.55 | 0.55 | 0.55 | 0.55 | 0.55 | 0.55
BAU | S4D3 | 56 | PWRHYDNPLXX | Hydro – Pumped Storage, Nepal, region XX (investable) | 13 | CapacityFactor | fraction | User defined | 0 | 0.7 | 0.7 | 0.7 | 0.7 | 0.7 | 0.7 | 0.7 | 0.7 | 0.7 | 0.7 | 0.7 | 0.7 | 0.7 | 0.7 | 0.7 | 0.7 | 0.7 | 0.7 | 0.7 | 0.7 | 0.7 | 0.7 | 0.7 | 0.7 | 0.7 | 0.7 | 0.7 | 0.7
BAU | S1D1 | 57 | PWRHYDLKAXX | Hydro – Pumped Storage, Sri Lanka, region XX (investable) | 13 | CapacityFactor | fraction | User defined | 0 | 0.3235 | 0.3235 | 0.3235 | 0.3235 | 0.3235 | 0.3235 | 0.3235 | 0.3235 | 0.3235 | 0.3235 | 0.3235 | 0.3235 | 0.3235 | 0.3235 | 0.3235 | 0.3235 | 0.3235 | 0.3235 | 0.3235 | 0.3235 | 0.3235 | 0.3235 | 0.3235 | 0.3235 | 0.3235 | 0.3235 | 0.3235 | 0.3235
BAU | S1D2 | 57 | PWRHYDLKAXX | Hydro – Pumped Storage, Sri Lanka, region XX (investable) | 13 | CapacityFactor | fraction | User defined | 0 | 0.315 | 0.315 | 0.315 | 0.315 | 0.315 | 0.315 | 0.315 | 0.315 | 0.315 | 0.315 | 0.315 | 0.315 | 0.315 | 0.315 | 0.315 | 0.315 | 0.315 | 0.315 | 0.315 | 0.315 | 0.315 | 0.315 | 0.315 | 0.315 | 0.315 | 0.315 | 0.315 | 0.315
BAU | S1D3 | 57 | PWRHYDLKAXX | Hydro – Pumped Storage, Sri Lanka, region XX (investable) | 13 | CapacityFactor | fraction | User defined | 0 | 0.3131 | 0.3131 | 0.3131 | 0.3131 | 0.3131 | 0.3131 | 0.3131 | 0.3131 | 0.3131 | 0.3131 | 0.3131 | 0.3131 | 0.3131 | 0.3131 | 0.3131 | 0.3131 | 0.3131 | 0.3131 | 0.3131 | 0.3131 | 0.3131 | 0.3131 | 0.3131 | 0.3131 | 0.3131 | 0.3131 | 0.3131 | 0.3131
BAU | S2D1 | 57 | PWRHYDLKAXX | Hydro – Pumped Storage, Sri Lanka, region XX (investable) | 13 | CapacityFactor | fraction | User defined | 0 | 0.188 | 0.188 | 0.188 | 0.188 | 0.188 | 0.188 | 0.188 | 0.188 | 0.188 | 0.188 | 0.188 | 0.188 | 0.188 | 0.188 | 0.188 | 0.188 | 0.188 | 0.188 | 0.188 | 0.188 | 0.188 | 0.188 | 0.188 | 0.188 | 0.188 | 0.188 | 0.188 | 0.188
BAU | S2D2 | 57 | PWRHYDLKAXX | Hydro – Pumped Storage, Sri Lanka, region XX (investable) | 13 | CapacityFactor | fraction | User defined | 0 | 0.1833 | 0.1833 | 0.1833 | 0.1833 | 0.1833 | 0.1833 | 0.1833 | 0.1833 | 0.1833 | 0.1833 | 0.1833 | 0.1833 | 0.1833 | 0.1833 | 0.1833 | 0.1833 | 0.1833 | 0.1833 | 0.1833 | 0.1833 | 0.1833 | 0.1833 | 0.1833 | 0.1833 | 0.1833 | 0.1833 | 0.1833 | 0.1833
BAU | S2D3 | 57 | PWRHYDLKAXX | Hydro – Pumped Storage, Sri Lanka, region XX (investable) | 13 | CapacityFactor | fraction | User defined | 0 | 0.1877 | 0.1877 | 0.1877 | 0.1877 | 0.1877 | 0.1877 | 0.1877 | 0.1877 | 0.1877 | 0.1877 | 0.1877 | 0.1877 | 0.1877 | 0.1877 | 0.1877 | 0.1877 | 0.1877 | 0.1877 | 0.1877 | 0.1877 | 0.1877 | 0.1877 | 0.1877 | 0.1877 | 0.1877 | 0.1877 | 0.1877 | 0.1877
BAU | S3D1 | 57 | PWRHYDLKAXX | Hydro – Pumped Storage, Sri Lanka, region XX (investable) | 13 | CapacityFactor | fraction | User defined | 0 | 0.3503 | 0.3503 | 0.3503 | 0.3503 | 0.3503 | 0.3503 | 0.3503 | 0.3503 | 0.3503 | 0.3503 | 0.3503 | 0.3503 | 0.3503 | 0.3503 | 0.3503 | 0.3503 | 0.3503 | 0.3503 | 0.3503 | 0.3503 | 0.3503 | 0.3503 | 0.3503 | 0.3503 | 0.3503 | 0.3503 | 0.3503 | 0.3503
BAU | S3D2 | 57 | PWRHYDLKAXX | Hydro – Pumped Storage, Sri Lanka, region XX (investable) | 13 | CapacityFactor | fraction | User defined | 0 | 0.3457 | 0.3457 | 0.3457 | 0.3457 | 0.3457 | 0.3457 | 0.3457 | 0.3457 | 0.3457 | 0.3457 | 0.3457 | 0.3457 | 0.3457 | 0.3457 | 0.3457 | 0.3457 | 0.3457 | 0.3457 | 0.3457 | 0.3457 | 0.3457 | 0.3457 | 0.3457 | 0.3457 | 0.3457 | 0.3457 | 0.3457 | 0.3457
BAU | S3D3 | 57 | PWRHYDLKAXX | Hydro – Pumped Storage, Sri Lanka, region XX (investable) | 13 | CapacityFactor | fraction | User defined | 0 | 0.3542 | 0.3542 | 0.3542 | 0.3542 | 0.3542 | 0.3542 | 0.3542 | 0.3542 | 0.3542 | 0.3542 | 0.3542 | 0.3542 | 0.3542 | 0.3542 | 0.3542 | 0.3542 | 0.3542 | 0.3542 | 0.3542 | 0.3542 | 0.3542 | 0.3542 | 0.3542 | 0.3542 | 0.3542 | 0.3542 | 0.3542 | 0.3542
BAU | S4D1 | 57 | PWRHYDLKAXX | Hydro – Pumped Storage, Sri Lanka, region XX (investable) | 13 | CapacityFactor | fraction | User defined | 0 | 0.2778 | 0.2778 | 0.2778 | 0.2778 | 0.2778 | 0.2778 | 0.2778 | 0.2778 | 0.2778 | 0.2778 | 0.2778 | 0.2778 | 0.2778 | 0.2778 | 0.2778 | 0.2778 | 0.2778 | 0.2778 | 0.2778 | 0.2778 | 0.2778 | 0.2778 | 0.2778 | 0.2778 | 0.2778 | 0.2778 | 0.2778 | 0.2778
BAU | S4D2 | 57 | PWRHYDLKAXX | Hydro – Pumped Storage, Sri Lanka, region XX (investable) | 13 | CapacityFactor | fraction | User defined | 0 | 0.2854 | 0.2854 | 0.2854 | 0.2854 | 0.2854 | 0.2854 | 0.2854 | 0.2854 | 0.2854 | 0.2854 | 0.2854 | 0.2854 | 0.2854 | 0.2854 | 0.2854 | 0.2854 | 0.2854 | 0.2854 | 0.2854 | 0.2854 | 0.2854 | 0.2854 | 0.2854 | 0.2854 | 0.2854 | 0.2854 | 0.2854 | 0.2854
BAU | S4D3 | 57 | PWRHYDLKAXX | Hydro – Pumped Storage, Sri Lanka, region XX (investable) | 13 | CapacityFactor | fraction | User defined | 0 | 0.3029 | 0.3029 | 0.3029 | 0.3029 | 0.3029 | 0.3029 | 0.3029 | 0.3029 | 0.3029 | 0.3029 | 0.3029 | 0.3029 | 0.3029 | 0.3029 | 0.3029 | 0.3029 | 0.3029 | 0.3029 | 0.3029 | 0.3029 | 0.3029 | 0.3029 | 0.3029 | 0.3029 | 0.3029 | 0.3029 | 0.3029 | 0.3029
BAU | S1D1 | 58 | PWRSDSBGDXX | Short-duration storage (Li-ion 4h), Bangladesh, region XX (investable) | 13 | CapacityFactor | fraction | User defined | 0 | bar: 2023 to 2050
BAU | S1D2 | 58 | PWRSDSBGDXX | Short-duration storage (Li-ion 4h), Bangladesh, region XX (investable) | 13 | CapacityFactor | fraction | User defined | 0 | bar: 2023 to 2050
BAU | S1D3 | 58 | PWRSDSBGDXX | Short-duration storage (Li-ion 4h), Bangladesh, region XX (investable) | 13 | CapacityFactor | fraction | User defined | 0 | bar: 2023 to 2050
BAU | S2D1 | 58 | PWRSDSBGDXX | Short-duration storage (Li-ion 4h), Bangladesh, region XX (investable) | 13 | CapacityFactor | fraction | User defined | 0 | bar: 2023 to 2050
BAU | S2D2 | 58 | PWRSDSBGDXX | Short-duration storage (Li-ion 4h), Bangladesh, region XX (investable) | 13 | CapacityFactor | fraction | User defined | 0 | bar: 2023 to 2050
BAU | S2D3 | 58 | PWRSDSBGDXX | Short-duration storage (Li-ion 4h), Bangladesh, region XX (investable) | 13 | CapacityFactor | fraction | User defined | 0 | bar: 2023 to 2050
BAU | S3D1 | 58 | PWRSDSBGDXX | Short-duration storage (Li-ion 4h), Bangladesh, region XX (investable) | 13 | CapacityFactor | fraction | User defined | 0 | bar: 2023 to 2050
BAU | S3D2 | 58 | PWRSDSBGDXX | Short-duration storage (Li-ion 4h), Bangladesh, region XX (investable) | 13 | CapacityFactor | fraction | User defined | 0 | bar: 2023 to 2050
BAU | S3D3 | 58 | PWRSDSBGDXX | Short-duration storage (Li-ion 4h), Bangladesh, region XX (investable) | 13 | CapacityFactor | fraction | User defined | 0 | bar: 2023 to 2050
BAU | S4D1 | 58 | PWRSDSBGDXX | Short-duration storage (Li-ion 4h), Bangladesh, region XX (investable) | 13 | CapacityFactor | fraction | User defined | 0 | bar: 2023 to 2050
BAU | S4D2 | 58 | PWRSDSBGDXX | Short-duration storage (Li-ion 4h), Bangladesh, region XX (investable) | 13 | CapacityFactor | fraction | User defined | 0 | bar: 2023 to 2050
BAU | S4D3 | 58 | PWRSDSBGDXX | Short-duration storage (Li-ion 4h), Bangladesh, region XX (investable) | 13 | CapacityFactor | fraction | User defined | 0 | bar: 2023 to 2050
BAU | S1D1 | 59 | PWRSDSBTNXX | Short-duration storage (Li-ion 4h), Bhutan, region XX (investable) | 13 | CapacityFactor | fraction | User defined | 0 | bar: 2023 to 2050
BAU | S1D2 | 59 | PWRSDSBTNXX | Short-duration storage (Li-ion 4h), Bhutan, region XX (investable) | 13 | CapacityFactor | fraction | User defined | 0 | bar: 2023 to 2050
BAU | S1D3 | 59 | PWRSDSBTNXX | Short-duration storage (Li-ion 4h), Bhutan, region XX (investable) | 13 | CapacityFactor | fraction | User defined | 0 | bar: 2023 to 2050
BAU | S2D1 | 59 | PWRSDSBTNXX | Short-duration storage (Li-ion 4h), Bhutan, region XX (investable) | 13 | CapacityFactor | fraction | User defined | 0 | bar: 2023 to 2050
BAU | S2D2 | 59 | PWRSDSBTNXX | Short-duration storage (Li-ion 4h), Bhutan, region XX (investable) | 13 | CapacityFactor | fraction | User defined | 0 | bar: 2023 to 2050
BAU | S2D3 | 59 | PWRSDSBTNXX | Short-duration storage (Li-ion 4h), Bhutan, region XX (investable) | 13 | CapacityFactor | fraction | User defined | 0 | bar: 2023 to 2050
BAU | S3D1 | 59 | PWRSDSBTNXX | Short-duration storage (Li-ion 4h), Bhutan, region XX (investable) | 13 | CapacityFactor | fraction | User defined | 0 | bar: 2023 to 2050
BAU | S3D2 | 59 | PWRSDSBTNXX | Short-duration storage (Li-ion 4h), Bhutan, region XX (investable) | 13 | CapacityFactor | fraction | User defined | 0 | bar: 2023 to 2050
BAU | S3D3 | 59 | PWRSDSBTNXX | Short-duration storage (Li-ion 4h), Bhutan, region XX (investable) | 13 | CapacityFactor | fraction | User defined | 0 | bar: 2023 to 2050
BAU | S4D1 | 59 | PWRSDSBTNXX | Short-duration storage (Li-ion 4h), Bhutan, region XX (investable) | 13 | CapacityFactor | fraction | User defined | 0 | bar: 2023 to 2050
BAU | S4D2 | 59 | PWRSDSBTNXX | Short-duration storage (Li-ion 4h), Bhutan, region XX (investable) | 13 | CapacityFactor | fraction | User defined | 0 | bar: 2023 to 2050
BAU | S4D3 | 59 | PWRSDSBTNXX | Short-duration storage (Li-ion 4h), Bhutan, region XX (investable) | 13 | CapacityFactor | fraction | User defined | 0 | bar: 2023 to 2050
BAU | S1D1 | 60 | PWRSDSINDNO | Short-duration storage (Li-ion 4h), India – North, region XX (investable) | 13 | CapacityFactor | fraction | User defined | 0 | bar: 2023 to 2050
BAU | S1D2 | 60 | PWRSDSINDNO | Short-duration storage (Li-ion 4h), India – North, region XX (investable) | 13 | CapacityFactor | fraction | User defined | 0 | bar: 2023 to 2050
BAU | S1D3 | 60 | PWRSDSINDNO | Short-duration storage (Li-ion 4h), India – North, region XX (investable) | 13 | CapacityFactor | fraction | User defined | 0 | bar: 2023 to 2050
BAU | S2D1 | 60 | PWRSDSINDNO | Short-duration storage (Li-ion 4h), India – North, region XX (investable) | 13 | CapacityFactor | fraction | User defined | 0 | bar: 2023 to 2050
BAU | S2D2 | 60 | PWRSDSINDNO | Short-duration storage (Li-ion 4h), India – North, region XX (investable) | 13 | CapacityFactor | fraction | User defined | 0 | bar: 2023 to 2050
BAU | S2D3 | 60 | PWRSDSINDNO | Short-duration storage (Li-ion 4h), India – North, region XX (investable) | 13 | CapacityFactor | fraction | User defined | 0 | bar: 2023 to 2050
BAU | S3D1 | 60 | PWRSDSINDNO | Short-duration storage (Li-ion 4h), India – North, region XX (investable) | 13 | CapacityFactor | fraction | User defined | 0 | bar: 2023 to 2050
BAU | S3D2 | 60 | PWRSDSINDNO | Short-duration storage (Li-ion 4h), India – North, region XX (investable) | 13 | CapacityFactor | fraction | User defined | 0 | bar: 2023 to 2050
BAU | S3D3 | 60 | PWRSDSINDNO | Short-duration storage (Li-ion 4h), India – North, region XX (investable) | 13 | CapacityFactor | fraction | User defined | 0 | bar: 2023 to 2050
BAU | S4D1 | 60 | PWRSDSINDNO | Short-duration storage (Li-ion 4h), India – North, region XX (investable) | 13 | CapacityFactor | fraction | User defined | 0 | bar: 2023 to 2050
BAU | S4D2 | 60 | PWRSDSINDNO | Short-duration storage (Li-ion 4h), India – North, region XX (investable) | 13 | CapacityFactor | fraction | User defined | 0 | bar: 2023 to 2050
BAU | S4D3 | 60 | PWRSDSINDNO | Short-duration storage (Li-ion 4h), India – North, region XX (investable) | 13 | CapacityFactor | fraction | User defined | 0 | bar: 2023 to 2050
BAU | S1D1 | 61 | PWRSDSINDSO | Short-duration storage (Li-ion 4h), India – South, region XX (investable) | 13 | CapacityFactor | fraction | User defined | 0 | bar: 2023 to 2050
BAU | S1D2 | 61 | PWRSDSINDSO | Short-duration storage (Li-ion 4h), India – South, region XX (investable) | 13 | CapacityFactor | fraction | User defined | 0 | bar: 2023 to 2050
BAU | S1D3 | 61 | PWRSDSINDSO | Short-duration storage (Li-ion 4h), India – South, region XX (investable) | 13 | CapacityFactor | fraction | User defined | 0 | bar: 2023 to 2050
BAU | S2D1 | 61 | PWRSDSINDSO | Short-duration storage (Li-ion 4h), India – South, region XX (investable) | 13 | CapacityFactor | fraction | User defined | 0 | bar: 2023 to 2050
BAU | S2D2 | 61 | PWRSDSINDSO | Short-duration storage (Li-ion 4h), India – South, region XX (investable) | 13 | CapacityFactor | fraction | User defined | 0 | bar: 2023 to 2050
BAU | S2D3 | 61 | PWRSDSINDSO | Short-duration storage (Li-ion 4h), India – South, region XX (investable) | 13 | CapacityFactor | fraction | User defined | 0 | bar: 2023 to 2050
BAU | S3D1 | 61 | PWRSDSINDSO | Short-duration storage (Li-ion 4h), India – South, region XX (investable) | 13 | CapacityFactor | fraction | User defined | 0 | bar: 2023 to 2050
BAU | S3D2 | 61 | PWRSDSINDSO | Short-duration storage (Li-ion 4h), India – South, region XX (investable) | 13 | CapacityFactor | fraction | User defined | 0 | bar: 2023 to 2050
BAU | S3D3 | 61 | PWRSDSINDSO | Short-duration storage (Li-ion 4h), India – South, region XX (investable) | 13 | CapacityFactor | fraction | User defined | 0 | bar: 2023 to 2050
BAU | S4D1 | 61 | PWRSDSINDSO | Short-duration storage (Li-ion 4h), India – South, region XX (investable) | 13 | CapacityFactor | fraction | User defined | 0 | bar: 2023 to 2050
BAU | S4D2 | 61 | PWRSDSINDSO | Short-duration storage (Li-ion 4h), India – South, region XX (investable) | 13 | CapacityFactor | fraction | User defined | 0 | bar: 2023 to 2050
BAU | S4D3 | 61 | PWRSDSINDSO | Short-duration storage (Li-ion 4h), India – South, region XX (investable) | 13 | CapacityFactor | fraction | User defined | 0 | bar: 2023 to 2050
BAU | S1D1 | 62 | PWRSDSINDEA | Short-duration storage (Li-ion 4h), India – East, region XX (investable) | 13 | CapacityFactor | fraction | User defined | 0 | bar: 2023 to 2050
BAU | S1D2 | 62 | PWRSDSINDEA | Short-duration storage (Li-ion 4h), India – East, region XX (investable) | 13 | CapacityFactor | fraction | User defined | 0 | bar: 2023 to 2050
BAU | S1D3 | 62 | PWRSDSINDEA | Short-duration storage (Li-ion 4h), India – East, region XX (investable) | 13 | CapacityFactor | fraction | User defined | 0 | bar: 2023 to 2050
BAU | S2D1 | 62 | PWRSDSINDEA | Short-duration storage (Li-ion 4h), India – East, region XX (investable) | 13 | CapacityFactor | fraction | User defined | 0 | bar: 2023 to 2050
BAU | S2D2 | 62 | PWRSDSINDEA | Short-duration storage (Li-ion 4h), India – East, region XX (investable) | 13 | CapacityFactor | fraction | User defined | 0 | bar: 2023 to 2050
BAU | S2D3 | 62 | PWRSDSINDEA | Short-duration storage (Li-ion 4h), India – East, region XX (investable) | 13 | CapacityFactor | fraction | User defined | 0 | bar: 2023 to 2050
BAU | S3D1 | 62 | PWRSDSINDEA | Short-duration storage (Li-ion 4h), India – East, region XX (investable) | 13 | CapacityFactor | fraction | User defined | 0 | bar: 2023 to 2050
BAU | S3D2 | 62 | PWRSDSINDEA | Short-duration storage (Li-ion 4h), India – East, region XX (investable) | 13 | CapacityFactor | fraction | User defined | 0 | bar: 2023 to 2050
BAU | S3D3 | 62 | PWRSDSINDEA | Short-duration storage (Li-ion 4h), India – East, region XX (investable) | 13 | CapacityFactor | fraction | User defined | 0 | bar: 2023 to 2050
BAU | S4D1 | 62 | PWRSDSINDEA | Short-duration storage (Li-ion 4h), India – East, region XX (investable) | 13 | CapacityFactor | fraction | User defined | 0 | bar: 2023 to 2050
BAU | S4D2 | 62 | PWRSDSINDEA | Short-duration storage (Li-ion 4h), India – East, region XX (investable) | 13 | CapacityFactor | fraction | User defined | 0 | bar: 2023 to 2050
BAU | S4D3 | 62 | PWRSDSINDEA | Short-duration storage (Li-ion 4h), India – East, region XX (investable) | 13 | CapacityFactor | fraction | User defined | 0 | bar: 2023 to 2050
BAU | S1D1 | 63 | PWRSDSINDWE | Short-duration storage (Li-ion 4h), India – West, region XX (investable) | 13 | CapacityFactor | fraction | User defined | 0 | bar: 2023 to 2050
BAU | S1D2 | 63 | PWRSDSINDWE | Short-duration storage (Li-ion 4h), India – West, region XX (investable) | 13 | CapacityFactor | fraction | User defined | 0 | bar: 2023 to 2050
BAU | S1D3 | 63 | PWRSDSINDWE | Short-duration storage (Li-ion 4h), India – West, region XX (investable) | 13 | CapacityFactor | fraction | User defined | 0 | bar: 2023 to 2050
BAU | S2D1 | 63 | PWRSDSINDWE | Short-duration storage (Li-ion 4h), India – West, region XX (investable) | 13 | CapacityFactor | fraction | User defined | 0 | bar: 2023 to 2050
BAU | S2D2 | 63 | PWRSDSINDWE | Short-duration storage (Li-ion 4h), India – West, region XX (investable) | 13 | CapacityFactor | fraction | User defined | 0 | bar: 2023 to 2050
BAU | S2D3 | 63 | PWRSDSINDWE | Short-duration storage (Li-ion 4h), India – West, region XX (investable) | 13 | CapacityFactor | fraction | User defined | 0 | bar: 2023 to 2050
BAU | S3D1 | 63 | PWRSDSINDWE | Short-duration storage (Li-ion 4h), India – West, region XX (investable) | 13 | CapacityFactor | fraction | User defined | 0 | bar: 2023 to 2050
BAU | S3D2 | 63 | PWRSDSINDWE | Short-duration storage (Li-ion 4h), India – West, region XX (investable) | 13 | CapacityFactor | fraction | User defined | 0 | bar: 2023 to 2050
BAU | S3D3 | 63 | PWRSDSINDWE | Short-duration storage (Li-ion 4h), India – West, region XX (investable) | 13 | CapacityFactor | fraction | User defined | 0 | bar: 2023 to 2050
BAU | S4D1 | 63 | PWRSDSINDWE | Short-duration storage (Li-ion 4h), India – West, region XX (investable) | 13 | CapacityFactor | fraction | User defined | 0 | bar: 2023 to 2050
BAU | S4D2 | 63 | PWRSDSINDWE | Short-duration storage (Li-ion 4h), India – West, region XX (investable) | 13 | CapacityFactor | fraction | User defined | 0 | bar: 2023 to 2050
BAU | S4D3 | 63 | PWRSDSINDWE | Short-duration storage (Li-ion 4h), India – West, region XX (investable) | 13 | CapacityFactor | fraction | User defined | 0 | bar: 2023 to 2050
BAU | S1D1 | 64 | PWRSDSINDNE | Short-duration storage (Li-ion 4h), India – Northeast, region XX (investable) | 13 | CapacityFactor | fraction | User defined | 0 | bar: 2023 to 2050
BAU | S1D2 | 64 | PWRSDSINDNE | Short-duration storage (Li-ion 4h), India – Northeast, region XX (investable) | 13 | CapacityFactor | fraction | User defined | 0 | bar: 2023 to 2050
BAU | S1D3 | 64 | PWRSDSINDNE | Short-duration storage (Li-ion 4h), India – Northeast, region XX (investable) | 13 | CapacityFactor | fraction | User defined | 0 | bar: 2023 to 2050
BAU | S2D1 | 64 | PWRSDSINDNE | Short-duration storage (Li-ion 4h), India – Northeast, region XX (investable) | 13 | CapacityFactor | fraction | User defined | 0 | bar: 2023 to 2050
BAU | S2D2 | 64 | PWRSDSINDNE | Short-duration storage (Li-ion 4h), India – Northeast, region XX (investable) | 13 | CapacityFactor | fraction | User defined | 0 | bar: 2023 to 2050
BAU | S2D3 | 64 | PWRSDSINDNE | Short-duration storage (Li-ion 4h), India – Northeast, region XX (investable) | 13 | CapacityFactor | fraction | User defined | 0 | bar: 2023 to 2050
BAU | S3D1 | 64 | PWRSDSINDNE | Short-duration storage (Li-ion 4h), India – Northeast, region XX (investable) | 13 | CapacityFactor | fraction | User defined | 0 | bar: 2023 to 2050
BAU | S3D2 | 64 | PWRSDSINDNE | Short-duration storage (Li-ion 4h), India – Northeast, region XX (investable) | 13 | CapacityFactor | fraction | User defined | 0 | bar: 2023 to 2050
BAU | S3D3 | 64 | PWRSDSINDNE | Short-duration storage (Li-ion 4h), India – Northeast, region XX (investable) | 13 | CapacityFactor | fraction | User defined | 0 | bar: 2023 to 2050
BAU | S4D1 | 64 | PWRSDSINDNE | Short-duration storage (Li-ion 4h), India – Northeast, region XX (investable) | 13 | CapacityFactor | fraction | User defined | 0 | bar: 2023 to 2050
BAU | S4D2 | 64 | PWRSDSINDNE | Short-duration storage (Li-ion 4h), India – Northeast, region XX (investable) | 13 | CapacityFactor | fraction | User defined | 0 | bar: 2023 to 2050
BAU | S4D3 | 64 | PWRSDSINDNE | Short-duration storage (Li-ion 4h), India – Northeast, region XX (investable) | 13 | CapacityFactor | fraction | User defined | 0 | bar: 2023 to 2050
BAU | S1D1 | 65 | PWRSDSNPLXX | Short-duration storage (Li-ion 4h), Nepal, region XX (investable) | 13 | CapacityFactor | fraction | User defined | 0 | bar: 2023 to 2050
BAU | S1D2 | 65 | PWRSDSNPLXX | Short-duration storage (Li-ion 4h), Nepal, region XX (investable) | 13 | CapacityFactor | fraction | User defined | 0 | bar: 2023 to 2050
BAU | S1D3 | 65 | PWRSDSNPLXX | Short-duration storage (Li-ion 4h), Nepal, region XX (investable) | 13 | CapacityFactor | fraction | User defined | 0 | bar: 2023 to 2050
BAU | S2D1 | 65 | PWRSDSNPLXX | Short-duration storage (Li-ion 4h), Nepal, region XX (investable) | 13 | CapacityFactor | fraction | User defined | 0 | bar: 2023 to 2050
BAU | S2D2 | 65 | PWRSDSNPLXX | Short-duration storage (Li-ion 4h), Nepal, region XX (investable) | 13 | CapacityFactor | fraction | User defined | 0 | bar: 2023 to 2050
BAU | S2D3 | 65 | PWRSDSNPLXX | Short-duration storage (Li-ion 4h), Nepal, region XX (investable) | 13 | CapacityFactor | fraction | User defined | 0 | bar: 2023 to 2050
BAU | S3D1 | 65 | PWRSDSNPLXX | Short-duration storage (Li-ion 4h), Nepal, region XX (investable) | 13 | CapacityFactor | fraction | User defined | 0 | bar: 2023 to 2050
BAU | S3D2 | 65 | PWRSDSNPLXX | Short-duration storage (Li-ion 4h), Nepal, region XX (investable) | 13 | CapacityFactor | fraction | User defined | 0 | bar: 2023 to 2050
BAU | S3D3 | 65 | PWRSDSNPLXX | Short-duration storage (Li-ion 4h), Nepal, region XX (investable) | 13 | CapacityFactor | fraction | User defined | 0 | bar: 2023 to 2050
BAU | S4D1 | 65 | PWRSDSNPLXX | Short-duration storage (Li-ion 4h), Nepal, region XX (investable) | 13 | CapacityFactor | fraction | User defined | 0 | bar: 2023 to 2050
BAU | S4D2 | 65 | PWRSDSNPLXX | Short-duration storage (Li-ion 4h), Nepal, region XX (investable) | 13 | CapacityFactor | fraction | User defined | 0 | bar: 2023 to 2050
BAU | S4D3 | 65 | PWRSDSNPLXX | Short-duration storage (Li-ion 4h), Nepal, region XX (investable) | 13 | CapacityFactor | fraction | User defined | 0 | bar: 2023 to 2050
BAU | S1D1 | 66 | PWRSDSLKAXX | Short-duration storage (Li-ion 4h), Sri Lanka, region XX (investable) | 13 | CapacityFactor | fraction | User defined | 0 | bar: 2023 to 2050
BAU | S1D2 | 66 | PWRSDSLKAXX | Short-duration storage (Li-ion 4h), Sri Lanka, region XX (investable) | 13 | CapacityFactor | fraction | User defined | 0 | bar: 2023 to 2050
BAU | S1D3 | 66 | PWRSDSLKAXX | Short-duration storage (Li-ion 4h), Sri Lanka, region XX (investable) | 13 | CapacityFactor | fraction | User defined | 0 | bar: 2023 to 2050
BAU | S2D1 | 66 | PWRSDSLKAXX | Short-duration storage (Li-ion 4h), Sri Lanka, region XX (investable) | 13 | CapacityFactor | fraction | User defined | 0 | bar: 2023 to 2050
BAU | S2D2 | 66 | PWRSDSLKAXX | Short-duration storage (Li-ion 4h), Sri Lanka, region XX (investable) | 13 | CapacityFactor | fraction | User defined | 0 | bar: 2023 to 2050
BAU | S2D3 | 66 | PWRSDSLKAXX | Short-duration storage (Li-ion 4h), Sri Lanka, region XX (investable) | 13 | CapacityFactor | fraction | User defined | 0 | bar: 2023 to 2050
BAU | S3D1 | 66 | PWRSDSLKAXX | Short-duration storage (Li-ion 4h), Sri Lanka, region XX (investable) | 13 | CapacityFactor | fraction | User defined | 0 | bar: 2023 to 2050
BAU | S3D2 | 66 | PWRSDSLKAXX | Short-duration storage (Li-ion 4h), Sri Lanka, region XX (investable) | 13 | CapacityFactor | fraction | User defined | 0 | bar: 2023 to 2050
BAU | S3D3 | 66 | PWRSDSLKAXX | Short-duration storage (Li-ion 4h), Sri Lanka, region XX (investable) | 13 | CapacityFactor | fraction | User defined | 0 | bar: 2023 to 2050
BAU | S4D1 | 66 | PWRSDSLKAXX | Short-duration storage (Li-ion 4h), Sri Lanka, region XX (investable) | 13 | CapacityFactor | fraction | User defined | 0 | bar: 2023 to 2050
BAU | S4D2 | 66 | PWRSDSLKAXX | Short-duration storage (Li-ion 4h), Sri Lanka, region XX (investable) | 13 | CapacityFactor | fraction | User defined | 0 | bar: 2023 to 2050
BAU | S4D3 | 66 | PWRSDSLKAXX | Short-duration storage (Li-ion 4h), Sri Lanka, region XX (investable) | 13 | CapacityFactor | fraction | User defined | 0 | bar: 2023 to 2050
BAU | S1D1 | 67 | PWRSDSMDVXX | Short-duration storage (Li-ion 4h), Maldives, region XX (investable) | 13 | CapacityFactor | fraction | User defined | 0 | bar: 2023 to 2050
BAU | S1D2 | 67 | PWRSDSMDVXX | Short-duration storage (Li-ion 4h), Maldives, region XX (investable) | 13 | CapacityFactor | fraction | User defined | 0 | bar: 2023 to 2050
BAU | S1D3 | 67 | PWRSDSMDVXX | Short-duration storage (Li-ion 4h), Maldives, region XX (investable) | 13 | CapacityFactor | fraction | User defined | 0 | bar: 2023 to 2050
BAU | S2D1 | 67 | PWRSDSMDVXX | Short-duration storage (Li-ion 4h), Maldives, region XX (investable) | 13 | CapacityFactor | fraction | User defined | 0 | bar: 2023 to 2050
BAU | S2D2 | 67 | PWRSDSMDVXX | Short-duration storage (Li-ion 4h), Maldives, region XX (investable) | 13 | CapacityFactor | fraction | User defined | 0 | bar: 2023 to 2050
BAU | S2D3 | 67 | PWRSDSMDVXX | Short-duration storage (Li-ion 4h), Maldives, region XX (investable) | 13 | CapacityFactor | fraction | User defined | 0 | bar: 2023 to 2050
BAU | S3D1 | 67 | PWRSDSMDVXX | Short-duration storage (Li-ion 4h), Maldives, region XX (investable) | 13 | CapacityFactor | fraction | User defined | 0 | bar: 2023 to 2050
BAU | S3D2 | 67 | PWRSDSMDVXX | Short-duration storage (Li-ion 4h), Maldives, region XX (investable) | 13 | CapacityFactor | fraction | User defined | 0 | bar: 2023 to 2050
BAU | S3D3 | 67 | PWRSDSMDVXX | Short-duration storage (Li-ion 4h), Maldives, region XX (investable) | 13 | CapacityFactor | fraction | User defined | 0 | bar: 2023 to 2050
BAU | S4D1 | 67 | PWRSDSMDVXX | Short-duration storage (Li-ion 4h), Maldives, region XX (investable) | 13 | CapacityFactor | fraction | User defined | 0 | bar: 2023 to 2050
BAU | S4D2 | 67 | PWRSDSMDVXX | Short-duration storage (Li-ion 4h), Maldives, region XX (investable) | 13 | CapacityFactor | fraction | User defined | 0 | bar: 2023 to 2050
BAU | S4D3 | 67 | PWRSDSMDVXX | Short-duration storage (Li-ion 4h), Maldives, region XX (investable) | 13 | CapacityFactor | fraction | User defined | 0 | bar: 2023 to 2050
BAU | S1D1 | 68 | PWRLDSBGDXX | Long-duration storage (8h+), Bangladesh, region XX (investable) | 13 | CapacityFactor | fraction | User defined | 0 | bar: 2023 to 2050
BAU | S1D2 | 68 | PWRLDSBGDXX | Long-duration storage (8h+), Bangladesh, region XX (investable) | 13 | CapacityFactor | fraction | User defined | 0 | bar: 2023 to 2050
BAU | S1D3 | 68 | PWRLDSBGDXX | Long-duration storage (8h+), Bangladesh, region XX (investable) | 13 | CapacityFactor | fraction | User defined | 0 | bar: 2023 to 2050
BAU | S2D1 | 68 | PWRLDSBGDXX | Long-duration storage (8h+), Bangladesh, region XX (investable) | 13 | CapacityFactor | fraction | User defined | 0 | bar: 2023 to 2050
BAU | S2D2 | 68 | PWRLDSBGDXX | Long-duration storage (8h+), Bangladesh, region XX (investable) | 13 | CapacityFactor | fraction | User defined | 0 | bar: 2023 to 2050
BAU | S2D3 | 68 | PWRLDSBGDXX | Long-duration storage (8h+), Bangladesh, region XX (investable) | 13 | CapacityFactor | fraction | User defined | 0 | bar: 2023 to 2050
BAU | S3D1 | 68 | PWRLDSBGDXX | Long-duration storage (8h+), Bangladesh, region XX (investable) | 13 | CapacityFactor | fraction | User defined | 0 | bar: 2023 to 2050
BAU | S3D2 | 68 | PWRLDSBGDXX | Long-duration storage (8h+), Bangladesh, region XX (investable) | 13 | CapacityFactor | fraction | User defined | 0 | bar: 2023 to 2050
BAU | S3D3 | 68 | PWRLDSBGDXX | Long-duration storage (8h+), Bangladesh, region XX (investable) | 13 | CapacityFactor | fraction | User defined | 0 | bar: 2023 to 2050
BAU | S4D1 | 68 | PWRLDSBGDXX | Long-duration storage (8h+), Bangladesh, region XX (investable) | 13 | CapacityFactor | fraction | User defined | 0 | bar: 2023 to 2050
BAU | S4D2 | 68 | PWRLDSBGDXX | Long-duration storage (8h+), Bangladesh, region XX (investable) | 13 | CapacityFactor | fraction | User defined | 0 | bar: 2023 to 2050
BAU | S4D3 | 68 | PWRLDSBGDXX | Long-duration storage (8h+), Bangladesh, region XX (investable) | 13 | CapacityFactor | fraction | User defined | 0 | bar: 2023 to 2050
BAU | S1D1 | 69 | PWRLDSBTNXX | Long-duration storage (8h+), Bhutan, region XX (investable) | 13 | CapacityFactor | fraction | User defined | 0 | bar: 2023 to 2050
BAU | S1D2 | 69 | PWRLDSBTNXX | Long-duration storage (8h+), Bhutan, region XX (investable) | 13 | CapacityFactor | fraction | User defined | 0 | bar: 2023 to 2050
BAU | S1D3 | 69 | PWRLDSBTNXX | Long-duration storage (8h+), Bhutan, region XX (investable) | 13 | CapacityFactor | fraction | User defined | 0 | bar: 2023 to 2050
BAU | S2D1 | 69 | PWRLDSBTNXX | Long-duration storage (8h+), Bhutan, region XX (investable) | 13 | CapacityFactor | fraction | User defined | 0 | bar: 2023 to 2050
BAU | S2D2 | 69 | PWRLDSBTNXX | Long-duration storage (8h+), Bhutan, region XX (investable) | 13 | CapacityFactor | fraction | User defined | 0 | bar: 2023 to 2050
BAU | S2D3 | 69 | PWRLDSBTNXX | Long-duration storage (8h+), Bhutan, region XX (investable) | 13 | CapacityFactor | fraction | User defined | 0 | bar: 2023 to 2050
BAU | S3D1 | 69 | PWRLDSBTNXX | Long-duration storage (8h+), Bhutan, region XX (investable) | 13 | CapacityFactor | fraction | User defined | 0 | bar: 2023 to 2050
BAU | S3D2 | 69 | PWRLDSBTNXX | Long-duration storage (8h+), Bhutan, region XX (investable) | 13 | CapacityFactor | fraction | User defined | 0 | bar: 2023 to 2050
BAU | S3D3 | 69 | PWRLDSBTNXX | Long-duration storage (8h+), Bhutan, region XX (investable) | 13 | CapacityFactor | fraction | User defined | 0 | bar: 2023 to 2050
BAU | S4D1 | 69 | PWRLDSBTNXX | Long-duration storage (8h+), Bhutan, region XX (investable) | 13 | CapacityFactor | fraction | User defined | 0 | bar: 2023 to 2050
BAU | S4D2 | 69 | PWRLDSBTNXX | Long-duration storage (8h+), Bhutan, region XX (investable) | 13 | CapacityFactor | fraction | User defined | 0 | bar: 2023 to 2050
BAU | S4D3 | 69 | PWRLDSBTNXX | Long-duration storage (8h+), Bhutan, region XX (investable) | 13 | CapacityFactor | fraction | User defined | 0 | bar: 2023 to 2050
BAU | S1D1 | 70 | PWRLDSINDNO | Long-duration storage (8h+), India – North, region XX (investable) | 13 | CapacityFactor | fraction | User defined | 0 | bar: 2023 to 2050
BAU | S1D2 | 70 | PWRLDSINDNO | Long-duration storage (8h+), India – North, region XX (investable) | 13 | CapacityFactor | fraction | User defined | 0 | bar: 2023 to 2050
BAU | S1D3 | 70 | PWRLDSINDNO | Long-duration storage (8h+), India – North, region XX (investable) | 13 | CapacityFactor | fraction | User defined | 0 | bar: 2023 to 2050
BAU | S2D1 | 70 | PWRLDSINDNO | Long-duration storage (8h+), India – North, region XX (investable) | 13 | CapacityFactor | fraction | User defined | 0 | bar: 2023 to 2050
BAU | S2D2 | 70 | PWRLDSINDNO | Long-duration storage (8h+), India – North, region XX (investable) | 13 | CapacityFactor | fraction | User defined | 0 | bar: 2023 to 2050
BAU | S2D3 | 70 | PWRLDSINDNO | Long-duration storage (8h+), India – North, region XX (investable) | 13 | CapacityFactor | fraction | User defined | 0 | bar: 2023 to 2050
BAU | S3D1 | 70 | PWRLDSINDNO | Long-duration storage (8h+), India – North, region XX (investable) | 13 | CapacityFactor | fraction | User defined | 0 | bar: 2023 to 2050
BAU | S3D2 | 70 | PWRLDSINDNO | Long-duration storage (8h+), India – North, region XX (investable) | 13 | CapacityFactor | fraction | User defined | 0 | bar: 2023 to 2050
BAU | S3D3 | 70 | PWRLDSINDNO | Long-duration storage (8h+), India – North, region XX (investable) | 13 | CapacityFactor | fraction | User defined | 0 | bar: 2023 to 2050
BAU | S4D1 | 70 | PWRLDSINDNO | Long-duration storage (8h+), India – North, region XX (investable) | 13 | CapacityFactor | fraction | User defined | 0 | bar: 2023 to 2050
BAU | S4D2 | 70 | PWRLDSINDNO | Long-duration storage (8h+), India – North, region XX (investable) | 13 | CapacityFactor | fraction | User defined | 0 | bar: 2023 to 2050
BAU | S4D3 | 70 | PWRLDSINDNO | Long-duration storage (8h+), India – North, region XX (investable) | 13 | CapacityFactor | fraction | User defined | 0 | bar: 2023 to 2050
BAU | S1D1 | 71 | PWRLDSINDSO | Long-duration storage (8h+), India – South, region XX (investable) | 13 | CapacityFactor | fraction | User defined | 0 | bar: 2023 to 2050
BAU | S1D2 | 71 | PWRLDSINDSO | Long-duration storage (8h+), India – South, region XX (investable) | 13 | CapacityFactor | fraction | User defined | 0 | bar: 2023 to 2050
BAU | S1D3 | 71 | PWRLDSINDSO | Long-duration storage (8h+), India – South, region XX (investable) | 13 | CapacityFactor | fraction | User defined | 0 | bar: 2023 to 2050
BAU | S2D1 | 71 | PWRLDSINDSO | Long-duration storage (8h+), India – South, region XX (investable) | 13 | CapacityFactor | fraction | User defined | 0 | bar: 2023 to 2050
BAU | S2D2 | 71 | PWRLDSINDSO | Long-duration storage (8h+), India – South, region XX (investable) | 13 | CapacityFactor | fraction | User defined | 0 | bar: 2023 to 2050
BAU | S2D3 | 71 | PWRLDSINDSO | Long-duration storage (8h+), India – South, region XX (investable) | 13 | CapacityFactor | fraction | User defined | 0 | bar: 2023 to 2050
BAU | S3D1 | 71 | PWRLDSINDSO | Long-duration storage (8h+), India – South, region XX (investable) | 13 | CapacityFactor | fraction | User defined | 0 | bar: 2023 to 2050
BAU | S3D2 | 71 | PWRLDSINDSO | Long-duration storage (8h+), India – South, region XX (investable) | 13 | CapacityFactor | fraction | User defined | 0 | bar: 2023 to 2050
BAU | S3D3 | 71 | PWRLDSINDSO | Long-duration storage (8h+), India – South, region XX (investable) | 13 | CapacityFactor | fraction | User defined | 0 | bar: 2023 to 2050
BAU | S4D1 | 71 | PWRLDSINDSO | Long-duration storage (8h+), India – South, region XX (investable) | 13 | CapacityFactor | fraction | User defined | 0 | bar: 2023 to 2050
BAU | S4D2 | 71 | PWRLDSINDSO | Long-duration storage (8h+), India – South, region XX (investable) | 13 | CapacityFactor | fraction | User defined | 0 | bar: 2023 to 2050
BAU | S4D3 | 71 | PWRLDSINDSO | Long-duration storage (8h+), India – South, region XX (investable) | 13 | CapacityFactor | fraction | User defined | 0 | bar: 2023 to 2050
BAU | S1D1 | 72 | PWRLDSINDEA | Long-duration storage (8h+), India – East, region XX (investable) | 13 | CapacityFactor | fraction | User defined | 0 | bar: 2023 to 2050
BAU | S1D2 | 72 | PWRLDSINDEA | Long-duration storage (8h+), India – East, region XX (investable) | 13 | CapacityFactor | fraction | User defined | 0 | bar: 2023 to 2050
BAU | S1D3 | 72 | PWRLDSINDEA | Long-duration storage (8h+), India – East, region XX (investable) | 13 | CapacityFactor | fraction | User defined | 0 | bar: 2023 to 2050
BAU | S2D1 | 72 | PWRLDSINDEA | Long-duration storage (8h+), India – East, region XX (investable) | 13 | CapacityFactor | fraction | User defined | 0 | bar: 2023 to 2050
BAU | S2D2 | 72 | PWRLDSINDEA | Long-duration storage (8h+), India – East, region XX (investable) | 13 | CapacityFactor | fraction | User defined | 0 | bar: 2023 to 2050
BAU | S2D3 | 72 | PWRLDSINDEA | Long-duration storage (8h+), India – East, region XX (investable) | 13 | CapacityFactor | fraction | User defined | 0 | bar: 2023 to 2050
BAU | S3D1 | 72 | PWRLDSINDEA | Long-duration storage (8h+), India – East, region XX (investable) | 13 | CapacityFactor | fraction | User defined | 0 | bar: 2023 to 2050
BAU | S3D2 | 72 | PWRLDSINDEA | Long-duration storage (8h+), India – East, region XX (investable) | 13 | CapacityFactor | fraction | User defined | 0 | bar: 2023 to 2050
BAU | S3D3 | 72 | PWRLDSINDEA | Long-duration storage (8h+), India – East, region XX (investable) | 13 | CapacityFactor | fraction | User defined | 0 | bar: 2023 to 2050
BAU | S4D1 | 72 | PWRLDSINDEA | Long-duration storage (8h+), India – East, region XX (investable) | 13 | CapacityFactor | fraction | User defined | 0 | bar: 2023 to 2050
BAU | S4D2 | 72 | PWRLDSINDEA | Long-duration storage (8h+), India – East, region XX (investable) | 13 | CapacityFactor | fraction | User defined | 0 | bar: 2023 to 2050
BAU | S4D3 | 72 | PWRLDSINDEA | Long-duration storage (8h+), India – East, region XX (investable) | 13 | CapacityFactor | fraction | User defined | 0 | bar: 2023 to 2050
BAU | S1D1 | 73 | PWRLDSINDWE | Long-duration storage (8h+), India – West, region XX (investable) | 13 | CapacityFactor | fraction | User defined | 0 | bar: 2023 to 2050
BAU | S1D2 | 73 | PWRLDSINDWE | Long-duration storage (8h+), India – West, region XX (investable) | 13 | CapacityFactor | fraction | User defined | 0 | bar: 2023 to 2050
BAU | S1D3 | 73 | PWRLDSINDWE | Long-duration storage (8h+), India – West, region XX (investable) | 13 | CapacityFactor | fraction | User defined | 0 | bar: 2023 to 2050
BAU | S2D1 | 73 | PWRLDSINDWE | Long-duration storage (8h+), India – West, region XX (investable) | 13 | CapacityFactor | fraction | User defined | 0 | bar: 2023 to 2050
BAU | S2D2 | 73 | PWRLDSINDWE | Long-duration storage (8h+), India – West, region XX (investable) | 13 | CapacityFactor | fraction | User defined | 0 | bar: 2023 to 2050
BAU | S2D3 | 73 | PWRLDSINDWE | Long-duration storage (8h+), India – West, region XX (investable) | 13 | CapacityFactor | fraction | User defined | 0 | bar: 2023 to 2050
BAU | S3D1 | 73 | PWRLDSINDWE | Long-duration storage (8h+), India – West, region XX (investable) | 13 | CapacityFactor | fraction | User defined | 0 | bar: 2023 to 2050
BAU | S3D2 | 73 | PWRLDSINDWE | Long-duration storage (8h+), India – West, region XX (investable) | 13 | CapacityFactor | fraction | User defined | 0 | bar: 2023 to 2050
BAU | S3D3 | 73 | PWRLDSINDWE | Long-duration storage (8h+), India – West, region XX (investable) | 13 | CapacityFactor | fraction | User defined | 0 | bar: 2023 to 2050
BAU | S4D1 | 73 | PWRLDSINDWE | Long-duration storage (8h+), India – West, region XX (investable) | 13 | CapacityFactor | fraction | User defined | 0 | bar: 2023 to 2050
BAU | S4D2 | 73 | PWRLDSINDWE | Long-duration storage (8h+), India – West, region XX (investable) | 13 | CapacityFactor | fraction | User defined | 0 | bar: 2023 to 2050
BAU | S4D3 | 73 | PWRLDSINDWE | Long-duration storage (8h+), India – West, region XX (investable) | 13 | CapacityFactor | fraction | User defined | 0 | bar: 2023 to 2050
BAU | S1D1 | 74 | PWRLDSINDNE | Long-duration storage (8h+), India – Northeast, region XX (investable) | 13 | CapacityFactor | fraction | User defined | 0 | bar: 2023 to 2050
BAU | S1D2 | 74 | PWRLDSINDNE | Long-duration storage (8h+), India – Northeast, region XX (investable) | 13 | CapacityFactor | fraction | User defined | 0 | bar: 2023 to 2050
BAU | S1D3 | 74 | PWRLDSINDNE | Long-duration storage (8h+), India – Northeast, region XX (investable) | 13 | CapacityFactor | fraction | User defined | 0 | bar: 2023 to 2050
BAU | S2D1 | 74 | PWRLDSINDNE | Long-duration storage (8h+), India – Northeast, region XX (investable) | 13 | CapacityFactor | fraction | User defined | 0 | bar: 2023 to 2050
BAU | S2D2 | 74 | PWRLDSINDNE | Long-duration storage (8h+), India – Northeast, region XX (investable) | 13 | CapacityFactor | fraction | User defined | 0 | bar: 2023 to 2050
BAU | S2D3 | 74 | PWRLDSINDNE | Long-duration storage (8h+), India – Northeast, region XX (investable) | 13 | CapacityFactor | fraction | User defined | 0 | bar: 2023 to 2050
BAU | S3D1 | 74 | PWRLDSINDNE | Long-duration storage (8h+), India – Northeast, region XX (investable) | 13 | CapacityFactor | fraction | User defined | 0 | bar: 2023 to 2050
BAU | S3D2 | 74 | PWRLDSINDNE | Long-duration storage (8h+), India – Northeast, region XX (investable) | 13 | CapacityFactor | fraction | User defined | 0 | bar: 2023 to 2050
BAU | S3D3 | 74 | PWRLDSINDNE | Long-duration storage (8h+), India – Northeast, region XX (investable) | 13 | CapacityFactor | fraction | User defined | 0 | bar: 2023 to 2050
BAU | S4D1 | 74 | PWRLDSINDNE | Long-duration storage (8h+), India – Northeast, region XX (investable) | 13 | CapacityFactor | fraction | User defined | 0 | bar: 2023 to 2050
BAU | S4D2 | 74 | PWRLDSINDNE | Long-duration storage (8h+), India – Northeast, region XX (investable) | 13 | CapacityFactor | fraction | User defined | 0 | bar: 2023 to 2050
BAU | S4D3 | 74 | PWRLDSINDNE | Long-duration storage (8h+), India – Northeast, region XX (investable) | 13 | CapacityFactor | fraction | User defined | 0 | bar: 2023 to 2050
BAU | S1D1 | 75 | PWRLDSNPLXX | Long-duration storage (8h+), Nepal, region XX (investable) | 13 | CapacityFactor | fraction | User defined | 0 | bar: 2023 to 2050
BAU | S1D2 | 75 | PWRLDSNPLXX | Long-duration storage (8h+), Nepal, region XX (investable) | 13 | CapacityFactor | fraction | User defined | 0 | bar: 2023 to 2050
BAU | S1D3 | 75 | PWRLDSNPLXX | Long-duration storage (8h+), Nepal, region XX (investable) | 13 | CapacityFactor | fraction | User defined | 0 | bar: 2023 to 2050
BAU | S2D1 | 75 | PWRLDSNPLXX | Long-duration storage (8h+), Nepal, region XX (investable) | 13 | CapacityFactor | fraction | User defined | 0 | bar: 2023 to 2050
BAU | S2D2 | 75 | PWRLDSNPLXX | Long-duration storage (8h+), Nepal, region XX (investable) | 13 | CapacityFactor | fraction | User defined | 0 | bar: 2023 to 2050
BAU | S2D3 | 75 | PWRLDSNPLXX | Long-duration storage (8h+), Nepal, region XX (investable) | 13 | CapacityFactor | fraction | User defined | 0 | bar: 2023 to 2050
BAU | S3D1 | 75 | PWRLDSNPLXX | Long-duration storage (8h+), Nepal, region XX (investable) | 13 | CapacityFactor | fraction | User defined | 0 | bar: 2023 to 2050
BAU | S3D2 | 75 | PWRLDSNPLXX | Long-duration storage (8h+), Nepal, region XX (investable) | 13 | CapacityFactor | fraction | User defined | 0 | bar: 2023 to 2050
BAU | S3D3 | 75 | PWRLDSNPLXX | Long-duration storage (8h+), Nepal, region XX (investable) | 13 | CapacityFactor | fraction | User defined | 0 | bar: 2023 to 2050
BAU | S4D1 | 75 | PWRLDSNPLXX | Long-duration storage (8h+), Nepal, region XX (investable) | 13 | CapacityFactor | fraction | User defined | 0 | bar: 2023 to 2050
BAU | S4D2 | 75 | PWRLDSNPLXX | Long-duration storage (8h+), Nepal, region XX (investable) | 13 | CapacityFactor | fraction | User defined | 0 | bar: 2023 to 2050
BAU | S4D3 | 75 | PWRLDSNPLXX | Long-duration storage (8h+), Nepal, region XX (investable) | 13 | CapacityFactor | fraction | User defined | 0 | bar: 2023 to 2050
BAU | S1D1 | 76 | PWRLDSLKAXX | Long-duration storage (8h+), Sri Lanka, region XX (investable) | 13 | CapacityFactor | fraction | User defined | 0 | bar: 2023 to 2050
BAU | S1D2 | 76 | PWRLDSLKAXX | Long-duration storage (8h+), Sri Lanka, region XX (investable) | 13 | CapacityFactor | fraction | User defined | 0 | bar: 2023 to 2050
BAU | S1D3 | 76 | PWRLDSLKAXX | Long-duration storage (8h+), Sri Lanka, region XX (investable) | 13 | CapacityFactor | fraction | User defined | 0 | bar: 2023 to 2050
BAU | S2D1 | 76 | PWRLDSLKAXX | Long-duration storage (8h+), Sri Lanka, region XX (investable) | 13 | CapacityFactor | fraction | User defined | 0 | bar: 2023 to 2050
BAU | S2D2 | 76 | PWRLDSLKAXX | Long-duration storage (8h+), Sri Lanka, region XX (investable) | 13 | CapacityFactor | fraction | User defined | 0 | bar: 2023 to 2050
BAU | S2D3 | 76 | PWRLDSLKAXX | Long-duration storage (8h+), Sri Lanka, region XX (investable) | 13 | CapacityFactor | fraction | User defined | 0 | bar: 2023 to 2050
BAU | S3D1 | 76 | PWRLDSLKAXX | Long-duration storage (8h+), Sri Lanka, region XX (investable) | 13 | CapacityFactor | fraction | User defined | 0 | bar: 2023 to 2050
BAU | S3D2 | 76 | PWRLDSLKAXX | Long-duration storage (8h+), Sri Lanka, region XX (investable) | 13 | CapacityFactor | fraction | User defined | 0 | bar: 2023 to 2050
BAU | S3D3 | 76 | PWRLDSLKAXX | Long-duration storage (8h+), Sri Lanka, region XX (investable) | 13 | CapacityFactor | fraction | User defined | 0 | bar: 2023 to 2050
BAU | S4D1 | 76 | PWRLDSLKAXX | Long-duration storage (8h+), Sri Lanka, region XX (investable) | 13 | CapacityFactor | fraction | User defined | 0 | bar: 2023 to 2050
BAU | S4D2 | 76 | PWRLDSLKAXX | Long-duration storage (8h+), Sri Lanka, region XX (investable) | 13 | CapacityFactor | fraction | User defined | 0 | bar: 2023 to 2050
BAU | S4D3 | 76 | PWRLDSLKAXX | Long-duration storage (8h+), Sri Lanka, region XX (investable) | 13 | CapacityFactor | fraction | User defined | 0 | bar: 2023 to 2050
BAU | S1D1 | 77 | PWRLDSMDVXX | Long-duration storage (8h+), Maldives, region XX (investable) | 13 | CapacityFactor | fraction | User defined | 0 | bar: 2023 to 2050
BAU | S1D2 | 77 | PWRLDSMDVXX | Long-duration storage (8h+), Maldives, region XX (investable) | 13 | CapacityFactor | fraction | User defined | 0 | bar: 2023 to 2050
BAU | S1D3 | 77 | PWRLDSMDVXX | Long-duration storage (8h+), Maldives, region XX (investable) | 13 | CapacityFactor | fraction | User defined | 0 | bar: 2023 to 2050
BAU | S2D1 | 77 | PWRLDSMDVXX | Long-duration storage (8h+), Maldives, region XX (investable) | 13 | CapacityFactor | fraction | User defined | 0 | bar: 2023 to 2050
BAU | S2D2 | 77 | PWRLDSMDVXX | Long-duration storage (8h+), Maldives, region XX (investable) | 13 | CapacityFactor | fraction | User defined | 0 | bar: 2023 to 2050
BAU | S2D3 | 77 | PWRLDSMDVXX | Long-duration storage (8h+), Maldives, region XX (investable) | 13 | CapacityFactor | fraction | User defined | 0 | bar: 2023 to 2050
BAU | S3D1 | 77 | PWRLDSMDVXX | Long-duration storage (8h+), Maldives, region XX (investable) | 13 | CapacityFactor | fraction | User defined | 0 | bar: 2023 to 2050
BAU | S3D2 | 77 | PWRLDSMDVXX | Long-duration storage (8h+), Maldives, region XX (investable) | 13 | CapacityFactor | fraction | User defined | 0 | bar: 2023 to 2050
BAU | S3D3 | 77 | PWRLDSMDVXX | Long-duration storage (8h+), Maldives, region XX (investable) | 13 | CapacityFactor | fraction | User defined | 0 | bar: 2023 to 2050
BAU | S4D1 | 77 | PWRLDSMDVXX | Long-duration storage (8h+), Maldives, region XX (investable) | 13 | CapacityFactor | fraction | User defined | 0 | bar: 2023 to 2050
BAU | S4D2 | 77 | PWRLDSMDVXX | Long-duration storage (8h+), Maldives, region XX (investable) | 13 | CapacityFactor | fraction | User defined | 0 | bar: 2023 to 2050
BAU | S4D3 | 77 | PWRLDSMDVXX | Long-duration storage (8h+), Maldives, region XX (investable) | 13 | CapacityFactor | fraction | User defined | 0 | bar: 2023 to 2050
Note on K2: Source: Renewables.ninja (2014-2022 mean) File: compiled_reninja_ts.csv ¦ region=BGDXX ¦ resource=solar Coordinates: lat=23.7231, lon=90.4086 9-year mean CF=0.0000
Note on K3: Source: Renewables.ninja (2014-2022 mean) File: compiled_reninja_ts.csv ¦ region=BGDXX ¦ resource=solar Coordinates: lat=23.7231, lon=90.4086 9-year mean CF=0.3524 Previous template value: 0.2480 (replaced)
Note on K4: Source: Renewables.ninja (2014-2022 mean) File: compiled_reninja_ts.csv ¦ region=BGDXX ¦ resource=solar Coordinates: lat=23.7231, lon=90.4086 9-year mean CF=0.0000
Note on K5: Source: Renewables.ninja (2014-2022 mean) File: compiled_reninja_ts.csv ¦ region=BGDXX ¦ resource=solar Coordinates: lat=23.7231, lon=90.4086 9-year mean CF=0.0000
Note on K6: Source: Renewables.ninja (2014-2022 mean) File: compiled_reninja_ts.csv ¦ region=BGDXX ¦ resource=solar Coordinates: lat=23.7231, lon=90.4086 9-year mean CF=0.3797 Previous template value: 0.3240 (replaced)
Note on K7: Source: Renewables.ninja (2014-2022 mean) File: compiled_reninja_ts.csv ¦ region=BGDXX ¦ resource=solar Coordinates: lat=23.7231, lon=90.4086 9-year mean CF=0.0000
Note on K8: Source: Renewables.ninja (2014-2022 mean) File: compiled_reninja_ts.csv ¦ region=BGDXX ¦ resource=solar Coordinates: lat=23.7231, lon=90.4086 9-year mean CF=0.0001
Note on K9: Source: Renewables.ninja (2014-2022 mean) File: compiled_reninja_ts.csv ¦ region=BGDXX ¦ resource=solar Coordinates: lat=23.7231, lon=90.4086 9-year mean CF=0.2891 Previous template value: 0.2990 (replaced)
Note on K10: Source: Renewables.ninja (2014-2022 mean) File: compiled_reninja_ts.csv ¦ region=BGDXX ¦ resource=solar Coordinates: lat=23.7231, lon=90.4086 9-year mean CF=0.0000
Note on K11: Source: Renewables.ninja (2014-2022 mean) File: compiled_reninja_ts.csv ¦ region=BGDXX ¦ resource=solar Coordinates: lat=23.7231, lon=90.4086 9-year mean CF=0.0000
Note on K12: Source: Renewables.ninja (2014-2022 mean) File: compiled_reninja_ts.csv ¦ region=BGDXX ¦ resource=solar Coordinates: lat=23.7231, lon=90.4086 9-year mean CF=0.3421 Previous template value: 0.3600 (replaced)
Note on K13: Source: Renewables.ninja (2014-2022 mean) File: compiled_reninja_ts.csv ¦ region=BGDXX ¦ resource=solar Coordinates: lat=23.7231, lon=90.4086 9-year mean CF=0.0000
Note on K14: Source: Renewables.ninja (2014-2022 mean) File: compiled_reninja_ts.csv ¦ region=BTNXX ¦ resource=solar Coordinates: lat=27.473, lon=89.639 9-year mean CF=0.0000
Note on K15: Source: Renewables.ninja (2014-2022 mean) File: compiled_reninja_ts.csv ¦ region=BTNXX ¦ resource=solar Coordinates: lat=27.473, lon=89.639 9-year mean CF=0.4787 Previous template value: 0.1600 (replaced)
Note on K16: Source: Renewables.ninja (2014-2022 mean) File: compiled_reninja_ts.csv ¦ region=BTNXX ¦ resource=solar Coordinates: lat=27.473, lon=89.639 9-year mean CF=0.0000
Note on K17: Source: Renewables.ninja (2014-2022 mean) File: compiled_reninja_ts.csv ¦ region=BTNXX ¦ resource=solar Coordinates: lat=27.473, lon=89.639 9-year mean CF=0.0001
Note on K18: Source: Renewables.ninja (2014-2022 mean) File: compiled_reninja_ts.csv ¦ region=BTNXX ¦ resource=solar Coordinates: lat=27.473, lon=89.639 9-year mean CF=0.4623 Previous template value: 0.1800 (replaced)
Note on K19: Source: Renewables.ninja (2014-2022 mean) File: compiled_reninja_ts.csv ¦ region=BTNXX ¦ resource=solar Coordinates: lat=27.473, lon=89.639 9-year mean CF=0.0001
Note on K20: Source: Renewables.ninja (2014-2022 mean) File: compiled_reninja_ts.csv ¦ region=BTNXX ¦ resource=solar Coordinates: lat=27.473, lon=89.639 9-year mean CF=0.0003
Note on K21: Source: Renewables.ninja (2014-2022 mean) File: compiled_reninja_ts.csv ¦ region=BTNXX ¦ resource=solar Coordinates: lat=27.473, lon=89.639 9-year mean CF=0.3364 Previous template value: 0.1450 (replaced)
Note on K22: Source: Renewables.ninja (2014-2022 mean) File: compiled_reninja_ts.csv ¦ region=BTNXX ¦ resource=solar Coordinates: lat=27.473, lon=89.639 9-year mean CF=0.0002
Note on K23: Source: Renewables.ninja (2014-2022 mean) File: compiled_reninja_ts.csv ¦ region=BTNXX ¦ resource=solar Coordinates: lat=27.473, lon=89.639 9-year mean CF=0.0000
Note on K24: Source: Renewables.ninja (2014-2022 mean) File: compiled_reninja_ts.csv ¦ region=BTNXX ¦ resource=solar Coordinates: lat=27.473, lon=89.639 9-year mean CF=0.4433 Previous template value: 0.1700 (replaced)
Note on K25: Source: Renewables.ninja (2014-2022 mean) File: compiled_reninja_ts.csv ¦ region=BTNXX ¦ resource=solar Coordinates: lat=27.473, lon=89.639 9-year mean CF=0.0000
Note on K26: Source: Renewables.ninja (2014-2022 mean) File: compiled_reninja_ts.csv ¦ region=INDNO ¦ resource=solar Coordinates: lat=28.67, lon=77.23 9-year mean CF=0.0000
Note on K27: Source: Renewables.ninja (2014-2022 mean) File: compiled_reninja_ts.csv ¦ region=INDNO ¦ resource=solar Coordinates: lat=28.67, lon=77.23 9-year mean CF=0.3474 Previous template value: 0.4600 (replaced)
Note on K28: Source: Renewables.ninja (2014-2022 mean) File: compiled_reninja_ts.csv ¦ region=INDNO ¦ resource=solar Coordinates: lat=28.67, lon=77.23 9-year mean CF=0.0000
Note on K29: Source: Renewables.ninja (2014-2022 mean) File: compiled_reninja_ts.csv ¦ region=INDNO ¦ resource=solar Coordinates: lat=28.67, lon=77.23 9-year mean CF=0.0005
Note on K30: Source: Renewables.ninja (2014-2022 mean) File: compiled_reninja_ts.csv ¦ region=INDNO ¦ resource=solar Coordinates: lat=28.67, lon=77.23 9-year mean CF=0.4196 Previous template value: 0.4900 (replaced)
Note on K31: Source: Renewables.ninja (2014-2022 mean) File: compiled_reninja_ts.csv ¦ region=INDNO ¦ resource=solar Coordinates: lat=28.67, lon=77.23 9-year mean CF=0.0000
Note on K32: Source: Renewables.ninja (2014-2022 mean) File: compiled_reninja_ts.csv ¦ region=INDNO ¦ resource=solar Coordinates: lat=28.67, lon=77.23 9-year mean CF=0.0013
Note on K33: Source: Renewables.ninja (2014-2022 mean) File: compiled_reninja_ts.csv ¦ region=INDNO ¦ resource=solar Coordinates: lat=28.67, lon=77.23 9-year mean CF=0.3756 Previous template value: 0.4000 (replaced)
Note on K34: Source: Renewables.ninja (2014-2022 mean) File: compiled_reninja_ts.csv ¦ region=INDNO ¦ resource=solar Coordinates: lat=28.67, lon=77.23 9-year mean CF=0.0001
Note on K35: Source: Renewables.ninja (2014-2022 mean) File: compiled_reninja_ts.csv ¦ region=INDNO ¦ resource=solar Coordinates: lat=28.67, lon=77.23 9-year mean CF=0.0000
Note on K36: Source: Renewables.ninja (2014-2022 mean) File: compiled_reninja_ts.csv ¦ region=INDNO ¦ resource=solar Coordinates: lat=28.67, lon=77.23 9-year mean CF=0.3503 Previous template value: 0.4500 (replaced)
Note on K37: Source: Renewables.ninja (2014-2022 mean) File: compiled_reninja_ts.csv ¦ region=INDNO ¦ resource=solar Coordinates: lat=28.67, lon=77.23 9-year mean CF=0.0000
Note on K38: Source: Renewables.ninja (2014-2022 mean) File: compiled_reninja_ts.csv ¦ region=INDSO ¦ resource=solar Coordinates: lat=12.9724, lon=77.5806 9-year mean CF=0.0000
Note on K39: Source: Renewables.ninja (2014-2022 mean) File: compiled_reninja_ts.csv ¦ region=INDSO ¦ resource=solar Coordinates: lat=12.9724, lon=77.5806 9-year mean CF=0.4307 Previous template value: 0.5000 (replaced)
Note on K40: Source: Renewables.ninja (2014-2022 mean) File: compiled_reninja_ts.csv ¦ region=INDSO ¦ resource=solar Coordinates: lat=12.9724, lon=77.5806 9-year mean CF=0.0000
Note on K41: Source: Renewables.ninja (2014-2022 mean) File: compiled_reninja_ts.csv ¦ region=INDSO ¦ resource=solar Coordinates: lat=12.9724, lon=77.5806 9-year mean CF=0.0000
Note on K42: Source: Renewables.ninja (2014-2022 mean) File: compiled_reninja_ts.csv ¦ region=INDSO ¦ resource=solar Coordinates: lat=12.9724, lon=77.5806 9-year mean CF=0.3957 Previous template value: 0.5200 (replaced)
Note on K43: Source: Renewables.ninja (2014-2022 mean) File: compiled_reninja_ts.csv ¦ region=INDSO ¦ resource=solar Coordinates: lat=12.9724, lon=77.5806 9-year mean CF=0.0000
Note on K44: Source: Renewables.ninja (2014-2022 mean) File: compiled_reninja_ts.csv ¦ region=INDSO ¦ resource=solar Coordinates: lat=12.9724, lon=77.5806 9-year mean CF=0.0000
Note on K45: Source: Renewables.ninja (2014-2022 mean) File: compiled_reninja_ts.csv ¦ region=INDSO ¦ resource=solar Coordinates: lat=12.9724, lon=77.5806 9-year mean CF=0.3231 Previous template value: 0.4200 (replaced)
Note on K46: Source: Renewables.ninja (2014-2022 mean) File: compiled_reninja_ts.csv ¦ region=INDSO ¦ resource=solar Coordinates: lat=12.9724, lon=77.5806 9-year mean CF=0.0000
Note on K47: Source: Renewables.ninja (2014-2022 mean) File: compiled_reninja_ts.csv ¦ region=INDSO ¦ resource=solar Coordinates: lat=12.9724, lon=77.5806 9-year mean CF=0.0000
Note on K48: Source: Renewables.ninja (2014-2022 mean) File: compiled_reninja_ts.csv ¦ region=INDSO ¦ resource=solar Coordinates: lat=12.9724, lon=77.5806 9-year mean CF=0.3642 Previous template value: 0.4750 (replaced)
Note on K49: Source: Renewables.ninja (2014-2022 mean) File: compiled_reninja_ts.csv ¦ region=INDSO ¦ resource=solar Coordinates: lat=12.9724, lon=77.5806 9-year mean CF=0.0000
Note on K50: Source: Renewables.ninja (2014-2022 mean) File: compiled_reninja_ts.csv ¦ region=INDEA ¦ resource=solar Coordinates: lat=22.495, lon=88.3247 9-year mean CF=0.0001
Note on K51: Source: Renewables.ninja (2014-2022 mean) File: compiled_reninja_ts.csv ¦ region=INDEA ¦ resource=solar Coordinates: lat=22.495, lon=88.3247 9-year mean CF=0.3516 Previous template value: 0.4400 (replaced)
Note on K52: Source: Renewables.ninja (2014-2022 mean) File: compiled_reninja_ts.csv ¦ region=INDEA ¦ resource=solar Coordinates: lat=22.495, lon=88.3247 9-year mean CF=0.0000
Note on K53: Source: Renewables.ninja (2014-2022 mean) File: compiled_reninja_ts.csv ¦ region=INDEA ¦ resource=solar Coordinates: lat=22.495, lon=88.3247 9-year mean CF=0.0065
Note on K54: Source: Renewables.ninja (2014-2022 mean) File: compiled_reninja_ts.csv ¦ region=INDEA ¦ resource=solar Coordinates: lat=22.495, lon=88.3247 9-year mean CF=0.3866 Previous template value: 0.4700 (replaced)
Note on K55: Source: Renewables.ninja (2014-2022 mean) File: compiled_reninja_ts.csv ¦ region=INDEA ¦ resource=solar Coordinates: lat=22.495, lon=88.3247 9-year mean CF=0.0000
Note on K56: Source: Renewables.ninja (2014-2022 mean) File: compiled_reninja_ts.csv ¦ region=INDEA ¦ resource=solar Coordinates: lat=22.495, lon=88.3247 9-year mean CF=0.0056
Note on K57: Source: Renewables.ninja (2014-2022 mean) File: compiled_reninja_ts.csv ¦ region=INDEA ¦ resource=solar Coordinates: lat=22.495, lon=88.3247 9-year mean CF=0.2645 Previous template value: 0.3800 (replaced)
Note on K58: Source: Renewables.ninja (2014-2022 mean) File: compiled_reninja_ts.csv ¦ region=INDEA ¦ resource=solar Coordinates: lat=22.495, lon=88.3247 9-year mean CF=0.0000
Note on K59: Source: Renewables.ninja (2014-2022 mean) File: compiled_reninja_ts.csv ¦ region=INDEA ¦ resource=solar Coordinates: lat=22.495, lon=88.3247 9-year mean CF=0.0003
Note on K60: Source: Renewables.ninja (2014-2022 mean) File: compiled_reninja_ts.csv ¦ region=INDEA ¦ resource=solar Coordinates: lat=22.495, lon=88.3247 9-year mean CF=0.3348 Previous template value: 0.4300 (replaced)
Note on K61: Source: Renewables.ninja (2014-2022 mean) File: compiled_reninja_ts.csv ¦ region=INDEA ¦ resource=solar Coordinates: lat=22.495, lon=88.3247 9-year mean CF=0.0000
Note on K62: Source: Renewables.ninja (2014-2022 mean) File: compiled_reninja_ts.csv ¦ region=INDWE ¦ resource=solar Coordinates: lat=19.017, lon=72.857 9-year mean CF=0.0000
Note on K63: Source: Renewables.ninja (2014-2022 mean) File: compiled_reninja_ts.csv ¦ region=INDWE ¦ resource=solar Coordinates: lat=19.017, lon=72.857 9-year mean CF=0.4000 Previous template value: 0.4900 (replaced)
Note on K64: Source: Renewables.ninja (2014-2022 mean) File: compiled_reninja_ts.csv ¦ region=INDWE ¦ resource=solar Coordinates: lat=19.017, lon=72.857 9-year mean CF=0.0000
Note on K65: Source: Renewables.ninja (2014-2022 mean) File: compiled_reninja_ts.csv ¦ region=INDWE ¦ resource=solar Coordinates: lat=19.017, lon=72.857 9-year mean CF=0.0000
Note on K66: Source: Renewables.ninja (2014-2022 mean) File: compiled_reninja_ts.csv ¦ region=INDWE ¦ resource=solar Coordinates: lat=19.017, lon=72.857 9-year mean CF=0.4284 Previous template value: 0.5100 (replaced)
Note on K67: Source: Renewables.ninja (2014-2022 mean) File: compiled_reninja_ts.csv ¦ region=INDWE ¦ resource=solar Coordinates: lat=19.017, lon=72.857 9-year mean CF=0.0000
Note on K68: Source: Renewables.ninja (2014-2022 mean) File: compiled_reninja_ts.csv ¦ region=INDWE ¦ resource=solar Coordinates: lat=19.017, lon=72.857 9-year mean CF=0.0000
Note on K69: Source: Renewables.ninja (2014-2022 mean) File: compiled_reninja_ts.csv ¦ region=INDWE ¦ resource=solar Coordinates: lat=19.017, lon=72.857 9-year mean CF=0.3235 Previous template value: 0.4150 (replaced)
Note on K70: Source: Renewables.ninja (2014-2022 mean) File: compiled_reninja_ts.csv ¦ region=INDWE ¦ resource=solar Coordinates: lat=19.017, lon=72.857 9-year mean CF=0.0000
Note on K71: Source: Renewables.ninja (2014-2022 mean) File: compiled_reninja_ts.csv ¦ region=INDWE ¦ resource=solar Coordinates: lat=19.017, lon=72.857 9-year mean CF=0.0000
Note on K72: Source: Renewables.ninja (2014-2022 mean) File: compiled_reninja_ts.csv ¦ region=INDWE ¦ resource=solar Coordinates: lat=19.017, lon=72.857 9-year mean CF=0.3588 Previous template value: 0.4700 (replaced)
Note on K73: Source: Renewables.ninja (2014-2022 mean) File: compiled_reninja_ts.csv ¦ region=INDWE ¦ resource=solar Coordinates: lat=19.017, lon=72.857 9-year mean CF=0.0000
Note on K74: Source: Renewables.ninja (2014-2022 mean) File: compiled_reninja_ts.csv ¦ region=INDNE ¦ resource=solar Coordinates: lat=26.16, lon=91.77 9-year mean CF=0.0005
Note on K75: Source: Renewables.ninja (2014-2022 mean) File: compiled_reninja_ts.csv ¦ region=INDNE ¦ resource=solar Coordinates: lat=26.16, lon=91.77 9-year mean CF=0.3603 Previous template value: 0.4100 (replaced)
Note on K76: Source: Renewables.ninja (2014-2022 mean) File: compiled_reninja_ts.csv ¦ region=INDNE ¦ resource=solar Coordinates: lat=26.16, lon=91.77 9-year mean CF=0.0000
Note on K77: Source: Renewables.ninja (2014-2022 mean) File: compiled_reninja_ts.csv ¦ region=INDNE ¦ resource=solar Coordinates: lat=26.16, lon=91.77 9-year mean CF=0.0123
Note on K78: Source: Renewables.ninja (2014-2022 mean) File: compiled_reninja_ts.csv ¦ region=INDNE ¦ resource=solar Coordinates: lat=26.16, lon=91.77 9-year mean CF=0.3829 Previous template value: 0.4400 (replaced)
Note on K79: Source: Renewables.ninja (2014-2022 mean) File: compiled_reninja_ts.csv ¦ region=INDNE ¦ resource=solar Coordinates: lat=26.16, lon=91.77 9-year mean CF=0.0000
Note on K80: Source: Renewables.ninja (2014-2022 mean) File: compiled_reninja_ts.csv ¦ region=INDNE ¦ resource=solar Coordinates: lat=26.16, lon=91.77 9-year mean CF=0.0112
Note on K81: Source: Renewables.ninja (2014-2022 mean) File: compiled_reninja_ts.csv ¦ region=INDNE ¦ resource=solar Coordinates: lat=26.16, lon=91.77 9-year mean CF=0.2896 Previous template value: 0.3700 (replaced)
Note on K82: Source: Renewables.ninja (2014-2022 mean) File: compiled_reninja_ts.csv ¦ region=INDNE ¦ resource=solar Coordinates: lat=26.16, lon=91.77 9-year mean CF=0.0000
Note on K83: Source: Renewables.ninja (2014-2022 mean) File: compiled_reninja_ts.csv ¦ region=INDNE ¦ resource=solar Coordinates: lat=26.16, lon=91.77 9-year mean CF=0.0018
Note on K84: Source: Renewables.ninja (2014-2022 mean) File: compiled_reninja_ts.csv ¦ region=INDNE ¦ resource=solar Coordinates: lat=26.16, lon=91.77 9-year mean CF=0.3560 Previous template value: 0.4050 (replaced)
Note on K85: Source: Renewables.ninja (2014-2022 mean) File: compiled_reninja_ts.csv ¦ region=INDNE ¦ resource=solar Coordinates: lat=26.16, lon=91.77 9-year mean CF=0.0000
Note on K86: Source: Renewables.ninja (2014-2022 mean) File: compiled_reninja_ts.csv ¦ region=NPLXX ¦ resource=solar Coordinates: lat=27.7167, lon=85.3166 9-year mean CF=0.0000
Note on K87: Source: Renewables.ninja (2014-2022 mean) File: compiled_reninja_ts.csv ¦ region=NPLXX ¦ resource=solar Coordinates: lat=27.7167, lon=85.3166 9-year mean CF=0.4220 Previous template value: 0.2620 (replaced)
Note on K88: Source: Renewables.ninja (2014-2022 mean) File: compiled_reninja_ts.csv ¦ region=NPLXX ¦ resource=solar Coordinates: lat=27.7167, lon=85.3166 9-year mean CF=0.0000
Note on K89: Source: Renewables.ninja (2014-2022 mean) File: compiled_reninja_ts.csv ¦ region=NPLXX ¦ resource=solar Coordinates: lat=27.7167, lon=85.3166 9-year mean CF=0.0054
Note on K90: Source: Renewables.ninja (2014-2022 mean) File: compiled_reninja_ts.csv ¦ region=NPLXX ¦ resource=solar Coordinates: lat=27.7167, lon=85.3166 9-year mean CF=0.4451 Previous template value: 0.2620 (replaced)
Note on K91: Source: Renewables.ninja (2014-2022 mean) File: compiled_reninja_ts.csv ¦ region=NPLXX ¦ resource=solar Coordinates: lat=27.7167, lon=85.3166 9-year mean CF=0.0000
Note on K92: Source: Renewables.ninja (2014-2022 mean) File: compiled_reninja_ts.csv ¦ region=NPLXX ¦ resource=solar Coordinates: lat=27.7167, lon=85.3166 9-year mean CF=0.0060
Note on K93: Source: Renewables.ninja (2014-2022 mean) File: compiled_reninja_ts.csv ¦ region=NPLXX ¦ resource=solar Coordinates: lat=27.7167, lon=85.3166 9-year mean CF=0.3449 Previous template value: 0.2620 (replaced)
Note on K94: Source: Renewables.ninja (2014-2022 mean) File: compiled_reninja_ts.csv ¦ region=NPLXX ¦ resource=solar Coordinates: lat=27.7167, lon=85.3166 9-year mean CF=0.0000
Note on K95: Source: Renewables.ninja (2014-2022 mean) File: compiled_reninja_ts.csv ¦ region=NPLXX ¦ resource=solar Coordinates: lat=27.7167, lon=85.3166 9-year mean CF=0.0000
Note on K96: Source: Renewables.ninja (2014-2022 mean) File: compiled_reninja_ts.csv ¦ region=NPLXX ¦ resource=solar Coordinates: lat=27.7167, lon=85.3166 9-year mean CF=0.4253 Previous template value: 0.2620 (replaced)
Note on K97: Source: Renewables.ninja (2014-2022 mean) File: compiled_reninja_ts.csv ¦ region=NPLXX ¦ resource=solar Coordinates: lat=27.7167, lon=85.3166 9-year mean CF=0.0000
Note on K98: Source: Renewables.ninja (2014-2022 mean) File: compiled_reninja_ts.csv ¦ region=LKAXX ¦ resource=solar Coordinates: lat=6.932, lon=79.8578 9-year mean CF=0.0000
Note on K99: Source: Renewables.ninja (2014-2022 mean) File: compiled_reninja_ts.csv ¦ region=LKAXX ¦ resource=solar Coordinates: lat=6.932, lon=79.8578 9-year mean CF=0.3758 Previous template value: 0.4300 (replaced)
Note on K100: Source: Renewables.ninja (2014-2022 mean) File: compiled_reninja_ts.csv ¦ region=LKAXX ¦ resource=solar Coordinates: lat=6.932, lon=79.8578 9-year mean CF=0.0000
Note on K101: Source: Renewables.ninja (2014-2022 mean) File: compiled_reninja_ts.csv ¦ region=LKAXX ¦ resource=solar Coordinates: lat=6.932, lon=79.8578 9-year mean CF=0.0000
Note on K102: Source: Renewables.ninja (2014-2022 mean) File: compiled_reninja_ts.csv ¦ region=LKAXX ¦ resource=solar Coordinates: lat=6.932, lon=79.8578 9-year mean CF=0.3307 Previous template value: 0.4500 (replaced)
Note on K103: Source: Renewables.ninja (2014-2022 mean) File: compiled_reninja_ts.csv ¦ region=LKAXX ¦ resource=solar Coordinates: lat=6.932, lon=79.8578 9-year mean CF=0.0000
Note on K104: Source: Renewables.ninja (2014-2022 mean) File: compiled_reninja_ts.csv ¦ region=LKAXX ¦ resource=solar Coordinates: lat=6.932, lon=79.8578 9-year mean CF=0.0000
Note on K105: Source: Renewables.ninja (2014-2022 mean) File: compiled_reninja_ts.csv ¦ region=LKAXX ¦ resource=solar Coordinates: lat=6.932, lon=79.8578 9-year mean CF=0.3036 Previous template value: 0.3400 (replaced)
Note on K106: Source: Renewables.ninja (2014-2022 mean) File: compiled_reninja_ts.csv ¦ region=LKAXX ¦ resource=solar Coordinates: lat=6.932, lon=79.8578 9-year mean CF=0.0000
Note on K107: Source: Renewables.ninja (2014-2022 mean) File: compiled_reninja_ts.csv ¦ region=LKAXX ¦ resource=solar Coordinates: lat=6.932, lon=79.8578 9-year mean CF=0.0000
Note on K108: Source: Renewables.ninja (2014-2022 mean) File: compiled_reninja_ts.csv ¦ region=LKAXX ¦ resource=solar Coordinates: lat=6.932, lon=79.8578 9-year mean CF=0.2942 Previous template value: 0.3800 (replaced)
Note on K109: Source: Renewables.ninja (2014-2022 mean) File: compiled_reninja_ts.csv ¦ region=LKAXX ¦ resource=solar Coordinates: lat=6.932, lon=79.8578 9-year mean CF=0.0000
Note on K110: Source: Renewables.ninja (2014-2022 mean) File: compiled_reninja_ts.csv ¦ region=MDVXX ¦ resource=solar Coordinates: lat=1.925, lon=73.3997 9-year mean CF=0.0000
Note on K111: Source: Renewables.ninja (2014-2022 mean) File: compiled_reninja_ts.csv ¦ region=MDVXX ¦ resource=solar Coordinates: lat=1.925, lon=73.3997 9-year mean CF=0.3533 Previous template value: 0.3930 (replaced)
Note on K112: Source: Renewables.ninja (2014-2022 mean) File: compiled_reninja_ts.csv ¦ region=MDVXX ¦ resource=solar Coordinates: lat=1.925, lon=73.3997 9-year mean CF=0.0000
Note on K113: Source: Renewables.ninja (2014-2022 mean) File: compiled_reninja_ts.csv ¦ region=MDVXX ¦ resource=solar Coordinates: lat=1.925, lon=73.3997 9-year mean CF=0.0000
Note on K114: Source: Renewables.ninja (2014-2022 mean) File: compiled_reninja_ts.csv ¦ region=MDVXX ¦ resource=solar Coordinates: lat=1.925, lon=73.3997 9-year mean CF=0.3372 Previous template value: 0.3930 (replaced)
Note on K115: Source: Renewables.ninja (2014-2022 mean) File: compiled_reninja_ts.csv ¦ region=MDVXX ¦ resource=solar Coordinates: lat=1.925, lon=73.3997 9-year mean CF=0.0000
Note on K116: Source: Renewables.ninja (2014-2022 mean) File: compiled_reninja_ts.csv ¦ region=MDVXX ¦ resource=solar Coordinates: lat=1.925, lon=73.3997 9-year mean CF=0.0000
Note on K117: Source: Renewables.ninja (2014-2022 mean) File: compiled_reninja_ts.csv ¦ region=MDVXX ¦ resource=solar Coordinates: lat=1.925, lon=73.3997 9-year mean CF=0.2915 Previous template value: 0.3930 (replaced)
Note on K118: Source: Renewables.ninja (2014-2022 mean) File: compiled_reninja_ts.csv ¦ region=MDVXX ¦ resource=solar Coordinates: lat=1.925, lon=73.3997 9-year mean CF=0.0000
Note on K119: Source: Renewables.ninja (2014-2022 mean) File: compiled_reninja_ts.csv ¦ region=MDVXX ¦ resource=solar Coordinates: lat=1.925, lon=73.3997 9-year mean CF=0.0000
Note on K120: Source: Renewables.ninja (2014-2022 mean) File: compiled_reninja_ts.csv ¦ region=MDVXX ¦ resource=solar Coordinates: lat=1.925, lon=73.3997 9-year mean CF=0.3098 Previous template value: 0.3930 (replaced)
Note on K121: Source: Renewables.ninja (2014-2022 mean) File: compiled_reninja_ts.csv ¦ region=MDVXX ¦ resource=solar Coordinates: lat=1.925, lon=73.3997 9-year mean CF=0.0000
Note on K122: Source: Renewables.ninja (2014-2022 mean) File: compiled_reninja_ts.csv ¦ region=BGDXX ¦ resource=wind Coordinates: lat=23.7231, lon=90.4086 9-year mean CF=0.1827 Previous template value: 0.1200 (replaced)
Note on K123: Source: Renewables.ninja (2014-2022 mean) File: compiled_reninja_ts.csv ¦ region=BGDXX ¦ resource=wind Coordinates: lat=23.7231, lon=90.4086 9-year mean CF=0.0730 Previous template value: 0.1200 (replaced)
Note on K124: Source: Renewables.ninja (2014-2022 mean) File: compiled_reninja_ts.csv ¦ region=BGDXX ¦ resource=wind Coordinates: lat=23.7231, lon=90.4086 9-year mean CF=0.1776 Previous template value: 0.1200 (replaced)
Note on K125: Source: Renewables.ninja (2014-2022 mean) File: compiled_reninja_ts.csv ¦ region=BGDXX ¦ resource=wind Coordinates: lat=23.7231, lon=90.4086 9-year mean CF=0.3122 Previous template value: 0.1800 (replaced)
Note on K126: Source: Renewables.ninja (2014-2022 mean) File: compiled_reninja_ts.csv ¦ region=BGDXX ¦ resource=wind Coordinates: lat=23.7231, lon=90.4086 9-year mean CF=0.1885 Previous template value: 0.1800 (replaced)
Note on K127: Source: Renewables.ninja (2014-2022 mean) File: compiled_reninja_ts.csv ¦ region=BGDXX ¦ resource=wind Coordinates: lat=23.7231, lon=90.4086 9-year mean CF=0.4045 Previous template value: 0.1800 (replaced)
Note on K128: Source: Renewables.ninja (2014-2022 mean) File: compiled_reninja_ts.csv ¦ region=BGDXX ¦ resource=wind Coordinates: lat=23.7231, lon=90.4086 9-year mean CF=0.3461 Previous template value: 0.3600 (replaced)
Note on K129: Source: Renewables.ninja (2014-2022 mean) File: compiled_reninja_ts.csv ¦ region=BGDXX ¦ resource=wind Coordinates: lat=23.7231, lon=90.4086 9-year mean CF=0.3106 Previous template value: 0.3600 (replaced)
Note on K130: Source: Renewables.ninja (2014-2022 mean) File: compiled_reninja_ts.csv ¦ region=BGDXX ¦ resource=wind Coordinates: lat=23.7231, lon=90.4086 9-year mean CF=0.3991 Previous template value: 0.3600 (replaced)
Note on K131: Source: Renewables.ninja (2014-2022 mean) File: compiled_reninja_ts.csv ¦ region=BGDXX ¦ resource=wind Coordinates: lat=23.7231, lon=90.4086 9-year mean CF=0.1246 Previous template value: 0.1400 (replaced)
Note on K132: Source: Renewables.ninja (2014-2022 mean) File: compiled_reninja_ts.csv ¦ region=BGDXX ¦ resource=wind Coordinates: lat=23.7231, lon=90.4086 9-year mean CF=0.0613 Previous template value: 0.1400 (replaced)
Note on K133: Source: Renewables.ninja (2014-2022 mean) File: compiled_reninja_ts.csv ¦ region=BGDXX ¦ resource=wind Coordinates: lat=23.7231, lon=90.4086 9-year mean CF=0.1085 Previous template value: 0.1400 (replaced)
Note on K134: Source: Renewables.ninja (2014-2022 mean) File: compiled_reninja_ts.csv ¦ region=BTNXX ¦ resource=wind Coordinates: lat=27.473, lon=89.639 9-year mean CF=0.0149 Previous template value: 0.2000 (replaced)
Note on K135: Source: Renewables.ninja (2014-2022 mean) File: compiled_reninja_ts.csv ¦ region=BTNXX ¦ resource=wind Coordinates: lat=27.473, lon=89.639 9-year mean CF=0.0898 Previous template value: 0.2000 (replaced)
Note on K136: Source: Renewables.ninja (2014-2022 mean) File: compiled_reninja_ts.csv ¦ region=BTNXX ¦ resource=wind Coordinates: lat=27.473, lon=89.639 9-year mean CF=0.0088 Previous template value: 0.2000 (replaced)
Note on K137: Source: Renewables.ninja (2014-2022 mean) File: compiled_reninja_ts.csv ¦ region=BTNXX ¦ resource=wind Coordinates: lat=27.473, lon=89.639 9-year mean CF=0.0218 Previous template value: 0.2000 (replaced)
Note on K138: Source: Renewables.ninja (2014-2022 mean) File: compiled_reninja_ts.csv ¦ region=BTNXX ¦ resource=wind Coordinates: lat=27.473, lon=89.639 9-year mean CF=0.1570 Previous template value: 0.2000 (replaced)
Note on K139: Source: Renewables.ninja (2014-2022 mean) File: compiled_reninja_ts.csv ¦ region=BTNXX ¦ resource=wind Coordinates: lat=27.473, lon=89.639 9-year mean CF=0.0376 Previous template value: 0.2000 (replaced)
Note on K140: Source: Renewables.ninja (2014-2022 mean) File: compiled_reninja_ts.csv ¦ region=BTNXX ¦ resource=wind Coordinates: lat=27.473, lon=89.639 9-year mean CF=0.0505 Previous template value: 0.2000 (replaced)
Note on K141: Source: Renewables.ninja (2014-2022 mean) File: compiled_reninja_ts.csv ¦ region=BTNXX ¦ resource=wind Coordinates: lat=27.473, lon=89.639 9-year mean CF=0.1470 Previous template value: 0.2000 (replaced)
Note on K142: Source: Renewables.ninja (2014-2022 mean) File: compiled_reninja_ts.csv ¦ region=BTNXX ¦ resource=wind Coordinates: lat=27.473, lon=89.639 9-year mean CF=0.0902 Previous template value: 0.2000 (replaced)
Note on K143: Source: Renewables.ninja (2014-2022 mean) File: compiled_reninja_ts.csv ¦ region=BTNXX ¦ resource=wind Coordinates: lat=27.473, lon=89.639 9-year mean CF=0.0123 Previous template value: 0.2000 (replaced)
Note on K144: Source: Renewables.ninja (2014-2022 mean) File: compiled_reninja_ts.csv ¦ region=BTNXX ¦ resource=wind Coordinates: lat=27.473, lon=89.639 9-year mean CF=0.0603 Previous template value: 0.2000 (replaced)
Note on K145: Source: Renewables.ninja (2014-2022 mean) File: compiled_reninja_ts.csv ¦ region=BTNXX ¦ resource=wind Coordinates: lat=27.473, lon=89.639 9-year mean CF=0.0178 Previous template value: 0.2000 (replaced)
Note on K146: Source: Renewables.ninja (2014-2022 mean) File: compiled_reninja_ts.csv ¦ region=INDNO ¦ resource=wind Coordinates: lat=28.67, lon=77.23 9-year mean CF=0.3525 Previous template value: 0.1800 (replaced)
Note on K147: Source: Renewables.ninja (2014-2022 mean) File: compiled_reninja_ts.csv ¦ region=INDNO ¦ resource=wind Coordinates: lat=28.67, lon=77.23 9-year mean CF=0.1930 Previous template value: 0.1800 (replaced)
Note on K148: Source: Renewables.ninja (2014-2022 mean) File: compiled_reninja_ts.csv ¦ region=INDNO ¦ resource=wind Coordinates: lat=28.67, lon=77.23 9-year mean CF=0.3697 Previous template value: 0.1800 (replaced)
Note on K149: Source: Renewables.ninja (2014-2022 mean) File: compiled_reninja_ts.csv ¦ region=INDNO ¦ resource=wind Coordinates: lat=28.67, lon=77.23 9-year mean CF=0.3756 Previous template value: 0.2500 (replaced)
Note on K150: Source: Renewables.ninja (2014-2022 mean) File: compiled_reninja_ts.csv ¦ region=INDNO ¦ resource=wind Coordinates: lat=28.67, lon=77.23 9-year mean CF=0.2353 Previous template value: 0.2500 (replaced)
Note on K151: Source: Renewables.ninja (2014-2022 mean) File: compiled_reninja_ts.csv ¦ region=INDNO ¦ resource=wind Coordinates: lat=28.67, lon=77.23 9-year mean CF=0.4159 Previous template value: 0.2500 (replaced)
Note on K152: Source: Renewables.ninja (2014-2022 mean) File: compiled_reninja_ts.csv ¦ region=INDNO ¦ resource=wind Coordinates: lat=28.67, lon=77.23 9-year mean CF=0.2661 Previous template value: 0.3200 (replaced)
Note on K153: Source: Renewables.ninja (2014-2022 mean) File: compiled_reninja_ts.csv ¦ region=INDNO ¦ resource=wind Coordinates: lat=28.67, lon=77.23 9-year mean CF=0.2024 Previous template value: 0.3200 (replaced)
Note on K154: Source: Renewables.ninja (2014-2022 mean) File: compiled_reninja_ts.csv ¦ region=INDNO ¦ resource=wind Coordinates: lat=28.67, lon=77.23 9-year mean CF=0.2449 Previous template value: 0.3200 (replaced)
Note on K155: Source: Renewables.ninja (2014-2022 mean) File: compiled_reninja_ts.csv ¦ region=INDNO ¦ resource=wind Coordinates: lat=28.67, lon=77.23 9-year mean CF=0.2400 Previous template value: 0.2200 (replaced)
Note on K156: Source: Renewables.ninja (2014-2022 mean) File: compiled_reninja_ts.csv ¦ region=INDNO ¦ resource=wind Coordinates: lat=28.67, lon=77.23 9-year mean CF=0.1439 Previous template value: 0.2200 (replaced)
Note on K157: Source: Renewables.ninja (2014-2022 mean) File: compiled_reninja_ts.csv ¦ region=INDNO ¦ resource=wind Coordinates: lat=28.67, lon=77.23 9-year mean CF=0.2523 Previous template value: 0.2200 (replaced)
Note on K158: Source: Renewables.ninja (2014-2022 mean) File: compiled_reninja_ts.csv ¦ region=INDSO ¦ resource=wind Coordinates: lat=12.9724, lon=77.5806 9-year mean CF=0.3006 Previous template value: 0.1500 (replaced)
Note on K159: Source: Renewables.ninja (2014-2022 mean) File: compiled_reninja_ts.csv ¦ region=INDSO ¦ resource=wind Coordinates: lat=12.9724, lon=77.5806 9-year mean CF=0.2360 Previous template value: 0.1500 (replaced)
Note on K160: Source: Renewables.ninja (2014-2022 mean) File: compiled_reninja_ts.csv ¦ region=INDSO ¦ resource=wind Coordinates: lat=12.9724, lon=77.5806 9-year mean CF=0.6001 Previous template value: 0.1500 (replaced)
Note on K161: Source: Renewables.ninja (2014-2022 mean) File: compiled_reninja_ts.csv ¦ region=INDSO ¦ resource=wind Coordinates: lat=12.9724, lon=77.5806 9-year mean CF=0.3022 Previous template value: 0.2400 (replaced)
Note on K162: Source: Renewables.ninja (2014-2022 mean) File: compiled_reninja_ts.csv ¦ region=INDSO ¦ resource=wind Coordinates: lat=12.9724, lon=77.5806 9-year mean CF=0.1978 Previous template value: 0.2400 (replaced)
Note on K163: Source: Renewables.ninja (2014-2022 mean) File: compiled_reninja_ts.csv ¦ region=INDSO ¦ resource=wind Coordinates: lat=12.9724, lon=77.5806 9-year mean CF=0.4930 Previous template value: 0.2400 (replaced)
Note on K164: Source: Renewables.ninja (2014-2022 mean) File: compiled_reninja_ts.csv ¦ region=INDSO ¦ resource=wind Coordinates: lat=12.9724, lon=77.5806 9-year mean CF=0.4714 Previous template value: 0.3300 (replaced)
Note on K165: Source: Renewables.ninja (2014-2022 mean) File: compiled_reninja_ts.csv ¦ region=INDSO ¦ resource=wind Coordinates: lat=12.9724, lon=77.5806 9-year mean CF=0.5809 Previous template value: 0.3300 (replaced)
Note on K166: Source: Renewables.ninja (2014-2022 mean) File: compiled_reninja_ts.csv ¦ region=INDSO ¦ resource=wind Coordinates: lat=12.9724, lon=77.5806 9-year mean CF=0.4876 Previous template value: 0.3300 (replaced)
Note on K167: Source: Renewables.ninja (2014-2022 mean) File: compiled_reninja_ts.csv ¦ region=INDSO ¦ resource=wind Coordinates: lat=12.9724, lon=77.5806 9-year mean CF=0.2601 Previous template value: 0.2000 (replaced)
Note on K168: Source: Renewables.ninja (2014-2022 mean) File: compiled_reninja_ts.csv ¦ region=INDSO ¦ resource=wind Coordinates: lat=12.9724, lon=77.5806 9-year mean CF=0.2646 Previous template value: 0.2000 (replaced)
Note on K169: Source: Renewables.ninja (2014-2022 mean) File: compiled_reninja_ts.csv ¦ region=INDSO ¦ resource=wind Coordinates: lat=12.9724, lon=77.5806 9-year mean CF=0.3699 Previous template value: 0.2000 (replaced)
Note on K170: Source: Renewables.ninja (2014-2022 mean) File: compiled_reninja_ts.csv ¦ region=INDEA ¦ resource=wind Coordinates: lat=22.495, lon=88.3247 9-year mean CF=0.2451 Previous template value: 0.2000 (replaced)
Note on K171: Source: Renewables.ninja (2014-2022 mean) File: compiled_reninja_ts.csv ¦ region=INDEA ¦ resource=wind Coordinates: lat=22.495, lon=88.3247 9-year mean CF=0.1191 Previous template value: 0.2000 (replaced)
Note on K172: Source: Renewables.ninja (2014-2022 mean) File: compiled_reninja_ts.csv ¦ region=INDEA ¦ resource=wind Coordinates: lat=22.495, lon=88.3247 9-year mean CF=0.1672 Previous template value: 0.2000 (replaced)
Note on K173: Source: Renewables.ninja (2014-2022 mean) File: compiled_reninja_ts.csv ¦ region=INDEA ¦ resource=wind Coordinates: lat=22.495, lon=88.3247 9-year mean CF=0.3444 Previous template value: 0.2000 (replaced)
Note on K174: Source: Renewables.ninja (2014-2022 mean) File: compiled_reninja_ts.csv ¦ region=INDEA ¦ resource=wind Coordinates: lat=22.495, lon=88.3247 9-year mean CF=0.2689 Previous template value: 0.2000 (replaced)
Note on K175: Source: Renewables.ninja (2014-2022 mean) File: compiled_reninja_ts.csv ¦ region=INDEA ¦ resource=wind Coordinates: lat=22.495, lon=88.3247 9-year mean CF=0.4717 Previous template value: 0.2000 (replaced)
Note on K176: Source: Renewables.ninja (2014-2022 mean) File: compiled_reninja_ts.csv ¦ region=INDEA ¦ resource=wind Coordinates: lat=22.495, lon=88.3247 9-year mean CF=0.3355 Previous template value: 0.2000 (replaced)
Note on K177: Source: Renewables.ninja (2014-2022 mean) File: compiled_reninja_ts.csv ¦ region=INDEA ¦ resource=wind Coordinates: lat=22.495, lon=88.3247 9-year mean CF=0.3230 Previous template value: 0.2000 (replaced)
Note on K178: Source: Renewables.ninja (2014-2022 mean) File: compiled_reninja_ts.csv ¦ region=INDEA ¦ resource=wind Coordinates: lat=22.495, lon=88.3247 9-year mean CF=0.4372 Previous template value: 0.2000 (replaced)
Note on K179: Source: Renewables.ninja (2014-2022 mean) File: compiled_reninja_ts.csv ¦ region=INDEA ¦ resource=wind Coordinates: lat=22.495, lon=88.3247 9-year mean CF=0.1851 Previous template value: 0.2000 (replaced)
Note on K180: Source: Renewables.ninja (2014-2022 mean) File: compiled_reninja_ts.csv ¦ region=INDEA ¦ resource=wind Coordinates: lat=22.495, lon=88.3247 9-year mean CF=0.0876 Previous template value: 0.2000 (replaced)
Note on K181: Source: Renewables.ninja (2014-2022 mean) File: compiled_reninja_ts.csv ¦ region=INDEA ¦ resource=wind Coordinates: lat=22.495, lon=88.3247 9-year mean CF=0.1278 Previous template value: 0.2000 (replaced)
Note on K182: Source: Renewables.ninja (2014-2022 mean) File: compiled_reninja_ts.csv ¦ region=INDWE ¦ resource=wind Coordinates: lat=19.017, lon=72.857 9-year mean CF=0.3138 Previous template value: 0.2200 (replaced)
Note on K183: Source: Renewables.ninja (2014-2022 mean) File: compiled_reninja_ts.csv ¦ region=INDWE ¦ resource=wind Coordinates: lat=19.017, lon=72.857 9-year mean CF=0.1748 Previous template value: 0.2200 (replaced)
Note on K184: Source: Renewables.ninja (2014-2022 mean) File: compiled_reninja_ts.csv ¦ region=INDWE ¦ resource=wind Coordinates: lat=19.017, lon=72.857 9-year mean CF=0.3366 Previous template value: 0.2200 (replaced)
Note on K185: Source: Renewables.ninja (2014-2022 mean) File: compiled_reninja_ts.csv ¦ region=INDWE ¦ resource=wind Coordinates: lat=19.017, lon=72.857 9-year mean CF=0.1224 Previous template value: 0.2700 (replaced)
Note on K186: Source: Renewables.ninja (2014-2022 mean) File: compiled_reninja_ts.csv ¦ region=INDWE ¦ resource=wind Coordinates: lat=19.017, lon=72.857 9-year mean CF=0.2174 Previous template value: 0.2700 (replaced)
Note on K187: Source: Renewables.ninja (2014-2022 mean) File: compiled_reninja_ts.csv ¦ region=INDWE ¦ resource=wind Coordinates: lat=19.017, lon=72.857 9-year mean CF=0.2622 Previous template value: 0.2700 (replaced)
Note on K188: Source: Renewables.ninja (2014-2022 mean) File: compiled_reninja_ts.csv ¦ region=INDWE ¦ resource=wind Coordinates: lat=19.017, lon=72.857 9-year mean CF=0.4692 Previous template value: 0.3600 (replaced)
Note on K189: Source: Renewables.ninja (2014-2022 mean) File: compiled_reninja_ts.csv ¦ region=INDWE ¦ resource=wind Coordinates: lat=19.017, lon=72.857 9-year mean CF=0.4968 Previous template value: 0.3600 (replaced)
Note on K190: Source: Renewables.ninja (2014-2022 mean) File: compiled_reninja_ts.csv ¦ region=INDWE ¦ resource=wind Coordinates: lat=19.017, lon=72.857 9-year mean CF=0.4584 Previous template value: 0.3600 (replaced)
Note on K191: Source: Renewables.ninja (2014-2022 mean) File: compiled_reninja_ts.csv ¦ region=INDWE ¦ resource=wind Coordinates: lat=19.017, lon=72.857 9-year mean CF=0.3102 Previous template value: 0.2400 (replaced)
Note on K192: Source: Renewables.ninja (2014-2022 mean) File: compiled_reninja_ts.csv ¦ region=INDWE ¦ resource=wind Coordinates: lat=19.017, lon=72.857 9-year mean CF=0.1460 Previous template value: 0.2400 (replaced)
Note on K193: Source: Renewables.ninja (2014-2022 mean) File: compiled_reninja_ts.csv ¦ region=INDWE ¦ resource=wind Coordinates: lat=19.017, lon=72.857 9-year mean CF=0.2168 Previous template value: 0.2400 (replaced)
Note on K194: Source: Renewables.ninja (2014-2022 mean) File: compiled_reninja_ts.csv ¦ region=INDNE ¦ resource=wind Coordinates: lat=26.16, lon=91.77 9-year mean CF=0.3117 Previous template value: 0.2000 (replaced)
Note on K195: Source: Renewables.ninja (2014-2022 mean) File: compiled_reninja_ts.csv ¦ region=INDNE ¦ resource=wind Coordinates: lat=26.16, lon=91.77 9-year mean CF=0.1437 Previous template value: 0.2000 (replaced)
Note on K196: Source: Renewables.ninja (2014-2022 mean) File: compiled_reninja_ts.csv ¦ region=INDNE ¦ resource=wind Coordinates: lat=26.16, lon=91.77 9-year mean CF=0.3179 Previous template value: 0.2000 (replaced)
Note on K197: Source: Renewables.ninja (2014-2022 mean) File: compiled_reninja_ts.csv ¦ region=INDNE ¦ resource=wind Coordinates: lat=26.16, lon=91.77 9-year mean CF=0.4255 Previous template value: 0.2000 (replaced)
Note on K198: Source: Renewables.ninja (2014-2022 mean) File: compiled_reninja_ts.csv ¦ region=INDNE ¦ resource=wind Coordinates: lat=26.16, lon=91.77 9-year mean CF=0.2802 Previous template value: 0.2000 (replaced)
Note on K199: Source: Renewables.ninja (2014-2022 mean) File: compiled_reninja_ts.csv ¦ region=INDNE ¦ resource=wind Coordinates: lat=26.16, lon=91.77 9-year mean CF=0.3998 Previous template value: 0.2000 (replaced)
Note on K200: Source: Renewables.ninja (2014-2022 mean) File: compiled_reninja_ts.csv ¦ region=INDNE ¦ resource=wind Coordinates: lat=26.16, lon=91.77 9-year mean CF=0.2242 Previous template value: 0.2000 (replaced)
Note on K201: Source: Renewables.ninja (2014-2022 mean) File: compiled_reninja_ts.csv ¦ region=INDNE ¦ resource=wind Coordinates: lat=26.16, lon=91.77 9-year mean CF=0.1719 Previous template value: 0.2000 (replaced)
Note on K202: Source: Renewables.ninja (2014-2022 mean) File: compiled_reninja_ts.csv ¦ region=INDNE ¦ resource=wind Coordinates: lat=26.16, lon=91.77 9-year mean CF=0.2299 Previous template value: 0.2000 (replaced)
Note on K203: Source: Renewables.ninja (2014-2022 mean) File: compiled_reninja_ts.csv ¦ region=INDNE ¦ resource=wind Coordinates: lat=26.16, lon=91.77 9-year mean CF=0.2287 Previous template value: 0.2000 (replaced)
Note on K204: Source: Renewables.ninja (2014-2022 mean) File: compiled_reninja_ts.csv ¦ region=INDNE ¦ resource=wind Coordinates: lat=26.16, lon=91.77 9-year mean CF=0.0961 Previous template value: 0.2000 (replaced)
Note on K205: Source: Renewables.ninja (2014-2022 mean) File: compiled_reninja_ts.csv ¦ region=INDNE ¦ resource=wind Coordinates: lat=26.16, lon=91.77 9-year mean CF=0.2112 Previous template value: 0.2000 (replaced)
Note on K206: Source: Renewables.ninja (2014-2022 mean) File: compiled_reninja_ts.csv ¦ region=NPLXX ¦ resource=wind Coordinates: lat=27.7167, lon=85.3166 9-year mean CF=0.0112 Previous template value: 0.2000 (replaced)
Note on K207: Source: Renewables.ninja (2014-2022 mean) File: compiled_reninja_ts.csv ¦ region=NPLXX ¦ resource=wind Coordinates: lat=27.7167, lon=85.3166 9-year mean CF=0.0358 Previous template value: 0.2000 (replaced)
Note on K208: Source: Renewables.ninja (2014-2022 mean) File: compiled_reninja_ts.csv ¦ region=NPLXX ¦ resource=wind Coordinates: lat=27.7167, lon=85.3166 9-year mean CF=0.0106 Previous template value: 0.2000 (replaced)
Note on K209: Source: Renewables.ninja (2014-2022 mean) File: compiled_reninja_ts.csv ¦ region=NPLXX ¦ resource=wind Coordinates: lat=27.7167, lon=85.3166 9-year mean CF=0.0232 Previous template value: 0.2000 (replaced)
Note on K210: Source: Renewables.ninja (2014-2022 mean) File: compiled_reninja_ts.csv ¦ region=NPLXX ¦ resource=wind Coordinates: lat=27.7167, lon=85.3166 9-year mean CF=0.0709 Previous template value: 0.2000 (replaced)
Note on K211: Source: Renewables.ninja (2014-2022 mean) File: compiled_reninja_ts.csv ¦ region=NPLXX ¦ resource=wind Coordinates: lat=27.7167, lon=85.3166 9-year mean CF=0.0242 Previous template value: 0.2000 (replaced)
Note on K212: Source: Renewables.ninja (2014-2022 mean) File: compiled_reninja_ts.csv ¦ region=NPLXX ¦ resource=wind Coordinates: lat=27.7167, lon=85.3166 9-year mean CF=0.0132 Previous template value: 0.2000 (replaced)
Note on K213: Source: Renewables.ninja (2014-2022 mean) File: compiled_reninja_ts.csv ¦ region=NPLXX ¦ resource=wind Coordinates: lat=27.7167, lon=85.3166 9-year mean CF=0.0458 Previous template value: 0.2000 (replaced)
Note on K214: Source: Renewables.ninja (2014-2022 mean) File: compiled_reninja_ts.csv ¦ region=NPLXX ¦ resource=wind Coordinates: lat=27.7167, lon=85.3166 9-year mean CF=0.0278 Previous template value: 0.2000 (replaced)
Note on K215: Source: Renewables.ninja (2014-2022 mean) File: compiled_reninja_ts.csv ¦ region=NPLXX ¦ resource=wind Coordinates: lat=27.7167, lon=85.3166 9-year mean CF=0.0057 Previous template value: 0.2000 (replaced)
Note on K216: Source: Renewables.ninja (2014-2022 mean) File: compiled_reninja_ts.csv ¦ region=NPLXX ¦ resource=wind Coordinates: lat=27.7167, lon=85.3166 9-year mean CF=0.0131 Previous template value: 0.2000 (replaced)
Note on K217: Source: Renewables.ninja (2014-2022 mean) File: compiled_reninja_ts.csv ¦ region=NPLXX ¦ resource=wind Coordinates: lat=27.7167, lon=85.3166 9-year mean CF=0.0068 Previous template value: 0.2000 (replaced)
Note on K218: Source: Renewables.ninja (2014-2022 mean) File: compiled_reninja_ts.csv ¦ region=LKAXX ¦ resource=wind Coordinates: lat=6.932, lon=79.8578 9-year mean CF=0.3602 Previous template value: 0.2400 (replaced)
Note on K219: Source: Renewables.ninja (2014-2022 mean) File: compiled_reninja_ts.csv ¦ region=LKAXX ¦ resource=wind Coordinates: lat=6.932, lon=79.8578 9-year mean CF=0.2657 Previous template value: 0.2400 (replaced)
Note on K220: Source: Renewables.ninja (2014-2022 mean) File: compiled_reninja_ts.csv ¦ region=LKAXX ¦ resource=wind Coordinates: lat=6.932, lon=79.8578 9-year mean CF=0.3704 Previous template value: 0.2400 (replaced)
Note on K221: Source: Renewables.ninja (2014-2022 mean) File: compiled_reninja_ts.csv ¦ region=LKAXX ¦ resource=wind Coordinates: lat=6.932, lon=79.8578 9-year mean CF=0.2454 Previous template value: 0.3500 (replaced)
Note on K222: Source: Renewables.ninja (2014-2022 mean) File: compiled_reninja_ts.csv ¦ region=LKAXX ¦ resource=wind Coordinates: lat=6.932, lon=79.8578 9-year mean CF=0.2144 Previous template value: 0.3500 (replaced)
Note on K223: Source: Renewables.ninja (2014-2022 mean) File: compiled_reninja_ts.csv ¦ region=LKAXX ¦ resource=wind Coordinates: lat=6.932, lon=79.8578 9-year mean CF=0.2453 Previous template value: 0.3500 (replaced)
Note on K224: Source: Renewables.ninja (2014-2022 mean) File: compiled_reninja_ts.csv ¦ region=LKAXX ¦ resource=wind Coordinates: lat=6.932, lon=79.8578 9-year mean CF=0.6386 Previous template value: 0.5200 (replaced)
Note on K225: Source: Renewables.ninja (2014-2022 mean) File: compiled_reninja_ts.csv ¦ region=LKAXX ¦ resource=wind Coordinates: lat=6.932, lon=79.8578 9-year mean CF=0.5911 Previous template value: 0.5200 (replaced)
Note on K226: Source: Renewables.ninja (2014-2022 mean) File: compiled_reninja_ts.csv ¦ region=LKAXX ¦ resource=wind Coordinates: lat=6.932, lon=79.8578 9-year mean CF=0.5925 Previous template value: 0.5200 (replaced)
Note on K227: Source: Renewables.ninja (2014-2022 mean) File: compiled_reninja_ts.csv ¦ region=LKAXX ¦ resource=wind Coordinates: lat=6.932, lon=79.8578 9-year mean CF=0.2973
Note on K228: Source: Renewables.ninja (2014-2022 mean) File: compiled_reninja_ts.csv ¦ region=LKAXX ¦ resource=wind Coordinates: lat=6.932, lon=79.8578 9-year mean CF=0.2740 Previous template value: 0.3000 (replaced)
Note on K229: Source: Renewables.ninja (2014-2022 mean) File: compiled_reninja_ts.csv ¦ region=LKAXX ¦ resource=wind Coordinates: lat=6.932, lon=79.8578 9-year mean CF=0.2880 Previous template value: 0.3000 (replaced)
Note on K230: Source: Renewables.ninja (2014-2022 mean) File: compiled_reninja_ts.csv ¦ region=MDVXX ¦ resource=wind Coordinates: lat=1.925, lon=73.3997 9-year mean CF=0.2197 Previous template value: 0.2000 (replaced)
Note on K231: Source: Renewables.ninja (2014-2022 mean) File: compiled_reninja_ts.csv ¦ region=MDVXX ¦ resource=wind Coordinates: lat=1.925, lon=73.3997 9-year mean CF=0.2336 Previous template value: 0.2000 (replaced)
Note on K232: Source: Renewables.ninja (2014-2022 mean) File: compiled_reninja_ts.csv ¦ region=MDVXX ¦ resource=wind Coordinates: lat=1.925, lon=73.3997 9-year mean CF=0.2403 Previous template value: 0.2000 (replaced)
Note on K233: Source: Renewables.ninja (2014-2022 mean) File: compiled_reninja_ts.csv ¦ region=MDVXX ¦ resource=wind Coordinates: lat=1.925, lon=73.3997 9-year mean CF=0.2355 Previous template value: 0.2000 (replaced)
Note on K234: Source: Renewables.ninja (2014-2022 mean) File: compiled_reninja_ts.csv ¦ region=MDVXX ¦ resource=wind Coordinates: lat=1.925, lon=73.3997 9-year mean CF=0.2354 Previous template value: 0.2000 (replaced)
Note on K235: Source: Renewables.ninja (2014-2022 mean) File: compiled_reninja_ts.csv ¦ region=MDVXX ¦ resource=wind Coordinates: lat=1.925, lon=73.3997 9-year mean CF=0.2346 Previous template value: 0.2000 (replaced)
Note on K236: Source: Renewables.ninja (2014-2022 mean) File: compiled_reninja_ts.csv ¦ region=MDVXX ¦ resource=wind Coordinates: lat=1.925, lon=73.3997 9-year mean CF=0.2358 Previous template value: 0.2000 (replaced)
Note on K237: Source: Renewables.ninja (2014-2022 mean) File: compiled_reninja_ts.csv ¦ region=MDVXX ¦ resource=wind Coordinates: lat=1.925, lon=73.3997 9-year mean CF=0.2306 Previous template value: 0.2000 (replaced)
Note on K238: Source: Renewables.ninja (2014-2022 mean) File: compiled_reninja_ts.csv ¦ region=MDVXX ¦ resource=wind Coordinates: lat=1.925, lon=73.3997 9-year mean CF=0.2291 Previous template value: 0.2000 (replaced)
Note on K239: Source: Renewables.ninja (2014-2022 mean) File: compiled_reninja_ts.csv ¦ region=MDVXX ¦ resource=wind Coordinates: lat=1.925, lon=73.3997 9-year mean CF=0.3093 Previous template value: 0.2000 (replaced)
Note on K240: Source: Renewables.ninja (2014-2022 mean) File: compiled_reninja_ts.csv ¦ region=MDVXX ¦ resource=wind Coordinates: lat=1.925, lon=73.3997 9-year mean CF=0.3146 Previous template value: 0.2000 (replaced)
Note on K241: Source: Renewables.ninja (2014-2022 mean) File: compiled_reninja_ts.csv ¦ region=MDVXX ¦ resource=wind Coordinates: lat=1.925, lon=73.3997 9-year mean CF=0.3002 Previous template value: 0.2000 (replaced)
Note on K242: AMBIGUITY: Existing=0.1950, Renewables.ninja (2014-2022 mean)=0.3006 Source: compiled_reninja_ts.csv ¦ region=INDSO ¦ lat=12.9724, lon=77.5806 Existing source: unknown (pre-integration) Pre-integration value (~0.35-0.43). Plausible for Gulf of Mannar/Tamil Nadu coast. Cross-ref: CEA NEP offshore wind assessment; WB/NREL offshore wind roadmap.
Note on K243: AMBIGUITY: Existing=0.1950, Renewables.ninja (2014-2022 mean)=0.2360 Source: compiled_reninja_ts.csv ¦ region=INDSO ¦ lat=12.9724, lon=77.5806 Existing source: unknown (pre-integration)
Note on K244: AMBIGUITY: Existing=0.1950, Renewables.ninja (2014-2022 mean)=0.6001 Source: compiled_reninja_ts.csv ¦ region=INDSO ¦ lat=12.9724, lon=77.5806 Existing source: unknown (pre-integration)
Note on K245: Confirmed by Renewables.ninja (2014-2022 mean)=0.3022 Source: compiled_reninja_ts.csv ¦ region=INDSO ¦ lat=12.9724, lon=77.5806
Note on K246: AMBIGUITY: Existing=0.3120, Renewables.ninja (2014-2022 mean)=0.1978 Source: compiled_reninja_ts.csv ¦ region=INDSO ¦ lat=12.9724, lon=77.5806 Existing source: unknown (pre-integration)
Note on K247: AMBIGUITY: Existing=0.3120, Renewables.ninja (2014-2022 mean)=0.4930 Source: compiled_reninja_ts.csv ¦ region=INDSO ¦ lat=12.9724, lon=77.5806 Existing source: unknown (pre-integration)
Note on K248: AMBIGUITY: Existing=0.4290, Renewables.ninja (2014-2022 mean)=0.4714 Source: compiled_reninja_ts.csv ¦ region=INDSO ¦ lat=12.9724, lon=77.5806 Existing source: unknown (pre-integration)
Note on K249: AMBIGUITY: Existing=0.4290, Renewables.ninja (2014-2022 mean)=0.5809 Source: compiled_reninja_ts.csv ¦ region=INDSO ¦ lat=12.9724, lon=77.5806 Existing source: unknown (pre-integration)
Note on K250: AMBIGUITY: Existing=0.4290, Renewables.ninja (2014-2022 mean)=0.4876 Source: compiled_reninja_ts.csv ¦ region=INDSO ¦ lat=12.9724, lon=77.5806 Existing source: unknown (pre-integration)
Note on K251: Confirmed by Renewables.ninja (2014-2022 mean)=0.2601 Source: compiled_reninja_ts.csv ¦ region=INDSO ¦ lat=12.9724, lon=77.5806
Note on K252: Confirmed by Renewables.ninja (2014-2022 mean)=0.2646 Source: compiled_reninja_ts.csv ¦ region=INDSO ¦ lat=12.9724, lon=77.5806
Note on K253: AMBIGUITY: Existing=0.2600, Renewables.ninja (2014-2022 mean)=0.3699 Source: compiled_reninja_ts.csv ¦ region=INDSO ¦ lat=12.9724, lon=77.5806 Existing source: unknown (pre-integration)
Note on K254: AMBIGUITY: Existing=0.2750, Renewables.ninja (2014-2022 mean)=0.3138 Source: compiled_reninja_ts.csv ¦ region=INDWE ¦ lat=19.017, lon=72.857 Existing source: unknown (pre-integration) Pre-integration value (~0.35-0.45). Plausible for Gujarat coast. Cross-ref: MNRE offshore wind assessment; India's 37 GW offshore wind target.
Note on K255: AMBIGUITY: Existing=0.2750, Renewables.ninja (2014-2022 mean)=0.1748 Source: compiled_reninja_ts.csv ¦ region=INDWE ¦ lat=19.017, lon=72.857 Existing source: unknown (pre-integration)
Note on K256: AMBIGUITY: Existing=0.2750, Renewables.ninja (2014-2022 mean)=0.3366 Source: compiled_reninja_ts.csv ¦ region=INDWE ¦ lat=19.017, lon=72.857 Existing source: unknown (pre-integration)
Note on K257: AMBIGUITY: Existing=0.3375, Renewables.ninja (2014-2022 mean)=0.1224 Source: compiled_reninja_ts.csv ¦ region=INDWE ¦ lat=19.017, lon=72.857 Existing source: unknown (pre-integration)
Note on K258: AMBIGUITY: Existing=0.3375, Renewables.ninja (2014-2022 mean)=0.2174 Source: compiled_reninja_ts.csv ¦ region=INDWE ¦ lat=19.017, lon=72.857 Existing source: unknown (pre-integration)
Note on K259: AMBIGUITY: Existing=0.3375, Renewables.ninja (2014-2022 mean)=0.2622 Source: compiled_reninja_ts.csv ¦ region=INDWE ¦ lat=19.017, lon=72.857 Existing source: unknown (pre-integration)
Note on K260: AMBIGUITY: Existing=0.4500, Renewables.ninja (2014-2022 mean)=0.4692 Source: compiled_reninja_ts.csv ¦ region=INDWE ¦ lat=19.017, lon=72.857 Existing source: unknown (pre-integration)
Note on K261: AMBIGUITY: Existing=0.4500, Renewables.ninja (2014-2022 mean)=0.4968 Source: compiled_reninja_ts.csv ¦ region=INDWE ¦ lat=19.017, lon=72.857 Existing source: unknown (pre-integration)
Note on K262: Confirmed by Renewables.ninja (2014-2022 mean)=0.4584 Source: compiled_reninja_ts.csv ¦ region=INDWE ¦ lat=19.017, lon=72.857
Note on K263: AMBIGUITY: Existing=0.3000, Renewables.ninja (2014-2022 mean)=0.3102 Source: compiled_reninja_ts.csv ¦ region=INDWE ¦ lat=19.017, lon=72.857 Existing source: unknown (pre-integration)
Note on K264: AMBIGUITY: Existing=0.3000, Renewables.ninja (2014-2022 mean)=0.1460 Source: compiled_reninja_ts.csv ¦ region=INDWE ¦ lat=19.017, lon=72.857 Existing source: unknown (pre-integration)
Note on K265: AMBIGUITY: Existing=0.3000, Renewables.ninja (2014-2022 mean)=0.2168 Source: compiled_reninja_ts.csv ¦ region=INDWE ¦ lat=19.017, lon=72.857 Existing source: unknown (pre-integration)
Note on K266: Confirmed by Renewables.ninja (2014-2022 mean)=0.2451 Source: compiled_reninja_ts.csv ¦ region=INDEA ¦ lat=22.495, lon=88.3247 Pre-integration value (~0.20-0.25). Lower CF consistent with Bay of Bengal wind resource.
Note on K267: AMBIGUITY: Existing=0.2500, Renewables.ninja (2014-2022 mean)=0.1191 Source: compiled_reninja_ts.csv ¦ region=INDEA ¦ lat=22.495, lon=88.3247 Existing source: unknown (pre-integration)
Note on K268: AMBIGUITY: Existing=0.2500, Renewables.ninja (2014-2022 mean)=0.1672 Source: compiled_reninja_ts.csv ¦ region=INDEA ¦ lat=22.495, lon=88.3247 Existing source: unknown (pre-integration)
Note on K269: AMBIGUITY: Existing=0.2500, Renewables.ninja (2014-2022 mean)=0.3444 Source: compiled_reninja_ts.csv ¦ region=INDEA ¦ lat=22.495, lon=88.3247 Existing source: unknown (pre-integration)
Note on K270: AMBIGUITY: Existing=0.2500, Renewables.ninja (2014-2022 mean)=0.2689 Source: compiled_reninja_ts.csv ¦ region=INDEA ¦ lat=22.495, lon=88.3247 Existing source: unknown (pre-integration)
Note on K271: AMBIGUITY: Existing=0.2500, Renewables.ninja (2014-2022 mean)=0.4717 Source: compiled_reninja_ts.csv ¦ region=INDEA ¦ lat=22.495, lon=88.3247 Existing source: unknown (pre-integration)
Note on K272: AMBIGUITY: Existing=0.2500, Renewables.ninja (2014-2022 mean)=0.3355 Source: compiled_reninja_ts.csv ¦ region=INDEA ¦ lat=22.495, lon=88.3247 Existing source: unknown (pre-integration)
Note on K273: AMBIGUITY: Existing=0.2500, Renewables.ninja (2014-2022 mean)=0.3230 Source: compiled_reninja_ts.csv ¦ region=INDEA ¦ lat=22.495, lon=88.3247 Existing source: unknown (pre-integration)
Note on K274: AMBIGUITY: Existing=0.2500, Renewables.ninja (2014-2022 mean)=0.4372 Source: compiled_reninja_ts.csv ¦ region=INDEA ¦ lat=22.495, lon=88.3247 Existing source: unknown (pre-integration)
Note on K275: AMBIGUITY: Existing=0.2500, Renewables.ninja (2014-2022 mean)=0.1851 Source: compiled_reninja_ts.csv ¦ region=INDEA ¦ lat=22.495, lon=88.3247 Existing source: unknown (pre-integration)
Note on K276: AMBIGUITY: Existing=0.2500, Renewables.ninja (2014-2022 mean)=0.0876 Source: compiled_reninja_ts.csv ¦ region=INDEA ¦ lat=22.495, lon=88.3247 Existing source: unknown (pre-integration)
Note on K277: AMBIGUITY: Existing=0.2500, Renewables.ninja (2014-2022 mean)=0.1278 Source: compiled_reninja_ts.csv ¦ region=INDEA ¦ lat=22.495, lon=88.3247 Existing source: unknown (pre-integration)
Note on K278: AMBIGUITY: Existing=0.1500, Renewables.ninja (2014-2022 mean)=0.1827 Source: compiled_reninja_ts.csv ¦ region=BGDXX ¦ lat=23.7231, lon=90.4086 Existing source: unknown (pre-integration) Pre-integration value (~0.35-0.45). Bay of Bengal. Limited offshore wind data for BD.
Note on K279: AMBIGUITY: Existing=0.1500, Renewables.ninja (2014-2022 mean)=0.0730 Source: compiled_reninja_ts.csv ¦ region=BGDXX ¦ lat=23.7231, lon=90.4086 Existing source: unknown (pre-integration)
Note on K280: AMBIGUITY: Existing=0.1500, Renewables.ninja (2014-2022 mean)=0.1776 Source: compiled_reninja_ts.csv ¦ region=BGDXX ¦ lat=23.7231, lon=90.4086 Existing source: unknown (pre-integration)
Note on K281: AMBIGUITY: Existing=0.2250, Renewables.ninja (2014-2022 mean)=0.3122 Source: compiled_reninja_ts.csv ¦ region=BGDXX ¦ lat=23.7231, lon=90.4086 Existing source: unknown (pre-integration)
Note on K282: AMBIGUITY: Existing=0.2250, Renewables.ninja (2014-2022 mean)=0.1885 Source: compiled_reninja_ts.csv ¦ region=BGDXX ¦ lat=23.7231, lon=90.4086 Existing source: unknown (pre-integration)
Note on K283: AMBIGUITY: Existing=0.2250, Renewables.ninja (2014-2022 mean)=0.4045 Source: compiled_reninja_ts.csv ¦ region=BGDXX ¦ lat=23.7231, lon=90.4086 Existing source: unknown (pre-integration)
Note on K284: AMBIGUITY: Existing=0.4500, Renewables.ninja (2014-2022 mean)=0.3461 Source: compiled_reninja_ts.csv ¦ region=BGDXX ¦ lat=23.7231, lon=90.4086 Existing source: unknown (pre-integration)
Note on K285: AMBIGUITY: Existing=0.4500, Renewables.ninja (2014-2022 mean)=0.3106 Source: compiled_reninja_ts.csv ¦ region=BGDXX ¦ lat=23.7231, lon=90.4086 Existing source: unknown (pre-integration)
Note on K286: AMBIGUITY: Existing=0.4500, Renewables.ninja (2014-2022 mean)=0.3991 Source: compiled_reninja_ts.csv ¦ region=BGDXX ¦ lat=23.7231, lon=90.4086 Existing source: unknown (pre-integration)
Note on K287: AMBIGUITY: Existing=0.1750, Renewables.ninja (2014-2022 mean)=0.1246 Source: compiled_reninja_ts.csv ¦ region=BGDXX ¦ lat=23.7231, lon=90.4086 Existing source: unknown (pre-integration)
Note on K288: AMBIGUITY: Existing=0.1750, Renewables.ninja (2014-2022 mean)=0.0613 Source: compiled_reninja_ts.csv ¦ region=BGDXX ¦ lat=23.7231, lon=90.4086 Existing source: unknown (pre-integration)
Note on K289: AMBIGUITY: Existing=0.1750, Renewables.ninja (2014-2022 mean)=0.1085 Source: compiled_reninja_ts.csv ¦ region=BGDXX ¦ lat=23.7231, lon=90.4086 Existing source: unknown (pre-integration)
Note on K290: AMBIGUITY: Existing=0.2880, Renewables.ninja (2014-2022 mean)=0.3602 Source: compiled_reninja_ts.csv ¦ region=LKAXX ¦ lat=6.932, lon=79.8578 Existing source: unknown (pre-integration) Pre-integration value (~0.48-0.62). Consistent with Mannar Basin wind resource (ADB Mannar Wind study). Higher CFs than typical due to narrow strait acceleration.
Note on K291: AMBIGUITY: Existing=0.2880, Renewables.ninja (2014-2022 mean)=0.2657 Source: compiled_reninja_ts.csv ¦ region=LKAXX ¦ lat=6.932, lon=79.8578 Existing source: unknown (pre-integration)
Note on K292: AMBIGUITY: Existing=0.2880, Renewables.ninja (2014-2022 mean)=0.3704 Source: compiled_reninja_ts.csv ¦ region=LKAXX ¦ lat=6.932, lon=79.8578 Existing source: unknown (pre-integration)
Note on K293: AMBIGUITY: Existing=0.4200, Renewables.ninja (2014-2022 mean)=0.2454 Source: compiled_reninja_ts.csv ¦ region=LKAXX ¦ lat=6.932, lon=79.8578 Existing source: unknown (pre-integration)
Note on K294: AMBIGUITY: Existing=0.4200, Renewables.ninja (2014-2022 mean)=0.2144 Source: compiled_reninja_ts.csv ¦ region=LKAXX ¦ lat=6.932, lon=79.8578 Existing source: unknown (pre-integration)
Note on K295: AMBIGUITY: Existing=0.4200, Renewables.ninja (2014-2022 mean)=0.2453 Source: compiled_reninja_ts.csv ¦ region=LKAXX ¦ lat=6.932, lon=79.8578 Existing source: unknown (pre-integration)
Note on K296: AMBIGUITY: Existing=0.6240, Renewables.ninja (2014-2022 mean)=0.6386 Source: compiled_reninja_ts.csv ¦ region=LKAXX ¦ lat=6.932, lon=79.8578 Existing source: unknown (pre-integration)
Note on K297: AMBIGUITY: Existing=0.6240, Renewables.ninja (2014-2022 mean)=0.5911 Source: compiled_reninja_ts.csv ¦ region=LKAXX ¦ lat=6.932, lon=79.8578 Existing source: unknown (pre-integration)
Note on K298: AMBIGUITY: Existing=0.6240, Renewables.ninja (2014-2022 mean)=0.5925 Source: compiled_reninja_ts.csv ¦ region=LKAXX ¦ lat=6.932, lon=79.8578 Existing source: unknown (pre-integration)
Note on K299: AMBIGUITY: Existing=0.3600, Renewables.ninja (2014-2022 mean)=0.2973 Source: compiled_reninja_ts.csv ¦ region=LKAXX ¦ lat=6.932, lon=79.8578 Existing source: unknown (pre-integration)
Note on K300: AMBIGUITY: Existing=0.3600, Renewables.ninja (2014-2022 mean)=0.2740 Source: compiled_reninja_ts.csv ¦ region=LKAXX ¦ lat=6.932, lon=79.8578 Existing source: unknown (pre-integration)
Note on K301: AMBIGUITY: Existing=0.3600, Renewables.ninja (2014-2022 mean)=0.2880 Source: compiled_reninja_ts.csv ¦ region=LKAXX ¦ lat=6.932, lon=79.8578 Existing source: unknown (pre-integration)
Note on K302: AMBIGUITY: Existing=0.2400, Renewables.ninja (2014-2022 mean)=0.2197 Source: compiled_reninja_ts.csv ¦ region=MDVXX ¦ lat=1.925, lon=73.3997 Existing source: unknown (pre-integration) Pre-integration value (~0.19-0.24). Low — consistent with equatorial location. Limited offshore wind potential.
Note on K303: Confirmed by Renewables.ninja (2014-2022 mean)=0.2336 Source: compiled_reninja_ts.csv ¦ region=MDVXX ¦ lat=1.925, lon=73.3997
Note on K304: Confirmed by Renewables.ninja (2014-2022 mean)=0.2403 Source: compiled_reninja_ts.csv ¦ region=MDVXX ¦ lat=1.925, lon=73.3997
Note on K305: Confirmed by Renewables.ninja (2014-2022 mean)=0.2355 Source: compiled_reninja_ts.csv ¦ region=MDVXX ¦ lat=1.925, lon=73.3997
Note on K306: Confirmed by Renewables.ninja (2014-2022 mean)=0.2354 Source: compiled_reninja_ts.csv ¦ region=MDVXX ¦ lat=1.925, lon=73.3997
Note on K307: Confirmed by Renewables.ninja (2014-2022 mean)=0.2346 Source: compiled_reninja_ts.csv ¦ region=MDVXX ¦ lat=1.925, lon=73.3997
Note on K308: Confirmed by Renewables.ninja (2014-2022 mean)=0.2358 Source: compiled_reninja_ts.csv ¦ region=MDVXX ¦ lat=1.925, lon=73.3997
Note on K309: Confirmed by Renewables.ninja (2014-2022 mean)=0.2306 Source: compiled_reninja_ts.csv ¦ region=MDVXX ¦ lat=1.925, lon=73.3997
Note on K310: AMBIGUITY: Existing=0.2400, Renewables.ninja (2014-2022 mean)=0.2291 Source: compiled_reninja_ts.csv ¦ region=MDVXX ¦ lat=1.925, lon=73.3997 Existing source: unknown (pre-integration)
Note on K311: AMBIGUITY: Existing=0.2400, Renewables.ninja (2014-2022 mean)=0.3093 Source: compiled_reninja_ts.csv ¦ region=MDVXX ¦ lat=1.925, lon=73.3997 Existing source: unknown (pre-integration)
Note on K312: AMBIGUITY: Existing=0.2400, Renewables.ninja (2014-2022 mean)=0.3146 Source: compiled_reninja_ts.csv ¦ region=MDVXX ¦ lat=1.925, lon=73.3997 Existing source: unknown (pre-integration)
Note on K313: AMBIGUITY: Existing=0.2400, Renewables.ninja (2014-2022 mean)=0.3002 Source: compiled_reninja_ts.csv ¦ region=MDVXX ¦ lat=1.925, lon=73.3997 Existing source: unknown (pre-integration)
Note on K314: RoR Hydro CF from NP_DA_Final. Source: NEA FY2079/80 gen + NREL hourly shape [DATA+EST]
Note on K315: RoR Hydro CF from NP_DA_Final. Source: NEA FY2079/80 gen + NREL hourly shape [DATA+EST]
Note on K316: RoR Hydro CF from NP_DA_Final. Source: NEA FY2079/80 gen + NREL hourly shape [DATA+EST]
Note on K317: RoR Hydro CF from NP_DA_Final. Source: NEA FY2079/80 gen + NREL hourly shape [DATA+EST]
Note on K318: RoR Hydro CF from NP_DA_Final. Source: NEA FY2079/80 gen + NREL hourly shape [DATA+EST]
Note on K319: RoR Hydro CF from NP_DA_Final. Source: NEA FY2079/80 gen + NREL hourly shape [DATA+EST]
Note on K320: RoR Hydro CF from NP_DA_Final. Source: NEA FY2079/80 gen + NREL hourly shape [DATA+EST]
Note on K321: RoR Hydro CF from NP_DA_Final. Source: NEA FY2079/80 gen + NREL hourly shape [DATA+EST]
Note on K322: RoR Hydro CF from NP_DA_Final. Source: NEA FY2079/80 gen + NREL hourly shape [DATA+EST]
Note on K323: RoR Hydro CF from NP_DA_Final. Source: NEA FY2079/80 gen + NREL hourly shape [DATA+EST]
Note on K324: RoR Hydro CF from NP_DA_Final. Source: NEA FY2079/80 gen + NREL hourly shape [DATA+EST]
Note on K325: RoR Hydro CF from NP_DA_Final. Source: NEA FY2079/80 gen + NREL hourly shape [DATA+EST]
Note on K326: Hydro CF from BTN_DA_Final. Source: BPSO Q1-Q4 2024 ex-bus + quarterly IC IRENA cross-check: weighted annual CF=0.453. IRENA 2023 reports 52%. Difference=0.067. Source: IRENA Energy Profile Bhutan (Sep 2025), Bhutan_new_data_v2 6_IRENA_Capacity_Factors.
Note on K327: Hydro CF from BTN_DA_Final. Source: BPSO Q1-Q4 2024 ex-bus + quarterly IC ⚠ DUAL OPTION: Current uses BPSO 2024 (annual CF≈0.453). Alternative IRENA-scaled value=0.2406 (annual CF≈0.52). See Capacities_CF_Options sheet for full comparison.
Note on K328: Hydro CF from BTN_DA_Final. Source: BPSO Q1-Q4 2024 ex-bus + quarterly IC ⚠ DUAL OPTION: Current uses BPSO 2024 (annual CF≈0.453). Alternative IRENA-scaled value=0.2430 (annual CF≈0.52). See Capacities_CF_Options sheet for full comparison.
Note on K329: Hydro CF from BTN_DA_Final. Source: BPSO Q1-Q4 2024 ex-bus + quarterly IC ⚠ DUAL OPTION: Current uses BPSO 2024 (annual CF≈0.453). Alternative IRENA-scaled value=0.2125 (annual CF≈0.52). See Capacities_CF_Options sheet for full comparison.
Note on K330: Hydro CF from BTN_DA_Final. Source: BPSO Q1-Q4 2024 ex-bus + quarterly IC ⚠ DUAL OPTION: Current uses BPSO 2024 (annual CF≈0.453). Alternative IRENA-scaled value=0.2282 (annual CF≈0.52). See Capacities_CF_Options sheet for full comparison.
Note on K331: Hydro CF from BTN_DA_Final. Source: BPSO Q1-Q4 2024 ex-bus + quarterly IC ⚠ DUAL OPTION: Current uses BPSO 2024 (annual CF≈0.453). Alternative IRENA-scaled value=0.2304 (annual CF≈0.52). See Capacities_CF_Options sheet for full comparison.
Note on K332: Hydro CF from BTN_DA_Final. Source: BPSO Q1-Q4 2024 ex-bus + quarterly IC ⚠ DUAL OPTION: Current uses BPSO 2024 (annual CF≈0.453). Alternative IRENA-scaled value=0.9414 (annual CF≈0.52). See Capacities_CF_Options sheet for full comparison.
Note on K333: Hydro CF from BTN_DA_Final. Source: BPSO Q1-Q4 2024 ex-bus + quarterly IC ⚠ DUAL OPTION: Current uses BPSO 2024 (annual CF≈0.453). Alternative IRENA-scaled value=1.0000 (annual CF≈0.52). See Capacities_CF_Options sheet for full comparison.
Note on K334: Hydro CF from BTN_DA_Final. Source: BPSO Q1-Q4 2024 ex-bus + quarterly IC ⚠ DUAL OPTION: Current uses BPSO 2024 (annual CF≈0.453). Alternative IRENA-scaled value=1.0000 (annual CF≈0.52). See Capacities_CF_Options sheet for full comparison.
Note on K335: Hydro CF from BTN_DA_Final. Source: BPSO Q1-Q4 2024 ex-bus + quarterly IC ⚠ DUAL OPTION: Current uses BPSO 2024 (annual CF≈0.453). Alternative IRENA-scaled value=0.6871 (annual CF≈0.52). See Capacities_CF_Options sheet for full comparison.
Note on K336: Hydro CF from BTN_DA_Final. Source: BPSO Q1-Q4 2024 ex-bus + quarterly IC ⚠ DUAL OPTION: Current uses BPSO 2024 (annual CF≈0.453). Alternative IRENA-scaled value=0.7378 (annual CF≈0.52). See Capacities_CF_Options sheet for full comparison.
Note on K337: Hydro CF from BTN_DA_Final. Source: BPSO Q1-Q4 2024 ex-bus + quarterly IC ⚠ DUAL OPTION: Current uses BPSO 2024 (annual CF≈0.453). Alternative IRENA-scaled value=0.7450 (annual CF≈0.52). See Capacities_CF_Options sheet for full comparison.
Note on K338: Pre-integration value. Likely from OSeMOSYS Global seasonal hydro profile or literature estimate. ⚠ NOT YET VERIFIED against DA_Final or national statistics.
Note on K339: Pre-integration value. Likely from OSeMOSYS Global seasonal hydro profile or literature estimate. ⚠ NOT YET VERIFIED against DA_Final or national statistics.
Note on K340: Pre-integration value. Likely from OSeMOSYS Global seasonal hydro profile or literature estimate. ⚠ NOT YET VERIFIED against DA_Final or national statistics.
Note on K341: Pre-integration value. Likely from OSeMOSYS Global seasonal hydro profile or literature estimate. ⚠ NOT YET VERIFIED against DA_Final or national statistics.
Note on K342: Pre-integration value. Likely from OSeMOSYS Global seasonal hydro profile or literature estimate. ⚠ NOT YET VERIFIED against DA_Final or national statistics.
Note on K343: Pre-integration value. Likely from OSeMOSYS Global seasonal hydro profile or literature estimate. ⚠ NOT YET VERIFIED against DA_Final or national statistics.
Note on K344: Pre-integration value. Likely from OSeMOSYS Global seasonal hydro profile or literature estimate. ⚠ NOT YET VERIFIED against DA_Final or national statistics.
Note on K345: Pre-integration value. Likely from OSeMOSYS Global seasonal hydro profile or literature estimate. ⚠ NOT YET VERIFIED against DA_Final or national statistics.
Note on K346: Pre-integration value. Likely from OSeMOSYS Global seasonal hydro profile or literature estimate. ⚠ NOT YET VERIFIED against DA_Final or national statistics.
Note on K347: Pre-integration value. Likely from OSeMOSYS Global seasonal hydro profile or literature estimate. ⚠ NOT YET VERIFIED against DA_Final or national statistics.
Note on K348: Pre-integration value. Likely from OSeMOSYS Global seasonal hydro profile or literature estimate. ⚠ NOT YET VERIFIED against DA_Final or national statistics.
Note on K349: Pre-integration value. Likely from OSeMOSYS Global seasonal hydro profile or literature estimate. ⚠ NOT YET VERIFIED against DA_Final or national statistics.
Note on K350: Pre-integration value. Likely from OSeMOSYS Global seasonal hydro profile or literature estimate. ⚠ NOT YET VERIFIED against DA_Final or national statistics.
Note on K351: Pre-integration value. Likely from OSeMOSYS Global seasonal hydro profile or literature estimate. ⚠ NOT YET VERIFIED against DA_Final or national statistics.
Note on K352: Pre-integration value. Likely from OSeMOSYS Global seasonal hydro profile or literature estimate. ⚠ NOT YET VERIFIED against DA_Final or national statistics.
Note on K353: Pre-integration value. Likely from OSeMOSYS Global seasonal hydro profile or literature estimate. ⚠ NOT YET VERIFIED against DA_Final or national statistics.
Note on K354: Pre-integration value. Likely from OSeMOSYS Global seasonal hydro profile or literature estimate. ⚠ NOT YET VERIFIED against DA_Final or national statistics.
Note on K355: Pre-integration value. Likely from OSeMOSYS Global seasonal hydro profile or literature estimate. ⚠ NOT YET VERIFIED against DA_Final or national statistics.
Note on K356: Pre-integration value. Likely from OSeMOSYS Global seasonal hydro profile or literature estimate. ⚠ NOT YET VERIFIED against DA_Final or national statistics.
Note on K357: Pre-integration value. Likely from OSeMOSYS Global seasonal hydro profile or literature estimate. ⚠ NOT YET VERIFIED against DA_Final or national statistics.
Note on K358: Pre-integration value. Likely from OSeMOSYS Global seasonal hydro profile or literature estimate. ⚠ NOT YET VERIFIED against DA_Final or national statistics.
Note on K359: Pre-integration value. Likely from OSeMOSYS Global seasonal hydro profile or literature estimate. ⚠ NOT YET VERIFIED against DA_Final or national statistics.
Note on K360: Pre-integration value. Likely from OSeMOSYS Global seasonal hydro profile or literature estimate. ⚠ NOT YET VERIFIED against DA_Final or national statistics.
Note on K361: Pre-integration value. Likely from OSeMOSYS Global seasonal hydro profile or literature estimate. ⚠ NOT YET VERIFIED against DA_Final or national statistics.
Note on K362: Pre-integration value. Likely from OSeMOSYS Global seasonal hydro profile or literature estimate. ⚠ NOT YET VERIFIED against DA_Final or national statistics.
Note on K363: Pre-integration value. Likely from OSeMOSYS Global seasonal hydro profile or literature estimate. ⚠ NOT YET VERIFIED against DA_Final or national statistics.
Note on K364: Pre-integration value. Likely from OSeMOSYS Global seasonal hydro profile or literature estimate. ⚠ NOT YET VERIFIED against DA_Final or national statistics.
Note on K365: Pre-integration value. Likely from OSeMOSYS Global seasonal hydro profile or literature estimate. ⚠ NOT YET VERIFIED against DA_Final or national statistics.
Note on K366: Pre-integration value. Likely from OSeMOSYS Global seasonal hydro profile or literature estimate. ⚠ NOT YET VERIFIED against DA_Final or national statistics.
Note on K367: Pre-integration value. Likely from OSeMOSYS Global seasonal hydro profile or literature estimate. ⚠ NOT YET VERIFIED against DA_Final or national statistics.
Note on K368: Pre-integration value. Likely from OSeMOSYS Global seasonal hydro profile or literature estimate. ⚠ NOT YET VERIFIED against DA_Final or national statistics.
Note on K369: Pre-integration value. Likely from OSeMOSYS Global seasonal hydro profile or literature estimate. ⚠ NOT YET VERIFIED against DA_Final or national statistics.
Note on K370: Pre-integration value. Likely from OSeMOSYS Global seasonal hydro profile or literature estimate. ⚠ NOT YET VERIFIED against DA_Final or national statistics.
Note on K371: Pre-integration value. Likely from OSeMOSYS Global seasonal hydro profile or literature estimate. ⚠ NOT YET VERIFIED against DA_Final or national statistics.
Note on K372: Pre-integration value. Likely from OSeMOSYS Global seasonal hydro profile or literature estimate. ⚠ NOT YET VERIFIED against DA_Final or national statistics.
Note on K373: Pre-integration value. Likely from OSeMOSYS Global seasonal hydro profile or literature estimate. ⚠ NOT YET VERIFIED against DA_Final or national statistics.
Note on K374: Major Hydro CF from LKA_DA_Final. Source: PUCSL 15-min dispatch 2023 (15 plants). IRENA cross-check: weighted annual CF=0.404. IRENA 2023 hydro/marine=37%. Diff=0.034. Source: IRENA Energy Profile Sri Lanka, SriLanka__new_data_v2 IRENA–Capacity Factors.
Note on K375: Major Hydro CF from LKA_DA_Final. Source: PUCSL 15-min dispatch 2023 (15 plants).
Note on K376: Major Hydro CF from LKA_DA_Final. Source: PUCSL 15-min dispatch 2023 (15 plants).
Note on K377: Major Hydro CF from LKA_DA_Final. Source: PUCSL 15-min dispatch 2023 (15 plants).
Note on K378: Major Hydro CF from LKA_DA_Final. Source: PUCSL 15-min dispatch 2023 (15 plants).
Note on K379: Major Hydro CF from LKA_DA_Final. Source: PUCSL 15-min dispatch 2023 (15 plants).
Note on K380: Major Hydro CF from LKA_DA_Final. Source: PUCSL 15-min dispatch 2023 (15 plants).
Note on K381: Major Hydro CF from LKA_DA_Final. Source: PUCSL 15-min dispatch 2023 (15 plants).
Note on K382: Major Hydro CF from LKA_DA_Final. Source: PUCSL 15-min dispatch 2023 (15 plants).
Note on K383: Major Hydro CF from LKA_DA_Final. Source: PUCSL 15-min dispatch 2023 (15 plants).
Note on K384: Major Hydro CF from LKA_DA_Final. Source: PUCSL 15-min dispatch 2023 (15 plants).
Note on K385: Major Hydro CF from LKA_DA_Final. Source: PUCSL 15-min dispatch 2023 (15 plants).
Note on K386: RoR Hydro CF from NP_DA_Final. Source: NEA FY2079/80 gen + NREL hourly shape [DATA+EST]
Note on K387: RoR Hydro CF from NP_DA_Final. Source: NEA FY2079/80 gen + NREL hourly shape [DATA+EST]
Note on K388: RoR Hydro CF from NP_DA_Final. Source: NEA FY2079/80 gen + NREL hourly shape [DATA+EST]
Note on K389: RoR Hydro CF from NP_DA_Final. Source: NEA FY2079/80 gen + NREL hourly shape [DATA+EST]
Note on K390: RoR Hydro CF from NP_DA_Final. Source: NEA FY2079/80 gen + NREL hourly shape [DATA+EST]
Note on K391: RoR Hydro CF from NP_DA_Final. Source: NEA FY2079/80 gen + NREL hourly shape [DATA+EST]
Note on K392: RoR Hydro CF from NP_DA_Final. Source: NEA FY2079/80 gen + NREL hourly shape [DATA+EST]
Note on K393: RoR Hydro CF from NP_DA_Final. Source: NEA FY2079/80 gen + NREL hourly shape [DATA+EST]
Note on K394: RoR Hydro CF from NP_DA_Final. Source: NEA FY2079/80 gen + NREL hourly shape [DATA+EST]
Note on K395: RoR Hydro CF from NP_DA_Final. Source: NEA FY2079/80 gen + NREL hourly shape [DATA+EST]
Note on K396: RoR Hydro CF from NP_DA_Final. Source: NEA FY2079/80 gen + NREL hourly shape [DATA+EST]
Note on K397: RoR Hydro CF from NP_DA_Final. Source: NEA FY2079/80 gen + NREL hourly shape [DATA+EST]
Note on K398: Hydro CF from BTN_DA_Final. Source: BPSO Q1-Q4 2024 ex-bus + quarterly IC ⚠ DUAL OPTION: Current uses BPSO 2024 (annual CF≈0.453). Alternative IRENA-scaled value=0.2241 (annual CF≈0.52). See Capacities_CF_Options sheet for full comparison.
Note on K399: Hydro CF from BTN_DA_Final. Source: BPSO Q1-Q4 2024 ex-bus + quarterly IC ⚠ DUAL OPTION: Current uses BPSO 2024 (annual CF≈0.453). Alternative IRENA-scaled value=0.2406 (annual CF≈0.52). See Capacities_CF_Options sheet for full comparison.
Note on K400: Hydro CF from BTN_DA_Final. Source: BPSO Q1-Q4 2024 ex-bus + quarterly IC ⚠ DUAL OPTION: Current uses BPSO 2024 (annual CF≈0.453). Alternative IRENA-scaled value=0.2430 (annual CF≈0.52). See Capacities_CF_Options sheet for full comparison.
Note on K401: Hydro CF from BTN_DA_Final. Source: BPSO Q1-Q4 2024 ex-bus + quarterly IC ⚠ DUAL OPTION: Current uses BPSO 2024 (annual CF≈0.453). Alternative IRENA-scaled value=0.2125 (annual CF≈0.52). See Capacities_CF_Options sheet for full comparison.
Note on K402: Hydro CF from BTN_DA_Final. Source: BPSO Q1-Q4 2024 ex-bus + quarterly IC ⚠ DUAL OPTION: Current uses BPSO 2024 (annual CF≈0.453). Alternative IRENA-scaled value=0.2282 (annual CF≈0.52). See Capacities_CF_Options sheet for full comparison.
Note on K403: Hydro CF from BTN_DA_Final. Source: BPSO Q1-Q4 2024 ex-bus + quarterly IC ⚠ DUAL OPTION: Current uses BPSO 2024 (annual CF≈0.453). Alternative IRENA-scaled value=0.2304 (annual CF≈0.52). See Capacities_CF_Options sheet for full comparison.
Note on K404: Hydro CF from BTN_DA_Final. Source: BPSO Q1-Q4 2024 ex-bus + quarterly IC ⚠ DUAL OPTION: Current uses BPSO 2024 (annual CF≈0.453). Alternative IRENA-scaled value=0.9414 (annual CF≈0.52). See Capacities_CF_Options sheet for full comparison.
Note on K405: Hydro CF from BTN_DA_Final. Source: BPSO Q1-Q4 2024 ex-bus + quarterly IC ⚠ DUAL OPTION: Current uses BPSO 2024 (annual CF≈0.453). Alternative IRENA-scaled value=1.0000 (annual CF≈0.52). See Capacities_CF_Options sheet for full comparison.
Note on K406: Hydro CF from BTN_DA_Final. Source: BPSO Q1-Q4 2024 ex-bus + quarterly IC ⚠ DUAL OPTION: Current uses BPSO 2024 (annual CF≈0.453). Alternative IRENA-scaled value=1.0000 (annual CF≈0.52). See Capacities_CF_Options sheet for full comparison.
Note on K407: Hydro CF from BTN_DA_Final. Source: BPSO Q1-Q4 2024 ex-bus + quarterly IC ⚠ DUAL OPTION: Current uses BPSO 2024 (annual CF≈0.453). Alternative IRENA-scaled value=0.6871 (annual CF≈0.52). See Capacities_CF_Options sheet for full comparison.
Note on K408: Hydro CF from BTN_DA_Final. Source: BPSO Q1-Q4 2024 ex-bus + quarterly IC ⚠ DUAL OPTION: Current uses BPSO 2024 (annual CF≈0.453). Alternative IRENA-scaled value=0.7378 (annual CF≈0.52). See Capacities_CF_Options sheet for full comparison.
Note on K409: Hydro CF from BTN_DA_Final. Source: BPSO Q1-Q4 2024 ex-bus + quarterly IC ⚠ DUAL OPTION: Current uses BPSO 2024 (annual CF≈0.453). Alternative IRENA-scaled value=0.7450 (annual CF≈0.52). See Capacities_CF_Options sheet for full comparison.
Note on K410: Pre-integration value. Likely from OSeMOSYS Global RoR profile. ⚠ NOT YET VERIFIED.
Note on K411: Pre-integration value. Likely from OSeMOSYS Global RoR profile. ⚠ NOT YET VERIFIED.
Note on K412: Pre-integration value. Likely from OSeMOSYS Global RoR profile. ⚠ NOT YET VERIFIED.
Note on K413: Pre-integration value. Likely from OSeMOSYS Global RoR profile. ⚠ NOT YET VERIFIED.
Note on K414: Pre-integration value. Likely from OSeMOSYS Global RoR profile. ⚠ NOT YET VERIFIED.
Note on K415: Pre-integration value. Likely from OSeMOSYS Global RoR profile. ⚠ NOT YET VERIFIED.
Note on K416: Pre-integration value. Likely from OSeMOSYS Global RoR profile. ⚠ NOT YET VERIFIED.
Note on K417: Pre-integration value. Likely from OSeMOSYS Global RoR profile. ⚠ NOT YET VERIFIED.
Note on K418: Pre-integration value. Likely from OSeMOSYS Global RoR profile. ⚠ NOT YET VERIFIED.
Note on K419: Pre-integration value. Likely from OSeMOSYS Global RoR profile. ⚠ NOT YET VERIFIED.
Note on K420: Pre-integration value. Likely from OSeMOSYS Global RoR profile. ⚠ NOT YET VERIFIED.
Note on K421: Pre-integration value. Likely from OSeMOSYS Global RoR profile. ⚠ NOT YET VERIFIED.
Note on K422: Pre-integration value. Likely from OSeMOSYS Global RoR profile. ⚠ NOT YET VERIFIED.
Note on K423: Pre-integration value. Likely from OSeMOSYS Global RoR profile. ⚠ NOT YET VERIFIED.
Note on K424: Pre-integration value. Likely from OSeMOSYS Global RoR profile. ⚠ NOT YET VERIFIED.
Note on K425: Pre-integration value. Likely from OSeMOSYS Global RoR profile. ⚠ NOT YET VERIFIED.
Note on K426: Pre-integration value. Likely from OSeMOSYS Global RoR profile. ⚠ NOT YET VERIFIED.
Note on K427: Pre-integration value. Likely from OSeMOSYS Global RoR profile. ⚠ NOT YET VERIFIED.
Note on K428: Pre-integration value. Likely from OSeMOSYS Global RoR profile. ⚠ NOT YET VERIFIED.
Note on K429: Pre-integration value. Likely from OSeMOSYS Global RoR profile. ⚠ NOT YET VERIFIED.
Note on K430: Pre-integration value. Likely from OSeMOSYS Global RoR profile. ⚠ NOT YET VERIFIED.
Note on K431: Pre-integration value. Likely from OSeMOSYS Global RoR profile. ⚠ NOT YET VERIFIED.
Note on K432: Pre-integration value. Likely from OSeMOSYS Global RoR profile. ⚠ NOT YET VERIFIED.
Note on K433: Pre-integration value. Likely from OSeMOSYS Global RoR profile. ⚠ NOT YET VERIFIED.
Note on K434: Pre-integration value (1.0 = fully available). Pumped storage availability — verify if seasonal constraint needed.
Note on K435: Pre-integration value (1.0 = fully available). Pumped storage availability — verify if seasonal constraint needed.
Note on K436: Pre-integration value (1.0 = fully available). Pumped storage availability — verify if seasonal constraint needed.
Note on K437: Pre-integration value (1.0 = fully available). Pumped storage availability — verify if seasonal constraint needed.
Note on K438: Pre-integration value (1.0 = fully available). Pumped storage availability — verify if seasonal constraint needed.
Note on K439: Pre-integration value (1.0 = fully available). Pumped storage availability — verify if seasonal constraint needed.
Note on K440: Pre-integration value (1.0 = fully available). Pumped storage availability — verify if seasonal constraint needed.
Note on K441: Pre-integration value (1.0 = fully available). Pumped storage availability — verify if seasonal constraint needed.
Note on K442: Pre-integration value (1.0 = fully available). Pumped storage availability — verify if seasonal constraint needed.
Note on K443: Pre-integration value (1.0 = fully available). Pumped storage availability — verify if seasonal constraint needed.
Note on K444: Pre-integration value (1.0 = fully available). Pumped storage availability — verify if seasonal constraint needed.
Note on K445: Pre-integration value (1.0 = fully available). Pumped storage availability — verify if seasonal constraint needed.
Note on K446: Pre-integration value (1.0 = fully available). Pumped storage availability — verify if seasonal constraint needed.
Note on K447: Pre-integration value (1.0 = fully available). Pumped storage availability — verify if seasonal constraint needed.
Note on K448: Pre-integration value (1.0 = fully available). Pumped storage availability — verify if seasonal constraint needed.
Note on K449: Pre-integration value (1.0 = fully available). Pumped storage availability — verify if seasonal constraint needed.
Note on K450: Pre-integration value (1.0 = fully available). Pumped storage availability — verify if seasonal constraint needed.
Note on K451: Pre-integration value (1.0 = fully available). Pumped storage availability — verify if seasonal constraint needed.
Note on K452: Pre-integration value (1.0 = fully available). Pumped storage availability — verify if seasonal constraint needed.
Note on K453: Pre-integration value (1.0 = fully available). Pumped storage availability — verify if seasonal constraint needed.
Note on K454: Pre-integration value (1.0 = fully available). Pumped storage availability — verify if seasonal constraint needed.
Note on K455: Pre-integration value (1.0 = fully available). Pumped storage availability — verify if seasonal constraint needed.
Note on K456: Pre-integration value (1.0 = fully available). Pumped storage availability — verify if seasonal constraint needed.
Note on K457: Pre-integration value (1.0 = fully available). Pumped storage availability — verify if seasonal constraint needed.
Note on K458: Pre-integration value (1.0 = fully available). Pumped storage availability — verify if seasonal constraint needed.
Note on K459: Pre-integration value (1.0 = fully available). Pumped storage availability — verify if seasonal constraint needed.
Note on K460: Pre-integration value (1.0 = fully available). Pumped storage availability — verify if seasonal constraint needed.
Note on K461: Pre-integration value (1.0 = fully available). Pumped storage availability — verify if seasonal constraint needed.
Note on K462: Pre-integration value (1.0 = fully available). Pumped storage availability — verify if seasonal constraint needed.
Note on K463: Pre-integration value (1.0 = fully available). Pumped storage availability — verify if seasonal constraint needed.
Note on K464: Pre-integration value (1.0 = fully available). Pumped storage availability — verify if seasonal constraint needed.
Note on K465: Pre-integration value (1.0 = fully available). Pumped storage availability — verify if seasonal constraint needed.
Note on K466: Pre-integration value (1.0 = fully available). Pumped storage availability — verify if seasonal constraint needed.
Note on K467: Pre-integration value (1.0 = fully available). Pumped storage availability — verify if seasonal constraint needed.
Note on K468: Pre-integration value (1.0 = fully available). Pumped storage availability — verify if seasonal constraint needed.
Note on K469: Pre-integration value (1.0 = fully available). Pumped storage availability — verify if seasonal constraint needed.
Note on K470: Storage Hydro CF from NP_DA_Final. Source: Kulekhani dispatch pattern [ESTIMATED] ⚠ ESTIMATED — confidence: MEDIUM
Note on K471: Storage Hydro CF from NP_DA_Final. Source: Kulekhani dispatch pattern [ESTIMATED] ⚠ ESTIMATED — confidence: MEDIUM
Note on K472: Storage Hydro CF from NP_DA_Final. Source: Kulekhani dispatch pattern [ESTIMATED] ⚠ ESTIMATED — confidence: MEDIUM
Note on K473: Storage Hydro CF from NP_DA_Final. Source: Kulekhani dispatch pattern [ESTIMATED] ⚠ ESTIMATED — confidence: MEDIUM
Note on K474: Storage Hydro CF from NP_DA_Final. Source: Kulekhani dispatch pattern [ESTIMATED] ⚠ ESTIMATED — confidence: MEDIUM
Note on K475: Storage Hydro CF from NP_DA_Final. Source: Kulekhani dispatch pattern [ESTIMATED] ⚠ ESTIMATED — confidence: MEDIUM
Note on K476: Storage Hydro CF from NP_DA_Final. Source: Kulekhani dispatch pattern [ESTIMATED] ⚠ ESTIMATED — confidence: MEDIUM
Note on K477: Storage Hydro CF from NP_DA_Final. Source: Kulekhani dispatch pattern [ESTIMATED] ⚠ ESTIMATED — confidence: MEDIUM
Note on K478: Storage Hydro CF from NP_DA_Final. Source: Kulekhani dispatch pattern [ESTIMATED] ⚠ ESTIMATED — confidence: MEDIUM
Note on K479: Storage Hydro CF from NP_DA_Final. Source: Kulekhani dispatch pattern [ESTIMATED] ⚠ ESTIMATED — confidence: MEDIUM
Note on K480: Storage Hydro CF from NP_DA_Final. Source: Kulekhani dispatch pattern [ESTIMATED] ⚠ ESTIMATED — confidence: MEDIUM
Note on K481: Storage Hydro CF from NP_DA_Final. Source: Kulekhani dispatch pattern [ESTIMATED] ⚠ ESTIMATED — confidence: MEDIUM
Note on K482: Mini Hydro CF from LKA_DA_Final. Source: PUCSL 15-min dispatch 2023.
Note on K483: Mini Hydro CF from LKA_DA_Final. Source: PUCSL 15-min dispatch 2023.
Note on K484: Mini Hydro CF from LKA_DA_Final. Source: PUCSL 15-min dispatch 2023.
Note on K485: Mini Hydro CF from LKA_DA_Final. Source: PUCSL 15-min dispatch 2023.
Note on K486: Mini Hydro CF from LKA_DA_Final. Source: PUCSL 15-min dispatch 2023.
Note on K487: Mini Hydro CF from LKA_DA_Final. Source: PUCSL 15-min dispatch 2023.
Note on K488: Mini Hydro CF from LKA_DA_Final. Source: PUCSL 15-min dispatch 2023.
Note on K489: Mini Hydro CF from LKA_DA_Final. Source: PUCSL 15-min dispatch 2023.
Note on K490: Mini Hydro CF from LKA_DA_Final. Source: PUCSL 15-min dispatch 2023.
Note on K491: Mini Hydro CF from LKA_DA_Final. Source: PUCSL 15-min dispatch 2023.
Note on K492: Mini Hydro CF from LKA_DA_Final. Source: PUCSL 15-min dispatch 2023.
Note on K493: Mini Hydro CF from LKA_DA_Final. Source: PUCSL 15-min dispatch 2023.
Note on K494: Storage CF=1.0 (available all timeslices; optimizer decides charge/discharge). Corrected: was erroneously zeroed during thermal CF cleanup.
Note on K495: Storage CF=1.0 (available all timeslices; optimizer decides charge/discharge). Corrected: was erroneously zeroed during thermal CF cleanup.
Note on K496: Storage CF=1.0 (available all timeslices; optimizer decides charge/discharge). Corrected: was erroneously zeroed during thermal CF cleanup.
Note on K497: Storage CF=1.0 (available all timeslices; optimizer decides charge/discharge). Corrected: was erroneously zeroed during thermal CF cleanup.
Note on K498: Storage CF=1.0 (available all timeslices; optimizer decides charge/discharge). Corrected: was erroneously zeroed during thermal CF cleanup.
Note on K499: Storage CF=1.0 (available all timeslices; optimizer decides charge/discharge). Corrected: was erroneously zeroed during thermal CF cleanup.
Note on K500: Storage CF=1.0 (available all timeslices; optimizer decides charge/discharge). Corrected: was erroneously zeroed during thermal CF cleanup.
Note on K501: Storage CF=1.0 (available all timeslices; optimizer decides charge/discharge). Corrected: was erroneously zeroed during thermal CF cleanup.
Note on K502: Storage CF=1.0 (available all timeslices; optimizer decides charge/discharge). Corrected: was erroneously zeroed during thermal CF cleanup.
Note on K503: Storage CF=1.0 (available all timeslices; optimizer decides charge/discharge). Corrected: was erroneously zeroed during thermal CF cleanup.
Note on K504: Storage CF=1.0 (available all timeslices; optimizer decides charge/discharge). Corrected: was erroneously zeroed during thermal CF cleanup.
Note on K505: Storage CF=1.0 (available all timeslices; optimizer decides charge/discharge). Corrected: was erroneously zeroed during thermal CF cleanup.
Note on K506: Storage tech — CF=1.0 by design (optimizer decides charge/discharge).
Note on K507: Storage tech — CF=1.0 by design (optimizer decides charge/discharge).
Note on K508: Storage tech — CF=1.0 by design (optimizer decides charge/discharge).
Note on K509: Storage tech — CF=1.0 by design (optimizer decides charge/discharge).
Note on K510: Storage tech — CF=1.0 by design (optimizer decides charge/discharge).
Note on K511: Storage tech — CF=1.0 by design (optimizer decides charge/discharge).
Note on K512: Storage tech — CF=1.0 by design (optimizer decides charge/discharge).
Note on K513: Storage tech — CF=1.0 by design (optimizer decides charge/discharge).
Note on K514: Storage tech — CF=1.0 by design (optimizer decides charge/discharge).
Note on K515: Storage tech — CF=1.0 by design (optimizer decides charge/discharge).
Note on K516: Storage tech — CF=1.0 by design (optimizer decides charge/discharge).
Note on K517: Storage tech — CF=1.0 by design (optimizer decides charge/discharge).
Note on K518: Storage tech — CF=1.0 by design (optimizer decides charge/discharge).
Note on K519: Storage tech — CF=1.0 by design (optimizer decides charge/discharge).
Note on K520: Storage tech — CF=1.0 by design (optimizer decides charge/discharge).
Note on K521: Storage tech — CF=1.0 by design (optimizer decides charge/discharge).
Note on K522: Storage tech — CF=1.0 by design (optimizer decides charge/discharge).
Note on K523: Storage tech — CF=1.0 by design (optimizer decides charge/discharge).
Note on K524: Storage tech — CF=1.0 by design (optimizer decides charge/discharge).
Note on K525: Storage tech — CF=1.0 by design (optimizer decides charge/discharge).
Note on K526: Storage tech — CF=1.0 by design (optimizer decides charge/discharge).
Note on K527: Storage tech — CF=1.0 by design (optimizer decides charge/discharge).
Note on K528: Storage tech — CF=1.0 by design (optimizer decides charge/discharge).
Note on K529: Storage tech — CF=1.0 by design (optimizer decides charge/discharge).
Note on K530: Storage tech — CF=1.0 by design (optimizer decides charge/discharge).
Note on K531: Storage tech — CF=1.0 by design (optimizer decides charge/discharge).
Note on K532: Storage tech — CF=1.0 by design (optimizer decides charge/discharge).
Note on K533: Storage tech — CF=1.0 by design (optimizer decides charge/discharge).
Note on K534: Storage tech — CF=1.0 by design (optimizer decides charge/discharge).
Note on K535: Storage tech — CF=1.0 by design (optimizer decides charge/discharge).
Note on K536: Storage tech — CF=1.0 by design (optimizer decides charge/discharge).
Note on K537: Storage tech — CF=1.0 by design (optimizer decides charge/discharge).
Note on K538: Storage tech — CF=1.0 by design (optimizer decides charge/discharge).
Note on K539: Storage tech — CF=1.0 by design (optimizer decides charge/discharge).
Note on K540: Storage tech — CF=1.0 by design (optimizer decides charge/discharge).
Note on K541: Storage tech — CF=1.0 by design (optimizer decides charge/discharge).
Note on K542: Storage tech — CF=1.0 by design (optimizer decides charge/discharge).
Note on K543: Storage tech — CF=1.0 by design (optimizer decides charge/discharge).
Note on K544: Storage tech — CF=1.0 by design (optimizer decides charge/discharge).
Note on K545: Storage tech — CF=1.0 by design (optimizer decides charge/discharge).
Note on K546: Storage tech — CF=1.0 by design (optimizer decides charge/discharge).
Note on K547: Storage tech — CF=1.0 by design (optimizer decides charge/discharge).
Note on K548: Storage tech — CF=1.0 by design (optimizer decides charge/discharge).
Note on K549: Storage tech — CF=1.0 by design (optimizer decides charge/discharge).
Note on K550: Storage tech — CF=1.0 by design (optimizer decides charge/discharge).
Note on K551: Storage tech — CF=1.0 by design (optimizer decides charge/discharge).
Note on K552: Storage tech — CF=1.0 by design (optimizer decides charge/discharge).
Note on K553: Storage tech — CF=1.0 by design (optimizer decides charge/discharge).
Note on K554: Storage tech — CF=1.0 by design (optimizer decides charge/discharge).
Note on K555: Storage tech — CF=1.0 by design (optimizer decides charge/discharge).
Note on K556: Storage tech — CF=1.0 by design (optimizer decides charge/discharge).
Note on K557: Storage tech — CF=1.0 by design (optimizer decides charge/discharge).
Note on K558: Storage tech — CF=1.0 by design (optimizer decides charge/discharge).
Note on K559: Storage tech — CF=1.0 by design (optimizer decides charge/discharge).
Note on K560: Storage tech — CF=1.0 by design (optimizer decides charge/discharge).
Note on K561: Storage tech — CF=1.0 by design (optimizer decides charge/discharge).
Note on K562: Storage tech — CF=1.0 by design (optimizer decides charge/discharge).
Note on K563: Storage tech — CF=1.0 by design (optimizer decides charge/discharge).
Note on K564: Storage tech — CF=1.0 by design (optimizer decides charge/discharge).
Note on K565: Storage tech — CF=1.0 by design (optimizer decides charge/discharge).
Note on K566: Storage tech — CF=1.0 by design (optimizer decides charge/discharge).
Note on K567: Storage tech — CF=1.0 by design (optimizer decides charge/discharge).
Note on K568: Storage tech — CF=1.0 by design (optimizer decides charge/discharge).
Note on K569: Storage tech — CF=1.0 by design (optimizer decides charge/discharge).
Note on K570: Storage tech — CF=1.0 by design (optimizer decides charge/discharge).
Note on K571: Storage tech — CF=1.0 by design (optimizer decides charge/discharge).
Note on K572: Storage tech — CF=1.0 by design (optimizer decides charge/discharge).
Note on K573: Storage tech — CF=1.0 by design (optimizer decides charge/discharge).
Note on K574: Storage tech — CF=1.0 by design (optimizer decides charge/discharge).
Note on K575: Storage tech — CF=1.0 by design (optimizer decides charge/discharge).
Note on K576: Storage tech — CF=1.0 by design (optimizer decides charge/discharge).
Note on K577: Storage tech — CF=1.0 by design (optimizer decides charge/discharge).
Note on K578: Storage tech — CF=1.0 by design (optimizer decides charge/discharge).
Note on K579: Storage tech — CF=1.0 by design (optimizer decides charge/discharge).
Note on K580: Storage tech — CF=1.0 by design (optimizer decides charge/discharge).
Note on K581: Storage tech — CF=1.0 by design (optimizer decides charge/discharge).
Note on K582: Storage tech — CF=1.0 by design (optimizer decides charge/discharge).
Note on K583: Storage tech — CF=1.0 by design (optimizer decides charge/discharge).
Note on K584: Storage tech — CF=1.0 by design (optimizer decides charge/discharge).
Note on K585: Storage tech — CF=1.0 by design (optimizer decides charge/discharge).
Note on K586: Storage tech — CF=1.0 by design (optimizer decides charge/discharge).
Note on K587: Storage tech — CF=1.0 by design (optimizer decides charge/discharge).
Note on K588: Storage tech — CF=1.0 by design (optimizer decides charge/discharge).
Note on K589: Storage tech — CF=1.0 by design (optimizer decides charge/discharge).
Note on K590: Storage CF=1.0 (available all timeslices; optimizer decides charge/discharge). Corrected: was erroneously zeroed during thermal CF cleanup.
Note on K591: Storage CF=1.0 (available all timeslices; optimizer decides charge/discharge). Corrected: was erroneously zeroed during thermal CF cleanup.
Note on K592: Storage CF=1.0 (available all timeslices; optimizer decides charge/discharge). Corrected: was erroneously zeroed during thermal CF cleanup.
Note on K593: Storage CF=1.0 (available all timeslices; optimizer decides charge/discharge). Corrected: was erroneously zeroed during thermal CF cleanup.
Note on K594: Storage CF=1.0 (available all timeslices; optimizer decides charge/discharge). Corrected: was erroneously zeroed during thermal CF cleanup.
Note on K595: Storage CF=1.0 (available all timeslices; optimizer decides charge/discharge). Corrected: was erroneously zeroed during thermal CF cleanup.
Note on K596: Storage CF=1.0 (available all timeslices; optimizer decides charge/discharge). Corrected: was erroneously zeroed during thermal CF cleanup.
Note on K597: Storage CF=1.0 (available all timeslices; optimizer decides charge/discharge). Corrected: was erroneously zeroed during thermal CF cleanup.
Note on K598: Storage CF=1.0 (available all timeslices; optimizer decides charge/discharge). Corrected: was erroneously zeroed during thermal CF cleanup.
Note on K599: Storage CF=1.0 (available all timeslices; optimizer decides charge/discharge). Corrected: was erroneously zeroed during thermal CF cleanup.
Note on K600: Storage CF=1.0 (available all timeslices; optimizer decides charge/discharge). Corrected: was erroneously zeroed during thermal CF cleanup.
Note on K601: Storage CF=1.0 (available all timeslices; optimizer decides charge/discharge). Corrected: was erroneously zeroed during thermal CF cleanup.
Note on K602: Storage tech — CF=1.0 by design (optimizer decides charge/discharge).
Note on K603: Storage tech — CF=1.0 by design (optimizer decides charge/discharge).
Note on K604: Storage tech — CF=1.0 by design (optimizer decides charge/discharge).
Note on K605: Storage tech — CF=1.0 by design (optimizer decides charge/discharge).
Note on K606: Storage tech — CF=1.0 by design (optimizer decides charge/discharge).
Note on K607: Storage tech — CF=1.0 by design (optimizer decides charge/discharge).
Note on K608: Storage tech — CF=1.0 by design (optimizer decides charge/discharge).
Note on K609: Storage tech — CF=1.0 by design (optimizer decides charge/discharge).
Note on K610: Storage tech — CF=1.0 by design (optimizer decides charge/discharge).
Note on K611: Storage tech — CF=1.0 by design (optimizer decides charge/discharge).
Note on K612: Storage tech — CF=1.0 by design (optimizer decides charge/discharge).
Note on K613: Storage tech — CF=1.0 by design (optimizer decides charge/discharge).
Note on K614: Storage CF=1.0 (available all timeslices; optimizer decides charge/discharge). Corrected: was erroneously zeroed during thermal CF cleanup.
Note on K615: Storage CF=1.0 (available all timeslices; optimizer decides charge/discharge). Corrected: was erroneously zeroed during thermal CF cleanup.
Note on K616: Storage CF=1.0 (available all timeslices; optimizer decides charge/discharge). Corrected: was erroneously zeroed during thermal CF cleanup.
Note on K617: Storage CF=1.0 (available all timeslices; optimizer decides charge/discharge). Corrected: was erroneously zeroed during thermal CF cleanup.
Note on K618: Storage CF=1.0 (available all timeslices; optimizer decides charge/discharge). Corrected: was erroneously zeroed during thermal CF cleanup.
Note on K619: Storage CF=1.0 (available all timeslices; optimizer decides charge/discharge). Corrected: was erroneously zeroed during thermal CF cleanup.
Note on K620: Storage CF=1.0 (available all timeslices; optimizer decides charge/discharge). Corrected: was erroneously zeroed during thermal CF cleanup.
Note on K621: Storage CF=1.0 (available all timeslices; optimizer decides charge/discharge). Corrected: was erroneously zeroed during thermal CF cleanup.
Note on K622: Storage CF=1.0 (available all timeslices; optimizer decides charge/discharge). Corrected: was erroneously zeroed during thermal CF cleanup.
Note on K623: Storage CF=1.0 (available all timeslices; optimizer decides charge/discharge). Corrected: was erroneously zeroed during thermal CF cleanup.
Note on K624: Storage CF=1.0 (available all timeslices; optimizer decides charge/discharge). Corrected: was erroneously zeroed during thermal CF cleanup.
Note on K625: Storage CF=1.0 (available all timeslices; optimizer decides charge/discharge). Corrected: was erroneously zeroed during thermal CF cleanup.
Note on K626: Storage tech — CF=1.0 by design (optimizer decides charge/discharge).
Note on K627: Storage tech — CF=1.0 by design (optimizer decides charge/discharge).
Note on K628: Storage tech — CF=1.0 by design (optimizer decides charge/discharge).
Note on K629: Storage tech — CF=1.0 by design (optimizer decides charge/discharge).
Note on K630: Storage tech — CF=1.0 by design (optimizer decides charge/discharge).
Note on K631: Storage tech — CF=1.0 by design (optimizer decides charge/discharge).
Note on K632: Storage tech — CF=1.0 by design (optimizer decides charge/discharge).
Note on K633: Storage tech — CF=1.0 by design (optimizer decides charge/discharge).
Note on K634: Storage tech — CF=1.0 by design (optimizer decides charge/discharge).
Note on K635: Storage tech — CF=1.0 by design (optimizer decides charge/discharge).
Note on K636: Storage tech — CF=1.0 by design (optimizer decides charge/discharge).
Note on K637: Storage tech — CF=1.0 by design (optimizer decides charge/discharge).
Note on K638: Storage tech — CF=1.0 by design (optimizer decides charge/discharge).
Note on K639: Storage tech — CF=1.0 by design (optimizer decides charge/discharge).
Note on K640: Storage tech — CF=1.0 by design (optimizer decides charge/discharge).
Note on K641: Storage tech — CF=1.0 by design (optimizer decides charge/discharge).
Note on K642: Storage tech — CF=1.0 by design (optimizer decides charge/discharge).
Note on K643: Storage tech — CF=1.0 by design (optimizer decides charge/discharge).
Note on K644: Storage tech — CF=1.0 by design (optimizer decides charge/discharge).
Note on K645: Storage tech — CF=1.0 by design (optimizer decides charge/discharge).
Note on K646: Storage tech — CF=1.0 by design (optimizer decides charge/discharge).
Note on K647: Storage tech — CF=1.0 by design (optimizer decides charge/discharge).
Note on K648: Storage tech — CF=1.0 by design (optimizer decides charge/discharge).
Note on K649: Storage tech — CF=1.0 by design (optimizer decides charge/discharge).
Note on K650: Storage tech — CF=1.0 by design (optimizer decides charge/discharge).
Note on K651: Storage tech — CF=1.0 by design (optimizer decides charge/discharge).
Note on K652: Storage tech — CF=1.0 by design (optimizer decides charge/discharge).
Note on K653: Storage tech — CF=1.0 by design (optimizer decides charge/discharge).
Note on K654: Storage tech — CF=1.0 by design (optimizer decides charge/discharge).
Note on K655: Storage tech — CF=1.0 by design (optimizer decides charge/discharge).
Note on K656: Storage tech — CF=1.0 by design (optimizer decides charge/discharge).
Note on K657: Storage tech — CF=1.0 by design (optimizer decides charge/discharge).
Note on K658: Storage tech — CF=1.0 by design (optimizer decides charge/discharge).
Note on K659: Storage tech — CF=1.0 by design (optimizer decides charge/discharge).
Note on K660: Storage tech — CF=1.0 by design (optimizer decides charge/discharge).
Note on K661: Storage tech — CF=1.0 by design (optimizer decides charge/discharge).
Note on K662: Storage tech — CF=1.0 by design (optimizer decides charge/discharge).
Note on K663: Storage tech — CF=1.0 by design (optimizer decides charge/discharge).
Note on K664: Storage tech — CF=1.0 by design (optimizer decides charge/discharge).
Note on K665: Storage tech — CF=1.0 by design (optimizer decides charge/discharge).
Note on K666: Storage tech — CF=1.0 by design (optimizer decides charge/discharge).
Note on K667: Storage tech — CF=1.0 by design (optimizer decides charge/discharge).
Note on K668: Storage tech — CF=1.0 by design (optimizer decides charge/discharge).
Note on K669: Storage tech — CF=1.0 by design (optimizer decides charge/discharge).
Note on K670: Storage tech — CF=1.0 by design (optimizer decides charge/discharge).
Note on K671: Storage tech — CF=1.0 by design (optimizer decides charge/discharge).
Note on K672: Storage tech — CF=1.0 by design (optimizer decides charge/discharge).
Note on K673: Storage tech — CF=1.0 by design (optimizer decides charge/discharge).
Note on K674: Storage tech — CF=1.0 by design (optimizer decides charge/discharge).
Note on K675: Storage tech — CF=1.0 by design (optimizer decides charge/discharge).
Note on K676: Storage tech — CF=1.0 by design (optimizer decides charge/discharge).
Note on K677: Storage tech — CF=1.0 by design (optimizer decides charge/discharge).
Note on K678: Storage tech — CF=1.0 by design (optimizer decides charge/discharge).
Note on K679: Storage tech — CF=1.0 by design (optimizer decides charge/discharge).
Note on K680: Storage tech — CF=1.0 by design (optimizer decides charge/discharge).
Note on K681: Storage tech — CF=1.0 by design (optimizer decides charge/discharge).
Note on K682: Storage tech — CF=1.0 by design (optimizer decides charge/discharge).
Note on K683: Storage tech — CF=1.0 by design (optimizer decides charge/discharge).
Note on K684: Storage tech — CF=1.0 by design (optimizer decides charge/discharge).
Note on K685: Storage tech — CF=1.0 by design (optimizer decides charge/discharge).
Note on K686: Storage tech — CF=1.0 by design (optimizer decides charge/discharge).
Note on K687: Storage tech — CF=1.0 by design (optimizer decides charge/discharge).
Note on K688: Storage tech — CF=1.0 by design (optimizer decides charge/discharge).
Note on K689: Storage tech — CF=1.0 by design (optimizer decides charge/discharge).
Note on K690: Storage tech — CF=1.0 by design (optimizer decides charge/discharge).
Note on K691: Storage tech — CF=1.0 by design (optimizer decides charge/discharge).
Note on K692: Storage tech — CF=1.0 by design (optimizer decides charge/discharge).
Note on K693: Storage tech — CF=1.0 by design (optimizer decides charge/discharge).
Note on K694: Storage tech — CF=1.0 by design (optimizer decides charge/discharge).
Note on K695: Storage tech — CF=1.0 by design (optimizer decides charge/discharge).
Note on K696: Storage tech — CF=1.0 by design (optimizer decides charge/discharge).
Note on K697: Storage tech — CF=1.0 by design (optimizer decides charge/discharge).
Note on K698: Storage tech — CF=1.0 by design (optimizer decides charge/discharge).
Note on K699: Storage tech — CF=1.0 by design (optimizer decides charge/discharge).
Note on K700: Storage tech — CF=1.0 by design (optimizer decides charge/discharge).
Note on K701: Storage tech — CF=1.0 by design (optimizer decides charge/discharge).
Note on K702: Storage tech — CF=1.0 by design (optimizer decides charge/discharge).
Note on K703: Storage tech — CF=1.0 by design (optimizer decides charge/discharge).
Note on K704: Storage tech — CF=1.0 by design (optimizer decides charge/discharge).
Note on K705: Storage tech — CF=1.0 by design (optimizer decides charge/discharge).
Note on K706: Storage tech — CF=1.0 by design (optimizer decides charge/discharge).
Note on K707: Storage tech — CF=1.0 by design (optimizer decides charge/discharge).
Note on K708: Storage tech — CF=1.0 by design (optimizer decides charge/discharge).
Note on K709: Storage tech — CF=1.0 by design (optimizer decides charge/discharge).
Note on K710: Storage CF=1.0 (available all timeslices; optimizer decides charge/discharge). Corrected: was erroneously zeroed during thermal CF cleanup.
Note on K711: Storage CF=1.0 (available all timeslices; optimizer decides charge/discharge). Corrected: was erroneously zeroed during thermal CF cleanup.
Note on K712: Storage CF=1.0 (available all timeslices; optimizer decides charge/discharge). Corrected: was erroneously zeroed during thermal CF cleanup.
Note on K713: Storage CF=1.0 (available all timeslices; optimizer decides charge/discharge). Corrected: was erroneously zeroed during thermal CF cleanup.
Note on K714: Storage CF=1.0 (available all timeslices; optimizer decides charge/discharge). Corrected: was erroneously zeroed during thermal CF cleanup.
Note on K715: Storage CF=1.0 (available all timeslices; optimizer decides charge/discharge). Corrected: was erroneously zeroed during thermal CF cleanup.
Note on K716: Storage CF=1.0 (available all timeslices; optimizer decides charge/discharge). Corrected: was erroneously zeroed during thermal CF cleanup.
Note on K717: Storage CF=1.0 (available all timeslices; optimizer decides charge/discharge). Corrected: was erroneously zeroed during thermal CF cleanup.
Note on K718: Storage CF=1.0 (available all timeslices; optimizer decides charge/discharge). Corrected: was erroneously zeroed during thermal CF cleanup.
Note on K719: Storage CF=1.0 (available all timeslices; optimizer decides charge/discharge). Corrected: was erroneously zeroed during thermal CF cleanup.
Note on K720: Storage CF=1.0 (available all timeslices; optimizer decides charge/discharge). Corrected: was erroneously zeroed during thermal CF cleanup.
Note on K721: Storage CF=1.0 (available all timeslices; optimizer decides charge/discharge). Corrected: was erroneously zeroed during thermal CF cleanup.
Note on K722: Storage tech — CF=1.0 by design (optimizer decides charge/discharge).
Note on K723: Storage tech — CF=1.0 by design (optimizer decides charge/discharge).
Note on K724: Storage tech — CF=1.0 by design (optimizer decides charge/discharge).
Note on K725: Storage tech — CF=1.0 by design (optimizer decides charge/discharge).
Note on K726: Storage tech — CF=1.0 by design (optimizer decides charge/discharge).
Note on K727: Storage tech — CF=1.0 by design (optimizer decides charge/discharge).
Note on K728: Storage tech — CF=1.0 by design (optimizer decides charge/discharge).
Note on K729: Storage tech — CF=1.0 by design (optimizer decides charge/discharge).
Note on K730: Storage tech — CF=1.0 by design (optimizer decides charge/discharge).
Note on K731: Storage tech — CF=1.0 by design (optimizer decides charge/discharge).
Note on K732: Storage tech — CF=1.0 by design (optimizer decides charge/discharge).
Note on K733: Storage tech — CF=1.0 by design (optimizer decides charge/discharge).

## VariableCost
scenario | Mode.Operation | Tech.ID | Tech | Tech.Name | Parameter.ID | Parameter | Unit | Projection.Parameter | Projection.Mode | 2023 | 2024 | 2025 | 2026 | 2027 | 2028 | 2029 | 2030 | 2031 | 2032 | 2033 | 2034 | 2035 | 2036 | 2037 | 2038 | 2039 | 2040 | 2041 | 2042 | 2043 | 2044 | 2045 | 2046 | 2047 | 2048 | 2049 | 2050
BAU | 1 | 1 | MINCOABGD | Coal mining/import, Bangladesh | 12 | VariableCost | USD/GJ | 0 | User defined | 6.9 | 5.6 | 4.3 | 4.28 | 4.26 | 4.24 | 4.22 | 4.2 | 4.2 | 4.2 | 4.2 | 4.2 | 4.2 | 4.2 | 4.2 | 4.2 | 4.2 | 4.2 | 4.2 | 4.2 | 4.2 | 4.2 | 4.2 | 4.2 | 4.2 | 4.2 | 4.2 | 4.2
BAU | 1 | 2 | MINCOABTN | Coal mining/import, Bhutan | 12 | VariableCost | USD/GJ | 0 | User defined | 6.9 | 5.6 | 4.3 | 4.208 | 4.116 | 4.024 | 3.932 | 3.84 | 3.856 | 3.872 | 3.888 | 3.904 | 3.92 | 3.936 | 3.952 | 3.968 | 3.984 | 4 | 4 | 4 | 4 | 4 | 4 | 4 | 4 | 4 | 4 | 4
BAU | 1 | 3 | MINCOAIND | Coal mining/import, India | 12 | VariableCost | USD/GJ | 0 | User defined | 2.2 | 2.2 | 2.2 | 2.22 | 2.24 | 2.26 | 2.28 | 2.3 | 2.3 | 2.3 | 2.3 | 2.3 | 2.3 | 2.32 | 2.34 | 2.36 | 2.38 | 2.4 | 2.4 | 2.4 | 2.4 | 2.4 | 2.4 | 2.42 | 2.44 | 2.46 | 2.48 | 2.5
BAU | 1 | 4 | MINCOANPL | Coal mining/import, Nepal | 12 | VariableCost | USD/GJ | 0 | User defined | 6.9 | 5.6 | 4.3 | 4.208 | 4.116 | 4.024 | 3.932 | 3.84 | 3.856 | 3.872 | 3.888 | 3.904 | 3.92 | 3.936 | 3.952 | 3.968 | 3.984 | 4 | 4 | 4 | 4 | 4 | 4 | 4 | 4 | 4 | 4 | 4
BAU | 1 | 5 | MINCOALKA | Coal mining/import, Sri Lanka | 12 | VariableCost | USD/GJ | 0 | User defined | 6.9 | 5.6 | 4.3 | 4.208 | 4.116 | 4.024 | 3.932 | 3.84 | 3.856 | 3.872 | 3.888 | 3.904 | 3.92 | 3.936 | 3.952 | 3.968 | 3.984 | 4 | 4 | 4 | 4 | 4 | 4 | 4 | 4 | 4 | 4 | 4
BAU | 1 | 6 | MINCOAMDV | Coal mining/import, Maldives | 12 | VariableCost | USD/GJ | 0 | User defined | 6.9 | 5.6 | 4.3 | 4.208 | 4.116 | 4.024 | 3.932 | 3.84 | 3.856 | 3.872 | 3.888 | 3.904 | 3.92 | 3.936 | 3.952 | 3.968 | 3.984 | 4 | 4 | 4 | 4 | 4 | 4 | 4 | 4 | 4 | 4 | 4
BAU | 1 | 7 | MINGASBGD | Natural Gas supply, Bangladesh | 12 | VariableCost | USD/GJ | 0 | User defined | 5.5 | 5.5 | 5.5 | 5.54 | 5.58 | 5.62 | 5.66 | 5.7 | 5.72 | 5.74 | 5.76 | 5.78 | 5.8 | 5.82 | 5.84 | 5.86 | 5.88 | 5.9 | 5.92 | 5.94 | 5.96 | 5.98 | 6 | 6 | 6 | 6 | 6 | 6
BAU | 1 | 8 | MINGASBTN | Natural Gas supply, Bhutan | 12 | VariableCost | USD/GJ | 0 | User defined | 13.6 | 12.75 | 11.9 | 11.52 | 11.14 | 10.76 | 10.38 | 10 | 10 | 10 | 10 | 10 | 10 | 10 | 10 | 10 | 10 | 10 | 10 | 10 | 10 | 10 | 10 | 10 | 10 | 10 | 10 | 10
BAU | 1 | 9 | MINGASIND | Natural Gas supply, India | 12 | VariableCost | USD/GJ | 0 | User defined | 13.6 | 12.75 | 11.9 | 11.52 | 11.14 | 10.76 | 10.38 | 10 | 10 | 10 | 10 | 10 | 10 | 10 | 10 | 10 | 10 | 10 | 10 | 10 | 10 | 10 | 10 | 10 | 10 | 10 | 10 | 10
BAU | 1 | 10 | MINGASNPL | Natural Gas supply, Nepal | 12 | VariableCost | USD/GJ | 0 | User defined | 13.6 | 12.75 | 11.9 | 11.52 | 11.14 | 10.76 | 10.38 | 10 | 10 | 10 | 10 | 10 | 10 | 10 | 10 | 10 | 10 | 10 | 10 | 10 | 10 | 10 | 10 | 10 | 10 | 10 | 10 | 10
BAU | 1 | 11 | MINGASLKA | Natural Gas supply, Sri Lanka | 12 | VariableCost | USD/GJ | 0 | User defined | 13.6 | 12.75 | 11.9 | 11.52 | 11.14 | 10.76 | 10.38 | 10 | 10 | 10 | 10 | 10 | 10 | 10 | 10 | 10 | 10 | 10 | 10 | 10 | 10 | 10 | 10 | 10 | 10 | 10 | 10 | 10
BAU | 1 | 12 | MINGASMDV | Natural Gas supply, Maldives | 12 | VariableCost | USD/GJ | 0 | User defined | 13.6 | 12.75 | 11.9 | 11.52 | 11.14 | 10.76 | 10.38 | 10 | 10 | 10 | 10 | 10 | 10 | 10 | 10 | 10 | 10 | 10 | 10 | 10 | 10 | 10 | 10 | 10 | 10 | 10 | 10 | 10
BAU | 1 | 13 | MINOILBGD | Oil supply, Bangladesh | 12 | VariableCost | USD/GJ | 0 | User defined | 18 | 16.4 | 14.8 | 14.64 | 14.48 | 14.32 | 14.16 | 14 | 14 | 14 | 14 | 14 | 14 | 14 | 14 | 14 | 14 | 14 | 14 | 14 | 14 | 14 | 14 | 14 | 14 | 14 | 14 | 14
BAU | 1 | 14 | MINOILBTN | Oil supply, Bhutan | 12 | VariableCost | USD/GJ | 0 | User defined | 18 | 16.4 | 14.8 | 14.64 | 14.48 | 14.32 | 14.16 | 14 | 14 | 14 | 14 | 14 | 14 | 14 | 14 | 14 | 14 | 14 | 14 | 14 | 14 | 14 | 14 | 14 | 14 | 14 | 14 | 14
BAU | 1 | 15 | MINOILIND | Oil supply, India | 12 | VariableCost | USD/GJ | 0 | User defined | 13.56 | 12.825 | 12.09 | 12.286 | 12.482 | 12.678 | 12.874 | 13.07 | 13.07 | 13.07 | 13.07 | 13.07 | 13.07 | 13.136 | 13.202 | 13.268 | 13.334 | 13.4 | 13.302 | 13.204 | 13.106 | 13.008 | 12.91 | 12.812 | 12.714 | 12.616 | 12.518 | 12.42
BAU | 1 | 16 | MINOILNPL | Oil supply, Nepal | 12 | VariableCost | USD/GJ | 0 | User defined | 18 | 16.4 | 14.8 | 14.64 | 14.48 | 14.32 | 14.16 | 14 | 14 | 14 | 14 | 14 | 14 | 14 | 14 | 14 | 14 | 14 | 14 | 14 | 14 | 14 | 14 | 14 | 14 | 14 | 14 | 14
BAU | 1 | 17 | MINOILLKA | Oil supply, Sri Lanka | 12 | VariableCost | USD/GJ | 0 | User defined | 18 | 16.4 | 14.8 | 14.64 | 14.48 | 14.32 | 14.16 | 14 | 14 | 14 | 14 | 14 | 14 | 14 | 14 | 14 | 14 | 14 | 14 | 14 | 14 | 14 | 14 | 14 | 14 | 14 | 14 | 14
BAU | 1 | 18 | MINOILMDV | Oil supply, Maldives | 12 | VariableCost | USD/GJ | 0 | User defined | 24.5 | 22.75 | 21 | 20.7 | 20.4 | 20.1 | 19.8 | 19.5 | 19.3 | 19.1 | 18.9 | 18.7 | 18.5 | 18.3 | 18.1 | 17.9 | 17.7 | 17.5 | 17.3 | 17.1 | 16.9 | 16.7 | 16.5 | 16.3 | 16.1 | 15.9 | 15.7 | 15.5
BAU | 1 | 19 | MINURNBGD | Uranium supply, Bangladesh | 12 | VariableCost | USD/GJ | 0 | User defined | 0.56 | 0.56 | 0.56 | 0.56 | 0.56 | 0.56 | 0.56 | 0.56 | 0.56 | 0.56 | 0.56 | 0.56 | 0.56 | 0.56 | 0.56 | 0.56 | 0.56 | 0.56 | 0.56 | 0.56 | 0.56 | 0.56 | 0.56 | 0.56 | 0.56 | 0.56 | 0.56 | 0.56
BAU | 1 | 20 | MINURNBTN | Uranium supply, Bhutan | 12 | VariableCost | USD/GJ | 0 | User defined | 0.56 | 0.56 | 0.56 | 0.56 | 0.56 | 0.56 | 0.56 | 0.56 | 0.56 | 0.56 | 0.56 | 0.56 | 0.56 | 0.56 | 0.56 | 0.56 | 0.56 | 0.56 | 0.56 | 0.56 | 0.56 | 0.56 | 0.56 | 0.56 | 0.56 | 0.56 | 0.56 | 0.56
BAU | 1 | 21 | MINURNIND | Uranium supply, India | 12 | VariableCost | USD/GJ | 0 | User defined | 0.56 | 0.56 | 0.56 | 0.56 | 0.56 | 0.56 | 0.56 | 0.56 | 0.56 | 0.56 | 0.56 | 0.56 | 0.56 | 0.56 | 0.56 | 0.56 | 0.56 | 0.56 | 0.56 | 0.56 | 0.56 | 0.56 | 0.56 | 0.56 | 0.56 | 0.56 | 0.56 | 0.56
BAU | 1 | 22 | MINURNNPL | Uranium supply, Nepal | 12 | VariableCost | USD/GJ | 0 | User defined | 0.56 | 0.56 | 0.56 | 0.56 | 0.56 | 0.56 | 0.56 | 0.56 | 0.56 | 0.56 | 0.56 | 0.56 | 0.56 | 0.56 | 0.56 | 0.56 | 0.56 | 0.56 | 0.56 | 0.56 | 0.56 | 0.56 | 0.56 | 0.56 | 0.56 | 0.56 | 0.56 | 0.56
BAU | 1 | 23 | MINURNLKA | Uranium supply, Sri Lanka | 12 | VariableCost | USD/GJ | 0 | User defined | 0.56 | 0.56 | 0.56 | 0.56 | 0.56 | 0.56 | 0.56 | 0.56 | 0.56 | 0.56 | 0.56 | 0.56 | 0.56 | 0.56 | 0.56 | 0.56 | 0.56 | 0.56 | 0.56 | 0.56 | 0.56 | 0.56 | 0.56 | 0.56 | 0.56 | 0.56 | 0.56 | 0.56
BAU | 1 | 24 | MINURNMDV | Uranium supply, Maldives | 12 | VariableCost | USD/GJ | 0 | User defined | 0.56 | 0.56 | 0.56 | 0.56 | 0.56 | 0.56 | 0.56 | 0.56 | 0.56 | 0.56 | 0.56 | 0.56 | 0.56 | 0.56 | 0.56 | 0.56 | 0.56 | 0.56 | 0.56 | 0.56 | 0.56 | 0.56 | 0.56 | 0.56 | 0.56 | 0.56 | 0.56 | 0.56
BAU | 1 | 25 | RNWBIOBGDXX | Biomass supply, Bangladesh | 12 | VariableCost | USD/GJ | 0 | User defined | 4 | 4 | 4 | 4.02 | 4.04 | 4.06 | 4.08 | 4.1 | 4.12 | 4.14 | 4.16 | 4.18 | 4.2 | 4.22 | 4.24 | 4.26 | 4.28 | 4.3 | 4.32 | 4.34 | 4.36 | 4.38 | 4.4 | 4.42 | 4.44 | 4.46 | 4.48 | 4.5
BAU | 1 | 26 | RNWBIOBTNXX | Biomass supply, Bhutan | 12 | VariableCost | USD/GJ | 0 | User defined | 4 | 4 | 4 | 4.02 | 4.04 | 4.06 | 4.08 | 4.1 | 4.12 | 4.14 | 4.16 | 4.18 | 4.2 | 4.22 | 4.24 | 4.26 | 4.28 | 4.3 | 4.32 | 4.34 | 4.36 | 4.38 | 4.4 | 4.42 | 4.44 | 4.46 | 4.48 | 4.5
BAU | 1 | 27 | RNWBIOINDNO | Biomass supply, India – North | 12 | VariableCost | USD/GJ | 0 | User defined | 4 | 4 | 4 | 4.02 | 4.04 | 4.06 | 4.08 | 4.1 | 4.12 | 4.14 | 4.16 | 4.18 | 4.2 | 4.22 | 4.24 | 4.26 | 4.28 | 4.3 | 4.32 | 4.34 | 4.36 | 4.38 | 4.4 | 4.42 | 4.44 | 4.46 | 4.48 | 4.5
BAU | 1 | 28 | RNWBIOINDSO | Biomass supply, India – South | 12 | VariableCost | USD/GJ | 0 | User defined | 4 | 4 | 4 | 4.02 | 4.04 | 4.06 | 4.08 | 4.1 | 4.12 | 4.14 | 4.16 | 4.18 | 4.2 | 4.22 | 4.24 | 4.26 | 4.28 | 4.3 | 4.32 | 4.34 | 4.36 | 4.38 | 4.4 | 4.42 | 4.44 | 4.46 | 4.48 | 4.5
BAU | 1 | 29 | RNWBIOINDEA | Biomass supply, India – East | 12 | VariableCost | USD/GJ | 0 | User defined | 4 | 4 | 4 | 4.02 | 4.04 | 4.06 | 4.08 | 4.1 | 4.12 | 4.14 | 4.16 | 4.18 | 4.2 | 4.22 | 4.24 | 4.26 | 4.28 | 4.3 | 4.32 | 4.34 | 4.36 | 4.38 | 4.4 | 4.42 | 4.44 | 4.46 | 4.48 | 4.5
BAU | 1 | 30 | RNWBIOINDWE | Biomass supply, India – West | 12 | VariableCost | USD/GJ | 0 | User defined | 4 | 4 | 4 | 4.02 | 4.04 | 4.06 | 4.08 | 4.1 | 4.12 | 4.14 | 4.16 | 4.18 | 4.2 | 4.22 | 4.24 | 4.26 | 4.28 | 4.3 | 4.32 | 4.34 | 4.36 | 4.38 | 4.4 | 4.42 | 4.44 | 4.46 | 4.48 | 4.5
BAU | 1 | 31 | RNWBIOINDNE | Biomass supply, India – Northeast | 12 | VariableCost | USD/GJ | 0 | User defined | 4 | 4 | 4 | 4.02 | 4.04 | 4.06 | 4.08 | 4.1 | 4.12 | 4.14 | 4.16 | 4.18 | 4.2 | 4.22 | 4.24 | 4.26 | 4.28 | 4.3 | 4.32 | 4.34 | 4.36 | 4.38 | 4.4 | 4.42 | 4.44 | 4.46 | 4.48 | 4.5
BAU | 1 | 32 | RNWBIONPLXX | Biomass supply, Nepal | 12 | VariableCost | USD/GJ | 0 | User defined | 4 | 4 | 4 | 4.02 | 4.04 | 4.06 | 4.08 | 4.1 | 4.12 | 4.14 | 4.16 | 4.18 | 4.2 | 4.22 | 4.24 | 4.26 | 4.28 | 4.3 | 4.32 | 4.34 | 4.36 | 4.38 | 4.4 | 4.42 | 4.44 | 4.46 | 4.48 | 4.5
BAU | 1 | 33 | RNWBIOLKAXX | Biomass supply, Sri Lanka | 12 | VariableCost | USD/GJ | 0 | User defined | 4 | 4 | 4 | 4.02 | 4.04 | 4.06 | 4.08 | 4.1 | 4.12 | 4.14 | 4.16 | 4.18 | 4.2 | 4.22 | 4.24 | 4.26 | 4.28 | 4.3 | 4.32 | 4.34 | 4.36 | 4.38 | 4.4 | 4.42 | 4.44 | 4.46 | 4.48 | 4.5
BAU | 1 | 34 | RNWBIOMDVXX | Biomass supply, Maldives | 12 | VariableCost | USD/GJ | 0 | User defined | 4 | 4 | 4 | 4.02 | 4.04 | 4.06 | 4.08 | 4.1 | 4.12 | 4.14 | 4.16 | 4.18 | 4.2 | 4.22 | 4.24 | 4.26 | 4.28 | 4.3 | 4.32 | 4.34 | 4.36 | 4.38 | 4.4 | 4.42 | 4.44 | 4.46 | 4.48 | 4.5
Note on K2: Fuel: Imported coal (FOB Aus) ¦ Nodes: BD,LK ¦ Scenario: Conservative Source: WB CMO Oct 2025 ($107/t FOB, 25 GJ/t) Projection: WEO 2025 + DESNZ Low/Central/High ¦ https://assets.publishing.service.gov.uk/media/66f3e1a8080bdf716392e855/2024-Fossil-Fuel-price-Assumptions-Publication.pdf Unit in CostDB: USD/GJ Notes: 2023 was anomalous (Ukraine war). C=flat real post-2027. A=NZE mine closures.
Note on K3: Fuel: Imported coal (FOB Aus) ¦ Nodes: BD,LK ¦ Scenario: Conservative Source: WB CMO Oct 2025 ($107/t FOB, 25 GJ/t) Projection: WEO 2025 + DESNZ Low/Central/High ¦ https://assets.publishing.service.gov.uk/media/66f3e1a8080bdf716392e855/2024-Fossil-Fuel-price-Assumptions-Publication.pdf Unit in CostDB: USD/GJ Notes: 2023 was anomalous (Ukraine war). C=flat real post-2027. A=NZE mine closures.
Note on K4: Fuel: India domestic coal ¦ Nodes: IN_all ¦ Scenario: Conservative Source: Coal India grade pricing + transport Projection: Modest real increase (C/M); decline if demand drops (A) Unit in CostDB: USD/GJ Notes: Pithead cost + rail transport. IN_E lowest, IN_S/W highest.
Note on K5: Fuel: Imported coal (FOB Aus) ¦ Nodes: BD,LK ¦ Scenario: Conservative Source: WB CMO Oct 2025 ($107/t FOB, 25 GJ/t) Projection: WEO 2025 + DESNZ Low/Central/High ¦ https://assets.publishing.service.gov.uk/media/66f3e1a8080bdf716392e855/2024-Fossil-Fuel-price-Assumptions-Publication.pdf Unit in CostDB: USD/GJ Notes: 2023 was anomalous (Ukraine war). C=flat real post-2027. A=NZE mine closures.
Note on K6: Fuel: Imported coal (FOB Aus) ¦ Nodes: BD,LK ¦ Scenario: Conservative Source: WB CMO Oct 2025 ($107/t FOB, 25 GJ/t) Projection: WEO 2025 + DESNZ Low/Central/High ¦ https://assets.publishing.service.gov.uk/media/66f3e1a8080bdf716392e855/2024-Fossil-Fuel-price-Assumptions-Publication.pdf Unit in CostDB: USD/GJ Notes: 2023 was anomalous (Ukraine war). C=flat real post-2027. A=NZE mine closures.
Note on K7: Fuel: Imported coal (FOB Aus) ¦ Nodes: BD,LK ¦ Scenario: Conservative Source: WB CMO Oct 2025 ($107/t FOB, 25 GJ/t) Projection: WEO 2025 + DESNZ Low/Central/High ¦ https://assets.publishing.service.gov.uk/media/66f3e1a8080bdf716392e855/2024-Fossil-Fuel-price-Assumptions-Publication.pdf Unit in CostDB: USD/GJ Notes: 2023 was anomalous (Ukraine war). C=flat real post-2027. A=NZE mine closures.
Note on K8: Fuel: Bangladesh piped gas ¦ Nodes: BD ¦ Scenario: Conservative Source: WB BD ESSEP (~$5.79/MMBtu) ¦ https://www.worldbank.org Projection: C=LNG convergence; M=WB anchor; A=subsidy continuation Unit in CostDB: USD/GJ Notes: Most consequential fuel uncertainty for BD node. C models rapid LNG convergence.
Note on K9: Fuel: LNG (Asia/JKM) ¦ Nodes: IN_W,IN_S,LK ¦ Scenario: Conservative Source: WB CMO Oct 2025 (JKM CIF) Projection: WEO 2025 STEPS/NZE + DESNZ Unit in CostDB: USD/GJ Notes: WEO: EU LNG STEPS 2035=$6.2/MBtu; Asia +$1-2 premium. A=NZE $4/MBtu.
Note on K10: Fuel: LNG (Asia/JKM) ¦ Nodes: IN_W,IN_S,LK ¦ Scenario: Conservative Source: WB CMO Oct 2025 (JKM CIF) Projection: WEO 2025 STEPS/NZE + DESNZ Unit in CostDB: USD/GJ Notes: WEO: EU LNG STEPS 2035=$6.2/MBtu; Asia +$1-2 premium. A=NZE $4/MBtu.
Note on K11: Fuel: LNG (Asia/JKM) ¦ Nodes: IN_W,IN_S,LK ¦ Scenario: Conservative Source: WB CMO Oct 2025 (JKM CIF) Projection: WEO 2025 STEPS/NZE + DESNZ Unit in CostDB: USD/GJ Notes: WEO: EU LNG STEPS 2035=$6.2/MBtu; Asia +$1-2 premium. A=NZE $4/MBtu.
Note on K12: Fuel: LNG (Asia/JKM) ¦ Nodes: IN_W,IN_S,LK ¦ Scenario: Conservative Source: WB CMO Oct 2025 (JKM CIF) Projection: WEO 2025 STEPS/NZE + DESNZ Unit in CostDB: USD/GJ Notes: WEO: EU LNG STEPS 2035=$6.2/MBtu; Asia +$1-2 premium. A=NZE $4/MBtu.
Note on K13: Fuel: Diesel (Maldives) ¦ Nodes: MV ¦ Scenario: Conservative Source: ADB Maldives Energy Roadmap ¦ https://www.environment.gov.mv/v2/wp-content/files/publications/20241107-pub-energy-roadmap-maldives-2024-2033-.pdf Projection: Island premium + oil scenario Unit in CostDB: USD/GJ Notes: Fuel =~13.5% of GDP. $0.30-0.70/kWh generation cost. Island logistics premium.
Note on K14: Fuel: Diesel / HFO ¦ Nodes: LK,MV ¦ Scenario: Conservative Source: CEB LTGEP + WB Brent trajectory ¦ https://www.ceb.lk Projection: Scaled from oil price scenarios Unit in CostDB: USD/GJ Notes: MV add $4-7/GJ island delivery premium. C=flat post-2027. A=NZE oil collapse.
Note on K15: Fuel: Diesel / HFO ¦ Nodes: LK,MV ¦ Scenario: Conservative Source: CEB LTGEP + WB Brent trajectory ¦ https://www.ceb.lk Projection: Scaled from oil price scenarios Unit in CostDB: USD/GJ Notes: MV add $4-7/GJ island delivery premium. C=flat post-2027. A=NZE oil collapse.
Note on K16: Fuel: Crude oil (Brent) ¦ Nodes: All ¦ Scenario: Conservative Source: WB CMO Oct 2025 Projection: IEA WEO 2025 STEPS/CPS/NZE ¦ https://www.iea.org/reports/world-energy-outlook-2025 Unit in CostDB: USD/bbl → converted to USD/GJ (÷6.12 GJ/bbl) Notes: C=CPS ~10% above STEPS. M=STEPS verified IISD. A=NZE verified IISD. 2023 USD.
Note on K17: Fuel: Diesel / HFO ¦ Nodes: LK,MV ¦ Scenario: Conservative Source: CEB LTGEP + WB Brent trajectory ¦ https://www.ceb.lk Projection: Scaled from oil price scenarios Unit in CostDB: USD/GJ Notes: MV add $4-7/GJ island delivery premium. C=flat post-2027. A=NZE oil collapse.
Note on K18: Fuel: Diesel / HFO ¦ Nodes: LK,MV ¦ Scenario: Conservative Source: CEB LTGEP + WB Brent trajectory ¦ https://www.ceb.lk Projection: Scaled from oil price scenarios Unit in CostDB: USD/GJ Notes: MV add $4-7/GJ island delivery premium. C=flat post-2027. A=NZE oil collapse.
Note on K19: Fuel: Diesel (Maldives) ¦ Nodes: MV ¦ Scenario: Conservative Source: ADB Maldives Energy Roadmap ¦ https://www.environment.gov.mv/v2/wp-content/files/publications/20241107-pub-energy-roadmap-maldives-2024-2033-.pdf Projection: Island premium + oil scenario Unit in CostDB: USD/GJ Notes: Fuel =~13.5% of GDP. $0.30-0.70/kWh generation cost. Island logistics premium.
Note on K20: Fuel: Uranium ¦ Nodes: IN,BD,LK ¦ Scenario: Conservative Source: WNA; NEI 2025 ($5.40/MWh US fleet) ¦ https://world-nuclear.org/information-library/economic-aspects/economics-of-nuclear-power Projection: Flat (not scenario-sensitive) Unit in CostDB: USD/GJ Notes: ATB: $9.1-11.3/MWh. WNA: $5.0-7.1/MWh. ~17% of total nuclear gen cost.
Note on K21: Fuel: Uranium ¦ Nodes: IN,BD,LK ¦ Scenario: Conservative Source: WNA; NEI 2025 ($5.40/MWh US fleet) ¦ https://world-nuclear.org/information-library/economic-aspects/economics-of-nuclear-power Projection: Flat (not scenario-sensitive) Unit in CostDB: USD/GJ Notes: ATB: $9.1-11.3/MWh. WNA: $5.0-7.1/MWh. ~17% of total nuclear gen cost.
Note on K22: Fuel: Uranium ¦ Nodes: IN,BD,LK ¦ Scenario: Conservative Source: WNA; NEI 2025 ($5.40/MWh US fleet) ¦ https://world-nuclear.org/information-library/economic-aspects/economics-of-nuclear-power Projection: Flat (not scenario-sensitive) Unit in CostDB: USD/GJ Notes: ATB: $9.1-11.3/MWh. WNA: $5.0-7.1/MWh. ~17% of total nuclear gen cost.
Note on K23: Fuel: Uranium ¦ Nodes: IN,BD,LK ¦ Scenario: Conservative Source: WNA; NEI 2025 ($5.40/MWh US fleet) ¦ https://world-nuclear.org/information-library/economic-aspects/economics-of-nuclear-power Projection: Flat (not scenario-sensitive) Unit in CostDB: USD/GJ Notes: ATB: $9.1-11.3/MWh. WNA: $5.0-7.1/MWh. ~17% of total nuclear gen cost.
Note on K24: Fuel: Uranium ¦ Nodes: IN,BD,LK ¦ Scenario: Conservative Source: WNA; NEI 2025 ($5.40/MWh US fleet) ¦ https://world-nuclear.org/information-library/economic-aspects/economics-of-nuclear-power Projection: Flat (not scenario-sensitive) Unit in CostDB: USD/GJ Notes: ATB: $9.1-11.3/MWh. WNA: $5.0-7.1/MWh. ~17% of total nuclear gen cost.
Note on K25: Fuel: Uranium ¦ Nodes: IN,BD,LK ¦ Scenario: Conservative Source: WNA; NEI 2025 ($5.40/MWh US fleet) ¦ https://world-nuclear.org/information-library/economic-aspects/economics-of-nuclear-power Projection: Flat (not scenario-sensitive) Unit in CostDB: USD/GJ Notes: ATB: $9.1-11.3/MWh. WNA: $5.0-7.1/MWh. ~17% of total nuclear gen cost.
Note on K26: Fuel: Biomass ¦ Nodes: IN,LK ¦ Scenario: Conservative Source: CERC FY2024-25 benchmark (GCV 3,100 kcal/kg) Projection: C=scarcity premium; M=modest increase; A=supply chain improvement Unit in CostDB: USD/GJ Notes: SL: coconut shell/wood waste $2-3.5/GJ. India CERC normative price.
Note on K27: Fuel: Biomass ¦ Nodes: IN,LK ¦ Scenario: Conservative Source: CERC FY2024-25 benchmark (GCV 3,100 kcal/kg) Projection: C=scarcity premium; M=modest increase; A=supply chain improvement Unit in CostDB: USD/GJ Notes: SL: coconut shell/wood waste $2-3.5/GJ. India CERC normative price.
Note on K28: Fuel: Biomass ¦ Nodes: IN,LK ¦ Scenario: Conservative Source: CERC FY2024-25 benchmark (GCV 3,100 kcal/kg) Projection: C=scarcity premium; M=modest increase; A=supply chain improvement Unit in CostDB: USD/GJ Notes: SL: coconut shell/wood waste $2-3.5/GJ. India CERC normative price.
Note on K29: Fuel: Biomass ¦ Nodes: IN,LK ¦ Scenario: Conservative Source: CERC FY2024-25 benchmark (GCV 3,100 kcal/kg) Projection: C=scarcity premium; M=modest increase; A=supply chain improvement Unit in CostDB: USD/GJ Notes: SL: coconut shell/wood waste $2-3.5/GJ. India CERC normative price.
Note on K30: Fuel: Biomass ¦ Nodes: IN,LK ¦ Scenario: Conservative Source: CERC FY2024-25 benchmark (GCV 3,100 kcal/kg) Projection: C=scarcity premium; M=modest increase; A=supply chain improvement Unit in CostDB: USD/GJ Notes: SL: coconut shell/wood waste $2-3.5/GJ. India CERC normative price.
Note on K31: Fuel: Biomass ¦ Nodes: IN,LK ¦ Scenario: Conservative Source: CERC FY2024-25 benchmark (GCV 3,100 kcal/kg) Projection: C=scarcity premium; M=modest increase; A=supply chain improvement Unit in CostDB: USD/GJ Notes: SL: coconut shell/wood waste $2-3.5/GJ. India CERC normative price.
Note on K32: Fuel: Biomass ¦ Nodes: IN,LK ¦ Scenario: Conservative Source: CERC FY2024-25 benchmark (GCV 3,100 kcal/kg) Projection: C=scarcity premium; M=modest increase; A=supply chain improvement Unit in CostDB: USD/GJ Notes: SL: coconut shell/wood waste $2-3.5/GJ. India CERC normative price.
Note on K33: Fuel: Biomass ¦ Nodes: IN,LK ¦ Scenario: Conservative Source: CERC FY2024-25 benchmark (GCV 3,100 kcal/kg) Projection: C=scarcity premium; M=modest increase; A=supply chain improvement Unit in CostDB: USD/GJ Notes: SL: coconut shell/wood waste $2-3.5/GJ. India CERC normative price.
Note on K34: Fuel: Biomass ¦ Nodes: IN,LK ¦ Scenario: Conservative Source: CERC FY2024-25 benchmark (GCV 3,100 kcal/kg) Projection: C=scarcity premium; M=modest increase; A=supply chain improvement Unit in CostDB: USD/GJ Notes: SL: coconut shell/wood waste $2-3.5/GJ. India CERC normative price.
Note on K35: Fuel: Biomass ¦ Nodes: IN,LK ¦ Scenario: Conservative Source: CERC FY2024-25 benchmark (GCV 3,100 kcal/kg) Projection: C=scarcity premium; M=modest increase; A=supply chain improvement Unit in CostDB: USD/GJ Notes: SL: coconut shell/wood waste $2-3.5/GJ. India CERC normative price.

## Demand_Projection
scenario | Demand/Share | Fuel/Tech | Name | Ref.Cap.BY | Ref.OAR.BY | Ref.km.BY | Projection.Mode | Projection.Parameter | 2023 | 2024 | 2025 | 2026 | 2027 | 2028 | 2029 | 2030 | 2031 | 2032 | 2033 | 2034 | 2035 | 2036 | 2037 | 2038 | 2039 | 2040 | 2041 | 2042 | 2043 | 2044 | 2045 | 2046 | 2047 | 2048 | 2049 | 2050 | Improvement_Notes | References
BAU | Demand | ELCBGDXX03 | Output demand of transmission lines in Bangladesh | not needed | not needed | not needed | User defined | 0 | 427.324 | 456.303 | 487.247 | 520.29 | 555.573 | 593.249 | 633.481 | 676.44 | 712.658 | 750.815 | 791.015 | 833.367 | 877.987 | 924.996 | 974.521 | 1026.699 | 1081.67 | 1139.585 | 1200.6 | 1251.814 | 1305.212 | 1360.888 | 1418.939 | 1479.467 | 1542.576 | 1608.377 | 1676.985 | 1748.52 | Actualizado a IEPMP 2023 (Power Div / JICA-IEEJ, Nov 2023), escenario ATS (Advanced Technology Scenario) / GDP case In-Between — caso principal IEEJ para planificación de potencia (Capítulo 5). Anchors oficiales IEPMP Tabla 4.3-1 (p.56): 2019=328.68 PJ (histórico), 2030=676.44 PJ, 2041=1200.60 PJ, 2050=1748.52 PJ. Años intermedios: interpolación log-lineal (CAGR entre milestones) — el IEPMP solo publica los 4 milestone years, años intermedios requieren interpolación externa. CAGRs implícitos: 6.78%/año (2019-2030), 5.35%/año (2030-2041), 4.27%/año (2041-2050). Caveat: IEPMP 2023 está en revisión por el gobierno interino; plan sucesor EPSMP 2026-2050 en preparación. IEPMP 2023 sigue siendo el plan aprobado oficial. El alternativo PP2041 (high-growth, 2425 PJ @2050) disponible en workbook fuente para sensibilidad. | Power Division / MoPEMR / JICA-IEEJ (2023). Integrated Energy and Power Master Plan (IEPMP) 2023. Government of Bangladesh, Nov 2023. Tabla 4.3-1 'Outlook of Power Supply' (p.56, PDF p.109): Power Generation TWh por GDP case (PP2041 / In-Between) en years 2019, 2030, 2041, 2050. Tabla 5.2-1 'Maximum Electric Power Demand' (p.64, PDF p.117) para peak cross-check. Escenario central: ATS (Advanced Technology Scenario, JICA-recommended). GDP case: In-Between (caso principal IEEJ Cap.5). Conversión: PJ = TWh × 3.6. URL: https://powerdivision.portal.gov.bd (repositorio IEPMP 2023). Status Abr-2026: plan aprobado vigente, en revisión por gobierno interino (plan sucesor EPSMP 2026-2050 en preparación).
BAU | Demand | ELCBTNXX03 | Output demand of transmission lines in Bhutan | not needed | not needed | not needed | User defined | 0 | 21.222 | 22.705 | 24.293 | 25.991 | 27.807 | 29.751 | 31.831 | 34.056 | 36.438 | 38.987 | 41.714 | 44.632 | 47.753 | 51.094 | 54.667 | 58.491 | 62.583 | 66.96 | 71.644 | 76.655 | 82.017 | 87.753 | 93.892 | 100.459 | 107.486 | 115.004 | 123.048 | 131.655 | Actualizado a National Energy Policy 2025 (MoENR, Jun-2025) — escenario Conservative (7%/año CAGR, consistente con tasa histórica PSMP 7.1%). 2023: valor observado 5,895 GWh (NSB Environmental Accounts 2024). 2024-2040: proyección suavizada con CAGR 7% hasta target Conservative 2030 (9,460 GWh) y 2040 (18,600 GWh). 2041-2050: extrapolación continuando al mismo 7% CAGR (horizonte del documento termina en 2040). Asume que Bhutan NO ejecuta en plazo los targets ambiciosos del NEP (15 GW hydro + 5 GW solar by 2040) — trayectoria baja defendible por retrasos históricos observados en Pun-I/II. Para alta-ejecución del NEP ver escenarios Central (DoHPS 400% by 2030) o High (NEP 10× vision) del workbook fuente. v2 reemplaza al NTGMP 2018 que sobreestimaba exportaciones ~4× y subestimaba demanda doméstica ~30% respecto a actuales 2023. | MoENR (2025). National Energy Policy 2025 — Empowering Energy Security & Sustainable Growth. Ministry of Energy & Natural Resources, Royal Government of Bhutan, aprobada 5-Jun-2025 (en vigor 10-Jun-2025). 33 pp. §1.4 (final energy 2022), §1.5 (installed capacity Jun-2025), §1.9 y §4.1 (targets 2040: 15 GW hydro + 5 GW solar), §4.2 (demand outlook). ¦ NSB (2024). Environmental Accounts Statistics 2024, National Statistics Bureau, RGoB — observado 2023: supply 11,158 GWh, domestic 5,895 GWh, export 5,143 GWh. ¦ DGPC Annual Report 2023 — generation by plant. ¦ MoENR/DoHPS (2024). Proyección 400% growth by 2030 (citada en Kuensel, REDR-2024) — base de escenario Central. URL NEP 2025: https://www.moenr.gov.bt/wp-content/uploads/2017/07/National-Energy-Policy-2025.pdf ¦ Conversión: PJ = GWh × 0.0036.
BAU | Demand | ELCINDNO03 | Output demand of transmission lines in India – North | not needed | not needed | not needed | User defined | 0 | 1797.26 | 1902.218 | 2013.185 | 2132.323 | 2258.795 | 2391.757 | 2547.194 | 2665.462 | 2784.762 | 2925.014 | 3065.265 | 3205.517 | 3345.768 | 3486.02 | 3638.537 | 3791.054 | 3943.571 | 4096.088 | 4248.605 | 4420.075 | 4598.466 | 4784.056 | 4977.136 | 5178.009 | 5386.99 | 5604.404 | 5830.593 | 6065.911 | Actualizado a 20th EPS (CEA Nov 2022). 2023-2031: Tabla 2.5 valores exactos (anual). 2036 y 2041: Tabla 6.2 valores exactos. 2032-2035 y 2037-2040: interpolación lineal entre anchors del 20th EPS. 2042-2050: extrapolación con CAGR 4.04%/año (tasa 2036-37 a 2041-42 del 20th EPS) — fuera del horizonte del documento original. | CEA (2022). Report on Twentieth Electric Power Survey of India (Volume-I). Central Electricity Authority, Ministry of Power, Government of India, Nov 2022. Table 2.5 (Chapter 2, Sec. 2.3, printed p.33 / PDF p.34): Region-wise electrical energy requirement at power station bus bars in MU, FY2021-22 to FY2031-32. Table 6.2 (Chapter 6, printed p.166 / PDF p.167): Perspective demand projection for FY2031-32, FY2036-37, FY2041-42. Conversion: PJ = MU × 0.0036. URL: https://cea.nic.in/wp-content/uploads/ps___lf/2023/02/Volume_I_Report_of_20th_Electric_Power_Survey.pdf
BAU | Demand | ELCINDSO03 | Output demand of transmission lines in India – South | not needed | not needed | not needed | User defined | 0 | 1396.998 | 1478.113 | 1564.24 | 1659.071 | 1755.004 | 1854.932 | 1970.672 | 2060.276 | 2147.605 | 2252.516 | 2357.426 | 2462.337 | 2567.247 | 2672.158 | 2784.321 | 2896.484 | 3008.647 | 3120.81 | 3232.973 | 3358.536 | 3488.977 | 3624.483 | 3765.252 | 3911.488 | 4063.404 | 4221.22 | 4385.165 | 4555.478 | Actualizado a 20th EPS (CEA Nov 2022). 2023-2031: Tabla 2.5 valores exactos (anual). 2036 y 2041: Tabla 6.2 valores exactos. 2032-2035 y 2037-2040: interpolación lineal entre anchors del 20th EPS. 2042-2050: extrapolación con CAGR 3.88%/año (tasa 2036-37 a 2041-42 del 20th EPS) — fuera del horizonte del documento original. | CEA (2022). Report on Twentieth Electric Power Survey of India (Volume-I). Central Electricity Authority, Ministry of Power, Government of India, Nov 2022. Table 2.5 (Chapter 2, Sec. 2.3, printed p.33 / PDF p.34): Region-wise electrical energy requirement at power station bus bars in MU, FY2021-22 to FY2031-32. Table 6.2 (Chapter 6, printed p.166 / PDF p.167): Perspective demand projection for FY2031-32, FY2036-37, FY2041-42. Conversion: PJ = MU × 0.0036. URL: https://cea.nic.in/wp-content/uploads/ps___lf/2023/02/Volume_I_Report_of_20th_Electric_Power_Survey.pdf
BAU | Demand | ELCINDEA03 | Output demand of transmission lines in India – East | not needed | not needed | not needed | User defined | 0 | 695.444 | 738.864 | 788.26 | 838.696 | 892.667 | 948.668 | 1016.15 | 1063.35 | 1109.171 | 1171.99 | 1234.808 | 1297.627 | 1360.445 | 1423.264 | 1494.272 | 1565.28 | 1636.287 | 1707.295 | 1778.303 | 1859.302 | 1943.989 | 2032.535 | 2125.113 | 2221.908 | 2323.112 | 2428.925 | 2539.559 | 2655.231 | Actualizado a 20th EPS (CEA Nov 2022). 2023-2031: Tabla 2.5 valores exactos (anual). 2036 y 2041: Tabla 6.2 valores exactos. 2032-2035 y 2037-2040: interpolación lineal entre anchors del 20th EPS. 2042-2050: extrapolación con CAGR 4.55%/año (tasa 2036-37 a 2041-42 del 20th EPS) — fuera del horizonte del documento original. | CEA (2022). Report on Twentieth Electric Power Survey of India (Volume-I). Central Electricity Authority, Ministry of Power, Government of India, Nov 2022. Table 2.5 (Chapter 2, Sec. 2.3, printed p.33 / PDF p.34): Region-wise electrical energy requirement at power station bus bars in MU, FY2021-22 to FY2031-32. Table 6.2 (Chapter 6, printed p.166 / PDF p.167): Perspective demand projection for FY2031-32, FY2036-37, FY2041-42. Conversion: PJ = MU × 0.0036. URL: https://cea.nic.in/wp-content/uploads/ps___lf/2023/02/Volume_I_Report_of_20th_Electric_Power_Survey.pdf
BAU | Demand | ELCINDWE03 | Output demand of transmission lines in India – West | not needed | not needed | not needed | User defined | 0 | 1795.194 | 1901.347 | 2017.498 | 2148.455 | 2274.743 | 2405.585 | 2567.12 | 2659.27 | 2747.513 | 2880.729 | 3013.945 | 3147.16 | 3280.376 | 3413.592 | 3560.561 | 3707.53 | 3854.5 | 4001.469 | 4148.438 | 4313.395 | 4484.911 | 4663.247 | 4848.674 | 5041.475 | 5241.942 | 5450.38 | 5667.107 | 5892.451 | Actualizado a 20th EPS (CEA Nov 2022). 2023-2031: Tabla 2.5 valores exactos (anual). 2036 y 2041: Tabla 6.2 valores exactos. 2032-2035 y 2037-2040: interpolación lineal entre anchors del 20th EPS. 2042-2050: extrapolación con CAGR 3.98%/año (tasa 2036-37 a 2041-42 del 20th EPS) — fuera del horizonte del documento original. | CEA (2022). Report on Twentieth Electric Power Survey of India (Volume-I). Central Electricity Authority, Ministry of Power, Government of India, Nov 2022. Table 2.5 (Chapter 2, Sec. 2.3, printed p.33 / PDF p.34): Region-wise electrical energy requirement at power station bus bars in MU, FY2021-22 to FY2031-32. Table 6.2 (Chapter 6, printed p.166 / PDF p.167): Perspective demand projection for FY2031-32, FY2036-37, FY2041-42. Conversion: PJ = MU × 0.0036. URL: https://cea.nic.in/wp-content/uploads/ps___lf/2023/02/Volume_I_Report_of_20th_Electric_Power_Survey.pdf
BAU | Demand | ELCINDNE03 | Output demand of transmission lines in India – Northeast | not needed | not needed | not needed | User defined | 0 | 75.874 | 80.14 | 84.676 | 89.654 | 94.651 | 99.907 | 105.692 | 111.168 | 116.543 | 122.979 | 129.415 | 135.851 | 142.287 | 148.723 | 156.266 | 163.809 | 171.351 | 178.894 | 186.437 | 195.058 | 204.077 | 213.513 | 223.386 | 233.715 | 244.521 | 255.828 | 267.657 | 280.033 | Actualizado a 20th EPS (CEA Nov 2022). 2023-2031: Tabla 2.5 valores exactos (anual). 2036 y 2041: Tabla 6.2 valores exactos. 2032-2035 y 2037-2040: interpolación lineal entre anchors del 20th EPS. 2042-2050: extrapolación con CAGR 4.62%/año (tasa 2036-37 a 2041-42 del 20th EPS) — fuera del horizonte del documento original. | CEA (2022). Report on Twentieth Electric Power Survey of India (Volume-I). Central Electricity Authority, Ministry of Power, Government of India, Nov 2022. Table 2.5 (Chapter 2, Sec. 2.3, printed p.33 / PDF p.34): Region-wise electrical energy requirement at power station bus bars in MU, FY2021-22 to FY2031-32. Table 6.2 (Chapter 6, printed p.166 / PDF p.167): Perspective demand projection for FY2031-32, FY2036-37, FY2041-42. Conversion: PJ = MU × 0.0036. URL: https://cea.nic.in/wp-content/uploads/ps___lf/2023/02/Volume_I_Report_of_20th_Electric_Power_Survey.pdf
BAU | Demand | ELCNPLXX03 | Output demand of transmission lines in Nepal | not needed | not needed | not needed | User defined | 0 | 47.862 | 51.657 | 55.656 | 59.874 | 64.328 | 69.39 | 74.922 | 80.909 | 87.387 | 94.399 | 101.988 | 106.577 | 111.166 | 115.755 | 120.343 | 124.932 | 129.521 | 134.11 | 138.699 | 143.288 | 147.877 | 152.466 | 157.055 | 161.644 | 166.233 | 170.822 | 175.411 | 180 | Actualizado combinando dos fuentes oficiales, escenario REFERENCE 100REMAP. 2023-2033: NEA System Load Forecast (NEA Planning Dept 2017), valores anuales oficiales de la utility — 2023 anchor = 13,295 GWh. 2034-2049: interpolación lineal entre endpoint NEA 2033 (28,330 GWh) y anchor 100REMAP REFERENCE 2050 (50,000 GWh); CAGR implícito 2033-2050 ≈ 3.4%/año. 2050: 100REMAP REFERENCE scenario (Teske, Niklas, Miyake 2023 — UTS-ISF para WWF/WFC). Caveat: NEA forecast tiende a sobreestimar el observado (~11% vs ADB 2023 reportado 11,023 GWh), pero es la proyección oficial utility disponible. Alternativas del mismo estudio 100REMAP: WEM 60 TWh @2050 (con políticas NDC), N-1.5°C 62 TWh @2050 (Paris-aligned) — disponibles en el workbook fuente si se cambia supuesto de escenario. | NEA (2017). System Load Forecast, NEA System Planning Department — vía Shakya 'A Glimpse of NEA Transmission System' (EDC Nepal 2017). Proyección anual FY2016/17 a FY2033/34 (System Energy Requirement ex-bus, incluye pérdidas T&D). ¦ Teske, S., Niklas, S., Miyake, S. (2023). Technical Scenario for 100% Renewable Energy in Nepal by 2050 — UTS Institute for Sustainable Futures para WWF/WFC. Tres escenarios (REFERENCE=50 TWh, WEM=60 TWh, N-1.5°C=62 TWh) en 2050. Este template usa REFERENCE. ¦ Cross-check: ADB Sector Assessment Energy Nepal 2023 (FY2023 observado = 11,023 GWh); NEA Annual Report FY2022/23 (9,358 GWh ventas internas). ¦ Government of Nepal (2021). Long-term Strategy for Net-Zero Emissions — marco sobre el que se construye 100REMAP. Conversión: PJ = GWh × 0.0036.
BAU | Demand | ELCLKAXX03 | Output demand of transmission lines in Sri Lanka | not needed | not needed | not needed | User defined | 0 | 56.074 | 60.487 | 63.81 | 67.14 | 70.668 | 74.383 | 78.3 | 82.537 | 86.494 | 90.626 | 94.928 | 99.446 | 104.26 | 109.48 | 115.031 | 120.938 | 126.99 | 133.337 | 140.011 | 146.761 | 153.68 | 160.823 | 167.846 | 174.931 | 182.138 | 189.158 | 196.366 | 203.846 | Actualizado a CEB LTGEP 2025-2044 (aprobado por PUCSL 15-May-2025, reemplaza al LTGEP 2023-2042). Basis: Net Generation en bus-bar de planta (definición consistente con la 'Energy Requirement at power station bus bars' del CEA). 2023: dato observado (15,576 GWh, restated en Statistical Digest 2024 desde 15,728 GWh preliminar). 2024: observado oficial (Statistical Digest 2024). 2025-2049: Tabla E1/3.3 Base Demand Forecast valores exactos. 2050: extrapolación con YoY 3.81% (tasa 2048-2049 del LTGEP, consistente con desaceleración trayectoria oficial). Caveat: 2022-2023 reflejan crisis económica + load shedding, no representan tendencia larga — LTGEP asume recuperación desde 2025. | CEB (2025). Long Term Generation Expansion Plan 2025-2044. Ceylon Electricity Board, Transmission and Generation Planning Branch. Presentado a PUCSL 4-Sep-2024, aprobado 15-May-2025. Tabla E1 / Tabla 3.3 (p. E-4 / p. 3-11): Base Demand Forecast Net Generation 2025-2049 (GWh). Tabla 1.6 (p. 1-17): Historical Electricity Generation 2009-2023. ¦ CEB (2025). Statistical Digest 2024, publicado Marzo 2025: Summary of Statistics (p.i) y Generation Statistics (p.01) — 2024 observado oficial y 2023 restated a 15,576 GWh. Conversión: PJ = GWh × 0.0036.
BAU | Demand | ELCMDVXX03 | Output demand of transmission lines in Maldives | not needed | not needed | not needed | User defined | 0 | 6.77 | 7.096 | 7.444 | 7.816 | 8.214 | 8.64 | 9.167 | 9.727 | 10.323 | 10.958 | 11.634 | 12.249 | 12.901 | 13.594 | 14.331 | 15.115 | 15.949 | 16.836 | 17.341 | 17.861 | 18.397 | 18.949 | 19.518 | 20.006 | 20.506 | 21.018 | 21.544 | 22.082 | Actualizado a MCCEE Roadmap 2024-2033 (Nov 2024), Definición A (país completo, incluye autogeneración de resorts). 2023-2028: CAGRs por segmento del Roadmap (Malé 7.9%, Outer Islands 9.0%, Resorts 2.0%), calibrado al anchor oficial de 2400 GWh en 2028 (Figura 8, p.41). 2029-2040: Malé sostenido 8.05%/año para alcanzar el anchor de 400 MW peak en 2040 (p.34); otros segmentos 5% (2029-33) y 3.5% (2034-40). 2041-2045: extrapolación 3%/año. 2046-2050: extrapolación 2.5%/año. Caveat: Roadmap solo proyecta oficialmente a 2033 — años 2034-2050 construidos con CAGRs tapering típicos de SIDS maduros. | MCCEE (2024). Paving the Way for a Just Energy Transition in Maldives — Road Map for the Energy Sector 2024-2033. Ministry of Climate Change, Environment and Energy, Republic of Maldives, November 2024 (con apoyo técnico de ADB). Figura 8 (p.41): Forecasted Electricity Consumption — anchor 2028 = 2,400 GWh. pp.24-26: CAGRs por segmento (STELCO draft Master Plan). p.34 Sec. 5.1.6: Peak demand Greater Malé 2040 = 400 MW. Conversión: PJ = GWh × 0.0036. URL: https://www.environment.gov.mv/v2/wp-content/files/publications/20241107-pub-energy-roadmap-maldives-2024-2033-.pdf
Note on J2: BGD: base=86,255 GWh→310.5 PJ (BPDB 2023-24). Growth: IEPMP 2023 7%→5.8%→3.8%/yr. Sources: BGD_DA_Final, Bangladesh_new_data_v2_REV. CROSS-CHECK: Template=310.5 PJ → 86,250 GWh. Source=86,255 GWh (BPDB 2023-24). Diff=< 0.01%. MATCH
Note on J3: BTN: base=5,744 GWh→20.5 PJ (BPSO 2023). Growth: ~5%/yr (BPC). Sources: BTN_DA_Final, Bhutan_new_data_v2. CROSS-CHECK: Template=20.5 PJ → 5,694 GWh. Source=5,744 GWh (BPSO 2023). Diff=~1%. CLOSE — round to 20.7 PJ
Note on J4: IND_N: CEA 20th EPS by state. Sources: India_new_data_v2, IND_DA_Final.
Note on J5: IND_S: CEA 20th EPS by state. Sources: India_new_data_v2.
Note on J6: IND_E: CEA 20th EPS by state. Sources: India_new_data_v2.
Note on J7: IND_W: CEA 20th EPS by state. Sources: India_new_data_v2.
Note on J8: IND_NE: CEA 20th EPS by state. Sources: India_new_data_v2.
Note on J9: NPL: base=11,548 GWh→40.7 PJ (NEA FY2079/80). Growth: ~8.4%/yr. Sources: NP_DA_Final, Nepal_new_data. CROSS-CHECK: Template=40.7 PJ → 11,306 GWh. Source=11,548 GWh (NEA FY2079/80). Diff=~2%. CLOSE — round to 41.6 PJ
Note on J10: LKA: base=15,274 GWh→53.3 PJ (PUCSL 2023). Growth: CEB LTGEP. Sources: LKA_DA_Final, SriLanka__new_data_v2. CROSS-CHECK: Template=53.3 PJ → 14,806 GWh. Source=15,274 GWh (PUCSL 2023). Diff=~3%. ⚠ REVIEW: 468 GWh gap. T&D losses? RECONCILIATION: PUCSL 2023 total generation: 15,274 GWh = 55.0 PJ CEB LTGEP T&D losses: ~7.9% (2023-2025) Implied demand: 15,274 × 0.921 = 14,067 GWh = 50.6 PJ Template value: 53.3 PJ = 14,806 GWh → Template appears to use a ~3% loss (generation-side minus small adjustment). ⚠ DECISION: Use 55.0 PJ (generation-side, consistent with PUCSL) or 50.6 PJ (demand-side)? Source: LKA_DA_Final; SriLanka__new_data_v2 Demand Forecast (CEB LTGEP Table E1).
Note on J11: MDV: base=~1,300 GWh→4.62 PJ (STELCO+FENAKA). Growth: 5-7.9%/yr (MCCEE). Sources: Maldives_new_data, Maldives_Timeslice_README. CROSS-CHECK: Template=4.62 PJ → 1,283 GWh. Source=~1,300 GWh (IRENA 2023). Diff=~1%. CLOSE

## Demand_Profiles
scenario | Timeslices | Demand/Share | Fuel/Tech | Name | Ref.Cap.BY | Ref.OAR.BY | Ref.km.BY | Projection.Mode | Projection.Parameter | 2023 | 2024 | 2025 | 2026 | 2027 | 2028 | 2029 | 2030 | 2031 | 2032 | 2033 | 2034 | 2035 | 2036 | 2037 | 2038 | 2039 | 2040 | 2041 | 2042 | 2043 | 2044 | 2045 | 2046 | 2047 | 2048 | 2049 | 2050
BAU | S1D1 | Demand | ELCBGDXX03 | Output demand of transmission lines in Bangladesh | not needed | not needed | not needed | User defined | 0 | 0.039691 | 0.039691 | 0.039691 | 0.039691 | 0.039691 | 0.039691 | 0.039691 | 0.039691 | 0.039691 | 0.039691 | 0.039691 | 0.039691 | 0.039691 | 0.039691 | 0.039691 | 0.039691 | 0.039691 | 0.039691 | 0.039691 | 0.039691 | 0.039691 | 0.039691 | 0.039691 | 0.039691 | 0.039691 | 0.039691 | 0.039691 | 0.039691
BAU | S1D2 | Demand | ELCBGDXX03 | Output demand of transmission lines in Bangladesh | not needed | not needed | not needed | User defined | 0 | 0.09911 | 0.09911 | 0.09911 | 0.09911 | 0.09911 | 0.09911 | 0.09911 | 0.09911 | 0.09911 | 0.09911 | 0.09911 | 0.09911 | 0.09911 | 0.09911 | 0.09911 | 0.09911 | 0.09911 | 0.09911 | 0.09911 | 0.09911 | 0.09911 | 0.09911 | 0.09911 | 0.09911 | 0.09911 | 0.09911 | 0.09911 | 0.09911
BAU | S1D3 | Demand | ELCBGDXX03 | Output demand of transmission lines in Bangladesh | not needed | not needed | not needed | User defined | 0 | 0.051581 | 0.051581 | 0.051581 | 0.051581 | 0.051581 | 0.051581 | 0.051581 | 0.051581 | 0.051581 | 0.051581 | 0.051581 | 0.051581 | 0.051581 | 0.051581 | 0.051581 | 0.051581 | 0.051581 | 0.051581 | 0.051581 | 0.051581 | 0.051581 | 0.051581 | 0.051581 | 0.051581 | 0.051581 | 0.051581 | 0.051581 | 0.051581
BAU | S2D1 | Demand | ELCBGDXX03 | Output demand of transmission lines in Bangladesh | not needed | not needed | not needed | User defined | 0 | 0.06407 | 0.06407 | 0.06407 | 0.06407 | 0.06407 | 0.06407 | 0.06407 | 0.06407 | 0.06407 | 0.06407 | 0.06407 | 0.06407 | 0.06407 | 0.06407 | 0.06407 | 0.06407 | 0.06407 | 0.06407 | 0.06407 | 0.06407 | 0.06407 | 0.06407 | 0.06407 | 0.06407 | 0.06407 | 0.06407 | 0.06407 | 0.06407
BAU | S2D2 | Demand | ELCBGDXX03 | Output demand of transmission lines in Bangladesh | not needed | not needed | not needed | User defined | 0 | 0.13106 | 0.13106 | 0.13106 | 0.13106 | 0.13106 | 0.13106 | 0.13106 | 0.13106 | 0.13106 | 0.13106 | 0.13106 | 0.13106 | 0.13106 | 0.13106 | 0.13106 | 0.13106 | 0.13106 | 0.13106 | 0.13106 | 0.13106 | 0.13106 | 0.13106 | 0.13106 | 0.13106 | 0.13106 | 0.13106 | 0.13106 | 0.13106
BAU | S2D3 | Demand | ELCBGDXX03 | Output demand of transmission lines in Bangladesh | not needed | not needed | not needed | User defined | 0 | 0.073101 | 0.073101 | 0.073101 | 0.073101 | 0.073101 | 0.073101 | 0.073101 | 0.073101 | 0.073101 | 0.073101 | 0.073101 | 0.073101 | 0.073101 | 0.073101 | 0.073101 | 0.073101 | 0.073101 | 0.073101 | 0.073101 | 0.073101 | 0.073101 | 0.073101 | 0.073101 | 0.073101 | 0.073101 | 0.073101 | 0.073101 | 0.073101
BAU | S3D1 | Demand | ELCBGDXX03 | Output demand of transmission lines in Bangladesh | not needed | not needed | not needed | User defined | 0 | 0.09481 | 0.09481 | 0.09481 | 0.09481 | 0.09481 | 0.09481 | 0.09481 | 0.09481 | 0.09481 | 0.09481 | 0.09481 | 0.09481 | 0.09481 | 0.09481 | 0.09481 | 0.09481 | 0.09481 | 0.09481 | 0.09481 | 0.09481 | 0.09481 | 0.09481 | 0.09481 | 0.09481 | 0.09481 | 0.09481 | 0.09481 | 0.09481
BAU | S3D2 | Demand | ELCBGDXX03 | Output demand of transmission lines in Bangladesh | not needed | not needed | not needed | User defined | 0 | 0.18232 | 0.18232 | 0.18232 | 0.18232 | 0.18232 | 0.18232 | 0.18232 | 0.18232 | 0.18232 | 0.18232 | 0.18232 | 0.18232 | 0.18232 | 0.18232 | 0.18232 | 0.18232 | 0.18232 | 0.18232 | 0.18232 | 0.18232 | 0.18232 | 0.18232 | 0.18232 | 0.18232 | 0.18232 | 0.18232 | 0.18232 | 0.18232
BAU | S3D3 | Demand | ELCBGDXX03 | Output demand of transmission lines in Bangladesh | not needed | not needed | not needed | User defined | 0 | 0.10388 | 0.10388 | 0.10388 | 0.10388 | 0.10388 | 0.10388 | 0.10388 | 0.10388 | 0.10388 | 0.10388 | 0.10388 | 0.10388 | 0.10388 | 0.10388 | 0.10388 | 0.10388 | 0.10388 | 0.10388 | 0.10388 | 0.10388 | 0.10388 | 0.10388 | 0.10388 | 0.10388 | 0.10388 | 0.10388 | 0.10388 | 0.10388
BAU | S4D1 | Demand | ELCBGDXX03 | Output demand of transmission lines in Bangladesh | not needed | not needed | not needed | User defined | 0 | 0.037289 | 0.037289 | 0.037289 | 0.037289 | 0.037289 | 0.037289 | 0.037289 | 0.037289 | 0.037289 | 0.037289 | 0.037289 | 0.037289 | 0.037289 | 0.037289 | 0.037289 | 0.037289 | 0.037289 | 0.037289 | 0.037289 | 0.037289 | 0.037289 | 0.037289 | 0.037289 | 0.037289 | 0.037289 | 0.037289 | 0.037289 | 0.037289
BAU | S4D2 | Demand | ELCBGDXX03 | Output demand of transmission lines in Bangladesh | not needed | not needed | not needed | User defined | 0 | 0.079386 | 0.079386 | 0.079386 | 0.079386 | 0.079386 | 0.079386 | 0.079386 | 0.079386 | 0.079386 | 0.079386 | 0.079386 | 0.079386 | 0.079386 | 0.079386 | 0.079386 | 0.079386 | 0.079386 | 0.079386 | 0.079386 | 0.079386 | 0.079386 | 0.079386 | 0.079386 | 0.079386 | 0.079386 | 0.079386 | 0.079386 | 0.079386
BAU | S4D3 | Demand | ELCBGDXX03 | Output demand of transmission lines in Bangladesh | not needed | not needed | not needed | User defined | 0 | 0.0437 | 0.0437 | 0.0437 | 0.0437 | 0.0437 | 0.0437 | 0.0437 | 0.0437 | 0.0437 | 0.0437 | 0.0437 | 0.0437 | 0.0437 | 0.0437 | 0.0437 | 0.0437 | 0.0437 | 0.0437 | 0.0437 | 0.0437 | 0.0437 | 0.0437 | 0.0437 | 0.0437 | 0.0437 | 0.0437 | 0.0437 | 0.0437
BAU | S1D1 | Demand | ELCBTNXX03 | Output demand of transmission lines in Bhutan | not needed | not needed | not needed | User defined | 0 | 0.034974 | 0.034974 | 0.034974 | 0.034974 | 0.034974 | 0.034974 | 0.034974 | 0.034974 | 0.034974 | 0.034974 | 0.034974 | 0.034974 | 0.034974 | 0.034974 | 0.034974 | 0.034974 | 0.034974 | 0.034974 | 0.034974 | 0.034974 | 0.034974 | 0.034974 | 0.034974 | 0.034974 | 0.034974 | 0.034974 | 0.034974 | 0.034974
BAU | S1D2 | Demand | ELCBTNXX03 | Output demand of transmission lines in Bhutan | not needed | not needed | not needed | User defined | 0 | 0.12287 | 0.12287 | 0.12287 | 0.12287 | 0.12287 | 0.12287 | 0.12287 | 0.12287 | 0.12287 | 0.12287 | 0.12287 | 0.12287 | 0.12287 | 0.12287 | 0.12287 | 0.12287 | 0.12287 | 0.12287 | 0.12287 | 0.12287 | 0.12287 | 0.12287 | 0.12287 | 0.12287 | 0.12287 | 0.12287 | 0.12287 | 0.12287
BAU | S1D3 | Demand | ELCBTNXX03 | Output demand of transmission lines in Bhutan | not needed | not needed | not needed | User defined | 0 | 0.072996 | 0.072996 | 0.072996 | 0.072996 | 0.072996 | 0.072996 | 0.072996 | 0.072996 | 0.072996 | 0.072996 | 0.072996 | 0.072996 | 0.072996 | 0.072996 | 0.072996 | 0.072996 | 0.072996 | 0.072996 | 0.072996 | 0.072996 | 0.072996 | 0.072996 | 0.072996 | 0.072996 | 0.072996 | 0.072996 | 0.072996 | 0.072996
BAU | S2D1 | Demand | ELCBTNXX03 | Output demand of transmission lines in Bhutan | not needed | not needed | not needed | User defined | 0 | 0.043086 | 0.043086 | 0.043086 | 0.043086 | 0.043086 | 0.043086 | 0.043086 | 0.043086 | 0.043086 | 0.043086 | 0.043086 | 0.043086 | 0.043086 | 0.043086 | 0.043086 | 0.043086 | 0.043086 | 0.043086 | 0.043086 | 0.043086 | 0.043086 | 0.043086 | 0.043086 | 0.043086 | 0.043086 | 0.043086 | 0.043086 | 0.043086
BAU | S2D2 | Demand | ELCBTNXX03 | Output demand of transmission lines in Bhutan | not needed | not needed | not needed | User defined | 0 | 0.11688 | 0.11688 | 0.11688 | 0.11688 | 0.11688 | 0.11688 | 0.11688 | 0.11688 | 0.11688 | 0.11688 | 0.11688 | 0.11688 | 0.11688 | 0.11688 | 0.11688 | 0.11688 | 0.11688 | 0.11688 | 0.11688 | 0.11688 | 0.11688 | 0.11688 | 0.11688 | 0.11688 | 0.11688 | 0.11688 | 0.11688 | 0.11688
BAU | S2D3 | Demand | ELCBTNXX03 | Output demand of transmission lines in Bhutan | not needed | not needed | not needed | User defined | 0 | 0.065711 | 0.065711 | 0.065711 | 0.065711 | 0.065711 | 0.065711 | 0.065711 | 0.065711 | 0.065711 | 0.065711 | 0.065711 | 0.065711 | 0.065711 | 0.065711 | 0.065711 | 0.065711 | 0.065711 | 0.065711 | 0.065711 | 0.065711 | 0.065711 | 0.065711 | 0.065711 | 0.065711 | 0.065711 | 0.065711 | 0.065711 | 0.065711
BAU | S3D1 | Demand | ELCBTNXX03 | Output demand of transmission lines in Bhutan | not needed | not needed | not needed | User defined | 0 | 0.074967 | 0.074967 | 0.074967 | 0.074967 | 0.074967 | 0.074967 | 0.074967 | 0.074967 | 0.074967 | 0.074967 | 0.074967 | 0.074967 | 0.074967 | 0.074967 | 0.074967 | 0.074967 | 0.074967 | 0.074967 | 0.074967 | 0.074967 | 0.074967 | 0.074967 | 0.074967 | 0.074967 | 0.074967 | 0.074967 | 0.074967 | 0.074967
BAU | S3D2 | Demand | ELCBTNXX03 | Output demand of transmission lines in Bhutan | not needed | not needed | not needed | User defined | 0 | 0.17545 | 0.17545 | 0.17545 | 0.17545 | 0.17545 | 0.17545 | 0.17545 | 0.17545 | 0.17545 | 0.17545 | 0.17545 | 0.17545 | 0.17545 | 0.17545 | 0.17545 | 0.17545 | 0.17545 | 0.17545 | 0.17545 | 0.17545 | 0.17545 | 0.17545 | 0.17545 | 0.17545 | 0.17545 | 0.17545 | 0.17545 | 0.17545
BAU | S3D3 | Demand | ELCBTNXX03 | Output demand of transmission lines in Bhutan | not needed | not needed | not needed | User defined | 0 | 0.094739 | 0.094739 | 0.094739 | 0.094739 | 0.094739 | 0.094739 | 0.094739 | 0.094739 | 0.094739 | 0.094739 | 0.094739 | 0.094739 | 0.094739 | 0.094739 | 0.094739 | 0.094739 | 0.094739 | 0.094739 | 0.094739 | 0.094739 | 0.094739 | 0.094739 | 0.094739 | 0.094739 | 0.094739 | 0.094739 | 0.094739 | 0.094739
BAU | S4D1 | Demand | ELCBTNXX03 | Output demand of transmission lines in Bhutan | not needed | not needed | not needed | User defined | 0 | 0.03526 | 0.03526 | 0.03526 | 0.03526 | 0.03526 | 0.03526 | 0.03526 | 0.03526 | 0.03526 | 0.03526 | 0.03526 | 0.03526 | 0.03526 | 0.03526 | 0.03526 | 0.03526 | 0.03526 | 0.03526 | 0.03526 | 0.03526 | 0.03526 | 0.03526 | 0.03526 | 0.03526 | 0.03526 | 0.03526 | 0.03526 | 0.03526
BAU | S4D2 | Demand | ELCBTNXX03 | Output demand of transmission lines in Bhutan | not needed | not needed | not needed | User defined | 0 | 0.10366 | 0.10366 | 0.10366 | 0.10366 | 0.10366 | 0.10366 | 0.10366 | 0.10366 | 0.10366 | 0.10366 | 0.10366 | 0.10366 | 0.10366 | 0.10366 | 0.10366 | 0.10366 | 0.10366 | 0.10366 | 0.10366 | 0.10366 | 0.10366 | 0.10366 | 0.10366 | 0.10366 | 0.10366 | 0.10366 | 0.10366 | 0.10366
BAU | S4D3 | Demand | ELCBTNXX03 | Output demand of transmission lines in Bhutan | not needed | not needed | not needed | User defined | 0 | 0.059406 | 0.059406 | 0.059406 | 0.059406 | 0.059406 | 0.059406 | 0.059406 | 0.059406 | 0.059406 | 0.059406 | 0.059406 | 0.059406 | 0.059406 | 0.059406 | 0.059406 | 0.059406 | 0.059406 | 0.059406 | 0.059406 | 0.059406 | 0.059406 | 0.059406 | 0.059406 | 0.059406 | 0.059406 | 0.059406 | 0.059406 | 0.059406
BAU | S1D1 | Demand | ELCINDNO03 | Output demand of transmission lines in India – North | not needed | not needed | not needed | User defined | 0 | 0.03999 | 0.03999 | 0.03999 | 0.03999 | 0.03999 | 0.03999 | 0.03999 | 0.03999 | 0.03999 | 0.03999 | 0.03999 | 0.03999 | 0.03999 | 0.03999 | 0.03999 | 0.03999 | 0.03999 | 0.03999 | 0.03999 | 0.03999 | 0.03999 | 0.03999 | 0.03999 | 0.03999 | 0.03999 | 0.03999 | 0.03999 | 0.03999
BAU | S1D2 | Demand | ELCINDNO03 | Output demand of transmission lines in India – North | not needed | not needed | not needed | User defined | 0 | 0.11685 | 0.11685 | 0.11685 | 0.11685 | 0.11685 | 0.11685 | 0.11685 | 0.11685 | 0.11685 | 0.11685 | 0.11685 | 0.11685 | 0.11685 | 0.11685 | 0.11685 | 0.11685 | 0.11685 | 0.11685 | 0.11685 | 0.11685 | 0.11685 | 0.11685 | 0.11685 | 0.11685 | 0.11685 | 0.11685 | 0.11685 | 0.11685
BAU | S1D3 | Demand | ELCINDNO03 | Output demand of transmission lines in India – North | not needed | not needed | not needed | User defined | 0 | 0.05356 | 0.05356 | 0.05356 | 0.05356 | 0.05356 | 0.05356 | 0.05356 | 0.05356 | 0.05356 | 0.05356 | 0.05356 | 0.05356 | 0.05356 | 0.05356 | 0.05356 | 0.05356 | 0.05356 | 0.05356 | 0.05356 | 0.05356 | 0.05356 | 0.05356 | 0.05356 | 0.05356 | 0.05356 | 0.05356 | 0.05356 | 0.05356
BAU | S2D1 | Demand | ELCINDNO03 | Output demand of transmission lines in India – North | not needed | not needed | not needed | User defined | 0 | 0.0519 | 0.0519 | 0.0519 | 0.0519 | 0.0519 | 0.0519 | 0.0519 | 0.0519 | 0.0519 | 0.0519 | 0.0519 | 0.0519 | 0.0519 | 0.0519 | 0.0519 | 0.0519 | 0.0519 | 0.0519 | 0.0519 | 0.0519 | 0.0519 | 0.0519 | 0.0519 | 0.0519 | 0.0519 | 0.0519 | 0.0519 | 0.0519
BAU | S2D2 | Demand | ELCINDNO03 | Output demand of transmission lines in India – North | not needed | not needed | not needed | User defined | 0 | 0.12239 | 0.12239 | 0.12239 | 0.12239 | 0.12239 | 0.12239 | 0.12239 | 0.12239 | 0.12239 | 0.12239 | 0.12239 | 0.12239 | 0.12239 | 0.12239 | 0.12239 | 0.12239 | 0.12239 | 0.12239 | 0.12239 | 0.12239 | 0.12239 | 0.12239 | 0.12239 | 0.12239 | 0.12239 | 0.12239 | 0.12239 | 0.12239
BAU | S2D3 | Demand | ELCINDNO03 | Output demand of transmission lines in India – North | not needed | not needed | not needed | User defined | 0 | 0.05888 | 0.05888 | 0.05888 | 0.05888 | 0.05888 | 0.05888 | 0.05888 | 0.05888 | 0.05888 | 0.05888 | 0.05888 | 0.05888 | 0.05888 | 0.05888 | 0.05888 | 0.05888 | 0.05888 | 0.05888 | 0.05888 | 0.05888 | 0.05888 | 0.05888 | 0.05888 | 0.05888 | 0.05888 | 0.05888 | 0.05888 | 0.05888
BAU | S3D1 | Demand | ELCINDNO03 | Output demand of transmission lines in India – North | not needed | not needed | not needed | User defined | 0 | 0.09746 | 0.09746 | 0.09746 | 0.09746 | 0.09746 | 0.09746 | 0.09746 | 0.09746 | 0.09746 | 0.09746 | 0.09746 | 0.09746 | 0.09746 | 0.09746 | 0.09746 | 0.09746 | 0.09746 | 0.09746 | 0.09746 | 0.09746 | 0.09746 | 0.09746 | 0.09746 | 0.09746 | 0.09746 | 0.09746 | 0.09746 | 0.09746
BAU | S3D2 | Demand | ELCINDNO03 | Output demand of transmission lines in India – North | not needed | not needed | not needed | User defined | 0 | 0.20004 | 0.20004 | 0.20004 | 0.20004 | 0.20004 | 0.20004 | 0.20004 | 0.20004 | 0.20004 | 0.20004 | 0.20004 | 0.20004 | 0.20004 | 0.20004 | 0.20004 | 0.20004 | 0.20004 | 0.20004 | 0.20004 | 0.20004 | 0.20004 | 0.20004 | 0.20004 | 0.20004 | 0.20004 | 0.20004 | 0.20004 | 0.20004
BAU | S3D3 | Demand | ELCINDNO03 | Output demand of transmission lines in India – North | not needed | not needed | not needed | User defined | 0 | 0.10334 | 0.10334 | 0.10334 | 0.10334 | 0.10334 | 0.10334 | 0.10334 | 0.10334 | 0.10334 | 0.10334 | 0.10334 | 0.10334 | 0.10334 | 0.10334 | 0.10334 | 0.10334 | 0.10334 | 0.10334 | 0.10334 | 0.10334 | 0.10334 | 0.10334 | 0.10334 | 0.10334 | 0.10334 | 0.10334 | 0.10334 | 0.10334
BAU | S4D1 | Demand | ELCINDNO03 | Output demand of transmission lines in India – North | not needed | not needed | not needed | User defined | 0 | 0.03431 | 0.03431 | 0.03431 | 0.03431 | 0.03431 | 0.03431 | 0.03431 | 0.03431 | 0.03431 | 0.03431 | 0.03431 | 0.03431 | 0.03431 | 0.03431 | 0.03431 | 0.03431 | 0.03431 | 0.03431 | 0.03431 | 0.03431 | 0.03431 | 0.03431 | 0.03431 | 0.03431 | 0.03431 | 0.03431 | 0.03431 | 0.03431
BAU | S4D2 | Demand | ELCINDNO03 | Output demand of transmission lines in India – North | not needed | not needed | not needed | User defined | 0 | 0.08165 | 0.08165 | 0.08165 | 0.08165 | 0.08165 | 0.08165 | 0.08165 | 0.08165 | 0.08165 | 0.08165 | 0.08165 | 0.08165 | 0.08165 | 0.08165 | 0.08165 | 0.08165 | 0.08165 | 0.08165 | 0.08165 | 0.08165 | 0.08165 | 0.08165 | 0.08165 | 0.08165 | 0.08165 | 0.08165 | 0.08165 | 0.08165
BAU | S4D3 | Demand | ELCINDNO03 | Output demand of transmission lines in India – North | not needed | not needed | not needed | User defined | 0 | 0.03962 | 0.03962 | 0.03962 | 0.03962 | 0.03962 | 0.03962 | 0.03962 | 0.03962 | 0.03962 | 0.03962 | 0.03962 | 0.03962 | 0.03962 | 0.03962 | 0.03962 | 0.03962 | 0.03962 | 0.03962 | 0.03962 | 0.03962 | 0.03962 | 0.03962 | 0.03962 | 0.03962 | 0.03962 | 0.03962 | 0.03962 | 0.03962
BAU | S1D1 | Demand | ELCINDSO03 | Output demand of transmission lines in India – South | not needed | not needed | not needed | User defined | 0 | 0.05288 | 0.05288 | 0.05288 | 0.05288 | 0.05288 | 0.05288 | 0.05288 | 0.05288 | 0.05288 | 0.05288 | 0.05288 | 0.05288 | 0.05288 | 0.05288 | 0.05288 | 0.05288 | 0.05288 | 0.05288 | 0.05288 | 0.05288 | 0.05288 | 0.05288 | 0.05288 | 0.05288 | 0.05288 | 0.05288 | 0.05288 | 0.05288
BAU | S1D2 | Demand | ELCINDSO03 | Output demand of transmission lines in India – South | not needed | not needed | not needed | User defined | 0 | 0.13709 | 0.13709 | 0.13709 | 0.13709 | 0.13709 | 0.13709 | 0.13709 | 0.13709 | 0.13709 | 0.13709 | 0.13709 | 0.13709 | 0.13709 | 0.13709 | 0.13709 | 0.13709 | 0.13709 | 0.13709 | 0.13709 | 0.13709 | 0.13709 | 0.13709 | 0.13709 | 0.13709 | 0.13709 | 0.13709 | 0.13709 | 0.13709
BAU | S1D3 | Demand | ELCINDSO03 | Output demand of transmission lines in India – South | not needed | not needed | not needed | User defined | 0 | 0.05586 | 0.05586 | 0.05586 | 0.05586 | 0.05586 | 0.05586 | 0.05586 | 0.05586 | 0.05586 | 0.05586 | 0.05586 | 0.05586 | 0.05586 | 0.05586 | 0.05586 | 0.05586 | 0.05586 | 0.05586 | 0.05586 | 0.05586 | 0.05586 | 0.05586 | 0.05586 | 0.05586 | 0.05586 | 0.05586 | 0.05586 | 0.05586
BAU | S2D1 | Demand | ELCINDSO03 | Output demand of transmission lines in India – South | not needed | not needed | not needed | User defined | 0 | 0.06484 | 0.06484 | 0.06484 | 0.06484 | 0.06484 | 0.06484 | 0.06484 | 0.06484 | 0.06484 | 0.06484 | 0.06484 | 0.06484 | 0.06484 | 0.06484 | 0.06484 | 0.06484 | 0.06484 | 0.06484 | 0.06484 | 0.06484 | 0.06484 | 0.06484 | 0.06484 | 0.06484 | 0.06484 | 0.06484 | 0.06484 | 0.06484
BAU | S2D2 | Demand | ELCINDSO03 | Output demand of transmission lines in India – South | not needed | not needed | not needed | User defined | 0 | 0.15064 | 0.15064 | 0.15064 | 0.15064 | 0.15064 | 0.15064 | 0.15064 | 0.15064 | 0.15064 | 0.15064 | 0.15064 | 0.15064 | 0.15064 | 0.15064 | 0.15064 | 0.15064 | 0.15064 | 0.15064 | 0.15064 | 0.15064 | 0.15064 | 0.15064 | 0.15064 | 0.15064 | 0.15064 | 0.15064 | 0.15064 | 0.15064
BAU | S2D3 | Demand | ELCINDSO03 | Output demand of transmission lines in India – South | not needed | not needed | not needed | User defined | 0 | 0.06608 | 0.06608 | 0.06608 | 0.06608 | 0.06608 | 0.06608 | 0.06608 | 0.06608 | 0.06608 | 0.06608 | 0.06608 | 0.06608 | 0.06608 | 0.06608 | 0.06608 | 0.06608 | 0.06608 | 0.06608 | 0.06608 | 0.06608 | 0.06608 | 0.06608 | 0.06608 | 0.06608 | 0.06608 | 0.06608 | 0.06608 | 0.06608
BAU | S3D1 | Demand | ELCINDSO03 | Output demand of transmission lines in India – South | not needed | not needed | not needed | User defined | 0 | 0.07159 | 0.07159 | 0.07159 | 0.07159 | 0.07159 | 0.07159 | 0.07159 | 0.07159 | 0.07159 | 0.07159 | 0.07159 | 0.07159 | 0.07159 | 0.07159 | 0.07159 | 0.07159 | 0.07159 | 0.07159 | 0.07159 | 0.07159 | 0.07159 | 0.07159 | 0.07159 | 0.07159 | 0.07159 | 0.07159 | 0.07159 | 0.07159
BAU | S3D2 | Demand | ELCINDSO03 | Output demand of transmission lines in India – South | not needed | not needed | not needed | User defined | 0 | 0.16989 | 0.16989 | 0.16989 | 0.16989 | 0.16989 | 0.16989 | 0.16989 | 0.16989 | 0.16989 | 0.16989 | 0.16989 | 0.16989 | 0.16989 | 0.16989 | 0.16989 | 0.16989 | 0.16989 | 0.16989 | 0.16989 | 0.16989 | 0.16989 | 0.16989 | 0.16989 | 0.16989 | 0.16989 | 0.16989 | 0.16989 | 0.16989
BAU | S3D3 | Demand | ELCINDSO03 | Output demand of transmission lines in India – South | not needed | not needed | not needed | User defined | 0 | 0.07843 | 0.07843 | 0.07843 | 0.07843 | 0.07843 | 0.07843 | 0.07843 | 0.07843 | 0.07843 | 0.07843 | 0.07843 | 0.07843 | 0.07843 | 0.07843 | 0.07843 | 0.07843 | 0.07843 | 0.07843 | 0.07843 | 0.07843 | 0.07843 | 0.07843 | 0.07843 | 0.07843 | 0.07843 | 0.07843 | 0.07843 | 0.07843
BAU | S4D1 | Demand | ELCINDSO03 | Output demand of transmission lines in India – South | not needed | not needed | not needed | User defined | 0 | 0.03319 | 0.03319 | 0.03319 | 0.03319 | 0.03319 | 0.03319 | 0.03319 | 0.03319 | 0.03319 | 0.03319 | 0.03319 | 0.03319 | 0.03319 | 0.03319 | 0.03319 | 0.03319 | 0.03319 | 0.03319 | 0.03319 | 0.03319 | 0.03319 | 0.03319 | 0.03319 | 0.03319 | 0.03319 | 0.03319 | 0.03319 | 0.03319
BAU | S4D2 | Demand | ELCINDSO03 | Output demand of transmission lines in India – South | not needed | not needed | not needed | User defined | 0 | 0.08214 | 0.08214 | 0.08214 | 0.08214 | 0.08214 | 0.08214 | 0.08214 | 0.08214 | 0.08214 | 0.08214 | 0.08214 | 0.08214 | 0.08214 | 0.08214 | 0.08214 | 0.08214 | 0.08214 | 0.08214 | 0.08214 | 0.08214 | 0.08214 | 0.08214 | 0.08214 | 0.08214 | 0.08214 | 0.08214 | 0.08214 | 0.08214
BAU | S4D3 | Demand | ELCINDSO03 | Output demand of transmission lines in India – South | not needed | not needed | not needed | User defined | 0 | 0.03738 | 0.03738 | 0.03738 | 0.03738 | 0.03738 | 0.03738 | 0.03738 | 0.03738 | 0.03738 | 0.03738 | 0.03738 | 0.03738 | 0.03738 | 0.03738 | 0.03738 | 0.03738 | 0.03738 | 0.03738 | 0.03738 | 0.03738 | 0.03738 | 0.03738 | 0.03738 | 0.03738 | 0.03738 | 0.03738 | 0.03738 | 0.03738
BAU | S1D1 | Demand | ELCINDEA03 | Output demand of transmission lines in India – East | not needed | not needed | not needed | User defined | 0 | 0.04448 | 0.04448 | 0.04448 | 0.04448 | 0.04448 | 0.04448 | 0.04448 | 0.04448 | 0.04448 | 0.04448 | 0.04448 | 0.04448 | 0.04448 | 0.04448 | 0.04448 | 0.04448 | 0.04448 | 0.04448 | 0.04448 | 0.04448 | 0.04448 | 0.04448 | 0.04448 | 0.04448 | 0.04448 | 0.04448 | 0.04448 | 0.04448
BAU | S1D2 | Demand | ELCINDEA03 | Output demand of transmission lines in India – East | not needed | not needed | not needed | User defined | 0 | 0.10493 | 0.10493 | 0.10493 | 0.10493 | 0.10493 | 0.10493 | 0.10493 | 0.10493 | 0.10493 | 0.10493 | 0.10493 | 0.10493 | 0.10493 | 0.10493 | 0.10493 | 0.10493 | 0.10493 | 0.10493 | 0.10493 | 0.10493 | 0.10493 | 0.10493 | 0.10493 | 0.10493 | 0.10493 | 0.10493 | 0.10493 | 0.10493
BAU | S1D3 | Demand | ELCINDEA03 | Output demand of transmission lines in India – East | not needed | not needed | not needed | User defined | 0 | 0.05355 | 0.05355 | 0.05355 | 0.05355 | 0.05355 | 0.05355 | 0.05355 | 0.05355 | 0.05355 | 0.05355 | 0.05355 | 0.05355 | 0.05355 | 0.05355 | 0.05355 | 0.05355 | 0.05355 | 0.05355 | 0.05355 | 0.05355 | 0.05355 | 0.05355 | 0.05355 | 0.05355 | 0.05355 | 0.05355 | 0.05355 | 0.05355
BAU | S2D1 | Demand | ELCINDEA03 | Output demand of transmission lines in India – East | not needed | not needed | not needed | User defined | 0 | 0.0608 | 0.0608 | 0.0608 | 0.0608 | 0.0608 | 0.0608 | 0.0608 | 0.0608 | 0.0608 | 0.0608 | 0.0608 | 0.0608 | 0.0608 | 0.0608 | 0.0608 | 0.0608 | 0.0608 | 0.0608 | 0.0608 | 0.0608 | 0.0608 | 0.0608 | 0.0608 | 0.0608 | 0.0608 | 0.0608 | 0.0608 | 0.0608
BAU | S2D2 | Demand | ELCINDEA03 | Output demand of transmission lines in India – East | not needed | not needed | not needed | User defined | 0 | 0.12377 | 0.12377 | 0.12377 | 0.12377 | 0.12377 | 0.12377 | 0.12377 | 0.12377 | 0.12377 | 0.12377 | 0.12377 | 0.12377 | 0.12377 | 0.12377 | 0.12377 | 0.12377 | 0.12377 | 0.12377 | 0.12377 | 0.12377 | 0.12377 | 0.12377 | 0.12377 | 0.12377 | 0.12377 | 0.12377 | 0.12377 | 0.12377
BAU | S2D3 | Demand | ELCINDEA03 | Output demand of transmission lines in India – East | not needed | not needed | not needed | User defined | 0 | 0.06643 | 0.06643 | 0.06643 | 0.06643 | 0.06643 | 0.06643 | 0.06643 | 0.06643 | 0.06643 | 0.06643 | 0.06643 | 0.06643 | 0.06643 | 0.06643 | 0.06643 | 0.06643 | 0.06643 | 0.06643 | 0.06643 | 0.06643 | 0.06643 | 0.06643 | 0.06643 | 0.06643 | 0.06643 | 0.06643 | 0.06643 | 0.06643
BAU | S3D1 | Demand | ELCINDEA03 | Output demand of transmission lines in India – East | not needed | not needed | not needed | User defined | 0 | 0.09683 | 0.09683 | 0.09683 | 0.09683 | 0.09683 | 0.09683 | 0.09683 | 0.09683 | 0.09683 | 0.09683 | 0.09683 | 0.09683 | 0.09683 | 0.09683 | 0.09683 | 0.09683 | 0.09683 | 0.09683 | 0.09683 | 0.09683 | 0.09683 | 0.09683 | 0.09683 | 0.09683 | 0.09683 | 0.09683 | 0.09683 | 0.09683
BAU | S3D2 | Demand | ELCINDEA03 | Output demand of transmission lines in India – East | not needed | not needed | not needed | User defined | 0 | 0.18517 | 0.18517 | 0.18517 | 0.18517 | 0.18517 | 0.18517 | 0.18517 | 0.18517 | 0.18517 | 0.18517 | 0.18517 | 0.18517 | 0.18517 | 0.18517 | 0.18517 | 0.18517 | 0.18517 | 0.18517 | 0.18517 | 0.18517 | 0.18517 | 0.18517 | 0.18517 | 0.18517 | 0.18517 | 0.18517 | 0.18517 | 0.18517
BAU | S3D3 | Demand | ELCINDEA03 | Output demand of transmission lines in India – East | not needed | not needed | not needed | User defined | 0 | 0.10176 | 0.10176 | 0.10176 | 0.10176 | 0.10176 | 0.10176 | 0.10176 | 0.10176 | 0.10176 | 0.10176 | 0.10176 | 0.10176 | 0.10176 | 0.10176 | 0.10176 | 0.10176 | 0.10176 | 0.10176 | 0.10176 | 0.10176 | 0.10176 | 0.10176 | 0.10176 | 0.10176 | 0.10176 | 0.10176 | 0.10176 | 0.10176
BAU | S4D1 | Demand | ELCINDEA03 | Output demand of transmission lines in India – East | not needed | not needed | not needed | User defined | 0 | 0.0389 | 0.0389 | 0.0389 | 0.0389 | 0.0389 | 0.0389 | 0.0389 | 0.0389 | 0.0389 | 0.0389 | 0.0389 | 0.0389 | 0.0389 | 0.0389 | 0.0389 | 0.0389 | 0.0389 | 0.0389 | 0.0389 | 0.0389 | 0.0389 | 0.0389 | 0.0389 | 0.0389 | 0.0389 | 0.0389 | 0.0389 | 0.0389
BAU | S4D2 | Demand | ELCINDEA03 | Output demand of transmission lines in India – East | not needed | not needed | not needed | User defined | 0 | 0.07987 | 0.07987 | 0.07987 | 0.07987 | 0.07987 | 0.07987 | 0.07987 | 0.07987 | 0.07987 | 0.07987 | 0.07987 | 0.07987 | 0.07987 | 0.07987 | 0.07987 | 0.07987 | 0.07987 | 0.07987 | 0.07987 | 0.07987 | 0.07987 | 0.07987 | 0.07987 | 0.07987 | 0.07987 | 0.07987 | 0.07987 | 0.07987
BAU | S4D3 | Demand | ELCINDEA03 | Output demand of transmission lines in India – East | not needed | not needed | not needed | User defined | 0 | 0.04351 | 0.04351 | 0.04351 | 0.04351 | 0.04351 | 0.04351 | 0.04351 | 0.04351 | 0.04351 | 0.04351 | 0.04351 | 0.04351 | 0.04351 | 0.04351 | 0.04351 | 0.04351 | 0.04351 | 0.04351 | 0.04351 | 0.04351 | 0.04351 | 0.04351 | 0.04351 | 0.04351 | 0.04351 | 0.04351 | 0.04351 | 0.04351
BAU | S1D1 | Demand | ELCINDWE03 | Output demand of transmission lines in India – West | not needed | not needed | not needed | User defined | 0 | 0.05402 | 0.05402 | 0.05402 | 0.05402 | 0.05402 | 0.05402 | 0.05402 | 0.05402 | 0.05402 | 0.05402 | 0.05402 | 0.05402 | 0.05402 | 0.05402 | 0.05402 | 0.05402 | 0.05402 | 0.05402 | 0.05402 | 0.05402 | 0.05402 | 0.05402 | 0.05402 | 0.05402 | 0.05402 | 0.05402 | 0.05402 | 0.05402
BAU | S1D2 | Demand | ELCINDWE03 | Output demand of transmission lines in India – West | not needed | not needed | not needed | User defined | 0 | 0.13672 | 0.13672 | 0.13672 | 0.13672 | 0.13672 | 0.13672 | 0.13672 | 0.13672 | 0.13672 | 0.13672 | 0.13672 | 0.13672 | 0.13672 | 0.13672 | 0.13672 | 0.13672 | 0.13672 | 0.13672 | 0.13672 | 0.13672 | 0.13672 | 0.13672 | 0.13672 | 0.13672 | 0.13672 | 0.13672 | 0.13672 | 0.13672
BAU | S1D3 | Demand | ELCINDWE03 | Output demand of transmission lines in India – West | not needed | not needed | not needed | User defined | 0 | 0.05999 | 0.05999 | 0.05999 | 0.05999 | 0.05999 | 0.05999 | 0.05999 | 0.05999 | 0.05999 | 0.05999 | 0.05999 | 0.05999 | 0.05999 | 0.05999 | 0.05999 | 0.05999 | 0.05999 | 0.05999 | 0.05999 | 0.05999 | 0.05999 | 0.05999 | 0.05999 | 0.05999 | 0.05999 | 0.05999 | 0.05999 | 0.05999
BAU | S2D1 | Demand | ELCINDWE03 | Output demand of transmission lines in India – West | not needed | not needed | not needed | User defined | 0 | 0.06323 | 0.06323 | 0.06323 | 0.06323 | 0.06323 | 0.06323 | 0.06323 | 0.06323 | 0.06323 | 0.06323 | 0.06323 | 0.06323 | 0.06323 | 0.06323 | 0.06323 | 0.06323 | 0.06323 | 0.06323 | 0.06323 | 0.06323 | 0.06323 | 0.06323 | 0.06323 | 0.06323 | 0.06323 | 0.06323 | 0.06323 | 0.06323
BAU | S2D2 | Demand | ELCINDWE03 | Output demand of transmission lines in India – West | not needed | not needed | not needed | User defined | 0 | 0.13801 | 0.13801 | 0.13801 | 0.13801 | 0.13801 | 0.13801 | 0.13801 | 0.13801 | 0.13801 | 0.13801 | 0.13801 | 0.13801 | 0.13801 | 0.13801 | 0.13801 | 0.13801 | 0.13801 | 0.13801 | 0.13801 | 0.13801 | 0.13801 | 0.13801 | 0.13801 | 0.13801 | 0.13801 | 0.13801 | 0.13801 | 0.13801
BAU | S2D3 | Demand | ELCINDWE03 | Output demand of transmission lines in India – West | not needed | not needed | not needed | User defined | 0 | 0.06569 | 0.06569 | 0.06569 | 0.06569 | 0.06569 | 0.06569 | 0.06569 | 0.06569 | 0.06569 | 0.06569 | 0.06569 | 0.06569 | 0.06569 | 0.06569 | 0.06569 | 0.06569 | 0.06569 | 0.06569 | 0.06569 | 0.06569 | 0.06569 | 0.06569 | 0.06569 | 0.06569 | 0.06569 | 0.06569 | 0.06569 | 0.06569
BAU | S3D1 | Demand | ELCINDWE03 | Output demand of transmission lines in India – West | not needed | not needed | not needed | User defined | 0 | 0.07555 | 0.07555 | 0.07555 | 0.07555 | 0.07555 | 0.07555 | 0.07555 | 0.07555 | 0.07555 | 0.07555 | 0.07555 | 0.07555 | 0.07555 | 0.07555 | 0.07555 | 0.07555 | 0.07555 | 0.07555 | 0.07555 | 0.07555 | 0.07555 | 0.07555 | 0.07555 | 0.07555 | 0.07555 | 0.07555 | 0.07555 | 0.07555
BAU | S3D2 | Demand | ELCINDWE03 | Output demand of transmission lines in India – West | not needed | not needed | not needed | User defined | 0 | 0.16107 | 0.16107 | 0.16107 | 0.16107 | 0.16107 | 0.16107 | 0.16107 | 0.16107 | 0.16107 | 0.16107 | 0.16107 | 0.16107 | 0.16107 | 0.16107 | 0.16107 | 0.16107 | 0.16107 | 0.16107 | 0.16107 | 0.16107 | 0.16107 | 0.16107 | 0.16107 | 0.16107 | 0.16107 | 0.16107 | 0.16107 | 0.16107
BAU | S3D3 | Demand | ELCINDWE03 | Output demand of transmission lines in India – West | not needed | not needed | not needed | User defined | 0 | 0.08052 | 0.08052 | 0.08052 | 0.08052 | 0.08052 | 0.08052 | 0.08052 | 0.08052 | 0.08052 | 0.08052 | 0.08052 | 0.08052 | 0.08052 | 0.08052 | 0.08052 | 0.08052 | 0.08052 | 0.08052 | 0.08052 | 0.08052 | 0.08052 | 0.08052 | 0.08052 | 0.08052 | 0.08052 | 0.08052 | 0.08052 | 0.08052
BAU | S4D1 | Demand | ELCINDWE03 | Output demand of transmission lines in India – West | not needed | not needed | not needed | User defined | 0 | 0.03732 | 0.03732 | 0.03732 | 0.03732 | 0.03732 | 0.03732 | 0.03732 | 0.03732 | 0.03732 | 0.03732 | 0.03732 | 0.03732 | 0.03732 | 0.03732 | 0.03732 | 0.03732 | 0.03732 | 0.03732 | 0.03732 | 0.03732 | 0.03732 | 0.03732 | 0.03732 | 0.03732 | 0.03732 | 0.03732 | 0.03732 | 0.03732
BAU | S4D2 | Demand | ELCINDWE03 | Output demand of transmission lines in India – West | not needed | not needed | not needed | User defined | 0 | 0.08706 | 0.08706 | 0.08706 | 0.08706 | 0.08706 | 0.08706 | 0.08706 | 0.08706 | 0.08706 | 0.08706 | 0.08706 | 0.08706 | 0.08706 | 0.08706 | 0.08706 | 0.08706 | 0.08706 | 0.08706 | 0.08706 | 0.08706 | 0.08706 | 0.08706 | 0.08706 | 0.08706 | 0.08706 | 0.08706 | 0.08706 | 0.08706
BAU | S4D3 | Demand | ELCINDWE03 | Output demand of transmission lines in India – West | not needed | not needed | not needed | User defined | 0 | 0.04082 | 0.04082 | 0.04082 | 0.04082 | 0.04082 | 0.04082 | 0.04082 | 0.04082 | 0.04082 | 0.04082 | 0.04082 | 0.04082 | 0.04082 | 0.04082 | 0.04082 | 0.04082 | 0.04082 | 0.04082 | 0.04082 | 0.04082 | 0.04082 | 0.04082 | 0.04082 | 0.04082 | 0.04082 | 0.04082 | 0.04082 | 0.04082
BAU | S1D1 | Demand | ELCINDNE03 | Output demand of transmission lines in India – Northeast | not needed | not needed | not needed | User defined | 0 | 0.04086 | 0.04086 | 0.04086 | 0.04086 | 0.04086 | 0.04086 | 0.04086 | 0.04086 | 0.04086 | 0.04086 | 0.04086 | 0.04086 | 0.04086 | 0.04086 | 0.04086 | 0.04086 | 0.04086 | 0.04086 | 0.04086 | 0.04086 | 0.04086 | 0.04086 | 0.04086 | 0.04086 | 0.04086 | 0.04086 | 0.04086 | 0.04086
BAU | S1D2 | Demand | ELCINDNE03 | Output demand of transmission lines in India – Northeast | not needed | not needed | not needed | User defined | 0 | 0.1095 | 0.1095 | 0.1095 | 0.1095 | 0.1095 | 0.1095 | 0.1095 | 0.1095 | 0.1095 | 0.1095 | 0.1095 | 0.1095 | 0.1095 | 0.1095 | 0.1095 | 0.1095 | 0.1095 | 0.1095 | 0.1095 | 0.1095 | 0.1095 | 0.1095 | 0.1095 | 0.1095 | 0.1095 | 0.1095 | 0.1095 | 0.1095
BAU | S1D3 | Demand | ELCINDNE03 | Output demand of transmission lines in India – Northeast | not needed | not needed | not needed | User defined | 0 | 0.06025 | 0.06025 | 0.06025 | 0.06025 | 0.06025 | 0.06025 | 0.06025 | 0.06025 | 0.06025 | 0.06025 | 0.06025 | 0.06025 | 0.06025 | 0.06025 | 0.06025 | 0.06025 | 0.06025 | 0.06025 | 0.06025 | 0.06025 | 0.06025 | 0.06025 | 0.06025 | 0.06025 | 0.06025 | 0.06025 | 0.06025 | 0.06025
BAU | S2D1 | Demand | ELCINDNE03 | Output demand of transmission lines in India – Northeast | not needed | not needed | not needed | User defined | 0 | 0.04992 | 0.04992 | 0.04992 | 0.04992 | 0.04992 | 0.04992 | 0.04992 | 0.04992 | 0.04992 | 0.04992 | 0.04992 | 0.04992 | 0.04992 | 0.04992 | 0.04992 | 0.04992 | 0.04992 | 0.04992 | 0.04992 | 0.04992 | 0.04992 | 0.04992 | 0.04992 | 0.04992 | 0.04992 | 0.04992 | 0.04992 | 0.04992
BAU | S2D2 | Demand | ELCINDNE03 | Output demand of transmission lines in India – Northeast | not needed | not needed | not needed | User defined | 0 | 0.1163 | 0.1163 | 0.1163 | 0.1163 | 0.1163 | 0.1163 | 0.1163 | 0.1163 | 0.1163 | 0.1163 | 0.1163 | 0.1163 | 0.1163 | 0.1163 | 0.1163 | 0.1163 | 0.1163 | 0.1163 | 0.1163 | 0.1163 | 0.1163 | 0.1163 | 0.1163 | 0.1163 | 0.1163 | 0.1163 | 0.1163 | 0.1163
BAU | S2D3 | Demand | ELCINDNE03 | Output demand of transmission lines in India – Northeast | not needed | not needed | not needed | User defined | 0 | 0.06658 | 0.06658 | 0.06658 | 0.06658 | 0.06658 | 0.06658 | 0.06658 | 0.06658 | 0.06658 | 0.06658 | 0.06658 | 0.06658 | 0.06658 | 0.06658 | 0.06658 | 0.06658 | 0.06658 | 0.06658 | 0.06658 | 0.06658 | 0.06658 | 0.06658 | 0.06658 | 0.06658 | 0.06658 | 0.06658 | 0.06658 | 0.06658
BAU | S3D1 | Demand | ELCINDNE03 | Output demand of transmission lines in India – Northeast | not needed | not needed | not needed | User defined | 0 | 0.09416 | 0.09416 | 0.09416 | 0.09416 | 0.09416 | 0.09416 | 0.09416 | 0.09416 | 0.09416 | 0.09416 | 0.09416 | 0.09416 | 0.09416 | 0.09416 | 0.09416 | 0.09416 | 0.09416 | 0.09416 | 0.09416 | 0.09416 | 0.09416 | 0.09416 | 0.09416 | 0.09416 | 0.09416 | 0.09416 | 0.09416 | 0.09416
BAU | S3D2 | Demand | ELCINDNE03 | Output demand of transmission lines in India – Northeast | not needed | not needed | not needed | User defined | 0 | 0.18696 | 0.18696 | 0.18696 | 0.18696 | 0.18696 | 0.18696 | 0.18696 | 0.18696 | 0.18696 | 0.18696 | 0.18696 | 0.18696 | 0.18696 | 0.18696 | 0.18696 | 0.18696 | 0.18696 | 0.18696 | 0.18696 | 0.18696 | 0.18696 | 0.18696 | 0.18696 | 0.18696 | 0.18696 | 0.18696 | 0.18696 | 0.18696
BAU | S3D3 | Demand | ELCINDNE03 | Output demand of transmission lines in India – Northeast | not needed | not needed | not needed | User defined | 0 | 0.11595 | 0.11595 | 0.11595 | 0.11595 | 0.11595 | 0.11595 | 0.11595 | 0.11595 | 0.11595 | 0.11595 | 0.11595 | 0.11595 | 0.11595 | 0.11595 | 0.11595 | 0.11595 | 0.11595 | 0.11595 | 0.11595 | 0.11595 | 0.11595 | 0.11595 | 0.11595 | 0.11595 | 0.11595 | 0.11595 | 0.11595 | 0.11595
BAU | S4D1 | Demand | ELCINDNE03 | Output demand of transmission lines in India – Northeast | not needed | not needed | not needed | User defined | 0 | 0.03292 | 0.03292 | 0.03292 | 0.03292 | 0.03292 | 0.03292 | 0.03292 | 0.03292 | 0.03292 | 0.03292 | 0.03292 | 0.03292 | 0.03292 | 0.03292 | 0.03292 | 0.03292 | 0.03292 | 0.03292 | 0.03292 | 0.03292 | 0.03292 | 0.03292 | 0.03292 | 0.03292 | 0.03292 | 0.03292 | 0.03292 | 0.03292
BAU | S4D2 | Demand | ELCINDNE03 | Output demand of transmission lines in India – Northeast | not needed | not needed | not needed | User defined | 0 | 0.08078 | 0.08078 | 0.08078 | 0.08078 | 0.08078 | 0.08078 | 0.08078 | 0.08078 | 0.08078 | 0.08078 | 0.08078 | 0.08078 | 0.08078 | 0.08078 | 0.08078 | 0.08078 | 0.08078 | 0.08078 | 0.08078 | 0.08078 | 0.08078 | 0.08078 | 0.08078 | 0.08078 | 0.08078 | 0.08078 | 0.08078 | 0.08078
BAU | S4D3 | Demand | ELCINDNE03 | Output demand of transmission lines in India – Northeast | not needed | not needed | not needed | User defined | 0 | 0.04581 | 0.04581 | 0.04581 | 0.04581 | 0.04581 | 0.04581 | 0.04581 | 0.04581 | 0.04581 | 0.04581 | 0.04581 | 0.04581 | 0.04581 | 0.04581 | 0.04581 | 0.04581 | 0.04581 | 0.04581 | 0.04581 | 0.04581 | 0.04581 | 0.04581 | 0.04581 | 0.04581 | 0.04581 | 0.04581 | 0.04581 | 0.04581
BAU | S1D1 | Demand | ELCNPLXX03 | Output demand of transmission lines in Nepal | not needed | not needed | not needed | User defined | 0 | 0.045918 | 0.045918 | 0.045918 | 0.045918 | 0.045918 | 0.045918 | 0.045918 | 0.045918 | 0.045918 | 0.045918 | 0.045918 | 0.045918 | 0.045918 | 0.045918 | 0.045918 | 0.045918 | 0.045918 | 0.045918 | 0.045918 | 0.045918 | 0.045918 | 0.045918 | 0.045918 | 0.045918 | 0.045918 | 0.045918 | 0.045918 | 0.045918
BAU | S1D2 | Demand | ELCNPLXX03 | Output demand of transmission lines in Nepal | not needed | not needed | not needed | User defined | 0 | 0.1214 | 0.1214 | 0.1214 | 0.1214 | 0.1214 | 0.1214 | 0.1214 | 0.1214 | 0.1214 | 0.1214 | 0.1214 | 0.1214 | 0.1214 | 0.1214 | 0.1214 | 0.1214 | 0.1214 | 0.1214 | 0.1214 | 0.1214 | 0.1214 | 0.1214 | 0.1214 | 0.1214 | 0.1214 | 0.1214 | 0.1214 | 0.1214
BAU | S1D3 | Demand | ELCNPLXX03 | Output demand of transmission lines in Nepal | not needed | not needed | not needed | User defined | 0 | 0.057488 | 0.057488 | 0.057488 | 0.057488 | 0.057488 | 0.057488 | 0.057488 | 0.057488 | 0.057488 | 0.057488 | 0.057488 | 0.057488 | 0.057488 | 0.057488 | 0.057488 | 0.057488 | 0.057488 | 0.057488 | 0.057488 | 0.057488 | 0.057488 | 0.057488 | 0.057488 | 0.057488 | 0.057488 | 0.057488 | 0.057488 | 0.057488
BAU | S2D1 | Demand | ELCNPLXX03 | Output demand of transmission lines in Nepal | not needed | not needed | not needed | User defined | 0 | 0.059068 | 0.059068 | 0.059068 | 0.059068 | 0.059068 | 0.059068 | 0.059068 | 0.059068 | 0.059068 | 0.059068 | 0.059068 | 0.059068 | 0.059068 | 0.059068 | 0.059068 | 0.059068 | 0.059068 | 0.059068 | 0.059068 | 0.059068 | 0.059068 | 0.059068 | 0.059068 | 0.059068 | 0.059068 | 0.059068 | 0.059068 | 0.059068
BAU | S2D2 | Demand | ELCNPLXX03 | Output demand of transmission lines in Nepal | not needed | not needed | not needed | User defined | 0 | 0.1335 | 0.1335 | 0.1335 | 0.1335 | 0.1335 | 0.1335 | 0.1335 | 0.1335 | 0.1335 | 0.1335 | 0.1335 | 0.1335 | 0.1335 | 0.1335 | 0.1335 | 0.1335 | 0.1335 | 0.1335 | 0.1335 | 0.1335 | 0.1335 | 0.1335 | 0.1335 | 0.1335 | 0.1335 | 0.1335 | 0.1335 | 0.1335
BAU | S2D3 | Demand | ELCNPLXX03 | Output demand of transmission lines in Nepal | not needed | not needed | not needed | User defined | 0 | 0.070326 | 0.070326 | 0.070326 | 0.070326 | 0.070326 | 0.070326 | 0.070326 | 0.070326 | 0.070326 | 0.070326 | 0.070326 | 0.070326 | 0.070326 | 0.070326 | 0.070326 | 0.070326 | 0.070326 | 0.070326 | 0.070326 | 0.070326 | 0.070326 | 0.070326 | 0.070326 | 0.070326 | 0.070326 | 0.070326 | 0.070326 | 0.070326
BAU | S3D1 | Demand | ELCNPLXX03 | Output demand of transmission lines in Nepal | not needed | not needed | not needed | User defined | 0 | 0.09379 | 0.09379 | 0.09379 | 0.09379 | 0.09379 | 0.09379 | 0.09379 | 0.09379 | 0.09379 | 0.09379 | 0.09379 | 0.09379 | 0.09379 | 0.09379 | 0.09379 | 0.09379 | 0.09379 | 0.09379 | 0.09379 | 0.09379 | 0.09379 | 0.09379 | 0.09379 | 0.09379 | 0.09379 | 0.09379 | 0.09379 | 0.09379
BAU | S3D2 | Demand | ELCNPLXX03 | Output demand of transmission lines in Nepal | not needed | not needed | not needed | User defined | 0 | 0.18753 | 0.18753 | 0.18753 | 0.18753 | 0.18753 | 0.18753 | 0.18753 | 0.18753 | 0.18753 | 0.18753 | 0.18753 | 0.18753 | 0.18753 | 0.18753 | 0.18753 | 0.18753 | 0.18753 | 0.18753 | 0.18753 | 0.18753 | 0.18753 | 0.18753 | 0.18753 | 0.18753 | 0.18753 | 0.18753 | 0.18753 | 0.18753
BAU | S3D3 | Demand | ELCNPLXX03 | Output demand of transmission lines in Nepal | not needed | not needed | not needed | User defined | 0 | 0.096213 | 0.096213 | 0.096213 | 0.096213 | 0.096213 | 0.096213 | 0.096213 | 0.096213 | 0.096213 | 0.096213 | 0.096213 | 0.096213 | 0.096213 | 0.096213 | 0.096213 | 0.096213 | 0.096213 | 0.096213 | 0.096213 | 0.096213 | 0.096213 | 0.096213 | 0.096213 | 0.096213 | 0.096213 | 0.096213 | 0.096213 | 0.096213
BAU | S4D1 | Demand | ELCNPLXX03 | Output demand of transmission lines in Nepal | not needed | not needed | not needed | User defined | 0 | 0.032377 | 0.032377 | 0.032377 | 0.032377 | 0.032377 | 0.032377 | 0.032377 | 0.032377 | 0.032377 | 0.032377 | 0.032377 | 0.032377 | 0.032377 | 0.032377 | 0.032377 | 0.032377 | 0.032377 | 0.032377 | 0.032377 | 0.032377 | 0.032377 | 0.032377 | 0.032377 | 0.032377 | 0.032377 | 0.032377 | 0.032377 | 0.032377
BAU | S4D2 | Demand | ELCNPLXX03 | Output demand of transmission lines in Nepal | not needed | not needed | not needed | User defined | 0 | 0.068598 | 0.068598 | 0.068598 | 0.068598 | 0.068598 | 0.068598 | 0.068598 | 0.068598 | 0.068598 | 0.068598 | 0.068598 | 0.068598 | 0.068598 | 0.068598 | 0.068598 | 0.068598 | 0.068598 | 0.068598 | 0.068598 | 0.068598 | 0.068598 | 0.068598 | 0.068598 | 0.068598 | 0.068598 | 0.068598 | 0.068598 | 0.068598
BAU | S4D3 | Demand | ELCNPLXX03 | Output demand of transmission lines in Nepal | not needed | not needed | not needed | User defined | 0 | 0.033789 | 0.033789 | 0.033789 | 0.033789 | 0.033789 | 0.033789 | 0.033789 | 0.033789 | 0.033789 | 0.033789 | 0.033789 | 0.033789 | 0.033789 | 0.033789 | 0.033789 | 0.033789 | 0.033789 | 0.033789 | 0.033789 | 0.033789 | 0.033789 | 0.033789 | 0.033789 | 0.033789 | 0.033789 | 0.033789 | 0.033789 | 0.033789
BAU | S1D1 | Demand | ELCLKAXX03 | Output demand of transmission lines in Sri Lanka | not needed | not needed | not needed | User defined | 0 | 0.048317 | 0.048317 | 0.048317 | 0.048317 | 0.048317 | 0.048317 | 0.048317 | 0.048317 | 0.048317 | 0.048317 | 0.048317 | 0.048317 | 0.048317 | 0.048317 | 0.048317 | 0.048317 | 0.048317 | 0.048317 | 0.048317 | 0.048317 | 0.048317 | 0.048317 | 0.048317 | 0.048317 | 0.048317 | 0.048317 | 0.048317 | 0.048317
BAU | S1D2 | Demand | ELCLKAXX03 | Output demand of transmission lines in Sri Lanka | not needed | not needed | not needed | User defined | 0 | 0.12308 | 0.12308 | 0.12308 | 0.12308 | 0.12308 | 0.12308 | 0.12308 | 0.12308 | 0.12308 | 0.12308 | 0.12308 | 0.12308 | 0.12308 | 0.12308 | 0.12308 | 0.12308 | 0.12308 | 0.12308 | 0.12308 | 0.12308 | 0.12308 | 0.12308 | 0.12308 | 0.12308 | 0.12308 | 0.12308 | 0.12308 | 0.12308
BAU | S1D3 | Demand | ELCLKAXX03 | Output demand of transmission lines in Sri Lanka | not needed | not needed | not needed | User defined | 0 | 0.062397 | 0.062397 | 0.062397 | 0.062397 | 0.062397 | 0.062397 | 0.062397 | 0.062397 | 0.062397 | 0.062397 | 0.062397 | 0.062397 | 0.062397 | 0.062397 | 0.062397 | 0.062397 | 0.062397 | 0.062397 | 0.062397 | 0.062397 | 0.062397 | 0.062397 | 0.062397 | 0.062397 | 0.062397 | 0.062397 | 0.062397 | 0.062397
BAU | S2D1 | Demand | ELCLKAXX03 | Output demand of transmission lines in Sri Lanka | not needed | not needed | not needed | User defined | 0 | 0.052457 | 0.052457 | 0.052457 | 0.052457 | 0.052457 | 0.052457 | 0.052457 | 0.052457 | 0.052457 | 0.052457 | 0.052457 | 0.052457 | 0.052457 | 0.052457 | 0.052457 | 0.052457 | 0.052457 | 0.052457 | 0.052457 | 0.052457 | 0.052457 | 0.052457 | 0.052457 | 0.052457 | 0.052457 | 0.052457 | 0.052457 | 0.052457
BAU | S2D2 | Demand | ELCLKAXX03 | Output demand of transmission lines in Sri Lanka | not needed | not needed | not needed | User defined | 0 | 0.12898 | 0.12898 | 0.12898 | 0.12898 | 0.12898 | 0.12898 | 0.12898 | 0.12898 | 0.12898 | 0.12898 | 0.12898 | 0.12898 | 0.12898 | 0.12898 | 0.12898 | 0.12898 | 0.12898 | 0.12898 | 0.12898 | 0.12898 | 0.12898 | 0.12898 | 0.12898 | 0.12898 | 0.12898 | 0.12898 | 0.12898 | 0.12898
BAU | S2D3 | Demand | ELCLKAXX03 | Output demand of transmission lines in Sri Lanka | not needed | not needed | not needed | User defined | 0 | 0.070015 | 0.070015 | 0.070015 | 0.070015 | 0.070015 | 0.070015 | 0.070015 | 0.070015 | 0.070015 | 0.070015 | 0.070015 | 0.070015 | 0.070015 | 0.070015 | 0.070015 | 0.070015 | 0.070015 | 0.070015 | 0.070015 | 0.070015 | 0.070015 | 0.070015 | 0.070015 | 0.070015 | 0.070015 | 0.070015 | 0.070015 | 0.070015
BAU | S3D1 | Demand | ELCLKAXX03 | Output demand of transmission lines in Sri Lanka | not needed | not needed | not needed | User defined | 0 | 0.073649 | 0.073649 | 0.073649 | 0.073649 | 0.073649 | 0.073649 | 0.073649 | 0.073649 | 0.073649 | 0.073649 | 0.073649 | 0.073649 | 0.073649 | 0.073649 | 0.073649 | 0.073649 | 0.073649 | 0.073649 | 0.073649 | 0.073649 | 0.073649 | 0.073649 | 0.073649 | 0.073649 | 0.073649 | 0.073649 | 0.073649 | 0.073649
BAU | S3D2 | Demand | ELCLKAXX03 | Output demand of transmission lines in Sri Lanka | not needed | not needed | not needed | User defined | 0 | 0.18064 | 0.18064 | 0.18064 | 0.18064 | 0.18064 | 0.18064 | 0.18064 | 0.18064 | 0.18064 | 0.18064 | 0.18064 | 0.18064 | 0.18064 | 0.18064 | 0.18064 | 0.18064 | 0.18064 | 0.18064 | 0.18064 | 0.18064 | 0.18064 | 0.18064 | 0.18064 | 0.18064 | 0.18064 | 0.18064 | 0.18064 | 0.18064
BAU | S3D3 | Demand | ELCLKAXX03 | Output demand of transmission lines in Sri Lanka | not needed | not needed | not needed | User defined | 0 | 0.098028 | 0.098028 | 0.098028 | 0.098028 | 0.098028 | 0.098028 | 0.098028 | 0.098028 | 0.098028 | 0.098028 | 0.098028 | 0.098028 | 0.098028 | 0.098028 | 0.098028 | 0.098028 | 0.098028 | 0.098028 | 0.098028 | 0.098028 | 0.098028 | 0.098028 | 0.098028 | 0.098028 | 0.098028 | 0.098028 | 0.098028 | 0.098028
BAU | S4D1 | Demand | ELCLKAXX03 | Output demand of transmission lines in Sri Lanka | not needed | not needed | not needed | User defined | 0 | 0.032725 | 0.032725 | 0.032725 | 0.032725 | 0.032725 | 0.032725 | 0.032725 | 0.032725 | 0.032725 | 0.032725 | 0.032725 | 0.032725 | 0.032725 | 0.032725 | 0.032725 | 0.032725 | 0.032725 | 0.032725 | 0.032725 | 0.032725 | 0.032725 | 0.032725 | 0.032725 | 0.032725 | 0.032725 | 0.032725 | 0.032725 | 0.032725
BAU | S4D2 | Demand | ELCLKAXX03 | Output demand of transmission lines in Sri Lanka | not needed | not needed | not needed | User defined | 0 | 0.08501 | 0.08501 | 0.08501 | 0.08501 | 0.08501 | 0.08501 | 0.08501 | 0.08501 | 0.08501 | 0.08501 | 0.08501 | 0.08501 | 0.08501 | 0.08501 | 0.08501 | 0.08501 | 0.08501 | 0.08501 | 0.08501 | 0.08501 | 0.08501 | 0.08501 | 0.08501 | 0.08501 | 0.08501 | 0.08501 | 0.08501 | 0.08501
BAU | S4D3 | Demand | ELCLKAXX03 | Output demand of transmission lines in Sri Lanka | not needed | not needed | not needed | User defined | 0 | 0.044706 | 0.044706 | 0.044706 | 0.044706 | 0.044706 | 0.044706 | 0.044706 | 0.044706 | 0.044706 | 0.044706 | 0.044706 | 0.044706 | 0.044706 | 0.044706 | 0.044706 | 0.044706 | 0.044706 | 0.044706 | 0.044706 | 0.044706 | 0.044706 | 0.044706 | 0.044706 | 0.044706 | 0.044706 | 0.044706 | 0.044706 | 0.044706
BAU | S1D1 | Demand | ELCMDVXX03 | Output demand of transmission lines in Maldives | not needed | not needed | not needed | User defined | 0 | 0.051256 | 0.051256 | 0.051256 | 0.051256 | 0.051256 | 0.051256 | 0.051256 | 0.051256 | 0.051256 | 0.051256 | 0.051256 | 0.051256 | 0.051256 | 0.051256 | 0.051256 | 0.051256 | 0.051256 | 0.051256 | 0.051256 | 0.051256 | 0.051256 | 0.051256 | 0.051256 | 0.051256 | 0.051256 | 0.051256 | 0.051256 | 0.051256
BAU | S1D2 | Demand | ELCMDVXX03 | Output demand of transmission lines in Maldives | not needed | not needed | not needed | User defined | 0 | 0.11183 | 0.11183 | 0.11183 | 0.11183 | 0.11183 | 0.11183 | 0.11183 | 0.11183 | 0.11183 | 0.11183 | 0.11183 | 0.11183 | 0.11183 | 0.11183 | 0.11183 | 0.11183 | 0.11183 | 0.11183 | 0.11183 | 0.11183 | 0.11183 | 0.11183 | 0.11183 | 0.11183 | 0.11183 | 0.11183 | 0.11183 | 0.11183
BAU | S1D3 | Demand | ELCMDVXX03 | Output demand of transmission lines in Maldives | not needed | not needed | not needed | User defined | 0 | 0.069895 | 0.069895 | 0.069895 | 0.069895 | 0.069895 | 0.069895 | 0.069895 | 0.069895 | 0.069895 | 0.069895 | 0.069895 | 0.069895 | 0.069895 | 0.069895 | 0.069895 | 0.069895 | 0.069895 | 0.069895 | 0.069895 | 0.069895 | 0.069895 | 0.069895 | 0.069895 | 0.069895 | 0.069895 | 0.069895 | 0.069895 | 0.069895
BAU | S2D1 | Demand | ELCMDVXX03 | Output demand of transmission lines in Maldives | not needed | not needed | not needed | User defined | 0 | 0.058715 | 0.058715 | 0.058715 | 0.058715 | 0.058715 | 0.058715 | 0.058715 | 0.058715 | 0.058715 | 0.058715 | 0.058715 | 0.058715 | 0.058715 | 0.058715 | 0.058715 | 0.058715 | 0.058715 | 0.058715 | 0.058715 | 0.058715 | 0.058715 | 0.058715 | 0.058715 | 0.058715 | 0.058715 | 0.058715 | 0.058715 | 0.058715
BAU | S2D2 | Demand | ELCMDVXX03 | Output demand of transmission lines in Maldives | not needed | not needed | not needed | User defined | 0 | 0.1281 | 0.1281 | 0.1281 | 0.1281 | 0.1281 | 0.1281 | 0.1281 | 0.1281 | 0.1281 | 0.1281 | 0.1281 | 0.1281 | 0.1281 | 0.1281 | 0.1281 | 0.1281 | 0.1281 | 0.1281 | 0.1281 | 0.1281 | 0.1281 | 0.1281 | 0.1281 | 0.1281 | 0.1281 | 0.1281 | 0.1281 | 0.1281
BAU | S2D3 | Demand | ELCMDVXX03 | Output demand of transmission lines in Maldives | not needed | not needed | not needed | User defined | 0 | 0.080066 | 0.080066 | 0.080066 | 0.080066 | 0.080066 | 0.080066 | 0.080066 | 0.080066 | 0.080066 | 0.080066 | 0.080066 | 0.080066 | 0.080066 | 0.080066 | 0.080066 | 0.080066 | 0.080066 | 0.080066 | 0.080066 | 0.080066 | 0.080066 | 0.080066 | 0.080066 | 0.080066 | 0.080066 | 0.080066 | 0.080066 | 0.080066
BAU | S3D1 | Demand | ELCMDVXX03 | Output demand of transmission lines in Maldives | not needed | not needed | not needed | User defined | 0 | 0.07387 | 0.07387 | 0.07387 | 0.07387 | 0.07387 | 0.07387 | 0.07387 | 0.07387 | 0.07387 | 0.07387 | 0.07387 | 0.07387 | 0.07387 | 0.07387 | 0.07387 | 0.07387 | 0.07387 | 0.07387 | 0.07387 | 0.07387 | 0.07387 | 0.07387 | 0.07387 | 0.07387 | 0.07387 | 0.07387 | 0.07387 | 0.07387
BAU | S3D2 | Demand | ELCMDVXX03 | Output demand of transmission lines in Maldives | not needed | not needed | not needed | User defined | 0 | 0.16117 | 0.16117 | 0.16117 | 0.16117 | 0.16117 | 0.16117 | 0.16117 | 0.16117 | 0.16117 | 0.16117 | 0.16117 | 0.16117 | 0.16117 | 0.16117 | 0.16117 | 0.16117 | 0.16117 | 0.16117 | 0.16117 | 0.16117 | 0.16117 | 0.16117 | 0.16117 | 0.16117 | 0.16117 | 0.16117 | 0.16117 | 0.16117
BAU | S3D3 | Demand | ELCMDVXX03 | Output demand of transmission lines in Maldives | not needed | not needed | not needed | User defined | 0 | 0.10073 | 0.10073 | 0.10073 | 0.10073 | 0.10073 | 0.10073 | 0.10073 | 0.10073 | 0.10073 | 0.10073 | 0.10073 | 0.10073 | 0.10073 | 0.10073 | 0.10073 | 0.10073 | 0.10073 | 0.10073 | 0.10073 | 0.10073 | 0.10073 | 0.10073 | 0.10073 | 0.10073 | 0.10073 | 0.10073 | 0.10073 | 0.10073
BAU | S4D1 | Demand | ELCMDVXX03 | Output demand of transmission lines in Maldives | not needed | not needed | not needed | User defined | 0 | 0.036159 | 0.036159 | 0.036159 | 0.036159 | 0.036159 | 0.036159 | 0.036159 | 0.036159 | 0.036159 | 0.036159 | 0.036159 | 0.036159 | 0.036159 | 0.036159 | 0.036159 | 0.036159 | 0.036159 | 0.036159 | 0.036159 | 0.036159 | 0.036159 | 0.036159 | 0.036159 | 0.036159 | 0.036159 | 0.036159 | 0.036159 | 0.036159
BAU | S4D2 | Demand | ELCMDVXX03 | Output demand of transmission lines in Maldives | not needed | not needed | not needed | User defined | 0 | 0.078892 | 0.078892 | 0.078892 | 0.078892 | 0.078892 | 0.078892 | 0.078892 | 0.078892 | 0.078892 | 0.078892 | 0.078892 | 0.078892 | 0.078892 | 0.078892 | 0.078892 | 0.078892 | 0.078892 | 0.078892 | 0.078892 | 0.078892 | 0.078892 | 0.078892 | 0.078892 | 0.078892 | 0.078892 | 0.078892 | 0.078892 | 0.078892
BAU | S4D3 | Demand | ELCMDVXX03 | Output demand of transmission lines in Maldives | not needed | not needed | not needed | User defined | 0 | 0.049307 | 0.049307 | 0.049307 | 0.049307 | 0.049307 | 0.049307 | 0.049307 | 0.049307 | 0.049307 | 0.049307 | 0.049307 | 0.049307 | 0.049307 | 0.049307 | 0.049307 | 0.049307 | 0.049307 | 0.049307 | 0.049307 | 0.049307 | 0.049307 | 0.049307 | 0.049307 | 0.049307 | 0.049307 | 0.049307 | 0.049307 | 0.049307
Note on K2: Source: BGD_DA_Final, 2024 PGCB hourly data. Cross-validated 2023 & 2025.
Note on K3: Source: BGD_DA_Final, 2024 PGCB hourly data. Cross-validated 2023 & 2025.
Note on K4: Source: BGD_DA_Final, 2024 PGCB hourly data. Cross-validated 2023 & 2025.
Note on K5: Source: BGD_DA_Final, 2024 PGCB hourly data. Cross-validated 2023 & 2025.
Note on K6: Source: BGD_DA_Final, 2024 PGCB hourly data. Cross-validated 2023 & 2025.
Note on K7: Source: BGD_DA_Final, 2024 PGCB hourly data. Cross-validated 2023 & 2025.
Note on K8: Source: BGD_DA_Final, 2024 PGCB hourly data. Cross-validated 2023 & 2025.
Note on K9: Source: BGD_DA_Final, 2024 PGCB hourly data. Cross-validated 2023 & 2025.
Note on K10: Source: BGD_DA_Final, 2024 PGCB hourly data. Cross-validated 2023 & 2025.
Note on K11: Source: BGD_DA_Final, 2024 PGCB hourly data. Cross-validated 2023 & 2025.
Note on K12: Source: BGD_DA_Final, 2024 PGCB hourly data. Cross-validated 2023 & 2025.
Note on K13: Source: BGD_DA_Final, 2024 PGCB hourly data. Cross-validated 2023 & 2025.
Note on K14: Source: BTN_DA_Final, BPSO 2023 actual + BPC Table 5.20 hourly (Dec/Jun 2024).
Note on K15: Source: BTN_DA_Final, BPSO 2023 actual + BPC Table 5.20 hourly (Dec/Jun 2024).
Note on K16: Source: BTN_DA_Final, BPSO 2023 actual + BPC Table 5.20 hourly (Dec/Jun 2024).
Note on K17: Source: BTN_DA_Final, BPSO 2023 actual + BPC Table 5.20 hourly (Dec/Jun 2024). ⚠ ASSUMPTION: Daypart splits for S2 (pre-monsoon) and S4 (post-monsoon) are interpolated 60/40 summer/winter from verified Dec and Jun hourly profiles (BPC Table 5.20). Not from measured hourly data for these seasons. Source: BTN_DA_Final 1_OSTRAM_Profiles — see Daypart Source column.
Note on K18: Source: BTN_DA_Final, BPSO 2023 actual + BPC Table 5.20 hourly (Dec/Jun 2024). ⚠ ASSUMPTION: Daypart splits for S2 (pre-monsoon) and S4 (post-monsoon) are interpolated 60/40 summer/winter from verified Dec and Jun hourly profiles (BPC Table 5.20). Not from measured hourly data for these seasons. Source: BTN_DA_Final 1_OSTRAM_Profiles — see Daypart Source column.
Note on K19: Source: BTN_DA_Final, BPSO 2023 actual + BPC Table 5.20 hourly (Dec/Jun 2024). ⚠ ASSUMPTION: Daypart splits for S2 (pre-monsoon) and S4 (post-monsoon) are interpolated 60/40 summer/winter from verified Dec and Jun hourly profiles (BPC Table 5.20). Not from measured hourly data for these seasons. Source: BTN_DA_Final 1_OSTRAM_Profiles — see Daypart Source column.
Note on K20: Source: BTN_DA_Final, BPSO 2023 actual + BPC Table 5.20 hourly (Dec/Jun 2024).
Note on K21: Source: BTN_DA_Final, BPSO 2023 actual + BPC Table 5.20 hourly (Dec/Jun 2024).
Note on K22: Source: BTN_DA_Final, BPSO 2023 actual + BPC Table 5.20 hourly (Dec/Jun 2024).
Note on K23: Source: BTN_DA_Final, BPSO 2023 actual + BPC Table 5.20 hourly (Dec/Jun 2024). ⚠ ASSUMPTION: Daypart splits for S2 (pre-monsoon) and S4 (post-monsoon) are interpolated 60/40 summer/winter from verified Dec and Jun hourly profiles (BPC Table 5.20). Not from measured hourly data for these seasons. Source: BTN_DA_Final 1_OSTRAM_Profiles — see Daypart Source column.
Note on K24: Source: BTN_DA_Final, BPSO 2023 actual + BPC Table 5.20 hourly (Dec/Jun 2024). ⚠ ASSUMPTION: Daypart splits for S2 (pre-monsoon) and S4 (post-monsoon) are interpolated 60/40 summer/winter from verified Dec and Jun hourly profiles (BPC Table 5.20). Not from measured hourly data for these seasons. Source: BTN_DA_Final 1_OSTRAM_Profiles — see Daypart Source column.
Note on K25: Source: BTN_DA_Final, BPSO 2023 actual + BPC Table 5.20 hourly (Dec/Jun 2024). ⚠ ASSUMPTION: Daypart splits for S2 (pre-monsoon) and S4 (post-monsoon) are interpolated 60/40 summer/winter from verified Dec and Jun hourly profiles (BPC Table 5.20). Not from measured hourly data for these seasons. Source: BTN_DA_Final 1_OSTRAM_Profiles — see Daypart Source column.
Note on K26: Source: IND_DA_Final, Grid-India hourly demand 2023-2024. Region: India_North.
Note on K27: Source: IND_DA_Final, Grid-India hourly demand 2023-2024. Region: India_North.
Note on K28: Source: IND_DA_Final, Grid-India hourly demand 2023-2024. Region: India_North.
Note on K29: Source: IND_DA_Final, Grid-India hourly demand 2023-2024. Region: India_North.
Note on K30: Source: IND_DA_Final, Grid-India hourly demand 2023-2024. Region: India_North.
Note on K31: Source: IND_DA_Final, Grid-India hourly demand 2023-2024. Region: India_North.
Note on K32: Source: IND_DA_Final, Grid-India hourly demand 2023-2024. Region: India_North.
Note on K33: Source: IND_DA_Final, Grid-India hourly demand 2023-2024. Region: India_North.
Note on K34: Source: IND_DA_Final, Grid-India hourly demand 2023-2024. Region: India_North.
Note on K35: Source: IND_DA_Final, Grid-India hourly demand 2023-2024. Region: India_North.
Note on K36: Source: IND_DA_Final, Grid-India hourly demand 2023-2024. Region: India_North.
Note on K37: Source: IND_DA_Final, Grid-India hourly demand 2023-2024. Region: India_North.
Note on K38: Source: IND_DA_Final, Grid-India hourly demand 2023-2024. Region: India_South.
Note on K39: Source: IND_DA_Final, Grid-India hourly demand 2023-2024. Region: India_South.
Note on K40: Source: IND_DA_Final, Grid-India hourly demand 2023-2024. Region: India_South.
Note on K41: Source: IND_DA_Final, Grid-India hourly demand 2023-2024. Region: India_South.
Note on K42: Source: IND_DA_Final, Grid-India hourly demand 2023-2024. Region: India_South.
Note on K43: Source: IND_DA_Final, Grid-India hourly demand 2023-2024. Region: India_South.
Note on K44: Source: IND_DA_Final, Grid-India hourly demand 2023-2024. Region: India_South.
Note on K45: Source: IND_DA_Final, Grid-India hourly demand 2023-2024. Region: India_South.
Note on K46: Source: IND_DA_Final, Grid-India hourly demand 2023-2024. Region: India_South.
Note on K47: Source: IND_DA_Final, Grid-India hourly demand 2023-2024. Region: India_South.
Note on K48: Source: IND_DA_Final, Grid-India hourly demand 2023-2024. Region: India_South.
Note on K49: Source: IND_DA_Final, Grid-India hourly demand 2023-2024. Region: India_South.
Note on K50: Source: IND_DA_Final, Grid-India hourly demand 2023-2024. Region: India_East.
Note on K51: Source: IND_DA_Final, Grid-India hourly demand 2023-2024. Region: India_East.
Note on K52: Source: IND_DA_Final, Grid-India hourly demand 2023-2024. Region: India_East.
Note on K53: Source: IND_DA_Final, Grid-India hourly demand 2023-2024. Region: India_East.
Note on K54: Source: IND_DA_Final, Grid-India hourly demand 2023-2024. Region: India_East.
Note on K55: Source: IND_DA_Final, Grid-India hourly demand 2023-2024. Region: India_East.
Note on K56: Source: IND_DA_Final, Grid-India hourly demand 2023-2024. Region: India_East.
Note on K57: Source: IND_DA_Final, Grid-India hourly demand 2023-2024. Region: India_East.
Note on K58: Source: IND_DA_Final, Grid-India hourly demand 2023-2024. Region: India_East.
Note on K59: Source: IND_DA_Final, Grid-India hourly demand 2023-2024. Region: India_East.
Note on K60: Source: IND_DA_Final, Grid-India hourly demand 2023-2024. Region: India_East.
Note on K61: Source: IND_DA_Final, Grid-India hourly demand 2023-2024. Region: India_East.
Note on K62: Source: IND_DA_Final, Grid-India hourly demand 2023-2024. Region: India_West.
Note on K63: Source: IND_DA_Final, Grid-India hourly demand 2023-2024. Region: India_West.
Note on K64: Source: IND_DA_Final, Grid-India hourly demand 2023-2024. Region: India_West.
Note on K65: Source: IND_DA_Final, Grid-India hourly demand 2023-2024. Region: India_West.
Note on K66: Source: IND_DA_Final, Grid-India hourly demand 2023-2024. Region: India_West.
Note on K67: Source: IND_DA_Final, Grid-India hourly demand 2023-2024. Region: India_West.
Note on K68: Source: IND_DA_Final, Grid-India hourly demand 2023-2024. Region: India_West.
Note on K69: Source: IND_DA_Final, Grid-India hourly demand 2023-2024. Region: India_West.
Note on K70: Source: IND_DA_Final, Grid-India hourly demand 2023-2024. Region: India_West.
Note on K71: Source: IND_DA_Final, Grid-India hourly demand 2023-2024. Region: India_West.
Note on K72: Source: IND_DA_Final, Grid-India hourly demand 2023-2024. Region: India_West.
Note on K73: Source: IND_DA_Final, Grid-India hourly demand 2023-2024. Region: India_West.
Note on K74: Source: IND_DA_Final, Grid-India hourly demand 2023-2024. Region: India_Northeast.
Note on K75: Source: IND_DA_Final, Grid-India hourly demand 2023-2024. Region: India_Northeast.
Note on K76: Source: IND_DA_Final, Grid-India hourly demand 2023-2024. Region: India_Northeast.
Note on K77: Source: IND_DA_Final, Grid-India hourly demand 2023-2024. Region: India_Northeast.
Note on K78: Source: IND_DA_Final, Grid-India hourly demand 2023-2024. Region: India_Northeast.
Note on K79: Source: IND_DA_Final, Grid-India hourly demand 2023-2024. Region: India_Northeast.
Note on K80: Source: IND_DA_Final, Grid-India hourly demand 2023-2024. Region: India_Northeast.
Note on K81: Source: IND_DA_Final, Grid-India hourly demand 2023-2024. Region: India_Northeast.
Note on K82: Source: IND_DA_Final, Grid-India hourly demand 2023-2024. Region: India_Northeast.
Note on K83: Source: IND_DA_Final, Grid-India hourly demand 2023-2024. Region: India_Northeast.
Note on K84: Source: IND_DA_Final, Grid-India hourly demand 2023-2024. Region: India_Northeast.
Note on K85: Source: IND_DA_Final, Grid-India hourly demand 2023-2024. Region: India_Northeast.
Note on K86: Source: NP_DA_Final, NEA FY2079/80 monthly + NREL Table 1 hourly shape.
Note on K87: Source: NP_DA_Final, NEA FY2079/80 monthly + NREL Table 1 hourly shape.
Note on K88: Source: NP_DA_Final, NEA FY2079/80 monthly + NREL Table 1 hourly shape.
Note on K89: Source: NP_DA_Final, NEA FY2079/80 monthly + NREL Table 1 hourly shape.
Note on K90: Source: NP_DA_Final, NEA FY2079/80 monthly + NREL Table 1 hourly shape.
Note on K91: Source: NP_DA_Final, NEA FY2079/80 monthly + NREL Table 1 hourly shape.
Note on K92: Source: NP_DA_Final, NEA FY2079/80 monthly + NREL Table 1 hourly shape.
Note on K93: Source: NP_DA_Final, NEA FY2079/80 monthly + NREL Table 1 hourly shape.
Note on K94: Source: NP_DA_Final, NEA FY2079/80 monthly + NREL Table 1 hourly shape.
Note on K95: Source: NP_DA_Final, NEA FY2079/80 monthly + NREL Table 1 hourly shape.
Note on K96: Source: NP_DA_Final, NEA FY2079/80 monthly + NREL Table 1 hourly shape.
Note on K97: Source: NP_DA_Final, NEA FY2079/80 monthly + NREL Table 1 hourly shape.
Note on K98: Source: LKA_DA_Final, PUCSL 15-min dispatch 2023 (363 daily sheets).
Note on K99: Source: LKA_DA_Final, PUCSL 15-min dispatch 2023 (363 daily sheets).
Note on K100: Source: LKA_DA_Final, PUCSL 15-min dispatch 2023 (363 daily sheets).
Note on K101: Source: LKA_DA_Final, PUCSL 15-min dispatch 2023 (363 daily sheets).
Note on K102: Source: LKA_DA_Final, PUCSL 15-min dispatch 2023 (363 daily sheets).
Note on K103: Source: LKA_DA_Final, PUCSL 15-min dispatch 2023 (363 daily sheets).
Note on K104: Source: LKA_DA_Final, PUCSL 15-min dispatch 2023 (363 daily sheets).
Note on K105: Source: LKA_DA_Final, PUCSL 15-min dispatch 2023 (363 daily sheets).
Note on K106: Source: LKA_DA_Final, PUCSL 15-min dispatch 2023 (363 daily sheets).
Note on K107: Source: LKA_DA_Final, PUCSL 15-min dispatch 2023 (363 daily sheets).
Note on K108: Source: LKA_DA_Final, PUCSL 15-min dispatch 2023 (363 daily sheets).
Note on K109: Source: LKA_DA_Final, PUCSL 15-min dispatch 2023 (363 daily sheets).
Note on J110: ⚠ Maldives demand fractions pending. Yearbook monthly production data available (STELCO Table 12.2, ~60 localities). Daypart splits must be estimated (no hourly data; STELCO dashboard covers only Malé). See Maldives_Timeslice_README.md for full assessment. Recommended: build from monthly production + tropical island diurnal profile from literature.
Note on K110: Maldives demand fraction=0.051256 Seasonal: STELCO Yearbook Table 12.2 (monthly production, ~60 localities, 2024) Daypart: Estimated — tropical island profile (D1=22%, D2=48%, D3=30%) Source: Maldives_new_data.xlsx Seasonality sheet ⚠ Daypart splits are ESTIMATED, not from measured hourly data. See Maldives_Timeslice_README.md. ⚠ ASSUMPTION: All daypart splits (D1=22%, D2=48%, D3=30%) are estimated from a generic tropical island diurnal profile. No measured hourly demand data available for Maldives. Seasonal fractions are from STELCO metered monthly production (Table 12.2). See Maldives_Timeslice_README.md for full assessment and justification.
Note on J111: ⚠ Maldives demand fractions pending. Yearbook monthly production data available (STELCO Table 12.2, ~60 localities). Daypart splits must be estimated (no hourly data; STELCO dashboard covers only Malé). See Maldives_Timeslice_README.md for full assessment. Recommended: build from monthly production + tropical island diurnal profile from literature.
Note on K111: Maldives demand fraction=0.111832 Seasonal: STELCO Yearbook Table 12.2 (monthly production, ~60 localities, 2024) Daypart: Estimated — tropical island profile (D1=22%, D2=48%, D3=30%) Source: Maldives_new_data.xlsx Seasonality sheet ⚠ Daypart splits are ESTIMATED, not from measured hourly data. See Maldives_Timeslice_README.md. ⚠ ASSUMPTION: All daypart splits (D1=22%, D2=48%, D3=30%) are estimated from a generic tropical island diurnal profile. No measured hourly demand data available for Maldives. Seasonal fractions are from STELCO metered monthly production (Table 12.2). See Maldives_Timeslice_README.md for full assessment and justification.
Note on J112: ⚠ Maldives demand fractions pending. Yearbook monthly production data available (STELCO Table 12.2, ~60 localities). Daypart splits must be estimated (no hourly data; STELCO dashboard covers only Malé). See Maldives_Timeslice_README.md for full assessment. Recommended: build from monthly production + tropical island diurnal profile from literature.
Note on K112: Maldives demand fraction=0.069895 Seasonal: STELCO Yearbook Table 12.2 (monthly production, ~60 localities, 2024) Daypart: Estimated — tropical island profile (D1=22%, D2=48%, D3=30%) Source: Maldives_new_data.xlsx Seasonality sheet ⚠ Daypart splits are ESTIMATED, not from measured hourly data. See Maldives_Timeslice_README.md. ⚠ ASSUMPTION: All daypart splits (D1=22%, D2=48%, D3=30%) are estimated from a generic tropical island diurnal profile. No measured hourly demand data available for Maldives. Seasonal fractions are from STELCO metered monthly production (Table 12.2). See Maldives_Timeslice_README.md for full assessment and justification.
Note on J113: ⚠ Maldives demand fractions pending. Yearbook monthly production data available (STELCO Table 12.2, ~60 localities). Daypart splits must be estimated (no hourly data; STELCO dashboard covers only Malé). See Maldives_Timeslice_README.md for full assessment. Recommended: build from monthly production + tropical island diurnal profile from literature.
Note on K113: Maldives demand fraction=0.058715 Seasonal: STELCO Yearbook Table 12.2 (monthly production, ~60 localities, 2024) Daypart: Estimated — tropical island profile (D1=22%, D2=48%, D3=30%) Source: Maldives_new_data.xlsx Seasonality sheet ⚠ Daypart splits are ESTIMATED, not from measured hourly data. See Maldives_Timeslice_README.md. ⚠ ASSUMPTION: All daypart splits (D1=22%, D2=48%, D3=30%) are estimated from a generic tropical island diurnal profile. No measured hourly demand data available for Maldives. Seasonal fractions are from STELCO metered monthly production (Table 12.2). See Maldives_Timeslice_README.md for full assessment and justification.
Note on J114: ⚠ Maldives demand fractions pending. Yearbook monthly production data available (STELCO Table 12.2, ~60 localities). Daypart splits must be estimated (no hourly data; STELCO dashboard covers only Malé). See Maldives_Timeslice_README.md for full assessment. Recommended: build from monthly production + tropical island diurnal profile from literature.
Note on K114: Maldives demand fraction=0.128105 Seasonal: STELCO Yearbook Table 12.2 (monthly production, ~60 localities, 2024) Daypart: Estimated — tropical island profile (D1=22%, D2=48%, D3=30%) Source: Maldives_new_data.xlsx Seasonality sheet ⚠ Daypart splits are ESTIMATED, not from measured hourly data. See Maldives_Timeslice_README.md. ⚠ ASSUMPTION: All daypart splits (D1=22%, D2=48%, D3=30%) are estimated from a generic tropical island diurnal profile. No measured hourly demand data available for Maldives. Seasonal fractions are from STELCO metered monthly production (Table 12.2). See Maldives_Timeslice_README.md for full assessment and justification.
Note on J115: ⚠ Maldives demand fractions pending. Yearbook monthly production data available (STELCO Table 12.2, ~60 localities). Daypart splits must be estimated (no hourly data; STELCO dashboard covers only Malé). See Maldives_Timeslice_README.md for full assessment. Recommended: build from monthly production + tropical island diurnal profile from literature.
Note on K115: Maldives demand fraction=0.080066 Seasonal: STELCO Yearbook Table 12.2 (monthly production, ~60 localities, 2024) Daypart: Estimated — tropical island profile (D1=22%, D2=48%, D3=30%) Source: Maldives_new_data.xlsx Seasonality sheet ⚠ Daypart splits are ESTIMATED, not from measured hourly data. See Maldives_Timeslice_README.md. ⚠ ASSUMPTION: All daypart splits (D1=22%, D2=48%, D3=30%) are estimated from a generic tropical island diurnal profile. No measured hourly demand data available for Maldives. Seasonal fractions are from STELCO metered monthly production (Table 12.2). See Maldives_Timeslice_README.md for full assessment and justification.
Note on J116: ⚠ Maldives demand fractions pending. Yearbook monthly production data available (STELCO Table 12.2, ~60 localities). Daypart splits must be estimated (no hourly data; STELCO dashboard covers only Malé). See Maldives_Timeslice_README.md for full assessment. Recommended: build from monthly production + tropical island diurnal profile from literature.
Note on K116: Maldives demand fraction=0.073870 Seasonal: STELCO Yearbook Table 12.2 (monthly production, ~60 localities, 2024) Daypart: Estimated — tropical island profile (D1=22%, D2=48%, D3=30%) Source: Maldives_new_data.xlsx Seasonality sheet ⚠ Daypart splits are ESTIMATED, not from measured hourly data. See Maldives_Timeslice_README.md. ⚠ ASSUMPTION: All daypart splits (D1=22%, D2=48%, D3=30%) are estimated from a generic tropical island diurnal profile. No measured hourly demand data available for Maldives. Seasonal fractions are from STELCO metered monthly production (Table 12.2). See Maldives_Timeslice_README.md for full assessment and justification.
Note on J117: ⚠ Maldives demand fractions pending. Yearbook monthly production data available (STELCO Table 12.2, ~60 localities). Daypart splits must be estimated (no hourly data; STELCO dashboard covers only Malé). See Maldives_Timeslice_README.md for full assessment. Recommended: build from monthly production + tropical island diurnal profile from literature.
Note on K117: Maldives demand fraction=0.161171 Seasonal: STELCO Yearbook Table 12.2 (monthly production, ~60 localities, 2024) Daypart: Estimated — tropical island profile (D1=22%, D2=48%, D3=30%) Source: Maldives_new_data.xlsx Seasonality sheet ⚠ Daypart splits are ESTIMATED, not from measured hourly data. See Maldives_Timeslice_README.md. ⚠ ASSUMPTION: All daypart splits (D1=22%, D2=48%, D3=30%) are estimated from a generic tropical island diurnal profile. No measured hourly demand data available for Maldives. Seasonal fractions are from STELCO metered monthly production (Table 12.2). See Maldives_Timeslice_README.md for full assessment and justification.
Note on J118: ⚠ Maldives demand fractions pending. Yearbook monthly production data available (STELCO Table 12.2, ~60 localities). Daypart splits must be estimated (no hourly data; STELCO dashboard covers only Malé). See Maldives_Timeslice_README.md for full assessment. Recommended: build from monthly production + tropical island diurnal profile from literature.
Note on K118: Maldives demand fraction=0.100732 Seasonal: STELCO Yearbook Table 12.2 (monthly production, ~60 localities, 2024) Daypart: Estimated — tropical island profile (D1=22%, D2=48%, D3=30%) Source: Maldives_new_data.xlsx Seasonality sheet ⚠ Daypart splits are ESTIMATED, not from measured hourly data. See Maldives_Timeslice_README.md. ⚠ ASSUMPTION: All daypart splits (D1=22%, D2=48%, D3=30%) are estimated from a generic tropical island diurnal profile. No measured hourly demand data available for Maldives. Seasonal fractions are from STELCO metered monthly production (Table 12.2). See Maldives_Timeslice_README.md for full assessment and justification.
Note on J119: ⚠ Maldives demand fractions pending. Yearbook monthly production data available (STELCO Table 12.2, ~60 localities). Daypart splits must be estimated (no hourly data; STELCO dashboard covers only Malé). See Maldives_Timeslice_README.md for full assessment. Recommended: build from monthly production + tropical island diurnal profile from literature.
Note on K119: Maldives demand fraction=0.036159 Seasonal: STELCO Yearbook Table 12.2 (monthly production, ~60 localities, 2024) Daypart: Estimated — tropical island profile (D1=22%, D2=48%, D3=30%) Source: Maldives_new_data.xlsx Seasonality sheet ⚠ Daypart splits are ESTIMATED, not from measured hourly data. See Maldives_Timeslice_README.md. ⚠ ASSUMPTION: All daypart splits (D1=22%, D2=48%, D3=30%) are estimated from a generic tropical island diurnal profile. No measured hourly demand data available for Maldives. Seasonal fractions are from STELCO metered monthly production (Table 12.2). See Maldives_Timeslice_README.md for full assessment and justification.
Note on J120: ⚠ Maldives demand fractions pending. Yearbook monthly production data available (STELCO Table 12.2, ~60 localities). Daypart splits must be estimated (no hourly data; STELCO dashboard covers only Malé). See Maldives_Timeslice_README.md for full assessment. Recommended: build from monthly production + tropical island diurnal profile from literature.
Note on K120: Maldives demand fraction=0.078892 Seasonal: STELCO Yearbook Table 12.2 (monthly production, ~60 localities, 2024) Daypart: Estimated — tropical island profile (D1=22%, D2=48%, D3=30%) Source: Maldives_new_data.xlsx Seasonality sheet ⚠ Daypart splits are ESTIMATED, not from measured hourly data. See Maldives_Timeslice_README.md. ⚠ ASSUMPTION: All daypart splits (D1=22%, D2=48%, D3=30%) are estimated from a generic tropical island diurnal profile. No measured hourly demand data available for Maldives. Seasonal fractions are from STELCO metered monthly production (Table 12.2). See Maldives_Timeslice_README.md for full assessment and justification.
Note on J121: ⚠ Maldives demand fractions pending. Yearbook monthly production data available (STELCO Table 12.2, ~60 localities). Daypart splits must be estimated (no hourly data; STELCO dashboard covers only Malé). See Maldives_Timeslice_README.md for full assessment. Recommended: build from monthly production + tropical island diurnal profile from literature.
Note on K121: Maldives demand fraction=0.049307 Seasonal: STELCO Yearbook Table 12.2 (monthly production, ~60 localities, 2024) Daypart: Estimated — tropical island profile (D1=22%, D2=48%, D3=30%) Source: Maldives_new_data.xlsx Seasonality sheet ⚠ Daypart splits are ESTIMATED, not from measured hourly data. See Maldives_Timeslice_README.md. ⚠ ASSUMPTION: All daypart splits (D1=22%, D2=48%, D3=30%) are estimated from a generic tropical island diurnal profile. No measured hourly demand data available for Maldives. Seasonal fractions are from STELCO metered monthly production (Table 12.2). See Maldives_Timeslice_README.md for full assessment and justification.

## Demand_Techs
scenario | Tech.ID | Tech | Tech.Name | Parameter.ID | Parameter | Unit | Projection.Mode | Projection.Parameter | 2023 | 2024 | 2025 | 2026 | 2027 | 2028 | 2029 | 2030 | 2031 | 2032 | 2033 | 2034 | 2035 | 2036 | 2037 | 2038 | 2039 | 2040 | 2041 | 2042 | 2043 | 2044 | 2045 | 2046 | 2047 | 2048 | 2049 | 2050
BAU | 1 | PWRTRNBGDXX | Existing internal transmission (non-RE), Bangladesh, region XX | 1 | CapitalCost | USD/kW | User defined | 0
BAU | 1 | PWRTRNBGDXX | Existing internal transmission (non-RE), Bangladesh, region XX | 2 | FixedCost | USD/kW/yr | User defined | 0
BAU | 1 | PWRTRNBGDXX | Existing internal transmission (non-RE), Bangladesh, region XX | 3 | ResidualCapacity | GW | User defined | 0
BAU | 1 | PWRTRNBGDXX | Existing internal transmission (non-RE), Bangladesh, region XX | 4 | TotalAnnualMaxCapacity | GW | User defined | 0
BAU | 1 | PWRTRNBGDXX | Existing internal transmission (non-RE), Bangladesh, region XX | 5 | TotalTechnologyAnnualActivityUpperLimit | PJ | User defined | 0
BAU | 2 | PWRTRNBTNXX | Existing internal transmission (non-RE), Bhutan, region XX | 1 | CapitalCost | USD/kW | User defined | 0
BAU | 2 | PWRTRNBTNXX | Existing internal transmission (non-RE), Bhutan, region XX | 2 | FixedCost | USD/kW/yr | User defined | 0
BAU | 2 | PWRTRNBTNXX | Existing internal transmission (non-RE), Bhutan, region XX | 3 | ResidualCapacity | GW | User defined | 0
BAU | 2 | PWRTRNBTNXX | Existing internal transmission (non-RE), Bhutan, region XX | 4 | TotalAnnualMaxCapacity | GW | User defined | 0
BAU | 2 | PWRTRNBTNXX | Existing internal transmission (non-RE), Bhutan, region XX | 5 | TotalTechnologyAnnualActivityUpperLimit | PJ | User defined | 0
BAU | 3 | PWRTRNINDNO | Existing internal transmission (non-RE), India – North, region XX | 1 | CapitalCost | USD/kW | User defined | 0
BAU | 3 | PWRTRNINDNO | Existing internal transmission (non-RE), India – North, region XX | 2 | FixedCost | USD/kW/yr | User defined | 0
BAU | 3 | PWRTRNINDNO | Existing internal transmission (non-RE), India – North, region XX | 3 | ResidualCapacity | GW | User defined | 0
BAU | 3 | PWRTRNINDNO | Existing internal transmission (non-RE), India – North, region XX | 4 | TotalAnnualMaxCapacity | GW | User defined | 0
BAU | 3 | PWRTRNINDNO | Existing internal transmission (non-RE), India – North, region XX | 5 | TotalTechnologyAnnualActivityUpperLimit | PJ | User defined | 0
BAU | 4 | PWRTRNINDSO | Existing internal transmission (non-RE), India – South, region XX | 1 | CapitalCost | USD/kW | User defined | 0
BAU | 4 | PWRTRNINDSO | Existing internal transmission (non-RE), India – South, region XX | 2 | FixedCost | USD/kW/yr | User defined | 0
BAU | 4 | PWRTRNINDSO | Existing internal transmission (non-RE), India – South, region XX | 3 | ResidualCapacity | GW | User defined | 0
BAU | 4 | PWRTRNINDSO | Existing internal transmission (non-RE), India – South, region XX | 4 | TotalAnnualMaxCapacity | GW | User defined | 0
BAU | 4 | PWRTRNINDSO | Existing internal transmission (non-RE), India – South, region XX | 5 | TotalTechnologyAnnualActivityUpperLimit | PJ | User defined | 0
BAU | 5 | PWRTRNINDEA | Existing internal transmission (non-RE), India – East, region XX | 1 | CapitalCost | USD/kW | User defined | 0
BAU | 5 | PWRTRNINDEA | Existing internal transmission (non-RE), India – East, region XX | 2 | FixedCost | USD/kW/yr | User defined | 0
BAU | 5 | PWRTRNINDEA | Existing internal transmission (non-RE), India – East, region XX | 3 | ResidualCapacity | GW | User defined | 0
BAU | 5 | PWRTRNINDEA | Existing internal transmission (non-RE), India – East, region XX | 4 | TotalAnnualMaxCapacity | GW | User defined | 0
BAU | 5 | PWRTRNINDEA | Existing internal transmission (non-RE), India – East, region XX | 5 | TotalTechnologyAnnualActivityUpperLimit | PJ | User defined | 0
BAU | 6 | PWRTRNINDWE | Existing internal transmission (non-RE), India – West, region XX | 1 | CapitalCost | USD/kW | User defined | 0
BAU | 6 | PWRTRNINDWE | Existing internal transmission (non-RE), India – West, region XX | 2 | FixedCost | USD/kW/yr | User defined | 0
BAU | 6 | PWRTRNINDWE | Existing internal transmission (non-RE), India – West, region XX | 3 | ResidualCapacity | GW | User defined | 0
BAU | 6 | PWRTRNINDWE | Existing internal transmission (non-RE), India – West, region XX | 4 | TotalAnnualMaxCapacity | GW | User defined | 0
BAU | 6 | PWRTRNINDWE | Existing internal transmission (non-RE), India – West, region XX | 5 | TotalTechnologyAnnualActivityUpperLimit | PJ | User defined | 0
BAU | 7 | PWRTRNINDNE | Existing internal transmission (non-RE), India – Northeast, region XX | 1 | CapitalCost | USD/kW | User defined | 0
BAU | 7 | PWRTRNINDNE | Existing internal transmission (non-RE), India – Northeast, region XX | 2 | FixedCost | USD/kW/yr | User defined | 0
BAU | 7 | PWRTRNINDNE | Existing internal transmission (non-RE), India – Northeast, region XX | 3 | ResidualCapacity | GW | User defined | 0
BAU | 7 | PWRTRNINDNE | Existing internal transmission (non-RE), India – Northeast, region XX | 4 | TotalAnnualMaxCapacity | GW | User defined | 0
BAU | 7 | PWRTRNINDNE | Existing internal transmission (non-RE), India – Northeast, region XX | 5 | TotalTechnologyAnnualActivityUpperLimit | PJ | User defined | 0
BAU | 8 | PWRTRNNPLXX | Existing internal transmission (non-RE), Nepal, region XX | 1 | CapitalCost | USD/kW | User defined | 0
BAU | 8 | PWRTRNNPLXX | Existing internal transmission (non-RE), Nepal, region XX | 2 | FixedCost | USD/kW/yr | User defined | 0
BAU | 8 | PWRTRNNPLXX | Existing internal transmission (non-RE), Nepal, region XX | 3 | ResidualCapacity | GW | User defined | 0
BAU | 8 | PWRTRNNPLXX | Existing internal transmission (non-RE), Nepal, region XX | 4 | TotalAnnualMaxCapacity | GW | User defined | 0
BAU | 8 | PWRTRNNPLXX | Existing internal transmission (non-RE), Nepal, region XX | 5 | TotalTechnologyAnnualActivityUpperLimit | PJ | User defined | 0
BAU | 9 | PWRTRNLKAXX | Existing internal transmission (non-RE), Sri Lanka, region XX | 1 | CapitalCost | USD/kW | User defined | 0
BAU | 9 | PWRTRNLKAXX | Existing internal transmission (non-RE), Sri Lanka, region XX | 2 | FixedCost | USD/kW/yr | User defined | 0
BAU | 9 | PWRTRNLKAXX | Existing internal transmission (non-RE), Sri Lanka, region XX | 3 | ResidualCapacity | GW | User defined | 0
BAU | 9 | PWRTRNLKAXX | Existing internal transmission (non-RE), Sri Lanka, region XX | 4 | TotalAnnualMaxCapacity | GW | User defined | 0
BAU | 9 | PWRTRNLKAXX | Existing internal transmission (non-RE), Sri Lanka, region XX | 5 | TotalTechnologyAnnualActivityUpperLimit | PJ | User defined | 0
BAU | 10 | PWRTRNMDVXX | Existing internal transmission (non-RE), Maldives, region XX | 1 | CapitalCost | USD/kW | User defined | 0
BAU | 10 | PWRTRNMDVXX | Existing internal transmission (non-RE), Maldives, region XX | 2 | FixedCost | USD/kW/yr | User defined | 0
BAU | 10 | PWRTRNMDVXX | Existing internal transmission (non-RE), Maldives, region XX | 3 | ResidualCapacity | GW | User defined | 0
BAU | 10 | PWRTRNMDVXX | Existing internal transmission (non-RE), Maldives, region XX | 4 | TotalAnnualMaxCapacity | GW | User defined | 0
BAU | 10 | PWRTRNMDVXX | Existing internal transmission (non-RE), Maldives, region XX | 5 | TotalTechnologyAnnualActivityUpperLimit | PJ | User defined | 0
BAU | 11 | RNWTRNBGDXX | Existing internal transmission (RE), Bangladesh, region XX | 1 | CapitalCost | USD/kW | User defined | 0
BAU | 11 | RNWTRNBGDXX | Existing internal transmission (RE), Bangladesh, region XX | 2 | FixedCost | USD/kW/yr | User defined | 0
BAU | 11 | RNWTRNBGDXX | Existing internal transmission (RE), Bangladesh, region XX | 3 | ResidualCapacity | GW | User defined | 0
BAU | 11 | RNWTRNBGDXX | Existing internal transmission (RE), Bangladesh, region XX | 4 | TotalAnnualMaxCapacity | GW | User defined | 0
BAU | 11 | RNWTRNBGDXX | Existing internal transmission (RE), Bangladesh, region XX | 5 | TotalTechnologyAnnualActivityUpperLimit | PJ | User defined | 0
BAU | 12 | RNWTRNBTNXX | Existing internal transmission (RE), Bhutan, region XX | 1 | CapitalCost | USD/kW | User defined | 0
BAU | 12 | RNWTRNBTNXX | Existing internal transmission (RE), Bhutan, region XX | 2 | FixedCost | USD/kW/yr | User defined | 0
BAU | 12 | RNWTRNBTNXX | Existing internal transmission (RE), Bhutan, region XX | 3 | ResidualCapacity | GW | User defined | 0
BAU | 12 | RNWTRNBTNXX | Existing internal transmission (RE), Bhutan, region XX | 4 | TotalAnnualMaxCapacity | GW | User defined | 0
BAU | 12 | RNWTRNBTNXX | Existing internal transmission (RE), Bhutan, region XX | 5 | TotalTechnologyAnnualActivityUpperLimit | PJ | User defined | 0
BAU | 13 | RNWTRNINDNO | Existing internal transmission (RE), India – North, region XX | 1 | CapitalCost | USD/kW | User defined | 0
BAU | 13 | RNWTRNINDNO | Existing internal transmission (RE), India – North, region XX | 2 | FixedCost | USD/kW/yr | User defined | 0
BAU | 13 | RNWTRNINDNO | Existing internal transmission (RE), India – North, region XX | 3 | ResidualCapacity | GW | User defined | 0
BAU | 13 | RNWTRNINDNO | Existing internal transmission (RE), India – North, region XX | 4 | TotalAnnualMaxCapacity | GW | User defined | 0
BAU | 13 | RNWTRNINDNO | Existing internal transmission (RE), India – North, region XX | 5 | TotalTechnologyAnnualActivityUpperLimit | PJ | User defined | 0
BAU | 14 | RNWTRNINDSO | Existing internal transmission (RE), India – South, region XX | 1 | CapitalCost | USD/kW | User defined | 0
BAU | 14 | RNWTRNINDSO | Existing internal transmission (RE), India – South, region XX | 2 | FixedCost | USD/kW/yr | User defined | 0
BAU | 14 | RNWTRNINDSO | Existing internal transmission (RE), India – South, region XX | 3 | ResidualCapacity | GW | User defined | 0
BAU | 14 | RNWTRNINDSO | Existing internal transmission (RE), India – South, region XX | 4 | TotalAnnualMaxCapacity | GW | User defined | 0
BAU | 14 | RNWTRNINDSO | Existing internal transmission (RE), India – South, region XX | 5 | TotalTechnologyAnnualActivityUpperLimit | PJ | User defined | 0
BAU | 15 | RNWTRNINDEA | Existing internal transmission (RE), India – East, region XX | 1 | CapitalCost | USD/kW | User defined | 0
BAU | 15 | RNWTRNINDEA | Existing internal transmission (RE), India – East, region XX | 2 | FixedCost | USD/kW/yr | User defined | 0
BAU | 15 | RNWTRNINDEA | Existing internal transmission (RE), India – East, region XX | 3 | ResidualCapacity | GW | User defined | 0
BAU | 15 | RNWTRNINDEA | Existing internal transmission (RE), India – East, region XX | 4 | TotalAnnualMaxCapacity | GW | User defined | 0
BAU | 15 | RNWTRNINDEA | Existing internal transmission (RE), India – East, region XX | 5 | TotalTechnologyAnnualActivityUpperLimit | PJ | User defined | 0
BAU | 16 | RNWTRNINDWE | Existing internal transmission (RE), India – West, region XX | 1 | CapitalCost | USD/kW | User defined | 0
BAU | 16 | RNWTRNINDWE | Existing internal transmission (RE), India – West, region XX | 2 | FixedCost | USD/kW/yr | User defined | 0
BAU | 16 | RNWTRNINDWE | Existing internal transmission (RE), India – West, region XX | 3 | ResidualCapacity | GW | User defined | 0
BAU | 16 | RNWTRNINDWE | Existing internal transmission (RE), India – West, region XX | 4 | TotalAnnualMaxCapacity | GW | User defined | 0
BAU | 16 | RNWTRNINDWE | Existing internal transmission (RE), India – West, region XX | 5 | TotalTechnologyAnnualActivityUpperLimit | PJ | User defined | 0
BAU | 17 | RNWTRNINDNE | Existing internal transmission (RE), India – Northeast, region XX | 1 | CapitalCost | USD/kW | User defined | 0
BAU | 17 | RNWTRNINDNE | Existing internal transmission (RE), India – Northeast, region XX | 2 | FixedCost | USD/kW/yr | User defined | 0
BAU | 17 | RNWTRNINDNE | Existing internal transmission (RE), India – Northeast, region XX | 3 | ResidualCapacity | GW | User defined | 0
BAU | 17 | RNWTRNINDNE | Existing internal transmission (RE), India – Northeast, region XX | 4 | TotalAnnualMaxCapacity | GW | User defined | 0
BAU | 17 | RNWTRNINDNE | Existing internal transmission (RE), India – Northeast, region XX | 5 | TotalTechnologyAnnualActivityUpperLimit | PJ | User defined | 0
BAU | 18 | RNWTRNNPLXX | Existing internal transmission (RE), Nepal, region XX | 1 | CapitalCost | USD/kW | User defined | 0
BAU | 18 | RNWTRNNPLXX | Existing internal transmission (RE), Nepal, region XX | 2 | FixedCost | USD/kW/yr | User defined | 0
BAU | 18 | RNWTRNNPLXX | Existing internal transmission (RE), Nepal, region XX | 3 | ResidualCapacity | GW | User defined | 0
BAU | 18 | RNWTRNNPLXX | Existing internal transmission (RE), Nepal, region XX | 4 | TotalAnnualMaxCapacity | GW | User defined | 0
BAU | 18 | RNWTRNNPLXX | Existing internal transmission (RE), Nepal, region XX | 5 | TotalTechnologyAnnualActivityUpperLimit | PJ | User defined | 0
BAU | 19 | RNWTRNLKAXX | Existing internal transmission (RE), Sri Lanka, region XX | 1 | CapitalCost | USD/kW | User defined | 0
BAU | 19 | RNWTRNLKAXX | Existing internal transmission (RE), Sri Lanka, region XX | 2 | FixedCost | USD/kW/yr | User defined | 0
BAU | 19 | RNWTRNLKAXX | Existing internal transmission (RE), Sri Lanka, region XX | 3 | ResidualCapacity | GW | User defined | 0
BAU | 19 | RNWTRNLKAXX | Existing internal transmission (RE), Sri Lanka, region XX | 4 | TotalAnnualMaxCapacity | GW | User defined | 0
BAU | 19 | RNWTRNLKAXX | Existing internal transmission (RE), Sri Lanka, region XX | 5 | TotalTechnologyAnnualActivityUpperLimit | PJ | User defined | 0
BAU | 20 | RNWTRNMDVXX | Existing internal transmission (RE), Maldives, region XX | 1 | CapitalCost | USD/kW | User defined | 0
BAU | 20 | RNWTRNMDVXX | Existing internal transmission (RE), Maldives, region XX | 2 | FixedCost | USD/kW/yr | User defined | 0
BAU | 20 | RNWTRNMDVXX | Existing internal transmission (RE), Maldives, region XX | 3 | ResidualCapacity | GW | User defined | 0
BAU | 20 | RNWTRNMDVXX | Existing internal transmission (RE), Maldives, region XX | 4 | TotalAnnualMaxCapacity | GW | User defined | 0
BAU | 20 | RNWTRNMDVXX | Existing internal transmission (RE), Maldives, region XX | 5 | TotalTechnologyAnnualActivityUpperLimit | PJ | User defined | 0
BAU | 21 | TRNNLIBGDXX | New internal transmission line, Bangladesh, region XX | 1 | CapitalCost | USD/kW | User defined | 0
BAU | 21 | TRNNLIBGDXX | New internal transmission line, Bangladesh, region XX | 2 | FixedCost | USD/kW/yr | User defined | 0
BAU | 21 | TRNNLIBGDXX | New internal transmission line, Bangladesh, region XX | 3 | ResidualCapacity | GW | User defined | 0
BAU | 21 | TRNNLIBGDXX | New internal transmission line, Bangladesh, region XX | 4 | TotalAnnualMaxCapacity | GW | User defined | 0
BAU | 21 | TRNNLIBGDXX | New internal transmission line, Bangladesh, region XX | 5 | TotalTechnologyAnnualActivityUpperLimit | PJ | User defined | 0
BAU | 22 | TRNNLIBTNXX | New internal transmission line, Bhutan, region XX | 1 | CapitalCost | USD/kW | User defined | 0
BAU | 22 | TRNNLIBTNXX | New internal transmission line, Bhutan, region XX | 2 | FixedCost | USD/kW/yr | User defined | 0
BAU | 22 | TRNNLIBTNXX | New internal transmission line, Bhutan, region XX | 3 | ResidualCapacity | GW | User defined | 0
BAU | 22 | TRNNLIBTNXX | New internal transmission line, Bhutan, region XX | 4 | TotalAnnualMaxCapacity | GW | User defined | 0
BAU | 22 | TRNNLIBTNXX | New internal transmission line, Bhutan, region XX | 5 | TotalTechnologyAnnualActivityUpperLimit | PJ | User defined | 0
BAU | 23 | TRNNLIINDNO | New internal transmission line, India – North, region XX | 1 | CapitalCost | USD/kW | User defined | 0
BAU | 23 | TRNNLIINDNO | New internal transmission line, India – North, region XX | 2 | FixedCost | USD/kW/yr | User defined | 0
BAU | 23 | TRNNLIINDNO | New internal transmission line, India – North, region XX | 3 | ResidualCapacity | GW | User defined | 0
BAU | 23 | TRNNLIINDNO | New internal transmission line, India – North, region XX | 4 | TotalAnnualMaxCapacity | GW | User defined | 0
BAU | 23 | TRNNLIINDNO | New internal transmission line, India – North, region XX | 5 | TotalTechnologyAnnualActivityUpperLimit | PJ | User defined | 0
BAU | 24 | TRNNLIINDSO | New internal transmission line, India – South, region XX | 1 | CapitalCost | USD/kW | User defined | 0
BAU | 24 | TRNNLIINDSO | New internal transmission line, India – South, region XX | 2 | FixedCost | USD/kW/yr | User defined | 0
BAU | 24 | TRNNLIINDSO | New internal transmission line, India – South, region XX | 3 | ResidualCapacity | GW | User defined | 0
BAU | 24 | TRNNLIINDSO | New internal transmission line, India – South, region XX | 4 | TotalAnnualMaxCapacity | GW | User defined | 0
BAU | 24 | TRNNLIINDSO | New internal transmission line, India – South, region XX | 5 | TotalTechnologyAnnualActivityUpperLimit | PJ | User defined | 0
BAU | 25 | TRNNLIINDEA | New internal transmission line, India – East, region XX | 1 | CapitalCost | USD/kW | User defined | 0
BAU | 25 | TRNNLIINDEA | New internal transmission line, India – East, region XX | 2 | FixedCost | USD/kW/yr | User defined | 0
BAU | 25 | TRNNLIINDEA | New internal transmission line, India – East, region XX | 3 | ResidualCapacity | GW | User defined | 0
BAU | 25 | TRNNLIINDEA | New internal transmission line, India – East, region XX | 4 | TotalAnnualMaxCapacity | GW | User defined | 0
BAU | 25 | TRNNLIINDEA | New internal transmission line, India – East, region XX | 5 | TotalTechnologyAnnualActivityUpperLimit | PJ | User defined | 0
BAU | 26 | TRNNLIINDWE | New internal transmission line, India – West, region XX | 1 | CapitalCost | USD/kW | User defined | 0
BAU | 26 | TRNNLIINDWE | New internal transmission line, India – West, region XX | 2 | FixedCost | USD/kW/yr | User defined | 0
BAU | 26 | TRNNLIINDWE | New internal transmission line, India – West, region XX | 3 | ResidualCapacity | GW | User defined | 0
BAU | 26 | TRNNLIINDWE | New internal transmission line, India – West, region XX | 4 | TotalAnnualMaxCapacity | GW | User defined | 0
BAU | 26 | TRNNLIINDWE | New internal transmission line, India – West, region XX | 5 | TotalTechnologyAnnualActivityUpperLimit | PJ | User defined | 0
BAU | 27 | TRNNLIINDNE | New internal transmission line, India – Northeast, region XX | 1 | CapitalCost | USD/kW | User defined | 0
BAU | 27 | TRNNLIINDNE | New internal transmission line, India – Northeast, region XX | 2 | FixedCost | USD/kW/yr | User defined | 0
BAU | 27 | TRNNLIINDNE | New internal transmission line, India – Northeast, region XX | 3 | ResidualCapacity | GW | User defined | 0
BAU | 27 | TRNNLIINDNE | New internal transmission line, India – Northeast, region XX | 4 | TotalAnnualMaxCapacity | GW | User defined | 0
BAU | 27 | TRNNLIINDNE | New internal transmission line, India – Northeast, region XX | 5 | TotalTechnologyAnnualActivityUpperLimit | PJ | User defined | 0
BAU | 28 | TRNNLINPLXX | New internal transmission line, Nepal, region XX | 1 | CapitalCost | USD/kW | User defined | 0
BAU | 28 | TRNNLINPLXX | New internal transmission line, Nepal, region XX | 2 | FixedCost | USD/kW/yr | User defined | 0
BAU | 28 | TRNNLINPLXX | New internal transmission line, Nepal, region XX | 3 | ResidualCapacity | GW | User defined | 0
BAU | 28 | TRNNLINPLXX | New internal transmission line, Nepal, region XX | 4 | TotalAnnualMaxCapacity | GW | User defined | 0
BAU | 28 | TRNNLINPLXX | New internal transmission line, Nepal, region XX | 5 | TotalTechnologyAnnualActivityUpperLimit | PJ | User defined | 0
BAU | 29 | TRNNLILKAXX | New internal transmission line, Sri Lanka, region XX | 1 | CapitalCost | USD/kW | User defined | 0
BAU | 29 | TRNNLILKAXX | New internal transmission line, Sri Lanka, region XX | 2 | FixedCost | USD/kW/yr | User defined | 0
BAU | 29 | TRNNLILKAXX | New internal transmission line, Sri Lanka, region XX | 3 | ResidualCapacity | GW | User defined | 0
BAU | 29 | TRNNLILKAXX | New internal transmission line, Sri Lanka, region XX | 4 | TotalAnnualMaxCapacity | GW | User defined | 0
BAU | 29 | TRNNLILKAXX | New internal transmission line, Sri Lanka, region XX | 5 | TotalTechnologyAnnualActivityUpperLimit | PJ | User defined | 0
BAU | 30 | TRNNLIMDVXX | New internal transmission line, Maldives, region XX | 1 | CapitalCost | USD/kW | User defined | 0
BAU | 30 | TRNNLIMDVXX | New internal transmission line, Maldives, region XX | 2 | FixedCost | USD/kW/yr | User defined | 0
BAU | 30 | TRNNLIMDVXX | New internal transmission line, Maldives, region XX | 3 | ResidualCapacity | GW | User defined | 0
BAU | 30 | TRNNLIMDVXX | New internal transmission line, Maldives, region XX | 4 | TotalAnnualMaxCapacity | GW | User defined | 0
BAU | 30 | TRNNLIMDVXX | New internal transmission line, Maldives, region XX | 5 | TotalTechnologyAnnualActivityUpperLimit | PJ | User defined | 0
BAU | 31 | TRNRPOBGDXX | Repower/upgrade internal transmission, Bangladesh, region XX | 1 | CapitalCost | USD/kW | User defined | 0
BAU | 31 | TRNRPOBGDXX | Repower/upgrade internal transmission, Bangladesh, region XX | 2 | FixedCost | USD/kW/yr | User defined | 0
BAU | 31 | TRNRPOBGDXX | Repower/upgrade internal transmission, Bangladesh, region XX | 3 | ResidualCapacity | GW | User defined | 0
BAU | 31 | TRNRPOBGDXX | Repower/upgrade internal transmission, Bangladesh, region XX | 4 | TotalAnnualMaxCapacity | GW | User defined | 0
BAU | 31 | TRNRPOBGDXX | Repower/upgrade internal transmission, Bangladesh, region XX | 5 | TotalTechnologyAnnualActivityUpperLimit | PJ | User defined | 0
BAU | 32 | TRNRPOBTNXX | Repower/upgrade internal transmission, Bhutan, region XX | 1 | CapitalCost | USD/kW | User defined | 0
BAU | 32 | TRNRPOBTNXX | Repower/upgrade internal transmission, Bhutan, region XX | 2 | FixedCost | USD/kW/yr | User defined | 0
BAU | 32 | TRNRPOBTNXX | Repower/upgrade internal transmission, Bhutan, region XX | 3 | ResidualCapacity | GW | User defined | 0
BAU | 32 | TRNRPOBTNXX | Repower/upgrade internal transmission, Bhutan, region XX | 4 | TotalAnnualMaxCapacity | GW | User defined | 0
BAU | 32 | TRNRPOBTNXX | Repower/upgrade internal transmission, Bhutan, region XX | 5 | TotalTechnologyAnnualActivityUpperLimit | PJ | User defined | 0
BAU | 33 | TRNRPOINDNO | Repower/upgrade internal transmission, India – North, region XX | 1 | CapitalCost | USD/kW | User defined | 0
BAU | 33 | TRNRPOINDNO | Repower/upgrade internal transmission, India – North, region XX | 2 | FixedCost | USD/kW/yr | User defined | 0
BAU | 33 | TRNRPOINDNO | Repower/upgrade internal transmission, India – North, region XX | 3 | ResidualCapacity | GW | User defined | 0
BAU | 33 | TRNRPOINDNO | Repower/upgrade internal transmission, India – North, region XX | 4 | TotalAnnualMaxCapacity | GW | User defined | 0
BAU | 33 | TRNRPOINDNO | Repower/upgrade internal transmission, India – North, region XX | 5 | TotalTechnologyAnnualActivityUpperLimit | PJ | User defined | 0
BAU | 34 | TRNRPOINDSO | Repower/upgrade internal transmission, India – South, region XX | 1 | CapitalCost | USD/kW | User defined | 0
BAU | 34 | TRNRPOINDSO | Repower/upgrade internal transmission, India – South, region XX | 2 | FixedCost | USD/kW/yr | User defined | 0
BAU | 34 | TRNRPOINDSO | Repower/upgrade internal transmission, India – South, region XX | 3 | ResidualCapacity | GW | User defined | 0
BAU | 34 | TRNRPOINDSO | Repower/upgrade internal transmission, India – South, region XX | 4 | TotalAnnualMaxCapacity | GW | User defined | 0
BAU | 34 | TRNRPOINDSO | Repower/upgrade internal transmission, India – South, region XX | 5 | TotalTechnologyAnnualActivityUpperLimit | PJ | User defined | 0
BAU | 35 | TRNRPOINDEA | Repower/upgrade internal transmission, India – East, region XX | 1 | CapitalCost | USD/kW | User defined | 0
BAU | 35 | TRNRPOINDEA | Repower/upgrade internal transmission, India – East, region XX | 2 | FixedCost | USD/kW/yr | User defined | 0
BAU | 35 | TRNRPOINDEA | Repower/upgrade internal transmission, India – East, region XX | 3 | ResidualCapacity | GW | User defined | 0
BAU | 35 | TRNRPOINDEA | Repower/upgrade internal transmission, India – East, region XX | 4 | TotalAnnualMaxCapacity | GW | User defined | 0
BAU | 35 | TRNRPOINDEA | Repower/upgrade internal transmission, India – East, region XX | 5 | TotalTechnologyAnnualActivityUpperLimit | PJ | User defined | 0
BAU | 36 | TRNRPOINDWE | Repower/upgrade internal transmission, India – West, region XX | 1 | CapitalCost | USD/kW | User defined | 0
BAU | 36 | TRNRPOINDWE | Repower/upgrade internal transmission, India – West, region XX | 2 | FixedCost | USD/kW/yr | User defined | 0
BAU | 36 | TRNRPOINDWE | Repower/upgrade internal transmission, India – West, region XX | 3 | ResidualCapacity | GW | User defined | 0
BAU | 36 | TRNRPOINDWE | Repower/upgrade internal transmission, India – West, region XX | 4 | TotalAnnualMaxCapacity | GW | User defined | 0
BAU | 36 | TRNRPOINDWE | Repower/upgrade internal transmission, India – West, region XX | 5 | TotalTechnologyAnnualActivityUpperLimit | PJ | User defined | 0
BAU | 37 | TRNRPOINDNE | Repower/upgrade internal transmission, India – Northeast, region XX | 1 | CapitalCost | USD/kW | User defined | 0
BAU | 37 | TRNRPOINDNE | Repower/upgrade internal transmission, India – Northeast, region XX | 2 | FixedCost | USD/kW/yr | User defined | 0
BAU | 37 | TRNRPOINDNE | Repower/upgrade internal transmission, India – Northeast, region XX | 3 | ResidualCapacity | GW | User defined | 0
BAU | 37 | TRNRPOINDNE | Repower/upgrade internal transmission, India – Northeast, region XX | 4 | TotalAnnualMaxCapacity | GW | User defined | 0
BAU | 37 | TRNRPOINDNE | Repower/upgrade internal transmission, India – Northeast, region XX | 5 | TotalTechnologyAnnualActivityUpperLimit | PJ | User defined | 0
BAU | 38 | TRNRPONPLXX | Repower/upgrade internal transmission, Nepal, region XX | 1 | CapitalCost | USD/kW | User defined | 0
BAU | 38 | TRNRPONPLXX | Repower/upgrade internal transmission, Nepal, region XX | 2 | FixedCost | USD/kW/yr | User defined | 0
BAU | 38 | TRNRPONPLXX | Repower/upgrade internal transmission, Nepal, region XX | 3 | ResidualCapacity | GW | User defined | 0
BAU | 38 | TRNRPONPLXX | Repower/upgrade internal transmission, Nepal, region XX | 4 | TotalAnnualMaxCapacity | GW | User defined | 0
BAU | 38 | TRNRPONPLXX | Repower/upgrade internal transmission, Nepal, region XX | 5 | TotalTechnologyAnnualActivityUpperLimit | PJ | User defined | 0
BAU | 39 | TRNRPOLKAXX | Repower/upgrade internal transmission, Sri Lanka, region XX | 1 | CapitalCost | USD/kW | User defined | 0
BAU | 39 | TRNRPOLKAXX | Repower/upgrade internal transmission, Sri Lanka, region XX | 2 | FixedCost | USD/kW/yr | User defined | 0
BAU | 39 | TRNRPOLKAXX | Repower/upgrade internal transmission, Sri Lanka, region XX | 3 | ResidualCapacity | GW | User defined | 0
BAU | 39 | TRNRPOLKAXX | Repower/upgrade internal transmission, Sri Lanka, region XX | 4 | TotalAnnualMaxCapacity | GW | User defined | 0
BAU | 39 | TRNRPOLKAXX | Repower/upgrade internal transmission, Sri Lanka, region XX | 5 | TotalTechnologyAnnualActivityUpperLimit | PJ | User defined | 0
BAU | 40 | TRNRPOMDVXX | Repower/upgrade internal transmission, Maldives, region XX | 1 | CapitalCost | USD/kW | User defined | 0
BAU | 40 | TRNRPOMDVXX | Repower/upgrade internal transmission, Maldives, region XX | 2 | FixedCost | USD/kW/yr | User defined | 0
BAU | 40 | TRNRPOMDVXX | Repower/upgrade internal transmission, Maldives, region XX | 3 | ResidualCapacity | GW | User defined | 0
BAU | 40 | TRNRPOMDVXX | Repower/upgrade internal transmission, Maldives, region XX | 4 | TotalAnnualMaxCapacity | GW | User defined | 0
BAU | 40 | TRNRPOMDVXX | Repower/upgrade internal transmission, Maldives, region XX | 5 | TotalTechnologyAnnualActivityUpperLimit | PJ | User defined | 0

## Emissions
scenario | Tech.ID | Tech | Tech.Name | Parameter.ID | Parameter | Unit | Projection.Mode | Projection.Parameter | 2023 | 2024 | 2025 | 2026 | 2027 | 2028 | 2029 | 2030 | 2031 | 2032 | 2033 | 2034 | 2035 | 2036 | 2037 | 2038 | 2039 | 2040 | 2041 | 2042 | 2043 | 2044 | 2045 | 2046 | 2047 | 2048 | 2049 | 2050
BAU | 1 | PWRCOABGDXX | Coal – Supercritical, Bangladesh, region XX (investable) | 5 | EmissionActivityRatio | tCO2/PJ | User defined | 0 | 94600 | 94600 | 94600 | 94600 | 94600 | 94600 | 94600 | 94600 | 94600 | 94600 | 94600 | 94600 | 94600 | 94600 | 94600 | 94600 | 94600 | 94600 | 94600 | 94600 | 94600 | 94600 | 94600 | 94600 | 94600 | 94600 | 94600 | 94600
BAU | 2 | PWRCOAINDNO | Coal-fired Power, India – North, region XX (investable) | 5 | EmissionActivityRatio | tCO2/PJ | User defined | 0 | 91300 | 91300 | 91300 | 91300 | 91300 | 91300 | 91300 | 91300 | 91300 | 91300 | 91300 | 91300 | 91300 | 91300 | 91300 | 91300 | 91300 | 91300 | 91300 | 91300 | 91300 | 91300 | 91300 | 91300 | 91300 | 91300 | 91300 | 91300
BAU | 3 | PWRCOAINDSO | Coal-fired Power, India – South, region XX (investable) | 5 | EmissionActivityRatio | tCO2/PJ | User defined | 0 | 91300 | 91300 | 91300 | 91300 | 91300 | 91300 | 91300 | 91300 | 91300 | 91300 | 91300 | 91300 | 91300 | 91300 | 91300 | 91300 | 91300 | 91300 | 91300 | 91300 | 91300 | 91300 | 91300 | 91300 | 91300 | 91300 | 91300 | 91300
BAU | 4 | PWRCOAINDEA | Coal-fired Power, India – East, region XX (investable) | 5 | EmissionActivityRatio | tCO2/PJ | User defined | 0 | 91300 | 91300 | 91300 | 91300 | 91300 | 91300 | 91300 | 91300 | 91300 | 91300 | 91300 | 91300 | 91300 | 91300 | 91300 | 91300 | 91300 | 91300 | 91300 | 91300 | 91300 | 91300 | 91300 | 91300 | 91300 | 91300 | 91300 | 91300
BAU | 5 | PWRCOAINDWE | Coal-fired Power, India – West, region XX (investable) | 5 | EmissionActivityRatio | tCO2/PJ | User defined | 0 | 91300 | 91300 | 91300 | 91300 | 91300 | 91300 | 91300 | 91300 | 91300 | 91300 | 91300 | 91300 | 91300 | 91300 | 91300 | 91300 | 91300 | 91300 | 91300 | 91300 | 91300 | 91300 | 91300 | 91300 | 91300 | 91300 | 91300 | 91300
BAU | 6 | PWRCOALKAXX | Coal – Supercritical, Sri Lanka, region XX (investable) | 5 | EmissionActivityRatio | tCO2/PJ | User defined | 0 | 94600 | 94600 | 94600 | 94600 | 94600 | 94600 | 94600 | 94600 | 94600 | 94600 | 94600 | 94600 | 94600 | 94600 | 94600 | 94600 | 94600 | 94600 | 94600 | 94600 | 94600 | 94600 | 94600 | 94600 | 94600 | 94600 | 94600 | 94600
BAU | 7 | PWRNGSBGDXX | Gas-fired Power, Bangladesh, region XX (investable) | 5 | EmissionActivityRatio | tCO2/PJ | User defined | 0 | 56100 | 56100 | 56100 | 56100 | 56100 | 56100 | 56100 | 56100 | 56100 | 56100 | 56100 | 56100 | 56100 | 56100 | 56100 | 56100 | 56100 | 56100 | 56100 | 56100 | 56100 | 56100 | 56100 | 56100 | 56100 | 56100 | 56100 | 56100
BAU | 8 | PWRNGSINDNO | Gas-fired Power, India – North, region XX (investable) | 5 | EmissionActivityRatio | tCO2/PJ | User defined | 0 | 56100 | 56100 | 56100 | 56100 | 56100 | 56100 | 56100 | 56100 | 56100 | 56100 | 56100 | 56100 | 56100 | 56100 | 56100 | 56100 | 56100 | 56100 | 56100 | 56100 | 56100 | 56100 | 56100 | 56100 | 56100 | 56100 | 56100 | 56100
BAU | 9 | PWRNGSINDSO | Gas-fired Power, India – South, region XX (investable) | 5 | EmissionActivityRatio | tCO2/PJ | User defined | 0 | 56100 | 56100 | 56100 | 56100 | 56100 | 56100 | 56100 | 56100 | 56100 | 56100 | 56100 | 56100 | 56100 | 56100 | 56100 | 56100 | 56100 | 56100 | 56100 | 56100 | 56100 | 56100 | 56100 | 56100 | 56100 | 56100 | 56100 | 56100
BAU | 10 | PWRNGSINDEA | Gas-fired Power, India – East, region XX (investable) | 5 | EmissionActivityRatio | tCO2/PJ | User defined | 0 | 56100 | 56100 | 56100 | 56100 | 56100 | 56100 | 56100 | 56100 | 56100 | 56100 | 56100 | 56100 | 56100 | 56100 | 56100 | 56100 | 56100 | 56100 | 56100 | 56100 | 56100 | 56100 | 56100 | 56100 | 56100 | 56100 | 56100 | 56100
BAU | 11 | PWRNGSINDWE | Gas-fired Power, India – West, region XX (investable) | 5 | EmissionActivityRatio | tCO2/PJ | User defined | 0 | 56100 | 56100 | 56100 | 56100 | 56100 | 56100 | 56100 | 56100 | 56100 | 56100 | 56100 | 56100 | 56100 | 56100 | 56100 | 56100 | 56100 | 56100 | 56100 | 56100 | 56100 | 56100 | 56100 | 56100 | 56100 | 56100 | 56100 | 56100
BAU | 12 | PWRNGSINDNE | Gas-fired Power, India – Northeast, region XX (investable) | 5 | EmissionActivityRatio | tCO2/PJ | User defined | 0 | 56100 | 56100 | 56100 | 56100 | 56100 | 56100 | 56100 | 56100 | 56100 | 56100 | 56100 | 56100 | 56100 | 56100 | 56100 | 56100 | 56100 | 56100 | 56100 | 56100 | 56100 | 56100 | 56100 | 56100 | 56100 | 56100 | 56100 | 56100
BAU | 13 | PWRNGSMDVXX | Gas-fired Power, Maldives, region XX (investable) | 5 | EmissionActivityRatio | tCO2/PJ | User defined | 0 | 56100 | 56100 | 56100 | 56100 | 56100 | 56100 | 56100 | 56100 | 56100 | 56100 | 56100 | 56100 | 56100 | 56100 | 56100 | 56100 | 56100 | 56100 | 56100 | 56100 | 56100 | 56100 | 56100 | 56100 | 56100 | 56100 | 56100 | 56100
BAU | 14 | PWRNGSLKAXX | Gas-fired Power, Sri Lanka, region XX (investable) | 5 | EmissionActivityRatio | tCO2/PJ | User defined | 0 | 56100 | 56100 | 56100 | 56100 | 56100 | 56100 | 56100 | 56100 | 56100 | 56100 | 56100 | 56100 | 56100 | 56100 | 56100 | 56100 | 56100 | 56100 | 56100 | 56100 | 56100 | 56100 | 56100 | 56100 | 56100 | 56100 | 56100 | 56100
BAU | 15 | PWROILMDVXX | Oil/Diesel generation, Maldives, region XX (investable) | 5 | EmissionActivityRatio | tCO2/PJ | User defined | 0 | 73300 | 73300 | 73300 | 73300 | 73300 | 73300 | 73300 | 73300 | 73300 | 73300 | 73300 | 73300 | 73300 | 73300 | 73300 | 73300 | 73300 | 73300 | 73300 | 73300 | 73300 | 73300 | 73300 | 73300 | 73300 | 73300 | 73300 | 73300
BAU | 16 | PWROILBGDXX | Oil/Diesel generation, Bangladesh, region XX (investable) | 5 | EmissionActivityRatio | tCO2/PJ | User defined | 0 | 73300 | 73300 | 73300 | 73300 | 73300 | 73300 | 73300 | 73300 | 73300 | 73300 | 73300 | 73300 | 73300 | 73300 | 73300 | 73300 | 73300 | 73300 | 73300 | 73300 | 73300 | 73300 | 73300 | 73300 | 73300 | 73300 | 73300 | 73300
BAU | 17 | PWROILLKAXX | Oil/Diesel generation, Sri Lanka, region XX (investable) | 5 | EmissionActivityRatio | tCO2/PJ | User defined | 0 | 73300 | 73300 | 73300 | 73300 | 73300 | 73300 | 73300 | 73300 | 73300 | 73300 | 73300 | 73300 | 73300 | 73300 | 73300 | 73300 | 73300 | 73300 | 73300 | 73300 | 73300 | 73300 | 73300 | 73300 | 73300 | 73300 | 73300 | 73300
BAU | 18 | PWRWASINDNO | Waste-to-Energy, India – North, region XX (investable) | 5 | EmissionActivityRatio | tCO2/PJ | User defined | 0 | 32000 | 32000 | 32000 | 32000 | 32000 | 32000 | 32000 | 32000 | 32000 | 32000 | 32000 | 32000 | 32000 | 32000 | 32000 | 32000 | 32000 | 32000 | 32000 | 32000 | 32000 | 32000 | 32000 | 32000 | 32000 | 32000 | 32000 | 32000
BAU | 19 | PWRWASINDSO | Waste-to-Energy, India – South, region XX (investable) | 5 | EmissionActivityRatio | tCO2/PJ | User defined | 0 | 32000 | 32000 | 32000 | 32000 | 32000 | 32000 | 32000 | 32000 | 32000 | 32000 | 32000 | 32000 | 32000 | 32000 | 32000 | 32000 | 32000 | 32000 | 32000 | 32000 | 32000 | 32000 | 32000 | 32000 | 32000 | 32000 | 32000 | 32000
BAU | 20 | PWRWASINDEA | Waste-to-Energy, India – East, region XX (investable) | 5 | EmissionActivityRatio | tCO2/PJ | User defined | 0 | 32000 | 32000 | 32000 | 32000 | 32000 | 32000 | 32000 | 32000 | 32000 | 32000 | 32000 | 32000 | 32000 | 32000 | 32000 | 32000 | 32000 | 32000 | 32000 | 32000 | 32000 | 32000 | 32000 | 32000 | 32000 | 32000 | 32000 | 32000
BAU | 21 | PWRWASINDWE | Waste-to-Energy, India – West, region XX (investable) | 5 | EmissionActivityRatio | tCO2/PJ | User defined | 0 | 32000 | 32000 | 32000 | 32000 | 32000 | 32000 | 32000 | 32000 | 32000 | 32000 | 32000 | 32000 | 32000 | 32000 | 32000 | 32000 | 32000 | 32000 | 32000 | 32000 | 32000 | 32000 | 32000 | 32000 | 32000 | 32000 | 32000 | 32000
BAU | 22 | PWRWASINDNE | Waste-to-Energy, India – Northeast, region XX (investable) | 5 | EmissionActivityRatio | tCO2/PJ | User defined | 0 | 32000 | 32000 | 32000 | 32000 | 32000 | 32000 | 32000 | 32000 | 32000 | 32000 | 32000 | 32000 | 32000 | 32000 | 32000 | 32000 | 32000 | 32000 | 32000 | 32000 | 32000 | 32000 | 32000 | 32000 | 32000 | 32000 | 32000 | 32000
BAU | 23 | PWRWASBGDXX | Waste-to-Energy, Bangladesh, region XX (investable) | 5 | EmissionActivityRatio | tCO2/PJ | User defined | 0 | 32000 | 32000 | 32000 | 32000 | 32000 | 32000 | 32000 | 32000 | 32000 | 32000 | 32000 | 32000 | 32000 | 32000 | 32000 | 32000 | 32000 | 32000 | 32000 | 32000 | 32000 | 32000 | 32000 | 32000 | 32000 | 32000 | 32000 | 32000
BAU | 24 | PWRWASLKAXX | Waste-to-Energy, Sri Lanka, region XX (investable) | 5 | EmissionActivityRatio | tCO2/PJ | User defined | 0 | 32000 | 32000 | 32000 | 32000 | 32000 | 32000 | 32000 | 32000 | 32000 | 32000 | 32000 | 32000 | 32000 | 32000 | 32000 | 32000 | 32000 | 32000 | 32000 | 32000 | 32000 | 32000 | 32000 | 32000 | 32000 | 32000 | 32000 | 32000

## Yearsplit_Template
Timeslices | Parameter.ID | Parameter | Unit | Projection.Mode | Projection.Parameter | 2023 | 2024 | 2025 | 2026 | 2027 | 2028 | 2029 | 2030 | 2031 | 2032 | 2033 | 2034 | 2035 | 2036 | 2037 | 2038 | 2039 | 2040 | 2041 | 2042 | 2043 | 2044 | 2045 | 2046 | 2047 | 2048 | 2049 | 2050
S1D1 | 14 | YearSplit | fraction | User defined | 0 | 0.055556 | 0.055556 | 0.055556 | 0.055556 | 0.055556 | 0.055556 | 0.055556 | 0.055556 | 0.055556 | 0.055556 | 0.055556 | 0.055556 | 0.055556 | 0.055556 | 0.055556 | 0.055556 | 0.055556 | 0.055556 | 0.055556 | 0.055556 | 0.055556 | 0.055556 | 0.055556 | 0.055556 | 0.055556 | 0.055556 | 0.055556 | 0.055556
S1D2 | 14 | YearSplit | fraction | User defined | 0 | 0.076389 | 0.076389 | 0.076389 | 0.076389 | 0.076389 | 0.076389 | 0.076389 | 0.076389 | 0.076389 | 0.076389 | 0.076389 | 0.076389 | 0.076389 | 0.076389 | 0.076389 | 0.076389 | 0.076389 | 0.076389 | 0.076389 | 0.076389 | 0.076389 | 0.076389 | 0.076389 | 0.076389 | 0.076389 | 0.076389 | 0.076389 | 0.076389
S1D3 | 14 | YearSplit | fraction | User defined | 0 | 0.034722 | 0.034722 | 0.034722 | 0.034722 | 0.034722 | 0.034722 | 0.034722 | 0.034722 | 0.034722 | 0.034722 | 0.034722 | 0.034722 | 0.034722 | 0.034722 | 0.034722 | 0.034722 | 0.034722 | 0.034722 | 0.034722 | 0.034722 | 0.034722 | 0.034722 | 0.034722 | 0.034722 | 0.034722 | 0.034722 | 0.034722 | 0.034722
S2D1 | 14 | YearSplit | fraction | User defined | 0 | 0.11111 | 0.11111 | 0.11111 | 0.11111 | 0.11111 | 0.11111 | 0.11111 | 0.11111 | 0.11111 | 0.11111 | 0.11111 | 0.11111 | 0.11111 | 0.11111 | 0.11111 | 0.11111 | 0.11111 | 0.11111 | 0.11111 | 0.11111 | 0.11111 | 0.11111 | 0.11111 | 0.11111 | 0.11111 | 0.11111 | 0.11111 | 0.11111
S2D2 | 14 | YearSplit | fraction | User defined | 0 | 0.15278 | 0.15278 | 0.15278 | 0.15278 | 0.15278 | 0.15278 | 0.15278 | 0.15278 | 0.15278 | 0.15278 | 0.15278 | 0.15278 | 0.15278 | 0.15278 | 0.15278 | 0.15278 | 0.15278 | 0.15278 | 0.15278 | 0.15278 | 0.15278 | 0.15278 | 0.15278 | 0.15278 | 0.15278 | 0.15278 | 0.15278 | 0.15278
S2D3 | 14 | YearSplit | fraction | User defined | 0 | 0.069444 | 0.069444 | 0.069444 | 0.069444 | 0.069444 | 0.069444 | 0.069444 | 0.069444 | 0.069444 | 0.069444 | 0.069444 | 0.069444 | 0.069444 | 0.069444 | 0.069444 | 0.069444 | 0.069444 | 0.069444 | 0.069444 | 0.069444 | 0.069444 | 0.069444 | 0.069444 | 0.069444 | 0.069444 | 0.069444 | 0.069444 | 0.069444
S3D1 | 14 | YearSplit | fraction | User defined | 0 | 0.055556 | 0.055556 | 0.055556 | 0.055556 | 0.055556 | 0.055556 | 0.055556 | 0.055556 | 0.055556 | 0.055556 | 0.055556 | 0.055556 | 0.055556 | 0.055556 | 0.055556 | 0.055556 | 0.055556 | 0.055556 | 0.055556 | 0.055556 | 0.055556 | 0.055556 | 0.055556 | 0.055556 | 0.055556 | 0.055556 | 0.055556 | 0.055556
S3D2 | 14 | YearSplit | fraction | User defined | 0 | 0.076389 | 0.076389 | 0.076389 | 0.076389 | 0.076389 | 0.076389 | 0.076389 | 0.076389 | 0.076389 | 0.076389 | 0.076389 | 0.076389 | 0.076389 | 0.076389 | 0.076389 | 0.076389 | 0.076389 | 0.076389 | 0.076389 | 0.076389 | 0.076389 | 0.076389 | 0.076389 | 0.076389 | 0.076389 | 0.076389 | 0.076389 | 0.076389
S3D3 | 14 | YearSplit | fraction | User defined | 0 | 0.034722 | 0.034722 | 0.034722 | 0.034722 | 0.034722 | 0.034722 | 0.034722 | 0.034722 | 0.034722 | 0.034722 | 0.034722 | 0.034722 | 0.034722 | 0.034722 | 0.034722 | 0.034722 | 0.034722 | 0.034722 | 0.034722 | 0.034722 | 0.034722 | 0.034722 | 0.034722 | 0.034722 | 0.034722 | 0.034722 | 0.034722 | 0.034722
S4D1 | 14 | YearSplit | fraction | User defined | 0 | 0.11111 | 0.11111 | 0.11111 | 0.11111 | 0.11111 | 0.11111 | 0.11111 | 0.11111 | 0.11111 | 0.11111 | 0.11111 | 0.11111 | 0.11111 | 0.11111 | 0.11111 | 0.11111 | 0.11111 | 0.11111 | 0.11111 | 0.11111 | 0.11111 | 0.11111 | 0.11111 | 0.11111 | 0.11111 | 0.11111 | 0.11111 | 0.11111
S4D2 | 14 | YearSplit | fraction | User defined | 0 | 0.15278 | 0.15278 | 0.15278 | 0.15278 | 0.15278 | 0.15278 | 0.15278 | 0.15278 | 0.15278 | 0.15278 | 0.15278 | 0.15278 | 0.15278 | 0.15278 | 0.15278 | 0.15278 | 0.15278 | 0.15278 | 0.15278 | 0.15278 | 0.15278 | 0.15278 | 0.15278 | 0.15278 | 0.15278 | 0.15278 | 0.15278 | 0.15278
S4D3 | 14 | YearSplit | fraction | User defined | 0 | 0.069444 | 0.069444 | 0.069444 | 0.069444 | 0.069444 | 0.069444 | 0.069444 | 0.069444 | 0.069444 | 0.069444 | 0.069444 | 0.069444 | 0.069444 | 0.069444 | 0.069444 | 0.069444 | 0.069444 | 0.069444 | 0.069444 | 0.069444 | 0.069444 | 0.069444 | 0.069444 | 0.069444 | 0.069444 | 0.069444 | 0.069444 | 0.069444
Note on G2: Template original. See Yearsplit_ReNinja sheet for Renewables.ninja alternative.
Note on G3: Template original. See Yearsplit_ReNinja sheet for Renewables.ninja alternative.
Note on G4: Template original. See Yearsplit_ReNinja sheet for Renewables.ninja alternative.
Note on G5: Template original. See Yearsplit_ReNinja sheet for Renewables.ninja alternative.
Note on G6: Template original. See Yearsplit_ReNinja sheet for Renewables.ninja alternative.
Note on G7: Template original. See Yearsplit_ReNinja sheet for Renewables.ninja alternative.
Note on G8: Template original. See Yearsplit_ReNinja sheet for Renewables.ninja alternative.
Note on G9: Template original. See Yearsplit_ReNinja sheet for Renewables.ninja alternative.
Note on G10: Template original. See Yearsplit_ReNinja sheet for Renewables.ninja alternative.
Note on G11: Template original. See Yearsplit_ReNinja sheet for Renewables.ninja alternative.
Note on G12: Template original. See Yearsplit_ReNinja sheet for Renewables.ninja alternative.
Note on G13: Template original. See Yearsplit_ReNinja sheet for Renewables.ninja alternative.

## DaySplit
DAILYTIMEBRACKET | Parameter.ID | Parameter | Unit | Projection.Mode | Projection.Parameter | 2023 | 2024 | 2025 | 2026 | 2027 | 2028 | 2029 | 2030 | 2031 | 2032 | 2033 | 2034 | 2035 | 2036 | 2037 | 2038 | 2039 | 2040 | 2041 | 2042 | 2043 | 2044 | 2045 | 2046 | 2047 | 2048 | 2049 | 2050
1 | 12 | DaySplit | fraction | User defined | 0 | 0.000913 | 0.000913 | 0.000913 | 0.000913 | 0.000913 | 0.000913 | 0.000913 | 0.000913 | 0.000913 | 0.000913 | 0.000913 | 0.000913 | 0.000913 | 0.000913 | 0.000913 | 0.000913 | 0.000913 | 0.000913 | 0.000913 | 0.000913 | 0.000913 | 0.000913 | 0.000913 | 0.000913 | 0.000913 | 0.000913 | 0.000913 | 0.000913
2 | 12 | DaySplit | fraction | User defined | 0 | 0.001256 | 0.001256 | 0.001256 | 0.001256 | 0.001256 | 0.001256 | 0.001256 | 0.001256 | 0.001256 | 0.001256 | 0.001256 | 0.001256 | 0.001256 | 0.001256 | 0.001256 | 0.001256 | 0.001256 | 0.001256 | 0.001256 | 0.001256 | 0.001256 | 0.001256 | 0.001256 | 0.001256 | 0.001256 | 0.001256 | 0.001256 | 0.001256
3 | 12 | DaySplit | fraction | User defined | 0 | 0.000571 | 0.000571 | 0.000571 | 0.000571 | 0.000571 | 0.000571 | 0.000571 | 0.000571 | 0.000571 | 0.000571 | 0.000571 | 0.000571 | 0.000571 | 0.000571 | 0.000571 | 0.000571 | 0.000571 | 0.000571 | 0.000571 | 0.000571 | 0.000571 | 0.000571 | 0.000571 | 0.000571 | 0.000571 | 0.000571 | 0.000571 | 0.000571

## Interconnectors
scenario | NO | Project | From_Node | To_Node | Circuits | COD_Date | Affiliated_Power | Capacity_MW | Voltage_kV | DC_AC | Directionality | Status | Export_Resource_Type | Source
BAU | 1 | Chukha → Birpara 220 kV D/C | BT | IN_E | 2 | 1988 | Chukha Hydro | 336 | 220 kV | AC | Uni‑directional | Operational | Hydro | Zixuan v3 (Sheet 1)
BAU | 2 | Chukha → Birpara via Singhigaon 220 kV S/C | BT | IN_E | 1 | 1988 | Chukha Hydro | 336 | 220 kV | AC | Uni‑directional | Operational | Hydro | Zixuan v3 (Sheet 1)
BAU | 3 | Kurichhu → Gelephu → Salakati 132 kV S/C | BT | IN_NE | 1 | 2010 | Kurichhu | 60 | 132 kV | AC | Uni‑directional | Operational | Hydro | Zixuan v3 (Sheet 1)
BAU | 4 | Tala → Siliguri 400 kV 2×D/C | BT | IN_E | 2 | 2006 | Tala | 1020 | 400 kV | AC | Uni‑directional | Operational | Hydro | Zixuan v3 (Sheet 1)
BAU | 5 | Jigmeling → Alipurduar 400 kV D/C (Quad) | BT | IN_E | 1 | 2019 | Punatsangchhu‑I &2,Mangdechhu | 3000 | 400 kV | AC | Bi‑directional | Operational | Hydro | Zixuan v3 (Sheet 1)
BAU | 6 | Bheramara back‑to‑back HVDC (India → Bangladesh) | IN_E | BD | 1 | 2013 | Grid-to-Grid | 1000 | ±400 kV | DC | Bi‑directional | Operational | Fossil / mixed | Zixuan v3 (Sheet 1)
BAU | 7 | Surajmaninagar- Comilla | IN_NE | BD | 1 | 2013 | Grid-to-Grid | 160 | 132 kV | AC | Bi-directional | Operational | Mixed | Zixuan v3 (Sheet 1)
BAU | 8 | Bornagar-Parbotipur | IN_NE | BD | 1 | 2028 | Grid-to-Grid | 1000 | 765kV | DC | Bi-directional | Planned | Mixed | Zixuan v3 (Sheet 1)
BAU | 9 | Muzaffarpur → Dhalkebar 400 kV D/C | IN_E | NP | 2 | 2016 | Grid-to-Grid | 1000 | 400 kV | AC | Bi‑directional | Operational | Hydro | Zixuan v3 (Sheet 1)
BAU | 10 | Raxaul (India) – Parwanipur (Nepal) | IN_N | NP | 2 | 2018 | Grid-to-Grid | 150 | 132kV | AC | Bi-directional | Operational | Mixed | Zixuan v3 (Sheet 1)
BAU | 11 | Kataiya (India) – Kusaha (Nepal) | IN_E | NP | 2 | 2018 | Grid-to-Grid | 150 | 132kV | AC | Bi-directional | Operational | Mixed | Zixuan v3 (Sheet 1)
BAU | 12 | Kushinagar (India) – Bhairahawa (Nepal) | IN_N | NP | 1 | 2018 | Grid-to-Grid | 100 | 132kV | AC | Bi-directional | Operational | Mixed | Zixuan v3 (Sheet 1)
BAU | 13 | Tanakpur (India) – Mahendranagar (Nepal) | IN_N | NP | 1 | 2018 | Grid-to-Grid | 100 | 132kV | AC | Bi-directional | Operational | Mixed | Zixuan v3 (Sheet 1)
BAU | 14 | Jogbani (India) – Biratnagar (Nepal) | IN_E | NP | 1 | 2018 | Grid-to-Grid | 50 | 132kV | AC | Bi-directional | Operational | Mixed | Zixuan v3 (Sheet 1)
BAU | 15 | Mainahiya (India) – Sampatiya (Nepal) | IN_N | NP | 1 | 2019 | Grid-to-Grid | 150 | 132kV | AC | Bi-directional | Operational | Mixed | Zixuan v3 (Sheet 1)
BAU | 16 | New Butwal (Nepal) – Gorakhpur (India) | NP | IN_N | 2 | 2025 | Grid-to-Grid | 1000 | 400 kV | AC | Bi‑directional | Under Construction | Hydro | Zixuan v3 (Sheet 1)
BAU | 17 | Inaruwa (Duhabi) → Purnia 400 kV | NP | IN_E | 1 | 2027 | Grid-to-Grid | 1000 | 400 kV | AC | Bi‑directional | Planned | Hydro | Zixuan v3 (Sheet 1)
BAU | 18 | Dodhara (Lamki) → Bareli 400 kV | NP | IN_N | 1 | 2028 | Grid-to-Grid | 1000 | 400 kV | AC | Bi‑directional | Planned | Hydro | Zixuan v3 (Sheet 1)
BAU | 19 | India → Sri Lanka HVDC interconnector (Madurai ↔ Mannar / Anuradhapura) | IN_S | LK | 1 | 2039 | Grid-to-Grid | 500 | ±500 kV | DC | Bi‑directional | Proposed / Planning | Mixed (hydro / renewables / fossil) | Zixuan v3 (Sheet 1)
BAU | 20 | Anarmani (Nepal) – Kishanganj (India) | NP | IN_E | 1 |  | Grid-to-Grid | 1000 | 400 | AC | Bi-directional | Proposed | Mixed | https://kathmandupost.com/national/2024/01/08/nepal-and-india-to-explore-potential-of-more-high-capacity-electricity-transmission-lines?utm_source=chatgpt.com
BAU | 21 | Lamahi (Dang)-Lucknow (Uttar Pradesh) | NP | IN_N | 1 |  | Grid-to-Grid | 1000 | 400 | AC | Bi-directional | Proposed | Mixed | Zixuan v3
BAU | 22 | Nijgadh (Bara)-Motihari (Bihar) | NP | IN_E | 1 |  | Grid-to-Grid | 1000 | 400 | AC | Bi-directional | Proposed | Mixed | Zixuan v3
BAU | 23 | Katihar- Parbatipur | IN_E | BD | 1 | 2028 | Grid-to-Grid | 2000 | 765 | DC | Bi-directional | Proposed | Mixed | https://cpd-power-energy-study.com/bangladesh-india-review-progress-of-katihar-parbatipur-baranagar-765kv-transmission-line/?utm_source=chatgpt.com
BAU | 24 | Parbatipur-Boronagar | BD | IN_E | 1 | 2028 | Grid-to-Grid | 2000 | 765 | DC | Bi-directional | Proposed | Mixed | Zixuan v3
BAU | 25 | Adani Company explore 5GW to India | BT | IN_E | 1 |  | Grid-to-Grid | 5000 |  | AC | Bi-directional | Proposed | Mixed | Zixuan v3
BAU | 26 | Adani Power Godda HVDC (India → Bangladesh) | IN_E | BD | 1 | 2023 | Godda Coal Plant | 1496 | 400 kV | HVDC | Uni-directional | Operational | Fossil | Bangladesh_Power_Sector.xlsx
BAU | 27 | Nepal Hydro Import Trial (via India) | NP | BD | 1 | 2025 | Grid-to-Grid | 40 | HVDC | DC | Uni-directional | Trial/Partial | Hydro | Bangladesh_Power_Sector.xlsx
BAU | 28 | Barapukuria HVDC B2B Station | IN_E | BD | 1 | 2030 | Grid-to-Grid | 750 | 400 kV | HVDC B2B | Bi-directional | Planned | Mixed | IEPMP 2023
BAU | 29 | Cumilla HVDC B2B Station (expansion) | IN_NE | BD | 1 | 2032 | Grid-to-Grid | 750 | 400 kV | HVDC B2B | Bi-directional | Planned | Mixed | IEPMP 2023
BAU | 30 | Jamalpur HVDC B2B Station | IN_E | BD | 1 | 2033 | Grid-to-Grid | 750 | 400 kV | HVDC B2B | Bi-directional | Proposed | Mixed | IEPMP 2023
BAU | 31 | Sylhet HVDC B2B Station | IN_NE | BD | 1 | 2035 | Grid-to-Grid | 750 | 400 kV | HVDC B2B | Bi-directional | Proposed | Mixed | IEPMP 2023
BAU | 32 | Second Bheramara HVDC Expansion | IN_E | BD | 1 | 2029 | Grid-to-Grid | 500 | 400 kV | HVDC B2B | Bi-directional | Proposed | Mixed | PGCB / IEPMP 2023
BAU | 33 | Nepal Hydro Import – Dedicated Line | NP | BD | 1 | 2033 | Hydro | 1000 | 400 kV / 765 kV | AC/HVDC | Uni-directional | Under Study | Hydro | IEPMP 2023
BAU | 34 | Bhutan Hydro Import – Dedicated Line | BT | BD | 1 | 2035 | Hydro | 750 | 400 kV | AC | Uni-directional | Under Study | Hydro | IEPMP 2023
BAU | 35 | Punatsangchhu-I → Alipurduar 400 kV D/C | BT | IN_E | 2 | 2020 | Punatsangchhu-I HP | 1200 | 400 kV | AC | Uni-directional | Operational | Hydro | BPC PDB 2024
BAU | 36 | Punatsangchhu-II → Alipurduar 400 kV D/C | BT | IN_E | 2 | 2024 | Punatsangchhu-II HP | 1200 | 400 kV | AC | Uni-directional | Operational | Hydro | BPC PDB 2024
BAU | 37 | Samtse → Singhigaon 220 kV D/C | BT | IN_E | 1 | 2022 | Grid-to-Grid | 100 | 220 kV | AC | Bi-directional | Operational | Mixed | BPC PDB 2024
BAU | 38 | Deothang → Motanga 132 kV S/C (India Border) | BT | IN_NE | 1 | 2010 | Kurichhu | 60 | 132 kV | AC | Uni-directional | Operational | Hydro | BPC PDB 2024
BAU | 39 | Gelephu → Salakati 132 kV S/C | BT | IN_NE | 1 | 2010 | Grid-to-Grid | 50 | 132 kV | AC | Bi-directional | Operational | Mixed | BPC PDB 2024
BAU | 40 | Kholongchhu HP Export Line 400 kV | BT | IN_NE | 2 | 2027 | Kholongchhu HP | 600 | 400 kV | AC | Uni-directional | Under Study | Hydro | NTGMP 2018
BAU | 41 | Bunakha Reservoir Export Line 400 kV | BT | IN_E | 2 | 2030 | Bunakha HP | 2400 | 400 kV | AC | Uni-directional | Proposed | Hydro | BPSMP 2040
BAU | 42 | Dorjilung HP Export Line 400 kV | BT | IN_NE | 2 | 2030 | Dorjilung HP | 1125 | 400 kV | AC | Uni-directional | Proposed | Hydro | BPSMP 2040
BAU | 43 | Chamkharchhu HP Export Line 400 kV | BT | IN_E | 2 | 2028 | Chamkharchhu HP | 670 | 400 kV | AC | Uni-directional | Under Study | Hydro | BPSMP 2040
BAU | 44 | Gelephu Mindfulness City Interconnection | BT | IN_NE | 1 | 2029 | Grid-to-Grid | 500 | 220/400 kV | AC | Bi-directional | Under Planning | Mixed | BPSMP 2040
BAU | 45 | Nepalgunj → Nanpara 132 kV Cross-Border | NP | IN_N | 1 | 2026 | Grid-to-Grid | 150 | 132 kV | AC | Bi-directional | Under Construction | Mixed | NEA Annual 2024/25
BAU | 46 | Dhalkebar → Loharpatti 132 kV Expansion | NP | IN_E | 1 | 2025 | Grid-to-Grid | 150 | 132 kV | AC | Bi-directional | Operational/Expansion | Mixed | NEA Annual 2024/25
BAU | 47 | India–Sri Lanka HVDC Phase 2 (expansion) | IN_S | LK | 1 | 2040 | Grid-to-Grid | 500 | ±320 kV | HVDC VSC | Bi-directional | Conceptual | Mixed | LTGEP 2025-2044
BAU | 48 | Raipur–Pugalur 2nd HVDC ±800kV | IN_E | IN_S | 1 | 2029 | Bulk Transfer | 6000 | ±800 kV | HVDC | Bi-directional | Planning | Mixed | NEP Vol.II
BAU | 49 | Khargone–Pune 765kV | IN_W | IN_S | 2 | 2028 | WR-SR strengthening | 5000 | 765 kV | AC | Bi-directional | DPR Stage | Mixed | NEP Vol.II
BAU | 50 | Sipat–Ranchi 765kV | IN_E | IN_N | 2 | 2029 | ER-NR strengthening | 3000 | 765 kV | AC | Bi-directional | Planning | Mixed | NEP Vol.II
BAU | 51 | Bongaigaon–Siliguri 400kV NER Strengthening | IN_NE | IN_E | 2 | 2027 | NER-ER strengthening | 2000 | 400 kV | AC | Bi-directional | Under Construction | Mixed | NEP Vol.II / PGCIL
Note on G20: Corregido de 2030 a 2039 per LTGEP 2025-2044 Chapter 13 (CEB, 2024)
Note on G24: India Planned: Muzaffarpur-Parbatipur 765kV, Expected COD 2027-28 (NEP Vol.II)
Note on G25: Same corridor as Katihar-Parbatipur (India NEP Vol.II, 2027-28)
Note on J28: Bangladesh_Power_Sector.xlsx: listed as HVDC, no specific kV given

## Interconnector_Params
scenario | Tech.ID | Tech | Tech.Name | Parameter.ID | Parameter | Unit | Projection.Mode | Projection.Parameter | 2023 | 2024 | 2025 | 2026 | 2027 | 2028 | 2029 | 2030 | 2031 | 2032 | 2033 | 2034 | 2035 | 2036 | 2037 | 2038 | 2039 | 2040 | 2041 | 2042 | 2043 | 2044 | 2045 | 2046 | 2047 | 2048 | 2049 | 2050 | Source
BAU | 1 | TRNBGDXXINDEA | Cross-border interconnector: Bangladesh ↔ India East | 1 | CapitalCost | USD/kW | User defined | 0 | 380 | 380 | 380 | 380 | 380 | 380 | 380 | 380 | 380 | 380 | 380 | 380 | 380 | 380 | 380 | 380 | 380 | 380 | 380 | 380 | 380 | 380 | 380 | 380 | 380 | 380 | 380 | 380 | CEA TBCB matrix + ADB (Bheramara)
BAU | 1 | TRNBGDXXINDEA | Cross-border interconnector: Bangladesh ↔ India East | 2 | FixedCost | USD/kW/yr | User defined | 0 | 5.7 | 5.7 | 5.7 | 5.7 | 5.7 | 5.7 | 5.7 | 5.7 | 5.7 | 5.7 | 5.7 | 5.7 | 5.7 | 5.7 | 5.7 | 5.7 | 5.7 | 5.7 | 5.7 | 5.7 | 5.7 | 5.7 | 5.7 | 5.7 | 5.7 | 5.7 | 5.7 | 5.7
BAU | 1 | TRNBGDXXINDEA | Cross-border interconnector: Bangladesh ↔ India East | 3 | ResidualCapacity | GW | User defined | 0 | 2.496 | 2.496 | 2.496 | 2.496 | 2.496 | 2.496 | 2.496 | 2.496 | 2.496 | 2.496 | 2.496 | 2.496 | 2.496 | 2.496 | 2.496 | 2.496 | 2.496 | 2.496 | 2.496 | 2.496 | 2.496 | 2.496 | 2.496 | 2.496 | 2.496 | 2.496 | 2.496 | 2.496
BAU | 1 | TRNBGDXXINDEA | Cross-border interconnector: Bangladesh ↔ India East | 4 | TotalAnnualMaxCapacity | GW | User defined | 0 | bar: 2023
BAU | 1 | TRNBGDXXINDEA | Cross-border interconnector: Bangladesh ↔ India East | 13 | CapacityFactor | fraction | User defined | 0 | 0.85 | 0.85 | 0.85 | 0.85 | 0.85 | 0.85 | 0.85 | 0.85 | 0.85 | 0.85 | 0.85 | 0.85 | 0.85 | 0.85 | 0.85 | 0.85 | 0.85 | 0.85 | 0.85 | 0.85 | 0.85 | 0.85 | 0.85 | 0.85 | 0.85 | 0.85 | 0.85 | 0.85
BAU | 1 | TRNBGDXXINDEA | Cross-border interconnector: Bangladesh ↔ India East | 14 | TransmissionLossFactor | fraction | User defined | 0 | 0.035 | 0.035 | 0.035 | 0.035 | 0.035 | 0.035 | 0.035 | 0.035 | 0.035 | 0.035 | 0.035 | 0.035 | 0.035 | 0.035 | 0.035 | 0.035 | 0.035 | 0.035 | 0.035 | 0.035 | 0.035 | 0.035 | 0.035 | 0.035 | 0.035 | 0.035 | 0.035 | 0.035
BAU | 1 | TRNBGDXXINDEA | Cross-border interconnector: Bangladesh ↔ India East | 2 | OperationalLife | years | User defined | 0 | 40 | 40 | 40 | 40 | 40 | 40 | 40 | 40 | 40 | 40 | 40 | 40 | 40 | 40 | 40 | 40 | 40 | 40 | 40 | 40 | 40 | 40 | 40 | 40 | 40 | 40 | 40 | 40
BAU | 2 | TRNBGDXXINDNE | Cross-border interconnector: Bangladesh ↔ India Northeast | 1 | CapitalCost | USD/kW | User defined | 0 | 250 | 250 | 250 | 250 | 250 | 250 | 250 | 250 | 250 | 250 | 250 | 250 | 250 | 250 | 250 | 250 | 250 | 250 | 250 | 250 | 250 | 250 | 250 | 250 | 250 | 250 | 250 | 250 | CEA TBCB matrix + ADB
BAU | 2 | TRNBGDXXINDNE | Cross-border interconnector: Bangladesh ↔ India Northeast | 2 | FixedCost | USD/kW/yr | User defined | 0 | 3.8 | 3.8 | 3.8 | 3.8 | 3.8 | 3.8 | 3.8 | 3.8 | 3.8 | 3.8 | 3.8 | 3.8 | 3.8 | 3.8 | 3.8 | 3.8 | 3.8 | 3.8 | 3.8 | 3.8 | 3.8 | 3.8 | 3.8 | 3.8 | 3.8 | 3.8 | 3.8 | 3.8
BAU | 2 | TRNBGDXXINDNE | Cross-border interconnector: Bangladesh ↔ India Northeast | 3 | ResidualCapacity | GW | User defined | 0 | 0.16 | 0.16 | 0.16 | 0.16 | 0.16 | 0.16 | 0.16 | 0.16 | 0.16 | 0.16 | 0.16 | 0.16 | 0.16 | 0.16 | 0.16 | 0.16 | 0.16 | 0.16 | 0.16 | 0.16 | 0.16 | 0.16 | 0.16 | 0.16 | 0.16 | 0.16 | 0.16 | 0.16
BAU | 2 | TRNBGDXXINDNE | Cross-border interconnector: Bangladesh ↔ India Northeast | 4 | TotalAnnualMaxCapacity | GW | User defined | 0 | bar: 2023
BAU | 2 | TRNBGDXXINDNE | Cross-border interconnector: Bangladesh ↔ India Northeast | 13 | CapacityFactor | fraction | User defined | 0 | 0.8 | 0.8 | 0.8 | 0.8 | 0.8 | 0.8 | 0.8 | 0.8 | 0.8 | 0.8 | 0.8 | 0.8 | 0.8 | 0.8 | 0.8 | 0.8 | 0.8 | 0.8 | 0.8 | 0.8 | 0.8 | 0.8 | 0.8 | 0.8 | 0.8 | 0.8 | 0.8 | 0.8
BAU | 2 | TRNBGDXXINDNE | Cross-border interconnector: Bangladesh ↔ India Northeast | 14 | TransmissionLossFactor | fraction | User defined | 0 | 0.04 | 0.04 | 0.04 | 0.04 | 0.04 | 0.04 | 0.04 | 0.04 | 0.04 | 0.04 | 0.04 | 0.04 | 0.04 | 0.04 | 0.04 | 0.04 | 0.04 | 0.04 | 0.04 | 0.04 | 0.04 | 0.04 | 0.04 | 0.04 | 0.04 | 0.04 | 0.04 | 0.04
BAU | 2 | TRNBGDXXINDNE | Cross-border interconnector: Bangladesh ↔ India Northeast | 2 | OperationalLife | years | User defined | 0 | 40 | 40 | 40 | 40 | 40 | 40 | 40 | 40 | 40 | 40 | 40 | 40 | 40 | 40 | 40 | 40 | 40 | 40 | 40 | 40 | 40 | 40 | 40 | 40 | 40 | 40 | 40 | 40
BAU | 3 | TRNBTNXXINDEA | Cross-border interconnector: Bhutan ↔ India East | 1 | CapitalCost | USD/kW | User defined | 0 | 150 | 150 | 150 | 150 | 150 | 150 | 150 | 150 | 150 | 150 | 150 | 150 | 150 | 150 | 150 | 150 | 150 | 150 | 150 | 150 | 150 | 150 | 150 | 150 | 150 | 150 | 150 | 150 | CEA + BPC/JICA (Bhutan band)
BAU | 3 | TRNBTNXXINDEA | Cross-border interconnector: Bhutan ↔ India East | 2 | FixedCost | USD/kW/yr | User defined | 0 | 2.2 | 2.2 | 2.2 | 2.2 | 2.2 | 2.2 | 2.2 | 2.2 | 2.2 | 2.2 | 2.2 | 2.2 | 2.2 | 2.2 | 2.2 | 2.2 | 2.2 | 2.2 | 2.2 | 2.2 | 2.2 | 2.2 | 2.2 | 2.2 | 2.2 | 2.2 | 2.2 | 2.2
BAU | 3 | TRNBTNXXINDEA | Cross-border interconnector: Bhutan ↔ India East | 3 | ResidualCapacity | GW | User defined | 0 | 5.992 | 5.992 | 5.992 | 5.992 | 5.992 | 5.992 | 5.992 | 5.992 | 5.992 | 5.992 | 5.992 | 5.992 | 5.992 | 5.992 | 5.992 | 5.992 | 5.992 | 5.992 | 5.992 | 5.992 | 5.992 | 5.992 | 5.992 | 5.992 | 5.992 | 5.992 | 5.992 | 5.992
BAU | 3 | TRNBTNXXINDEA | Cross-border interconnector: Bhutan ↔ India East | 4 | TotalAnnualMaxCapacity | GW | User defined | 0 | bar: 2023
BAU | 3 | TRNBTNXXINDEA | Cross-border interconnector: Bhutan ↔ India East | 13 | CapacityFactor | fraction | User defined | 0 | 0.9 | 0.9 | 0.9 | 0.9 | 0.9 | 0.9 | 0.9 | 0.9 | 0.9 | 0.9 | 0.9 | 0.9 | 0.9 | 0.9 | 0.9 | 0.9 | 0.9 | 0.9 | 0.9 | 0.9 | 0.9 | 0.9 | 0.9 | 0.9 | 0.9 | 0.9 | 0.9 | 0.9
BAU | 3 | TRNBTNXXINDEA | Cross-border interconnector: Bhutan ↔ India East | 14 | TransmissionLossFactor | fraction | User defined | 0 | 0.025 | 0.025 | 0.025 | 0.025 | 0.025 | 0.025 | 0.025 | 0.025 | 0.025 | 0.025 | 0.025 | 0.025 | 0.025 | 0.025 | 0.025 | 0.025 | 0.025 | 0.025 | 0.025 | 0.025 | 0.025 | 0.025 | 0.025 | 0.025 | 0.025 | 0.025 | 0.025 | 0.025
BAU | 3 | TRNBTNXXINDEA | Cross-border interconnector: Bhutan ↔ India East | 2 | OperationalLife | years | User defined | 0 | 40 | 40 | 40 | 40 | 40 | 40 | 40 | 40 | 40 | 40 | 40 | 40 | 40 | 40 | 40 | 40 | 40 | 40 | 40 | 40 | 40 | 40 | 40 | 40 | 40 | 40 | 40 | 40
BAU | 4 | TRNBTNXXINDNE | Cross-border interconnector: Bhutan ↔ India Northeast | 1 | CapitalCost | USD/kW | User defined | 0 | 180 | 180 | 180 | 180 | 180 | 180 | 180 | 180 | 180 | 180 | 180 | 180 | 180 | 180 | 180 | 180 | 180 | 180 | 180 | 180 | 180 | 180 | 180 | 180 | 180 | 180 | 180 | 180 | CEA + BPC/JICA (Bhutan band)
BAU | 4 | TRNBTNXXINDNE | Cross-border interconnector: Bhutan ↔ India Northeast | 2 | FixedCost | USD/kW/yr | User defined | 0 | 2.7 | 2.7 | 2.7 | 2.7 | 2.7 | 2.7 | 2.7 | 2.7 | 2.7 | 2.7 | 2.7 | 2.7 | 2.7 | 2.7 | 2.7 | 2.7 | 2.7 | 2.7 | 2.7 | 2.7 | 2.7 | 2.7 | 2.7 | 2.7 | 2.7 | 2.7 | 2.7 | 2.7
BAU | 4 | TRNBTNXXINDNE | Cross-border interconnector: Bhutan ↔ India Northeast | 3 | ResidualCapacity | GW | User defined | 0 | 0.17 | 0.17 | 0.17 | 0.17 | 0.17 | 0.17 | 0.17 | 0.17 | 0.17 | 0.17 | 0.17 | 0.17 | 0.17 | 0.17 | 0.17 | 0.17 | 0.17 | 0.17 | 0.17 | 0.17 | 0.17 | 0.17 | 0.17 | 0.17 | 0.17 | 0.17 | 0.17 | 0.17
BAU | 4 | TRNBTNXXINDNE | Cross-border interconnector: Bhutan ↔ India Northeast | 4 | TotalAnnualMaxCapacity | GW | User defined | 0
BAU | 4 | TRNBTNXXINDNE | Cross-border interconnector: Bhutan ↔ India Northeast | 13 | CapacityFactor | fraction | User defined | 0 | 0.8 | 0.8 | 0.8 | 0.8 | 0.8 | 0.8 | 0.8 | 0.8 | 0.8 | 0.8 | 0.8 | 0.8 | 0.8 | 0.8 | 0.8 | 0.8 | 0.8 | 0.8 | 0.8 | 0.8 | 0.8 | 0.8 | 0.8 | 0.8 | 0.8 | 0.8 | 0.8 | 0.8
BAU | 4 | TRNBTNXXINDNE | Cross-border interconnector: Bhutan ↔ India Northeast | 14 | TransmissionLossFactor | fraction | User defined | 0 | 0.04 | 0.04 | 0.04 | 0.04 | 0.04 | 0.04 | 0.04 | 0.04 | 0.04 | 0.04 | 0.04 | 0.04 | 0.04 | 0.04 | 0.04 | 0.04 | 0.04 | 0.04 | 0.04 | 0.04 | 0.04 | 0.04 | 0.04 | 0.04 | 0.04 | 0.04 | 0.04 | 0.04
BAU | 4 | TRNBTNXXINDNE | Cross-border interconnector: Bhutan ↔ India Northeast | 2 | OperationalLife | years | User defined | 0 | 40 | 40 | 40 | 40 | 40 | 40 | 40 | 40 | 40 | 40 | 40 | 40 | 40 | 40 | 40 | 40 | 40 | 40 | 40 | 40 | 40 | 40 | 40 | 40 | 40 | 40 | 40 | 40
BAU | 5 | TRNINDNONPLXX | Cross-border interconnector: Nepal ↔ India North | 1 | CapitalCost | USD/kW | User defined | 0 | 100 | 100 | 100 | 100 | 100 | 100 | 100 | 100 | 100 | 100 | 100 | 100 | 100 | 100 | 100 | 100 | 100 | 100 | 100 | 100 | 100 | 100 | 100 | 100 | 100 | 100 | 100 | 100 | CEA + World Bank Nepal-India ETTP
BAU | 5 | TRNINDNONPLXX | Cross-border interconnector: Nepal ↔ India North | 2 | FixedCost | USD/kW/yr | User defined | 0 | 1.5 | 1.5 | 1.5 | 1.5 | 1.5 | 1.5 | 1.5 | 1.5 | 1.5 | 1.5 | 1.5 | 1.5 | 1.5 | 1.5 | 1.5 | 1.5 | 1.5 | 1.5 | 1.5 | 1.5 | 1.5 | 1.5 | 1.5 | 1.5 | 1.5 | 1.5 | 1.5 | 1.5
BAU | 5 | TRNINDNONPLXX | Cross-border interconnector: Nepal ↔ India North | 3 | ResidualCapacity | GW | User defined | 0 | 0.5 | 0.5 | 0.5 | 0.5 | 0.5 | 0.5 | 0.5 | 0.5 | 0.5 | 0.5 | 0.5 | 0.5 | 0.5 | 0.5 | 0.5 | 0.5 | 0.5 | 0.5 | 0.5 | 0.5 | 0.5 | 0.5 | 0.5 | 0.5 | 0.5 | 0.5 | 0.5 | 0.5
BAU | 5 | TRNINDNONPLXX | Cross-border interconnector: Nepal ↔ India North | 4 | TotalAnnualMaxCapacity | GW | User defined | 0 | bar: 2023
BAU | 5 | TRNINDNONPLXX | Cross-border interconnector: Nepal ↔ India North | 13 | CapacityFactor | fraction | User defined | 0 | 0.8 | 0.8 | 0.8 | 0.8 | 0.8 | 0.8 | 0.8 | 0.8 | 0.8 | 0.8 | 0.8 | 0.8 | 0.8 | 0.8 | 0.8 | 0.8 | 0.8 | 0.8 | 0.8 | 0.8 | 0.8 | 0.8 | 0.8 | 0.8 | 0.8 | 0.8 | 0.8 | 0.8
BAU | 5 | TRNINDNONPLXX | Cross-border interconnector: Nepal ↔ India North | 14 | TransmissionLossFactor | fraction | User defined | 0 | 0.035 | 0.035 | 0.035 | 0.035 | 0.035 | 0.035 | 0.035 | 0.035 | 0.035 | 0.035 | 0.035 | 0.035 | 0.035 | 0.035 | 0.035 | 0.035 | 0.035 | 0.035 | 0.035 | 0.035 | 0.035 | 0.035 | 0.035 | 0.035 | 0.035 | 0.035 | 0.035 | 0.035
BAU | 5 | TRNINDNONPLXX | Cross-border interconnector: Nepal ↔ India North | 2 | OperationalLife | years | User defined | 0 | 40 | 40 | 40 | 40 | 40 | 40 | 40 | 40 | 40 | 40 | 40 | 40 | 40 | 40 | 40 | 40 | 40 | 40 | 40 | 40 | 40 | 40 | 40 | 40 | 40 | 40 | 40 | 40
BAU | 6 | TRNINDEANPLXX | Cross-border interconnector: Nepal ↔ India East | 1 | CapitalCost | USD/kW | User defined | 0 | 130 | 130 | 130 | 130 | 130 | 130 | 130 | 130 | 130 | 130 | 130 | 130 | 130 | 130 | 130 | 130 | 130 | 130 | 130 | 130 | 130 | 130 | 130 | 130 | 130 | 130 | 130 | 130 | CEA + World Bank Nepal-India ETTP
BAU | 6 | TRNINDEANPLXX | Cross-border interconnector: Nepal ↔ India East | 2 | FixedCost | USD/kW/yr | User defined | 0 | 1.9 | 1.9 | 1.9 | 1.9 | 1.9 | 1.9 | 1.9 | 1.9 | 1.9 | 1.9 | 1.9 | 1.9 | 1.9 | 1.9 | 1.9 | 1.9 | 1.9 | 1.9 | 1.9 | 1.9 | 1.9 | 1.9 | 1.9 | 1.9 | 1.9 | 1.9 | 1.9 | 1.9
BAU | 6 | TRNINDEANPLXX | Cross-border interconnector: Nepal ↔ India East | 3 | ResidualCapacity | GW | User defined | 0 | 1.2 | 1.2 | 1.2 | 1.2 | 1.2 | 1.2 | 1.2 | 1.2 | 1.2 | 1.2 | 1.2 | 1.2 | 1.2 | 1.2 | 1.2 | 1.2 | 1.2 | 1.2 | 1.2 | 1.2 | 1.2 | 1.2 | 1.2 | 1.2 | 1.2 | 1.2 | 1.2 | 1.2
BAU | 6 | TRNINDEANPLXX | Cross-border interconnector: Nepal ↔ India East | 4 | TotalAnnualMaxCapacity | GW | User defined | 0 | bar: 2023
BAU | 6 | TRNINDEANPLXX | Cross-border interconnector: Nepal ↔ India East | 13 | CapacityFactor | fraction | User defined | 0 | 0.85 | 0.85 | 0.85 | 0.85 | 0.85 | 0.85 | 0.85 | 0.85 | 0.85 | 0.85 | 0.85 | 0.85 | 0.85 | 0.85 | 0.85 | 0.85 | 0.85 | 0.85 | 0.85 | 0.85 | 0.85 | 0.85 | 0.85 | 0.85 | 0.85 | 0.85 | 0.85 | 0.85
BAU | 6 | TRNINDEANPLXX | Cross-border interconnector: Nepal ↔ India East | 14 | TransmissionLossFactor | fraction | User defined | 0 | 0.03 | 0.03 | 0.03 | 0.03 | 0.03 | 0.03 | 0.03 | 0.03 | 0.03 | 0.03 | 0.03 | 0.03 | 0.03 | 0.03 | 0.03 | 0.03 | 0.03 | 0.03 | 0.03 | 0.03 | 0.03 | 0.03 | 0.03 | 0.03 | 0.03 | 0.03 | 0.03 | 0.03
BAU | 6 | TRNINDEANPLXX | Cross-border interconnector: Nepal ↔ India East | 2 | OperationalLife | years | User defined | 0 | 40 | 40 | 40 | 40 | 40 | 40 | 40 | 40 | 40 | 40 | 40 | 40 | 40 | 40 | 40 | 40 | 40 | 40 | 40 | 40 | 40 | 40 | 40 | 40 | 40 | 40 | 40 | 40
BAU | 7 | TRNINDSOLKAXX | Cross-border interconnector: Sri Lanka ↔ India South | 1 | CapitalCost | USD/kW | User defined | 0 | 1250 | 1250 | 1250 | 1250 | 1250 | 1250 | 1250 | 1250 | 1250 | 1250 | 1250 | 1250 | 1250 | 1250 | 1250 | 1250 | 1250 | 1250 | 1250 | 1250 | 1250 | 1250 | 1250 | 1250 | 1250 | 1250 | 1250 | 1250 | USAID/USTDA 2012, raised to ~2023 subsea (CEB LTGEP / Apr-2025 MoU)
BAU | 7 | TRNINDSOLKAXX | Cross-border interconnector: Sri Lanka ↔ India South | 2 | FixedCost | USD/kW/yr | User defined | 0 | 18.75 | 18.75 | 18.75 | 18.75 | 18.75 | 18.75 | 18.75 | 18.75 | 18.75 | 18.75 | 18.75 | 18.75 | 18.75 | 18.75 | 18.75 | 18.75 | 18.75 | 18.75 | 18.75 | 18.75 | 18.75 | 18.75 | 18.75 | 18.75 | 18.75 | 18.75 | 18.75 | 18.75
BAU | 7 | TRNINDSOLKAXX | Cross-border interconnector: Sri Lanka ↔ India South | 3 | ResidualCapacity | GW | User defined | 0 | 0 | 0 | 0 | 0 | 0 | 0 | 0 | 0 | 0 | 0 | 0 | 0 | 0 | 0 | 0 | 0 | 0 | 0 | 0 | 0 | 0 | 0 | 0 | 0 | 0 | 0 | 0 | 0
BAU | 7 | TRNINDSOLKAXX | Cross-border interconnector: Sri Lanka ↔ India South | 4 | TotalAnnualMaxCapacity | GW | User defined | 0
BAU | 7 | TRNINDSOLKAXX | Cross-border interconnector: Sri Lanka ↔ India South | 13 | CapacityFactor | fraction | User defined | 0 | 0.85 | 0.85 | 0.85 | 0.85 | 0.85 | 0.85 | 0.85 | 0.85 | 0.85 | 0.85 | 0.85 | 0.85 | 0.85 | 0.85 | 0.85 | 0.85 | 0.85 | 0.85 | 0.85 | 0.85 | 0.85 | 0.85 | 0.85 | 0.85 | 0.85 | 0.85 | 0.85 | 0.85
BAU | 7 | TRNINDSOLKAXX | Cross-border interconnector: Sri Lanka ↔ India South | 14 | TransmissionLossFactor | fraction | User defined | 0 | 0.05 | 0.05 | 0.05 | 0.05 | 0.05 | 0.05 | 0.05 | 0.05 | 0.05 | 0.05 | 0.05 | 0.05 | 0.05 | 0.05 | 0.05 | 0.05 | 0.05 | 0.05 | 0.05 | 0.05 | 0.05 | 0.05 | 0.05 | 0.05 | 0.05 | 0.05 | 0.05 | 0.05
BAU | 7 | TRNINDSOLKAXX | Cross-border interconnector: Sri Lanka ↔ India South | 2 | OperationalLife | years | User defined | 0 | 40 | 40 | 40 | 40 | 40 | 40 | 40 | 40 | 40 | 40 | 40 | 40 | 40 | 40 | 40 | 40 | 40 | 40 | 40 | 40 | 40 | 40 | 40 | 40 | 40 | 40 | 40 | 40
BAU | 8 | TRNINDEAINDNO | Cross-border interconnector: India North ↔ India East (internal) | 1 | CapitalCost | USD/kW | User defined | 0 | 300 | 300 | 300 | 300 | 300 | 300 | 300 | 300 | 300 | 300 | 300 | 300 | 300 | 300 | 300 | 300 | 300 | 300 | 300 | 300 | 300 | 300 | 300 | 300 | 300 | 300 | 300 | 300 | CEA + POWERGRID +/-800kV HVDC
BAU | 8 | TRNINDEAINDNO | Cross-border interconnector: India North ↔ India East (internal) | 2 | FixedCost | USD/kW/yr | User defined | 0 | 4.5 | 4.5 | 4.5 | 4.5 | 4.5 | 4.5 | 4.5 | 4.5 | 4.5 | 4.5 | 4.5 | 4.5 | 4.5 | 4.5 | 4.5 | 4.5 | 4.5 | 4.5 | 4.5 | 4.5 | 4.5 | 4.5 | 4.5 | 4.5 | 4.5 | 4.5 | 4.5 | 4.5
BAU | 8 | TRNINDEAINDNO | Cross-border interconnector: India North ↔ India East (internal) | 3 | ResidualCapacity | GW | User defined | 0 | 19.53 | 19.53 | 19.53 | 19.53 | 19.53 | 19.53 | 19.53 | 19.53 | 19.53 | 19.53 | 19.53 | 19.53 | 19.53 | 19.53 | 19.53 | 19.53 | 19.53 | 19.53 | 19.53 | 19.53 | 19.53 | 19.53 | 19.53 | 19.53 | 19.53 | 19.53 | 19.53 | 19.53
BAU | 8 | TRNINDEAINDNO | Cross-border interconnector: India North ↔ India East (internal) | 4 | TotalAnnualMaxCapacity | GW | User defined | 0 | bar: 2023
BAU | 8 | TRNINDEAINDNO | Cross-border interconnector: India North ↔ India East (internal) | 13 | CapacityFactor | fraction | User defined | 0 | 0.9 | 0.9 | 0.9 | 0.9 | 0.9 | 0.9 | 0.9 | 0.9 | 0.9 | 0.9 | 0.9 | 0.9 | 0.9 | 0.9 | 0.9 | 0.9 | 0.9 | 0.9 | 0.9 | 0.9 | 0.9 | 0.9 | 0.9 | 0.9 | 0.9 | 0.9 | 0.9 | 0.9
BAU | 8 | TRNINDEAINDNO | Cross-border interconnector: India North ↔ India East (internal) | 14 | TransmissionLossFactor | fraction | User defined | 0 | 0.02 | 0.02 | 0.02 | 0.02 | 0.02 | 0.02 | 0.02 | 0.02 | 0.02 | 0.02 | 0.02 | 0.02 | 0.02 | 0.02 | 0.02 | 0.02 | 0.02 | 0.02 | 0.02 | 0.02 | 0.02 | 0.02 | 0.02 | 0.02 | 0.02 | 0.02 | 0.02 | 0.02
BAU | 8 | TRNINDEAINDNO | Cross-border interconnector: India North ↔ India East (internal) | 2 | OperationalLife | years | User defined | 0 | 40 | 40 | 40 | 40 | 40 | 40 | 40 | 40 | 40 | 40 | 40 | 40 | 40 | 40 | 40 | 40 | 40 | 40 | 40 | 40 | 40 | 40 | 40 | 40 | 40 | 40 | 40 | 40
BAU | 9 | TRNINDNOINDWE | Cross-border interconnector: India North ↔ India West (internal) | 1 | CapitalCost | USD/kW | User defined | 0 | 420 | 420 | 420 | 420 | 420 | 420 | 420 | 420 | 420 | 420 | 420 | 420 | 420 | 420 | 420 | 420 | 420 | 420 | 420 | 420 | 420 | 420 | 420 | 420 | 420 | 420 | 420 | 420 | CEA TBCB matrix
BAU | 9 | TRNINDNOINDWE | Cross-border interconnector: India North ↔ India West (internal) | 2 | FixedCost | USD/kW/yr | User defined | 0 | 6.3 | 6.3 | 6.3 | 6.3 | 6.3 | 6.3 | 6.3 | 6.3 | 6.3 | 6.3 | 6.3 | 6.3 | 6.3 | 6.3 | 6.3 | 6.3 | 6.3 | 6.3 | 6.3 | 6.3 | 6.3 | 6.3 | 6.3 | 6.3 | 6.3 | 6.3 | 6.3 | 6.3
BAU | 9 | TRNINDNOINDWE | Cross-border interconnector: India North ↔ India West (internal) | 3 | ResidualCapacity | GW | User defined | 0 | 29.22 | 29.22 | 29.22 | 29.22 | 29.22 | 29.22 | 29.22 | 29.22 | 29.22 | 29.22 | 29.22 | 29.22 | 29.22 | 29.22 | 29.22 | 29.22 | 29.22 | 29.22 | 29.22 | 29.22 | 29.22 | 29.22 | 29.22 | 29.22 | 29.22 | 29.22 | 29.22 | 29.22
BAU | 9 | TRNINDNOINDWE | Cross-border interconnector: India North ↔ India West (internal) | 4 | TotalAnnualMaxCapacity | GW | User defined | 0 | bar: 2023
BAU | 9 | TRNINDNOINDWE | Cross-border interconnector: India North ↔ India West (internal) | 13 | CapacityFactor | fraction | User defined | 0 | 0.9 | 0.9 | 0.9 | 0.9 | 0.9 | 0.9 | 0.9 | 0.9 | 0.9 | 0.9 | 0.9 | 0.9 | 0.9 | 0.9 | 0.9 | 0.9 | 0.9 | 0.9 | 0.9 | 0.9 | 0.9 | 0.9 | 0.9 | 0.9 | 0.9 | 0.9 | 0.9 | 0.9
BAU | 9 | TRNINDNOINDWE | Cross-border interconnector: India North ↔ India West (internal) | 14 | TransmissionLossFactor | fraction | User defined | 0 | 0.025 | 0.025 | 0.025 | 0.025 | 0.025 | 0.025 | 0.025 | 0.025 | 0.025 | 0.025 | 0.025 | 0.025 | 0.025 | 0.025 | 0.025 | 0.025 | 0.025 | 0.025 | 0.025 | 0.025 | 0.025 | 0.025 | 0.025 | 0.025 | 0.025 | 0.025 | 0.025 | 0.025
BAU | 9 | TRNINDNOINDWE | Cross-border interconnector: India North ↔ India West (internal) | 2 | OperationalLife | years | User defined | 0 | 40 | 40 | 40 | 40 | 40 | 40 | 40 | 40 | 40 | 40 | 40 | 40 | 40 | 40 | 40 | 40 | 40 | 40 | 40 | 40 | 40 | 40 | 40 | 40 | 40 | 40 | 40 | 40
BAU | 10 | TRNINDEAINDNE | Cross-border interconnector: India East ↔ India Northeast (internal) | 1 | CapitalCost | USD/kW | User defined | 0 | 220 | 220 | 220 | 220 | 220 | 220 | 220 | 220 | 220 | 220 | 220 | 220 | 220 | 220 | 220 | 220 | 220 | 220 | 220 | 220 | 220 | 220 | 220 | 220 | 220 | 220 | 220 | 220 | CEA TBCB matrix (Siliguri corridor)
BAU | 10 | TRNINDEAINDNE | Cross-border interconnector: India East ↔ India Northeast (internal) | 2 | FixedCost | USD/kW/yr | User defined | 0 | 3.3 | 3.3 | 3.3 | 3.3 | 3.3 | 3.3 | 3.3 | 3.3 | 3.3 | 3.3 | 3.3 | 3.3 | 3.3 | 3.3 | 3.3 | 3.3 | 3.3 | 3.3 | 3.3 | 3.3 | 3.3 | 3.3 | 3.3 | 3.3 | 3.3 | 3.3 | 3.3 | 3.3
BAU | 10 | TRNINDEAINDNE | Cross-border interconnector: India East ↔ India Northeast (internal) | 3 | ResidualCapacity | GW | User defined | 0 | 2.86 | 2.86 | 2.86 | 2.86 | 2.86 | 2.86 | 2.86 | 2.86 | 2.86 | 2.86 | 2.86 | 2.86 | 2.86 | 2.86 | 2.86 | 2.86 | 2.86 | 2.86 | 2.86 | 2.86 | 2.86 | 2.86 | 2.86 | 2.86 | 2.86 | 2.86 | 2.86 | 2.86
BAU | 10 | TRNINDEAINDNE | Cross-border interconnector: India East ↔ India Northeast (internal) | 4 | TotalAnnualMaxCapacity | GW | User defined | 0 | bar: 2023
BAU | 10 | TRNINDEAINDNE | Cross-border interconnector: India East ↔ India Northeast (internal) | 13 | CapacityFactor | fraction | User defined | 0 | 0.85 | 0.85 | 0.85 | 0.85 | 0.85 | 0.85 | 0.85 | 0.85 | 0.85 | 0.85 | 0.85 | 0.85 | 0.85 | 0.85 | 0.85 | 0.85 | 0.85 | 0.85 | 0.85 | 0.85 | 0.85 | 0.85 | 0.85 | 0.85 | 0.85 | 0.85 | 0.85 | 0.85
BAU | 10 | TRNINDEAINDNE | Cross-border interconnector: India East ↔ India Northeast (internal) | 14 | TransmissionLossFactor | fraction | User defined | 0 | 0.03 | 0.03 | 0.03 | 0.03 | 0.03 | 0.03 | 0.03 | 0.03 | 0.03 | 0.03 | 0.03 | 0.03 | 0.03 | 0.03 | 0.03 | 0.03 | 0.03 | 0.03 | 0.03 | 0.03 | 0.03 | 0.03 | 0.03 | 0.03 | 0.03 | 0.03 | 0.03 | 0.03
BAU | 10 | TRNINDEAINDNE | Cross-border interconnector: India East ↔ India Northeast (internal) | 2 | OperationalLife | years | User defined | 0 | 40 | 40 | 40 | 40 | 40 | 40 | 40 | 40 | 40 | 40 | 40 | 40 | 40 | 40 | 40 | 40 | 40 | 40 | 40 | 40 | 40 | 40 | 40 | 40 | 40 | 40 | 40 | 40
BAU | 11 | TRNINDEAINDSO | Cross-border interconnector: India East ↔ India South (internal) | 1 | CapitalCost | USD/kW | User defined | 0 | 550 | 550 | 550 | 550 | 550 | 550 | 550 | 550 | 550 | 550 | 550 | 550 | 550 | 550 | 550 | 550 | 550 | 550 | 550 | 550 | 550 | 550 | 550 | 550 | 550 | 550 | 550 | 550 | CEA + POWERGRID
BAU | 11 | TRNINDEAINDSO | Cross-border interconnector: India East ↔ India South (internal) | 2 | FixedCost | USD/kW/yr | User defined | 0 | 8.2 | 8.2 | 8.2 | 8.2 | 8.2 | 8.2 | 8.2 | 8.2 | 8.2 | 8.2 | 8.2 | 8.2 | 8.2 | 8.2 | 8.2 | 8.2 | 8.2 | 8.2 | 8.2 | 8.2 | 8.2 | 8.2 | 8.2 | 8.2 | 8.2 | 8.2 | 8.2 | 8.2
BAU | 11 | TRNINDEAINDSO | Cross-border interconnector: India East ↔ India South (internal) | 3 | ResidualCapacity | GW | User defined | 0 | 5.53 | 5.53 | 5.53 | 5.53 | 5.53 | 5.53 | 5.53 | 5.53 | 5.53 | 5.53 | 5.53 | 5.53 | 5.53 | 5.53 | 5.53 | 5.53 | 5.53 | 5.53 | 5.53 | 5.53 | 5.53 | 5.53 | 5.53 | 5.53 | 5.53 | 5.53 | 5.53 | 5.53
BAU | 11 | TRNINDEAINDSO | Cross-border interconnector: India East ↔ India South (internal) | 4 | TotalAnnualMaxCapacity | GW | User defined | 0 | bar: 2023
BAU | 11 | TRNINDEAINDSO | Cross-border interconnector: India East ↔ India South (internal) | 13 | CapacityFactor | fraction | User defined | 0 | 0.9 | 0.9 | 0.9 | 0.9 | 0.9 | 0.9 | 0.9 | 0.9 | 0.9 | 0.9 | 0.9 | 0.9 | 0.9 | 0.9 | 0.9 | 0.9 | 0.9 | 0.9 | 0.9 | 0.9 | 0.9 | 0.9 | 0.9 | 0.9 | 0.9 | 0.9 | 0.9 | 0.9
BAU | 11 | TRNINDEAINDSO | Cross-border interconnector: India East ↔ India South (internal) | 14 | TransmissionLossFactor | fraction | User defined | 0 | 0.03 | 0.03 | 0.03 | 0.03 | 0.03 | 0.03 | 0.03 | 0.03 | 0.03 | 0.03 | 0.03 | 0.03 | 0.03 | 0.03 | 0.03 | 0.03 | 0.03 | 0.03 | 0.03 | 0.03 | 0.03 | 0.03 | 0.03 | 0.03 | 0.03 | 0.03 | 0.03 | 0.03
BAU | 11 | TRNINDEAINDSO | Cross-border interconnector: India East ↔ India South (internal) | 2 | OperationalLife | years | User defined | 0 | 40 | 40 | 40 | 40 | 40 | 40 | 40 | 40 | 40 | 40 | 40 | 40 | 40 | 40 | 40 | 40 | 40 | 40 | 40 | 40 | 40 | 40 | 40 | 40 | 40 | 40 | 40 | 40
BAU | 12 | TRNINDSOINDWE | Cross-border interconnector: India West ↔ India South (internal) | 1 | CapitalCost | USD/kW | User defined | 0 | 320 | 320 | 320 | 320 | 320 | 320 | 320 | 320 | 320 | 320 | 320 | 320 | 320 | 320 | 320 | 320 | 320 | 320 | 320 | 320 | 320 | 320 | 320 | 320 | 320 | 320 | 320 | 320 | CEA TBCB matrix
BAU | 12 | TRNINDSOINDWE | Cross-border interconnector: India West ↔ India South (internal) | 2 | FixedCost | USD/kW/yr | User defined | 0 | 4.8 | 4.8 | 4.8 | 4.8 | 4.8 | 4.8 | 4.8 | 4.8 | 4.8 | 4.8 | 4.8 | 4.8 | 4.8 | 4.8 | 4.8 | 4.8 | 4.8 | 4.8 | 4.8 | 4.8 | 4.8 | 4.8 | 4.8 | 4.8 | 4.8 | 4.8 | 4.8 | 4.8
BAU | 12 | TRNINDSOINDWE | Cross-border interconnector: India West ↔ India South (internal) | 3 | ResidualCapacity | GW | User defined | 0 | 15.12 | 15.12 | 15.12 | 15.12 | 15.12 | 15.12 | 15.12 | 15.12 | 15.12 | 15.12 | 15.12 | 15.12 | 15.12 | 15.12 | 15.12 | 15.12 | 15.12 | 15.12 | 15.12 | 15.12 | 15.12 | 15.12 | 15.12 | 15.12 | 15.12 | 15.12 | 15.12 | 15.12
BAU | 12 | TRNINDSOINDWE | Cross-border interconnector: India West ↔ India South (internal) | 4 | TotalAnnualMaxCapacity | GW | User defined | 0 | bar: 2023
BAU | 12 | TRNINDSOINDWE | Cross-border interconnector: India West ↔ India South (internal) | 13 | CapacityFactor | fraction | User defined | 0 | 0.9 | 0.9 | 0.9 | 0.9 | 0.9 | 0.9 | 0.9 | 0.9 | 0.9 | 0.9 | 0.9 | 0.9 | 0.9 | 0.9 | 0.9 | 0.9 | 0.9 | 0.9 | 0.9 | 0.9 | 0.9 | 0.9 | 0.9 | 0.9 | 0.9 | 0.9 | 0.9 | 0.9
BAU | 12 | TRNINDSOINDWE | Cross-border interconnector: India West ↔ India South (internal) | 14 | TransmissionLossFactor | fraction | User defined | 0 | 0.025 | 0.025 | 0.025 | 0.025 | 0.025 | 0.025 | 0.025 | 0.025 | 0.025 | 0.025 | 0.025 | 0.025 | 0.025 | 0.025 | 0.025 | 0.025 | 0.025 | 0.025 | 0.025 | 0.025 | 0.025 | 0.025 | 0.025 | 0.025 | 0.025 | 0.025 | 0.025 | 0.025
BAU | 12 | TRNINDSOINDWE | Cross-border interconnector: India West ↔ India South (internal) | 2 | OperationalLife | years | User defined | 0 | 40 | 40 | 40 | 40 | 40 | 40 | 40 | 40 | 40 | 40 | 40 | 40 | 40 | 40 | 40 | 40 | 40 | 40 | 40 | 40 | 40 | 40 | 40 | 40 | 40 | 40 | 40 | 40
BAU | 13 | TRNMDVXXINDSO | Cross-border interconnector: Maldives ↔ India South (submarine cable) | 1 | CapitalCost | USD/kW | User defined | 0 | 2800 | 2800 | 2800 | 2800 | 2800 | 2800 | 2800 | 2800 | 2800 | 2800 | 2800 | 2800 | 2800 | 2800 | 2800 | 2800 | 2800 | 2800 | 2800 | 2800 | 2800 | 2800 | 2800 | 2800 | 2800 | 2800 | 2800 | 2800 | PFCCL 2025 subsea @400MW (deep-water proxy)
BAU | 13 | TRNMDVXXINDSO | Cross-border interconnector: Maldives ↔ India South (submarine cable) | 2 | FixedCost | USD/kW/yr | User defined | 0 | 42 | 42 | 42 | 42 | 42 | 42 | 42 | 42 | 42 | 42 | 42 | 42 | 42 | 42 | 42 | 42 | 42 | 42 | 42 | 42 | 42 | 42 | 42 | 42 | 42 | 42 | 42 | 42
BAU | 13 | TRNMDVXXINDSO | Cross-border interconnector: Maldives ↔ India South (submarine cable) | 3 | ResidualCapacity | GW | User defined | 0 | 0 | 0 | 0 | 0 | 0 | 0 | 0 | 0 | 0 | 0 | 0 | 0 | 0 | 0 | 0 | 0 | 0 | 0 | 0 | 0 | 0 | 0 | 0 | 0 | 0 | 0 | 0 | 0
BAU | 13 | TRNMDVXXINDSO | Cross-border interconnector: Maldives ↔ India South (submarine cable) | 4 | TotalAnnualMaxCapacity | GW | User defined | 0
BAU | 13 | TRNMDVXXINDSO | Cross-border interconnector: Maldives ↔ India South (submarine cable) | 13 | CapacityFactor | fraction | User defined | 0 | 0.8 | 0.8 | 0.8 | 0.8 | 0.8 | 0.8 | 0.8 | 0.8 | 0.8 | 0.8 | 0.8 | 0.8 | 0.8 | 0.8 | 0.8 | 0.8 | 0.8 | 0.8 | 0.8 | 0.8 | 0.8 | 0.8 | 0.8 | 0.8 | 0.8 | 0.8 | 0.8 | 0.8
BAU | 13 | TRNMDVXXINDSO | Cross-border interconnector: Maldives ↔ India South (submarine cable) | 14 | TransmissionLossFactor | fraction | User defined | 0 | 0.06 | 0.06 | 0.06 | 0.06 | 0.06 | 0.06 | 0.06 | 0.06 | 0.06 | 0.06 | 0.06 | 0.06 | 0.06 | 0.06 | 0.06 | 0.06 | 0.06 | 0.06 | 0.06 | 0.06 | 0.06 | 0.06 | 0.06 | 0.06 | 0.06 | 0.06 | 0.06 | 0.06
BAU | 13 | TRNMDVXXINDSO | Cross-border interconnector: Maldives ↔ India South (submarine cable) | 2 | OperationalLife | years | User defined | 0 | 40 | 40 | 40 | 40 | 40 | 40 | 40 | 40 | 40 | 40 | 40 | 40 | 40 | 40 | 40 | 40 | 40 | 40 | 40 | 40 | 40 | 40 | 40 | 40 | 40 | 40 | 40 | 40
BAU | 14 | TRNNPLXXBGDXX | Cross-border interconnector: Nepal ↔ Bangladesh | 1 | CapitalCost | USD/kW | User defined | 0 | 450 | 450 | 450 | 450 | 450 | 450 | 450 | 450 | 450 | 450 | 450 | 450 | 450 | 450 | 450 | 450 | 450 | 450 | 450 | 450 | 450 | 450 | 450 | 450 | 450 | 450 | 450 | 450 | ADB Bheramara + WB ETTP + tripartite PSA 2024 (D7)
BAU | 14 | TRNNPLXXBGDXX | Cross-border interconnector: Nepal ↔ Bangladesh | 2 | FixedCost | USD/kW/yr | User defined | 0 | 6.8 | 6.8 | 6.8 | 6.8 | 6.8 | 6.8 | 6.8 | 6.8 | 6.8 | 6.8 | 6.8 | 6.8 | 6.8 | 6.8 | 6.8 | 6.8 | 6.8 | 6.8 | 6.8 | 6.8 | 6.8 | 6.8 | 6.8 | 6.8 | 6.8 | 6.8 | 6.8 | 6.8
BAU | 14 | TRNNPLXXBGDXX | Cross-border interconnector: Nepal ↔ Bangladesh | 3 | ResidualCapacity | GW | User defined | 0 | 0 | 0 | 0 | 0 | 0 | 0 | 0 | 0 | 0 | 0 | 0 | 0 | 0 | 0 | 0 | 0 | 0 | 0 | 0 | 0 | 0 | 0 | 0 | 0 | 0 | 0 | 0 | 0
BAU | 14 | TRNNPLXXBGDXX | Cross-border interconnector: Nepal ↔ Bangladesh | 13 | CapacityFactor | fraction | User defined | 0 | 0.8 | 0.8 | 0.8 | 0.8 | 0.8 | 0.8 | 0.8 | 0.8 | 0.8 | 0.8 | 0.8 | 0.8 | 0.8 | 0.8 | 0.8 | 0.8 | 0.8 | 0.8 | 0.8 | 0.8 | 0.8 | 0.8 | 0.8 | 0.8 | 0.8 | 0.8 | 0.8 | 0.8
BAU | 14 | TRNNPLXXBGDXX | Cross-border interconnector: Nepal ↔ Bangladesh | 14 | TransmissionLossFactor | fraction | User defined | 0 | 0.05 | 0.05 | 0.05 | 0.05 | 0.05 | 0.05 | 0.05 | 0.05 | 0.05 | 0.05 | 0.05 | 0.05 | 0.05 | 0.05 | 0.05 | 0.05 | 0.05 | 0.05 | 0.05 | 0.05 | 0.05 | 0.05 | 0.05 | 0.05 | 0.05 | 0.05 | 0.05 | 0.05
BAU | 14 | TRNNPLXXBGDXX | Cross-border interconnector: Nepal ↔ Bangladesh | 2 | OperationalLife | years | User defined | 0 | 40 | 40 | 40 | 40 | 40 | 40 | 40 | 40 | 40 | 40 | 40 | 40 | 40 | 40 | 40 | 40 | 40 | 40 | 40 | 40 | 40 | 40 | 40 | 40 | 40 | 40 | 40 | 40
BAU | 15 | TRNBTNXXBGDXX | Cross-border interconnector: Bhutan ↔ Bangladesh | 1 | CapitalCost | USD/kW | User defined | 0 | 500 | 500 | 500 | 500 | 500 | 500 | 500 | 500 | 500 | 500 | 500 | 500 | 500 | 500 | 500 | 500 | 500 | 500 | 500 | 500 | 500 | 500 | 500 | 500 | 500 | 500 | 500 | 500 | ADB SASEC WP-38 + Bhutan Dorjilung (WB P501271) (D7)
BAU | 15 | TRNBTNXXBGDXX | Cross-border interconnector: Bhutan ↔ Bangladesh | 2 | FixedCost | USD/kW/yr | User defined | 0 | 7.5 | 7.5 | 7.5 | 7.5 | 7.5 | 7.5 | 7.5 | 7.5 | 7.5 | 7.5 | 7.5 | 7.5 | 7.5 | 7.5 | 7.5 | 7.5 | 7.5 | 7.5 | 7.5 | 7.5 | 7.5 | 7.5 | 7.5 | 7.5 | 7.5 | 7.5 | 7.5 | 7.5
BAU | 15 | TRNBTNXXBGDXX | Cross-border interconnector: Bhutan ↔ Bangladesh | 3 | ResidualCapacity | GW | User defined | 0 | 0 | 0 | 0 | 0 | 0 | 0 | 0 | 0 | 0 | 0 | 0 | 0 | 0 | 0 | 0 | 0 | 0 | 0 | 0 | 0 | 0 | 0 | 0 | 0 | 0 | 0 | 0 | 0
BAU | 15 | TRNBTNXXBGDXX | Cross-border interconnector: Bhutan ↔ Bangladesh | 13 | CapacityFactor | fraction | User defined | 0 | 0.8 | 0.8 | 0.8 | 0.8 | 0.8 | 0.8 | 0.8 | 0.8 | 0.8 | 0.8 | 0.8 | 0.8 | 0.8 | 0.8 | 0.8 | 0.8 | 0.8 | 0.8 | 0.8 | 0.8 | 0.8 | 0.8 | 0.8 | 0.8 | 0.8 | 0.8 | 0.8 | 0.8
BAU | 15 | TRNBTNXXBGDXX | Cross-border interconnector: Bhutan ↔ Bangladesh | 14 | TransmissionLossFactor | fraction | User defined | 0 | 0.05 | 0.05 | 0.05 | 0.05 | 0.05 | 0.05 | 0.05 | 0.05 | 0.05 | 0.05 | 0.05 | 0.05 | 0.05 | 0.05 | 0.05 | 0.05 | 0.05 | 0.05 | 0.05 | 0.05 | 0.05 | 0.05 | 0.05 | 0.05 | 0.05 | 0.05 | 0.05 | 0.05
BAU | 15 | TRNBTNXXBGDXX | Cross-border interconnector: Bhutan ↔ Bangladesh | 2 | OperationalLife | years | User defined | 0 | 40 | 40 | 40 | 40 | 40 | 40 | 40 | 40 | 40 | 40 | 40 | 40 | 40 | 40 | 40 | 40 | 40 | 40 | 40 | 40 | 40 | 40 | 40 | 40 | 40 | 40 | 40 | 40
BAU | 16 | TRNINDEAINDWE | Cross-border interconnector: India East ↔ India West (internal) | 1 | CapitalCost | USD/kW | User defined | 0 | 691.399 | 691.399 | 691.399 | 691.399 | 691.399 | 691.399 | 691.399 | 691.399 | 691.399 | 691.399 | 691.399 | 691.399 | 691.399 | 691.399 | 691.399 | 691.399 | 691.399 | 691.399 | 691.399 | 691.399 | 691.399 | 691.399 | 691.399 | 691.399 | 691.399 | 691.399 | 691.399 | 691.399 | CEA-consistent (legacy distance value retained)
BAU | 16 | TRNINDEAINDWE | Cross-border interconnector: India East ↔ India West (internal) | 2 | FixedCost | USD/kW/yr | User defined | 0 | 10.371 | 10.371 | 10.371 | 10.371 | 10.371 | 10.371 | 10.371 | 10.371 | 10.371 | 10.371 | 10.371 | 10.371 | 10.371 | 10.371 | 10.371 | 10.371 | 10.371 | 10.371 | 10.371 | 10.371 | 10.371 | 10.371 | 10.371 | 10.371 | 10.371 | 10.371 | 10.371 | 10.371
BAU | 16 | TRNINDEAINDWE | Cross-border interconnector: India East ↔ India West (internal) | 2 | OperationalLife | years | User defined | 0 | 40 | 40 | 40 | 40 | 40 | 40 | 40 | 40 | 40 | 40 | 40 | 40 | 40 | 40 | 40 | 40 | 40 | 40 | 40 | 40 | 40 | 40 | 40 | 40 | 40 | 40 | 40 | 40
BAU | 17 | TRNINDNEINDNO | Cross-border interconnector: India Northeast ↔ India North (internal) | 1 | CapitalCost | USD/kW | User defined | 0 | 645.703 | 645.703 | 645.703 | 645.703 | 645.703 | 645.703 | 645.703 | 645.703 | 645.703 | 645.703 | 645.703 | 645.703 | 645.703 | 645.703 | 645.703 | 645.703 | 645.703 | 645.703 | 645.703 | 645.703 | 645.703 | 645.703 | 645.703 | 645.703 | 645.703 | 645.703 | 645.703 | 645.703 | CEA-consistent (legacy distance value retained)
BAU | 17 | TRNINDNEINDNO | Cross-border interconnector: India Northeast ↔ India North (internal) | 2 | FixedCost | USD/kW/yr | User defined | 0 | 9.6855 | 9.6855 | 9.6855 | 9.6855 | 9.6855 | 9.6855 | 9.6855 | 9.6855 | 9.6855 | 9.6855 | 9.6855 | 9.6855 | 9.6855 | 9.6855 | 9.6855 | 9.6855 | 9.6855 | 9.6855 | 9.6855 | 9.6855 | 9.6855 | 9.6855 | 9.6855 | 9.6855 | 9.6855 | 9.6855 | 9.6855 | 9.6855
BAU | 17 | TRNINDNEINDNO | Cross-border interconnector: India Northeast ↔ India North (internal) | 2 | OperationalLife | years | User defined | 0 | 40 | 40 | 40 | 40 | 40 | 40 | 40 | 40 | 40 | 40 | 40 | 40 | 40 | 40 | 40 | 40 | 40 | 40 | 40 | 40 | 40 | 40 | 40 | 40 | 40 | 40 | 40 | 40
BAU | 18 | TRNLKAXXMDVXX | Cross-border interconnector: Sri Lanka ↔ Maldives (submarine cable) | 1 | CapitalCost | USD/kW | User defined | 0 | 1250 | 1250 | 1250 | 1250 | 1250 | 1250 | 1250 | 1250 | 1250 | 1250 | 1250 | 1250 | 1250 | 1250 | 1250 | 1250 | 1250 | 1250 | 1250 | 1250 | 1250 | 1250 | 1250 | 1250 | 1250 | 1250 | 1250 | 1250 | subsea HVDC analog (repriced from overhead; low-confidence proxy)
BAU | 18 | TRNLKAXXMDVXX | Cross-border interconnector: Sri Lanka ↔ Maldives (submarine cable) | 2 | FixedCost | USD/kW/yr | User defined | 0 | 18.75 | 18.75 | 18.75 | 18.75 | 18.75 | 18.75 | 18.75 | 18.75 | 18.75 | 18.75 | 18.75 | 18.75 | 18.75 | 18.75 | 18.75 | 18.75 | 18.75 | 18.75 | 18.75 | 18.75 | 18.75 | 18.75 | 18.75 | 18.75 | 18.75 | 18.75 | 18.75 | 18.75
BAU | 18 | TRNLKAXXMDVXX | Cross-border interconnector: Sri Lanka ↔ Maldives (submarine cable) | 2 | OperationalLife | years | User defined | 0 | 40 | 40 | 40 | 40 | 40 | 40 | 40 | 40 | 40 | 40 | 40 | 40 | 40 | 40 | 40 | 40 | 40 | 40 | 40 | 40 | 40 | 40 | 40 | 40 | 40 | 40 | 40 | 40
BAU | 16 | TRNINDEAINDWE | Cross-border interconnector: India East ↔ India West (internal) | 3 | ResidualCapacity | GW | User defined | 0 | 21.19 | 21.19 | 21.19 | 21.19 | 21.19 | 21.19 | 21.19 | 21.19 | 21.19 | 21.19 | 21.19 | 21.19 | 21.19 | 21.19 | 21.19 | 21.19 | 21.19 | 21.19 | 21.19 | 21.19 | 21.19 | 21.19 | 21.19 | 21.19 | 21.19 | 21.19 | 21.19 | 21.19
BAU | 17 | TRNINDNEINDNO | Cross-border interconnector: India Northeast ↔ India North (internal) | 3 | ResidualCapacity | GW | User defined | 0 | 3 | 3 | 3 | 3 | 3 | 3 | 3 | 3 | 3 | 3 | 3 | 3 | 3 | 3 | 3 | 3 | 3 | 3 | 3 | 3 | 3 | 3 | 3 | 3 | 3 | 3 | 3 | 3
BAU | 18 | TRNLKAXXMDVXX | Cross-border interconnector: Sri Lanka ↔ Maldives (submarine cable) | 3 | ResidualCapacity | GW | User defined | 0 | 0 | 0 | 0 | 0 | 0 | 0 | 0 | 0 | 0 | 0 | 0 | 0 | 0 | 0 | 0 | 0 | 0 | 0 | 0 | 0 | 0 | 0 | 0 | 0 | 0 | 0 | 0 | 0
BAU | 10 | TRNBTNXXBGDXX | Transmission interconnection from Bhutan, region XX to Bangladesh, region XX | 7 | TotalAnnualMinCapacityInvestment |  | User defined | 0 | 0 | 0 | 0 | 0 | 0 | 0 | 0 | 0 | 0 | 0 | 0 | 0 | 0.75 | 0 | 0 | 0 | 0 | 0 | 0 | 0 | 0 | 0 | 0 | 0 | 0 | 0 | 0 | 0 | Effective predecessor Stage 3 additive FUTURE contribution
BAU | 10 | TRNBTNXXINDEA | Transmission interconnection from Bhutan, region XX to India, region EA | 7 | TotalAnnualMinCapacityInvestment |  | User defined | 0 | 0 | 0 | 0 | 0 | 0 | 0 | 0 | 0 | 0 | 0 | 0 | 0 | 0 | 0 | 0 | 0 | 0 | 0 | 0 | 0 | 0 | 0 | 0 | 0 | 0 | 0 | 0 | 0 | Effective predecessor Stage 3 additive FUTURE contribution
BAU | 10 | TRNBTNXXINDNE | Transmission interconnection from Bhutan, region XX to India, region NE | 7 | TotalAnnualMinCapacityInvestment |  | User defined | 0 | 0 | 0 | 0 | 0 | 0 | 0 | 0 | 0 | 0 | 0 | 0 | 0 | 0 | 0 | 0 | 0 | 0 | 0 | 0 | 0 | 0 | 0 | 0 | 0 | 0 | 0 | 0 | 0 | Effective predecessor Stage 3 additive FUTURE contribution
BAU | 195 | TRNINDEAINDWE | Transmission interconnection from India, region EA to India, region WE | 7 | TotalAnnualMinCapacityInvestment |  | User defined | 0 | 0 | 0 | 1.6 | 0 | 0 | 0 | 0 | 0 | 0 | 0 | 0 | 0 | 0 | 0 | 0 | 0 | 0 | 0 | 0 | 0 | 0 | 0 | 0 | 0 | 0 | 0 | 0 | 0 | Effective predecessor Stage 3 additive FUTURE contribution
BAU | 101 | TRNINDEANPLXX | Transmission interconnection from India, region EA to Nepal, region XX | 7 | TotalAnnualMinCapacityInvestment |  | User defined | 0 | 0 | 0 | 0 | 0 | 0 | 0 | 0 | 0 | 0 | 0 | 0 | 0 | 0 | 0 | 0 | 0 | 0 | 0 | 0 | 0 | 0 | 0 | 0 | 0 | 0 | 0 | 0 | 0 | Effective predecessor Stage 3 additive FUTURE contribution
BAU | 93 | TRNINDNOINDWE | Transmission interconnection from India, region NO to India, region WE | 7 | TotalAnnualMinCapacityInvestment |  | User defined | 0 | 0 | 1.6 | 0 | 8.4 | 0 | 4.2 | 0 | 0 | 0 | 0 | 0 | 0 | 0 | 0 | 0 | 0 | 0 | 0 | 0 | 0 | 0 | 0 | 0 | 0 | 0 | 0 | 0 | 0 | Effective predecessor Stage 3 additive FUTURE contribution
BAU | 123 | TRNINDNONPLXX | Transmission interconnection from India, region NO to Nepal, region XX | 7 | TotalAnnualMinCapacityInvestment |  | User defined | 0 | 0 | 0 | 0 | 0 | 0 | 0 | 0 | 0 | 0 | 0 | 0 | 0 | 0 | 0 | 0 | 0 | 0 | 0 | 0 | 0 | 0 | 0 | 0 | 0 | 0 | 0 | 0 | 0 | Effective predecessor Stage 3 additive FUTURE contribution
BAU | 141 | TRNINDSOINDWE | Transmission interconnection from India, region SO to India, region WE | 7 | TotalAnnualMinCapacityInvestment |  | User defined | 0 | 0 | 4.2 | 4.2 | 1.6 | 0 | 0 | 0 | 0 | 0 | 0 | 0 | 0 | 0 | 0 | 0 | 0 | 0 | 0 | 0 | 0 | 0 | 0 | 0 | 0 | 0 | 0 | 0 | 0 | Effective predecessor Stage 3 additive FUTURE contribution
BAU | 22 | TRNINDSOLKAXX | Transmission interconnection from India, region SO to Sri Lanka, region XX | 7 | TotalAnnualMinCapacityInvestment |  | User defined | 0 | 0 | 0 | 0 | 0 | 0 | 0 | 0 | 0.5 | 0 | 0 | 0 | 0 | 0 | 0 | 0 | 0 | 0 | 0 | 0 | 0 | 0 | 0 | 0 | 0 | 0 | 0 | 0 | 0 | Effective predecessor Stage 3 additive FUTURE contribution
BAU | 110 | TRNLKAXXMDVXX | Transmission interconnection from Sri Lanka, region XX to Maldives, region XX | 7 | TotalAnnualMinCapacityInvestment |  | User defined | 0 | 0 | 0 | 0 | 0 | 0 | 0 | 0 | 0.5 | 0 | 0 | 0 | 0 | 0 | 0 | 0 | 0 | 0 | 0 | 0 | 0 | 0 | 0 | 0 | 0 | 0 | 0 | 0 | 0 | Effective predecessor Stage 3 additive FUTURE contribution
BAU | 205 | TRNNPLXXBGDXX | Transmission interconnection from Nepal, region XX to Bangladesh, region XX | 7 | TotalAnnualMinCapacityInvestment |  | User defined | 0 | 0 | 0 | 0 | 0 | 0 | 0 | 0 | 0 | 0 | 0 | 1 | 0 | 0 | 0 | 0 | 0 | 0 | 0 | 0 | 0 | 0 | 0 | 0 | 0 | 0 | 0 | 0 | 0 | Effective predecessor Stage 3 additive FUTURE contribution
BAU | 205 | TRNBGDXXINDEA | Transmission interconnection from Bangladesh, region XX to India, region EA | 7 | MinimumInvestmentClampBoundary |  | User defined | 0 | 2.5 | 2.5 | 2.5 | 2.5 | 2.5 | 2.5 | 2.5 | 2.5 | 2.5 | 2.5 | 2.5 | 2.5 | 2.5 | 2.5 | 2.5 | 2.5 | 2.5 | 2.5 | 2.5 | 2.5 | 2.5 | 2.5 | 2.5 | 2.5 | 2.5 | 2.5 | 2.5 | 2.5 | Minimum-only LinkFreeze compatibility boundary
BAU | 205 | TRNNPLXXBGDXX | Transmission interconnection from Nepal, region XX to Bangladesh, region XX | 7 | MinimumInvestmentClampBoundary |  | User defined | 0 | 0.04 | 0.04 | 0.04 | 0.04 | 0.04 | 0.04 | 0.04 | 0.04 | 0.04 | 0.04 | 0.04 | 0.04 | 0.04 | 0.04 | 0.04 | 0.04 | 0.04 | 0.04 | 0.04 | 0.04 | 0.04 | 0.04 | 0.04 | 0.04 | 0.04 | 0.04 | 0.04 | 0.04 | Minimum-only LinkFreeze compatibility boundary
Note on J2: Source: ADB Bheramara B2B ~$193m/500MW + expansion Corridor: BD↔IN_E Type: ±400kV HVDC B2B + 765kV AC Confidence: High
Note on J3: Source: ADB Bheramara B2B ~$193m/500MW + expansion Corridor: BD↔IN_E Type: ±400kV HVDC B2B + 765kV AC Confidence: High
Note on J9: Source: Tripura-Comilla ~$26m/100MW (public reporting) Corridor: BD↔IN_NE Type: 132/400 kV AC Confidence: Medium
Note on J10: Source: Tripura-Comilla ~$26m/100MW (public reporting) Corridor: BD↔IN_NE Type: 132/400 kV AC Confidence: Medium
Note on J16: Source: Indian 220/400 kV overhead unit costs Corridor: BT↔IN_E Type: 220/400 kV AC Confidence: Medium
Note on J17: Source: Indian 220/400 kV overhead unit costs Corridor: BT↔IN_E Type: 220/400 kV AC Confidence: Medium
Note on J23: Source: Indian 132 kV cost matrix Corridor: BT↔IN_NE Type: 132 kV AC Confidence: Low
Note on J24: Source: Indian 132 kV cost matrix Corridor: BT↔IN_NE Type: 132 kV AC Confidence: Low
Note on J30: Source: WB Nepal-India ETTP line components Corridor: NP↔IN_N Type: 132/400 kV AC Confidence: Medium
Note on J31: Source: WB Nepal-India ETTP line components Corridor: NP↔IN_N Type: 132/400 kV AC Confidence: Medium
Note on J37: Source: Muzaffarpur-Dhalkebar / Inaruwa-Purnia Corridor: NP↔IN_E Type: 400 kV AC Confidence: Medium
Note on J38: Source: Muzaffarpur-Dhalkebar / Inaruwa-Purnia Corridor: NP↔IN_E Type: 400 kV AC Confidence: Medium
Note on J44: Source: USAID/USTDA feasibility ~$1,031m/1000MW (2012$) Corridor: LK↔IN_S Type: ±500kV HVDC submarine Confidence: Medium
Note on J45: Source: USAID/USTDA feasibility ~$1,031m/1000MW (2012$) Corridor: LK↔IN_S Type: ±500kV HVDC submarine Confidence: Medium
Note on J51: Source: POWERGRID; Indian 400/765 kV unit-cost matrix Corridor: IN_N↔IN_E Type: 400/765 kV AC Confidence: Medium
Note on J52: Source: POWERGRID; Indian 400/765 kV unit-cost matrix Corridor: IN_N↔IN_E Type: 400/765 kV AC Confidence: Medium
Note on J58: Source: 765 kV AC/HVDC building blocks Corridor: IN_N↔IN_W Type: 400/765 kV AC/HVDC Confidence: Medium
Note on J59: Source: 765 kV AC/HVDC building blocks Corridor: IN_N↔IN_W Type: 400/765 kV AC/HVDC Confidence: Medium
Note on J65: Source: 400 kV AC constrained NE corridor Corridor: IN_E↔IN_NE Type: 400 kV AC Confidence: Medium
Note on J66: Source: 400 kV AC constrained NE corridor Corridor: IN_E↔IN_NE Type: 400 kV AC Confidence: Medium
Note on J72: Source: 765 kV/HVDC + Pugalur-N.Trichur VSC calibration Corridor: IN_E↔IN_S Type: 765 kV AC / HVDC Confidence: Medium
Note on J73: Source: 765 kV/HVDC + Pugalur-N.Trichur VSC calibration Corridor: IN_E↔IN_S Type: 765 kV AC / HVDC Confidence: Medium
Note on J79: Source: 400/765 kV AC medium-long corridor Corridor: IN_W↔IN_S Type: 400/765 kV AC Confidence: Medium
Note on J80: Source: 400/765 kV AC medium-long corridor Corridor: IN_W↔IN_S Type: 400/765 kV AC Confidence: Medium
Note on J86: Source: PFCCL 2025 concept (400 MW, 750 km) Corridor: MV↔IN_S Type: Submarine HVDC Confidence: Low
Note on J87: Source: PFCCL 2025 concept (400 MW, 750 km) Corridor: MV↔IN_S Type: Submarine HVDC Confidence: Low

## Existing_Generation
scenario | Country | Node | Plant_Name | Technology_Code | Technology_Name | Fuel | Capacity_MW | Commissioning_Year | Expected_Retirement_Year | Capacity_Factor_Annual | Status | Source
BAU | Bangladesh | BD | Ghorasal Repowered CCPP Unit-3 (GT) | PWRNGSBGDXX | Natural Gas CC | Gas | 260 | 2010 | 2045 | 0.55 | Operational | Bangladesh_Power_Sector.xlsx
BAU | Bangladesh | BD | Ghorasal Repowered CCPP Unit-4 | PWRNGSBGDXX | Natural Gas CC | Gas | 210 | 2010 | 2045 | 0.55 | Operational | Bangladesh_Power_Sector.xlsx
BAU | Bangladesh | BD | Ghorasal TPP Unit-5 | PWRNGSBGDXX | Natural Gas CC | Gas | 210 | 2010 | 2045 | 0.55 | Operational | Bangladesh_Power_Sector.xlsx
BAU | Bangladesh | BD | Ghorasal 365 MW CCPP Unit-7 | PWRNGSBGDXX | Natural Gas CC | Gas | 365 | 2010 | 2045 | 0.55 | Operational | Bangladesh_Power_Sector.xlsx
BAU | Bangladesh | BD | Ghorashal 108MW PP (Regent) | PWRNGSBGDXX | Natural Gas CC | Gas | 108 | 2010 | 2045 | 0.55 | Operational | Bangladesh_Power_Sector.xlsx
BAU | Bangladesh | BD | Tongi 80 MW GTPP | PWRNGSBGDXX | Natural Gas CC | Gas | 105 | 2010 | 2045 | 0.55 | Operational | Bangladesh_Power_Sector.xlsx
BAU | Bangladesh | BD | Meghnaghat 450 MW CCPP (MPL) | PWRNGSBGDXX | Natural Gas CC | Gas | 450 | 2010 | 2045 | 0.55 | Operational | Bangladesh_Power_Sector.xlsx
BAU | Bangladesh | BD | 210 MW Siddhirgonj TPP | PWRNGSBGDXX | Natural Gas CC | Gas | 210 | 2010 | 2045 | 0.55 | Operational | Bangladesh_Power_Sector.xlsx
BAU | Bangladesh | BD | Haripur 412 MW CCPP | PWRNGSBGDXX | Natural Gas CC | Gas | 412 | 2010 | 2045 | 0.55 | Operational | Bangladesh_Power_Sector.xlsx
BAU | Bangladesh | BD | Siddhirgonj 2x120 MW GTPP | PWRNGSBGDXX | Natural Gas CC | Gas | 210 | 2010 | 2045 | 0.55 | Operational | Bangladesh_Power_Sector.xlsx
BAU | Bangladesh | BD | Siddhirganj 335 MW CCPP | PWRNGSBGDXX | Natural Gas CC | Gas | 335 | 2010 | 2045 | 0.55 | Operational | Bangladesh_Power_Sector.xlsx
BAU | Bangladesh | BD | Meghnaghat 335MW CCPP (Summit) | PWRNGSBGDXX | Natural Gas CC | Gas | 335 | 2010 | 2045 | 0.55 | Operational | Bangladesh_Power_Sector.xlsx
BAU | Bangladesh | BD | Madanganj-55 MW PP (Summit) | PWROILBGDXX | HFO Engine | HFO | 55 | 2010 | 2045 | 0.3 | Operational | Bangladesh_Power_Sector.xlsx
BAU | Bangladesh | BD | Gagnagar 102 MW PP (Digital Power) | PWROILBGDXX | HFO Engine | HFO | 102 | 2010 | 2045 | 0.3 | Operational | Bangladesh_Power_Sector.xlsx
BAU | Bangladesh | BD | Summit Power Ashulia | PWRNGSBGDXX | Natural Gas CC | Gas | 45 | 2010 | 2045 | 0.55 | Operational | Bangladesh_Power_Sector.xlsx
BAU | Bangladesh | BD | Summit Power Madhabdi | PWRNGSBGDXX | Natural Gas CC | Gas | 35 | 2010 | 2045 | 0.55 | Operational | Bangladesh_Power_Sector.xlsx
BAU | Bangladesh | BD | Gazipur 52 MW PP | PWROILBGDXX | HFO Engine | HFO | 52 | 2010 | 2045 | 0.3 | Operational | Bangladesh_Power_Sector.xlsx
BAU | Bangladesh | BD | Gazipur 100 MW PP | PWROILBGDXX | HFO Engine | HFO | 105 | 2010 | 2045 | 0.3 | Operational | Bangladesh_Power_Sector.xlsx
BAU | Bangladesh | BD | Kodda 150MW PP (BR-Power gen) | PWROILBGDXX | HFO Engine | HFO | 149 | 2010 | 2045 | 0.3 | Operational | Bangladesh_Power_Sector.xlsx
BAU | Bangladesh | BD | Kamalaghat 54 MW PP (Banco Energy) | PWROILBGDXX | HFO Engine | HFO | 54 | 2010 | 2045 | 0.3 | Operational | Bangladesh_Power_Sector.xlsx
BAU | Bangladesh | BD | Kodda 300 MW PP Unit-2 (Summit) | PWROILBGDXX | HFO Engine | HFO | 300 | 2010 | 2045 | 0.3 | Operational | Bangladesh_Power_Sector.xlsx
BAU | Bangladesh | BD | Kodda 149 MW PP Unit-1 (Summit) | PWROILBGDXX | HFO Engine | HFO | 149 | 2010 | 2045 | 0.3 | Operational | Bangladesh_Power_Sector.xlsx
BAU | Bangladesh | BD | Nababganj 55 MW PP (Southern Power) | PWROILBGDXX | HFO Engine | HFO | 55 | 2010 | 2045 | 0.3 | Operational | Bangladesh_Power_Sector.xlsx
BAU | Bangladesh | BD | Manikganj 55 MW PP (Northern) | PWROILBGDXX | HFO Engine | HFO | 55 | 2010 | 2045 | 0.3 | Operational | Bangladesh_Power_Sector.xlsx
BAU | Bangladesh | BD | Meghnaghat 104 MW PP (OPSL) | PWROILBGDXX | HFO Engine | HFO | 104 | 2010 | 2045 | 0.3 | Operational | Bangladesh_Power_Sector.xlsx
BAU | Bangladesh | BD | Manikgonj 162MW PP (MPGL) | PWROILBGDXX | HFO Engine | HFO | 162 | 2010 | 2045 | 0.3 | Operational | Bangladesh_Power_Sector.xlsx
BAU | Bangladesh | BD | Manikgonj 35MW Solar PP (Inspectra Solar) | PWRSPVBGDXX | Solar PV | Solar | 35 | 2010 | 2035 | 0.18 | Operational | Bangladesh_Power_Sector.xlsx
BAU | Bangladesh | BD | Kanchan Purbachal Power Generation | PWROILBGDXX | HFO Engine | HFO | 55 | 2010 | 2045 | 0.3 | Operational | Bangladesh_Power_Sector.xlsx
BAU | Bangladesh | BD | Unique Meghnaghat 584MW CCPP | PWRNGSBGDXX | Natural Gas CC | Gas | 584 | 2010 | 2045 | 0.55 | Operational | Bangladesh_Power_Sector.xlsx
BAU | Bangladesh | BD | Meghnaghat 583 MW CCPP (Summit) | PWRNGSBGDXX | Natural Gas CC | Gas | 583 | 2010 | 2045 | 0.55 | Operational | Bangladesh_Power_Sector.xlsx
BAU | Bangladesh | BD | Meghnaghat (Jera) 718MW CCPP | PWRNGSBGDXX | Natural Gas CC | Gas | 718 | 2010 | 2045 | 0.55 | Operational | Bangladesh_Power_Sector.xlsx
BAU | Bangladesh | BD | Sripur 150 MW (BR-Power gen) | PWROILBGDXX | HFO Engine | HFO | 150 | 2010 | 2045 | 0.3 | Operational | Bangladesh_Power_Sector.xlsx
BAU | Bangladesh | BD | Karnaphuli Hydro PP Unit-1,2,3,4,5 | PWRHYDBGDXX | Hydro | Hydro | 230 | 2010 | 2060 | 0.45 | Operational | Bangladesh_Power_Sector.xlsx
BAU | Bangladesh | BD | Chattogram TPP | PWRNGSBGDXX | Natural Gas CC | Gas | 420 | 2010 | 2045 | 0.55 | Operational | Bangladesh_Power_Sector.xlsx
BAU | Bangladesh | BD | Kaptai 7 MW Solar PP | PWRSPVBGDXX | Solar PV | Solar | 6 | 2010 | 2035 | 0.18 | Operational | Bangladesh_Power_Sector.xlsx
BAU | Bangladesh | BD | Raozan 25 MW PP | PWROILBGDXX | HFO Engine | HFO | 25 | 2010 | 2045 | 0.3 | Operational | Bangladesh_Power_Sector.xlsx
BAU | Bangladesh | BD | Teknaf 20MW PP (Solartech) | PWRSPVBGDXX | Solar PV | Solar | 20 | 2010 | 2035 | 0.18 | Operational | Bangladesh_Power_Sector.xlsx
BAU | Bangladesh | BD | Patenga 50MW PP (Baraka) | PWROILBGDXX | HFO Engine | HFO | 50 | 2010 | 2045 | 0.3 | Operational | Bangladesh_Power_Sector.xlsx
BAU | Bangladesh | BD | Sikalbaha 105 MW PP (Baraka Sikalbaha) | PWROILBGDXX | HFO Engine | HFO | 105 | 2010 | 2045 | 0.3 | Operational | Bangladesh_Power_Sector.xlsx
BAU | Bangladesh | BD | Shikalbaha Peaking GT | PWRNGSBGDXX | Natural Gas CC | Gas | 150 | 2010 | 2045 | 0.55 | Operational | Bangladesh_Power_Sector.xlsx
BAU | Bangladesh | BD | Sikalbaha 225 MW CCPP | PWRNGSBGDXX | Natural Gas CC | Gas | 225 | 2010 | 2045 | 0.55 | Operational | Bangladesh_Power_Sector.xlsx
BAU | Bangladesh | BD | Anwara 300 MW PP (United) | PWROILBGDXX | HFO Engine | HFO | 300 | 2010 | 2045 | 0.3 | Operational | Bangladesh_Power_Sector.xlsx
BAU | Bangladesh | BD | Juldah 100 MW PP Unit-3 (Acorn) | PWROILBGDXX | HFO Engine | HFO | 100 | 2010 | 2045 | 0.3 | Operational | Bangladesh_Power_Sector.xlsx
BAU | Bangladesh | BD | Dohazari-Kalaish 100 MW Peaking | PWROILBGDXX | HFO Engine | HFO | 102 | 2010 | 2045 | 0.3 | Operational | Bangladesh_Power_Sector.xlsx
BAU | Bangladesh | BD | Hathazari 100 MW Peaking PP | PWROILBGDXX | HFO Engine | HFO | 98 | 2010 | 2045 | 0.3 | Operational | Bangladesh_Power_Sector.xlsx
BAU | Bangladesh | BD | Chattogram 108 MW PP (ECPV) | PWROILBGDXX | HFO Engine | HFO | 108 | 2010 | 2045 | 0.3 | Operational | Bangladesh_Power_Sector.xlsx
BAU | Bangladesh | BD | Sikalbaha 54 MW PP (Jodiac Power) | PWROILBGDXX | HFO Engine | HFO | 54 | 2010 | 2045 | 0.3 | Operational | Bangladesh_Power_Sector.xlsx
BAU | Bangladesh | BD | Karnaphuli Power Ltd. | PWROILBGDXX | HFO Engine | HFO | 110 | 2010 | 2045 | 0.3 | Operational | Bangladesh_Power_Sector.xlsx
BAU | Bangladesh | BD | Juldah Unit-2 (Acorn) | PWROILBGDXX | HFO Engine | HFO | 100 | 2010 | 2045 | 0.3 | Operational | Bangladesh_Power_Sector.xlsx
BAU | Bangladesh | BD | Chattogram 116 MW PP (Anlima Energy) | PWROILBGDXX | HFO Engine | HFO | 116 | 2010 | 2045 | 0.3 | Operational | Bangladesh_Power_Sector.xlsx
BAU | Bangladesh | BD | Mirsharai 150 MW (BR-Power gen) | PWROILBGDXX | HFO Engine | HFO | 163 | 2010 | 2045 | 0.3 | Operational | Bangladesh_Power_Sector.xlsx
BAU | Bangladesh | BD | SS Power 2x612MW Coal PP | PWRCOABGDXX | Coal Steam | Coal | 1224 | 2010 | 2045 | 0.65 | Operational | Bangladesh_Power_Sector.xlsx
BAU | Bangladesh | BD | Matarbari 2x600 MW (CPGCL) | PWRCOABGDXX | Coal Steam | Coal | 1150 | 2010 | 2045 | 0.65 | Operational | Bangladesh_Power_Sector.xlsx
BAU | Bangladesh | BD | Cox's Bazar Wind PP | PWRWONBGDXX | Wind | Wind | 60 | 2010 | 2035 | 0.25 | Operational | Bangladesh_Power_Sector.xlsx
BAU | Bangladesh | BD | Ashuganj 50 MW PP | PWRNGSBGDXX | Natural Gas CC | Gas | 53 | 2010 | 2045 | 0.55 | Operational | Bangladesh_Power_Sector.xlsx
BAU | Bangladesh | BD | Ashuganj 225 MW CCPP | PWRNGSBGDXX | Natural Gas CC | Gas | 221 | 2010 | 2045 | 0.55 | Operational | Bangladesh_Power_Sector.xlsx
BAU | Bangladesh | BD | Ashuganj 450 MW CCPP (South) | PWRNGSBGDXX | Natural Gas CC | Gas | 360 | 2010 | 2045 | 0.55 | Operational | Bangladesh_Power_Sector.xlsx
BAU | Bangladesh | BD | Ashuganj 450 MW CCPP (North) | PWRNGSBGDXX | Natural Gas CC | Gas | 360 | 2010 | 2045 | 0.55 | Operational | Bangladesh_Power_Sector.xlsx
BAU | Bangladesh | BD | Ashuganj 420 MW CCPP (East) | PWRNGSBGDXX | Natural Gas CC | Gas | 400 | 2010 | 2045 | 0.55 | Operational | Bangladesh_Power_Sector.xlsx
BAU | Bangladesh | BD | Ashuganj 195MW PP (APSCL-United) | PWRNGSBGDXX | Natural Gas CC | Gas | 195 | 2010 | 2045 | 0.55 | Operational | Bangladesh_Power_Sector.xlsx
BAU | Bangladesh | BD | Ashuganj 51 MW PP (Midland) | PWRNGSBGDXX | Natural Gas CC | Gas | 51 | 2010 | 2045 | 0.55 | Operational | Bangladesh_Power_Sector.xlsx
BAU | Bangladesh | BD | Ashuganj 150MW PP (Midland) | PWROILBGDXX | HFO Engine | HFO | 150 | 2010 | 2045 | 0.3 | Operational | Bangladesh_Power_Sector.xlsx
BAU | Bangladesh | BD | Titas 50 MW Peaking PP | PWROILBGDXX | HFO Engine | HFO | 52 | 2010 | 2045 | 0.3 | Operational | Bangladesh_Power_Sector.xlsx
BAU | Bangladesh | BD | Chandpur 150 MW CCPP | PWRNGSBGDXX | Natural Gas CC | Gas | 163 | 2010 | 2045 | 0.55 | Operational | Bangladesh_Power_Sector.xlsx
BAU | Bangladesh | BD | Chandpur 200MW (Desh Energy) | PWROILBGDXX | HFO Engine | HFO | 200 | 2010 | 2045 | 0.3 | Operational | Bangladesh_Power_Sector.xlsx
BAU | Bangladesh | BD | Jangalia 52 MW PP (Lakdanavi) | PWROILBGDXX | HFO Engine | HFO | 52 | 2010 | 2045 | 0.3 | Operational | Bangladesh_Power_Sector.xlsx
BAU | Bangladesh | BD | Cumilla 25 MW PP (Summit) | PWRNGSBGDXX | Natural Gas CC | Gas | 25 | 2010 | 2045 | 0.55 | Operational | Bangladesh_Power_Sector.xlsx
BAU | Bangladesh | BD | Feni 114 MW (Lakdanavi) | PWROILBGDXX | HFO Engine | HFO | 114 | 2010 | 2045 | 0.3 | Operational | Bangladesh_Power_Sector.xlsx
BAU | Bangladesh | BD | Chowmuhani 113 MW | PWROILBGDXX | HFO Engine | HFO | 113 | 2010 | 2045 | 0.3 | Operational | Bangladesh_Power_Sector.xlsx
BAU | Bangladesh | BD | Chandpur 115MW PP (Doreen) | PWROILBGDXX | HFO Engine | HFO | 115 | 2010 | 2045 | 0.3 | Operational | Bangladesh_Power_Sector.xlsx
BAU | Bangladesh | BD | Ashuganj 55 MW PP (Precision) | PWRNGSBGDXX | Natural Gas CC | Gas | 55 | 2010 | 2045 | 0.55 | Operational | Bangladesh_Power_Sector.xlsx
BAU | Bangladesh | BD | Sonagazi 75 MW Solar Plant (EGCB) | PWRSPVBGDXX | Solar PV | Solar | 75 | 2010 | 2035 | 0.18 | Operational | Bangladesh_Power_Sector.xlsx
BAU | Bangladesh | BD | RPCL 210MW CCPP | PWRNGSBGDXX | Natural Gas CC | Gas | 210 | 2010 | 2045 | 0.55 | Operational | Bangladesh_Power_Sector.xlsx
BAU | Bangladesh | BD | Jamalpur 115 MW PP (United) | PWROILBGDXX | HFO Engine | HFO | 115 | 2010 | 2045 | 0.3 | Operational | Bangladesh_Power_Sector.xlsx
BAU | Bangladesh | BD | Mymensingh 200 MW PP (United) | PWROILBGDXX | HFO Engine | HFO | 200 | 2010 | 2045 | 0.3 | Operational | Bangladesh_Power_Sector.xlsx
BAU | Bangladesh | BD | Sarishabari 3 MW Solar Plant | PWRSPVBGDXX | Solar PV | Solar | 3 | 2010 | 2035 | 0.18 | Operational | Bangladesh_Power_Sector.xlsx
BAU | Bangladesh | BD | Sutiakhali 50 MW Solar PP | PWRSPVBGDXX | Solar PV | Solar | 50 | 2010 | 2035 | 0.18 | Operational | Bangladesh_Power_Sector.xlsx
BAU | Bangladesh | BD | Bhairob 54 MW PP | PWROILBGDXX | HFO Engine | HFO | 54 | 2010 | 2045 | 0.3 | Operational | Bangladesh_Power_Sector.xlsx
BAU | Bangladesh | BD | Tangail 22 MW PP (PPGL) | PWROILBGDXX | HFO Engine | HFO | 22 | 2010 | 2045 | 0.3 | Operational | Bangladesh_Power_Sector.xlsx
BAU | Bangladesh | BD | Fenchugonj CCPP Phase-1 | PWRNGSBGDXX | Natural Gas CC | Gas | 97 | 2010 | 2045 | 0.55 | Operational | Bangladesh_Power_Sector.xlsx
BAU | Bangladesh | BD | Fenchugonj CCPP Phase-2 | PWRNGSBGDXX | Natural Gas CC | Gas | 104 | 2010 | 2045 | 0.55 | Operational | Bangladesh_Power_Sector.xlsx
BAU | Bangladesh | BD | Kushiara 163 MW CCPP (KP) | PWRNGSBGDXX | Natural Gas CC | Gas | 163 | 2010 | 2045 | 0.55 | Operational | Bangladesh_Power_Sector.xlsx
BAU | Bangladesh | BD | Shahjibazar GTPP Unit-8 & 9 | PWRNGSBGDXX | Natural Gas CC | Gas | 70 | 2010 | 2045 | 0.55 | Operational | Bangladesh_Power_Sector.xlsx
BAU | Bangladesh | BD | Shajibazar 330 MW CCPP | PWRNGSBGDXX | Natural Gas CC | Gas | 330 | 2010 | 2045 | 0.55 | Operational | Bangladesh_Power_Sector.xlsx
BAU | Bangladesh | BD | Sylhet 225 MW CCPP | PWRNGSBGDXX | Natural Gas CC | Gas | 231 | 2010 | 2045 | 0.55 | Operational | Bangladesh_Power_Sector.xlsx
BAU | Bangladesh | BD | Sylhet 20 MW GTPP | PWRNGSBGDXX | Natural Gas CC | Gas | 20 | 2010 | 2045 | 0.55 | Operational | Bangladesh_Power_Sector.xlsx
BAU | Bangladesh | BD | Shahjahanulla 25 MW PP | PWRNGSBGDXX | Natural Gas CC | Gas | 25 | 2010 | 2045 | 0.55 | Operational | Bangladesh_Power_Sector.xlsx
BAU | Bangladesh | BD | Bibiana-II 341 MW CCPP (Summit) | PWRNGSBGDXX | Natural Gas CC | Gas | 341 | 2010 | 2045 | 0.55 | Operational | Bangladesh_Power_Sector.xlsx
BAU | Bangladesh | BD | Bibiyana-III 400 MW CCPP | PWRNGSBGDXX | Natural Gas CC | Gas | 400 | 2010 | 2045 | 0.55 | Operational | Bangladesh_Power_Sector.xlsx
BAU | Bangladesh | BD | Bibiyana South 383 MW CCPP | PWRNGSBGDXX | Natural Gas CC | Gas | 383 | 2010 | 2045 | 0.55 | Operational | Bangladesh_Power_Sector.xlsx
BAU | Bangladesh | BD | Shahjibazar 100 MW GTPP | PWRNGSBGDXX | Natural Gas CC | Gas | 100 | 2010 | 2045 | 0.55 | Operational | Bangladesh_Power_Sector.xlsx
BAU | Bangladesh | BD | Shahjibazar 86MW PP (Shahjibazar) | PWRNGSBGDXX | Natural Gas CC | Gas | 86 | 2010 | 2045 | 0.55 | Operational | Bangladesh_Power_Sector.xlsx
BAU | Bangladesh | BD | Bheramara 410 MW CCPP | PWRNGSBGDXX | Natural Gas CC | Gas | 410 | 2010 | 2045 | 0.55 | Operational | Bangladesh_Power_Sector.xlsx
BAU | Bangladesh | BD | Faridpur 50 MW Peaking PP | PWROILBGDXX | HFO Engine | HFO | 54 | 2010 | 2045 | 0.3 | Operational | Bangladesh_Power_Sector.xlsx
BAU | Bangladesh | BD | Gopalganj 100 MW Peaking PP | PWROILBGDXX | HFO Engine | HFO | 109 | 2010 | 2045 | 0.3 | Operational | Bangladesh_Power_Sector.xlsx
BAU | Bangladesh | BD | Khulna 225 MW CCPP | PWRNGSBGDXX | Natural Gas CC | HSD/Gas | 230 | 2010 | 2045 | 0.55 | Operational | Bangladesh_Power_Sector.xlsx
BAU | Bangladesh | BD | Rupsha 105 MW PP (Orion rupsha) | PWROILBGDXX | HFO Engine | HFO | 105 | 2010 | 2045 | 0.3 | Operational | Bangladesh_Power_Sector.xlsx
BAU | Bangladesh | BD | Madhumati 100 MW PP | PWROILBGDXX | HFO Engine | HFO | 105 | 2010 | 2045 | 0.3 | Operational | Bangladesh_Power_Sector.xlsx
BAU | Bangladesh | BD | Mongla Orion 100 MW Solar PP | PWRSPVBGDXX | Solar PV | Solar | 100 | 2010 | 2035 | 0.18 | Operational | Bangladesh_Power_Sector.xlsx
BAU | Bangladesh | BD | Maitree Super Thermal 1320 MW PP (BIFPCL) | PWRCOABGDXX | Coal Steam | Coal | 1234 | 2010 | 2045 | 0.65 | Operational | Bangladesh_Power_Sector.xlsx
BAU | Bangladesh | BD | Khulna 330 MW CCPP | PWRNGSBGDXX | Natural Gas CC | Gas/HSD | 336 | 2010 | 2045 | 0.55 | Operational | Bangladesh_Power_Sector.xlsx
BAU | Bangladesh | BD | Barisal 110 MW PP (Summit) | PWROILBGDXX | HFO Engine | HFO | 110 | 2010 | 2045 | 0.3 | Operational | Bangladesh_Power_Sector.xlsx
BAU | Bangladesh | BD | Bhola 225 MW CCPP | PWRNGSBGDXX | Natural Gas CC | Gas | 194 | 2010 | 2045 | 0.55 | Operational | Bangladesh_Power_Sector.xlsx
BAU | Bangladesh | BD | Payra 1320 MW TPP (BCPCL) | PWRCOABGDXX | Coal Steam | Coal | 1244 | 2010 | 2045 | 0.65 | Operational | Bangladesh_Power_Sector.xlsx
BAU | Bangladesh | BD | Potuakhali 150MW PP (UPPL) | PWROILBGDXX | HFO Engine | HFO | 150 | 2010 | 2045 | 0.3 | Operational | Bangladesh_Power_Sector.xlsx
BAU | Bangladesh | BD | Barisal Electric 307 MW Coal | PWRCOABGDXX | Coal Steam | Coal | 307 | 2010 | 2045 | 0.65 | Operational | Bangladesh_Power_Sector.xlsx
BAU | Bangladesh | BD | Barisal 1 MW Solar PP | PWRSPVBGDXX | Solar PV | Solar | 1 | 2010 | 2035 | 0.18 | Operational | Bangladesh_Power_Sector.xlsx
BAU | Bangladesh | BD | Bhola 220MW CCPP (Nutan Bidyut BD) | PWRNGSBGDXX | Natural Gas CC | Gas/HSD | 220 | 2010 | 2045 | 0.55 | Operational | Bangladesh_Power_Sector.xlsx
BAU | Bangladesh | BD | Baghabari 71 MW GTPP | PWRNGSBGDXX | Natural Gas CC | Gas | 71 | 2010 | 2045 | 0.55 | Operational | Bangladesh_Power_Sector.xlsx
BAU | Bangladesh | BD | Baghabari 100 MW GTPP | PWRNGSBGDXX | Natural Gas CC | Gas | 100 | 2010 | 2045 | 0.55 | Operational | Bangladesh_Power_Sector.xlsx
BAU | Bangladesh | BD | Baghabari 50 MW Peaking PP | PWROILBGDXX | HFO Engine | HFO | 52 | 2010 | 2045 | 0.3 | Operational | Bangladesh_Power_Sector.xlsx
BAU | Bangladesh | BD | Bera 70 MW Peaking PP | PWROILBGDXX | HFO Engine | HFO | 71 | 2010 | 2045 | 0.3 | Operational | Bangladesh_Power_Sector.xlsx
BAU | Bangladesh | BD | Chapainawabganj 100 MW Peaking PP | PWROILBGDXX | HFO Engine | HFO | 104 | 2010 | 2045 | 0.3 | Operational | Bangladesh_Power_Sector.xlsx
BAU | Bangladesh | BD | Katakhali 50 MW Peaking PP | PWROILBGDXX | HFO Engine | HFO | 50 | 2010 | 2045 | 0.3 | Operational | Bangladesh_Power_Sector.xlsx
BAU | Bangladesh | BD | Santahar 50 MW Peaking PP | PWROILBGDXX | HFO Engine | HFO | 50 | 2010 | 2045 | 0.3 | Operational | Bangladesh_Power_Sector.xlsx
BAU | Bangladesh | BD | Sirajgonj 225MW CCPP Unit-1 | PWRNGSBGDXX | Natural Gas CC | Gas | 210 | 2010 | 2045 | 0.55 | Operational | Bangladesh_Power_Sector.xlsx
BAU | Bangladesh | BD | Sirajgonj 225MW CCPP Unit-2 | PWRNGSBGDXX | Natural Gas CC | Gas | 220 | 2010 | 2045 | 0.55 | Operational | Bangladesh_Power_Sector.xlsx
BAU | Bangladesh | BD | Sirajgonj 225MW CCPP Unit-3 | PWRNGSBGDXX | Natural Gas CC | Gas | 220 | 2010 | 2045 | 0.55 | Operational | Bangladesh_Power_Sector.xlsx
BAU | Bangladesh | BD | Sirajgonj 400 MW CCPP Unit-4 | PWRNGSBGDXX | Natural Gas CC | Gas | 414 | 2010 | 2045 | 0.55 | Operational | Bangladesh_Power_Sector.xlsx
BAU | Bangladesh | BD | Natore 52 MW PP (Rajlanka) | PWROILBGDXX | HFO Engine | HFO | 52 | 2010 | 2045 | 0.3 | Operational | Bangladesh_Power_Sector.xlsx
BAU | Bangladesh | BD | Bagura 113 MW PP (Confidence) U-1 | PWROILBGDXX | HFO Engine | HFO | 113 | 2010 | 2045 | 0.3 | Operational | Bangladesh_Power_Sector.xlsx
BAU | Bangladesh | BD | Bagura 113 MW PP (Confidence) U-2 | PWROILBGDXX | HFO Engine | HFO | 113 | 2010 | 2045 | 0.3 | Operational | Bangladesh_Power_Sector.xlsx
BAU | Bangladesh | BD | Sirajgonj 6.55 MW Solar | PWRSPVBGDXX | Solar PV | Solar | 6 | 2010 | 2035 | 0.18 | Operational | Bangladesh_Power_Sector.xlsx
BAU | Bangladesh | BD | Sirajganj 68 MW Solar Park | PWRSPVBGDXX | Solar PV | Solar | 68 | 2010 | 2035 | 0.18 | Operational | Bangladesh_Power_Sector.xlsx
BAU | Bangladesh | BD | Pabna Solar 100 MW | PWRSPVBGDXX | Solar PV | Solar | 100 | 2010 | 2035 | 0.18 | Operational | Bangladesh_Power_Sector.xlsx
BAU | Bangladesh | BD | Sirajgonj 2 MW Wind Power Plant | PWRWONBGDXX | Wind | Wind | 2 | 2010 | 2035 | 0.25 | Operational | Bangladesh_Power_Sector.xlsx
BAU | Bangladesh | BD | Pabna 64 MW Solar Plant | PWRSPVBGDXX | Solar PV | Solar | 65 | 2010 | 2035 | 0.18 | Operational | Bangladesh_Power_Sector.xlsx
BAU | Bangladesh | BD | Barapukuria TPP Unit-1 & 2 | PWRCOABGDXX | Coal Steam | Coal | 250 | 2010 | 2045 | 0.65 | Operational | Bangladesh_Power_Sector.xlsx
BAU | Bangladesh | BD | Barapukuria 275 MW TPP Unit-3 | PWRCOABGDXX | Coal Steam | Coal | 274 | 2010 | 2045 | 0.65 | Operational | Bangladesh_Power_Sector.xlsx
BAU | Bangladesh | BD | Rangpur 20 MW GTPP | PWROILBGDXX | High Speed Diesel | HSD | 20 | 2010 | 2045 | 0.2 | Operational | Bangladesh_Power_Sector.xlsx
BAU | Bangladesh | BD | Rangpur 113 MW PP (Confidence) | PWROILBGDXX | HFO Engine | HFO | 113 | 2010 | 2045 | 0.3 | Operational | Bangladesh_Power_Sector.xlsx
BAU | Bangladesh | BD | Saidpur 20 MW GTPP | PWROILBGDXX | High Speed Diesel | HSD | 20 | 2010 | 2045 | 0.2 | Operational | Bangladesh_Power_Sector.xlsx
BAU | Bangladesh | BD | Majipara Tatulia 8 MW Solar PP | PWRSPVBGDXX | Solar PV | Solar | 8 | 2010 | 2035 | 0.18 | Operational | Bangladesh_Power_Sector.xlsx
BAU | Bangladesh | BD | Thakurgaon 115MW PP (Energypac) | PWROILBGDXX | HFO Engine | HFO | 115 | 2010 | 2045 | 0.3 | Operational | Bangladesh_Power_Sector.xlsx
BAU | Bangladesh | BD | Lalmonirhat 30 MW Solar (Intraco) | PWRSPVBGDXX | Solar PV | Solar | 30 | 2010 | 2035 | 0.18 | Operational | Bangladesh_Power_Sector.xlsx
BAU | Bangladesh | BD | Teesta Solar Limited 200 MW | PWRSPVBGDXX | Solar PV | Solar | 200 | 2010 | 2035 | 0.18 | Operational | Bangladesh_Power_Sector.xlsx
BAU | Bangladesh | BD | Saidpur 150 MW Simple Cycle PP | PWROILBGDXX | High Speed Diesel | HSD | 162 | 2010 | 2045 | 0.2 | Operational | Bangladesh_Power_Sector.xlsx
BAU | Bhutan | BT | Tala Hydropower Plant | PWRHYDBTNXX | Hydro | Hydro | 1020 | 2005 | 2060 | 0.45 | Operational | Bhutan_Power_Infrastructure.xlsx
BAU | Bhutan | BT | Mangdechhu Hydropower Plant | PWRHYDBTNXX | Hydro | Hydro | 720 | 2005 | 2060 | 0.45 | Operational | Bhutan_Power_Infrastructure.xlsx
BAU | Bhutan | BT | Chhukha Hydropower Plant | PWRHYDBTNXX | Hydro | Hydro | 336 | 2005 | 2060 | 0.45 | Operational | Bhutan_Power_Infrastructure.xlsx
BAU | Bhutan | BT | Dagachhu Hydropower Plant | PWRHYDBTNXX | Hydro | Hydro | 252 | 2005 | 2060 | 0.45 | Operational | Bhutan_Power_Infrastructure.xlsx
BAU | Bhutan | BT | Nikachhu Hydropower Plant | PWRHYDBTNXX | Hydro | Hydro | 118 | 2005 | 2060 | 0.45 | Operational | Bhutan_Power_Infrastructure.xlsx
BAU | Bhutan | BT | Kurichhu Hydropower Plant | PWRHYDBTNXX | Hydro | Hydro | 60 | 2005 | 2060 | 0.45 | Operational | Bhutan_Power_Infrastructure.xlsx
BAU | Bhutan | BT | Basochhu Hydropower Plant | PWRHYDBTNXX | Hydro | Hydro | 64 | 2005 | 2060 | 0.45 | Operational | Bhutan_Power_Infrastructure.xlsx
BAU | Bhutan | BT | Punatsangchhu-II Hydropower Plant (PHP-II) | PWRHYDBTNXX | Hydro | Hydro | 1020 | 2005 | 2060 | 0.45 | Operational | Bhutan_Power_Infrastructure.xlsx
BAU | Bhutan | BT | Mini/Micro Hydel Plants (various) | PWRHYDBTNXX | Hydro | Hydro | 4 | 2005 | 2060 | 0.45 | Operational | Bhutan_Power_Infrastructure.xlsx ¦ Capacity estimated: 16.90 MU (2024) ÷ (8760h × CF≈0.45) ≈ 4 MW
BAU | Bhutan | BT | DSP Solar Plant | PWRSPVBTNXX | Solar PV | Solar | 2 | 2005 | 2030 | 0.18 | Operational | Bhutan_Power_Infrastructure.xlsx ¦ Capacity estimated: 3.23 MU (2024) ÷ (8760h × CF≈0.18) ≈ 2 MW
BAU | Nepal | NP | Kaligandaki 'A' (KGA) | PWRHYDNPLXX | Hydro | Hydro | 144 | 2008 | 2060 | 0.45 | Operational | Nepal_Electricity_Infrastructure.xlsx
BAU | Nepal | NP | Middle Marsyangdi (MMHPS) | PWRHYDNPLXX | Hydro | Hydro | 70 | 2008 | 2060 | 0.45 | Operational | Nepal_Electricity_Infrastructure.xlsx
BAU | Nepal | NP | Marsyangdi (MHPS) | PWRHYDNPLXX | Hydro | Hydro | 69 | 2008 | 2060 | 0.45 | Operational | Nepal_Electricity_Infrastructure.xlsx
BAU | Nepal | NP | Kulekhani I | PWRHYDNPLXX | Hydro | Hydro | 60 | 2008 | 2060 | 0.45 | Operational | Nepal_Electricity_Infrastructure.xlsx
BAU | Nepal | NP | Upper Trishuli 3A HEP | PWRHYDNPLXX | Hydro | Hydro | 60 | 2008 | 2060 | 0.45 | Operational | Nepal_Electricity_Infrastructure.xlsx
BAU | Nepal | NP | Kulekhani II | PWRHYDNPLXX | Hydro | Hydro | 32 | 2008 | 2060 | 0.45 | Operational | Nepal_Electricity_Infrastructure.xlsx
BAU | Nepal | NP | Chameliya | PWRHYDNPLXX | Hydro | Hydro | 30 | 2008 | 2060 | 0.45 | Operational | Nepal_Electricity_Infrastructure.xlsx
BAU | Nepal | NP | Trishuli | PWRHYDNPLXX | Hydro | Hydro | 24 | 2008 | 2060 | 0.45 | Operational | Nepal_Electricity_Infrastructure.xlsx
BAU | Nepal | NP | Gandak | PWRHYDNPLXX | Hydro | Hydro | 15 | 2008 | 2060 | 0.45 | Operational | Nepal_Electricity_Infrastructure.xlsx
BAU | Nepal | NP | Devighat | PWRHYDNPLXX | Hydro | Hydro | 14.1 | 2008 | 2060 | 0.45 | Operational | Nepal_Electricity_Infrastructure.xlsx
BAU | Nepal | NP | Modikhola | PWRHYDNPLXX | Hydro | Hydro | 14.8 | 2008 | 2060 | 0.45 | Operational | Nepal_Electricity_Infrastructure.xlsx
BAU | Nepal | NP | Kulekhani III HEP | PWRHYDNPLXX | Hydro | Hydro | 14 | 2008 | 2060 | 0.45 | Operational | Nepal_Electricity_Infrastructure.xlsx
BAU | Nepal | NP | Sunkoshi | PWRHYDNPLXX | Hydro | Hydro | 10.05 | 2008 | 2060 | 0.45 | Operational | Nepal_Electricity_Infrastructure.xlsx
BAU | Nepal | NP | Puwa Khola (Ilam) | PWRHYDNPLXX | Hydro | Hydro | 6.2 | 2008 | 2060 | 0.45 | Operational | Nepal_Electricity_Infrastructure.xlsx
BAU | Nepal | NP | Chatara | PWRHYDNPLXX | Hydro | Hydro | 3.2 | 2008 | 2060 | 0.45 | Operational | Nepal_Electricity_Infrastructure.xlsx
BAU | Nepal | NP | Panauti | PWRHYDNPLXX | Hydro | Hydro | 2.4 | 2008 | 2060 | 0.45 | Operational | Nepal_Electricity_Infrastructure.xlsx
BAU | Nepal | NP | Tatopani | PWRHYDNPLXX | Hydro | Hydro | 2 | 2008 | 2060 | 0.45 | Operational | Nepal_Electricity_Infrastructure.xlsx
BAU | Nepal | NP | Seti (Pokhara) | PWRHYDNPLXX | Hydro | Hydro | 1.5 | 2008 | 2060 | 0.45 | Operational | Nepal_Electricity_Infrastructure.xlsx
BAU | Nepal | NP | Tinau | PWRHYDNPLXX | Hydro | Hydro | 1.024 | 2008 | 2060 | 0.45 | Operational | Nepal_Electricity_Infrastructure.xlsx
BAU | Nepal | NP | Fewa | PWRHYDNPLXX | Hydro | Hydro | 1 | 2008 | 2060 | 0.45 | Operational | Nepal_Electricity_Infrastructure.xlsx
BAU | Nepal | NP | Sundarijal | PWRHYDNPLXX | Hydro | Hydro | 0.97 | 2008 | 2060 | 0.45 | Operational | Nepal_Electricity_Infrastructure.xlsx
BAU | Nepal | NP | Pharping | PWRHYDNPLXX | Hydro | Hydro | 0.5 | 2008 | 2060 | 0.45 | Operational | Nepal_Electricity_Infrastructure.xlsx
BAU | Nepal | NP | Gamgad | PWRHYDNPLXX | Hydro | Hydro | 0.4 | 2008 | 2060 | 0.45 | Operational | Nepal_Electricity_Infrastructure.xlsx
BAU | Nepal | NP | Khandbari | PWRHYDNPLXX | Hydro | Hydro | 0.25 | 2008 | 2060 | 0.45 | Operational | Nepal_Electricity_Infrastructure.xlsx
BAU | Nepal | NP | Jomsom | PWRHYDNPLXX | Hydro | Hydro | 0.24 | 2008 | 2060 | 0.45 | Operational | Nepal_Electricity_Infrastructure.xlsx
BAU | Nepal | NP | Phidim | PWRHYDNPLXX | Hydro | Hydro | 0.24 | 2008 | 2060 | 0.45 | Operational | Nepal_Electricity_Infrastructure.xlsx
BAU | Nepal | NP | Baglung | PWRHYDNPLXX | Hydro | Hydro | 0.2 | 2008 | 2060 | 0.45 | Operational | Nepal_Electricity_Infrastructure.xlsx
BAU | Nepal | NP | Surnaiyagad | PWRHYDNPLXX | Hydro | Hydro | 0.2 | 2008 | 2060 | 0.45 | Operational | Nepal_Electricity_Infrastructure.xlsx
BAU | Nepal | NP | Doti | PWRHYDNPLXX | Hydro | Hydro | 0.2 | 2008 | 2060 | 0.45 | Operational | Nepal_Electricity_Infrastructure.xlsx
BAU | Nepal | NP | Ramechhap | PWRHYDNPLXX | Hydro | Hydro | 0.15 | 2008 | 2060 | 0.45 | Operational | Nepal_Electricity_Infrastructure.xlsx
BAU | Nepal | NP | Terhathum | PWRHYDNPLXX | Hydro | Hydro | 0.1 | 2008 | 2060 | 0.45 | Operational | Nepal_Electricity_Infrastructure.xlsx
BAU | Nepal | NP | Multifuel Power Plant (Duhabi) | PWRNGSNPLXX | Multi-fuel Thermal | Thermal (Multi-fuel) | 39 | 2008 | 2043 | 0.5 | Operational | Nepal_Electricity_Infrastructure.xlsx
BAU | Nepal | NP | Hetauda Diesel Power Plant | PWROILNPLXX | Diesel | Thermal (Diesel) | 14.41 | 2008 | 2043 | 0.25 | Operational | Nepal_Electricity_Infrastructure.xlsx
BAU | Nepal | NP | Chilime HEP | PWRHYDNPLXX | Hydro | Hydro | 22.1 | 2008 | 2060 | 0.45 | Operational | Nepal_Electricity_Infrastructure.xlsx
BAU | Nepal | NP | Upper Tamakoshi HEP | PWRHYDNPLXX | Hydro | Hydro | 456 | 2008 | 2060 | 0.45 | Operational | Nepal_Electricity_Infrastructure.xlsx
BAU | Nepal | NP | Upper Sanjen HEP | PWRHYDNPLXX | Hydro | Hydro | 14.8 | 2008 | 2060 | 0.45 | Operational | Nepal_Electricity_Infrastructure.xlsx
BAU | Nepal | NP | Sanjen HEP | PWRHYDNPLXX | Hydro | Hydro | 42.5 | 2008 | 2060 | 0.45 | Operational | Nepal_Electricity_Infrastructure.xlsx
BAU | Nepal | NP | Rasuwagadhi HEP | PWRHYDNPLXX | Hydro | Hydro | 111 | 2008 | 2060 | 0.45 | Operational | Nepal_Electricity_Infrastructure.xlsx
BAU | Nepal | NP | Khimti Khola HEP | PWRHYDNPLXX | Hydro | Hydro | 60 | 2008 | 2060 | 0.45 | Operational | Nepal_Electricity_Infrastructure.xlsx
BAU | Nepal | NP | Upper Bhotekoshi HEP | PWRHYDNPLXX | Hydro | Hydro | 45 | 2008 | 2060 | 0.45 | Operational | Nepal_Electricity_Infrastructure.xlsx
BAU | Nepal | NP | Indrawati III HEP | PWRHYDNPLXX | Hydro | Hydro | 7.5 | 2008 | 2060 | 0.45 | Operational | Nepal_Electricity_Infrastructure.xlsx
BAU | Nepal | NP | Jhimruk Khola HEP | PWRHYDNPLXX | Hydro | Hydro | 12 | 2008 | 2060 | 0.45 | Operational | Nepal_Electricity_Infrastructure.xlsx
BAU | Nepal | NP | Andhi Khola HEP | PWRHYDNPLXX | Hydro | Hydro | 9.4 | 2008 | 2060 | 0.45 | Operational | Nepal_Electricity_Infrastructure.xlsx
BAU | Nepal | NP | Mardi Khola HEP | PWRHYDNPLXX | Hydro | Hydro | 4.8 | 2008 | 2060 | 0.45 | Operational | Nepal_Electricity_Infrastructure.xlsx
BAU | Nepal | NP | Lower Modi 1 HEP | PWRHYDNPLXX | Hydro | Hydro | 10 | 2008 | 2060 | 0.45 | Operational | Nepal_Electricity_Infrastructure.xlsx
BAU | Nepal | NP | Sipring Khola HEP | PWRHYDNPLXX | Hydro | Hydro | 9.658 | 2008 | 2060 | 0.45 | Operational | Nepal_Electricity_Infrastructure.xlsx
BAU | Sri Lanka | LK | Victoria | PWRHYDLKAXX | Hydro | Major Hydro | 210 | 2005 | 2060 | 0.45 | Operational | SriLanka_Electricity_Infrastructure.xlsx
BAU | Sri Lanka | LK | Kotmale | PWRHYDLKAXX | Hydro | Major Hydro | 201 | 2005 | 2060 | 0.45 | Operational | SriLanka_Electricity_Infrastructure.xlsx
BAU | Sri Lanka | LK | Upper Kotmale | PWRHYDLKAXX | Hydro | Major Hydro | 150 | 2005 | 2060 | 0.45 | Operational | SriLanka_Electricity_Infrastructure.xlsx
BAU | Sri Lanka | LK | Randenigala | PWRHYDLKAXX | Hydro | Major Hydro | 122.6 | 2005 | 2060 | 0.45 | Operational | SriLanka_Electricity_Infrastructure.xlsx
BAU | Sri Lanka | LK | Rantembe | PWRHYDLKAXX | Hydro | Major Hydro | 50 | 2005 | 2060 | 0.45 | Operational | SriLanka_Electricity_Infrastructure.xlsx
BAU | Sri Lanka | LK | Ukuwela | PWRHYDLKAXX | Hydro | Major Hydro | 40 | 2005 | 2060 | 0.45 | Operational | SriLanka_Electricity_Infrastructure.xlsx
BAU | Sri Lanka | LK | Bowatenna | PWRHYDLKAXX | Hydro | Major Hydro | 40 | 2005 | 2060 | 0.45 | Operational | SriLanka_Electricity_Infrastructure.xlsx
BAU | Sri Lanka | LK | Nillambe | PWRHYDLKAXX | Hydro | Major Hydro | 3.2 | 2005 | 2060 | 0.45 | Operational | SriLanka_Electricity_Infrastructure.xlsx
BAU | Sri Lanka | LK | Uma Oya | PWRHYDLKAXX | Hydro | Major Hydro | 122 | 2005 | 2060 | 0.45 | Operational | SriLanka_Electricity_Infrastructure.xlsx
BAU | Sri Lanka | LK | Samanalawewa | PWRHYDLKAXX | Hydro | Major Hydro | 120 | 2005 | 2060 | 0.45 | Operational | SriLanka_Electricity_Infrastructure.xlsx
BAU | Sri Lanka | LK | Kukuleganga | PWRHYDLKAXX | Hydro | Major Hydro | 75 | 2005 | 2060 | 0.45 | Operational | SriLanka_Electricity_Infrastructure.xlsx
BAU | Sri Lanka | LK | Inginiyagala | PWRHYDLKAXX | Hydro | Major Hydro | 8.8 | 2005 | 2060 | 0.45 | Operational | SriLanka_Electricity_Infrastructure.xlsx
BAU | Sri Lanka | LK | Udawalawa | PWRHYDLKAXX | Hydro | Major Hydro | 4 | 2005 | 2060 | 0.45 | Operational | SriLanka_Electricity_Infrastructure.xlsx
BAU | Sri Lanka | LK | Laxapana | PWRHYDLKAXX | Hydro | Major Hydro | 153.8 | 2005 | 2060 | 0.45 | Operational | SriLanka_Electricity_Infrastructure.xlsx
BAU | Sri Lanka | LK | Polpitiya | PWRHYDLKAXX | Hydro | Major Hydro | 90 | 2005 | 2060 | 0.45 | Operational | SriLanka_Electricity_Infrastructure.xlsx
BAU | Sri Lanka | LK | Canyon | PWRHYDLKAXX | Hydro | Major Hydro | 60 | 2005 | 2060 | 0.45 | Operational | SriLanka_Electricity_Infrastructure.xlsx
BAU | Sri Lanka | LK | Wimalasurendra | PWRHYDLKAXX | Hydro | Major Hydro | 50 | 2005 | 2060 | 0.45 | Operational | SriLanka_Electricity_Infrastructure.xlsx
BAU | Sri Lanka | LK | Broadlands | PWRHYDLKAXX | Hydro | Major Hydro | 35 | 2005 | 2060 | 0.45 | Operational | SriLanka_Electricity_Infrastructure.xlsx
BAU | Sri Lanka | LK | Lakvijaya Unit 1 | PWRCOALKAXX | Coal Steam | Coal | 300 | 2005 | 2040 | 0.65 | Operational | SriLanka_Electricity_Infrastructure.xlsx
BAU | Sri Lanka | LK | Lakvijaya Unit 2 | PWRCOALKAXX | Coal Steam | Coal | 300 | 2005 | 2040 | 0.65 | Operational | SriLanka_Electricity_Infrastructure.xlsx
BAU | Sri Lanka | LK | Lakvijaya Unit 3 | PWRCOALKAXX | Coal Steam | Coal | 300 | 2005 | 2040 | 0.65 | Operational | SriLanka_Electricity_Infrastructure.xlsx
BAU | Sri Lanka | LK | Kelanitissa GT-07 | PWROILLKAXX | Oil/Diesel | Oil | 115 | 2005 | 2040 | 0.3 | Operational | SriLanka_Electricity_Infrastructure.xlsx
BAU | Sri Lanka | LK | Kelanitissa CCY-1 GT (KCCP1) | PWROILLKAXX | Oil/Diesel | Oil | 101 | 2005 | 2040 | 0.3 | Operational | SriLanka_Electricity_Infrastructure.xlsx
BAU | Sri Lanka | LK | Kelanitissa CCY-1 ST (KCCP1) | PWROILLKAXX | Oil/Diesel | Oil | 54 | 2005 | 2040 | 0.3 | Operational | SriLanka_Electricity_Infrastructure.xlsx
BAU | Sri Lanka | LK | Kelanitissa CCY-2 GT (KCCP2) | PWROILLKAXX | Oil/Diesel | Oil | 101 | 2005 | 2040 | 0.3 | Operational | SriLanka_Electricity_Infrastructure.xlsx
BAU | Sri Lanka | LK | Kelanitissa CCY-2 ST (KCCP2) | PWROILLKAXX | Oil/Diesel | Oil | 54 | 2005 | 2040 | 0.3 | Operational | SriLanka_Electricity_Infrastructure.xlsx
BAU | Sri Lanka | LK | Kelanitissa Frame V GTs | PWROILLKAXX | Oil/Diesel | Oil | 80 | 2005 | 2040 | 0.3 | Operational | SriLanka_Electricity_Infrastructure.xlsx
BAU | Sri Lanka | LK | Sapugaskanda A | PWROILLKAXX | Oil/Diesel | Oil | 80 | 2005 | 2040 | 0.3 | Operational | SriLanka_Electricity_Infrastructure.xlsx
BAU | Sri Lanka | LK | Sapugaskanda B | PWROILLKAXX | Oil/Diesel | Oil | 80 | 2005 | 2040 | 0.3 | Operational | SriLanka_Electricity_Infrastructure.xlsx
BAU | Sri Lanka | LK | Barge Mounted Plant | PWROILLKAXX | Oil/Diesel | Oil | 60 | 2005 | 2040 | 0.3 | Operational | SriLanka_Electricity_Infrastructure.xlsx
BAU | Sri Lanka | LK | Uthuru Janani | PWROILLKAXX | Oil/Diesel | Oil | 24 | 2005 | 2040 | 0.3 | Operational | SriLanka_Electricity_Infrastructure.xlsx
BAU | Sri Lanka | LK | Old Kelanitissa Diesel | PWROILLKAXX | Oil/Diesel | Oil | 40 | 2005 | 2040 | 0.3 | Operational | SriLanka_Electricity_Infrastructure.xlsx
BAU | Sri Lanka | LK | Thambapavani (Mannar) Wind Farm | PWRWONLKAXX | Wind | Wind | 103.5 | 2005 | 2030 | 0.25 | Operational | SriLanka_Electricity_Infrastructure.xlsx
BAU | Sri Lanka | LK | IPP Wind (various) | PWRWONLKAXX | Wind | Wind | 163 | 2005 | 2030 | 0.25 | Operational | SriLanka_Electricity_Infrastructure.xlsx
BAU | Sri Lanka | LK | IPP Ground-Mounted Solar | PWRSPVLKAXX | Solar PV | Solar | 138 | 2005 | 2030 | 0.18 | Operational | SriLanka_Electricity_Infrastructure.xlsx
BAU | Sri Lanka | LK | Rooftop Solar (CEB network) | PWRSPVLKAXX | Solar PV | Solar | 657 | 2005 | 2030 | 0.18 | Operational | SriLanka_Electricity_Infrastructure.xlsx
BAU | Sri Lanka | LK | Rooftop Solar (LECO network) | PWRSPVLKAXX | Solar PV | Solar | 158 | 2005 | 2030 | 0.18 | Operational | SriLanka_Electricity_Infrastructure.xlsx
BAU | Sri Lanka | LK | IPP Mini Hydro (aggregate) | PWRHYDLKAXX | Hydro | Mini Hydro | 419 | 2005 | 2060 | 0.45 | Operational | SriLanka_Electricity_Infrastructure.xlsx
BAU | Sri Lanka | LK | IPP Biomass / Waste Heat (aggregate) | PWRBIOLKAXX | Biomass | Biomass/Waste Heat | 54 | 2005 | 2040 | 0.5 | Operational | SriLanka_Electricity_Infrastructure.xlsx
BAU | Maldives | MV | Greater Male' Diesel Power Plants | PWROILMDVXX | Diesel | Diesel | 140 | 2015 | 2050 | 0.25 | Operational | Maldives_Energy_Infrastructure.xlsx
BAU | Maldives | MV | Greater Male' Solar PV (rooftop + ground) | PWRSPVMDVXX | Solar PV | Solar PV | 10 | 2015 | 2040 | 0.18 | Operational | Maldives_Energy_Infrastructure.xlsx
BAU | Maldives | MV | Outer Inhabited Islands — Diesel Gensets | PWROILMDVXX | Diesel | Diesel | 181 | 2015 | 2050 | 0.25 | Operational | Maldives_Energy_Infrastructure.xlsx
BAU | Maldives | MV | Outer Inhabited Islands — Solar PV | PWRSPVMDVXX | Solar PV | Solar PV | 27 | 2015 | 2040 | 0.18 | Operational | Maldives_Energy_Infrastructure.xlsx
BAU | Maldives | MV | Resort Islands — Diesel Gensets | PWROILMDVXX | Diesel | Diesel | 211 | 2015 | 2050 | 0.25 | Operational | Maldives_Energy_Infrastructure.xlsx
BAU | Maldives | MV | Resort Islands — Solar PV | PWRSPVMDVXX | Solar PV | Solar PV | 31 | 2015 | 2040 | 0.18 | Operational | Maldives_Energy_Infrastructure.xlsx
BAU | Maldives | MV | ADh. Maamigili Island Power System | PWROILMDVXX | Diesel | Diesel | 0 | 2015 | 2050 | 0.25 | Operational | Maldives_Energy_Infrastructure.xlsx
BAU | Maldives | MV | R. Dhuvaafaru Island Power System | PWROILMDVXX | Diesel | Diesel | 0 | 2015 | 2050 | 0.25 | Operational | Maldives_Energy_Infrastructure.xlsx
BAU | India | IN_E | Amrit Bio Energy & Industries Ltd West Bengal Bankura 10 | PWRBIOINDEA | Biomass Power | Bio Power | 10 | Pre-2000 | West Bengal | 0.5 | Operational | India_Electricity_Infrastructure.xlsx
BAU | India | IN_E | Harinagar Sugar Mills Ltd Bihar Pashchim Champaran 14.5 | PWRBIOINDEA | Biomass Power | Bio Power | 14.5 | Pre-2000 | Bihar | 0.5 | Operational | India_Electricity_Infrastructure.xlsx
BAU | India | IN_E | Ispat Alloys Ltd West Bengal Bardhaman 10 | PWRBIOINDEA | Biomass Power | Bio Power | 10 | Pre-2000 | West Bengal | 0.5 | Operational | India_Electricity_Infrastructure.xlsx
BAU | India | IN_E | Kamarhatty Power Ltd West Bengal Bardhaman 6 | PWRBIOINDEA | Biomass Power | Bio Power | 6 | Pre-2000 | West Bengal | 0.5 | Operational | India_Electricity_Infrastructure.xlsx
BAU | India | IN_E | New Swadeshi Sugar Mill Ltd Bihar Pashchim Champaran 10 | PWRBIOINDEA | Biomass Power | Bio Power | 10 | Pre-2000 | Bihar | 0.5 | Operational | India_Electricity_Infrastructure.xlsx
BAU | India | IN_E | Others (districts not specified) [Biomass & bagasse based cogen.] Bihar N.A. 88 | PWRBIOINDEA | Biomass Power | Bio Power | 88 | Pre-2000 | Bihar | 0.5 | Operational | India_Electricity_Infrastructure.xlsx
BAU | India | IN_E | Others (districts not specified) [Biomass & bagasse based cogen.] Odisha N.A. 30 | PWRBIOINDEA | Biomass Power | Bio Power | 30.4 | Pre-2000 | Odisha | 0.5 | Operational | India_Electricity_Infrastructure.xlsx
BAU | India | IN_E | Others (districts not specified) [Biomass & bagasse based cogen.] West Bengal N. | PWRBIOINDEA | Biomass Power | Bio Power | 274 | Pre-2000 | West Bengal | 0.5 | Operational | India_Electricity_Infrastructure.xlsx
BAU | India | IN_E | Others (districts not specified) [Non-Bagasse based cogen.] Bihar N.A. 26.4 | PWRBIOINDEA | Biomass Power | Bio Power | 26.4 | Pre-2000 | Bihar | 0.5 | Operational | India_Electricity_Infrastructure.xlsx
BAU | India | IN_E | Others (districts not specified) [Non-Bagasse based cogen.] Jharkhand N.A. 20.14 | PWRBIOINDEA | Biomass Power | Bio Power | 20.14 | Pre-2000 | Jharkhand | 0.5 | Operational | India_Electricity_Infrastructure.xlsx
BAU | India | IN_E | Others (districts not specified) [Non-Bagasse based cogen.] Odisha N.A. 8.82 | PWRBIOINDEA | Biomass Power | Bio Power | 8.82 | Pre-2000 | Odisha | 0.5 | Operational | India_Electricity_Infrastructure.xlsx
BAU | India | IN_E | Others (districts not specified) [Non-Bagasse based cogen.] West Bengal N.A. 43. | PWRBIOINDEA | Biomass Power | Bio Power | 43.52 | Pre-2000 | West Bengal | 0.5 | Operational | India_Electricity_Infrastructure.xlsx
BAU | India | IN_E | Others (districts not specified) [Waste to Energy (Off-grid)] Bihar N.A. 1.32 | PWRBIOINDEA | Biomass Power | Bio Power | 1.32 | Pre-2000 | Bihar | 0.5 | Operational | India_Electricity_Infrastructure.xlsx
BAU | India | IN_E | Others (districts not specified) [Waste to Energy (Off-grid)] Odisha N.A. 5 | PWRBIOINDEA | Biomass Power | Bio Power | 5 | Pre-2000 | Odisha | 0.5 | Operational | India_Electricity_Infrastructure.xlsx
BAU | India | IN_E | Others (districts not specified) [Waste to Energy (Off-grid)] West Bengal N.A. 8 | PWRBIOINDEA | Biomass Power | Bio Power | 8.34 | Pre-2000 | West Bengal | 0.5 | Operational | India_Electricity_Infrastructure.xlsx
BAU | India | IN_E | Shalivahana Green Energy Ltd Odisha Dhenkanal 20 | PWRBIOINDEA | Biomass Power | Bio Power | 20 | Pre-2000 | Odisha | 0.5 | Operational | India_Electricity_Infrastructure.xlsx
BAU | India | IN_E | Bakreshwar TPS | PWRCOAINDEA | Coal Steam | Coal | 1050 | 1999-07-01 | West Bengal | 0.65 | Operational | India_Electricity_Infrastructure.xlsx
BAU | India | IN_E | Bandel TPS | PWRCOAINDEA | Coal Steam | Coal | 270 | 1965-05-01 | West Bengal | 0.65 | Operational | India_Electricity_Infrastructure.xlsx
BAU | India | IN_E | Barauni TPS | PWRCOAINDEA | Coal Steam | Coal | 500 | 2018-01-01 | Bihar | 0.65 | Operational | India_Electricity_Infrastructure.xlsx
BAU | India | IN_E | Barh STPP | PWRCOAINDEA | Coal Steam | Coal | 3300 | 2013-11-30 | Bihar | 0.65 | Operational | India_Electricity_Infrastructure.xlsx
BAU | India | IN_E | Bokaro A Extension TPS | PWRCOAINDEA | Coal Steam | Coal | 500 | 2016-03-22 | Jharkhand | 0.65 | Operational | India_Electricity_Infrastructure.xlsx
BAU | India | IN_E | Budge Budge TPS | PWRCOAINDEA | Coal Steam | Coal | 750 | 1997-09-01 | West Bengal | 0.65 | Operational | India_Electricity_Infrastructure.xlsx
BAU | India | IN_E | Chandrapura (DVC) TPS | PWRCOAINDEA | Coal Steam | Coal | 500 | 2009-11-01 | Jharkhand | 0.65 | Operational | India_Electricity_Infrastructure.xlsx
BAU | India | IN_E | Darlipali STPP | PWRCOAINDEA | Coal Steam | Coal | 1600 | 2019-12-01 | Odisha | 0.65 | Operational | India_Electricity_Infrastructure.xlsx
BAU | India | IN_E | Derang TPP | PWRCOAINDEA | Coal Steam | Coal | 1200 | 2014-05-01 | Odisha | 0.65 | Operational | India_Electricity_Infrastructure.xlsx
BAU | India | IN_E | Durgapur Projects (D.P.L.) TPS | PWRCOAINDEA | Coal Steam | Coal | 550 | 2007-11-01 | West Bengal | 0.65 | Operational | India_Electricity_Infrastructure.xlsx
BAU | India | IN_E | Durgapur Steel TPS | PWRCOAINDEA | Coal Steam | Coal | 1000 | 2011-07-01 | West Bengal | 0.65 | Operational | India_Electricity_Infrastructure.xlsx
BAU | India | IN_E | Farakka STPS | PWRCOAINDEA | Coal Steam | Coal | 2100 | 1986-01-01 | West Bengal | 0.65 | Operational | India_Electricity_Infrastructure.xlsx
BAU | India | IN_E | Haldia TPP | PWRCOAINDEA | Coal Steam | Coal | 600 | 2014-01-14 | West Bengal | 0.65 | Operational | India_Electricity_Infrastructure.xlsx
BAU | India | IN_E | Hiranmaye TPP | PWRCOAINDEA | Coal Steam | Coal | 300 | 2017-08-01 | West Bengal | 0.65 | Operational | India_Electricity_Infrastructure.xlsx
BAU | India | IN_E | IB Valley TPS | PWRCOAINDEA | Coal Steam | Coal | 1740 | 1994-05-01 | Odisha | 0.65 | Operational | India_Electricity_Infrastructure.xlsx
BAU | India | IN_E | Ind Barath (Utkal)/JSW Energy (Utkal) Ltd. | PWRCOAINDEA | Coal Steam | Coal | 700 | 2016-02-25 | Odisha | 0.65 | Operational | India_Electricity_Infrastructure.xlsx
BAU | India | IN_E | Jojobera TPS | PWRCOAINDEA | Coal Steam | Coal | 240 | 2001-10-01 | Jharkhand | 0.65 | Operational | India_Electricity_Infrastructure.xlsx
BAU | India | IN_E | Kahalgaon STPS | PWRCOAINDEA | Coal Steam | Coal | 2340 | 1992-03-01 | Bihar | 0.65 | Operational | India_Electricity_Infrastructure.xlsx
BAU | India | IN_E | Kamalanga TPS | PWRCOAINDEA | Coal Steam | Coal | 1050 | 2013-03-29 | Odisha | 0.65 | Operational | India_Electricity_Infrastructure.xlsx
BAU | India | IN_E | Kodarma TPP | PWRCOAINDEA | Coal Steam | Coal | 1000 | 2011-07-20 | Jharkhand | 0.65 | Operational | India_Electricity_Infrastructure.xlsx
BAU | India | IN_E | Kolaghat TPS | PWRCOAINDEA | Coal Steam | Coal | 840 | 1984-10-01 | West Bengal | 0.65 | Operational | India_Electricity_Infrastructure.xlsx
BAU | India | IN_E | Maadurga Thermal Power (MTPCL) | PWRCOAINDEA | Coal Steam | Coal | 60 | 2024-09-23 | Odisha | 0.65 | Operational | India_Electricity_Infrastructure.xlsx
BAU | India | IN_E | Mahadev Prasad or Jamshedpur Kandra STPP | PWRCOAINDEA | Coal Steam | Coal | 540 | 2012-11-01 | Jharkhand | 0.65 | Operational | India_Electricity_Infrastructure.xlsx
BAU | India | IN_E | Maithon TPP | PWRCOAINDEA | Coal Steam | Coal | 1050 | 2011-09-01 | Jharkhand | 0.65 | Operational | India_Electricity_Infrastructure.xlsx
BAU | India | IN_E | Mejia TPS | PWRCOAINDEA | Coal Steam | Coal | 2340 | 1995-12-01 | West Bengal | 0.65 | Operational | India_Electricity_Infrastructure.xlsx
BAU | India | IN_E | Muzaffarpur TPS | PWRCOAINDEA | Coal Steam | Coal | 390 | 2015-03-31 | Bihar | 0.65 | Operational | India_Electricity_Infrastructure.xlsx
BAU | India | IN_E | Nabi Nagar TPP | PWRCOAINDEA | Coal Steam | Coal | 1000 | 2016-03-20 | Bihar | 0.65 | Operational | India_Electricity_Infrastructure.xlsx
BAU | India | IN_E | New NabiNagar TPP (Majhiyan) | PWRCOAINDEA | Coal Steam | Coal | 1980 | 2019-07-01 | Bihar | 0.65 | Operational | India_Electricity_Infrastructure.xlsx
BAU | India | IN_E | North Karanpura TPP | PWRCOAINDEA | Coal Steam | Coal | 1980 | 2023-01-18 | Jharkhand | 0.65 | Operational | India_Electricity_Infrastructure.xlsx
BAU | India | IN_E | Patratu TPS | PWRCOAINDEA | Coal Steam | Coal | 800 | 2025-10-16 | Jharkhand | 0.65 | Operational | India_Electricity_Infrastructure.xlsx
BAU | India | IN_E | Raghunathpur TPS | PWRCOAINDEA | Coal Steam | Coal | 1200 | 2014-08-24 | West Bengal | 0.65 | Operational | India_Electricity_Infrastructure.xlsx
BAU | India | IN_E | Sagardighi TPS | PWRCOAINDEA | Coal Steam | Coal | 1600 | 2007-09-01 | West Bengal | 0.65 | Operational | India_Electricity_Infrastructure.xlsx
BAU | India | IN_E | Santaldih TPS | PWRCOAINDEA | Coal Steam | Coal | 500 | 2007-11-01 | West Bengal | 0.65 | Operational | India_Electricity_Infrastructure.xlsx
BAU | India | IN_E | Southern Generating Power Station (Southern Repl. TPS) | PWRCOAINDEA | Coal Steam | Coal | 135 | 1990-04-01 | West Bengal | 0.65 | Operational | India_Electricity_Infrastructure.xlsx
BAU | India | IN_E | Sterlite (Jharsuguda)/ Vedanta Thermal Power Plant | PWRCOAINDEA | Coal Steam | Coal | 600 | 2010-10-01 | Odisha | 0.65 | Operational | India_Electricity_Infrastructure.xlsx
BAU | India | IN_E | Super Critical Buxar Thermal Power Plant | PWRCOAINDEA | Coal Steam | Coal | 660 | 2025-11-05 | Bihar | 0.65 | Operational | India_Electricity_Infrastructure.xlsx
BAU | India | IN_E | Talcher or Kaniha Talcher STPS | PWRCOAINDEA | Coal Steam | Coal | 3000 | 1995-02-01 | Odisha | 0.65 | Operational | India_Electricity_Infrastructure.xlsx
BAU | India | IN_E | Tenughat TPS | PWRCOAINDEA | Coal Steam | Coal | 420 | 1994-04-01 | Jharkhand | 0.65 | Operational | India_Electricity_Infrastructure.xlsx
BAU | India | IN_E | Balimela Hydroelectric Power Project | PWRHYDINDEA | Hydro | Hydro | 510 | 1973-08-14 | Odisha | 0.45 | Operational | India_Electricity_Infrastructure.xlsx
BAU | India | IN_E | Chuzachen Hydroelectric Power Project | PWRHYDINDEA | Hydro | Hydro | 110 | 2013-04-20 | Sikkim | 0.45 | Operational | India_Electricity_Infrastructure.xlsx
BAU | India | IN_E | Dikchu Hydroelectric Power Project | PWRHYDINDEA | Hydro | Hydro | 96 | 2017-04-11 | Sikkim | 0.45 | Operational | India_Electricity_Infrastructure.xlsx
BAU | India | IN_E | Hirakud (Burla & Chiplima) Hydroelectric Power Project | PWRHYDINDEA | Hydro | Hydro | 359.8 | 1956-12-18 | Odisha | 0.45 | Operational | India_Electricity_Infrastructure.xlsx
BAU | India | IN_E | Jaldhaka I Hydroelectric Power Project | PWRHYDINDEA | Hydro | Hydro | 36 | 1967-08-01 | West Bengal | 0.45 | Operational | India_Electricity_Infrastructure.xlsx
BAU | India | IN_E | Jorethang Loop Hydroelectric Power Project | PWRHYDINDEA | Hydro | Hydro | 96 | 2015-09-22 | Sikkim | 0.45 | Operational | India_Electricity_Infrastructure.xlsx
BAU | India | IN_E | Machkund Hydroelectric Power Project | PWRHYDINDEA | Hydro | Hydro | 114.75 | 1955-08-19 | Odisha | 0.45 | Operational | India_Electricity_Infrastructure.xlsx
BAU | India | IN_E | Maithon Hydroelectric Power Project | PWRHYDINDEA | Hydro | Hydro | 63.2 | 1957-10-01 | West Bengal | 0.45 | Operational | India_Electricity_Infrastructure.xlsx
BAU | India | IN_E | Panchet Hydroelectric Power Project | PWRHYDINDEA | Hydro | Hydro | 80 | 1959-06-12 | Jharkhand | 0.45 | Operational | India_Electricity_Infrastructure.xlsx
BAU | India | IN_E | Purulia Hydroelectric Power Project | PWRHYDINDEA | Hydro | Hydro | 900 | 2007-12-17 | West Bengal | 0.45 | Operational | India_Electricity_Infrastructure.xlsx
BAU | India | IN_E | Rammam II Hydroelectric Power Project | PWRHYDINDEA | Hydro | Hydro | 50 | 1995-08-01 | West Bengal | 0.45 | Operational | India_Electricity_Infrastructure.xlsx
BAU | India | IN_E | Rangit Hydroelectric Power Project | PWRHYDINDEA | Hydro | Hydro | 60 | 2000-02-03 | Sikkim | 0.45 | Operational | India_Electricity_Infrastructure.xlsx
BAU | India | IN_E | Rengali Hydroelectric Power Project | PWRHYDINDEA | Hydro | Hydro | 250 | 1985-08-27 | Odisha | 0.45 | Operational | India_Electricity_Infrastructure.xlsx
BAU | India | IN_E | Rongnichu Hydro Power Project | PWRHYDINDEA | Hydro | Hydro | 113 | 2021-06-01 | Sikkim | 0.45 | Operational | India_Electricity_Infrastructure.xlsx
BAU | India | IN_E | Subernarekha I & II Hydroelectric Power Project | PWRHYDINDEA | Hydro | Hydro | 130 | 1977-05-30 | Jharkhand | 0.45 | Operational | India_Electricity_Infrastructure.xlsx
BAU | India | IN_E | Tashiding Hydroelectric Power Project | PWRHYDINDEA | Hydro | Hydro | 97 | 2018-11-06 | Sikkim | 0.45 | Operational | India_Electricity_Infrastructure.xlsx
BAU | India | IN_E | Teesta III Hydroelectric Power Project | PWRHYDINDEA | Hydro | Hydro | 1200 | 2017-01-14 | Sikkim | 0.45 | Operational | India_Electricity_Infrastructure.xlsx
BAU | India | IN_E | Teesta Low Dam III Hydroelectric Power Project | PWRHYDINDEA | Hydro | Hydro | 132 | 2013-01-20 | West Bengal | 0.45 | Operational | India_Electricity_Infrastructure.xlsx
BAU | India | IN_E | Teesta Low Dam IV Hydroelectric Power Project | PWRHYDINDEA | Hydro | Hydro | 160 | 2016-02-14 | West Bengal | 0.45 | Operational | India_Electricity_Infrastructure.xlsx
BAU | India | IN_E | Teesta V Hydroelectric Power Project | PWRHYDINDEA | Hydro | Hydro | 510 | 2008-02-06 | Sikkim | 0.45 | Operational | India_Electricity_Infrastructure.xlsx
BAU | India | IN_E | Upper Indravati Hydroelectric Power Project | PWRHYDINDEA | Hydro | Hydro | 600 | 1999-09-19 | Odisha | 0.45 | Operational | India_Electricity_Infrastructure.xlsx
BAU | India | IN_E | Upper Kolab Hydroelectric Power Project | PWRHYDINDEA | Hydro | Hydro | 320 | 1988-03-15 | Odisha | 0.45 | Operational | India_Electricity_Infrastructure.xlsx
BAU | India | IN_E | Amethi Small Hydro Project | PWRHYDINDEA | Hydro | Small Hydro | 0.5 | Pre-2000 | Bihar | 0.45 | Operational | India_Electricity_Infrastructure.xlsx
BAU | India | IN_E | Angoor Small Hydro Project | PWRHYDINDEA | Hydro | Small Hydro | 1 | Pre-2000 | Bihar | 0.45 | Operational | India_Electricity_Infrastructure.xlsx
BAU | India | IN_E | Arwal Small Hydro Project | PWRHYDINDEA | Hydro | Small Hydro | 0.5 | Pre-2000 | Bihar | 0.45 | Operational | India_Electricity_Infrastructure.xlsx
BAU | India | IN_E | BSHPC Small Hydro Project 1 | PWRHYDINDEA | Hydro | Small Hydro | 2 | Pre-2000 | Bihar | 0.45 | Operational | India_Electricity_Infrastructure.xlsx
BAU | India | IN_E | BSHPC Small Hydro Project 2 | PWRHYDINDEA | Hydro | Small Hydro | 3.3 | Pre-2000 | Bihar | 0.45 | Operational | India_Electricity_Infrastructure.xlsx
BAU | India | IN_E | Baitarini Power Hydel Project | PWRHYDINDEA | Hydro | Small Hydro | 24 | Pre-2000 | Odisha | 0.45 | Operational | India_Electricity_Infrastructure.xlsx
BAU | India | IN_E | Barun Small Hydel Power Station | PWRHYDINDEA | Hydro | Small Hydro | 3.3 | 1996-12-01 | Bihar | 0.45 | Operational | India_Electricity_Infrastructure.xlsx
BAU | India | IN_E | Belsar Small Hydro Project | PWRHYDINDEA | Hydro | Small Hydro | 1 | Pre-2000 | Bihar | 0.45 | Operational | India_Electricity_Infrastructure.xlsx
BAU | India | IN_E | Dehri Small Hydel Power Station | PWRHYDINDEA | Hydro | Small Hydro | 6.6 | 1995-12-01 | Bihar | 0.45 | Operational | India_Electricity_Infrastructure.xlsx
BAU | India | IN_E | Dhelabagh Small Hydro Project | PWRHYDINDEA | Hydro | Small Hydro | 1 | Pre-2000 | Bihar | 0.45 | Operational | India_Electricity_Infrastructure.xlsx
BAU | India | IN_E | Fazi Hydel Project | PWRHYDINDEA | Hydro | Small Hydro | 1.2 | Pre-2000 | West Bengal | 0.45 | Operational | India_Electricity_Infrastructure.xlsx
BAU | India | IN_E | Goutamghagh Mini Hydel Scheme | PWRHYDINDEA | Hydro | Small Hydro | 0.01 | 1999-01-07 | Jharkhand | 0.45 | Operational | India_Electricity_Infrastructure.xlsx
BAU | India | IN_E | Jaldhaka Small Hydro Project II | PWRHYDINDEA | Hydro | Small Hydro | 8 | Pre-2000 | West Bengal | 0.45 | Operational | India_Electricity_Infrastructure.xlsx
BAU | India | IN_E | Jalimghagh Mini Hydel Scheme | PWRHYDINDEA | Hydro | Small Hydro | 0.02 | 1997-03-14 | Jharkhand | 0.45 | Operational | India_Electricity_Infrastructure.xlsx
BAU | India | IN_E | Kakatiya Hydroelectric Project | PWRHYDINDEA | Hydro | Small Hydro | 9 | 2022-04-30 | Odisha | 0.45 | Operational | India_Electricity_Infrastructure.xlsx
BAU | India | IN_E | Kataiya Small Hydro Project | PWRHYDINDEA | Hydro | Small Hydro | 3 | Pre-2000 | Bihar | 0.45 | Operational | India_Electricity_Infrastructure.xlsx
BAU | India | IN_E | Kosi Small Hydro Project | PWRHYDINDEA | Hydro | Small Hydro | 20 | Pre-2000 | Bihar | 0.45 | Operational | India_Electricity_Infrastructure.xlsx
BAU | India | IN_E | Little Rangit Small Hydro Project | PWRHYDINDEA | Hydro | Small Hydro | 2 | 1970-01-01 | West Bengal | 0.45 | Operational | India_Electricity_Infrastructure.xlsx
BAU | India | IN_E | Lower Kolab Small Hydro Electric Project | PWRHYDINDEA | Hydro | Small Hydro | 12 | Pre-2000 | Odisha | 0.45 | Operational | India_Electricity_Infrastructure.xlsx
BAU | India | IN_E | Massanjore Hydel Project | PWRHYDINDEA | Hydro | Small Hydro | 4 | Pre-2000 | West Bengal | 0.45 | Operational | India_Electricity_Infrastructure.xlsx
BAU | India | IN_E | Middle Kolab Small Hydro Electric Project | PWRHYDINDEA | Hydro | Small Hydro | 25 | Pre-2000 | Odisha | 0.45 | Operational | India_Electricity_Infrastructure.xlsx
BAU | India | IN_E | Mungopoo-Kalikhola Small Hydro Project | PWRHYDINDEA | Hydro | Small Hydro | 3 | 2003-12-01 | West Bengal | 0.45 | Operational | India_Electricity_Infrastructure.xlsx
BAU | India | IN_E | Nasriganj Small Hydro Project | PWRHYDINDEA | Hydro | Small Hydro | 1 | Pre-2000 | Bihar | 0.45 | Operational | India_Electricity_Infrastructure.xlsx
BAU | India | IN_E | Neora Hydro Limited Small Hydro Project | PWRHYDINDEA | Hydro | Small Hydro | 3 | 2006-04-01 | West Bengal | 0.45 | Operational | India_Electricity_Infrastructure.xlsx
BAU | India | IN_E | Nindighagh Mini Hydel Scheme | PWRHYDINDEA | Hydro | Small Hydro | 0.02 | 1997-03-14 | Jharkhand | 0.45 | Operational | India_Electricity_Infrastructure.xlsx
BAU | India | IN_E | Nippon Power Limited Small Hydro Project | PWRHYDINDEA | Hydro | Small Hydro | 3 | 2007-03-01 | West Bengal | 0.45 | Operational | India_Electricity_Infrastructure.xlsx
BAU | India | IN_E | Paharma Small Hydro Project | PWRHYDINDEA | Hydro | Small Hydro | 1 | Pre-2000 | Bihar | 0.45 | Operational | India_Electricity_Infrastructure.xlsx
BAU | India | IN_E | Potteru Hydro Electric Project Phase I | PWRHYDINDEA | Hydro | Small Hydro | 6 | Pre-2000 | Odisha | 0.45 | Operational | India_Electricity_Infrastructure.xlsx
BAU | India | IN_E | Rajpur Small Hydro Project | PWRHYDINDEA | Hydro | Small Hydro | 0.7 | Pre-2000 | Bihar | 0.45 | Operational | India_Electricity_Infrastructure.xlsx
BAU | India | IN_E | Rampur Small Hydro Project | PWRHYDINDEA | Hydro | Small Hydro | 0.25 | Pre-2000 | Bihar | 0.45 | Operational | India_Electricity_Infrastructure.xlsx
BAU | India | IN_E | Richington Small Hydro Project | PWRHYDINDEA | Hydro | Small Hydro | 2 | 1979-12-01 | West Bengal | 0.45 | Operational | India_Electricity_Infrastructure.xlsx
BAU | India | IN_E | SPDCL Small Hydro Project 1 | PWRHYDINDEA | Hydro | Small Hydro | 3 | Pre-2000 | Sikkim | 0.45 | Operational | India_Electricity_Infrastructure.xlsx
BAU | India | IN_E | SPDCL Small Hydro Project 10 | PWRHYDINDEA | Hydro | Small Hydro | 8 | Pre-2000 | Sikkim | 0.45 | Operational | India_Electricity_Infrastructure.xlsx
BAU | India | IN_E | SPDCL Small Hydro Project 2 | PWRHYDINDEA | Hydro | Small Hydro | 3 | Pre-2000 | Sikkim | 0.45 | Operational | India_Electricity_Infrastructure.xlsx
BAU | India | IN_E | SPDCL Small Hydro Project 3 | PWRHYDINDEA | Hydro | Small Hydro | 3 | Pre-2000 | Sikkim | 0.45 | Operational | India_Electricity_Infrastructure.xlsx
BAU | India | IN_E | SPDCL Small Hydro Project 4 | PWRHYDINDEA | Hydro | Small Hydro | 2 | Pre-2000 | Sikkim | 0.45 | Operational | India_Electricity_Infrastructure.xlsx
BAU | India | IN_E | SPDCL Small Hydro Project 5 | PWRHYDINDEA | Hydro | Small Hydro | 3 | Pre-2000 | Sikkim | 0.45 | Operational | India_Electricity_Infrastructure.xlsx
BAU | India | IN_E | SPDCL Small Hydro Project 6 | PWRHYDINDEA | Hydro | Small Hydro | 2 | Pre-2000 | Sikkim | 0.45 | Operational | India_Electricity_Infrastructure.xlsx
BAU | India | IN_E | SPDCL Small Hydro Project 7 | PWRHYDINDEA | Hydro | Small Hydro | 12 | Pre-2000 | Sikkim | 0.45 | Operational | India_Electricity_Infrastructure.xlsx
BAU | India | IN_E | SPDCL Small Hydro Project 8 | PWRHYDINDEA | Hydro | Small Hydro | 4 | Pre-2000 | Sikkim | 0.45 | Operational | India_Electricity_Infrastructure.xlsx
BAU | India | IN_E | SPDCL Small Hydro Project 9 | PWRHYDINDEA | Hydro | Small Hydro | 2.5 | Pre-2000 | Sikkim | 0.45 | Operational | India_Electricity_Infrastructure.xlsx
BAU | India | IN_E | Samal Hydro Electric Project | PWRHYDINDEA | Hydro | Small Hydro | 20 | 2009-10-11 | Odisha | 0.45 | Operational | India_Electricity_Infrastructure.xlsx
BAU | India | IN_E | Sapthadharo Small Hydroelectric Project | PWRHYDINDEA | Hydro | Small Hydro | 18 | Pre-2000 | Odisha | 0.45 | Operational | India_Electricity_Infrastructure.xlsx
BAU | India | IN_E | Sebari Small Hydro Project | PWRHYDINDEA | Hydro | Small Hydro | 1 | Pre-2000 | Bihar | 0.45 | Operational | India_Electricity_Infrastructure.xlsx
BAU | India | IN_E | Shrikhinda Small Hydro Project | PWRHYDINDEA | Hydro | Small Hydro | 0.7 | Pre-2000 | Bihar | 0.45 | Operational | India_Electricity_Infrastructure.xlsx
BAU | India | IN_E | Sidrapong Small Hydro Project | PWRHYDINDEA | Hydro | Small Hydro | 0.6 | 1897-10-11 | West Bengal | 0.45 | Operational | India_Electricity_Infrastructure.xlsx
BAU | India | IN_E | Teesta Falls Small Hydro Project Phase 1 | PWRHYDINDEA | Hydro | Small Hydro | 22.5 | Pre-2000 | West Bengal | 0.45 | Operational | India_Electricity_Infrastructure.xlsx
BAU | India | IN_E | Teesta Falls Small Hydro Project Phase 2 | PWRHYDINDEA | Hydro | Small Hydro | 22.5 | Pre-2000 | West Bengal | 0.45 | Operational | India_Electricity_Infrastructure.xlsx
BAU | India | IN_E | Teesta Falls Small Hydro Project Phase 3 | PWRHYDINDEA | Hydro | Small Hydro | 22.5 | Pre-2000 | West Bengal | 0.45 | Operational | India_Electricity_Infrastructure.xlsx
BAU | India | IN_E | Tejpura Small Hydro Project | PWRHYDINDEA | Hydro | Small Hydro | 1.5 | Pre-2000 | Bihar | 0.45 | Operational | India_Electricity_Infrastructure.xlsx
BAU | India | IN_E | Titaiya Small Hydro Project | PWRHYDINDEA | Hydro | Small Hydro | 4 | 1953-02-01 | Jharkhand | 0.45 | Operational | India_Electricity_Infrastructure.xlsx
BAU | India | IN_E | Triveni Link Canal Small Hydro Project | PWRHYDINDEA | Hydro | Small Hydro | 3 | Pre-2000 | Bihar | 0.45 | Operational | India_Electricity_Infrastructure.xlsx
BAU | India | IN_E | Valmikinagar Hydroelectric Power Station | PWRHYDINDEA | Hydro | Small Hydro | 15 | 1993-12-01 | Bihar | 0.45 | Operational | India_Electricity_Infrastructure.xlsx
BAU | India | IN_S | Kalpong Hydro Electric Project | PWRHYDINDSO | Hydro | Small Hydro | 5.25 | 2001-09-01 | Andaman and Nicobar Islan | 0.45 | Operational | India_Electricity_Infrastructure.xlsx
BAU | India | IN_NE | Others (districts not specified) [Non-Bagasse based cogen.] Assam N.A. 2 | PWRBIOINDNE | Biomass Power | Bio Power | 2 | Pre-2000 | Assam | 0.5 | Operational | India_Electricity_Infrastructure.xlsx
BAU | India | IN_NE | Others (districts not specified) [Non-Bagasse based cogen.] Meghalaya N.A. 13.8 | PWRBIOINDNE | Biomass Power | Bio Power | 13.8 | Pre-2000 | Meghalaya | 0.5 | Operational | India_Electricity_Infrastructure.xlsx
BAU | India | IN_NE | Bongaigaon TPP | PWRCOAINDNE | Coal Steam | Coal | 750 | 2015-06-02 | Assam | 0.65 | Operational | India_Electricity_Infrastructure.xlsx
BAU | India | IN_NE | Doyang Hydroelectric Power Project | PWRHYDINDNE | Hydro | Hydro | 75 | 2000-06-29 | Nagaland | 0.45 | Operational | India_Electricity_Infrastructure.xlsx
BAU | India | IN_NE | Kameng Hydro Power Project | PWRHYDINDNE | Hydro | Hydro | 600 | 2020-02-01 | Arunachal Pradesh | 0.45 | Operational | India_Electricity_Infrastructure.xlsx
BAU | India | IN_NE | Karbi Langpai Hydroelectric Power Project | PWRHYDINDNE | Hydro | Hydro | 100 | 2007-06-29 | Assam | 0.45 | Operational | India_Electricity_Infrastructure.xlsx
BAU | India | IN_NE | Khandong Hydroelectric Power Project | PWRHYDINDNE | Hydro | Hydro | 46 | 1984-03-08 | Assam | 0.45 | Operational | India_Electricity_Infrastructure.xlsx
BAU | India | IN_NE | Kopili Hydroelectric Power Project | PWRHYDINDNE | Hydro | Hydro | 200 | 1988-07-04 | Assam | 0.45 | Operational | India_Electricity_Infrastructure.xlsx
BAU | India | IN_NE | Kyrdemkulai (Umium III) Hydroelectric Power Project | PWRHYDINDNE | Hydro | Hydro | 60 | 1979-06-01 | Meghalaya | 0.45 | Operational | India_Electricity_Infrastructure.xlsx
BAU | India | IN_NE | Loktak Hydroelectric Power Project | PWRHYDINDNE | Hydro | Hydro | 105 | 1983-06-01 | Manipur | 0.45 | Operational | India_Electricity_Infrastructure.xlsx
BAU | India | IN_NE | Myntdu I Hydroelectric Power Project | PWRHYDINDNE | Hydro | Hydro | 126 | 2011-11-23 | Meghalaya | 0.45 | Operational | India_Electricity_Infrastructure.xlsx
BAU | India | IN_NE | New Umtru Hydroelectric Power Project | PWRHYDINDNE | Hydro | Hydro | 40 | 2017-04-22 | Meghalaya | 0.45 | Operational | India_Electricity_Infrastructure.xlsx
BAU | India | IN_NE | Pare Hydroelectric Power Project | PWRHYDINDNE | Hydro | Hydro | 110 | 2018-05-21 | Arunachal Pradesh | 0.45 | Operational | India_Electricity_Infrastructure.xlsx
BAU | India | IN_NE | Ranganadi Hydroelectric Power Project | PWRHYDINDNE | Hydro | Hydro | 405 | 2002-01-26 | Arunachal Pradesh | 0.45 | Operational | India_Electricity_Infrastructure.xlsx
BAU | India | IN_NE | Subansiri Lower Hydro Power Project | PWRHYDINDNE | Hydro | Hydro | 250 | 2025-12-18 | Assam | 0.45 | Operational | India_Electricity_Infrastructure.xlsx
BAU | India | IN_NE | Tuirial Hydroelectric Power Project | PWRHYDINDNE | Hydro | Hydro | 60 | 2017-08-25 | Mizoram | 0.45 | Operational | India_Electricity_Infrastructure.xlsx
BAU | India | IN_NE | Umium I Hydroelectric Power Project | PWRHYDINDNE | Hydro | Hydro | 36 | 1965-02-21 | Meghalaya | 0.45 | Operational | India_Electricity_Infrastructure.xlsx
BAU | India | IN_NE | Umium IV Hydroelectric Power Project | PWRHYDINDNE | Hydro | Hydro | 60 | 1992-08-11 | Meghalaya | 0.45 | Operational | India_Electricity_Infrastructure.xlsx
BAU | India | IN_NE | Agartala Gas Turbine Power Station | PWRNGSINDNE | Natural Gas CC | Oil & Gas | 135 | 1998-02-06 | Tripura | 0.55 | Operational | India_Electricity_Infrastructure.xlsx
BAU | India | IN_NE | Baramura Gas Thermal Project | PWRNGSINDNE | Natural Gas CC | Oil & Gas | 42 | 2002-11-27 | Tripura | 0.55 | Operational | India_Electricity_Infrastructure.xlsx
BAU | India | IN_NE | Kathalguri (Assam) Gas Combined Cycle Gas Turbine Power Plant | PWRNGSINDNE | Natural Gas CC | Oil & Gas | 291 | 1995-03-16 | Assam | 0.55 | Operational | India_Electricity_Infrastructure.xlsx
BAU | India | IN_NE | Lakwa GT Replacement Power Project (LRPP ) | PWRNGSINDNE | Natural Gas CC | Oil & Gas | 69.75 | 2018-10-01 | Assam | 0.55 | Operational | India_Electricity_Infrastructure.xlsx
BAU | India | IN_NE | Lakwa Gas Turbine Power Station | PWRNGSINDNE | Natural Gas CC | Oil & Gas | 97.2 | 1994-01-03 | Assam | 0.55 | Operational | India_Electricity_Infrastructure.xlsx
BAU | India | IN_NE | Namrup Thermal Power Station (NTPS) | PWRNGSINDNE | Natural Gas CC | Oil & Gas | 139.4 | 1965-04-01 | Assam | 0.55 | Operational | India_Electricity_Infrastructure.xlsx
BAU | India | IN_NE | Rokhia Gas Thermal Project | PWRNGSINDNE | Natural Gas CC | Oil & Gas | 63 | 2002-08-02 | Tripura | 0.55 | Operational | India_Electricity_Infrastructure.xlsx
BAU | India | IN_NE | Tripura (Monarchak) Gas based Combined Cycle Power Plant | PWRNGSINDNE | Natural Gas CC | Oil & Gas | 101 | 2015-03-30 | Tripura | 0.55 | Operational | India_Electricity_Infrastructure.xlsx
BAU | India | IN_NE | Tripura (Palatana) Combined Cycle Gas Turbine Power Plant | PWRNGSINDNE | Natural Gas CC | Oil & Gas | 726.6 | 2013-01-02 | Tripura | 0.55 | Operational | India_Electricity_Infrastructure.xlsx
BAU | India | IN_NE | Atenglok Multipurpose Pico Hydel Power Project | PWRHYDINDNE | Hydro | Small Hydro | 0.01 | 2008-11-14 | Manipur | 0.45 | Operational | India_Electricity_Infrastructure.xlsx
BAU | India | IN_NE | Chadong Kong Micro Hydel Power Project | PWRHYDINDNE | Hydro | Small Hydro | 0.03 | 2011-06-27 | Manipur | 0.45 | Operational | India_Electricity_Infrastructure.xlsx
BAU | India | IN_NE | DHPD Small Hydro Project 1 | PWRHYDINDNE | Hydro | Small Hydro | 2 | Pre-2000 | Arunachal Pradesh | 0.45 | Operational | India_Electricity_Infrastructure.xlsx
BAU | India | IN_NE | DHPD Small Hydro Project 10 | PWRHYDINDNE | Hydro | Small Hydro | 3 | Pre-2000 | Arunachal Pradesh | 0.45 | Operational | India_Electricity_Infrastructure.xlsx
BAU | India | IN_NE | DHPD Small Hydro Project 11 | PWRHYDINDNE | Hydro | Small Hydro | 2 | Pre-2000 | Arunachal Pradesh | 0.45 | Operational | India_Electricity_Infrastructure.xlsx
BAU | India | IN_NE | DHPD Small Hydro Project 12 | PWRHYDINDNE | Hydro | Small Hydro | 3 | Pre-2000 | Arunachal Pradesh | 0.45 | Operational | India_Electricity_Infrastructure.xlsx
BAU | India | IN_NE | DHPD Small Hydro Project 13 | PWRHYDINDNE | Hydro | Small Hydro | 2 | Pre-2000 | Arunachal Pradesh | 0.45 | Operational | India_Electricity_Infrastructure.xlsx
BAU | India | IN_NE | DHPD Small Hydro Project 14 | PWRHYDINDNE | Hydro | Small Hydro | 3 | Pre-2000 | Arunachal Pradesh | 0.45 | Operational | India_Electricity_Infrastructure.xlsx
BAU | India | IN_NE | DHPD Small Hydro Project 15 | PWRHYDINDNE | Hydro | Small Hydro | 2 | Pre-2000 | Arunachal Pradesh | 0.45 | Operational | India_Electricity_Infrastructure.xlsx
BAU | India | IN_NE | DHPD Small Hydro Project 16 | PWRHYDINDNE | Hydro | Small Hydro | 3 | Pre-2000 | Arunachal Pradesh | 0.45 | Operational | India_Electricity_Infrastructure.xlsx
BAU | India | IN_NE | DHPD Small Hydro Project 17 | PWRHYDINDNE | Hydro | Small Hydro | 2 | Pre-2000 | Arunachal Pradesh | 0.45 | Operational | India_Electricity_Infrastructure.xlsx
BAU | India | IN_NE | DHPD Small Hydro Project 18 | PWRHYDINDNE | Hydro | Small Hydro | 4.5 | Pre-2000 | Arunachal Pradesh | 0.45 | Operational | India_Electricity_Infrastructure.xlsx
BAU | India | IN_NE | DHPD Small Hydro Project 2 | PWRHYDINDNE | Hydro | Small Hydro | 2 | Pre-2000 | Arunachal Pradesh | 0.45 | Operational | India_Electricity_Infrastructure.xlsx
BAU | India | IN_NE | DHPD Small Hydro Project 3 | PWRHYDINDNE | Hydro | Small Hydro | 2 | Pre-2000 | Arunachal Pradesh | 0.45 | Operational | India_Electricity_Infrastructure.xlsx
BAU | India | IN_NE | DHPD Small Hydro Project 4 | PWRHYDINDNE | Hydro | Small Hydro | 2 | Pre-2000 | Arunachal Pradesh | 0.45 | Operational | India_Electricity_Infrastructure.xlsx
BAU | India | IN_NE | DHPD Small Hydro Project 5 | PWRHYDINDNE | Hydro | Small Hydro | 4 | Pre-2000 | Arunachal Pradesh | 0.45 | Operational | India_Electricity_Infrastructure.xlsx
BAU | India | IN_NE | DHPD Small Hydro Project 6 | PWRHYDINDNE | Hydro | Small Hydro | 2 | Pre-2000 | Arunachal Pradesh | 0.45 | Operational | India_Electricity_Infrastructure.xlsx
BAU | India | IN_NE | DHPD Small Hydro Project 7 | PWRHYDINDNE | Hydro | Small Hydro | 2 | Pre-2000 | Arunachal Pradesh | 0.45 | Operational | India_Electricity_Infrastructure.xlsx
BAU | India | IN_NE | DHPD Small Hydro Project 8 | PWRHYDINDNE | Hydro | Small Hydro | 2 | Pre-2000 | Arunachal Pradesh | 0.45 | Operational | India_Electricity_Infrastructure.xlsx
BAU | India | IN_NE | DHPD Small Hydro Project 9 | PWRHYDINDNE | Hydro | Small Hydro | 4.5 | Pre-2000 | Arunachal Pradesh | 0.45 | Operational | India_Electricity_Infrastructure.xlsx
BAU | India | IN_NE | Dhansiri Small Hydro Power Project | PWRHYDINDNE | Hydro | Small Hydro | 20 | Pre-2000 | Assam | 0.45 | Operational | India_Electricity_Infrastructure.xlsx
BAU | India | IN_NE | Flovel Small Hydro Project | PWRHYDINDNE | Hydro | Small Hydro | 16 | Pre-2000 | Arunachal Pradesh | 0.45 | Operational | India_Electricity_Infrastructure.xlsx
BAU | India | IN_NE | Ganol Hydro Power Project | PWRHYDINDNE | Hydro | Small Hydro | 22.5 | 2023-07-31 | Meghalaya | 0.45 | Operational | India_Electricity_Infrastructure.xlsx
BAU | India | IN_NE | Gelnel Mini Hydel Power Project | PWRHYDINDNE | Hydro | Small Hydro | 0.4 | 2010-09-04 | Manipur | 0.45 | Operational | India_Electricity_Infrastructure.xlsx
BAU | India | IN_NE | Gumti Hydel Project | PWRHYDINDNE | Hydro | Small Hydro | 15 | 1976-12-01 | Tripura | 0.45 | Operational | India_Electricity_Infrastructure.xlsx
BAU | India | IN_NE | Iru Lok Hydel Power Project | PWRHYDINDNE | Hydro | Small Hydro | 0.01 | 2012-01-21 | Manipur | 0.45 | Operational | India_Electricity_Infrastructure.xlsx
BAU | India | IN_NE | Kau Tlabung Small Hydro Project | PWRHYDINDNE | Hydro | Small Hydro | 3 | 2005-05-05 | Mizoram | 0.45 | Operational | India_Electricity_Infrastructure.xlsx
BAU | India | IN_NE | Khawiva Small Hydro Project | PWRHYDINDNE | Hydro | Small Hydro | 1.05 | 1988-12-08 | Mizoram | 0.45 | Operational | India_Electricity_Infrastructure.xlsx
BAU | India | IN_NE | Lakhroh Mini Hydel Project | PWRHYDINDNE | Hydro | Small Hydro | 1.5 | 2019-03-01 | Meghalaya | 0.45 | Operational | India_Electricity_Infrastructure.xlsx
BAU | India | IN_NE | Lamsial Mini Hydel Project | PWRHYDINDNE | Hydro | Small Hydro | 0.5 | 2008-08-26 | Mizoram | 0.45 | Operational | India_Electricity_Infrastructure.xlsx
BAU | India | IN_NE | Lang Hydro Electric Project | PWRHYDINDNE | Hydro | Small Hydro | 1 | Pre-2000 | Nagaland | 0.45 | Operational | India_Electricity_Infrastructure.xlsx
BAU | India | IN_NE | Likimro Small Hydro Project | PWRHYDINDNE | Hydro | Small Hydro | 24 | Pre-2000 | Nagaland | 0.45 | Operational | India_Electricity_Infrastructure.xlsx
BAU | India | IN_NE | Machima I Small Hydro Project | PWRHYDINDNE | Hydro | Small Hydro | 2 | 1996-01-05 | Mizoram | 0.45 | Operational | India_Electricity_Infrastructure.xlsx
BAU | India | IN_NE | Machima II Small Hydro Project | PWRHYDINDNE | Hydro | Small Hydro | 3 | 2009-11-11 | Mizoram | 0.45 | Operational | India_Electricity_Infrastructure.xlsx
BAU | India | IN_NE | Mizoram Small Hydro Project Bunched | PWRHYDINDNE | Hydro | Small Hydro | 10.62 | Pre-2000 | Mizoram | 0.45 | Operational | India_Electricity_Infrastructure.xlsx
BAU | India | IN_NE | Mizoram State Hydro Project 1 | PWRHYDINDNE | Hydro | Small Hydro | 3 | Pre-2000 | Mizoram | 0.45 | Operational | India_Electricity_Infrastructure.xlsx
BAU | India | IN_NE | Mizoram State Hydro Project 2 | PWRHYDINDNE | Hydro | Small Hydro | 2.5 | Pre-2000 | Mizoram | 0.45 | Operational | India_Electricity_Infrastructure.xlsx
BAU | India | IN_NE | Multipurpose Pico Hydel Project | PWRHYDINDNE | Hydro | Small Hydro | 0.01 | 2009-12-30 | Manipur | 0.45 | Operational | India_Electricity_Infrastructure.xlsx
BAU | India | IN_NE | Myntriang Small Hydroelectric Project (MSHEP) | PWRHYDINDNE | Hydro | Small Hydro | 13.5 | Pre-2000 | Assam | 0.45 | Operational | India_Electricity_Infrastructure.xlsx
BAU | India | IN_NE | Nametrang Small Hydro Project | PWRHYDINDNE | Hydro | Small Hydro | 3 | Pre-2000 | Arunachal Pradesh | 0.45 | Operational | India_Electricity_Infrastructure.xlsx
BAU | India | IN_NE | Nuranang Small Hydro Project | PWRHYDINDNE | Hydro | Small Hydro | 6 | Pre-2000 | Arunachal Pradesh | 0.45 | Operational | India_Electricity_Infrastructure.xlsx
BAU | India | IN_NE | Serlui A Small Hydro Project | PWRHYDINDNE | Hydro | Small Hydro | 1 | 1984-04-24 | Mizoram | 0.45 | Operational | India_Electricity_Infrastructure.xlsx
BAU | India | IN_NE | Serlui B Small Hydro Project | PWRHYDINDNE | Hydro | Small Hydro | 12 | 2010-04-30 | Mizoram | 0.45 | Operational | India_Electricity_Infrastructure.xlsx
BAU | India | IN_NE | Siru Small Hydro Electric Project | PWRHYDINDNE | Hydro | Small Hydro | 6 | Pre-2000 | Arunachal Pradesh | 0.45 | Operational | India_Electricity_Infrastructure.xlsx
BAU | India | IN_NE | Sonapani Mini Hydel Electric Project | PWRHYDINDNE | Hydro | Small Hydro | 1.5 | 2009-10-27 | Meghalaya | 0.45 | Operational | India_Electricity_Infrastructure.xlsx
BAU | India | IN_NE | Tehok Hydro Electric Project | PWRHYDINDNE | Hydro | Small Hydro | 1 | Pre-2000 | Nagaland | 0.45 | Operational | India_Electricity_Infrastructure.xlsx
BAU | India | IN_NE | Terei Small Hydro Project | PWRHYDINDNE | Hydro | Small Hydro | 3 | 1999-10-12 | Mizoram | 0.45 | Operational | India_Electricity_Infrastructure.xlsx
BAU | India | IN_NE | Tsütsüng hydro electric project | PWRHYDINDNE | Hydro | Small Hydro | 1 | 2022-05-03 | Nagaland | 0.45 | Operational | India_Electricity_Infrastructure.xlsx
BAU | India | IN_NE | Tuipanglui Small hydro Project | PWRHYDINDNE | Hydro | Small Hydro | 3 | 2004-12-17 | Mizoram | 0.45 | Operational | India_Electricity_Infrastructure.xlsx
BAU | India | IN_NE | Tuipui Mini Hydel Project | PWRHYDINDNE | Hydro | Small Hydro | 0.5 | 1991-12-15 | Mizoram | 0.45 | Operational | India_Electricity_Infrastructure.xlsx
BAU | India | IN_NE | Tuirivang Small Hydro Project | PWRHYDINDNE | Hydro | Small Hydro | 0.3 | 1989-08-14 | Mizoram | 0.45 | Operational | India_Electricity_Infrastructure.xlsx
BAU | India | IN_NE | Umium Stage II Small Hydro Project | PWRHYDINDNE | Hydro | Small Hydro | 18 | 1970-07-22 | Meghalaya | 0.45 | Operational | India_Electricity_Infrastructure.xlsx
BAU | India | IN_NE | Umtru Small Hydro Project | PWRHYDINDNE | Hydro | Small Hydro | 11.2 | 1957-05-01 | Meghalaya | 0.45 | Operational | India_Electricity_Infrastructure.xlsx
BAU | India | IN_N | A2Z Gurgaon Uttar Pradesh Kanpur Nagar 15 | PWRBIOINDNO | Biomass Power | Bio Power | 15 | Pre-2000 | Uttar Pradesh | 0.5 | Operational | India_Electricity_Infrastructure.xlsx
BAU | India | IN_N | AB Grains Spirits Pvt. Ltd. Haryana Ambala 8.9 2014-15 | PWRBIOINDNO | Biomass Power | Bio Power | 8.9 | 2014-01-15 | Haryana | 0.5 | Operational | India_Electricity_Infrastructure.xlsx
BAU | India | IN_N | ADS Spirits Pvt.Ltd. Haryana Jhajjar 2.3 2013-14 | PWRBIOINDNO | Biomass Power | Bio Power | 2.3 | 2013-01-14 | Haryana | 0.5 | Operational | India_Electricity_Infrastructure.xlsx
BAU | India | IN_N | Aguata Sugar and Chemicals Uttar Pradesh Bulandshahar 2.5 | PWRBIOINDNO | Biomass Power | Bio Power | 2.5 | Pre-2000 | Uttar Pradesh | 0.5 | Operational | India_Electricity_Infrastructure.xlsx
BAU | India | IN_N | Akbarchinimill Uttar Pradesh Ayodhya 11 | PWRBIOINDNO | Biomass Power | Bio Power | 11 | Pre-2000 | Uttar Pradesh | 0.5 | Operational | India_Electricity_Infrastructure.xlsx
BAU | India | IN_N | Amrit Envi. Tech. (P) Ltd. Rajasthan Jaipur 8 2006-10-01 | PWRBIOINDNO | Biomass Power | Bio Power | 8 | 2006-10-01 | Rajasthan | 0.5 | Operational | India_Electricity_Infrastructure.xlsx
BAU | India | IN_N | Anand Triplex board Uttar Pradesh Meerut 10 2008-09 | PWRBIOINDNO | Biomass Power | Bio Power | 10 | 2008-09-21 | Uttar Pradesh | 0.5 | Operational | India_Electricity_Infrastructure.xlsx
BAU | India | IN_N | Arohal Food Pvt.Ltd, Uttar Pradesh Bahraich 0.4 2008-09 | PWRBIOINDNO | Biomass Power | Bio Power | 0.4 | 2008-09-21 | Uttar Pradesh | 0.5 | Operational | India_Electricity_Infrastructure.xlsx
BAU | India | IN_N | Ashoka Distillers& Chemicals Ltd. Haryana Palwal 3 2015-16 | PWRBIOINDNO | Biomass Power | Bio Power | 3 | 2015-01-16 | Haryana | 0.5 | Operational | India_Electricity_Infrastructure.xlsx
BAU | India | IN_N | Avani Tripura Dev Uttarakhand Pithoragarh 0.12 | PWRBIOINDNO | Biomass Power | Bio Power | 0.12 | Pre-2000 | Uttarakhand | 0.5 | Operational | India_Electricity_Infrastructure.xlsx
BAU | India | IN_N | Awadh sugarmill Uttar Pradesh Sitapur 10 | PWRBIOINDNO | Biomass Power | Bio Power | 10 | Pre-2000 | Uttar Pradesh | 0.5 | Operational | India_Electricity_Infrastructure.xlsx
BAU | India | IN_N | BAHL Paper Mill Uttarakhand Udham Singh Nagar 4 | PWRBIOINDNO | Biomass Power | Bio Power | 4 | Pre-2000 | Uttarakhand | 0.5 | Operational | India_Electricity_Infrastructure.xlsx
BAU | India | IN_N | Bajaj Chinimill Uttar Pradesh Kheri 12 | PWRBIOINDNO | Biomass Power | Bio Power | 12 | Pre-2000 | Uttar Pradesh | 0.5 | Operational | India_Electricity_Infrastructure.xlsx
BAU | India | IN_N | Bajaj Hindustan sugarmill Uttar Pradesh Kheri 12 | PWRBIOINDNO | Biomass Power | Bio Power | 12 | Pre-2000 | Uttar Pradesh | 0.5 | Operational | India_Electricity_Infrastructure.xlsx
BAU | India | IN_N | Bajaj Hindustan sugarmill Uttar Pradesh Shahjahanpur 12 | PWRBIOINDNO | Biomass Power | Bio Power | 12 | Pre-2000 | Uttar Pradesh | 0.5 | Operational | India_Electricity_Infrastructure.xlsx
BAU | India | IN_N | Bajaj Kagaj Pvt Ltd Uttar Pradesh Unnao 1 2009-10 | PWRBIOINDNO | Biomass Power | Bio Power | 1 | 2009-10-21 | Uttar Pradesh | 0.5 | Operational | India_Electricity_Infrastructure.xlsx
BAU | India | IN_N | Bajaj sugarmill Uttar Pradesh Gonda 12 | PWRBIOINDNO | Biomass Power | Bio Power | 12 | Pre-2000 | Uttar Pradesh | 0.5 | Operational | India_Electricity_Infrastructure.xlsx
BAU | India | IN_N | Bajaz Hindustan Kinaunee Uttar Pradesh Meerut 10 | PWRBIOINDNO | Biomass Power | Bio Power | 10 | Pre-2000 | Uttar Pradesh | 0.5 | Operational | India_Electricity_Infrastructure.xlsx
BAU | India | IN_N | Bajaz Hindustan Ltd Uttar Pradesh Bijnor 10 | PWRBIOINDNO | Biomass Power | Bio Power | 10 | Pre-2000 | Uttar Pradesh | 0.5 | Operational | India_Electricity_Infrastructure.xlsx
BAU | India | IN_N | Bajaz Hindustan Ltd Uttar Pradesh Shamli 10 | PWRBIOINDNO | Biomass Power | Bio Power | 10 | Pre-2000 | Uttar Pradesh | 0.5 | Operational | India_Electricity_Infrastructure.xlsx
BAU | India | IN_N | Bajaz sugar Limited Uttar Pradesh Pilibhit 7 | PWRBIOINDNO | Biomass Power | Bio Power | 7 | Pre-2000 | Uttar Pradesh | 0.5 | Operational | India_Electricity_Infrastructure.xlsx
BAU | India | IN_N | Bajaz sugarmill Uttar Pradesh Muzaffarnagar 20 | PWRBIOINDNO | Biomass Power | Bio Power | 20 | Pre-2000 | Uttar Pradesh | 0.5 | Operational | India_Electricity_Infrastructure.xlsx
BAU | India | IN_N | Bajaz sugarmill Uttar Pradesh Pilibhit 12 | PWRBIOINDNO | Biomass Power | Bio Power | 12 | Pre-2000 | Uttar Pradesh | 0.5 | Operational | India_Electricity_Infrastructure.xlsx
BAU | India | IN_N | Bajaz sugarmill Uttar Pradesh Saharanpur 10 | PWRBIOINDNO | Biomass Power | Bio Power | 10 | Pre-2000 | Uttar Pradesh | 0.5 | Operational | India_Electricity_Infrastructure.xlsx
BAU | India | IN_N | Balrampur Chinimill Uttar Pradesh Balrampur 22.25 | PWRBIOINDNO | Biomass Power | Bio Power | 22.25 | Pre-2000 | Uttar Pradesh | 0.5 | Operational | India_Electricity_Infrastructure.xlsx
BAU | India | IN_N | Balrampur Chinimill Uttar Pradesh Gonda 5 | PWRBIOINDNO | Biomass Power | Bio Power | 5 | Pre-2000 | Uttar Pradesh | 0.5 | Operational | India_Electricity_Infrastructure.xlsx
BAU | India | IN_N | Balrampur Chinimill Uttar Pradesh Kheri 11 | PWRBIOINDNO | Biomass Power | Bio Power | 11 | Pre-2000 | Uttar Pradesh | 0.5 | Operational | India_Electricity_Infrastructure.xlsx
BAU | India | IN_N | Balrampur Chinimill Uttar Pradesh Kheri 20 | PWRBIOINDNO | Biomass Power | Bio Power | 20 | Pre-2000 | Uttar Pradesh | 0.5 | Operational | India_Electricity_Infrastructure.xlsx
BAU | India | IN_N | Best Food International (P) Ltd Haryana Karnal 4 2010-11 | PWRBIOINDNO | Biomass Power | Bio Power | 4 | 2010-11-21 | Haryana | 0.5 | Operational | India_Electricity_Infrastructure.xlsx
BAU | India | IN_N | Best Food International (P) Ltd Haryana Karnal 6 2012-13 | PWRBIOINDNO | Biomass Power | Bio Power | 6 | 2012-01-13 | Haryana | 0.5 | Operational | India_Electricity_Infrastructure.xlsx
BAU | India | IN_N | Bhaghauli sugarmill and Distilery Uttar Pradesh Hardoi 12 | PWRBIOINDNO | Biomass Power | Bio Power | 12 | Pre-2000 | Uttar Pradesh | 0.5 | Operational | India_Electricity_Infrastructure.xlsx
BAU | India | IN_N | Bharat Sugar Mills Uttar Pradesh Prayagraj 15 | PWRBIOINDNO | Biomass Power | Bio Power | 15 | Pre-2000 | Uttar Pradesh | 0.5 | Operational | India_Electricity_Infrastructure.xlsx
BAU | India | IN_N | Bhavani papermill Uttar Pradesh Rae Bareli 6 2007-08 | PWRBIOINDNO | Biomass Power | Bio Power | 6 | 2007-08-21 | Uttar Pradesh | 0.5 | Operational | India_Electricity_Infrastructure.xlsx
BAU | India | IN_N | Bindal papermill Uttar Pradesh Muzaffarnagar 15 2008-09 | PWRBIOINDNO | Biomass Power | Bio Power | 15 | 2008-09-21 | Uttar Pradesh | 0.5 | Operational | India_Electricity_Infrastructure.xlsx
BAU | India | IN_N | Centuri lamination Uttar Pradesh Ghaziabad 4.2 2008-09 | PWRBIOINDNO | Biomass Power | Bio Power | 4.2 | 2008-09-21 | Uttar Pradesh | 0.5 | Operational | India_Electricity_Infrastructure.xlsx
BAU | India | IN_N | Ch.DeviLal Co-operative Sugar Mill Ltd. Haryana Sonipat 6 2003-04 | PWRBIOINDNO | Biomass Power | Bio Power | 6 | 2003-04-21 | Haryana | 0.5 | Operational | India_Electricity_Infrastructure.xlsx
BAU | India | IN_N | Chaddha sugarmill Uttar Pradesh Amroha 23 | PWRBIOINDNO | Biomass Power | Bio Power | 23 | Pre-2000 | Uttar Pradesh | 0.5 | Operational | India_Electricity_Infrastructure.xlsx
BAU | India | IN_N | DSCL Uttar Pradesh Kheri 12 | PWRBIOINDNO | Biomass Power | Bio Power | 12 | Pre-2000 | Uttar Pradesh | 0.5 | Operational | India_Electricity_Infrastructure.xlsx
BAU | India | IN_N | DSCL sugarmill Uttar Pradesh Hardoi 15 | PWRBIOINDNO | Biomass Power | Bio Power | 30 | Pre-2000 | Uttar Pradesh | 0.5 | Operational | India_Electricity_Infrastructure.xlsx
BAU | India | IN_N | Dalmiya chinimill Uttar Pradesh Shahjahanpur 25 | PWRBIOINDNO | Biomass Power | Bio Power | 25 | Pre-2000 | Uttar Pradesh | 0.5 | Operational | India_Electricity_Infrastructure.xlsx
BAU | India | IN_N | Dalmiya chinimill Uttar Pradesh Sitapur 25 | PWRBIOINDNO | Biomass Power | Bio Power | 50 | Pre-2000 | Uttar Pradesh | 0.5 | Operational | India_Electricity_Infrastructure.xlsx
BAU | India | IN_N | Daurala Sugar Mills Uttar Pradesh Meerut 20 | PWRBIOINDNO | Biomass Power | Bio Power | 20 | Pre-2000 | Uttar Pradesh | 0.5 | Operational | India_Electricity_Infrastructure.xlsx
BAU | India | IN_N | Dawarala sugarmill Uttar Pradesh Meerut 10 | PWRBIOINDNO | Biomass Power | Bio Power | 10 | Pre-2000 | Uttar Pradesh | 0.5 | Operational | India_Electricity_Infrastructure.xlsx
BAU | India | IN_N | Dee Development Engineers Pvt. Ltd Punjab Ferozepur 8 2009-02-01 | PWRBIOINDNO | Biomass Power | Bio Power | 8 | 2009-02-01 | Punjab | 0.5 | Operational | India_Electricity_Infrastructure.xlsx
BAU | India | IN_N | Deopriya papermill Uttar Pradesh Meerut 6 2006-07 | PWRBIOINDNO | Biomass Power | Bio Power | 6 | 2006-07-21 | Uttar Pradesh | 0.5 | Operational | India_Electricity_Infrastructure.xlsx
BAU | India | IN_N | Dhampur Sugars Ltd (DSM) Uttar Pradesh Bijnor 30 | PWRBIOINDNO | Biomass Power | Bio Power | 30 | Pre-2000 | Uttar Pradesh | 0.5 | Operational | India_Electricity_Infrastructure.xlsx
BAU | India | IN_N | Dhampur Sugars Ltd (DSM) Uttar Pradesh Kanpur Dehat 40 | PWRBIOINDNO | Biomass Power | Bio Power | 40 | Pre-2000 | Uttar Pradesh | 0.5 | Operational | India_Electricity_Infrastructure.xlsx
BAU | India | IN_N | Dhampur Sugars Ltd (DSM) Uttar Pradesh Moradabad 40 | PWRBIOINDNO | Biomass Power | Bio Power | 40 | Pre-2000 | Uttar Pradesh | 0.5 | Operational | India_Electricity_Infrastructure.xlsx
BAU | India | IN_N | Dhampur Sugars Ltd (DSM) Uttar Pradesh Muzaffarnagar 20 | PWRBIOINDNO | Biomass Power | Bio Power | 20 | Pre-2000 | Uttar Pradesh | 0.5 | Operational | India_Electricity_Infrastructure.xlsx
BAU | India | IN_N | Dwarkesh chinimill Uttar Pradesh Bijnor 7.5 | PWRBIOINDNO | Biomass Power | Bio Power | 7.5 | Pre-2000 | Uttar Pradesh | 0.5 | Operational | India_Electricity_Infrastructure.xlsx
BAU | India | IN_N | Dwarkesh sugarmill Uttar Pradesh Bareilly 24 | PWRBIOINDNO | Biomass Power | Bio Power | 24 | Pre-2000 | Uttar Pradesh | 0.5 | Operational | India_Electricity_Infrastructure.xlsx
BAU | India | IN_N | Dwarkesh sugarmill Uttar Pradesh Bijnor 20 | PWRBIOINDNO | Biomass Power | Bio Power | 20 | Pre-2000 | Uttar Pradesh | 0.5 | Operational | India_Electricity_Infrastructure.xlsx
BAU | India | IN_N | EICL Ltd. (Bharat Starch Industries) Haryana Yamuna Nagar 2 2008-09 | PWRBIOINDNO | Biomass Power | Bio Power | 2 | 2008-09-21 | Haryana | 0.5 | Operational | India_Electricity_Infrastructure.xlsx
BAU | India | IN_N | East Delhi Waste Processing Company Limited (EDWRCL) Delhi East Delhi 12 21.10.2 | PWRBIOINDNO | Biomass Power | Bio Power | 12 | 2012-10-21 | Delhi | 0.5 | Operational | India_Electricity_Infrastructure.xlsx
BAU | India | IN_N | GEMCO Energy Limited Haryana Bhiwani 8 2013-14 | PWRBIOINDNO | Biomass Power | Bio Power | 8 | 2013-01-14 | Haryana | 0.5 | Operational | India_Electricity_Infrastructure.xlsx
BAU | India | IN_N | Ganga papermill Uttar Pradesh Varanasi 1.5 2008-09 | PWRBIOINDNO | Biomass Power | Bio Power | 1.5 | 2008-09-21 | Uttar Pradesh | 0.5 | Operational | India_Electricity_Infrastructure.xlsx
BAU | India | IN_N | Ginus papermill Uttar Pradesh Moradabad 6 2007-08 | PWRBIOINDNO | Biomass Power | Bio Power | 6 | 2007-08-21 | Uttar Pradesh | 0.5 | Operational | India_Electricity_Infrastructure.xlsx
BAU | India | IN_N | Goel International Pvt. Ltd. Haryana Karnal 3 2011-12 | PWRBIOINDNO | Biomass Power | Bio Power | 3 | 2011-12-21 | Haryana | 0.5 | Operational | India_Electricity_Infrastructure.xlsx
BAU | India | IN_N | Govindnagar Sugar Uttar Pradesh Basti 6 | PWRBIOINDNO | Biomass Power | Bio Power | 6 | Pre-2000 | Uttar Pradesh | 0.5 | Operational | India_Electricity_Infrastructure.xlsx
BAU | India | IN_N | Green Planet Energy Pvt. Ltd. Punjab Hoshiarpur 6 2012-03-01 | PWRBIOINDNO | Biomass Power | Bio Power | 6 | 2012-03-01 | Punjab | 0.5 | Operational | India_Electricity_Infrastructure.xlsx
BAU | India | IN_N | Green Planet Energy Pvt. Ltd. Punjab Jalandhar 6 2013-02-01 | PWRBIOINDNO | Biomass Power | Bio Power | 6 | 2013-02-01 | Punjab | 0.5 | Operational | India_Electricity_Infrastructure.xlsx
BAU | India | IN_N | Gulsan sugar and Chemical Uttar Pradesh Muzaffarnagar 4 2008-09 | PWRBIOINDNO | Biomass Power | Bio Power | 4 | 2008-09-21 | Uttar Pradesh | 0.5 | Operational | India_Electricity_Infrastructure.xlsx
BAU | India | IN_N | Haidergarh chinimill Uttar Pradesh Bara Banki 20.95 | PWRBIOINDNO | Biomass Power | Bio Power | 20.95 | Pre-2000 | Uttar Pradesh | 0.5 | Operational | India_Electricity_Infrastructure.xlsx
BAU | India | IN_N | Haryana Liquors Haryana Karnal 2.5 2014-15 | PWRBIOINDNO | Biomass Power | Bio Power | 2.5 | 2014-01-15 | Haryana | 0.5 | Operational | India_Electricity_Infrastructure.xlsx
BAU | India | IN_N | J.H.V.Sugar Uttar Pradesh Maharajganj 17 | PWRBIOINDNO | Biomass Power | Bio Power | 17 | Pre-2000 | Uttar Pradesh | 0.5 | Operational | India_Electricity_Infrastructure.xlsx
BAU | India | IN_N | J.K.Sugarmill Uttar Pradesh Bareilly 12.5 | PWRBIOINDNO | Biomass Power | Bio Power | 12.5 | Pre-2000 | Uttar Pradesh | 0.5 | Operational | India_Electricity_Infrastructure.xlsx
BAU | India | IN_N | Jhunjunwala Vanaspati, Uttar Pradesh Jaunpur 3 2008-09 | PWRBIOINDNO | Biomass Power | Bio Power | 3 | 2008-09-21 | Uttar Pradesh | 0.5 | Operational | India_Electricity_Infrastructure.xlsx
BAU | India | IN_N | K. R. Pulp and Paper Ltd. Uttar Pradesh Shahjahanpur 2.5 2008-09 | PWRBIOINDNO | Biomass Power | Bio Power | 2.5 | 2008-09-21 | Uttar Pradesh | 0.5 | Operational | India_Electricity_Infrastructure.xlsx
BAU | India | IN_N | K.M.Sugarmill Uttar Pradesh Ayodhya 20 | PWRBIOINDNO | Biomass Power | Bio Power | 20 | Pre-2000 | Uttar Pradesh | 0.5 | Operational | India_Electricity_Infrastructure.xlsx
BAU | India | IN_N | K.R. Pulp paper Uttar Pradesh Shahjahanpur 12 2009-10 | PWRBIOINDNO | Biomass Power | Bio Power | 12 | 2009-10-21 | Uttar Pradesh | 0.5 | Operational | India_Electricity_Infrastructure.xlsx
BAU | India | IN_N | KalpaTaru Power Transmission Ltd. Rajasthan Ganganagar 7.8 2003-07-15 | PWRBIOINDNO | Biomass Power | Bio Power | 7.8 | 2003-07-15 | Rajasthan | 0.5 | Operational | India_Electricity_Infrastructure.xlsx
BAU | India | IN_N | KalpaTaru Power Transmission Ltd. Rajasthan Tonk 8 2006-11-10 | PWRBIOINDNO | Biomass Power | Bio Power | 8 | 2006-11-10 | Rajasthan | 0.5 | Operational | India_Electricity_Infrastructure.xlsx
BAU | India | IN_N | Kamlapur Sugar and Industries Uttar Pradesh Sitapur 45 | PWRBIOINDNO | Biomass Power | Bio Power | 45 | Pre-2000 | Uttar Pradesh | 0.5 | Operational | India_Electricity_Infrastructure.xlsx
BAU | India | IN_N | Kayem (PAN) Foods Industries (P ) Ltd. Haryana Panipat 0.5 2011-12 | PWRBIOINDNO | Biomass Power | Bio Power | 0.5 | 2011-12-21 | Haryana | 0.5 | Operational | India_Electricity_Infrastructure.xlsx
BAU | India | IN_N | Kesar Industries Uttar Pradesh Bareilly 25 | PWRBIOINDNO | Biomass Power | Bio Power | 25 | Pre-2000 | Uttar Pradesh | 0.5 | Operational | India_Electricity_Infrastructure.xlsx
BAU | India | IN_N | L.H.Sugar Factory Ltd Uttar Pradesh Pilibhit 28 | PWRBIOINDNO | Biomass Power | Bio Power | 28 | Pre-2000 | Uttar Pradesh | 0.5 | Operational | India_Electricity_Infrastructure.xlsx
BAU | India | IN_N | Laxmi Sugar Mill Uttarakhand Haridwar 20 | PWRBIOINDNO | Biomass Power | Bio Power | 20 | Pre-2000 | Uttarakhand | 0.5 | Operational | India_Electricity_Infrastructure.xlsx
BAU | India | IN_N | Laxmi cotton Uttar Pradesh Fatehpur 8 2009-10 | PWRBIOINDNO | Biomass Power | Bio Power | 8 | 2009-10-21 | Uttar Pradesh | 0.5 | Operational | India_Electricity_Infrastructure.xlsx
BAU | India | IN_N | Laxmi cottonmill Uttar Pradesh Fatehpur 17.5 2008-09 | PWRBIOINDNO | Biomass Power | Bio Power | 17.5 | 2008-09-21 | Uttar Pradesh | 0.5 | Operational | India_Electricity_Infrastructure.xlsx
BAU | India | IN_N | MSW Bawana Delhi N.A. 24 09.07.2016 | PWRBIOINDNO | Biomass Power | Bio Power | 24 | 2016-09-07 | Delhi | 0.5 | Operational | India_Electricity_Infrastructure.xlsx
BAU | India | IN_N | Mahavir spin Uttar Pradesh Unnao 0.4 2008-09 | PWRBIOINDNO | Biomass Power | Bio Power | 0.4 | 2008-09-21 | Uttar Pradesh | 0.5 | Operational | India_Electricity_Infrastructure.xlsx
BAU | India | IN_N | Malwa Power Ltd. Punjab Sri Muktsar Sahib 6 2005-05-01 | PWRBIOINDNO | Biomass Power | Bio Power | 6 | 2005-05-01 | Punjab | 0.5 | Operational | India_Electricity_Infrastructure.xlsx
BAU | India | IN_N | Mankapur chinimill Uttar Pradesh Gonda 25 | PWRBIOINDNO | Biomass Power | Bio Power | 25 | Pre-2000 | Uttar Pradesh | 0.5 | Operational | India_Electricity_Infrastructure.xlsx
BAU | India | IN_N | Maruti papermill Uttar Pradesh Muzaffarnagar 1.5 2008-09 | PWRBIOINDNO | Biomass Power | Bio Power | 1.5 | 2008-09-21 | Uttar Pradesh | 0.5 | Operational | India_Electricity_Infrastructure.xlsx
BAU | India | IN_N | Mawana sugars Ltd Uttar Pradesh Meerut 11 | PWRBIOINDNO | Biomass Power | Bio Power | 11 | Pre-2000 | Uttar Pradesh | 0.5 | Operational | India_Electricity_Infrastructure.xlsx
BAU | India | IN_N | Mawana sugars Ltd Uttar Pradesh Meerut 9 | PWRBIOINDNO | Biomass Power | Bio Power | 9 | Pre-2000 | Uttar Pradesh | 0.5 | Operational | India_Electricity_Infrastructure.xlsx
BAU | India | IN_N | Mawana sugars Ltd Uttar Pradesh Muzaffarnagar 17 | PWRBIOINDNO | Biomass Power | Bio Power | 17 | Pre-2000 | Uttar Pradesh | 0.5 | Operational | India_Electricity_Infrastructure.xlsx
BAU | India | IN_N | Mohit Petro Chemi Uttar Pradesh Bijnor 1 2008-09 | PWRBIOINDNO | Biomass Power | Bio Power | 1 | 2008-09-21 | Uttar Pradesh | 0.5 | Operational | India_Electricity_Infrastructure.xlsx
BAU | India | IN_N | Mohit papermill Uttar Pradesh Bijnor 4.5 2008-09 | PWRBIOINDNO | Biomass Power | Bio Power | 4.5 | 2008-09-21 | Uttar Pradesh | 0.5 | Operational | India_Electricity_Infrastructure.xlsx
BAU | India | IN_N | NV Distilleries Limited Haryana Ambala 2.1 2012-13 | PWRBIOINDNO | Biomass Power | Bio Power | 2.1 | 2012-01-13 | Haryana | 0.5 | Operational | India_Electricity_Infrastructure.xlsx
BAU | India | IN_N | NV International Haryana Ambala 4 2014-15 | PWRBIOINDNO | Biomass Power | Bio Power | 4 | 2014-01-15 | Haryana | 0.5 | Operational | India_Electricity_Infrastructure.xlsx
BAU | India | IN_N | New India sugar Ltd. Uttar Pradesh Kushinagar 20 | PWRBIOINDNO | Biomass Power | Bio Power | 20 | Pre-2000 | Uttar Pradesh | 0.5 | Operational | India_Electricity_Infrastructure.xlsx
BAU | India | IN_N | Nova Uttar Pradesh Farrukhabad 1 2008-09 | PWRBIOINDNO | Biomass Power | Bio Power | 1 | 2008-09-21 | Uttar Pradesh | 0.5 | Operational | India_Electricity_Infrastructure.xlsx
BAU | India | IN_N | Orient Green Power Co. Rajasthan Baran 8 2013-10-06 | PWRBIOINDNO | Biomass Power | Bio Power | 8 | 2013-10-06 | Rajasthan | 0.5 | Operational | India_Electricity_Infrastructure.xlsx
BAU | India | IN_N | Oswal overseas Uttar Pradesh Bareilly 20 | PWRBIOINDNO | Biomass Power | Bio Power | 20 | Pre-2000 | Uttar Pradesh | 0.5 | Operational | India_Electricity_Infrastructure.xlsx
BAU | India | IN_N | Others (districts not specified) (Waste to Energy) Delhi N.A. 33.17 | PWRBIOINDNO | Biomass Power | Bio Power | 33.17 | Pre-2000 | Delhi | 0.5 | Operational | India_Electricity_Infrastructure.xlsx
BAU | India | IN_N | Others (districts not specified) (Waste to Energy) Haryana N.A. 11.2 | PWRBIOINDNO | Biomass Power | Bio Power | 11.2 | Pre-2000 | Haryana | 0.5 | Operational | India_Electricity_Infrastructure.xlsx
BAU | India | IN_N | Others (districts not specified) (Waste to Energy) Punjab N.A. 10.75 | PWRBIOINDNO | Biomass Power | Bio Power | 10.75 | Pre-2000 | Punjab | 0.5 | Operational | India_Electricity_Infrastructure.xlsx
BAU | India | IN_N | Others (districts not specified) (Waste to Energy) Rajasthan N.A. 59.6 | PWRBIOINDNO | Biomass Power | Bio Power | 59.6 | Pre-2000 | Rajasthan | 0.5 | Operational | India_Electricity_Infrastructure.xlsx
BAU | India | IN_N | Others (districts not specified) [Biomass & bagasse based cogen.] Haryana N.A. 4 | PWRBIOINDNO | Biomass Power | Bio Power | 47.03 | Pre-2000 | Haryana | 0.5 | Operational | India_Electricity_Infrastructure.xlsx
BAU | India | IN_N | Others (districts not specified) [Biomass & bagasse based cogen.] Punjab N.A. 23 | PWRBIOINDNO | Biomass Power | Bio Power | 237 | Pre-2000 | Punjab | 0.5 | Operational | India_Electricity_Infrastructure.xlsx
BAU | India | IN_N | Others (districts not specified) [Biomass & bagasse based cogen.] Rajasthan N.A. | PWRBIOINDNO | Biomass Power | Bio Power | 29.9 | Pre-2000 | Rajasthan | 0.5 | Operational | India_Electricity_Infrastructure.xlsx
BAU | India | IN_N | Others (districts not specified) [Biomass & bagasse based cogen.] Uttar Pradesh | PWRBIOINDNO | Biomass Power | Bio Power | 834.69 | Pre-2000 | Uttar Pradesh | 0.5 | Operational | India_Electricity_Infrastructure.xlsx
BAU | India | IN_N | Others (districts not specified) [Biomass & bagasse based cogen.] Uttarakhand N. | PWRBIOINDNO | Biomass Power | Bio Power | 4 | Pre-2000 | Uttarakhand | 0.5 | Operational | India_Electricity_Infrastructure.xlsx
BAU | India | IN_N | Others (districts not specified) [Non-Bagasse based cogen.] Haryana N.A. 65.88 | PWRBIOINDNO | Biomass Power | Bio Power | 65.88 | Pre-2000 | Haryana | 0.5 | Operational | India_Electricity_Infrastructure.xlsx
BAU | India | IN_N | Others (districts not specified) [Non-Bagasse based cogen.] Himachal Pradesh N.A | PWRBIOINDNO | Biomass Power | Bio Power | 9.2 | Pre-2000 | Himachal Pradesh | 0.5 | Operational | India_Electricity_Infrastructure.xlsx
BAU | India | IN_N | Others (districts not specified) [Non-Bagasse based cogen.] Punjab N.A. 231.7900 | PWRBIOINDNO | Biomass Power | Bio Power | 231.79 | Pre-2000 | Punjab | 0.5 | Operational | India_Electricity_Infrastructure.xlsx
BAU | India | IN_N | Others (districts not specified) [Non-Bagasse based cogen.] Rajasthan N.A. 2 | PWRBIOINDNO | Biomass Power | Bio Power | 2 | Pre-2000 | Rajasthan | 0.5 | Operational | India_Electricity_Infrastructure.xlsx
BAU | India | IN_N | Others (districts not specified) [Non-Bagasse based cogen.] Uttar Pradesh N.A. 7 | PWRBIOINDNO | Biomass Power | Bio Power | 7.86 | Pre-2000 | Uttar Pradesh | 0.5 | Operational | India_Electricity_Infrastructure.xlsx
BAU | India | IN_N | Others (districts not specified) [Non-Bagasse based cogen.] Uttarakhand N.A. 60 | PWRBIOINDNO | Biomass Power | Bio Power | 60 | Pre-2000 | Uttarakhand | 0.5 | Operational | India_Electricity_Infrastructure.xlsx
BAU | India | IN_N | Others (districts not specified) [Waste to Energy (Off-grid)] Haryana N.A. 38.61 | PWRBIOINDNO | Biomass Power | Bio Power | 38.61 | Pre-2000 | Haryana | 0.5 | Operational | India_Electricity_Infrastructure.xlsx
BAU | India | IN_N | Others (districts not specified) [Waste to Energy (Off-grid)] Himachal Pradesh N | PWRBIOINDNO | Biomass Power | Bio Power | 1 | Pre-2000 | Himachal Pradesh | 0.5 | Operational | India_Electricity_Infrastructure.xlsx
BAU | India | IN_N | Others (districts not specified) [Waste to Energy (Off-grid)] Punjab N.A. 34.55 | PWRBIOINDNO | Biomass Power | Bio Power | 34.55 | Pre-2000 | Punjab | 0.5 | Operational | India_Electricity_Infrastructure.xlsx
BAU | India | IN_N | Others (districts not specified) [Waste to Energy (Off-grid)] Rajasthan N.A. 11. | PWRBIOINDNO | Biomass Power | Bio Power | 11.77 | Pre-2000 | Rajasthan | 0.5 | Operational | India_Electricity_Infrastructure.xlsx
BAU | India | IN_N | Others (districts not specified) [Waste to Energy (Off-grid)] Uttar Pradesh N.A. | PWRBIOINDNO | Biomass Power | Bio Power | 159.63 | Pre-2000 | Uttar Pradesh | 0.5 | Operational | India_Electricity_Infrastructure.xlsx
BAU | India | IN_N | Others (districts not specified) [Waste to Energy (Off-grid)] Uttarakhand N.A. 1 | PWRBIOINDNO | Biomass Power | Bio Power | 16.85 | Pre-2000 | Uttarakhand | 0.5 | Operational | India_Electricity_Infrastructure.xlsx
BAU | India | IN_N | Parle zee Ltd Uttar Pradesh Bahraich 10 | PWRBIOINDNO | Biomass Power | Bio Power | 10 | Pre-2000 | Uttar Pradesh | 0.5 | Operational | India_Electricity_Infrastructure.xlsx
BAU | India | IN_N | Punjab Biomass Power Pvt. Ltd. Punjab Patiala 12 2010-06-01 | PWRBIOINDNO | Biomass Power | Bio Power | 12 | 2010-06-01 | Punjab | 0.5 | Operational | India_Electricity_Infrastructure.xlsx
BAU | India | IN_N | R.P Basmati Rice Ltd Haryana Karnal 0.5 2010-11 | PWRBIOINDNO | Biomass Power | Bio Power | 0.5 | 2010-11-21 | Haryana | 0.5 | Operational | India_Electricity_Infrastructure.xlsx
BAU | India | IN_N | REI Agro Ltd, (Unit-I) Haryana Rewari 3 2011-12 | PWRBIOINDNO | Biomass Power | Bio Power | 3 | 2011-12-21 | Haryana | 0.5 | Operational | India_Electricity_Infrastructure.xlsx
BAU | India | IN_N | REI Agro Ltd, (Unit-II) Bawal Growth Centres Haryana Rewari 2.5 2010-11 | PWRBIOINDNO | Biomass Power | Bio Power | 2.5 | 2010-11-21 | Haryana | 0.5 | Operational | India_Electricity_Infrastructure.xlsx
BAU | India | IN_N | Raghuraji Agro Ind. Uttar Pradesh Ambedkar Nagar 1.1 2008-09 | PWRBIOINDNO | Biomass Power | Bio Power | 1.1 | 2008-09-21 | Uttar Pradesh | 0.5 | Operational | India_Electricity_Infrastructure.xlsx
BAU | India | IN_N | Rai Bahadur Narain Singh Sugar Mills Ltd Uttarakhand Haridwar 29.6 | PWRBIOINDNO | Biomass Power | Bio Power | 29.6 | Pre-2000 | Uttarakhand | 0.5 | Operational | India_Electricity_Infrastructure.xlsx
BAU | India | IN_N | Rama papers Ltd Uttar Pradesh Bijnor 6 2006-07 | PWRBIOINDNO | Biomass Power | Bio Power | 6 | 2006-07-21 | Uttar Pradesh | 0.5 | Operational | India_Electricity_Infrastructure.xlsx
BAU | India | IN_N | Ramnagar Chini Mills Uttar Pradesh Shahjahanpur 16 | PWRBIOINDNO | Biomass Power | Bio Power | 16 | Pre-2000 | Uttar Pradesh | 0.5 | Operational | India_Electricity_Infrastructure.xlsx
BAU | India | IN_N | Rana Sugars Ltd. Uttar Pradesh Rampur 15 | PWRBIOINDNO | Biomass Power | Bio Power | 15 | Pre-2000 | Uttar Pradesh | 0.5 | Operational | India_Electricity_Infrastructure.xlsx
BAU | India | IN_N | Ranya papermill Uttar Pradesh Basti 3 2007-08 | PWRBIOINDNO | Biomass Power | Bio Power | 3 | 2007-08-21 | Uttar Pradesh | 0.5 | Operational | India_Electricity_Infrastructure.xlsx
BAU | India | IN_N | Rozagaon chinimill Uttar Pradesh Bara Banki 16 | PWRBIOINDNO | Biomass Power | Bio Power | 16 | Pre-2000 | Uttar Pradesh | 0.5 | Operational | India_Electricity_Infrastructure.xlsx
BAU | India | IN_N | S.M. Environmental Technologies Pvt. Ltd. Rajasthan Baran 8 2010-02-19 | PWRBIOINDNO | Biomass Power | Bio Power | 8 | 2010-02-19 | Rajasthan | 0.5 | Operational | India_Electricity_Infrastructure.xlsx
BAU | India | IN_N | SIAL SBEC Bioenergy Uttar Pradesh Baghpat 14 | PWRBIOINDNO | Biomass Power | Bio Power | 14 | Pre-2000 | Uttar Pradesh | 0.5 | Operational | India_Electricity_Infrastructure.xlsx
BAU | India | IN_N | SSA International Ltd, Haryana Panipat 1.1 | PWRBIOINDNO | Biomass Power | Bio Power | 1.1 | Pre-2000 | Haryana | 0.5 | Operational | India_Electricity_Infrastructure.xlsx
BAU | India | IN_N | Sainsons Paper Industries Haryana Kurukshetra 3 2009-10 | PWRBIOINDNO | Biomass Power | Bio Power | 3 | 2009-10-21 | Haryana | 0.5 | Operational | India_Electricity_Infrastructure.xlsx
BAU | India | IN_N | Sakumbhari Stra Ltd. Uttar Pradesh Moradabad 12 2006-07 | PWRBIOINDNO | Biomass Power | Bio Power | 12 | 2006-07-21 | Uttar Pradesh | 0.5 | Operational | India_Electricity_Infrastructure.xlsx
BAU | India | IN_N | Sambhav Energy Ltd. Rajasthan Sirohi 20 2010-02-19 | PWRBIOINDNO | Biomass Power | Bio Power | 20 | 2010-02-19 | Rajasthan | 0.5 | Operational | India_Electricity_Infrastructure.xlsx
BAU | India | IN_N | Sangal Papermill Uttar Pradesh Meerut 3 2007-08 | PWRBIOINDNO | Biomass Power | Bio Power | 3 | 2007-08-21 | Uttar Pradesh | 0.5 | Operational | India_Electricity_Infrastructure.xlsx
BAU | India | IN_N | Sanjog Sugar & Eco Power Pvt. Ltd. Rajasthan Hanumangarh 10 2011-10-07 | PWRBIOINDNO | Biomass Power | Bio Power | 10 | 2011-10-07 | Rajasthan | 0.5 | Operational | India_Electricity_Infrastructure.xlsx
BAU | India | IN_N | Sant lal ricemill Uttar Pradesh Mainpuri 2.25 2009-10 | PWRBIOINDNO | Biomass Power | Bio Power | 2.25 | 2009-10-21 | Uttar Pradesh | 0.5 | Operational | India_Electricity_Infrastructure.xlsx
BAU | India | IN_N | Sathyam Power Pvt Ltd Rajasthan Nagaur 10 2011-03-31 | PWRBIOINDNO | Biomass Power | Bio Power | 10 | 2011-03-31 | Rajasthan | 0.5 | Operational | India_Electricity_Infrastructure.xlsx
BAU | India | IN_N | Satyam Industries Pvt. Ltd Haryana Panipat 3 2011-12 | PWRBIOINDNO | Biomass Power | Bio Power | 3 | 2011-12-21 | Haryana | 0.5 | Operational | India_Electricity_Infrastructure.xlsx
BAU | India | IN_N | Saxsaria, Biswal Sugar Factory Uttar Pradesh Sitapur 45 | PWRBIOINDNO | Biomass Power | Bio Power | 45 | Pre-2000 | Uttar Pradesh | 0.5 | Operational | India_Electricity_Infrastructure.xlsx
BAU | India | IN_N | Shaktibhog Foods Ltd Haryana Karnal 3.5 2014-15 | PWRBIOINDNO | Biomass Power | Bio Power | 3.5 | 2014-01-15 | Haryana | 0.5 | Operational | India_Electricity_Infrastructure.xlsx
BAU | India | IN_N | Shakumbari Sugar and Allied Industries Ltd Uttar Pradesh Hardoi 16 | PWRBIOINDNO | Biomass Power | Bio Power | 16 | Pre-2000 | Uttar Pradesh | 0.5 | Operational | India_Electricity_Infrastructure.xlsx
BAU | India | IN_N | Shri. Vishnu Overseas Pvt. Ltd Haryana Kaithal 1.5 2010-11 | PWRBIOINDNO | Biomass Power | Bio Power | 1.5 | 2010-11-21 | Haryana | 0.5 | Operational | India_Electricity_Infrastructure.xlsx
BAU | India | IN_N | Simbholi sugar Ltd Uttar Pradesh Ghaziabad 5 | PWRBIOINDNO | Biomass Power | Bio Power | 5 | Pre-2000 | Uttar Pradesh | 0.5 | Operational | India_Electricity_Infrastructure.xlsx
BAU | India | IN_N | Simbholi sugarmill Uttar Pradesh Bahraich 19 | PWRBIOINDNO | Biomass Power | Bio Power | 19 | Pre-2000 | Uttar Pradesh | 0.5 | Operational | India_Electricity_Infrastructure.xlsx
BAU | India | IN_N | Sri Jyoti Renewable Energy Pvt. Ltd. Haryana Bhiwani 9.5 2014-15 | PWRBIOINDNO | Biomass Power | Bio Power | 9.5 | 2014-01-15 | Haryana | 0.5 | Operational | India_Electricity_Infrastructure.xlsx
BAU | India | IN_N | Star Papermill Ltd. Uttar Pradesh Saharanpur 5 2008-09 | PWRBIOINDNO | Biomass Power | Bio Power | 5 | 2008-09-21 | Uttar Pradesh | 0.5 | Operational | India_Electricity_Infrastructure.xlsx
BAU | India | IN_N | Starwire (India) Ltd Haryana Mahendragarh 9.9 2013-14 | PWRBIOINDNO | Biomass Power | Bio Power | 9.9 | 2013-01-14 | Haryana | 0.5 | Operational | India_Electricity_Infrastructure.xlsx
BAU | India | IN_N | Sukhvir Agro Energy Ltd, Uttar Pradesh Ghazipur 13 | PWRBIOINDNO | Biomass Power | Bio Power | 13 | Pre-2000 | Uttar Pradesh | 0.5 | Operational | India_Electricity_Infrastructure.xlsx
BAU | India | IN_N | Sumit Agro project, Uttar Pradesh Meerut 3 2007-08 | PWRBIOINDNO | Biomass Power | Bio Power | 3 | 2007-08-21 | Uttar Pradesh | 0.5 | Operational | India_Electricity_Infrastructure.xlsx
BAU | India | IN_N | Sunstar Overseas Ltd Haryana Sonipat 1.95 2010-11 | PWRBIOINDNO | Biomass Power | Bio Power | 1.95 | 2010-11-21 | Haryana | 0.5 | Operational | India_Electricity_Infrastructure.xlsx
BAU | India | IN_N | Surya Chambal Power Ltd. Rajasthan Kota 7.5 2006-03-31 | PWRBIOINDNO | Biomass Power | Bio Power | 7.5 | 2006-03-31 | Rajasthan | 0.5 | Operational | India_Electricity_Infrastructure.xlsx
BAU | India | IN_N | Syus papermill Uttar Pradesh Basti 3 2008-09 | PWRBIOINDNO | Biomass Power | Bio Power | 3 | 2008-09-21 | Uttar Pradesh | 0.5 | Operational | India_Electricity_Infrastructure.xlsx
BAU | India | IN_N | The HAFED Cooperative Sugar Mill Haryana Karnal 6 2010-11 | PWRBIOINDNO | Biomass Power | Bio Power | 6 | 2010-11-21 | Haryana | 0.5 | Operational | India_Electricity_Infrastructure.xlsx
BAU | India | IN_N | The Meham Cooperative Sugar Mill Haryana Rohtak 5 2007-08 | PWRBIOINDNO | Biomass Power | Bio Power | 5 | 2007-08-21 | Haryana | 0.5 | Operational | India_Electricity_Infrastructure.xlsx
BAU | India | IN_N | The Piccadily Agro Industries Haryana Karnal 17 2010-11 | PWRBIOINDNO | Biomass Power | Bio Power | 17 | 2010-11-21 | Haryana | 0.5 | Operational | India_Electricity_Infrastructure.xlsx
BAU | India | IN_N | The Rajasthan State Ganganagar Sugar Mills Ltd. Rajasthan Ganganagar 4.95 2016-0 | PWRBIOINDNO | Biomass Power | Bio Power | 4.95 | 2016-05-09 | Rajasthan | 0.5 | Operational | India_Electricity_Infrastructure.xlsx
BAU | India | IN_N | The Rohtak Cooperative Sugar Mill Haryana Rohtak 16 2009-10 | PWRBIOINDNO | Biomass Power | Bio Power | 16 | 2009-10-21 | Haryana | 0.5 | Operational | India_Electricity_Infrastructure.xlsx
BAU | India | IN_N | The Shahbad Cooperative Sugar Mill Haryana Kurukshetra 24 2009-10 | PWRBIOINDNO | Biomass Power | Bio Power | 24 | 2009-10-21 | Haryana | 0.5 | Operational | India_Electricity_Infrastructure.xlsx
BAU | India | IN_N | The Sonepat Cooperative Sugar Mill Ltd. Haryana Sonipat 3 2004- 05 | PWRBIOINDNO | Biomass Power | Bio Power | 3 | 2004-05-21 | Haryana | 0.5 | Operational | India_Electricity_Infrastructure.xlsx
BAU | India | IN_N | Tikola sugarmill Ltd. Uttar Pradesh Muzaffarnagar 5 | PWRBIOINDNO | Biomass Power | Bio Power | 5 | Pre-2000 | Uttar Pradesh | 0.5 | Operational | India_Electricity_Infrastructure.xlsx
BAU | India | IN_N | Timarpur Okhla Waste Management Co Pvt Ltd (TOWMCL) Delhi N.A. 16 27.01.2012 | PWRBIOINDNO | Biomass Power | Bio Power | 16 | 2012-01-27 | Delhi | 0.5 | Operational | India_Electricity_Infrastructure.xlsx
BAU | India | IN_N | Tirupati Basmati Exports Private Limited Haryana Karnal 1.2 2016-17 | PWRBIOINDNO | Biomass Power | Bio Power | 1.2 | 2016-01-17 | Haryana | 0.5 | Operational | India_Electricity_Infrastructure.xlsx
BAU | India | IN_N | Transtech Green Power Ltd. Rajasthan Jalore 12 2010-07-28 | PWRBIOINDNO | Biomass Power | Bio Power | 12 | 2010-07-28 | Rajasthan | 0.5 | Operational | India_Electricity_Infrastructure.xlsx
BAU | India | IN_N | Triveni sugarmill Uttar Pradesh Muzaffarnagar 20 | PWRBIOINDNO | Biomass Power | Bio Power | 20 | Pre-2000 | Uttar Pradesh | 0.5 | Operational | India_Electricity_Infrastructure.xlsx
BAU | India | IN_N | Triveni sugarmill Uttar Pradesh Saharanpur 19.16 | PWRBIOINDNO | Biomass Power | Bio Power | 19.16 | Pre-2000 | Uttar Pradesh | 0.5 | Operational | India_Electricity_Infrastructure.xlsx
BAU | India | IN_N | Universal Biomass Energy Pvt. Ltd. Punjab Sri Muktsar Sahib 14.5 2009-10-01 | PWRBIOINDNO | Biomass Power | Bio Power | 14.5 | 2009-10-01 | Punjab | 0.5 | Operational | India_Electricity_Infrastructure.xlsx
BAU | India | IN_N | Upper Gangej sugarmill Uttar Pradesh Bijnor 24 | PWRBIOINDNO | Biomass Power | Bio Power | 24 | Pre-2000 | Uttar Pradesh | 0.5 | Operational | India_Electricity_Infrastructure.xlsx
BAU | India | IN_N | Ushar Agro Uttar Pradesh Mathura 1 2008-09 | PWRBIOINDNO | Biomass Power | Bio Power | 1 | 2008-09-21 | Uttar Pradesh | 0.5 | Operational | India_Electricity_Infrastructure.xlsx
BAU | India | IN_N | Uttam sugarmill Uttar Pradesh Bijnor 13.5 | PWRBIOINDNO | Biomass Power | Bio Power | 13.5 | Pre-2000 | Uttar Pradesh | 0.5 | Operational | India_Electricity_Infrastructure.xlsx
BAU | India | IN_N | Uttar Sugar Mills Ltd Uttarakhand Haridwar 15 | PWRBIOINDNO | Biomass Power | Bio Power | 15 | Pre-2000 | Uttarakhand | 0.5 | Operational | India_Electricity_Infrastructure.xlsx
BAU | India | IN_N | Uttar sugarmill Uttar Pradesh Saharanpur 10 | PWRBIOINDNO | Biomass Power | Bio Power | 10 | Pre-2000 | Uttar Pradesh | 0.5 | Operational | India_Electricity_Infrastructure.xlsx
BAU | India | IN_N | Uttar sugarmill Uttar Pradesh Shahjahanpur 6.5 | PWRBIOINDNO | Biomass Power | Bio Power | 6.5 | Pre-2000 | Uttar Pradesh | 0.5 | Operational | India_Electricity_Infrastructure.xlsx
BAU | India | IN_N | Viaton Energy Pvt. Ltd. Punjab Mansa 10 2013-07-01 | PWRBIOINDNO | Biomass Power | Bio Power | 10 | 2013-07-01 | Punjab | 0.5 | Operational | India_Electricity_Infrastructure.xlsx
BAU | India | IN_N | Yado Sugar Uttar Pradesh Budaun 5 | PWRBIOINDNO | Biomass Power | Bio Power | 5 | Pre-2000 | Uttar Pradesh | 0.5 | Operational | India_Electricity_Infrastructure.xlsx
BAU | India | IN_N | Yes papermill Uttar Pradesh Ayodhya 12.5 2006-07 | PWRBIOINDNO | Biomass Power | Bio Power | 12.5 | 2006-07-21 | Uttar Pradesh | 0.5 | Operational | India_Electricity_Infrastructure.xlsx
BAU | India | IN_N | Anpara C TPS or Lanco Anapara | PWRCOAINDNO | Coal Steam | Coal | 1200 | 2011-11-01 | Uttar Pradesh | 0.65 | Operational | India_Electricity_Infrastructure.xlsx
BAU | India | IN_N | Anpara TPS | PWRCOAINDNO | Coal Steam | Coal | 2630 | 1986-01-01 | Uttar Pradesh | 0.65 | Operational | India_Electricity_Infrastructure.xlsx
BAU | India | IN_N | Barkhera TPS | PWRCOAINDNO | Coal Steam | Coal | 90 | 2011-11-01 | Uttar Pradesh | 0.65 | Operational | India_Electricity_Infrastructure.xlsx
BAU | India | IN_N | Barsingar Lignite TPP | PWRCOAINDNO | Coal Steam | Coal | 250 | 2010-06-01 | Rajasthan | 0.65 | Operational | India_Electricity_Infrastructure.xlsx
BAU | India | IN_N | Chhabra TPP | PWRCOAINDNO | Coal Steam | Coal | 2320 | 2009-10-01 | Rajasthan | 0.65 | Operational | India_Electricity_Infrastructure.xlsx
BAU | India | IN_N | Dadri TPP (NCTPP) | PWRCOAINDNO | Coal Steam | Coal | 1820 | 1991-12-01 | Uttar Pradesh | 0.65 | Operational | India_Electricity_Infrastructure.xlsx
BAU | India | IN_N | Ghatampur TPP | PWRCOAINDNO | Coal Steam | Coal | 1320 | 2024-12-03 | Uttar Pradesh | 0.65 | Operational | India_Electricity_Infrastructure.xlsx
BAU | India | IN_N | Giral Lignite TPS | PWRCOAINDNO | Coal Steam | Coal | 250 | 2007-02-01 | Rajasthan | 0.65 | Operational | India_Electricity_Infrastructure.xlsx
BAU | India | IN_N | Goindwal Sahib TPP | PWRCOAINDNO | Coal Steam | Coal | 540 | 2016-02-14 | Punjab | 0.65 | Operational | India_Electricity_Infrastructure.xlsx
BAU | India | IN_N | Guru Hargobind TPS | PWRCOAINDNO | Coal Steam | Coal | 920 | 1997-12-01 | Punjab | 0.65 | Operational | India_Electricity_Infrastructure.xlsx
BAU | India | IN_N | Harduaganj TPS | PWRCOAINDNO | Coal Steam | Coal | 1265 | 1978-03-01 | Uttar Pradesh | 0.65 | Operational | India_Electricity_Infrastructure.xlsx
BAU | India | IN_N | Indira Gandhi STPP | PWRCOAINDNO | Coal Steam | Coal | 1500 | 2010-10-01 | Haryana | 0.65 | Operational | India_Electricity_Infrastructure.xlsx
BAU | India | IN_N | Jalipa- Kapurdi TPP | PWRCOAINDNO | Coal Steam | Coal | 1080 | 2009-10-01 | Rajasthan | 0.65 | Operational | India_Electricity_Infrastructure.xlsx
BAU | India | IN_N | Jawaharpur STPP | PWRCOAINDNO | Coal Steam | Coal | 1320 | 2024-02-01 | Uttar Pradesh | 0.65 | Operational | India_Electricity_Infrastructure.xlsx
BAU | India | IN_N | Kalisindh STPS | PWRCOAINDNO | Coal Steam | Coal | 1200 | 2014-05-01 | Rajasthan | 0.65 | Operational | India_Electricity_Infrastructure.xlsx
BAU | India | IN_N | Kawai TPS | PWRCOAINDNO | Coal Steam | Coal | 1320 | 2013-05-01 | Rajasthan | 0.65 | Operational | India_Electricity_Infrastructure.xlsx
BAU | India | IN_N | Khamberkhera TPS | PWRCOAINDNO | Coal Steam | Coal | 90 | 2011-10-01 | Uttar Pradesh | 0.65 | Operational | India_Electricity_Infrastructure.xlsx
BAU | India | IN_N | Khurja Power Project | PWRCOAINDNO | Coal Steam | Coal | 1320 | 2025-01-23 | Uttar Pradesh | 0.65 | Operational | India_Electricity_Infrastructure.xlsx
BAU | India | IN_N | Kota TPS | PWRCOAINDNO | Coal Steam | Coal | 1240 | 1983-01-01 | Rajasthan | 0.65 | Operational | India_Electricity_Infrastructure.xlsx
BAU | India | IN_N | Kundarkhi TPS | PWRCOAINDNO | Coal Steam | Coal | 90 | 2012-01-01 | Uttar Pradesh | 0.65 | Operational | India_Electricity_Infrastructure.xlsx
BAU | India | IN_N | Lalitpur TPP | PWRCOAINDNO | Coal Steam | Coal | 1980 | 2016-01-01 | Uttar Pradesh | 0.65 | Operational | India_Electricity_Infrastructure.xlsx
BAU | India | IN_N | Mahatma Gandhi TPS or Jhajjhar TPS | PWRCOAINDNO | Coal Steam | Coal | 1320 | 2012-01-01 | Haryana | 0.65 | Operational | India_Electricity_Infrastructure.xlsx
BAU | India | IN_N | Maqsoodpur TPS | PWRCOAINDNO | Coal Steam | Coal | 90 | 2011-11-01 | Uttar Pradesh | 0.65 | Operational | India_Electricity_Infrastructure.xlsx
BAU | India | IN_N | Meja STPP | PWRCOAINDNO | Coal Steam | Coal | 1320 | 2018-03-01 | Uttar Pradesh | 0.65 | Operational | India_Electricity_Infrastructure.xlsx
BAU | India | IN_N | Obra TPS | PWRCOAINDNO | Coal Steam | Coal | 2320 | 1977-12-01 | Uttar Pradesh | 0.65 | Operational | India_Electricity_Infrastructure.xlsx
BAU | India | IN_N | Panipat TPS | PWRCOAINDNO | Coal Steam | Coal | 710 | 2001-03-01 | Haryana | 0.65 | Operational | India_Electricity_Infrastructure.xlsx
BAU | India | IN_N | Panki TPS | PWRCOAINDNO | Coal Steam | Coal | 660 | 2025-02-25 | Uttar Pradesh | 0.65 | Operational | India_Electricity_Infrastructure.xlsx
BAU | India | IN_N | Parichha TPS | PWRCOAINDNO | Coal Steam | Coal | 920 | 2006-03-01 | Uttar Pradesh | 0.65 | Operational | India_Electricity_Infrastructure.xlsx
BAU | India | IN_N | Prayagraj (Bara) TPP | PWRCOAINDNO | Coal Steam | Coal | 1980 | 2015-12-25 | Uttar Pradesh | 0.65 | Operational | India_Electricity_Infrastructure.xlsx
BAU | India | IN_N | Rajiv Gandhi TPS | PWRCOAINDNO | Coal Steam | Coal | 1200 | 2010-03-01 | Haryana | 0.65 | Operational | India_Electricity_Infrastructure.xlsx
BAU | India | IN_N | Rajpura TPP | PWRCOAINDNO | Coal Steam | Coal | 1400 | 2014-02-01 | Punjab | 0.65 | Operational | India_Electricity_Infrastructure.xlsx
BAU | India | IN_N | Rihand STPS | PWRCOAINDNO | Coal Steam | Coal | 3000 | 1988-03-01 | Uttar Pradesh | 0.65 | Operational | India_Electricity_Infrastructure.xlsx
BAU | India | IN_N | Ropar TPS or Guru Gobind Singh STPP | PWRCOAINDNO | Coal Steam | Coal | 840 | 1988-03-01 | Punjab | 0.65 | Operational | India_Electricity_Infrastructure.xlsx
BAU | India | IN_N | Rosa TPP | PWRCOAINDNO | Coal Steam | Coal | 1200 | 2010-02-01 | Uttar Pradesh | 0.65 | Operational | India_Electricity_Infrastructure.xlsx
BAU | India | IN_N | Shree Cement Ltd. TPS | PWRCOAINDNO | Coal Steam | Coal | 344 | 2023-08-31 | Rajasthan | 0.65 | Operational | India_Electricity_Infrastructure.xlsx
BAU | India | IN_N | Singrauli STPS | PWRCOAINDNO | Coal Steam | Coal | 2000 | 1982-02-01 | Uttar Pradesh | 0.65 | Operational | India_Electricity_Infrastructure.xlsx
BAU | India | IN_N | Suratgarh STPS | PWRCOAINDNO | Coal Steam | Coal | 2820 | 1998-02-01 | Rajasthan | 0.65 | Operational | India_Electricity_Infrastructure.xlsx
BAU | India | IN_N | Talwandi Sabo TPP | PWRCOAINDNO | Coal Steam | Coal | 1980 | 2014-06-01 | Punjab | 0.65 | Operational | India_Electricity_Infrastructure.xlsx
BAU | India | IN_N | Tanda TPS | PWRCOAINDNO | Coal Steam | Coal | 1760 | 1988-01-01 | Uttar Pradesh | 0.65 | Operational | India_Electricity_Infrastructure.xlsx
BAU | India | IN_N | Unchahar or Feroz Gandhi TPS | PWRCOAINDNO | Coal Steam | Coal | 1550 | 1988-11-01 | Uttar Pradesh | 0.65 | Operational | India_Electricity_Infrastructure.xlsx
BAU | India | IN_N | Utraula TPS | PWRCOAINDNO | Coal Steam | Coal | 90 | 2012-02-01 | Uttar Pradesh | 0.65 | Operational | India_Electricity_Infrastructure.xlsx
BAU | India | IN_N | Yamuna Nagar or Deenbandhu Chotu Ram TPS | PWRCOAINDNO | Coal Steam | Coal | 600 | 2007-04-01 | Haryana | 0.65 | Operational | India_Electricity_Infrastructure.xlsx
BAU | India | IN_N | Allain Duhangan Hydroelectric Power Project | PWRHYDINDNO | Hydro | Hydro | 192 | 2010-09-16 | Himachal Pradesh | 0.45 | Operational | India_Electricity_Infrastructure.xlsx
BAU | India | IN_N | Anandpur Sahib I & II Hydroelectric Power Project | PWRHYDINDNO | Hydro | Hydro | 134 | 1985-04-27 | Punjab | 0.45 | Operational | India_Electricity_Infrastructure.xlsx
BAU | India | IN_N | Baglihar I Hydroelectric Power Project | PWRHYDINDNO | Hydro | Hydro | 450 | 2008-08-10 | Jammu and Kashmir | 0.45 | Operational | India_Electricity_Infrastructure.xlsx
BAU | India | IN_N | Baglihar II Hydroelectric Power Project | PWRHYDINDNO | Hydro | Hydro | 450 | 2015-09-05 | Jammu and Kashmir | 0.45 | Operational | India_Electricity_Infrastructure.xlsx
BAU | India | IN_N | Baira Siul Hydroelectric Power Project | PWRHYDINDNO | Hydro | Hydro | 180 | 1980-05-18 | Himachal Pradesh | 0.45 | Operational | India_Electricity_Infrastructure.xlsx
BAU | India | IN_N | Bajoli Holi Hydro Power Project | PWRHYDINDNO | Hydro | Hydro | 180 | 2022-03-01 | Himachal Pradesh | 0.45 | Operational | India_Electricity_Infrastructure.xlsx
BAU | India | IN_N | Baspa II Hydroelectric Power Project | PWRHYDINDNO | Hydro | Hydro | 300 | 2003-05-24 | Himachal Pradesh | 0.45 | Operational | India_Electricity_Infrastructure.xlsx
BAU | India | IN_N | Bassi Hydroelectric Power Project | PWRHYDINDNO | Hydro | Hydro | 66 | 1970-06-12 | Himachal Pradesh | 0.45 | Operational | India_Electricity_Infrastructure.xlsx
BAU | India | IN_N | Bhakra Nangal (Left & Right) Hydroelectric Power Project | PWRHYDINDNO | Hydro | Hydro | 1415 | 1960-11-01 | Himachal Pradesh | 0.45 | Operational | India_Electricity_Infrastructure.xlsx
BAU | India | IN_N | Budhil Hydroelectric Power Project | PWRHYDINDNO | Hydro | Hydro | 70 | 2012-05-26 | Himachal Pradesh | 0.45 | Operational | India_Electricity_Infrastructure.xlsx
BAU | India | IN_N | Chamera I Hydroelectric Power Project | PWRHYDINDNO | Hydro | Hydro | 540 | 1994-05-01 | Himachal Pradesh | 0.45 | Operational | India_Electricity_Infrastructure.xlsx
BAU | India | IN_N | Chamera II Hydroelectric Power Project | PWRHYDINDNO | Hydro | Hydro | 300 | 2003-11-02 | Himachal Pradesh | 0.45 | Operational | India_Electricity_Infrastructure.xlsx
BAU | India | IN_N | Chamera III Hydroelectric Power Project | PWRHYDINDNO | Hydro | Hydro | 231 | 2012-06-07 | Himachal Pradesh | 0.45 | Operational | India_Electricity_Infrastructure.xlsx
BAU | India | IN_N | Chanju I Hydroelectric Power Project | PWRHYDINDNO | Hydro | Hydro | 36 | 2017-02-01 | Himachal Pradesh | 0.45 | Operational | India_Electricity_Infrastructure.xlsx
BAU | India | IN_N | Chibro (Yamuna St.II) Hydroelectric Power Project | PWRHYDINDNO | Hydro | Hydro | 240 | 1975-04-20 | Uttarakhand | 0.45 | Operational | India_Electricity_Infrastructure.xlsx
BAU | India | IN_N | Chilla Hydroelectric Power Project | PWRHYDINDNO | Hydro | Hydro | 144 | 1980-07-17 | Uttarakhand | 0.45 | Operational | India_Electricity_Infrastructure.xlsx
BAU | India | IN_N | Chutak Hydroelectric Power Project | PWRHYDINDNO | Hydro | Hydro | 44 | 2012-11-08 | Ladakh | 0.45 | Operational | India_Electricity_Infrastructure.xlsx
BAU | India | IN_N | Dehar Power House | PWRHYDINDNO | Hydro | Hydro | 990 | 1977-11-01 | Himachal Pradesh | 0.45 | Operational | India_Electricity_Infrastructure.xlsx
BAU | India | IN_N | Dhakrani (Yamuna St.I) Hydroelectric Power Project | PWRHYDINDNO | Hydro | Hydro | 33.75 | 1965-11-15 | Uttarakhand | 0.45 | Operational | India_Electricity_Infrastructure.xlsx
BAU | India | IN_N | Dhalipur (Yamuna St.I) Hydroelectric Power Project | PWRHYDINDNO | Hydro | Hydro | 51 | 1965-12-10 | Uttarakhand | 0.45 | Operational | India_Electricity_Infrastructure.xlsx
BAU | India | IN_N | Dhauliganga Hydroelectric Power Project | PWRHYDINDNO | Hydro | Hydro | 280 | 2005-10-01 | Uttarakhand | 0.45 | Operational | India_Electricity_Infrastructure.xlsx
BAU | India | IN_N | Dulhasti Hydroelectric Power Project | PWRHYDINDNO | Hydro | Hydro | 390 | 2007-04-07 | Jammu and Kashmir | 0.45 | Operational | India_Electricity_Infrastructure.xlsx
BAU | India | IN_N | Ganguwal Power House | PWRHYDINDNO | Hydro | Hydro | 77.65 | 1955-01-01 | Punjab | 0.45 | Operational | India_Electricity_Infrastructure.xlsx
BAU | India | IN_N | Giri Bata Hydroelectric Power Project | PWRHYDINDNO | Hydro | Hydro | 60 | 1978-05-31 | Himachal Pradesh | 0.45 | Operational | India_Electricity_Infrastructure.xlsx
BAU | India | IN_N | Jawahar Sagar Hydroelectric Power Project | PWRHYDINDNO | Hydro | Hydro | 99 | 1972-05-09 | Rajasthan | 0.45 | Operational | India_Electricity_Infrastructure.xlsx
BAU | India | IN_N | Karcham Wangtoo Hydroelectric Power Project | PWRHYDINDNO | Hydro | Hydro | 1045 | 2011-05-24 | Himachal Pradesh | 0.45 | Operational | India_Electricity_Infrastructure.xlsx
BAU | India | IN_N | Kashang Integrated Hydroelectric Power Project | PWRHYDINDNO | Hydro | Hydro | 195 | 2016-08-28 | Himachal Pradesh | 0.45 | Operational | India_Electricity_Infrastructure.xlsx
BAU | India | IN_N | Khara Hydroelectric Power Project | PWRHYDINDNO | Hydro | Hydro | 72 | 1992-06-14 | Uttar Pradesh | 0.45 | Operational | India_Electricity_Infrastructure.xlsx
BAU | India | IN_N | Khatima Hydroelectric Power Project | PWRHYDINDNO | Hydro | Hydro | 41.4 | 1955-01-01 | Uttarakhand | 0.45 | Operational | India_Electricity_Infrastructure.xlsx
BAU | India | IN_N | Khodri (Yamuna St.II) Hydroelectric Power Project | PWRHYDINDNO | Hydro | Hydro | 120 | 1984-01-29 | Uttarakhand | 0.45 | Operational | India_Electricity_Infrastructure.xlsx
BAU | India | IN_N | Kishenganga Hydroelectric Power Project | PWRHYDINDNO | Hydro | Hydro | 330 | 2018-03-13 | Jammu and Kashmir | 0.45 | Operational | India_Electricity_Infrastructure.xlsx
BAU | India | IN_N | Koldam Hydroelectric Power Project | PWRHYDINDNO | Hydro | Hydro | 800 | 2015-03-31 | Himachal Pradesh | 0.45 | Operational | India_Electricity_Infrastructure.xlsx
BAU | India | IN_N | Koteshwar Hydroelectric Power Project | PWRHYDINDNO | Hydro | Hydro | 400 | 2011-03-28 | Uttarakhand | 0.45 | Operational | India_Electricity_Infrastructure.xlsx
BAU | India | IN_N | Kotla Power House | PWRHYDINDNO | Hydro | Hydro | 77.65 | 1956-05-01 | Punjab | 0.45 | Operational | India_Electricity_Infrastructure.xlsx
BAU | India | IN_N | Kulhal (Yamuna St.IV) Hydroelectric Power Project | PWRHYDINDNO | Hydro | Hydro | 30 | 1975-03-12 | Uttarakhand | 0.45 | Operational | India_Electricity_Infrastructure.xlsx
BAU | India | IN_N | Kutehr Hydro Power Project | PWRHYDINDNO | Hydro | Hydro | 240 | 2025-08-01 | Himachal Pradesh | 0.45 | Operational | India_Electricity_Infrastructure.xlsx
BAU | India | IN_N | Larji Hydroelectric Power Project | PWRHYDINDNO | Hydro | Hydro | 126 | 2006-06-28 | Himachal Pradesh | 0.45 | Operational | India_Electricity_Infrastructure.xlsx
BAU | India | IN_N | Lower Jhelum Hydroelectric Power Project | PWRHYDINDNO | Hydro | Hydro | 105 | 1978-02-01 | Jammu and Kashmir | 0.45 | Operational | India_Electricity_Infrastructure.xlsx
BAU | India | IN_N | Mahi Bajaj Sagar I & II Hydroelectric Power Project | PWRHYDINDNO | Hydro | Hydro | 140 | 1986-01-22 | Rajasthan | 0.45 | Operational | India_Electricity_Infrastructure.xlsx
BAU | India | IN_N | Malana Hydroelectric Power Project | PWRHYDINDNO | Hydro | Hydro | 86 | 2001-07-05 | Himachal Pradesh | 0.45 | Operational | India_Electricity_Infrastructure.xlsx
BAU | India | IN_N | Malana II Hydroelectric Power Project | PWRHYDINDNO | Hydro | Hydro | 100 | 2011-08-06 | Himachal Pradesh | 0.45 | Operational | India_Electricity_Infrastructure.xlsx
BAU | India | IN_N | Maneri Bhali I Hydroelectric Power Project | PWRHYDINDNO | Hydro | Hydro | 90 | 1984-06-06 | Uttarakhand | 0.45 | Operational | India_Electricity_Infrastructure.xlsx
BAU | India | IN_N | Maneri Bhali II Hydroelectric Power Project | PWRHYDINDNO | Hydro | Hydro | 304 | 2008-06-30 | Uttarakhand | 0.45 | Operational | India_Electricity_Infrastructure.xlsx
BAU | India | IN_N | Matatilla Hydroelectric Power Project | PWRHYDINDNO | Hydro | Hydro | 30.6 | 1965-05-18 | Uttar Pradesh | 0.45 | Operational | India_Electricity_Infrastructure.xlsx
BAU | India | IN_N | Mukerian I to IV Hydroelectric Power Project | PWRHYDINDNO | Hydro | Hydro | 207 | 1983-10-02 | Punjab | 0.45 | Operational | India_Electricity_Infrastructure.xlsx
BAU | India | IN_N | Naitwar Mori Hydro Power Project | PWRHYDINDNO | Hydro | Hydro | 60 | 2023-11-24 | Uttarakhand | 0.45 | Operational | India_Electricity_Infrastructure.xlsx
BAU | India | IN_N | Naptha Jhakri Hydroelectric Power Project | PWRHYDINDNO | Hydro | Hydro | 1500 | 2003-05-06 | Himachal Pradesh | 0.45 | Operational | India_Electricity_Infrastructure.xlsx
BAU | India | IN_N | Nimoo Bazgo Hydroelectric Power Project | PWRHYDINDNO | Hydro | Hydro | 45 | 2013-10-30 | Ladakh | 0.45 | Operational | India_Electricity_Infrastructure.xlsx
BAU | India | IN_N | Obra Hydroelectric Power Project | PWRHYDINDNO | Hydro | Hydro | 99 | 1970-08-01 | Uttar Pradesh | 0.45 | Operational | India_Electricity_Infrastructure.xlsx
BAU | India | IN_N | Parbati III Hydroelectric Power Project | PWRHYDINDNO | Hydro | Hydro | 520 | 2014-02-18 | Himachal Pradesh | 0.45 | Operational | India_Electricity_Infrastructure.xlsx
BAU | India | IN_N | Parbati St. II Hydro Power Project | PWRHYDINDNO | Hydro | Hydro | 800 | 2025-03-24 | Himachal Pradesh | 0.45 | Operational | India_Electricity_Infrastructure.xlsx
BAU | India | IN_N | Pong Power House | PWRHYDINDNO | Hydro | Hydro | 396 | 1978-01-01 | Himachal Pradesh | 0.45 | Operational | India_Electricity_Infrastructure.xlsx
BAU | India | IN_N | Ram Ganga Hydroelectric Power Project | PWRHYDINDNO | Hydro | Hydro | 198 | 1975-12-31 | Uttarakhand | 0.45 | Operational | India_Electricity_Infrastructure.xlsx
BAU | India | IN_N | Rampur Hydroelectric Power Project | PWRHYDINDNO | Hydro | Hydro | 412.02 | 2014-03-21 | Himachal Pradesh | 0.45 | Operational | India_Electricity_Infrastructure.xlsx
BAU | India | IN_N | Rana Pratap Sagar Hydroelectric Power Project | PWRHYDINDNO | Hydro | Hydro | 172 | 1968-08-01 | Rajasthan | 0.45 | Operational | India_Electricity_Infrastructure.xlsx
BAU | India | IN_N | Ranjit Sagar Hydroelectric Power Project | PWRHYDINDNO | Hydro | Hydro | 600 | 2000-08-12 | Punjab | 0.45 | Operational | India_Electricity_Infrastructure.xlsx
BAU | India | IN_N | Rihand Hydroelectric Power Project | PWRHYDINDNO | Hydro | Hydro | 300 | 1962-08-01 | Uttar Pradesh | 0.45 | Operational | India_Electricity_Infrastructure.xlsx
BAU | India | IN_N | Sainj Hydroelectric Power Project | PWRHYDINDNO | Hydro | Hydro | 100 | 2017-09-04 | Himachal Pradesh | 0.45 | Operational | India_Electricity_Infrastructure.xlsx
BAU | India | IN_N | Salal I & II Hydroelectric Power Project | PWRHYDINDNO | Hydro | Hydro | 690 | 1987-11-20 | Jammu and Kashmir | 0.45 | Operational | India_Electricity_Infrastructure.xlsx
BAU | India | IN_N | Sanjay Hydroelectric Power Project | PWRHYDINDNO | Hydro | Hydro | 120 | 1989-06-11 | Himachal Pradesh | 0.45 | Operational | India_Electricity_Infrastructure.xlsx
BAU | India | IN_N | Sawra Kuddu Hydro Power Project | PWRHYDINDNO | Hydro | Hydro | 111 | 2021-01-01 | Himachal Pradesh | 0.45 | Operational | India_Electricity_Infrastructure.xlsx
BAU | India | IN_N | Sewa II Hydroelectric Power Project | PWRHYDINDNO | Hydro | Hydro | 120 | 2010-06-22 | Jammu and Kashmir | 0.45 | Operational | India_Electricity_Infrastructure.xlsx
BAU | India | IN_N | Shanan Power House | PWRHYDINDNO | Hydro | Hydro | 110 | 1932-08-01 | Himachal Pradesh | 0.45 | Operational | India_Electricity_Infrastructure.xlsx
BAU | India | IN_N | Shrinagar Hydroelectric Power Project | PWRHYDINDNO | Hydro | Hydro | 330 | 2015-04-10 | Uttarakhand | 0.45 | Operational | India_Electricity_Infrastructure.xlsx
BAU | India | IN_N | Singoli Bhatwari Hydro Power Project | PWRHYDINDNO | Hydro | Hydro | 99 | 2020-12-01 | Uttarakhand | 0.45 | Operational | India_Electricity_Infrastructure.xlsx
BAU | India | IN_N | Sorang Hydro Power Project | PWRHYDINDNO | Hydro | Hydro | 100 | 2021-09-01 | Himachal Pradesh | 0.45 | Operational | India_Electricity_Infrastructure.xlsx
BAU | India | IN_N | Tanakpur Hydroelectric Power Project | PWRHYDINDNO | Hydro | Hydro | 94.2 | 1993-04-01 | Uttarakhand | 0.45 | Operational | India_Electricity_Infrastructure.xlsx
BAU | India | IN_N | Tehri I Hydroelectric Power Project | PWRHYDINDNO | Hydro | Hydro | 1000 | 2006-09-22 | Uttarakhand | 0.45 | Operational | India_Electricity_Infrastructure.xlsx
BAU | India | IN_N | Tehri Pumped Storage Hydro Power Project | PWRHYDINDNO | Hydro | Hydro | 750 | 2025-06-05 | Uttarakhand | 0.45 | Operational | India_Electricity_Infrastructure.xlsx
BAU | India | IN_N | Uhl-III Hydro Power Project | PWRHYDINDNO | Hydro | Hydro | 99.99 | 2025-03-01 | Himachal Pradesh | 0.45 | Operational | India_Electricity_Infrastructure.xlsx
BAU | India | IN_N | Upper Sindh II Hydroelectric Power Project | PWRHYDINDNO | Hydro | Hydro | 105 | 2000-06-01 | Jammu and Kashmir | 0.45 | Operational | India_Electricity_Infrastructure.xlsx
BAU | India | IN_N | Uri I Hydroelectric Power Project | PWRHYDINDNO | Hydro | Hydro | 480 | 1997-06-01 | Jammu and Kashmir | 0.45 | Operational | India_Electricity_Infrastructure.xlsx
BAU | India | IN_N | Uri II Hydroelectric Power Project | PWRHYDINDNO | Hydro | Hydro | 240 | 2013-09-25 | Jammu and Kashmir | 0.45 | Operational | India_Electricity_Infrastructure.xlsx
BAU | India | IN_N | Vishnuprayag Hydroelectric Power Project | PWRHYDINDNO | Hydro | Hydro | 400 | 2006-06-01 | Uttarakhand | 0.45 | Operational | India_Electricity_Infrastructure.xlsx
BAU | India | IN_N | Vyasi Hydro Power Project | PWRHYDINDNO | Hydro | Hydro | 120 | 2022-06-01 | Uttarakhand | 0.45 | Operational | India_Electricity_Infrastructure.xlsx
BAU | India | IN_N | Narora Atomic Power Station | PWRURNINDNO | Nuclear | Nuclear | 440 | 1991-01-01 | Uttar Pradesh | 0.85 | Operational | India_Electricity_Infrastructure.xlsx
BAU | India | IN_N | Rajasthan Atomic Power Station | PWRURNINDNO | Nuclear | Nuclear | 1780 | 1981-04-01 | Rajasthan | 0.85 | Operational | India_Electricity_Infrastructure.xlsx
BAU | India | IN_N | Anta Gas Combined Cycle Gas Turbine Power Plant | PWRNGSINDNO | Natural Gas CC | Oil & Gas | 419.33 | 1989-01-20 | Rajasthan | 0.55 | Operational | India_Electricity_Infrastructure.xlsx
BAU | India | IN_N | Auraiya Combined Cycle Gas Turbine Power Plant | PWRNGSINDNO | Natural Gas CC | Oil & Gas | 663.36 | 1989-03-29 | Uttar Pradesh | 0.55 | Operational | India_Electricity_Infrastructure.xlsx
BAU | India | IN_N | Dadri Combined Cycle Gas Turbine Power Plant | PWRNGSINDNO | Natural Gas CC | Oil & Gas | 829.78 | 1992-05-01 | Uttar Pradesh | 0.55 | Operational | India_Electricity_Infrastructure.xlsx
BAU | India | IN_N | Dholpur Combined Cycle Power Station | PWRNGSINDNO | Natural Gas CC | Oil & Gas | 330 | 2007-03-29 | Rajasthan | 0.55 | Operational | India_Electricity_Infrastructure.xlsx
BAU | India | IN_N | Faridabad NTPC Gas Combined Cycle Gas Turbine Power Plant | PWRNGSINDNO | Natural Gas CC | Oil & Gas | 431.59 | 1999-06-18 | Haryana | 0.55 | Operational | India_Electricity_Infrastructure.xlsx
BAU | India | IN_N | Gama Combined Cycle Power Plant | PWRNGSINDNO | Natural Gas CC | Oil & Gas | 225 | 2016-04-25 | Uttarakhand | 0.55 | Operational | India_Electricity_Infrastructure.xlsx
BAU | India | IN_N | I.P. Gas Turbine Power Station | PWRNGSINDNO | Natural Gas CC | Oil & Gas | 270 | 1986-05-14 | Delhi | 0.55 | Operational | India_Electricity_Infrastructure.xlsx
BAU | India | IN_N | Kashipur Combined Cycle Power Plant Phase I | PWRNGSINDNO | Natural Gas CC | Oil & Gas | 225 | 2016-11-20 | Uttarakhand | 0.55 | Operational | India_Electricity_Infrastructure.xlsx
BAU | India | IN_N | Kashipur Combined Cycle Power Plant Phase II | PWRNGSINDNO | Natural Gas CC | Oil & Gas | 214 | 2023-06-13 | Uttarakhand | 0.55 | Operational | India_Electricity_Infrastructure.xlsx
BAU | India | IN_N | Pragati-I Combined Cycle Gas Power Station | PWRNGSINDNO | Natural Gas CC | Oil & Gas | 330.4 | 2002-03-15 | Delhi | 0.55 | Operational | India_Electricity_Infrastructure.xlsx
BAU | India | IN_N | Pragati-III Combined Cycle Gas Power Project | PWRNGSINDNO | Natural Gas CC | Oil & Gas | 1500 | 2010-10-24 | Delhi | 0.55 | Operational | India_Electricity_Infrastructure.xlsx
BAU | India | IN_N | Ramgarh Gas Thermal Power Station | PWRNGSINDNO | Natural Gas CC | Oil & Gas | 273.5 | 1994-11-15 | Rajasthan | 0.55 | Operational | India_Electricity_Infrastructure.xlsx
BAU | India | IN_N | Ajog Small Hydro Power Plant | PWRHYDINDNO | Hydro | Small Hydro | 5 | Pre-2000 | Himachal Pradesh | 0.45 | Operational | India_Electricity_Infrastructure.xlsx
BAU | India | IN_N | Akhara Small Hydro Project | PWRHYDINDNO | Hydro | Small Hydro | 1.1 | 2010-03-25 | Punjab | 0.45 | Operational | India_Electricity_Infrastructure.xlsx
BAU | India | IN_N | Aleo II Small Hydro Power Plant | PWRHYDINDNO | Hydro | Small Hydro | 4.8 | 2010-08-05 | Himachal Pradesh | 0.45 | Operational | India_Electricity_Infrastructure.xlsx
BAU | India | IN_N | Aleo Small Hydro Power Plant | PWRHYDINDNO | Hydro | Small Hydro | 3 | 2005-08-01 | Himachal Pradesh | 0.45 | Operational | India_Electricity_Infrastructure.xlsx
BAU | India | IN_N | Alwas Small Hydro Power Plant | PWRHYDINDNO | Hydro | Small Hydro | 2.25 | Pre-2000 | Himachal Pradesh | 0.45 | Operational | India_Electricity_Infrastructure.xlsx
BAU | India | IN_N | Andhra II Small Hydro Power Project | PWRHYDINDNO | Hydro | Small Hydro | 5 | 2004-07-20 | Himachal Pradesh | 0.45 | Operational | India_Electricity_Infrastructure.xlsx
BAU | India | IN_N | Andhra Small Hydro Power Plant | PWRHYDINDNO | Hydro | Small Hydro | 16.95 | 1987-06-01 | Himachal Pradesh | 0.45 | Operational | India_Electricity_Infrastructure.xlsx
BAU | India | IN_N | Ani Small Hydro Power Project | PWRHYDINDNO | Hydro | Small Hydro | 5 | 2005-06-08 | Himachal Pradesh | 0.45 | Operational | India_Electricity_Infrastructure.xlsx
BAU | India | IN_N | Anoopgarh Phase I Mini Hydel Station | PWRHYDINDNO | Hydro | Small Hydro | 4.5 | 1987-09-01 | Rajasthan | 0.45 | Operational | India_Electricity_Infrastructure.xlsx
BAU | India | IN_N | Anoopgarh Phase II Mini Hydel Station | PWRHYDINDNO | Hydro | Small Hydro | 4.5 | 1987-12-01 | Rajasthan | 0.45 | Operational | India_Electricity_Infrastructure.xlsx
BAU | India | IN_N | Awa Small Hydro Power Project | PWRHYDINDNO | Hydro | Small Hydro | 4.5 | 2000-05-31 | Himachal Pradesh | 0.45 | Operational | India_Electricity_Infrastructure.xlsx
BAU | India | IN_N | Babail Small Hydro Power Station | PWRHYDINDNO | Hydro | Small Hydro | 3 | Pre-2000 | Uttar Pradesh | 0.45 | Operational | India_Electricity_Infrastructure.xlsx
BAU | India | IN_N | Babbanpur Small Hydro Project | PWRHYDINDNO | Hydro | Small Hydro | 1.25 | 2004-07-01 | Punjab | 0.45 | Operational | India_Electricity_Infrastructure.xlsx
BAU | India | IN_N | Bachham Micro Hydel Project | PWRHYDINDNO | Hydro | Small Hydro | 0.1 | Pre-2000 | Uttarakhand | 0.45 | Operational | India_Electricity_Infrastructure.xlsx
BAU | India | IN_N | Badiyakot Micro Hydel Project | PWRHYDINDNO | Hydro | Small Hydro | 0.1 | Pre-2000 | Uttarakhand | 0.45 | Operational | India_Electricity_Infrastructure.xlsx
BAU | India | IN_N | Bagar Micro Hydel Project | PWRHYDINDNO | Hydro | Small Hydro | 0.05 | Pre-2000 | Uttarakhand | 0.45 | Operational | India_Electricity_Infrastructure.xlsx
BAU | India | IN_N | Bagipul Small Hydro Power Plant | PWRHYDINDNO | Hydro | Small Hydro | 1 | Pre-2000 | Himachal Pradesh | 0.45 | Operational | India_Electricity_Infrastructure.xlsx
BAU | India | IN_N | Bagrood Small Hydro Power Project | PWRHYDINDNO | Hydro | Small Hydro | 0.24 | 2013-07-01 | Himachal Pradesh | 0.45 | Operational | India_Electricity_Infrastructure.xlsx
BAU | India | IN_N | Balh Padhar Small Hydro Power Project | PWRHYDINDNO | Hydro | Small Hydro | 4 | 2008-03-01 | Himachal Pradesh | 0.45 | Operational | India_Electricity_Infrastructure.xlsx
BAU | India | IN_N | Balij Ka Nallah-II Small Hydro Power Project | PWRHYDINDNO | Hydro | Small Hydro | 3.5 | 2002-10-24 | Himachal Pradesh | 0.45 | Operational | India_Electricity_Infrastructure.xlsx
BAU | India | IN_N | Balij Ka Nallah-III Small Hydro Power Project | PWRHYDINDNO | Hydro | Small Hydro | 3 | Pre-2000 | Himachal Pradesh | 0.45 | Operational | India_Electricity_Infrastructure.xlsx
BAU | India | IN_N | Balij ka Nala Small Hydro Power Project | PWRHYDINDNO | Hydro | Small Hydro | 3.5 | Pre-2000 | Himachal Pradesh | 0.45 | Operational | India_Electricity_Infrastructure.xlsx
BAU | India | IN_N | Baloot Fozal Small Hydro Power Plant | PWRHYDINDNO | Hydro | Small Hydro | 4.6 | Pre-2000 | Himachal Pradesh | 0.45 | Operational | India_Electricity_Infrastructure.xlsx
BAU | India | IN_N | Balsio Small Hydro Power Project | PWRHYDINDNO | Hydro | Small Hydro | 5 | 2011-02-01 | Himachal Pradesh | 0.45 | Operational | India_Electricity_Infrastructure.xlsx
BAU | India | IN_N | Baltikulan Small Hydro Project | PWRHYDINDNO | Hydro | Small Hydro | 5 | Pre-2000 | Jammu and Kashmir | 0.45 | Operational | India_Electricity_Infrastructure.xlsx
BAU | India | IN_N | Baner II Small Hydro Power Plant | PWRHYDINDNO | Hydro | Small Hydro | 6 | 2001-10-01 | Himachal Pradesh | 0.45 | Operational | India_Electricity_Infrastructure.xlsx
BAU | India | IN_N | Baner III Small Hydro Power Plant | PWRHYDINDNO | Hydro | Small Hydro | 5 | 2005-11-22 | Himachal Pradesh | 0.45 | Operational | India_Electricity_Infrastructure.xlsx
BAU | India | IN_N | Baner Sangam Small Hydro Power Project | PWRHYDINDNO | Hydro | Small Hydro | 5 | 2016-06-01 | Himachal Pradesh | 0.45 | Operational | India_Electricity_Infrastructure.xlsx
BAU | India | IN_N | Baner Small Hydro Power Plant | PWRHYDINDNO | Hydro | Small Hydro | 12 | 1996-06-18 | Himachal Pradesh | 0.45 | Operational | India_Electricity_Infrastructure.xlsx
BAU | India | IN_N | Bank Micro Hydel Project | PWRHYDINDNO | Hydro | Small Hydro | 0.1 | Pre-2000 | Uttarakhand | 0.45 | Operational | India_Electricity_Infrastructure.xlsx
BAU | India | IN_N | Baragaon Small Hydro Power Project | PWRHYDINDNO | Hydro | Small Hydro | 24 | Pre-2000 | Himachal Pradesh | 0.45 | Operational | India_Electricity_Infrastructure.xlsx
BAU | India | IN_N | Baragran Small Hydro Power Project | PWRHYDINDNO | Hydro | Small Hydro | 4.9 | 2000-03-30 | Himachal Pradesh | 0.45 | Operational | India_Electricity_Infrastructure.xlsx
BAU | India | IN_N | Barewal & Jhammal Combined Hydro Project | PWRHYDINDNO | Hydro | Small Hydro | 0.9 | 2010-06-12 | Punjab | 0.45 | Operational | India_Electricity_Infrastructure.xlsx
BAU | India | IN_N | Barseu Small Hydro Power Plant | PWRHYDINDNO | Hydro | Small Hydro | 3 | Pre-2000 | Himachal Pradesh | 0.45 | Operational | India_Electricity_Infrastructure.xlsx
BAU | India | IN_N | Barthi Small Hydro Power Plant | PWRHYDINDNO | Hydro | Small Hydro | 1 | Pre-2000 | Himachal Pradesh | 0.45 | Operational | India_Electricity_Infrastructure.xlsx
BAU | India | IN_N | Bazgo Small Hydro Project | PWRHYDINDNO | Hydro | Small Hydro | 0.3 | Pre-2000 | Ladakh | 0.45 | Operational | India_Electricity_Infrastructure.xlsx
BAU | India | IN_N | Beas Small Hydro Power Project | PWRHYDINDNO | Hydro | Small Hydro | 2.25 | 2005-06-08 | Himachal Pradesh | 0.45 | Operational | India_Electricity_Infrastructure.xlsx
BAU | India | IN_N | Behna-I Small Hydro Power Project | PWRHYDINDNO | Hydro | Small Hydro | 5 | 2006-07-25 | Himachal Pradesh | 0.45 | Operational | India_Electricity_Infrastructure.xlsx
BAU | India | IN_N | Belij Small Hydro Power Project | PWRHYDINDNO | Hydro | Small Hydro | 5 | 2007-06-14 | Himachal Pradesh | 0.45 | Operational | India_Electricity_Infrastructure.xlsx
BAU | India | IN_N | Belka Small Hydro Power Station | PWRHYDINDNO | Hydro | Small Hydro | 3 | Pre-2000 | Uttar Pradesh | 0.45 | Operational | India_Electricity_Infrastructure.xlsx
BAU | India | IN_N | Bhaba Augmentation Hydro Electric Project | PWRHYDINDNO | Hydro | Small Hydro | 4.5 | 2011-07-09 | Himachal Pradesh | 0.45 | Operational | India_Electricity_Infrastructure.xlsx
BAU | India | IN_N | Bhaderwah Small Hydro Project | PWRHYDINDNO | Hydro | Small Hydro | 1 | Pre-2000 | Jammu and Kashmir | 0.45 | Operational | India_Electricity_Infrastructure.xlsx
BAU | India | IN_N | Bhanubhura Small Hydro Project | PWRHYDINDNO | Hydro | Small Hydro | 1.3 | 2003-04-26 | Punjab | 0.45 | Operational | India_Electricity_Infrastructure.xlsx
BAU | India | IN_N | Bhilganga Hydro Power Project | PWRHYDINDNO | Hydro | Small Hydro | 24 | Pre-2000 | Uttarakhand | 0.45 | Operational | India_Electricity_Infrastructure.xlsx
BAU | India | IN_N | Bhola Small Hydro Power Station | PWRHYDINDNO | Hydro | Small Hydro | 2.7 | 1928-12-01 | Uttar Pradesh | 0.45 | Operational | India_Electricity_Infrastructure.xlsx
BAU | India | IN_N | Bhujal Small Hydro Power Plant | PWRHYDINDNO | Hydro | Small Hydro | 1 | Pre-2000 | Himachal Pradesh | 0.45 | Operational | India_Electricity_Infrastructure.xlsx
BAU | India | IN_N | Bibiwala Small Hydro Project | PWRHYDINDNO | Hydro | Small Hydro | 0.4 | 2016-04-11 | Punjab | 0.45 | Operational | India_Electricity_Infrastructure.xlsx
BAU | India | IN_N | Binwa Parai Small Hydro Power Plant | PWRHYDINDNO | Hydro | Small Hydro | 5 | 2007-06-07 | Himachal Pradesh | 0.45 | Operational | India_Electricity_Infrastructure.xlsx
BAU | India | IN_N | Binwa Small Hydro Power Plant | PWRHYDINDNO | Hydro | Small Hydro | 6 | 1984-06-06 | Himachal Pradesh | 0.45 | Operational | India_Electricity_Infrastructure.xlsx
BAU | India | IN_N | Binwa Small Hydro Power Project | PWRHYDINDNO | Hydro | Small Hydro | 4.5 | Pre-2000 | Himachal Pradesh | 0.45 | Operational | India_Electricity_Infrastructure.xlsx
BAU | India | IN_N | Binwa-IV Small Hydro Power Project | PWRHYDINDNO | Hydro | Small Hydro | 4 | 2011-12-13 | Himachal Pradesh | 0.45 | Operational | India_Electricity_Infrastructure.xlsx
BAU | India | IN_N | Birahi Ganga Hydro Power Project | PWRHYDINDNO | Hydro | Small Hydro | 7.2 | Pre-2000 | Uttarakhand | 0.45 | Operational | India_Electricity_Infrastructure.xlsx
BAU | India | IN_N | Birsalpur Mini Hydel Station | PWRHYDINDNO | Hydro | Small Hydro | 0.54 | 1998-10-01 | Rajasthan | 0.45 | Operational | India_Electricity_Infrastructure.xlsx
BAU | India | IN_N | Borbalda Micro Hydel Project | PWRHYDINDNO | Hydro | Small Hydro | 0.03 | Pre-2000 | Uttarakhand | 0.45 | Operational | India_Electricity_Infrastructure.xlsx
BAU | India | IN_N | Bowani Small Hydro Project | PWRHYDINDNO | Hydro | Small Hydro | 1 | 2002-08-22 | Punjab | 0.45 | Operational | India_Electricity_Infrastructure.xlsx
BAU | India | IN_N | Bowani Small Hydro Project 2 | PWRHYDINDNO | Hydro | Small Hydro | 1.2 | 2012-03-20 | Punjab | 0.45 | Operational | India_Electricity_Infrastructure.xlsx
BAU | India | IN_N | Brahal Small Hydro Power Project | PWRHYDINDNO | Hydro | Small Hydro | 4 | 2005-06-08 | Himachal Pradesh | 0.45 | Operational | India_Electricity_Infrastructure.xlsx
BAU | India | IN_N | Braham Ganga Small Hydro Power Project | PWRHYDINDNO | Hydro | Small Hydro | 5 | 2002-08-02 | Himachal Pradesh | 0.45 | Operational | India_Electricity_Infrastructure.xlsx
BAU | India | IN_N | Brahl Top Small Hydro Power Plant | PWRHYDINDNO | Hydro | Small Hydro | 5 | 2012-04-20 | Himachal Pradesh | 0.45 | Operational | India_Electricity_Infrastructure.xlsx
BAU | India | IN_N | Brua Hydroelectric Project | PWRHYDINDNO | Hydro | Small Hydro | 9 | Pre-2000 | Himachal Pradesh | 0.45 | Operational | India_Electricity_Infrastructure.xlsx
BAU | India | IN_N | CLC India (Spentex Industries Ltd.) Small Hydro Project | PWRHYDINDNO | Hydro | Small Hydro | 3 | Pre-2000 | Himachal Pradesh | 0.45 | Operational | India_Electricity_Infrastructure.xlsx
BAU | India | IN_N | Chaba Small Hydro Power Project | PWRHYDINDNO | Hydro | Small Hydro | 1.75 | 1919-06-22 | Himachal Pradesh | 0.45 | Operational | India_Electricity_Infrastructure.xlsx
BAU | India | IN_N | Chachyot Small Hydro Power Project | PWRHYDINDNO | Hydro | Small Hydro | 3.5 | 2008-02-25 | Himachal Pradesh | 0.45 | Operational | India_Electricity_Infrastructure.xlsx
BAU | India | IN_N | Chaini Tepa Small Hydro Power Plant | PWRHYDINDNO | Hydro | Small Hydro | 5 | Pre-2000 | Himachal Pradesh | 0.45 | Operational | India_Electricity_Infrastructure.xlsx
BAU | India | IN_N | Chaksi Small Hydro Power Plant | PWRHYDINDNO | Hydro | Small Hydro | 2.4 | 2012-06-01 | Himachal Pradesh | 0.45 | Operational | India_Electricity_Infrastructure.xlsx
BAU | India | IN_N | Chamoli Hydro Power Project | PWRHYDINDNO | Hydro | Small Hydro | 5 | Pre-2000 | Uttarakhand | 0.45 | Operational | India_Electricity_Infrastructure.xlsx
BAU | India | IN_N | Chandigarh Distillers and Bottlers Ltd. (CDB Group) Plant 1 | PWRHYDINDNO | Hydro | Small Hydro | 9 | Pre-2000 | Himachal Pradesh | 0.45 | Operational | India_Electricity_Infrastructure.xlsx
BAU | India | IN_N | Chandigarh Distillers and Bottlers Ltd. (CDB Group) Plant 2 | PWRHYDINDNO | Hydro | Small Hydro | 4 | Pre-2000 | Himachal Pradesh | 0.45 | Operational | India_Electricity_Infrastructure.xlsx
BAU | India | IN_N | Chandni Small Hydro Power Project | PWRHYDINDNO | Hydro | Small Hydro | 3 | 2000-03-30 | Himachal Pradesh | 0.45 | Operational | India_Electricity_Infrastructure.xlsx
BAU | India | IN_N | Channuwal Small Hydro Project | PWRHYDINDNO | Hydro | Small Hydro | 0.9 | 2009-09-30 | Punjab | 0.45 | Operational | India_Electricity_Infrastructure.xlsx
BAU | India | IN_N | Charanwala Mini Hydel Station | PWRHYDINDNO | Hydro | Small Hydro | 1.2 | 1994-03-01 | Rajasthan | 0.45 | Operational | India_Electricity_Infrastructure.xlsx
BAU | India | IN_N | Chenani -III Small Hydro Project | PWRHYDINDNO | Hydro | Small Hydro | 7.5 | Pre-2000 | Jammu and Kashmir | 0.45 | Operational | India_Electricity_Infrastructure.xlsx
BAU | India | IN_N | Chenani-I Small Hydro Project | PWRHYDINDNO | Hydro | Small Hydro | 23.3 | 1971-12-01 | Jammu and Kashmir | 0.45 | Operational | India_Electricity_Infrastructure.xlsx
BAU | India | IN_N | Chenani-II Small Hydro Project | PWRHYDINDNO | Hydro | Small Hydro | 2 | Pre-2000 | Jammu and Kashmir | 0.45 | Operational | India_Electricity_Infrastructure.xlsx
BAU | India | IN_N | Chho Tundah Small Hydro Power Plant | PWRHYDINDNO | Hydro | Small Hydro | 4.5 | Pre-2000 | Himachal Pradesh | 0.45 | Operational | India_Electricity_Infrastructure.xlsx
BAU | India | IN_N | Chhoned-I Small Hydro Power Plant | PWRHYDINDNO | Hydro | Small Hydro | 5 | Pre-2000 | Himachal Pradesh | 0.45 | Operational | India_Electricity_Infrastructure.xlsx
BAU | India | IN_N | Chiludgad Micro Hydel Project | PWRHYDINDNO | Hydro | Small Hydro | 0.1 | Pre-2000 | Uttarakhand | 0.45 | Operational | India_Electricity_Infrastructure.xlsx
BAU | India | IN_N | Ching Small Hydro Power Project | PWRHYDINDNO | Hydro | Small Hydro | 1 | 2000-05-31 | Himachal Pradesh | 0.45 | Operational | India_Electricity_Infrastructure.xlsx
BAU | India | IN_N | Chirchind Small Hydro Power Project | PWRHYDINDNO | Hydro | Small Hydro | 5 | 2001-05-16 | Himachal Pradesh | 0.45 | Operational | India_Electricity_Infrastructure.xlsx
BAU | India | IN_N | Chitraura Small Hydro Power Station | PWRHYDINDNO | Hydro | Small Hydro | 3 | Pre-2000 | Uttar Pradesh | 0.45 | Operational | India_Electricity_Infrastructure.xlsx
BAU | India | IN_N | Choting Micro Hydel Project | PWRHYDINDNO | Hydro | Small Hydro | 0.1 | Pre-2000 | Uttarakhand | 0.45 | Operational | India_Electricity_Infrastructure.xlsx
BAU | India | IN_N | Choudhary Power Projects | PWRHYDINDNO | Hydro | Small Hydro | 15 | Pre-2000 | Jammu and Kashmir | 0.45 | Operational | India_Electricity_Infrastructure.xlsx
BAU | India | IN_N | Chupki Small Hydro Project | PWRHYDINDNO | Hydro | Small Hydro | 1.5 | 1999-11-12 | Punjab | 0.45 | Operational | India_Electricity_Infrastructure.xlsx
BAU | India | IN_N | Dadahur & Chakbhai Combined Hydro Project | PWRHYDINDNO | Hydro | Small Hydro | 2 | 2004-11-18 | Punjab | 0.45 | Operational | India_Electricity_Infrastructure.xlsx
BAU | India | IN_N | Dadupur Mini Hydel Scheme | PWRHYDINDNO | Hydro | Small Hydro | 6 | 2010-12-01 | Haryana | 0.45 | Operational | India_Electricity_Infrastructure.xlsx
BAU | India | IN_N | Dah Small Hydro Project | PWRHYDINDNO | Hydro | Small Hydro | 6 | Pre-2000 | Ladakh | 0.45 | Operational | India_Electricity_Infrastructure.xlsx
BAU | India | IN_N | Dalla Small Hydro Project | PWRHYDINDNO | Hydro | Small Hydro | 1 | 1999-05-24 | Punjab | 0.45 | Operational | India_Electricity_Infrastructure.xlsx
BAU | India | IN_N | Daredi Small Hydro Power Plant | PWRHYDINDNO | Hydro | Small Hydro | 4 | Pre-2000 | Himachal Pradesh | 0.45 | Operational | India_Electricity_Infrastructure.xlsx
BAU | India | IN_N | Daudhar Small Hydro Project | PWRHYDINDNO | Hydro | Small Hydro | 1.5 | Pre-2000 | Punjab | 0.45 | Operational | India_Electricity_Infrastructure.xlsx
BAU | India | IN_N | Daudhar Small Hydro Project | PWRHYDINDNO | Hydro | Small Hydro | 1.5 | 1987-07-16 | Punjab | 0.45 | Operational | India_Electricity_Infrastructure.xlsx
BAU | India | IN_N | Dawaitwal, Issewal & Kailpur Combined Small Hydro Project | PWRHYDINDNO | Hydro | Small Hydro | 0.9 | 2011-07-15 | Punjab | 0.45 | Operational | India_Electricity_Infrastructure.xlsx
BAU | India | IN_N | Dehar II Small Hydro Power Project | PWRHYDINDNO | Hydro | Small Hydro | 1.5 | 2005-12-22 | Himachal Pradesh | 0.45 | Operational | India_Electricity_Infrastructure.xlsx
BAU | India | IN_N | Dehar Small Hydro Power Project | PWRHYDINDNO | Hydro | Small Hydro | 5 | 2000-03-30 | Himachal Pradesh | 0.45 | Operational | India_Electricity_Infrastructure.xlsx
BAU | India | IN_N | Dhugli Small Hydro Power Plant | PWRHYDINDNO | Hydro | Small Hydro | 3.5 | Pre-2000 | Himachal Pradesh | 0.45 | Operational | India_Electricity_Infrastructure.xlsx
BAU | India | IN_N | Dikleri Small Hydo Power Project | PWRHYDINDNO | Hydro | Small Hydro | 2 | 2009-01-12 | Himachal Pradesh | 0.45 | Operational | India_Electricity_Infrastructure.xlsx
BAU | India | IN_N | Dogtigaun Micro Hydel Project | PWRHYDINDNO | Hydro | Small Hydro | 0.02 | Pre-2000 | Uttarakhand | 0.45 | Operational | India_Electricity_Infrastructure.xlsx
BAU | India | IN_N | Dolowal Small Hydro Project | PWRHYDINDNO | Hydro | Small Hydro | 1.4 | 2003-04-26 | Punjab | 0.45 | Operational | India_Electricity_Infrastructure.xlsx
BAU | India | IN_N | Drinidhar Small Hydro Power Plant | PWRHYDINDNO | Hydro | Small Hydro | 5 | 2005-06-08 | Himachal Pradesh | 0.45 | Operational | India_Electricity_Infrastructure.xlsx
BAU | India | IN_N | Dug Small Hydro Power Plant | PWRHYDINDNO | Hydro | Small Hydro | 1.5 | Pre-2000 | Himachal Pradesh | 0.45 | Operational | India_Electricity_Infrastructure.xlsx
BAU | India | IN_N | Dukrund Small Hydro Power Plant | PWRHYDINDNO | Hydro | Small Hydro | 3 | Pre-2000 | Himachal Pradesh | 0.45 | Operational | India_Electricity_Infrastructure.xlsx
BAU | India | IN_N | Dukrund-I Small Hydro Power Plant | PWRHYDINDNO | Hydro | Small Hydro | 3 | Pre-2000 | Himachal Pradesh | 0.45 | Operational | India_Electricity_Infrastructure.xlsx
BAU | India | IN_N | Dunali Small Hydro Power Project | PWRHYDINDNO | Hydro | Small Hydro | 5 | 2002-11-18 | Himachal Pradesh | 0.45 | Operational | India_Electricity_Infrastructure.xlsx
BAU | India | IN_N | Dunao Small Hydel Project | PWRHYDINDNO | Hydro | Small Hydro | 1.5 | 2017-07-01 | Uttarakhand | 0.45 | Operational | India_Electricity_Infrastructure.xlsx
BAU | India | IN_N | Durghed Small Hydro Power Plant | PWRHYDINDNO | Hydro | Small Hydro | 1.1 | Pre-2000 | Himachal Pradesh | 0.45 | Operational | India_Electricity_Infrastructure.xlsx
BAU | India | IN_N | GTV Engineering Ltd. Small Hydro Project | PWRHYDINDNO | Hydro | Small Hydro | 5 | Pre-2000 | Himachal Pradesh | 0.45 | Operational | India_Electricity_Infrastructure.xlsx
BAU | India | IN_N | Gaj II Small Hydro Power Plant | PWRHYDINDNO | Hydro | Small Hydro | 1.5 | 2005-06-08 | Himachal Pradesh | 0.45 | Operational | India_Electricity_Infrastructure.xlsx
BAU | India | IN_N | Gaj Small Hydro Power Plant | PWRHYDINDNO | Hydro | Small Hydro | 10.5 | 1996-06-18 | Himachal Pradesh | 0.45 | Operational | India_Electricity_Infrastructure.xlsx
BAU | India | IN_N | Gaj Top Small Hydro Power Plant | PWRHYDINDNO | Hydro | Small Hydro | 3.8 | 2011-06-20 | Himachal Pradesh | 0.45 | Operational | India_Electricity_Infrastructure.xlsx
BAU | India | IN_N | Gaj-III Small Hydro Power Project | PWRHYDINDNO | Hydro | Small Hydro | 3.6 | 2011-04-07 | Himachal Pradesh | 0.45 | Operational | India_Electricity_Infrastructure.xlsx
BAU | India | IN_N | Galogi Hydel Power Station | PWRHYDINDNO | Hydro | Small Hydro | 3 | 1912-11-19 | Uttarakhand | 0.45 | Operational | India_Electricity_Infrastructure.xlsx
BAU | India | IN_N | Gamshali Bampa Micro Hydel Project | PWRHYDINDNO | Hydro | Small Hydro | 0.05 | Pre-2000 | Uttarakhand | 0.45 | Operational | India_Electricity_Infrastructure.xlsx
BAU | India | IN_N | Ganderbal Small Hydro Project | PWRHYDINDNO | Hydro | Small Hydro | 15 | Pre-2000 | Jammu and Kashmir | 0.45 | Operational | India_Electricity_Infrastructure.xlsx
BAU | India | IN_N | Gangotri Kedarganga Micro Hydel Project | PWRHYDINDNO | Hydro | Small Hydro | 0.15 | Pre-2000 | Uttarakhand | 0.45 | Operational | India_Electricity_Infrastructure.xlsx
BAU | India | IN_N | Gangotri Rudragara Micro Hydel Project | PWRHYDINDNO | Hydro | Small Hydro | 0.15 | Pre-2000 | Uttarakhand | 0.45 | Operational | India_Electricity_Infrastructure.xlsx
BAU | India | IN_N | Gehra Small Hydro Power Plant | PWRHYDINDNO | Hydro | Small Hydro | 2 | Pre-2000 | Himachal Pradesh | 0.45 | Operational | India_Electricity_Infrastructure.xlsx
BAU | India | IN_N | Ghanvi II Small Hydro Power Plant | PWRHYDINDNO | Hydro | Small Hydro | 10 | Pre-2000 | Himachal Pradesh | 0.45 | Operational | India_Electricity_Infrastructure.xlsx
BAU | India | IN_N | Ghanvi Small Hydro Power Plant | PWRHYDINDNO | Hydro | Small Hydro | 22.5 | 2000-12-01 | Himachal Pradesh | 0.45 | Operational | India_Electricity_Infrastructure.xlsx
BAU | India | IN_N | Gharwan Small Hydro Power Plant | PWRHYDINDNO | Hydro | Small Hydro | 5 | Pre-2000 | Himachal Pradesh | 0.45 | Operational | India_Electricity_Infrastructure.xlsx
BAU | India | IN_N | Ghator Top Small Hydro Power Plant | PWRHYDINDNO | Hydro | Small Hydro | 4.98 | Pre-2000 | Himachal Pradesh | 0.45 | Operational | India_Electricity_Infrastructure.xlsx
BAU | India | IN_N | Ghator-I Small Hydro Power Plant | PWRHYDINDNO | Hydro | Small Hydro | 2.2 | Pre-2000 | Himachal Pradesh | 0.45 | Operational | India_Electricity_Infrastructure.xlsx
BAU | India | IN_N | Gholian Small Hydro Project | PWRHYDINDNO | Hydro | Small Hydro | 0.8 | 2009-10-04 | Punjab | 0.45 | Operational | India_Electricity_Infrastructure.xlsx
BAU | India | IN_N | Gogina - II Micro Hydel Project | PWRHYDINDNO | Hydro | Small Hydro | 0.05 | Pre-2000 | Uttarakhand | 0.45 | Operational | India_Electricity_Infrastructure.xlsx
BAU | India | IN_N | Gogina Micro Hydel Project | PWRHYDINDNO | Hydro | Small Hydro | 0.1 | Pre-2000 | Uttarakhand | 0.45 | Operational | India_Electricity_Infrastructure.xlsx
BAU | India | IN_N | Gogripur Hydro Power Project | PWRHYDINDNO | Hydro | Small Hydro | 2 | 2010-08-13 | Haryana | 0.45 | Operational | India_Electricity_Infrastructure.xlsx
BAU | India | IN_N | Gondar Micro Hydel Project | PWRHYDINDNO | Hydro | Small Hydro | 0.1 | Pre-2000 | Uttarakhand | 0.45 | Operational | India_Electricity_Infrastructure.xlsx
BAU | India | IN_N | Greenko Group Small Hydro Power Plant | PWRHYDINDNO | Hydro | Small Hydro | 12 | Pre-2000 | Himachal Pradesh | 0.45 | Operational | India_Electricity_Infrastructure.xlsx
BAU | India | IN_N | Greenko Group Small Hydro Power Plant 10 | PWRHYDINDNO | Hydro | Small Hydro | 5 | Pre-2000 | Himachal Pradesh | 0.45 | Operational | India_Electricity_Infrastructure.xlsx
BAU | India | IN_N | Greenko Group Small Hydro Power Plant 11 | PWRHYDINDNO | Hydro | Small Hydro | 5 | Pre-2000 | Himachal Pradesh | 0.45 | Operational | India_Electricity_Infrastructure.xlsx
BAU | India | IN_N | Greenko Group Small Hydro Power Plant 12 | PWRHYDINDNO | Hydro | Small Hydro | 5 | Pre-2000 | Himachal Pradesh | 0.45 | Operational | India_Electricity_Infrastructure.xlsx
BAU | India | IN_N | Greenko Group Small Hydro Power Plant 13 | PWRHYDINDNO | Hydro | Small Hydro | 5 | Pre-2000 | Himachal Pradesh | 0.45 | Operational | India_Electricity_Infrastructure.xlsx
BAU | India | IN_N | Greenko Group Small Hydro Power Plant 14 | PWRHYDINDNO | Hydro | Small Hydro | 5 | Pre-2000 | Himachal Pradesh | 0.45 | Operational | India_Electricity_Infrastructure.xlsx
BAU | India | IN_N | Greenko Group Small Hydro Power Plant 2 | PWRHYDINDNO | Hydro | Small Hydro | 5 | Pre-2000 | Himachal Pradesh | 0.45 | Operational | India_Electricity_Infrastructure.xlsx
BAU | India | IN_N | Greenko Group Small Hydro Power Plant 3 | PWRHYDINDNO | Hydro | Small Hydro | 5 | Pre-2000 | Himachal Pradesh | 0.45 | Operational | India_Electricity_Infrastructure.xlsx
BAU | India | IN_N | Greenko Group Small Hydro Power Plant 4 | PWRHYDINDNO | Hydro | Small Hydro | 5 | Pre-2000 | Himachal Pradesh | 0.45 | Operational | India_Electricity_Infrastructure.xlsx
BAU | India | IN_N | Greenko Group Small Hydro Power Plant 5 | PWRHYDINDNO | Hydro | Small Hydro | 5 | Pre-2000 | Himachal Pradesh | 0.45 | Operational | India_Electricity_Infrastructure.xlsx
BAU | India | IN_N | Greenko Group Small Hydro Power Plant 6 | PWRHYDINDNO | Hydro | Small Hydro | 24 | Pre-2000 | Himachal Pradesh | 0.45 | Operational | India_Electricity_Infrastructure.xlsx
BAU | India | IN_N | Greenko Group Small Hydro Power Plant 7 | PWRHYDINDNO | Hydro | Small Hydro | 5 | Pre-2000 | Himachal Pradesh | 0.45 | Operational | India_Electricity_Infrastructure.xlsx
BAU | India | IN_N | Greenko Group Small Hydro Power Plant 8 | PWRHYDINDNO | Hydro | Small Hydro | 14 | Pre-2000 | Himachal Pradesh | 0.45 | Operational | India_Electricity_Infrastructure.xlsx
BAU | India | IN_N | Greenko Group Small Hydro Power Plant 9 | PWRHYDINDNO | Hydro | Small Hydro | 5 | Pre-2000 | Himachal Pradesh | 0.45 | Operational | India_Electricity_Infrastructure.xlsx
BAU | India | IN_N | Gulari Micro Hydel Project | PWRHYDINDNO | Hydro | Small Hydro | 0.02 | Pre-2000 | Uttarakhand | 0.45 | Operational | India_Electricity_Infrastructure.xlsx
BAU | India | IN_N | Gumma Small Hydro Power Plant | PWRHYDINDNO | Hydro | Small Hydro | 3 | 2000-07-01 | Himachal Pradesh | 0.45 | Operational | India_Electricity_Infrastructure.xlsx
BAU | India | IN_N | Gumma-II Small Hydro Power Project | PWRHYDINDNO | Hydro | Small Hydro | 2.5 | 2005-06-08 | Himachal Pradesh | 0.45 | Operational | India_Electricity_Infrastructure.xlsx
BAU | India | IN_N | Gunshola Hydro Power Generations Project | PWRHYDINDNO | Hydro | Small Hydro | 3 | Pre-2000 | Uttarakhand | 0.45 | Operational | India_Electricity_Infrastructure.xlsx
BAU | India | IN_N | Gurahan Small Hydro Power Project | PWRHYDINDNO | Hydro | Small Hydro | 1.5 | 2003-05-30 | Himachal Pradesh | 0.45 | Operational | India_Electricity_Infrastructure.xlsx
BAU | India | IN_N | Gurdittiwala Small Hydro Project | PWRHYDINDNO | Hydro | Small Hydro | 2 | 2018-03-08 | Punjab | 0.45 | Operational | India_Electricity_Infrastructure.xlsx
BAU | India | IN_N | Haftal Small Hydro Project | PWRHYDINDNO | Hydro | Small Hydro | 1 | Pre-2000 | Ladakh | 0.45 | Operational | India_Electricity_Infrastructure.xlsx
BAU | India | IN_N | Hamal Small Hydro Power Project | PWRHYDINDNO | Hydro | Small Hydro | 2 | 2006-09-06 | Himachal Pradesh | 0.45 | Operational | India_Electricity_Infrastructure.xlsx
BAU | India | IN_N | Hanu Small Hydro Project | PWRHYDINDNO | Hydro | Small Hydro | 9 | Pre-2000 | Ladakh | 0.45 | Operational | India_Electricity_Infrastructure.xlsx
BAU | India | IN_N | Haripur Nallah Small Hydro Power Project | PWRHYDINDNO | Hydro | Small Hydro | 3 | 2004-07-20 | Himachal Pradesh | 0.45 | Operational | India_Electricity_Infrastructure.xlsx
BAU | India | IN_N | Holi II Small Hydro Power Plant | PWRHYDINDNO | Hydro | Small Hydro | 7 | 2010-10-08 | Himachal Pradesh | 0.45 | Operational | India_Electricity_Infrastructure.xlsx
BAU | India | IN_N | Holi Small Hydro Power Plant | PWRHYDINDNO | Hydro | Small Hydro | 3 | 2004-06-26 | Himachal Pradesh | 0.45 | Operational | India_Electricity_Infrastructure.xlsx
BAU | India | IN_N | Hul-II Small Hydro Power Plant | PWRHYDINDNO | Hydro | Small Hydro | 3.4 | Pre-2000 | Himachal Pradesh | 0.45 | Operational | India_Electricity_Infrastructure.xlsx
BAU | India | IN_N | Hunder Small Hydo Project | PWRHYDINDNO | Hydro | Small Hydro | 0.4 | Pre-2000 | Ladakh | 0.45 | Operational | India_Electricity_Infrastructure.xlsx
BAU | India | IN_N | Hurla Small Hydro Power Project | PWRHYDINDNO | Hydro | Small Hydro | 3 | 2003-08-08 | Himachal Pradesh | 0.45 | Operational | India_Electricity_Infrastructure.xlsx
BAU | India | IN_N | Hysrund Small Hydro Power Project | PWRHYDINDNO | Hydro | Small Hydro | 3.3 | 2012-02-24 | Himachal Pradesh | 0.45 | Operational | India_Electricity_Infrastructure.xlsx
BAU | India | IN_N | Ichoo Small Hydro Project | PWRHYDINDNO | Hydro | Small Hydro | 5 | Pre-2000 | Jammu and Kashmir | 0.45 | Operational | India_Electricity_Infrastructure.xlsx
BAU | India | IN_N | Igo-Marcellong Small Hydro Project | PWRHYDINDNO | Hydro | Small Hydro | 3 | Pre-2000 | Ladakh | 0.45 | Operational | India_Electricity_Infrastructure.xlsx
BAU | India | IN_N | Iku II Small Hydro Power Plant | PWRHYDINDNO | Hydro | Small Hydro | 5 | 2009-11-01 | Himachal Pradesh | 0.45 | Operational | India_Electricity_Infrastructure.xlsx
BAU | India | IN_N | Iku Khad Small Hydro Power Plant | PWRHYDINDNO | Hydro | Small Hydro | 5 | Pre-2000 | Himachal Pradesh | 0.45 | Operational | India_Electricity_Infrastructure.xlsx
BAU | India | IN_N | Iqbal Small Hydro Project | PWRHYDINDNO | Hydro | Small Hydro | 3.75 | 1956-12-01 | Ladakh | 0.45 | Operational | India_Electricity_Infrastructure.xlsx
BAU | India | IN_N | Iqu II Small Hydro Power Plant | PWRHYDINDNO | Hydro | Small Hydro | 5 | 2005-11-22 | Himachal Pradesh | 0.45 | Operational | India_Electricity_Infrastructure.xlsx
BAU | India | IN_N | Iqu Small Hydro Power Plant | PWRHYDINDNO | Hydro | Small Hydro | 4.5 | 2000-05-31 | Himachal Pradesh | 0.45 | Operational | India_Electricity_Infrastructure.xlsx
BAU | India | IN_N | Istargad Micro Hydel Project | PWRHYDINDNO | Hydro | Small Hydro | 0.2 | Pre-2000 | Uttarakhand | 0.45 | Operational | India_Electricity_Infrastructure.xlsx
BAU | India | IN_N | Jabbal Small Hydro Power Project | PWRHYDINDNO | Hydro | Small Hydro | 2 | 2006-09-06 | Himachal Pradesh | 0.45 | Operational | India_Electricity_Infrastructure.xlsx
BAU | India | IN_N | Jagera Small Hydro Project | PWRHYDINDNO | Hydro | Small Hydro | 1 | 2003-07-31 | Punjab | 0.45 | Operational | India_Electricity_Infrastructure.xlsx
BAU | India | IN_N | Jail Small Hydro Power Project | PWRHYDINDNO | Hydro | Small Hydro | 1 | 2013-08-14 | Himachal Pradesh | 0.45 | Operational | India_Electricity_Infrastructure.xlsx
BAU | India | IN_N | Jakhana Micro Hydel Project | PWRHYDINDNO | Hydro | Small Hydro | 0.1 | Pre-2000 | Uttarakhand | 0.45 | Operational | India_Electricity_Infrastructure.xlsx
BAU | India | IN_N | Janki Chutti Micro Hydel Project | PWRHYDINDNO | Hydro | Small Hydro | 0.2 | Pre-2000 | Uttarakhand | 0.45 | Operational | India_Electricity_Infrastructure.xlsx
BAU | India | IN_N | Jirah Small Hydro Power Project | PWRHYDINDNO | Hydro | Small Hydro | 4 | 2006-07-25 | Himachal Pradesh | 0.45 | Operational | India_Electricity_Infrastructure.xlsx
BAU | India | IN_N | Jiwa Kothari Small Hydro Power Project | PWRHYDINDNO | Hydro | Small Hydro | 1 | 2000-03-30 | Himachal Pradesh | 0.45 | Operational | India_Electricity_Infrastructure.xlsx
BAU | India | IN_N | Jogni-II Small Hydro Power Project | PWRHYDINDNO | Hydro | Small Hydro | 5 | 2012-08-31 | Himachal Pradesh | 0.45 | Operational | India_Electricity_Infrastructure.xlsx
BAU | India | IN_N | Joiner Small Hydro Power Plant | PWRHYDINDNO | Hydro | Small Hydro | 3 | Pre-2000 | Himachal Pradesh | 0.45 | Operational | India_Electricity_Infrastructure.xlsx
BAU | India | IN_N | Joli Small Hydro Power Plant | PWRHYDINDNO | Hydro | Small Hydro | 1.4 | Pre-2000 | Himachal Pradesh | 0.45 | Operational | India_Electricity_Infrastructure.xlsx
BAU | India | IN_N | Jugthana Micro Hydel Project | PWRHYDINDNO | Hydro | Small Hydro | 0.1 | Pre-2000 | Uttarakhand | 0.45 | Operational | India_Electricity_Infrastructure.xlsx
BAU | India | IN_N | Kaachrang Small Hydro Power Project | PWRHYDINDNO | Hydro | Small Hydro | 3 | 2011-05-20 | Himachal Pradesh | 0.45 | Operational | India_Electricity_Infrastructure.xlsx
BAU | India | IN_N | Kachela Small Hydro Power Plant | PWRHYDINDNO | Hydro | Small Hydro | 5 | Pre-2000 | Himachal Pradesh | 0.45 | Operational | India_Electricity_Infrastructure.xlsx
BAU | India | IN_N | Kakroi Micro Hydro Power Station | PWRHYDINDNO | Hydro | Small Hydro | 0.3 | 1987-12-01 | Haryana | 0.45 | Operational | India_Electricity_Infrastructure.xlsx
BAU | India | IN_N | Kalath Small Hydro Power Project | PWRHYDINDNO | Hydro | Small Hydro | 1.2 | 2010-08-05 | Himachal Pradesh | 0.45 | Operational | India_Electricity_Infrastructure.xlsx
BAU | India | IN_N | Kalhel Chatri Small Hydro Power Plant | PWRHYDINDNO | Hydro | Small Hydro | 2.5 | Pre-2000 | Himachal Pradesh | 0.45 | Operational | India_Electricity_Infrastructure.xlsx
BAU | India | IN_N | Kaliganga-I Small Hydro Project | PWRHYDINDNO | Hydro | Small Hydro | 4 | 2020-07-01 | Uttarakhand | 0.45 | Operational | India_Electricity_Infrastructure.xlsx
BAU | India | IN_N | Kalm Small Hydro Power Project | PWRHYDINDNO | Hydro | Small Hydro | 2 | 2011-11-01 | Himachal Pradesh | 0.45 | Operational | India_Electricity_Infrastructure.xlsx
BAU | India | IN_N | Kanganwal Small Hydro Project | PWRHYDINDNO | Hydro | Small Hydro | 1.3 | 2001-08-28 | Punjab | 0.45 | Operational | India_Electricity_Infrastructure.xlsx
BAU | India | IN_N | Kanolgad Micro Hydel Project | PWRHYDINDNO | Hydro | Small Hydro | 0.1 | Pre-2000 | Uttarakhand | 0.45 | Operational | India_Electricity_Infrastructure.xlsx
BAU | India | IN_N | Kanyali kot Micro Hydel Project | PWRHYDINDNO | Hydro | Small Hydro | 0.1 | Pre-2000 | Uttarakhand | 0.45 | Operational | India_Electricity_Infrastructure.xlsx
BAU | India | IN_N | Karmi - I Micro Hydel Project | PWRHYDINDNO | Hydro | Small Hydro | 0.05 | Pre-2000 | Uttarakhand | 0.45 | Operational | India_Electricity_Infrastructure.xlsx
BAU | India | IN_N | Karmi - II Micro Hydel Project | PWRHYDINDNO | Hydro | Small Hydro | 0.05 | Pre-2000 | Uttarakhand | 0.45 | Operational | India_Electricity_Infrastructure.xlsx
BAU | India | IN_N | Karmi - III Micro Hydel Project | PWRHYDINDNO | Hydro | Small Hydro | 0.05 | Pre-2000 | Uttarakhand | 0.45 | Operational | India_Electricity_Infrastructure.xlsx
BAU | India | IN_N | Karnah Small Hydro Project | PWRHYDINDNO | Hydro | Small Hydro | 2 | Pre-2000 | Jammu and Kashmir | 0.45 | Operational | India_Electricity_Infrastructure.xlsx
BAU | India | IN_N | Karnuwasharam Micro Hydel Project | PWRHYDINDNO | Hydro | Small Hydro | 0.1 | Pre-2000 | Uttarakhand | 0.45 | Operational | India_Electricity_Infrastructure.xlsx
BAU | India | IN_N | Kartaul Small Hydro Power Project | PWRHYDINDNO | Hydro | Small Hydro | 2.4 | 2006-07-25 | Himachal Pradesh | 0.45 | Operational | India_Electricity_Infrastructure.xlsx
BAU | India | IN_N | Kedarnath - I Micro Hydel Project | PWRHYDINDNO | Hydro | Small Hydro | 0.1 | Pre-2000 | Uttarakhand | 0.45 | Operational | India_Electricity_Infrastructure.xlsx
BAU | India | IN_N | Kedarnath - II Micro Hydel Project | PWRHYDINDNO | Hydro | Small Hydro | 0.2 | Pre-2000 | Uttarakhand | 0.45 | Operational | India_Electricity_Infrastructure.xlsx
BAU | India | IN_N | Kesta Small Hydro Power Project | PWRHYDINDNO | Hydro | Small Hydro | 4.5 | 2011-05-30 | Himachal Pradesh | 0.45 | Operational | India_Electricity_Infrastructure.xlsx
BAU | India | IN_N | Khalara Small Hydro Power Project | PWRHYDINDNO | Hydro | Small Hydro | 2.5 | 2012-05-18 | Himachal Pradesh | 0.45 | Operational | India_Electricity_Infrastructure.xlsx
BAU | India | IN_N | Khanpur Small Hydro Project | PWRHYDINDNO | Hydro | Small Hydro | 1.1 | 2010-04-24 | Punjab | 0.45 | Operational | India_Electricity_Infrastructure.xlsx
BAU | India | IN_N | Khanyara Small Hydro Power Project | PWRHYDINDNO | Hydro | Small Hydro | 2 | 2005-06-08 | Himachal Pradesh | 0.45 | Operational | India_Electricity_Infrastructure.xlsx
BAU | India | IN_N | Khapugad Micro Hydel Project | PWRHYDINDNO | Hydro | Small Hydro | 0.04 | Pre-2000 | Uttarakhand | 0.45 | Operational | India_Electricity_Infrastructure.xlsx
BAU | India | IN_N | Khari Hydro Electric Project | PWRHYDINDNO | Hydro | Small Hydro | 3.75 | Pre-2000 | Jammu and Kashmir | 0.45 | Operational | India_Electricity_Infrastructure.xlsx
BAU | India | IN_N | Khatra Small Hydro Project | PWRHYDINDNO | Hydro | Small Hydro | 1 | 2001-01-23 | Punjab | 0.45 | Operational | India_Electricity_Infrastructure.xlsx
BAU | India | IN_N | Khauli Small Hydro Power Plant | PWRHYDINDNO | Hydro | Small Hydro | 12 | Pre-2000 | Himachal Pradesh | 0.45 | Operational | India_Electricity_Infrastructure.xlsx
BAU | India | IN_N | Khukni Small Hydro Power Station | PWRHYDINDNO | Hydro | Small Hydro | 1.4 | 2011-08-31 | Haryana | 0.45 | Operational | India_Electricity_Infrastructure.xlsx
BAU | India | IN_N | Killa & Burga Combined Hydro Project | PWRHYDINDNO | Hydro | Small Hydro | 1.75 | 2005-11-01 | Punjab | 0.45 | Operational | India_Electricity_Infrastructure.xlsx
BAU | India | IN_N | Killar Small Hydro Power Plant | PWRHYDINDNO | Hydro | Small Hydro | 0.3 | 1995-12-01 | Himachal Pradesh | 0.45 | Operational | India_Electricity_Infrastructure.xlsx
BAU | India | IN_N | Killi Behl Small Hydro Power Plant | PWRHYDINDNO | Hydro | Small Hydro | 7.5 | Pre-2000 | Himachal Pradesh | 0.45 | Operational | India_Electricity_Infrastructure.xlsx
BAU | India | IN_N | Kiunr Small Hydro Power Project | PWRHYDINDNO | Hydro | Small Hydro | 5 | 2012-02-09 | Himachal Pradesh | 0.45 | Operational | India_Electricity_Infrastructure.xlsx
BAU | India | IN_N | Kotagad Small Hydro Power Project | PWRHYDINDNO | Hydro | Small Hydro | 3.5 | 2012-11-07 | Himachal Pradesh | 0.45 | Operational | India_Electricity_Infrastructure.xlsx
BAU | India | IN_N | Kotlu Small Hydro Power Project | PWRHYDINDNO | Hydro | Small Hydro | 1.8 | 2003-05-14 | Himachal Pradesh | 0.45 | Operational | India_Electricity_Infrastructure.xlsx
BAU | India | IN_N | Kunjar Small Hydro Project | PWRHYDINDNO | Hydro | Small Hydro | 2 | 2017-06-23 | Punjab | 0.45 | Operational | India_Electricity_Infrastructure.xlsx
BAU | India | IN_N | Kunwari Micro Hydel Project | PWRHYDINDNO | Hydro | Small Hydro | 0.05 | Pre-2000 | Uttarakhand | 0.45 | Operational | India_Electricity_Infrastructure.xlsx
BAU | India | IN_N | Kurhed Small Hydro Power Project | PWRHYDINDNO | Hydro | Small Hydro | 4.5 | 2004-07-20 | Himachal Pradesh | 0.45 | Operational | India_Electricity_Infrastructure.xlsx
BAU | India | IN_N | Kurpan Small Hydro Power Project | PWRHYDINDNO | Hydro | Small Hydro | 5 | 2005-06-08 | Himachal Pradesh | 0.45 | Operational | India_Electricity_Infrastructure.xlsx
BAU | India | IN_N | Kurtha Small Hydro Power Project | PWRHYDINDNO | Hydro | Small Hydro | 5 | 2015-01-06 | Himachal Pradesh | 0.45 | Operational | India_Electricity_Infrastructure.xlsx
BAU | India | IN_N | Kuwarsi Small Hydro Power Project | PWRHYDINDNO | Hydro | Small Hydro | 5 | 2008-11-14 | Himachal Pradesh | 0.45 | Operational | India_Electricity_Infrastructure.xlsx
BAU | India | IN_N | Lambagar Micro Hydel Project | PWRHYDINDNO | Hydro | Small Hydro | 0.2 | Pre-2000 | Uttarakhand | 0.45 | Operational | India_Electricity_Infrastructure.xlsx
BAU | India | IN_N | Lamchula Micro Hydel Project | PWRHYDINDNO | Hydro | Small Hydro | 0.05 | Pre-2000 | Uttarakhand | 0.45 | Operational | India_Electricity_Infrastructure.xlsx
BAU | India | IN_N | Lathi Micro Hydel Project | PWRHYDINDNO | Hydro | Small Hydro | 0.1 | Pre-2000 | Uttarakhand | 0.45 | Operational | India_Electricity_Infrastructure.xlsx
BAU | India | IN_N | Lehrun Hydro Power Project | PWRHYDINDNO | Hydro | Small Hydro | 3 | 2010-07-23 | Punjab | 0.45 | Operational | India_Electricity_Infrastructure.xlsx
BAU | India | IN_N | Leond Small Hydro Power Project | PWRHYDINDNO | Hydro | Small Hydro | 2 | 2012-02-15 | Himachal Pradesh | 0.45 | Operational | India_Electricity_Infrastructure.xlsx
BAU | India | IN_N | Liti - I Micro Hydel Project | PWRHYDINDNO | Hydro | Small Hydro | 0.05 | Pre-2000 | Uttarakhand | 0.45 | Operational | India_Electricity_Infrastructure.xlsx
BAU | India | IN_N | Liti - II Micro Hydel Project | PWRHYDINDNO | Hydro | Small Hydro | 0.05 | Pre-2000 | Uttarakhand | 0.45 | Operational | India_Electricity_Infrastructure.xlsx
BAU | India | IN_N | Lohgarh & Maholi Combined Hydro Project | PWRHYDINDNO | Hydro | Small Hydro | 2 | 2005-10-10 | Punjab | 0.45 | Operational | India_Electricity_Infrastructure.xlsx
BAU | India | IN_N | Lower Aleo Small Hydro Power Project | PWRHYDINDNO | Hydro | Small Hydro | 2.5 | 2010-11-11 | Himachal Pradesh | 0.45 | Operational | India_Electricity_Infrastructure.xlsx
BAU | India | IN_N | Lower Baijnath Kuhl Small Hydro Power Project | PWRHYDINDNO | Hydro | Small Hydro | 1 | 2000-12-27 | Himachal Pradesh | 0.45 | Operational | India_Electricity_Infrastructure.xlsx
BAU | India | IN_N | Luni Small Hydro Power Project | PWRHYDINDNO | Hydro | Small Hydro | 4.5 | 2000-05-31 | Himachal Pradesh | 0.45 | Operational | India_Electricity_Infrastructure.xlsx
BAU | India | IN_N | Luni Small Hydro Power Project | PWRHYDINDNO | Hydro | Small Hydro | 4.5 | Pre-2000 | Himachal Pradesh | 0.45 | Operational | India_Electricity_Infrastructure.xlsx
BAU | India | IN_N | Luni-II Small Hydro Power Project | PWRHYDINDNO | Hydro | Small Hydro | 5 | 2005-12-22 | Himachal Pradesh | 0.45 | Operational | India_Electricity_Infrastructure.xlsx
BAU | India | IN_N | Luni-III Small Hydro Power Project | PWRHYDINDNO | Hydro | Small Hydro | 5 | Pre-2000 | Himachal Pradesh | 0.45 | Operational | India_Electricity_Infrastructure.xlsx
BAU | India | IN_N | Magpie Hydel Construction Operation Industries Pvt. Ltd. Small Hydro Project 1 | PWRHYDINDNO | Hydro | Small Hydro | 10 | Pre-2000 | Jammu and Kashmir | 0.45 | Operational | India_Electricity_Infrastructure.xlsx
BAU | India | IN_N | Magpie Hydel Construction Operation Industries Pvt. Ltd. Small Hydro Project 2 | PWRHYDINDNO | Hydro | Small Hydro | 10 | Pre-2000 | Jammu and Kashmir | 0.45 | Operational | India_Electricity_Infrastructure.xlsx
BAU | India | IN_N | Malana Top Small Hydro Power Project | PWRHYDINDNO | Hydro | Small Hydro | 5 | 2012-01-04 | Himachal Pradesh | 0.45 | Operational | India_Electricity_Infrastructure.xlsx
BAU | India | IN_N | Manal Small Hydro Power Project | PWRHYDINDNO | Hydro | Small Hydro | 3 | 2000-03-30 | Himachal Pradesh | 0.45 | Operational | India_Electricity_Infrastructure.xlsx
BAU | India | IN_N | Mangalam Energy Development Company Pvt. Ltd. Small Hydro Project | PWRHYDINDNO | Hydro | Small Hydro | 3 | Pre-2000 | Himachal Pradesh | 0.45 | Operational | India_Electricity_Infrastructure.xlsx
BAU | India | IN_N | Manglad Small Hydro Power Project | PWRHYDINDNO | Hydro | Small Hydro | 4.5 | 2007-07-24 | Himachal Pradesh | 0.45 | Operational | India_Electricity_Infrastructure.xlsx
BAU | India | IN_N | Mangrol Mini Hydel Power Station | PWRHYDINDNO | Hydro | Small Hydro | 2 | 1992-11-28 | Rajasthan | 0.45 | Operational | India_Electricity_Infrastructure.xlsx
BAU | India | IN_N | Mangrol Mini Hydel Power Station | PWRHYDINDNO | Hydro | Small Hydro | 4 | 1992-11-29 | Rajasthan | 0.45 | Operational | India_Electricity_Infrastructure.xlsx
BAU | India | IN_N | Manihar Small Hydro Power Project | PWRHYDINDNO | Hydro | Small Hydro | 2 | 2011-07-11 | Himachal Pradesh | 0.45 | Operational | India_Electricity_Infrastructure.xlsx
BAU | India | IN_N | Manjhal Small Hydro Power Project | PWRHYDINDNO | Hydro | Small Hydro | 1 | 2000-03-30 | Himachal Pradesh | 0.45 | Operational | India_Electricity_Infrastructure.xlsx
BAU | India | IN_N | Manuni Small Hydro Electric Project | PWRHYDINDNO | Hydro | Small Hydro | 3.5 | 2000-03-30 | Himachal Pradesh | 0.45 | Operational | India_Electricity_Infrastructure.xlsx
BAU | India | IN_N | Manuni-II Small Hydro Power Project | PWRHYDINDNO | Hydro | Small Hydro | 4.8 | 2010-03-06 | Himachal Pradesh | 0.45 | Operational | India_Electricity_Infrastructure.xlsx
BAU | India | IN_N | Marhi Mini Hydel Power Project | PWRHYDINDNO | Hydro | Small Hydro | 5 | 2004-07-20 | Himachal Pradesh | 0.45 | Operational | India_Electricity_Infrastructure.xlsx
BAU | India | IN_N | Marpachoo Small Hydro Project | PWRHYDINDNO | Hydro | Small Hydro | 0.75 | Pre-2000 | Ladakh | 0.45 | Operational | India_Electricity_Infrastructure.xlsx
BAU | India | IN_N | Masli Small Hydro Power Plant | PWRHYDINDNO | Hydro | Small Hydro | 5 | 2002-10-28 | Himachal Pradesh | 0.45 | Operational | India_Electricity_Infrastructure.xlsx
BAU | India | IN_N | Maujhi II Small Hydro Electric Project | PWRHYDINDNO | Hydro | Small Hydro | 5 | 2007-07-25 | Himachal Pradesh | 0.45 | Operational | India_Electricity_Infrastructure.xlsx
BAU | India | IN_N | Maujhi Small Hydro Electric Project | PWRHYDINDNO | Hydro | Small Hydro | 4.5 | 2001-05-16 | Himachal Pradesh | 0.45 | Operational | India_Electricity_Infrastructure.xlsx
BAU | India | IN_N | Milkhet Micro Hydel Project | PWRHYDINDNO | Hydro | Small Hydro | 0.1 | Pre-2000 | Uttarakhand | 0.45 | Operational | India_Electricity_Infrastructure.xlsx
BAU | India | IN_N | Mohammadpur Small Hydro Power Station | PWRHYDINDNO | Hydro | Small Hydro | 9.3 | 1952-12-01 | Uttarakhand | 0.45 | Operational | India_Electricity_Infrastructure.xlsx
BAU | India | IN_N | Mukerian Hydel Channel II | PWRHYDINDNO | Hydro | Small Hydro | 18 | 2017-05-19 | Punjab | 0.45 | Operational | India_Electricity_Infrastructure.xlsx
BAU | India | IN_N | Mussapur Small Hydro Power Station | PWRHYDINDNO | Hydro | Small Hydro | 1.4 | 2011-06-17 | Haryana | 0.45 | Operational | India_Electricity_Infrastructure.xlsx
BAU | India | IN_N | Nadampur Small Hydro Project | PWRHYDINDNO | Hydro | Small Hydro | 0.8 | 1985-12-14 | Punjab | 0.45 | Operational | India_Electricity_Infrastructure.xlsx
BAU | India | IN_N | Nakkian Super Passage Hydro Project | PWRHYDINDNO | Hydro | Small Hydro | 0.3 | 2020-02-19 | Punjab | 0.45 | Operational | India_Electricity_Infrastructure.xlsx
BAU | India | IN_N | Namik Micro Hydel Project | PWRHYDINDNO | Hydro | Small Hydro | 0.05 | Pre-2000 | Uttarakhand | 0.45 | Operational | India_Electricity_Infrastructure.xlsx
BAU | India | IN_N | Napalchu Micro Hydel Project | PWRHYDINDNO | Hydro | Small Hydro | 0.05 | Pre-2000 | Uttarakhand | 0.45 | Operational | India_Electricity_Infrastructure.xlsx
BAU | India | IN_N | Narangwal Small Hydro Project | PWRHYDINDNO | Hydro | Small Hydro | 1.5 | 1999-06-07 | Punjab | 0.45 | Operational | India_Electricity_Infrastructure.xlsx
BAU | India | IN_N | Neogal II Small Hydro Power Project | PWRHYDINDNO | Hydro | Small Hydro | 4.5 | 2000-05-31 | Himachal Pradesh | 0.45 | Operational | India_Electricity_Infrastructure.xlsx
BAU | India | IN_N | Neogal Small Hydro Power Project | PWRHYDINDNO | Hydro | Small Hydro | 4.5 | Pre-2000 | Himachal Pradesh | 0.45 | Operational | India_Electricity_Infrastructure.xlsx
BAU | India | IN_N | Nidampur Small Hydro Project | PWRHYDINDNO | Hydro | Small Hydro | 0.8 | Pre-2000 | Punjab | 0.45 | Operational | India_Electricity_Infrastructure.xlsx
BAU | India | IN_N | Nirgajani Small Hydro Power Station | PWRHYDINDNO | Hydro | Small Hydro | 5 | Pre-2000 | Uttar Pradesh | 0.45 | Operational | India_Electricity_Infrastructure.xlsx
BAU | India | IN_N | Niti Micro Hydel Project | PWRHYDINDNO | Hydro | Small Hydro | 0.03 | Pre-2000 | Uttarakhand | 0.45 | Operational | India_Electricity_Infrastructure.xlsx
BAU | India | IN_N | Nogli Last Small Hydro Power Project | PWRHYDINDNO | Hydro | Small Hydro | 3 | 2017-04-22 | Himachal Pradesh | 0.45 | Operational | India_Electricity_Infrastructure.xlsx
BAU | India | IN_N | Nogli Stage I Small Hydro Power Project | PWRHYDINDNO | Hydro | Small Hydro | 5 | 1969-12-01 | Himachal Pradesh | 0.45 | Operational | India_Electricity_Infrastructure.xlsx
BAU | India | IN_N | P & R Group Small Hydro Project | PWRHYDINDNO | Hydro | Small Hydro | 7.5 | Pre-2000 | Jammu and Kashmir | 0.45 | Operational | India_Electricity_Infrastructure.xlsx
BAU | India | IN_N | Pahalgam Mini Hydel Project | PWRHYDINDNO | Hydro | Small Hydro | 4.5 | Pre-2000 | Jammu and Kashmir | 0.45 | Operational | India_Electricity_Infrastructure.xlsx
BAU | India | IN_N | Pallor Small Hydro Power Project | PWRHYDINDNO | Hydro | Small Hydro | 3 | 2002-09-18 | Himachal Pradesh | 0.45 | Operational | India_Electricity_Infrastructure.xlsx
BAU | India | IN_N | Pallor-II Small Hydro Power Project | PWRHYDINDNO | Hydro | Small Hydro | 4.5 | 2005-06-08 | Himachal Pradesh | 0.45 | Operational | India_Electricity_Infrastructure.xlsx
BAU | India | IN_N | Pangi Small Hydro Power Project | PWRHYDINDNO | Hydro | Small Hydro | 3 | 2004-07-20 | Himachal Pradesh | 0.45 | Operational | India_Electricity_Infrastructure.xlsx
BAU | India | IN_N | Panwi Small Hydro Power Project | PWRHYDINDNO | Hydro | Small Hydro | 4 | 2001-08-03 | Himachal Pradesh | 0.45 | Operational | India_Electricity_Infrastructure.xlsx
BAU | India | IN_N | Pathri Small Hydro Power Station | PWRHYDINDNO | Hydro | Small Hydro | 11.04 | 1956-01-01 | Uttarakhand | 0.45 | Operational | India_Electricity_Infrastructure.xlsx
BAU | India | IN_N | Patikari Power Small Hydro Power Plant | PWRHYDINDNO | Hydro | Small Hydro | 16 | Pre-2000 | Himachal Pradesh | 0.45 | Operational | India_Electricity_Infrastructure.xlsx
BAU | India | IN_N | Phoola Small Hydro Project | PWRHYDINDNO | Hydro | Small Hydro | 0.6 | 2014-06-21 | Punjab | 0.45 | Operational | India_Electricity_Infrastructure.xlsx
BAU | India | IN_N | Pugal Phase I Mini Hydel Station | PWRHYDINDNO | Hydro | Small Hydro | 1.5 | 1994-10-01 | Rajasthan | 0.45 | Operational | India_Electricity_Infrastructure.xlsx
BAU | India | IN_N | Pugal Phase II Mini Hydel Station | PWRHYDINDNO | Hydro | Small Hydro | 0.65 | 1992-07-01 | Rajasthan | 0.45 | Operational | India_Electricity_Infrastructure.xlsx
BAU | India | IN_N | RD Combined Hydro Project 1 | PWRHYDINDNO | Hydro | Small Hydro | 6 | 2016-10-23 | Punjab | 0.45 | Operational | India_Electricity_Infrastructure.xlsx
BAU | India | IN_N | RD Combined Hydro Project 2 | PWRHYDINDNO | Hydro | Small Hydro | 3.8 | 2017-01-11 | Punjab | 0.45 | Operational | India_Electricity_Infrastructure.xlsx
BAU | India | IN_N | Raajratna Energy Holdings Pvt. Ltd. (REHPL) Hydro Project | PWRHYDINDNO | Hydro | Small Hydro | 5 | Pre-2000 | Himachal Pradesh | 0.45 | Operational | India_Electricity_Infrastructure.xlsx
BAU | India | IN_N | Rakchad Small Hydro Electric Project | PWRHYDINDNO | Hydro | Small Hydro | 5 | 2001-08-03 | Himachal Pradesh | 0.45 | Operational | India_Electricity_Infrastructure.xlsx
BAU | India | IN_N | Ramgad Micro Hydel Project | PWRHYDINDNO | Hydro | Small Hydro | 0.1 | Pre-2000 | Uttarakhand | 0.45 | Operational | India_Electricity_Infrastructure.xlsx
BAU | India | IN_N | Raowal & Bangsipura Combined Hydro Project | PWRHYDINDNO | Hydro | Small Hydro | 0.85 | 2011-08-29 | Punjab | 0.45 | Operational | India_Electricity_Infrastructure.xlsx
BAU | India | IN_N | Raskat Mini Hydel Power Project | PWRHYDINDNO | Hydro | Small Hydro | 0.8 | 2000-03-30 | Himachal Pradesh | 0.45 | Operational | India_Electricity_Infrastructure.xlsx
BAU | India | IN_N | Ratmoli Micro Hydel Project | PWRHYDINDNO | Hydro | Small Hydro | 0.05 | Pre-2000 | Uttarakhand | 0.45 | Operational | India_Electricity_Infrastructure.xlsx
BAU | India | IN_N | Rayil Small Hydro Project | PWRHYDINDNO | Hydro | Small Hydro | 2 | Pre-2000 | Jammu and Kashmir | 0.45 | Operational | India_Electricity_Infrastructure.xlsx
BAU | India | IN_N | Right Main Canal Mahi Mini Hydel Station Phase I | PWRHYDINDNO | Hydro | Small Hydro | 0.8 | 1993-11-01 | Rajasthan | 0.45 | Operational | India_Electricity_Infrastructure.xlsx
BAU | India | IN_N | Right Main Canal Mahi Mini Hydel Station Phase II | PWRHYDINDNO | Hydro | Small Hydro | 0.17 | 1991-03-01 | Rajasthan | 0.45 | Operational | India_Electricity_Infrastructure.xlsx
BAU | India | IN_N | Rohti Small Hydro Project | PWRHYDINDNO | Hydro | Small Hydro | 0.8 | 1989-03-21 | Punjab | 0.45 | Operational | India_Electricity_Infrastructure.xlsx
BAU | India | IN_N | Rongtong Small Hydro Power Project | PWRHYDINDNO | Hydro | Small Hydro | 2 | 1986-06-01 | Himachal Pradesh | 0.45 | Operational | India_Electricity_Infrastructure.xlsx
BAU | India | IN_N | Ropar Small Hydro Project | PWRHYDINDNO | Hydro | Small Hydro | 1.7 | 2007-05-27 | Punjab | 0.45 | Operational | India_Electricity_Infrastructure.xlsx
BAU | India | IN_N | Rotan Micro Hydel Project | PWRHYDINDNO | Hydro | Small Hydro | 0.05 | Pre-2000 | Uttarakhand | 0.45 | Operational | India_Electricity_Infrastructure.xlsx
BAU | India | IN_N | Rukti II Small Hydro Power Project | PWRHYDINDNO | Hydro | Small Hydro | 5 | 2009-03-09 | Himachal Pradesh | 0.45 | Operational | India_Electricity_Infrastructure.xlsx
BAU | India | IN_N | Rukti Small Hydro Power Project | PWRHYDINDNO | Hydro | Small Hydro | 1.5 | 1980-12-01 | Himachal Pradesh | 0.45 | Operational | India_Electricity_Infrastructure.xlsx
BAU | India | IN_N | Sahoke & Harigarh Combined Hydro Project | PWRHYDINDNO | Hydro | Small Hydro | 1.2 | 2006-11-01 | Punjab | 0.45 | Operational | India_Electricity_Infrastructure.xlsx
BAU | India | IN_N | Sahu Small Hydro Power Project | PWRHYDINDNO | Hydro | Small Hydro | 5 | 2003-05-14 | Himachal Pradesh | 0.45 | Operational | India_Electricity_Infrastructure.xlsx
BAU | India | IN_N | Saikothi Small Hydro Power Project | PWRHYDINDNO | Hydro | Small Hydro | 15 | Pre-2000 | Himachal Pradesh | 0.45 | Operational | India_Electricity_Infrastructure.xlsx
BAU | India | IN_N | Sainj Small Hydro Power Project | PWRHYDINDNO | Hydro | Small Hydro | 5 | 2004-07-26 | Himachal Pradesh | 0.45 | Operational | India_Electricity_Infrastructure.xlsx
BAU | India | IN_N | Sal-I Small Hydro Power Project | PWRHYDINDNO | Hydro | Small Hydro | 2 | 2000-06-22 | Himachal Pradesh | 0.45 | Operational | India_Electricity_Infrastructure.xlsx
BAU | India | IN_N | Sal-II Small Hydro Power Project | PWRHYDINDNO | Hydro | Small Hydro | 3 | 2007-09-11 | Himachal Pradesh | 0.45 | Operational | India_Electricity_Infrastructure.xlsx
BAU | India | IN_N | Salag Small Hydro Power Project | PWRHYDINDNO | Hydro | Small Hydro | 0.15 | 2000-05-31 | Himachal Pradesh | 0.45 | Operational | India_Electricity_Infrastructure.xlsx
BAU | India | IN_N | Salar Small Hydro Project | PWRHYDINDNO | Hydro | Small Hydro | 1.5 | 2003-04-26 | Punjab | 0.45 | Operational | India_Electricity_Infrastructure.xlsx
BAU | India | IN_N | Salawa Small Hydro Power Station | PWRHYDINDNO | Hydro | Small Hydro | 3 | Pre-2000 | Uttar Pradesh | 0.45 | Operational | India_Electricity_Infrastructure.xlsx
BAU | India | IN_N | Sanjak Small Hydro Project | PWRHYDINDNO | Hydro | Small Hydro | 1.26 | Pre-2000 | Ladakh | 0.45 | Operational | India_Electricity_Infrastructure.xlsx
BAU | India | IN_N | Sarbari III Small Hydro Power Plant | PWRHYDINDNO | Hydro | Small Hydro | 2 | 2013-08-27 | Himachal Pradesh | 0.45 | Operational | India_Electricity_Infrastructure.xlsx
BAU | India | IN_N | Sarbari Small Hydro Power Plant | PWRHYDINDNO | Hydro | Small Hydro | 4.5 | 2003-05-14 | Himachal Pradesh | 0.45 | Operational | India_Electricity_Infrastructure.xlsx
BAU | India | IN_N | Sarda Energy & Minerals Ltd. Small Hydro Project | PWRHYDINDNO | Hydro | Small Hydro | 4.8 | Pre-2000 | Uttarakhand | 0.45 | Operational | India_Electricity_Infrastructure.xlsx
BAU | India | IN_N | Sarma Micro Hydel Project | PWRHYDINDNO | Hydro | Small Hydro | 0.1 | Pre-2000 | Uttarakhand | 0.45 | Operational | India_Electricity_Infrastructure.xlsx
BAU | India | IN_N | Sateshwar Micro Hydel Project | PWRHYDINDNO | Hydro | Small Hydro | 0.05 | Pre-2000 | Uttarakhand | 0.45 | Operational | India_Electricity_Infrastructure.xlsx
BAU | India | IN_N | Sechi Small Hydro Power Project | PWRHYDINDNO | Hydro | Small Hydro | 4.5 | 2001-08-03 | Himachal Pradesh | 0.45 | Operational | India_Electricity_Infrastructure.xlsx
BAU | India | IN_N | Sechi-II Small Hydro Power Project | PWRHYDINDNO | Hydro | Small Hydro | 4.5 | 2008-03-01 | Himachal Pradesh | 0.45 | Operational | India_Electricity_Infrastructure.xlsx
BAU | India | IN_N | Sela Micro Hydel Project | PWRHYDINDNO | Hydro | Small Hydro | 0.05 | Pre-2000 | Uttarakhand | 0.45 | Operational | India_Electricity_Infrastructure.xlsx
BAU | India | IN_N | Serai Small Hydro Power Project | PWRHYDINDNO | Hydro | Small Hydro | 2 | 2013-10-17 | Himachal Pradesh | 0.45 | Operational | India_Electricity_Infrastructure.xlsx
BAU | India | IN_N | Sewa III Small Hydo Project | PWRHYDINDNO | Hydro | Small Hydro | 9 | Pre-2000 | Jammu and Kashmir | 0.45 | Operational | India_Electricity_Infrastructure.xlsx
BAU | India | IN_N | Shamshar Small Hydro Power Project | PWRHYDINDNO | Hydro | Small Hydro | 1.5 | 2002-11-02 | Himachal Pradesh | 0.45 | Operational | India_Electricity_Infrastructure.xlsx
BAU | India | IN_N | Shansha Small Hydro Power Project | PWRHYDINDNO | Hydro | Small Hydro | 4 | 2013-07-19 | Himachal Pradesh | 0.45 | Operational | India_Electricity_Infrastructure.xlsx
BAU | India | IN_N | Sharan Small Hydro Power Project | PWRHYDINDNO | Hydro | Small Hydro | 2.6 | 2002-05-25 | Himachal Pradesh | 0.45 | Operational | India_Electricity_Infrastructure.xlsx
BAU | India | IN_N | Shatul Small Hydro Power Project | PWRHYDINDNO | Hydro | Small Hydro | 4.75 | 2008-04-28 | Himachal Pradesh | 0.45 | Operational | India_Electricity_Infrastructure.xlsx
BAU | India | IN_N | Shaung Small Hydro Power Project | PWRHYDINDNO | Hydro | Small Hydro | 3 | 2016-04-15 | Himachal Pradesh | 0.45 | Operational | India_Electricity_Infrastructure.xlsx
BAU | India | IN_N | Sheetla Small Hydro Power Station | PWRHYDINDNO | Hydro | Small Hydro | 3.6 | Pre-2000 | Uttar Pradesh | 0.45 | Operational | India_Electricity_Infrastructure.xlsx
BAU | India | IN_N | Shimla Small Hydro Power Project | PWRHYDINDNO | Hydro | Small Hydro | 5 | 2011-06-30 | Himachal Pradesh | 0.45 | Operational | India_Electricity_Infrastructure.xlsx
BAU | India | IN_N | Shyang Mini Hydel Power Project | PWRHYDINDNO | Hydro | Small Hydro | 3 | 2009-11-05 | Himachal Pradesh | 0.45 | Operational | India_Electricity_Infrastructure.xlsx
BAU | India | IN_N | Sidhana & Baloke Combined Hydro Project | PWRHYDINDNO | Hydro | Small Hydro | 1.2 | 2007-10-25 | Punjab | 0.45 | Operational | India_Electricity_Infrastructure.xlsx
BAU | India | IN_N | Sidhwan Bet & Mansian Combined Hydro Project | PWRHYDINDNO | Hydro | Small Hydro | 0.5 | 2010-09-22 | Punjab | 0.45 | Operational | India_Electricity_Infrastructure.xlsx
BAU | India | IN_N | Sidhwan Hydro Power Project | PWRHYDINDNO | Hydro | Small Hydro | 0.7 | 2014-05-11 | Punjab | 0.45 | Operational | India_Electricity_Infrastructure.xlsx
BAU | India | IN_N | Singrauli Small Hydel Power Plant | PWRHYDINDNO | Hydro | Small Hydro | 8 | 2018-03-05 | Uttar Pradesh | 0.45 | Operational | India_Electricity_Infrastructure.xlsx
BAU | India | IN_N | Siunr Small Hydro Power Project | PWRHYDINDNO | Hydro | Small Hydro | 1.5 | 2005-06-08 | Himachal Pradesh | 0.45 | Operational | India_Electricity_Infrastructure.xlsx
BAU | India | IN_N | Sodhi Brothers Hydro Power Project | PWRHYDINDNO | Hydro | Small Hydro | 5 | Pre-2000 | Himachal Pradesh | 0.45 | Operational | India_Electricity_Infrastructure.xlsx
BAU | India | IN_N | Solang Small Hydro Power Plant | PWRHYDINDNO | Hydro | Small Hydro | 1 | 2000-08-10 | Himachal Pradesh | 0.45 | Operational | India_Electricity_Infrastructure.xlsx
BAU | India | IN_N | Soldan Small Hydro Power Project | PWRHYDINDNO | Hydro | Small Hydro | 5 | 2012-10-01 | Himachal Pradesh | 0.45 | Operational | India_Electricity_Infrastructure.xlsx
BAU | India | IN_N | Somani Group Small Hydro Plant 1 | PWRHYDINDNO | Hydro | Small Hydro | 4.5 | Pre-2000 | Himachal Pradesh | 0.45 | Operational | India_Electricity_Infrastructure.xlsx
BAU | India | IN_N | Somani Group Small Hydro Plant 2 | PWRHYDINDNO | Hydro | Small Hydro | 5.4 | Pre-2000 | Himachal Pradesh | 0.45 | Operational | India_Electricity_Infrastructure.xlsx
BAU | India | IN_N | Sorag Micro Hydel Project | PWRHYDINDNO | Hydro | Small Hydro | 0.05 | Pre-2000 | Uttarakhand | 0.45 | Operational | India_Electricity_Infrastructure.xlsx
BAU | India | IN_N | Sravanthi Group Small Hydro Power Plant | PWRHYDINDNO | Hydro | Small Hydro | 5 | Pre-2000 | Himachal Pradesh | 0.45 | Operational | India_Electricity_Infrastructure.xlsx
BAU | India | IN_N | Stakna Small Hydro Project | PWRHYDINDNO | Hydro | Small Hydro | 4 | Pre-2000 | Ladakh | 0.45 | Operational | India_Electricity_Infrastructure.xlsx
BAU | India | IN_N | Sudhar Small Hydro Project | PWRHYDINDNO | Hydro | Small Hydro | 1.4 | 2010-05-03 | Punjab | 0.45 | Operational | India_Electricity_Infrastructure.xlsx
BAU | India | IN_N | Suil-I Small Hydro Power Project | PWRHYDINDNO | Hydro | Small Hydro | 5 | 2006-09-06 | Himachal Pradesh | 0.45 | Operational | India_Electricity_Infrastructure.xlsx
BAU | India | IN_N | Suman Sarwari Small Hydro Power Plant | PWRHYDINDNO | Hydro | Small Hydro | 5 | 2002-08-28 | Himachal Pradesh | 0.45 | Operational | India_Electricity_Infrastructure.xlsx
BAU | India | IN_N | Sumoor Small Hydro Project | PWRHYDINDNO | Hydro | Small Hydro | 0.1 | 1993-12-01 | Ladakh | 0.45 | Operational | India_Electricity_Infrastructure.xlsx
BAU | India | IN_N | Sunehar Small Hydro Power Plant | PWRHYDINDNO | Hydro | Small Hydro | 5 | Pre-2000 | Himachal Pradesh | 0.45 | Operational | India_Electricity_Infrastructure.xlsx
BAU | India | IN_N | Sup Small Hydro Power Project | PWRHYDINDNO | Hydro | Small Hydro | 1 | 2001-09-19 | Himachal Pradesh | 0.45 | Operational | India_Electricity_Infrastructure.xlsx
BAU | India | IN_N | Surah Small Hydro Power Project | PWRHYDINDNO | Hydro | Small Hydro | 1.5 | 2008-10-03 | Himachal Pradesh | 0.45 | Operational | India_Electricity_Infrastructure.xlsx
BAU | India | IN_N | Suratgarh Mini Hydel Power Station | PWRHYDINDNO | Hydro | Small Hydro | 4 | 1992-02-01 | Rajasthan | 0.45 | Operational | India_Electricity_Infrastructure.xlsx
BAU | India | IN_N | Swad Small Hydro Power Project | PWRHYDINDNO | Hydro | Small Hydro | 5 | 2008-10-03 | Himachal Pradesh | 0.45 | Operational | India_Electricity_Infrastructure.xlsx
BAU | India | IN_N | Swaddi Kalan, Khudai Chak & Bharowal Combined Hydro Project | PWRHYDINDNO | Hydro | Small Hydro | 0.75 | 2013-01-21 | Punjab | 0.45 | Operational | India_Electricity_Infrastructure.xlsx
BAU | India | IN_N | Swati Power Hydro Project | PWRHYDINDNO | Hydro | Small Hydro | 21.5 | Pre-2000 | Uttarakhand | 0.45 | Operational | India_Electricity_Infrastructure.xlsx
BAU | India | IN_N | Talewal Small Hydro Project | PWRHYDINDNO | Hydro | Small Hydro | 0.6 | 2019-12-31 | Punjab | 0.45 | Operational | India_Electricity_Infrastructure.xlsx
BAU | India | IN_N | Tangling Mini Hydel Power Project | PWRHYDINDNO | Hydro | Small Hydro | 5 | 2010-12-01 | Himachal Pradesh | 0.45 | Operational | India_Electricity_Infrastructure.xlsx
BAU | India | IN_N | Taraila Small Hydro Power Project | PWRHYDINDNO | Hydro | Small Hydro | 5 | 2003-05-14 | Himachal Pradesh | 0.45 | Operational | India_Electricity_Infrastructure.xlsx
BAU | India | IN_N | Taraila-II Small Hydro Power Project | PWRHYDINDNO | Hydro | Small Hydro | 5 | 2005-12-22 | Himachal Pradesh | 0.45 | Operational | India_Electricity_Infrastructure.xlsx
BAU | India | IN_N | Taraila-III Small Hydro Power Project | PWRHYDINDNO | Hydro | Small Hydro | 5 | 2007-12-31 | Himachal Pradesh | 0.45 | Operational | India_Electricity_Infrastructure.xlsx
BAU | India | IN_N | Terkiana Head Works Small Hydro Project | PWRHYDINDNO | Hydro | Small Hydro | 0.65 | 2010-08-31 | Punjab | 0.45 | Operational | India_Electricity_Infrastructure.xlsx
BAU | India | IN_N | Thirot Small Hydro Power Plant | PWRHYDINDNO | Hydro | Small Hydro | 4.5 | 1995-12-01 | Himachal Pradesh | 0.45 | Operational | India_Electricity_Infrastructure.xlsx
BAU | India | IN_N | Thuhi Small Hydro Project | PWRHYDINDNO | Hydro | Small Hydro | 0.8 | Pre-2000 | Punjab | 0.45 | Operational | India_Electricity_Infrastructure.xlsx
BAU | India | IN_N | Thuhi Small Hydro Project | PWRHYDINDNO | Hydro | Small Hydro | 0.8 | 1989-03-14 | Punjab | 0.45 | Operational | India_Electricity_Infrastructure.xlsx
BAU | India | IN_N | Tibri & Babehali Combined Hydro Project | PWRHYDINDNO | Hydro | Small Hydro | 2.7 | 2006-10-06 | Punjab | 0.45 | Operational | India_Electricity_Infrastructure.xlsx
BAU | India | IN_N | Timbi Small Hydro Power Project | PWRHYDINDNO | Hydro | Small Hydro | 3 | 2000-03-30 | Himachal Pradesh | 0.45 | Operational | India_Electricity_Infrastructure.xlsx
BAU | India | IN_N | Titang Small Hydro Power Project | PWRHYDINDNO | Hydro | Small Hydro | 0.9 | 2000-08-17 | Himachal Pradesh | 0.45 | Operational | India_Electricity_Infrastructure.xlsx
BAU | India | IN_N | Toli Micro Hydel Project | PWRHYDINDNO | Hydro | Small Hydro | 0.1 | Pre-2000 | Uttarakhand | 0.45 | Operational | India_Electricity_Infrastructure.xlsx
BAU | India | IN_N | Toss Small Hydro Power Project | PWRHYDINDNO | Hydro | Small Hydro | 10 | 2004-07-20 | Himachal Pradesh | 0.45 | Operational | India_Electricity_Infrastructure.xlsx
BAU | India | IN_N | Tugal Small Hydro Project | PWRHYDINDNO | Hydro | Small Hydro | 1.5 | 1999-09-08 | Punjab | 0.45 | Operational | India_Electricity_Infrastructure.xlsx
BAU | India | IN_N | Tugalwala Small Hydro Project | PWRHYDINDNO | Hydro | Small Hydro | 0.85 | 2019-05-29 | Punjab | 0.45 | Operational | India_Electricity_Infrastructure.xlsx
BAU | India | IN_N | Tulang Small Hydro Power Project | PWRHYDINDNO | Hydro | Small Hydro | 3 | 2004-07-20 | Himachal Pradesh | 0.45 | Operational | India_Electricity_Infrastructure.xlsx
BAU | India | IN_N | UREDA Small Hydro Project | PWRHYDINDNO | Hydro | Small Hydro | 22.5 | Pre-2000 | Uttarakhand | 0.45 | Operational | India_Electricity_Infrastructure.xlsx
BAU | India | IN_N | Ubharah Small Hydro Power Project | PWRHYDINDNO | Hydro | Small Hydro | 2.4 | 2005-06-08 | Himachal Pradesh | 0.45 | Operational | India_Electricity_Infrastructure.xlsx
BAU | India | IN_N | Udhanwal Small Hydro Project | PWRHYDINDNO | Hydro | Small Hydro | 0.65 | 2018-03-02 | Punjab | 0.45 | Operational | India_Electricity_Infrastructure.xlsx
BAU | India | IN_N | Upper Awa Small Hydro Power Project | PWRHYDINDNO | Hydro | Small Hydro | 5 | 2005-12-22 | Himachal Pradesh | 0.45 | Operational | India_Electricity_Infrastructure.xlsx
BAU | India | IN_N | Upper Bari Doab Canal (UBDC) Stage I | PWRHYDINDNO | Hydro | Small Hydro | 45 | 1971-08-30 | Punjab | 0.45 | Operational | India_Electricity_Infrastructure.xlsx
BAU | India | IN_N | Upper Bari Doab Canal (UBDC) Stage II | PWRHYDINDNO | Hydro | Small Hydro | 46.35 | 1989-08-06 | Punjab | 0.45 | Operational | India_Electricity_Infrastructure.xlsx
BAU | India | IN_N | Upper Khauli Small Hydro Power Plant | PWRHYDINDNO | Hydro | Small Hydro | 5 | 2005-11-22 | Himachal Pradesh | 0.45 | Operational | India_Electricity_Infrastructure.xlsx
BAU | India | IN_N | Upper Sindh I Small Hydro Project | PWRHYDINDNO | Hydro | Small Hydro | 22.6 | Pre-2000 | Jammu and Kashmir | 0.45 | Operational | India_Electricity_Infrastructure.xlsx
BAU | India | IN_N | Upper Taraila Small Hydro Power Project | PWRHYDINDNO | Hydro | Small Hydro | 5 | 2005-12-22 | Himachal Pradesh | 0.45 | Operational | India_Electricity_Infrastructure.xlsx
BAU | India | IN_N | Urgam Small Hydro Project | PWRHYDINDNO | Hydro | Small Hydro | 3 | 1997-12-01 | Uttarakhand | 0.45 | Operational | India_Electricity_Infrastructure.xlsx
BAU | India | IN_N | Uttar Bharat Hydro Power Project | PWRHYDINDNO | Hydro | Small Hydro | 25.5 | Pre-2000 | Uttarakhand | 0.45 | Operational | India_Electricity_Infrastructure.xlsx
BAU | India | IN_N | Uttarkashi Micro Hydel Project | PWRHYDINDNO | Hydro | Small Hydro | 0.02 | Pre-2000 | Uttarakhand | 0.45 | Operational | India_Electricity_Infrastructure.xlsx
BAU | India | IN_N | Wan Micro Hydel Project | PWRHYDINDNO | Hydro | Small Hydro | 0.05 | Pre-2000 | Uttarakhand | 0.45 | Operational | India_Electricity_Infrastructure.xlsx
BAU | India | IN_N | Wanger Homte Hydro Electric Project | PWRHYDINDNO | Hydro | Small Hydro | 24.6 | Pre-2000 | Himachal Pradesh | 0.45 | Operational | India_Electricity_Infrastructure.xlsx
BAU | India | IN_N | Western Yamuna Canal Hydro Power Project Power House A | PWRHYDINDNO | Hydro | Small Hydro | 16 | 1986-05-29 | Haryana | 0.45 | Operational | India_Electricity_Infrastructure.xlsx
BAU | India | IN_N | Western Yamuna Canal Hydro Power Project Power House B | PWRHYDINDNO | Hydro | Small Hydro | 16 | 1987-05-15 | Haryana | 0.45 | Operational | India_Electricity_Infrastructure.xlsx
BAU | India | IN_N | Western Yamuna Canal Hydro Power Project Power House C | PWRHYDINDNO | Hydro | Small Hydro | 16 | 1989-03-27 | Haryana | 0.45 | Operational | India_Electricity_Infrastructure.xlsx
BAU | India | IN_N | Western Yamuna Canal Hydro Power Project Power House D | PWRHYDINDNO | Hydro | Small Hydro | 14.4 | 2004-04-16 | Haryana | 0.45 | Operational | India_Electricity_Infrastructure.xlsx
BAU | India | IN_N | Others (districts not specified) [Biomass & bagasse based cogen.] Dadra and Naga | PWRBIOINDNO | Biomass Power | Bio Power | 3.75 | Pre-2000 | Dadra and Nagar Haveli an | 0.5 | Operational | India_Electricity_Infrastructure.xlsx
BAU | India | IN_S | Adilaxmi Industries Andhra Pradesh East Godavari 0.41 2014-04-01 | PWRBIOINDSO | Biomass Power | Bio Power | 0.41 | 2014-04-01 | Andhra Pradesh | 0.5 | Operational | India_Electricity_Infrastructure.xlsx
BAU | India | IN_S | Agri Gold Projects Ltd Andhra Pradesh Prakasam 6 2003-06-19 | PWRBIOINDSO | Biomass Power | Bio Power | 6 | 2003-06-19 | Andhra Pradesh | 0.5 | Operational | India_Electricity_Infrastructure.xlsx
BAU | India | IN_S | Ambika Sugars (Previously M/s. SREL) Tamil Nadu Cuddalore 40 | PWRBIOINDSO | Biomass Power | Bio Power | 40 | Pre-2000 | Tamil Nadu | 0.5 | Operational | India_Electricity_Infrastructure.xlsx
BAU | India | IN_S | Ananda Enterprises (India) Pvt Ltd Andhra Pradesh West Godavari 2 2014-04-01 | PWRBIOINDSO | Biomass Power | Bio Power | 2 | 2014-04-01 | Andhra Pradesh | 0.5 | Operational | India_Electricity_Infrastructure.xlsx
BAU | India | IN_S | Andhra Sugars Ltd. Andhra Pradesh West Godavari 7 1999-01-21 | PWRBIOINDSO | Biomass Power | Bio Power | 7 | 1999-01-21 | Andhra Pradesh | 0.5 | Operational | India_Electricity_Infrastructure.xlsx
BAU | India | IN_S | Arashi Hi-Tech Bio-Power Ltd. Tamil Nadu Coimbatore 1.6 | PWRBIOINDSO | Biomass Power | Bio Power | 1.6 | Pre-2000 | Tamil Nadu | 0.5 | Operational | India_Electricity_Infrastructure.xlsx
BAU | India | IN_S | Aroma Biotech Pvt Ltd Andhra Pradesh West Godavari 2.2 2012-05-12 | PWRBIOINDSO | Biomass Power | Bio Power | 2.2 | 2012-05-12 | Andhra Pradesh | 0.5 | Operational | India_Electricity_Infrastructure.xlsx
BAU | India | IN_S | Arunachala Sugars Ltd. Tamil Nadu Tiruvannamalai 19 | PWRBIOINDSO | Biomass Power | Bio Power | 19 | Pre-2000 | Tamil Nadu | 0.5 | Operational | India_Electricity_Infrastructure.xlsx
BAU | India | IN_S | Astro Energy and Bio Systems Ltd. Tamil Nadu Madurai 10 | PWRBIOINDSO | Biomass Power | Bio Power | 10 | Pre-2000 | Tamil Nadu | 0.5 | Operational | India_Electricity_Infrastructure.xlsx
BAU | India | IN_S | Athani Farmers Sugar factory Ltd Karnataka Belagavi 24 01.01.2012 | PWRBIOINDSO | Biomass Power | Bio Power | 24 | 2012-01-01 | Karnataka | 0.5 | Operational | India_Electricity_Infrastructure.xlsx
BAU | India | IN_S | Auro Energy Ltd. Tamil Nadu Thanjavur 16 | PWRBIOINDSO | Biomass Power | Bio Power | 16 | Pre-2000 | Tamil Nadu | 0.5 | Operational | India_Electricity_Infrastructure.xlsx
BAU | India | IN_S | Aurobindo Agro Energy Pvt. Ltd. Tamil Nadu Sivaganga 15 | PWRBIOINDSO | Biomass Power | Bio Power | 15 | Pre-2000 | Tamil Nadu | 0.5 | Operational | India_Electricity_Infrastructure.xlsx
BAU | India | IN_S | Auromira Bio Power India (P) Ltd Tamil Nadu Tirunelveli 15 | PWRBIOINDSO | Biomass Power | Bio Power | 15 | Pre-2000 | Tamil Nadu | 0.5 | Operational | India_Electricity_Infrastructure.xlsx
BAU | India | IN_S | Balaji Agro Oils Ltd Andhra Pradesh Krishna 4.5 2003-06-01 | PWRBIOINDSO | Biomass Power | Bio Power | 4.5 | 2003-06-01 | Andhra Pradesh | 0.5 | Operational | India_Electricity_Infrastructure.xlsx
BAU | India | IN_S | Balaji Boiled & Raw Rice Mill Andhra Pradesh East Godavari 0.89 2016-06-01 | PWRBIOINDSO | Biomass Power | Bio Power | 0.89 | 2016-06-01 | Andhra Pradesh | 0.5 | Operational | India_Electricity_Infrastructure.xlsx
BAU | India | IN_S | Balaji Sugars and Chemicals Pvt Ltd Karnataka Vijayapura 18 | PWRBIOINDSO | Biomass Power | Bio Power | 18 | Pre-2000 | Karnataka | 0.5 | Operational | India_Electricity_Infrastructure.xlsx
BAU | India | IN_S | Bannari Amman Sugars Ltd. Karnataka Chamarajanagar 20 | PWRBIOINDSO | Biomass Power | Bio Power | 20 | Pre-2000 | Karnataka | 0.5 | Operational | India_Electricity_Infrastructure.xlsx
BAU | India | IN_S | Bannari Amman Sugars Ltd. Karnataka Mysuru 36.3 10.03.2004 | PWRBIOINDSO | Biomass Power | Bio Power | 36.3 | 2004-10-03 | Karnataka | 0.5 | Operational | India_Electricity_Infrastructure.xlsx
BAU | India | IN_S | Bannari Amman Sugars Ltd. Tamil Nadu Erode 20 | PWRBIOINDSO | Biomass Power | Bio Power | 20 | Pre-2000 | Tamil Nadu | 0.5 | Operational | India_Electricity_Infrastructure.xlsx
BAU | India | IN_S | Bannari Amman Sugars and Chemicals Ltd. Tamil Nadu Tiruvannamalai 28.8 | PWRBIOINDSO | Biomass Power | Bio Power | 28.8 | Pre-2000 | Tamil Nadu | 0.5 | Operational | India_Electricity_Infrastructure.xlsx
BAU | India | IN_S | Bhagyanagar Solvents & Extractions Pvt. Ltd. Karnataka Raichur 7.5 01.09.2003 | PWRBIOINDSO | Biomass Power | Bio Power | 7.5 | 2003-01-09 | Karnataka | 0.5 | Operational | India_Electricity_Infrastructure.xlsx
BAU | India | IN_S | Bilagi Sugar Mill Ltd Karnataka Bagalkote 8 01.12.2009 | PWRBIOINDSO | Biomass Power | Bio Power | 8 | 2009-01-12 | Karnataka | 0.5 | Operational | India_Electricity_Infrastructure.xlsx
BAU | India | IN_S | Bollineni Castings & Steels Ltd Andhra Pradesh Sri Potti Sriramulu Nellore 6 200 | PWRBIOINDSO | Biomass Power | Bio Power | 6 | 2003-10-07 | Andhra Pradesh | 0.5 | Operational | India_Electricity_Infrastructure.xlsx
BAU | India | IN_S | Buddha Deva Power Ltd Telangana Nalgonda 6 | PWRBIOINDSO | Biomass Power | Bio Power | 6 | Pre-2000 | Telangana | 0.5 | Operational | India_Electricity_Infrastructure.xlsx
BAU | India | IN_S | C.M.D.A., Koyambedu Veg. Market Bio-metharation plant Tamil Nadu Chennai 0.25 | PWRBIOINDSO | Biomass Power | Bio Power | 0.25 | Pre-2000 | Tamil Nadu | 0.5 | Operational | India_Electricity_Infrastructure.xlsx
BAU | India | IN_S | Chamundeshwari Sugars Ltd Karnataka Mandya 26 02.04.2008 | PWRBIOINDSO | Biomass Power | Bio Power | 26 | 2008-02-04 | Karnataka | 0.5 | Operational | India_Electricity_Infrastructure.xlsx
BAU | India | IN_S | Cheyyar Co.op Sugar Mills Tamil Nadu Tiruvannamalai 7.5 | PWRBIOINDSO | Biomass Power | Bio Power | 7.5 | Pre-2000 | Tamil Nadu | 0.5 | Operational | India_Electricity_Infrastructure.xlsx
BAU | India | IN_S | Chitra Bio Energy Ltd. Tamil Nadu Pudukkottai 7.5 | PWRBIOINDSO | Biomass Power | Bio Power | 7.5 | Pre-2000 | Tamil Nadu | 0.5 | Operational | India_Electricity_Infrastructure.xlsx
BAU | India | IN_S | Chodavaram Co-op. Sugars Ltd Andhra Pradesh Visakhapatnam 14 2003-04-06 | PWRBIOINDSO | Biomass Power | Bio Power | 14 | 2003-04-06 | Andhra Pradesh | 0.5 | Operational | India_Electricity_Infrastructure.xlsx
BAU | India | IN_S | Clarion Power Corp.Ltd Andhra Pradesh Prakasam 12 2004-01-23 | PWRBIOINDSO | Biomass Power | Bio Power | 12 | 2004-01-23 | Andhra Pradesh | 0.5 | Operational | India_Electricity_Infrastructure.xlsx
BAU | India | IN_S | Core Green Sugar & Fuels Pvt Ltd Karnataka Yadgir 24 16.10.2011 | PWRBIOINDSO | Biomass Power | Bio Power | 24 | 2011-10-16 | Karnataka | 0.5 | Operational | India_Electricity_Infrastructure.xlsx
BAU | India | IN_S | Coromandel Sugars Ltd Karnataka Mandya 12 06.02.2000 | PWRBIOINDSO | Biomass Power | Bio Power | 12 | 2000-06-02 | Karnataka | 0.5 | Operational | India_Electricity_Infrastructure.xlsx
BAU | India | IN_S | Davanagere Sugar Co. Ltd Karnataka Davangere 24 24.03.2004 | PWRBIOINDSO | Biomass Power | Bio Power | 24 | 2004-03-24 | Karnataka | 0.5 | Operational | India_Electricity_Infrastructure.xlsx
BAU | India | IN_S | Delta Paper Mills Ltd Andhra Pradesh West Godavari 9.9 2007-12-01 | PWRBIOINDSO | Biomass Power | Bio Power | 9.9 | 2007-12-01 | Andhra Pradesh | 0.5 | Operational | India_Electricity_Infrastructure.xlsx
BAU | India | IN_S | Dhanalakshmi Sahakari Sakkare Karkhane Niyamita Karnataka Belagavi 8 12.03.2010 | PWRBIOINDSO | Biomass Power | Bio Power | 8 | 2010-12-03 | Karnataka | 0.5 | Operational | India_Electricity_Infrastructure.xlsx
BAU | India | IN_S | Dhanalakshmi Srinivasan Sugars Pvt Ltd. Tamil Nadu Perambalur 25 | PWRBIOINDSO | Biomass Power | Bio Power | 25 | Pre-2000 | Tamil Nadu | 0.5 | Operational | India_Electricity_Infrastructure.xlsx
BAU | India | IN_S | Dharani Sugars & Chemical Ltd. Tamil Nadu Tiruvannamalai 15 | PWRBIOINDSO | Biomass Power | Bio Power | 15 | Pre-2000 | Tamil Nadu | 0.5 | Operational | India_Electricity_Infrastructure.xlsx
BAU | India | IN_S | Dharani Sugars & Chemical Ltd. Tamil Nadu Viluppuram 22 | PWRBIOINDSO | Biomass Power | Bio Power | 22 | Pre-2000 | Tamil Nadu | 0.5 | Operational | India_Electricity_Infrastructure.xlsx
BAU | India | IN_S | Dharwad Bio Energy Pvt. Ltd. Karnataka Dharwad 10 31.01.2013 | PWRBIOINDSO | Biomass Power | Bio Power | 10 | 2013-01-31 | Karnataka | 0.5 | Operational | India_Electricity_Infrastructure.xlsx
BAU | India | IN_S | Doodhganga Krishna Sahakari Sakkare Karkhane Niyamita Karnataka Belagavi 24 25.0 | PWRBIOINDSO | Biomass Power | Bio Power | 24 | 2004-03-25 | Karnataka | 0.5 | Operational | India_Electricity_Infrastructure.xlsx
BAU | India | IN_S | EID Parry India Ltd. Karnataka Bagalkote 16 01.06.2008 | PWRBIOINDSO | Biomass Power | Bio Power | 16 | 2008-01-06 | Karnataka | 0.5 | Operational | India_Electricity_Infrastructure.xlsx
BAU | India | IN_S | EID Parry India Ltd. Tamil Nadu Cuddalore 24.5 | PWRBIOINDSO | Biomass Power | Bio Power | 24.5 | Pre-2000 | Tamil Nadu | 0.5 | Operational | India_Electricity_Infrastructure.xlsx
BAU | India | IN_S | EID Parry India Ltd. Tamil Nadu Karur 22 | PWRBIOINDSO | Biomass Power | Bio Power | 22 | Pre-2000 | Tamil Nadu | 0.5 | Operational | India_Electricity_Infrastructure.xlsx
BAU | India | IN_S | EID Parry India Ltd. Tamil Nadu Pudukkottai 18 | PWRBIOINDSO | Biomass Power | Bio Power | 18 | Pre-2000 | Tamil Nadu | 0.5 | Operational | India_Electricity_Infrastructure.xlsx
BAU | India | IN_S | EID Parry India Ltd. Tamil Nadu Tiruchirappalli 18 | PWRBIOINDSO | Biomass Power | Bio Power | 18 | Pre-2000 | Tamil Nadu | 0.5 | Operational | India_Electricity_Infrastructure.xlsx
BAU | India | IN_S | ETA Power Gen.Pvt.Ltd. Tamil Nadu Virudhunagar 10 | PWRBIOINDSO | Biomass Power | Bio Power | 10 | Pre-2000 | Tamil Nadu | 0.5 | Operational | India_Electricity_Infrastructure.xlsx
BAU | India | IN_S | Empee Distilleries (Pvt) Ltd. Tamil Nadu Pudukkottai 10 | PWRBIOINDSO | Biomass Power | Bio Power | 10 | Pre-2000 | Tamil Nadu | 0.5 | Operational | India_Electricity_Infrastructure.xlsx
BAU | India | IN_S | Empee Power company (I) Ltd Andhra Pradesh Sri Potti Sriramulu Nellore 20 2009-1 | PWRBIOINDSO | Biomass Power | Bio Power | 20 | 2009-12-02 | Andhra Pradesh | 0.5 | Operational | India_Electricity_Infrastructure.xlsx
BAU | India | IN_S | Empee Sugars & Chemicals Ltd. Tamil Nadu Tirunelveli 50 | PWRBIOINDSO | Biomass Power | Bio Power | 50 | Pre-2000 | Tamil Nadu | 0.5 | Operational | India_Electricity_Infrastructure.xlsx
BAU | India | IN_S | Falcon Tyres Ltd. Karnataka Mysuru 6 01.03.2009 | PWRBIOINDSO | Biomass Power | Bio Power | 6 | 2009-01-03 | Karnataka | 0.5 | Operational | India_Electricity_Infrastructure.xlsx
BAU | India | IN_S | G.K. Bio Energy Pvt. Ltd. Tamil Nadu Erode 1.5 | PWRBIOINDSO | Biomass Power | Bio Power | 1.5 | Pre-2000 | Tamil Nadu | 0.5 | Operational | India_Electricity_Infrastructure.xlsx
BAU | India | IN_S | GEM Sugars Ltd Karnataka Bagalkote 16.5 31.10.2002 | PWRBIOINDSO | Biomass Power | Bio Power | 16.5 | 2002-10-31 | Karnataka | 0.5 | Operational | India_Electricity_Infrastructure.xlsx
BAU | India | IN_S | GMR Industries Ltd. Andhra Pradesh Srikakulam 16 2001-08-15 | PWRBIOINDSO | Biomass Power | Bio Power | 16 | 2001-08-15 | Andhra Pradesh | 0.5 | Operational | India_Electricity_Infrastructure.xlsx
BAU | India | IN_S | GSR Sugars Pvt Ltd Telangana Nizamabad 16.1 16.05.2007 | PWRBIOINDSO | Biomass Power | Bio Power | 16.1 | 2007-05-16 | Telangana | 0.5 | Operational | India_Electricity_Infrastructure.xlsx
BAU | India | IN_S | Ganapati Sugars Industries Ltd Telangana Sangareddy 15 1.01.2003 | PWRBIOINDSO | Biomass Power | Bio Power | 15 | 2003-01-01 | Telangana | 0.5 | Operational | India_Electricity_Infrastructure.xlsx
BAU | India | IN_S | Gayatri Agro Industrial Power Ltd Telangana Nalgonda 6 28.2.2001 | PWRBIOINDSO | Biomass Power | Bio Power | 6 | 2001-02-28 | Telangana | 0.5 | Operational | India_Electricity_Infrastructure.xlsx
BAU | India | IN_S | Gayatri Sugar Ltd Telangana Nizamabad 9 23.05.2001 | PWRBIOINDSO | Biomass Power | Bio Power | 9 | 2001-05-23 | Telangana | 0.5 | Operational | India_Electricity_Infrastructure.xlsx
BAU | India | IN_S | Global Power Tech. Equipments Pvt.Ltd. Tamil Nadu Tiruvannamalai 7.5 | PWRBIOINDSO | Biomass Power | Bio Power | 7.5 | Pre-2000 | Tamil Nadu | 0.5 | Operational | India_Electricity_Infrastructure.xlsx
BAU | India | IN_S | Godavari Bio Refineries Ltd Karnataka Bagalkote 21.6 07.01.2011 | PWRBIOINDSO | Biomass Power | Bio Power | 21.6 | 2011-07-01 | Karnataka | 0.5 | Operational | India_Electricity_Infrastructure.xlsx
BAU | India | IN_S | Godavari Bio Refineries Ltd Karnataka Bagalkote 24 01.09.2002 | PWRBIOINDSO | Biomass Power | Bio Power | 24 | 2002-01-09 | Karnataka | 0.5 | Operational | India_Electricity_Infrastructure.xlsx
BAU | India | IN_S | Gokak SC & ST Sahakari Sakkare Karkhane Niyamita Karnataka Belagavi 14 24.12.200 | PWRBIOINDSO | Biomass Power | Bio Power | 14 | 2009-12-24 | Karnataka | 0.5 | Operational | India_Electricity_Infrastructure.xlsx
BAU | India | IN_S | Gowthami Bio Energies Ltd Telangana Khammam 6 23.7.2001 | PWRBIOINDSO | Biomass Power | Bio Power | 6 | 2001-07-23 | Telangana | 0.5 | Operational | India_Electricity_Infrastructure.xlsx
BAU | India | IN_S | Gowthami Solvent Oil Ltd Andhra Pradesh West Godavari 2.75 1996-03-31 | PWRBIOINDSO | Biomass Power | Bio Power | 2.75 | 1996-03-31 | Andhra Pradesh | 0.5 | Operational | India_Electricity_Infrastructure.xlsx
BAU | India | IN_S | Greenko Energies Pvt Ltd Andhra Pradesh Guntur 6 2002-07-19 | PWRBIOINDSO | Biomass Power | Bio Power | 6 | 2002-07-19 | Andhra Pradesh | 0.5 | Operational | India_Electricity_Infrastructure.xlsx
BAU | India | IN_S | Greenko Energies Pvt Ltd Andhra Pradesh YSR Kadapa 6 | PWRBIOINDSO | Biomass Power | Bio Power | 6 | Pre-2000 | Andhra Pradesh | 0.5 | Operational | India_Electricity_Infrastructure.xlsx
BAU | India | IN_S | Gujarat Ambuja Exports Ltd (Biomass based Cogen) Karnataka Haveri 2.44 21.01.201 | PWRBIOINDSO | Biomass Power | Bio Power | 2.44 | 2013-01-21 | Karnataka | 0.5 | Operational | India_Electricity_Infrastructure.xlsx
BAU | India | IN_S | Gujarat Ambuja Exports Ltd Karnataka Haveri 2.85 01.04.2014 | PWRBIOINDSO | Biomass Power | Bio Power | 2.85 | 2014-01-04 | Karnataka | 0.5 | Operational | India_Electricity_Infrastructure.xlsx
BAU | India | IN_S | HCL Agro Power Ltd Andhra Pradesh Krishna 6 2000-10-24 | PWRBIOINDSO | Biomass Power | Bio Power | 6 | 2000-10-24 | Andhra Pradesh | 0.5 | Operational | India_Electricity_Infrastructure.xlsx
BAU | India | IN_S | Hassan Biomass Power Co. Pvt. Ltd. Karnataka Hassan 8 17.03.2003 | PWRBIOINDSO | Biomass Power | Bio Power | 8 | 2003-03-17 | Karnataka | 0.5 | Operational | India_Electricity_Infrastructure.xlsx
BAU | India | IN_S | Haveri Bio Energy Pvt. Ltd. Karnataka Haveri 10 01.04.2014 | PWRBIOINDSO | Biomass Power | Bio Power | 10 | 2014-01-04 | Karnataka | 0.5 | Operational | India_Electricity_Infrastructure.xlsx
BAU | India | IN_S | Hiranyakeshi Sahakari Sakkare Karkhane Niyamita Karnataka Belagavi 26 15.11.2008 | PWRBIOINDSO | Biomass Power | Bio Power | 26 | 2008-11-15 | Karnataka | 0.5 | Operational | India_Electricity_Infrastructure.xlsx
BAU | India | IN_S | Hiranyakeshi Sahakari Sakkare Karkhane Niyamita Karnataka Belagavi 26 27.08.2011 | PWRBIOINDSO | Biomass Power | Bio Power | 26 | 2011-08-27 | Karnataka | 0.5 | Operational | India_Electricity_Infrastructure.xlsx
BAU | India | IN_S | IOT Mabagas Ltd. Tamil Nadu N.A. 2 | PWRBIOINDSO | Biomass Power | Bio Power | 2 | Pre-2000 | Tamil Nadu | 0.5 | Operational | India_Electricity_Infrastructure.xlsx
BAU | India | IN_S | Ind-Barath Energies Ltd Telangana Nalgonda 6 6.10.2000 | PWRBIOINDSO | Biomass Power | Bio Power | 6 | 2000-06-10 | Telangana | 0.5 | Operational | India_Electricity_Infrastructure.xlsx
BAU | India | IN_S | Indian Cane Power Ltd Karnataka Bagalkote 28 17.05.2008 | PWRBIOINDSO | Biomass Power | Bio Power | 28 | 2008-05-17 | Karnataka | 0.5 | Operational | India_Electricity_Infrastructure.xlsx
BAU | India | IN_S | Indian Sugar Manufacturing Co. Ltd Karnataka Vijayapura 19.5 24.02.2013 | PWRBIOINDSO | Biomass Power | Bio Power | 19.5 | 2013-02-24 | Karnataka | 0.5 | Operational | India_Electricity_Infrastructure.xlsx
BAU | India | IN_S | Indra Power Energies Ltd. Karnataka Koppal 6 13.02.2004 | PWRBIOINDSO | Biomass Power | Bio Power | 6 | 2004-02-13 | Karnataka | 0.5 | Operational | India_Electricity_Infrastructure.xlsx
BAU | India | IN_S | Indur Green Power Pvt Ltd Telangana Nizamabad 6 15.2.2003 | PWRBIOINDSO | Biomass Power | Bio Power | 6 | 2003-02-15 | Telangana | 0.5 | Operational | India_Electricity_Infrastructure.xlsx
BAU | India | IN_S | Jamakhandi Sugars Ltd Karnataka Bagalkote 12 08.02.2002 | PWRBIOINDSO | Biomass Power | Bio Power | 12 | 2002-08-02 | Karnataka | 0.5 | Operational | India_Electricity_Infrastructure.xlsx
BAU | India | IN_S | Jamakhandi Sugars Ltd Karnataka Bagalkote 30 27.02.2012 | PWRBIOINDSO | Biomass Power | Bio Power | 30 | 2012-02-27 | Karnataka | 0.5 | Operational | India_Electricity_Infrastructure.xlsx
BAU | India | IN_S | Jeypore Sugars Company Ltd (Unit II) Andhra Pradesh West Godavari 16.8 2003-10-1 | PWRBIOINDSO | Biomass Power | Bio Power | 16.8 | 2003-10-19 | Andhra Pradesh | 0.5 | Operational | India_Electricity_Infrastructure.xlsx
BAU | India | IN_S | Jeypore Sugars Company Ltd Andhra Pradesh West Godavari 12 2003-10-19 | PWRBIOINDSO | Biomass Power | Bio Power | 12 | 2003-10-19 | Andhra Pradesh | 0.5 | Operational | India_Electricity_Infrastructure.xlsx
BAU | India | IN_S | Jocil Limited Andhra Pradesh Guntur 6 2001-03-23 | PWRBIOINDSO | Biomass Power | Bio Power | 6 | 2001-03-23 | Andhra Pradesh | 0.5 | Operational | India_Electricity_Infrastructure.xlsx
BAU | India | IN_S | Jyothi Bio Energy Ltd Andhra Pradesh Prakasam 4.5 2000-11-17 | PWRBIOINDSO | Biomass Power | Bio Power | 4.5 | 2000-11-17 | Andhra Pradesh | 0.5 | Operational | India_Electricity_Infrastructure.xlsx
BAU | India | IN_S | Jyothi Bio Energy Ltd Andhra Pradesh Prakasam 6 2003-11-14 | PWRBIOINDSO | Biomass Power | Bio Power | 6 | 2003-11-14 | Andhra Pradesh | 0.5 | Operational | India_Electricity_Infrastructure.xlsx
BAU | India | IN_S | KCP Sugar Industries & Corp.Ltd Andhra Pradesh Krishna 12 2005-12-26 | PWRBIOINDSO | Biomass Power | Bio Power | 12 | 2005-12-26 | Andhra Pradesh | 0.5 | Operational | India_Electricity_Infrastructure.xlsx
BAU | India | IN_S | KCP Sugar Industries & Corp.Ltd Andhra Pradesh Krishna 5 2005-12-26 | PWRBIOINDSO | Biomass Power | Bio Power | 5 | 2005-12-26 | Andhra Pradesh | 0.5 | Operational | India_Electricity_Infrastructure.xlsx
BAU | India | IN_S | KPR Sugar Mills Pvt Ltd Karnataka Vijayapura 30 23.11.2012 | PWRBIOINDSO | Biomass Power | Bio Power | 30 | 2012-11-23 | Karnataka | 0.5 | Operational | India_Electricity_Infrastructure.xlsx
BAU | India | IN_S | Kakatiya Cement Sugars and Industries Ltd Telangana Khammam 15 12.04.2002 | PWRBIOINDSO | Biomass Power | Bio Power | 15 | 2002-12-04 | Telangana | 0.5 | Operational | India_Electricity_Infrastructure.xlsx
BAU | India | IN_S | Kedarnath Sugar and Agro Chemicals Ltd Karnataka Bagalkote 18 02.03.2010 | PWRBIOINDSO | Biomass Power | Bio Power | 18 | 2010-02-03 | Karnataka | 0.5 | Operational | India_Electricity_Infrastructure.xlsx
BAU | India | IN_S | Koganti Power Pvt. Ltd. Karnataka Raichur 7.5 26.11.2005 | PWRBIOINDSO | Biomass Power | Bio Power | 7.5 | 2005-11-26 | Karnataka | 0.5 | Operational | India_Electricity_Infrastructure.xlsx
BAU | India | IN_S | Konark Power Ltd. Karnataka Tumakuru 73 05.05.2005 | PWRBIOINDSO | Biomass Power | Bio Power | 7.03 | 2005-05-05 | Karnataka | 0.5 | Operational | India_Electricity_Infrastructure.xlsx
BAU | India | IN_S | Koppal Green Power Ltd. Karnataka Koppal 6 01.01.2005 | PWRBIOINDSO | Biomass Power | Bio Power | 6 | 2005-01-01 | Karnataka | 0.5 | Operational | India_Electricity_Infrastructure.xlsx
BAU | India | IN_S | Kothari Sugars & Chemicals Ltd. Tamil Nadu Perambalur 12 | PWRBIOINDSO | Biomass Power | Bio Power | 12 | Pre-2000 | Tamil Nadu | 0.5 | Operational | India_Electricity_Infrastructure.xlsx
BAU | India | IN_S | Kothari Sugars & Chemicals Ltd. Tamil Nadu Perambalur 22 | PWRBIOINDSO | Biomass Power | Bio Power | 22 | Pre-2000 | Tamil Nadu | 0.5 | Operational | India_Electricity_Infrastructure.xlsx
BAU | India | IN_S | Krishna Sahakari Sakkare Karkhane Niyamita Karnataka Belagavi 12 08.02.2013 | PWRBIOINDSO | Biomass Power | Bio Power | 12 | 2013-08-02 | Karnataka | 0.5 | Operational | India_Electricity_Infrastructure.xlsx
BAU | India | IN_S | Krishnaveni Sugars Ltd Andhra Pradesh West Godavari 28 2003-10-19 | PWRBIOINDSO | Biomass Power | Bio Power | 28 | 2003-10-19 | Andhra Pradesh | 0.5 | Operational | India_Electricity_Infrastructure.xlsx
BAU | India | IN_S | Krishnaveni Sugars Ltd Telangana Mahabubnagar 14 | PWRBIOINDSO | Biomass Power | Bio Power | 14 | Pre-2000 | Telangana | 0.5 | Operational | India_Electricity_Infrastructure.xlsx
BAU | India | IN_S | Lalitha Enterprises Andhra Pradesh East Godavari 0.5 2003-08-15 | PWRBIOINDSO | Biomass Power | Bio Power | 0.5 | 2003-08-15 | Andhra Pradesh | 0.5 | Operational | India_Electricity_Infrastructure.xlsx
BAU | India | IN_S | M.R.K.Co.op Sugar Mills Tamil Nadu Cuddalore 7.5 | PWRBIOINDSO | Biomass Power | Bio Power | 7.5 | Pre-2000 | Tamil Nadu | 0.5 | Operational | India_Electricity_Infrastructure.xlsx
BAU | India | IN_S | MGRRice Industries Andhra Pradesh East Godavari 0.89 2013-07-01 | PWRBIOINDSO | Biomass Power | Bio Power | 0.89 | 2013-07-01 | Andhra Pradesh | 0.5 | Operational | India_Electricity_Infrastructure.xlsx
BAU | India | IN_S | Madras Sugars & Chemicals Ltd. Tamil Nadu Tirunelveli 25 | PWRBIOINDSO | Biomass Power | Bio Power | 25 | Pre-2000 | Tamil Nadu | 0.5 | Operational | India_Electricity_Infrastructure.xlsx
BAU | India | IN_S | Mahatma Gandhi Sahakari Sakkare Karkhane Niyamita Karnataka Bidar 13 04.07.2009 | PWRBIOINDSO | Biomass Power | Bio Power | 13 | 2009-04-07 | Karnataka | 0.5 | Operational | India_Electricity_Infrastructure.xlsx
BAU | India | IN_S | Malavalli Power Plant Pvt. Ltd. Karnataka Mandya 4.5 19.07.2001 | PWRBIOINDSO | Biomass Power | Bio Power | 4.5 | 2001-07-19 | Karnataka | 0.5 | Operational | India_Electricity_Infrastructure.xlsx
BAU | India | IN_S | Manali Petrochemicals Ltd. Tamil Nadu Thiruvallur 4.7 | PWRBIOINDSO | Biomass Power | Bio Power | 4.7 | Pre-2000 | Tamil Nadu | 0.5 | Operational | India_Electricity_Infrastructure.xlsx
BAU | India | IN_S | Manali Sugar Ltd Karnataka Vijayapura 15 20.04.2013 | PWRBIOINDSO | Biomass Power | Bio Power | 15 | 2013-04-20 | Karnataka | 0.5 | Operational | India_Electricity_Infrastructure.xlsx
BAU | India | IN_S | Manchikonda Bio energy Pvt. Ltd Karnataka Raichur 6 01.03.2016 | PWRBIOINDSO | Biomass Power | Bio Power | 6 | 2016-01-03 | Karnataka | 0.5 | Operational | India_Electricity_Infrastructure.xlsx
BAU | India | IN_S | Mata Energy Ltd Telangana Nalgonda 6 | PWRBIOINDSO | Biomass Power | Bio Power | 6 | Pre-2000 | Telangana | 0.5 | Operational | India_Electricity_Infrastructure.xlsx
BAU | India | IN_S | Matix Power (p) Ltd Andhra Pradesh Guntur 4.5 2001-08-08 | PWRBIOINDSO | Biomass Power | Bio Power | 4.5 | 2001-08-08 | Andhra Pradesh | 0.5 | Operational | India_Electricity_Infrastructure.xlsx
BAU | India | IN_S | Matrix Agro Pvt Ltd Karnataka Kalaburagi 6 09.12.2016 | PWRBIOINDSO | Biomass Power | Bio Power | 6 | 2016-09-12 | Karnataka | 0.5 | Operational | India_Electricity_Infrastructure.xlsx
BAU | India | IN_S | Mohan Breweries & Distillaries Ltd Tamil Nadu Kancheepuram 18 | PWRBIOINDSO | Biomass Power | Bio Power | 18 | Pre-2000 | Tamil Nadu | 0.5 | Operational | India_Electricity_Infrastructure.xlsx
BAU | India | IN_S | NCS Sugars ltd. Andhra Pradesh Vizianagaram 20 2007-06-15 | PWRBIOINDSO | Biomass Power | Bio Power | 20 | 2007-06-15 | Andhra Pradesh | 0.5 | Operational | India_Electricity_Infrastructure.xlsx
BAU | India | IN_S | NSL Sugars Ltd Karnataka Ballari 28 30.09.2011 | PWRBIOINDSO | Biomass Power | Bio Power | 28 | 2011-09-30 | Karnataka | 0.5 | Operational | India_Electricity_Infrastructure.xlsx
BAU | India | IN_S | NSL Sugars Ltd Karnataka Kalaburagi 34 12.04.2012 | PWRBIOINDSO | Biomass Power | Bio Power | 34 | 2012-12-04 | Karnataka | 0.5 | Operational | India_Electricity_Infrastructure.xlsx
BAU | India | IN_S | NSL Sugars Ltd Karnataka Mandya 26 30.06.2004 | PWRBIOINDSO | Biomass Power | Bio Power | 26 | 2004-06-30 | Karnataka | 0.5 | Operational | India_Electricity_Infrastructure.xlsx
BAU | India | IN_S | Naga Hanuman Solvent Oils Pvt Ltd Andhra Pradesh West Godavari 1.2 2013-12-01 | PWRBIOINDSO | Biomass Power | Bio Power | 1.2 | 2013-12-01 | Andhra Pradesh | 0.5 | Operational | India_Electricity_Infrastructure.xlsx
BAU | India | IN_S | Nagarjuna Green Power Ltd / My Home Power Ltd Telangana Medak 9 5.2.2002 | PWRBIOINDSO | Biomass Power | Bio Power | 9 | 2002-05-02 | Telangana | 0.5 | Operational | India_Electricity_Infrastructure.xlsx
BAU | India | IN_S | Nandi Sahakari Sakkare Karkhane Niyamita Karnataka Vijayapura 21 31.03.2006 | PWRBIOINDSO | Biomass Power | Bio Power | 21 | 2006-03-31 | Karnataka | 0.5 | Operational | India_Electricity_Infrastructure.xlsx
BAU | India | IN_S | Naranja Sahakari Sakkare Karkhane Niyamita Karnataka Bidar 14 01.05.2005 | PWRBIOINDSO | Biomass Power | Bio Power | 14 | 2005-01-05 | Karnataka | 0.5 | Operational | India_Electricity_Infrastructure.xlsx
BAU | India | IN_S | Nava Bharat Agro Products Ltd Andhra Pradesh West Godavari 0.95 2014-09-12 | PWRBIOINDSO | Biomass Power | Bio Power | 0.95 | 2014-09-12 | Andhra Pradesh | 0.5 | Operational | India_Electricity_Infrastructure.xlsx
BAU | India | IN_S | Nava Bharat Agro Products Ltd Andhra Pradesh West Godavari 1 2015-03-15 | PWRBIOINDSO | Biomass Power | Bio Power | 1 | 2015-03-15 | Andhra Pradesh | 0.5 | Operational | India_Electricity_Infrastructure.xlsx
BAU | India | IN_S | Nava Bharat Ventures Ltd. Andhra Pradesh East Godavari 9 2005-11-23 | PWRBIOINDSO | Biomass Power | Bio Power | 9 | 2005-11-23 | Andhra Pradesh | 0.5 | Operational | India_Electricity_Infrastructure.xlsx
BAU | India | IN_S | Nava Bharath Ltd Andhra Pradesh West Godavari 6 2017-07-01 | PWRBIOINDSO | Biomass Power | Bio Power | 6 | 2017-07-01 | Andhra Pradesh | 0.5 | Operational | India_Electricity_Infrastructure.xlsx
BAU | India | IN_S | Nirani Sugars Ltd Karnataka Bagalkote 14 05.03.2010 | PWRBIOINDSO | Biomass Power | Bio Power | 14 | 2010-05-03 | Karnataka | 0.5 | Operational | India_Electricity_Infrastructure.xlsx
BAU | India | IN_S | Nirani Sugars Ltd Karnataka Bagalkote 16 13.06.2008 | PWRBIOINDSO | Biomass Power | Bio Power | 16 | 2008-06-13 | Karnataka | 0.5 | Operational | India_Electricity_Infrastructure.xlsx
BAU | India | IN_S | Nirani Sugars Ltd Karnataka Bagalkote 42 18.06.2011 | PWRBIOINDSO | Biomass Power | Bio Power | 42 | 2011-06-18 | Karnataka | 0.5 | Operational | India_Electricity_Infrastructure.xlsx
BAU | India | IN_S | Nizam Deccan Sugar Ltd Telangana Nizamabad 20 17.01.2006 | PWRBIOINDSO | Biomass Power | Bio Power | 20 | 2006-01-17 | Telangana | 0.5 | Operational | India_Electricity_Infrastructure.xlsx
BAU | India | IN_S | OM Shakthi Reenergies Ltd Andhra Pradesh Chittoor 6 2004-01-24 | PWRBIOINDSO | Biomass Power | Bio Power | 6 | 2004-01-24 | Andhra Pradesh | 0.5 | Operational | India_Electricity_Infrastructure.xlsx
BAU | India | IN_S | Orient Green Power Ltd. Tamil Nadu Coimbatore 10 | PWRBIOINDSO | Biomass Power | Bio Power | 10 | Pre-2000 | Tamil Nadu | 0.5 | Operational | India_Electricity_Infrastructure.xlsx
BAU | India | IN_S | Others (districts not specified) (Waste to Energy) Andhra Pradesh N.A. 53.16 | PWRBIOINDSO | Biomass Power | Bio Power | 53.16 | Pre-2000 | Andhra Pradesh | 0.5 | Operational | India_Electricity_Infrastructure.xlsx
BAU | India | IN_S | Others (districts not specified) (Waste to Energy) Karnataka N.A. 1 | PWRBIOINDSO | Biomass Power | Bio Power | 1 | Pre-2000 | Karnataka | 0.5 | Operational | India_Electricity_Infrastructure.xlsx
BAU | India | IN_S | Others (districts not specified) (Waste to Energy) Tamil Nadu N.A. 6.4 | PWRBIOINDSO | Biomass Power | Bio Power | 6.4 | Pre-2000 | Tamil Nadu | 0.5 | Operational | India_Electricity_Infrastructure.xlsx
BAU | India | IN_S | Others (districts not specified) (Waste to Energy) Telangana N.A. 45.8 | PWRBIOINDSO | Biomass Power | Bio Power | 45.8 | Pre-2000 | Telangana | 0.5 | Operational | India_Electricity_Infrastructure.xlsx
BAU | India | IN_S | Others (districts not specified) [Biomass & bagasse based cogen.] Karnataka N.A. | PWRBIOINDSO | Biomass Power | Bio Power | 543.39 | Pre-2000 | Karnataka | 0.5 | Operational | India_Electricity_Infrastructure.xlsx
BAU | India | IN_S | Others (districts not specified) [Biomass & bagasse based cogen.] Tamil Nadu N.A | PWRBIOINDSO | Biomass Power | Bio Power | 138.2 | Pre-2000 | Tamil Nadu | 0.5 | Operational | India_Electricity_Infrastructure.xlsx
BAU | India | IN_S | Others (districts not specified) [Non-Bagasse based cogen.] Andhra Pradesh N.A. | PWRBIOINDSO | Biomass Power | Bio Power | 48.02 | Pre-2000 | Andhra Pradesh | 0.5 | Operational | India_Electricity_Infrastructure.xlsx
BAU | India | IN_S | Others (districts not specified) [Non-Bagasse based cogen.] Karnataka N.A. 20.2 | PWRBIOINDSO | Biomass Power | Bio Power | 20.2 | Pre-2000 | Karnataka | 0.5 | Operational | India_Electricity_Infrastructure.xlsx
BAU | India | IN_S | Others (districts not specified) [Non-Bagasse based cogen.] Kerala N.A. 2.27 | PWRBIOINDSO | Biomass Power | Bio Power | 2.27 | Pre-2000 | Kerala | 0.5 | Operational | India_Electricity_Infrastructure.xlsx
BAU | India | IN_S | Others (districts not specified) [Non-Bagasse based cogen.] Tamil Nadu N.A. 43.5 | PWRBIOINDSO | Biomass Power | Bio Power | 43.55 | Pre-2000 | Tamil Nadu | 0.5 | Operational | India_Electricity_Infrastructure.xlsx
BAU | India | IN_S | Others (districts not specified) [Non-Bagasse based cogen.] Telangana N.A. 3.3 | PWRBIOINDSO | Biomass Power | Bio Power | 3.3 | Pre-2000 | Telangana | 0.5 | Operational | India_Electricity_Infrastructure.xlsx
BAU | India | IN_S | Others (districts not specified) [Waste to Energy (Off-grid)] Andhra Pradesh N.A | PWRBIOINDSO | Biomass Power | Bio Power | 49.19 | Pre-2000 | Andhra Pradesh | 0.5 | Operational | India_Electricity_Infrastructure.xlsx
BAU | India | IN_S | Others (districts not specified) [Waste to Energy (Off-grid)] Karnataka N.A. 25. | PWRBIOINDSO | Biomass Power | Bio Power | 25.94 | Pre-2000 | Karnataka | 0.5 | Operational | India_Electricity_Infrastructure.xlsx
BAU | India | IN_S | Others (districts not specified) [Waste to Energy (Off-grid)] Kerala N.A. 0.23 | PWRBIOINDSO | Biomass Power | Bio Power | 0.23 | Pre-2000 | Kerala | 0.5 | Operational | India_Electricity_Infrastructure.xlsx
BAU | India | IN_S | Others (districts not specified) [Waste to Energy (Off-grid)] Tamil Nadu N.A. 27 | PWRBIOINDSO | Biomass Power | Bio Power | 27.57 | Pre-2000 | Tamil Nadu | 0.5 | Operational | India_Electricity_Infrastructure.xlsx
BAU | India | IN_S | Others (districts not specified) [Waste to Energy (Off-grid)] Telangana N.A. 14. | PWRBIOINDSO | Biomass Power | Bio Power | 14.47 | Pre-2000 | Telangana | 0.5 | Operational | India_Electricity_Infrastructure.xlsx
BAU | India | IN_S | Pallavi Enterprises Andhra Pradesh Krishna 2.5 2010-02-10 | PWRBIOINDSO | Biomass Power | Bio Power | 2.5 | 2010-02-10 | Andhra Pradesh | 0.5 | Operational | India_Electricity_Infrastructure.xlsx
BAU | India | IN_S | Parrys Sugar Industries Ltd Karnataka Uttara Kannada 24 02.06.2008 | PWRBIOINDSO | Biomass Power | Bio Power | 24 | 2008-02-06 | Karnataka | 0.5 | Operational | India_Electricity_Infrastructure.xlsx
BAU | India | IN_S | Perpetual Energy Systems Ltd. Andhra Pradesh Vizianagaram 6 2003-03-23 | PWRBIOINDSO | Biomass Power | Bio Power | 6 | 2003-03-23 | Andhra Pradesh | 0.5 | Operational | India_Electricity_Infrastructure.xlsx
BAU | India | IN_S | Ponni Sugars Limited Tamil Nadu Erode 19 | PWRBIOINDSO | Biomass Power | Bio Power | 19 | Pre-2000 | Tamil Nadu | 0.5 | Operational | India_Electricity_Infrastructure.xlsx
BAU | India | IN_S | Power Onicks Ltd. Karnataka Ballari 6 05.01.2005 | PWRBIOINDSO | Biomass Power | Bio Power | 6 | 2005-05-01 | Karnataka | 0.5 | Operational | India_Electricity_Infrastructure.xlsx
BAU | India | IN_S | Prabhulingeshwara Sugar Works Ltd Karnataka Bagalkote 38.5 14.11.2000 | PWRBIOINDSO | Biomass Power | Bio Power | 38.5 | 2000-11-14 | Karnataka | 0.5 | Operational | India_Electricity_Infrastructure.xlsx
BAU | India | IN_S | Prathyusha Power Pvt. Ltd. Tamil Nadu Tirunelveli 10 | PWRBIOINDSO | Biomass Power | Bio Power | 10 | Pre-2000 | Tamil Nadu | 0.5 | Operational | India_Electricity_Infrastructure.xlsx
BAU | India | IN_S | RK Power Gen Pvt. Ltd. Karnataka Chitradurga 20 01.01.2004 | PWRBIOINDSO | Biomass Power | Bio Power | 20 | 2004-01-01 | Karnataka | 0.5 | Operational | India_Electricity_Infrastructure.xlsx
BAU | India | IN_S | Raichur Bio Energies Pvt. Ltd. Karnataka Raichur 9 04.02.2016 | PWRBIOINDSO | Biomass Power | Bio Power | 9 | 2016-04-02 | Karnataka | 0.5 | Operational | India_Electricity_Infrastructure.xlsx
BAU | India | IN_S | Rajashree Sugars & Chemicals Ltd. Tamil Nadu Theni 12 | PWRBIOINDSO | Biomass Power | Bio Power | 12 | Pre-2000 | Tamil Nadu | 0.5 | Operational | India_Electricity_Infrastructure.xlsx
BAU | India | IN_S | Rajashree Sugars & Chemicals Ltd. Tamil Nadu Viluppuram 20 | PWRBIOINDSO | Biomass Power | Bio Power | 20 | Pre-2000 | Tamil Nadu | 0.5 | Operational | India_Electricity_Infrastructure.xlsx
BAU | India | IN_S | Rajashree Sugars & Chemicals Ltd. Tamil Nadu Viluppuram 22 | PWRBIOINDSO | Biomass Power | Bio Power | 22 | Pre-2000 | Tamil Nadu | 0.5 | Operational | India_Electricity_Infrastructure.xlsx
BAU | India | IN_S | Rajkumar Impex(P) Ltd. Tamil Nadu Thoothukkudi 6 | PWRBIOINDSO | Biomass Power | Bio Power | 6 | Pre-2000 | Tamil Nadu | 0.5 | Operational | India_Electricity_Infrastructure.xlsx
BAU | India | IN_S | Ravikiran Power Project Pvt. Ltd. Karnataka Koppal 7.5 01.06.2005 | PWRBIOINDSO | Biomass Power | Bio Power | 7.5 | 2005-01-06 | Karnataka | 0.5 | Operational | India_Electricity_Infrastructure.xlsx
BAU | India | IN_S | Rayalaseema Green Energy Ltd Andhra Pradesh Kurnool 5.5 2001-02-14 | PWRBIOINDSO | Biomass Power | Bio Power | 5.5 | 2001-02-14 | Andhra Pradesh | 0.5 | Operational | India_Electricity_Infrastructure.xlsx
BAU | India | IN_S | Raytar Sahakari Sakkare Karkhane Niyamita Karnataka Bagalkote 12.5 08.12.2001 | PWRBIOINDSO | Biomass Power | Bio Power | 12.5 | 2001-08-12 | Karnataka | 0.5 | Operational | India_Electricity_Infrastructure.xlsx
BAU | India | IN_S | Renuka Textiles Limited Tamil Nadu Theni 4.5 | PWRBIOINDSO | Biomass Power | Bio Power | 4.5 | Pre-2000 | Tamil Nadu | 0.5 | Operational | India_Electricity_Infrastructure.xlsx
BAU | India | IN_S | Rithwik Energy Systems Ltd Andhra Pradesh Chittoor 6 2002-08-28 | PWRBIOINDSO | Biomass Power | Bio Power | 6 | 2002-08-28 | Andhra Pradesh | 0.5 | Operational | India_Electricity_Infrastructure.xlsx
BAU | India | IN_S | Rithwik Power Projects Ltd Telangana Khammam 6 13.11.2002 | PWRBIOINDSO | Biomass Power | Bio Power | 6 | 2002-11-13 | Telangana | 0.5 | Operational | India_Electricity_Infrastructure.xlsx
BAU | India | IN_S | Roshni Power Tech Ltd Andhra Pradesh Krishna 6 2001-08-30 | PWRBIOINDSO | Biomass Power | Bio Power | 6 | 2001-08-30 | Andhra Pradesh | 0.5 | Operational | India_Electricity_Infrastructure.xlsx
BAU | India | IN_S | S.V Sugar Mills Ltd. Tamil Nadu Kancheepuram 45 | PWRBIOINDSO | Biomass Power | Bio Power | 45 | Pre-2000 | Tamil Nadu | 0.5 | Operational | India_Electricity_Infrastructure.xlsx
BAU | India | IN_S | SLS Power Ltd Andhra Pradesh Sri Potti Sriramulu Nellore 6 2001-08-30 | PWRBIOINDSO | Biomass Power | Bio Power | 6 | 2001-08-30 | Andhra Pradesh | 0.5 | Operational | India_Electricity_Infrastructure.xlsx
BAU | India | IN_S | Saastha Energy(P) Ltd Tamil Nadu N.A. 2 | PWRBIOINDSO | Biomass Power | Bio Power | 2 | Pre-2000 | Tamil Nadu | 0.5 | Operational | India_Electricity_Infrastructure.xlsx
BAU | India | IN_S | Sakti Sugars Ltd. Tamil Nadu Erode 24.5 | PWRBIOINDSO | Biomass Power | Bio Power | 24.5 | Pre-2000 | Tamil Nadu | 0.5 | Operational | India_Electricity_Infrastructure.xlsx
BAU | India | IN_S | Sakti Sugars Ltd. Tamil Nadu Sivaganga 35 | PWRBIOINDSO | Biomass Power | Bio Power | 35 | Pre-2000 | Tamil Nadu | 0.5 | Operational | India_Electricity_Infrastructure.xlsx
BAU | India | IN_S | Samsons Distilleries Pvt. Ltd. Karnataka Davangere 2 18.06.2003 | PWRBIOINDSO | Biomass Power | Bio Power | 2 | 2003-06-18 | Karnataka | 0.5 | Operational | India_Electricity_Infrastructure.xlsx
BAU | India | IN_S | Saritha Sugars Ltd Andhra Pradesh Sri Potti Sriramulu Nellore 6 01.04.2001 | PWRBIOINDSO | Biomass Power | Bio Power | 6 | 2001-01-04 | Andhra Pradesh | 0.5 | Operational | India_Electricity_Infrastructure.xlsx
BAU | India | IN_S | Saro Power and Infrastructures Ltd Telangana Mahabubnagar 6 24.4.2003 | PWRBIOINDSO | Biomass Power | Bio Power | 6 | 2003-04-24 | Telangana | 0.5 | Operational | India_Electricity_Infrastructure.xlsx
BAU | India | IN_S | Satish Sugars Ltd Karnataka Belagavi 31 11.05.2012 | PWRBIOINDSO | Biomass Power | Bio Power | 31 | 2012-11-05 | Karnataka | 0.5 | Operational | India_Electricity_Infrastructure.xlsx
BAU | India | IN_S | Satyakala Power Projects (P) Ltd Andhra Pradesh Krishna 4 2001-11-02 | PWRBIOINDSO | Biomass Power | Bio Power | 4 | 2001-11-02 | Andhra Pradesh | 0.5 | Operational | India_Electricity_Infrastructure.xlsx
BAU | India | IN_S | Satyamaharshi Power Corpn Ltd Andhra Pradesh Guntur 6 2004-07-13 | PWRBIOINDSO | Biomass Power | Bio Power | 6 | 2004-07-13 | Andhra Pradesh | 0.5 | Operational | India_Electricity_Infrastructure.xlsx
BAU | India | IN_S | Seven Hills Papers (P) Ltd Andhra Pradesh East Godavari 1.2 2009-02-25 | PWRBIOINDSO | Biomass Power | Bio Power | 1.2 | 2009-02-25 | Andhra Pradesh | 0.5 | Operational | India_Electricity_Infrastructure.xlsx
BAU | India | IN_S | Shakti Sugars Ltd. Tamil Nadu Erode 32 | PWRBIOINDSO | Biomass Power | Bio Power | 32 | Pre-2000 | Tamil Nadu | 0.5 | Operational | India_Electricity_Infrastructure.xlsx
BAU | India | IN_S | Shalivahana Green Energy Ltd Telangana Adilabad 6 1.12.2002 | PWRBIOINDSO | Biomass Power | Bio Power | 6 | 2002-01-12 | Telangana | 0.5 | Operational | India_Electricity_Infrastructure.xlsx
BAU | India | IN_S | Shamanur Sugars Ltd Karnataka Davangere 22 13.08.1999 | PWRBIOINDSO | Biomass Power | Bio Power | 22 | 1999-08-13 | Karnataka | 0.5 | Operational | India_Electricity_Infrastructure.xlsx
BAU | India | IN_S | Shiraguppi Sugar Works Ltd Karnataka Belagavi 14 01.05.2013 | PWRBIOINDSO | Biomass Power | Bio Power | 14 | 2013-01-05 | Karnataka | 0.5 | Operational | India_Electricity_Infrastructure.xlsx
BAU | India | IN_S | Shivasagar Sugar & Agro Products Ltd Karnataka Belagavi 8 30.06.2013 | PWRBIOINDSO | Biomass Power | Bio Power | 8 | 2013-06-30 | Karnataka | 0.5 | Operational | India_Electricity_Infrastructure.xlsx
BAU | India | IN_S | Shivashakthi Sugars Ltd Karnataka Belagavi 20 01.06.2013 | PWRBIOINDSO | Biomass Power | Bio Power | 20 | 2013-01-06 | Karnataka | 0.5 | Operational | India_Electricity_Infrastructure.xlsx
BAU | India | IN_S | Shree Gowthamee Rice Industries (P) Limited Andhra Pradesh East Godavari 0.58 20 | PWRBIOINDSO | Biomass Power | Bio Power | 0.58 | 2014-02-01 | Andhra Pradesh | 0.5 | Operational | India_Electricity_Infrastructure.xlsx
BAU | India | IN_S | Shree Gowthamee Rice Industries (P) Limited Andhra Pradesh East Godavari 0.88 20 | PWRBIOINDSO | Biomass Power | Bio Power | 0.88 | 2016-06-01 | Andhra Pradesh | 0.5 | Operational | India_Electricity_Infrastructure.xlsx
BAU | India | IN_S | Shree Papers Ltd Andhra Pradesh East Godavari 4 2003-02-23 | PWRBIOINDSO | Biomass Power | Bio Power | 4 | 2003-02-23 | Andhra Pradesh | 0.5 | Operational | India_Electricity_Infrastructure.xlsx
BAU | India | IN_S | Shree Renuka Sugars Ltd Karnataka Belagavi 30 01.12.2012 | PWRBIOINDSO | Biomass Power | Bio Power | 30 | 2012-01-12 | Karnataka | 0.5 | Operational | India_Electricity_Infrastructure.xlsx
BAU | India | IN_S | Shree Renuka Sugars Ltd Karnataka Belagavi 38 07.03.2000 | PWRBIOINDSO | Biomass Power | Bio Power | 38 | 2000-07-03 | Karnataka | 0.5 | Operational | India_Electricity_Infrastructure.xlsx
BAU | India | IN_S | Shree Renuka Sugars Ltd Karnataka Belagavi 38 11.01.2012 | PWRBIOINDSO | Biomass Power | Bio Power | 38 | 2012-11-01 | Karnataka | 0.5 | Operational | India_Electricity_Infrastructure.xlsx
BAU | India | IN_S | Shree Renuka Sugars Ltd Karnataka Kalaburagi 25 01.12.2009 | PWRBIOINDSO | Biomass Power | Bio Power | 25 | 2009-01-12 | Karnataka | 0.5 | Operational | India_Electricity_Infrastructure.xlsx
BAU | India | IN_S | Shree Vani Sugars & Industries Ltd Andhra Pradesh Chittoor 9 2003-08-08 | PWRBIOINDSO | Biomass Power | Bio Power | 9 | 2003-08-08 | Andhra Pradesh | 0.5 | Operational | India_Electricity_Infrastructure.xlsx
BAU | India | IN_S | Shriraam City Union Finance Ltd. Tamil Nadu Thanjavur 7.5 | PWRBIOINDSO | Biomass Power | Bio Power | 7.5 | Pre-2000 | Tamil Nadu | 0.5 | Operational | India_Electricity_Infrastructure.xlsx
BAU | India | IN_S | Shriram Investments Ltd. Tamil Nadu Dindigul 7.5 | PWRBIOINDSO | Biomass Power | Bio Power | 7.5 | Pre-2000 | Tamil Nadu | 0.5 | Operational | India_Electricity_Infrastructure.xlsx
BAU | India | IN_S | Sindhura Paper Pvt Ltd Andhra Pradesh West Godavari 3 2017-07-01 | PWRBIOINDSO | Biomass Power | Bio Power | 3 | 2017-07-01 | Andhra Pradesh | 0.5 | Operational | India_Electricity_Infrastructure.xlsx
BAU | India | IN_S | Singaraya Hills Green Power Genco (p) Ltd. Andhra Pradesh Prakasam 8 2008-07-13 | PWRBIOINDSO | Biomass Power | Bio Power | 8 | 2008-07-13 | Andhra Pradesh | 0.5 | Operational | India_Electricity_Infrastructure.xlsx
BAU | India | IN_S | Sirius Overseas Pvt. Ltd Andhra Pradesh East Godavari 9 2009-01-04 | PWRBIOINDSO | Biomass Power | Bio Power | 9 | 2009-01-04 | Andhra Pradesh | 0.5 | Operational | India_Electricity_Infrastructure.xlsx
BAU | India | IN_S | Soubhagya Lakshmi Sugars Ltd Karnataka Belagavi 18 01.12.2013 | PWRBIOINDSO | Biomass Power | Bio Power | 18 | 2013-01-12 | Karnataka | 0.5 | Operational | India_Electricity_Infrastructure.xlsx
BAU | India | IN_S | South India Paper Mills Ltd Karnataka Belagavi 7.8 19.05.2001 | PWRBIOINDSO | Biomass Power | Bio Power | 7.8 | 2001-05-19 | Karnataka | 0.5 | Operational | India_Electricity_Infrastructure.xlsx
BAU | India | IN_S | Sree Godavari Kraft Paper (p) ltd Andhra Pradesh West Godavari 3 2008-11-15 | PWRBIOINDSO | Biomass Power | Bio Power | 3 | 2008-11-15 | Andhra Pradesh | 0.5 | Operational | India_Electricity_Infrastructure.xlsx
BAU | India | IN_S | Sri Gowthami Rice Industries Ltd Andhra Pradesh East Godavari 0.75 2009-03-25 | PWRBIOINDSO | Biomass Power | Bio Power | 0.75 | 2009-03-25 | Andhra Pradesh | 0.5 | Operational | India_Electricity_Infrastructure.xlsx
BAU | India | IN_S | Sri Kalyani Agro Products & Industries Limited Andhra Pradesh West Godavari 4 20 | PWRBIOINDSO | Biomass Power | Bio Power | 4 | 2002-12-03 | Andhra Pradesh | 0.5 | Operational | India_Electricity_Infrastructure.xlsx
BAU | India | IN_S | Sri Lalitha Enterprises Industries Ltd (Unit II) Andhra Pradesh East Godavari 4. | PWRBIOINDSO | Biomass Power | Bio Power | 4.7 | 2009-02-25 | Andhra Pradesh | 0.5 | Operational | India_Electricity_Infrastructure.xlsx
BAU | India | IN_S | Sri Murali Mohana Para Boiled Rice Mill Andhra Pradesh East Godavari 0.65 2003-0 | PWRBIOINDSO | Biomass Power | Bio Power | 0.65 | 2003-08-26 | Andhra Pradesh | 0.5 | Operational | India_Electricity_Infrastructure.xlsx
BAU | India | IN_S | Sri Ramadas Paper Boards (P) Ltd Andhra Pradesh East Godavari 4 2006-06-27 | PWRBIOINDSO | Biomass Power | Bio Power | 4 | 2006-06-27 | Andhra Pradesh | 0.5 | Operational | India_Electricity_Infrastructure.xlsx
BAU | India | IN_S | Sri Sarvaraya Sugars Ltd Andhra Pradesh East Godavari 19.65 2008-12-25 | PWRBIOINDSO | Biomass Power | Bio Power | 19.65 | 2008-12-25 | Andhra Pradesh | 0.5 | Operational | India_Electricity_Infrastructure.xlsx
BAU | India | IN_S | Sri Satyanarayana Raw & Boiled Rice (P) Ltd Andhra Pradesh West Godavari 0.75 20 | PWRBIOINDSO | Biomass Power | Bio Power | 0.75 | 2008-03-31 | Andhra Pradesh | 0.5 | Operational | India_Electricity_Infrastructure.xlsx
BAU | India | IN_S | Sripathi Paper & Board (P) Ltd Tamil Nadu Virudhunagar 4.95 09.03.2011 | PWRBIOINDSO | Biomass Power | Bio Power | 4.95 | 2011-09-03 | Tamil Nadu | 0.5 | Operational | India_Electricity_Infrastructure.xlsx
BAU | India | IN_S | Subashri Bio Energy (P) Ltd. Tamil Nadu Namakkal 2.5 | PWRBIOINDSO | Biomass Power | Bio Power | 2.5 | Pre-2000 | Tamil Nadu | 0.5 | Operational | India_Electricity_Infrastructure.xlsx
BAU | India | IN_S | Subramania Siva Co-op Sugar Mills Tamil Nadu Dharmapuri 5 | PWRBIOINDSO | Biomass Power | Bio Power | 5 | Pre-2000 | Tamil Nadu | 0.5 | Operational | India_Electricity_Infrastructure.xlsx
BAU | India | IN_S | Suchand Power Gen.(p) Ltd Andhra Pradesh Kurnool 6 2002-11-28 | PWRBIOINDSO | Biomass Power | Bio Power | 6 | 2002-11-28 | Andhra Pradesh | 0.5 | Operational | India_Electricity_Infrastructure.xlsx
BAU | India | IN_S | Sudha Agro Oil & Chemicals Industries Ltd Andhra Pradesh East Godavari 4 2001-12 | PWRBIOINDSO | Biomass Power | Bio Power | 4 | 2001-12-27 | Andhra Pradesh | 0.5 | Operational | India_Electricity_Infrastructure.xlsx
BAU | India | IN_S | Sudulagunta Sugars Ltd Andhra Pradesh Chittoor 8 1999-06-09 | PWRBIOINDSO | Biomass Power | Bio Power | 8 | 1999-06-09 | Andhra Pradesh | 0.5 | Operational | India_Electricity_Infrastructure.xlsx
BAU | India | IN_S | Surya Chandra Paper Mills Ltd Andhra Pradesh East Godavari 3 2007-11-27 | PWRBIOINDSO | Biomass Power | Bio Power | 3 | 2007-11-27 | Andhra Pradesh | 0.5 | Operational | India_Electricity_Infrastructure.xlsx
BAU | India | IN_S | Surya Teja Power Projects Pvt Ltd Telangana Mahabubnagar 6 31.03.2007 | PWRBIOINDSO | Biomass Power | Bio Power | 6 | 2007-03-31 | Telangana | 0.5 | Operational | India_Electricity_Infrastructure.xlsx
BAU | India | IN_S | Synergy Sakthi Renewable energy Ltd. Tamil Nadu Dharmapuri 10 | PWRBIOINDSO | Biomass Power | Bio Power | 10 | Pre-2000 | Tamil Nadu | 0.5 | Operational | India_Electricity_Infrastructure.xlsx
BAU | India | IN_S | TCP Ltd. Tamil Nadu Sivaganga 9 | PWRBIOINDSO | Biomass Power | Bio Power | 9 | Pre-2000 | Tamil Nadu | 0.5 | Operational | India_Electricity_Infrastructure.xlsx
BAU | India | IN_S | Terra Energy Ltd. Tamil Nadu Cuddalore 18.68 | PWRBIOINDSO | Biomass Power | Bio Power | 18.68 | Pre-2000 | Tamil Nadu | 0.5 | Operational | India_Electricity_Infrastructure.xlsx
BAU | India | IN_S | Terra Energy Ltd. Tamil Nadu Thanjavur 28.42 | PWRBIOINDSO | Biomass Power | Bio Power | 28.42 | Pre-2000 | Tamil Nadu | 0.5 | Operational | India_Electricity_Infrastructure.xlsx
BAU | India | IN_S | The Etikoppaka Co.op Agrl. & Industrial Society Ltd. Andhra Pradesh Visakhapatna | PWRBIOINDSO | Biomass Power | Bio Power | 4.5 | 2001-03-01 | Andhra Pradesh | 0.5 | Operational | India_Electricity_Infrastructure.xlsx
BAU | India | IN_S | Ugar Sugars Works Ltd Karnataka Belagavi 44 28.05.1998 | PWRBIOINDSO | Biomass Power | Bio Power | 44 | 1998-05-28 | Karnataka | 0.5 | Operational | India_Electricity_Infrastructure.xlsx
BAU | India | IN_S | Ugar Sugars Works Ltd Karnataka Kalaburagi 15 28.10.2010 | PWRBIOINDSO | Biomass Power | Bio Power | 15 | 2010-10-28 | Karnataka | 0.5 | Operational | India_Electricity_Infrastructure.xlsx
BAU | India | IN_S | Vamshi Industries Ltd. Andhra Pradesh East Godavari 4 2001-04-20 | PWRBIOINDSO | Biomass Power | Bio Power | 4 | 2001-04-20 | Andhra Pradesh | 0.5 | Operational | India_Electricity_Infrastructure.xlsx
BAU | India | IN_S | Varam Power Projects (P) Ltd Andhra Pradesh Srikakulam 6 2001-12-01 | PWRBIOINDSO | Biomass Power | Bio Power | 6 | 2001-12-01 | Andhra Pradesh | 0.5 | Operational | India_Electricity_Infrastructure.xlsx
BAU | India | IN_S | Veda Bio Fuel Pvt Ltd Andhra Pradesh Vizianagaram 3 2016-03-15 | PWRBIOINDSO | Biomass Power | Bio Power | 3 | 2016-03-15 | Andhra Pradesh | 0.5 | Operational | India_Electricity_Infrastructure.xlsx
BAU | India | IN_S | Veeraiah Non-Conventional Power Projects Ltd. Andhra Pradesh Krishna 4 2002-10-2 | PWRBIOINDSO | Biomass Power | Bio Power | 4 | 2002-10-26 | Andhra Pradesh | 0.5 | Operational | India_Electricity_Infrastructure.xlsx
BAU | India | IN_S | Velagapudi Power Generation Ltd Andhra Pradesh Guntur 4 2006-11-13 | PWRBIOINDSO | Biomass Power | Bio Power | 4 | 2006-11-13 | Andhra Pradesh | 0.5 | Operational | India_Electricity_Infrastructure.xlsx
BAU | India | IN_S | Venkatarama Oil Industries Limited. Andhra Pradesh East Godavari 1.3 2015-08-01 | PWRBIOINDSO | Biomass Power | Bio Power | 1.3 | 2015-08-01 | Andhra Pradesh | 0.5 | Operational | India_Electricity_Infrastructure.xlsx
BAU | India | IN_S | Venkateshwara Power Projects Ltd Karnataka Belagavi 15 03.11.2004 | PWRBIOINDSO | Biomass Power | Bio Power | 15 | 2004-03-11 | Karnataka | 0.5 | Operational | India_Electricity_Infrastructure.xlsx
BAU | India | IN_S | Vijaya Agro Products (p) Ltd Andhra Pradesh Krishna 4 2001-12-24 | PWRBIOINDSO | Biomass Power | Bio Power | 4 | 2001-12-24 | Andhra Pradesh | 0.5 | Operational | India_Electricity_Infrastructure.xlsx
BAU | India | IN_S | Vijaynagar Bio- Tech Ltd Andhra Pradesh Vizianagaram 1.2 2013-02-20 | PWRBIOINDSO | Biomass Power | Bio Power | 1.2 | 2013-02-20 | Andhra Pradesh | 0.5 | Operational | India_Electricity_Infrastructure.xlsx
BAU | India | IN_S | Vijaynagar Sugars Ltd Karnataka Belagavi 35.5 04.03.2010 | PWRBIOINDSO | Biomass Power | Bio Power | 35.5 | 2010-04-03 | Karnataka | 0.5 | Operational | India_Electricity_Infrastructure.xlsx
BAU | India | IN_S | Vishnu Vidyuth India Ltd Andhra Pradesh Visakhapatnam 7.5 2013-01-11 | PWRBIOINDSO | Biomass Power | Bio Power | 7.5 | 2013-01-11 | Andhra Pradesh | 0.5 | Operational | India_Electricity_Infrastructure.xlsx
BAU | India | IN_S | Vishwanath Sugars Ltd Karnataka Belagavi 14 06.01.2006 | PWRBIOINDSO | Biomass Power | Bio Power | 14 | 2006-06-01 | Karnataka | 0.5 | Operational | India_Electricity_Infrastructure.xlsx
BAU | India | IN_S | Bellary TPS | PWRCOAINDSO | Coal Steam | Coal | 1700 | 2007-12-01 | Karnataka | 0.65 | Operational | India_Electricity_Infrastructure.xlsx
BAU | India | IN_S | Bhadradri TPP | PWRCOAINDSO | Coal Steam | Coal | 1080 | 2020-03-01 | Telangana | 0.65 | Operational | India_Electricity_Infrastructure.xlsx
BAU | India | IN_S | Damodaram Sanjeevaiah or Krishnapatnam TPP | PWRCOAINDSO | Coal Steam | Coal | 2400 | 2014-08-28 | Andhra Pradesh | 0.65 | Operational | India_Electricity_Infrastructure.xlsx
BAU | India | IN_S | ITPCL or Cuddalore TPP | PWRCOAINDSO | Coal Steam | Coal | 1200 | 2015-09-01 | Tamil Nadu | 0.65 | Operational | India_Electricity_Infrastructure.xlsx
BAU | India | IN_S | Kakatiya TPS | PWRCOAINDSO | Coal Steam | Coal | 1100 | 2010-05-01 | Telangana | 0.65 | Operational | India_Electricity_Infrastructure.xlsx
BAU | India | IN_S | Kothagudem TPS | PWRCOAINDSO | Coal Steam | Coal | 1800 | 1997-03-01 | Telangana | 0.65 | Operational | India_Electricity_Infrastructure.xlsx
BAU | India | IN_S | Kudgi STPP | PWRCOAINDSO | Coal Steam | Coal | 2400 | 2016-12-25 | Karnataka | 0.65 | Operational | India_Electricity_Infrastructure.xlsx
BAU | India | IN_S | Mettur TPS | PWRCOAINDSO | Coal Steam | Coal | 1440 | 1987-01-07 | Tamil Nadu | 0.65 | Operational | India_Electricity_Infrastructure.xlsx
BAU | India | IN_S | Muthiara TPP | PWRCOAINDSO | Coal Steam | Coal | 1200 | 2014-12-02 | Tamil Nadu | 0.65 | Operational | India_Electricity_Infrastructure.xlsx
BAU | India | IN_S | Neyveli (EXT) TPS I | PWRCOAINDSO | Coal Steam | Coal | 420 | 2002-10-01 | Tamil Nadu | 0.65 | Operational | India_Electricity_Infrastructure.xlsx
BAU | India | IN_S | Neyveli (EXT) TPS II | PWRCOAINDSO | Coal Steam | Coal | 500 | 2012-02-04 | Tamil Nadu | 0.65 | Operational | India_Electricity_Infrastructure.xlsx
BAU | India | IN_S | Neyveli (New) TPP /Neyveli Extension | PWRCOAINDSO | Coal Steam | Coal | 1000 | 2019-12-01 | Tamil Nadu | 0.65 | Operational | India_Electricity_Infrastructure.xlsx
BAU | India | IN_S | Neyveli TPS (Z) | PWRCOAINDSO | Coal Steam | Coal | 250 | 2002-10-01 | Tamil Nadu | 0.65 | Operational | India_Electricity_Infrastructure.xlsx
BAU | India | IN_S | Neyveli TPS II | PWRCOAINDSO | Coal Steam | Coal | 1470 | 1986-03-01 | Tamil Nadu | 0.65 | Operational | India_Electricity_Infrastructure.xlsx
BAU | India | IN_S | North Chennai TPS | PWRCOAINDSO | Coal Steam | Coal | 1830 | 1994-10-01 | Tamil Nadu | 0.65 | Operational | India_Electricity_Infrastructure.xlsx
BAU | India | IN_S | OPG Power Generation Private Ltd. | PWRCOAINDSO | Coal Steam | Coal | 414 | 2024-01-01 | Tamil Nadu | 0.65 | Operational | India_Electricity_Infrastructure.xlsx
BAU | India | IN_S | Raichur TPS | PWRCOAINDSO | Coal Steam | Coal | 1720 | 1985-03-01 | Karnataka | 0.65 | Operational | India_Electricity_Infrastructure.xlsx
BAU | India | IN_S | Ramagudem -B TPS | PWRCOAINDSO | Coal Steam | Coal | 62.5 | 1971-10-01 | Telangana | 0.65 | Operational | India_Electricity_Infrastructure.xlsx
BAU | India | IN_S | Ramagundam STPP/Telangana Phase I | PWRCOAINDSO | Coal Steam | Coal | 1600 | 2023-09-09 | Telangana | 0.65 | Operational | India_Electricity_Infrastructure.xlsx
BAU | India | IN_S | Ramagundam STPS | PWRCOAINDSO | Coal Steam | Coal | 2600 | 1983-11-01 | Telangana | 0.65 | Operational | India_Electricity_Infrastructure.xlsx
BAU | India | IN_S | Rayalaseema TPS | PWRCOAINDSO | Coal Steam | Coal | 1650 | 1994-03-01 | Andhra Pradesh | 0.65 | Operational | India_Electricity_Infrastructure.xlsx
BAU | India | IN_S | Sembcorp Gayatri Power Ltd. Power Project | PWRCOAINDSO | Coal Steam | Coal | 1320 | 2016-11-01 | Andhra Pradesh | 0.65 | Operational | India_Electricity_Infrastructure.xlsx
BAU | India | IN_S | Simhadri TPP | PWRCOAINDSO | Coal Steam | Coal | 2000 | 2002-02-01 | Andhra Pradesh | 0.65 | Operational | India_Electricity_Infrastructure.xlsx
BAU | India | IN_S | Simhapuri TPS | PWRCOAINDSO | Coal Steam | Coal | 600 | 2012-03-01 | Andhra Pradesh | 0.65 | Operational | India_Electricity_Infrastructure.xlsx
BAU | India | IN_S | Singareni TPP | PWRCOAINDSO | Coal Steam | Coal | 1200 | 2016-03-13 | Telangana | 0.65 | Operational | India_Electricity_Infrastructure.xlsx
BAU | India | IN_S | TCP Limited | PWRCOAINDSO | Coal Steam | Coal | 63.5 | 2024-12-23 | Tamil Nadu | 0.65 | Operational | India_Electricity_Infrastructure.xlsx
BAU | India | IN_S | Thamminapatnam TPS | PWRCOAINDSO | Coal Steam | Coal | 1000 | 2012-10-01 | Andhra Pradesh | 0.65 | Operational | India_Electricity_Infrastructure.xlsx
BAU | India | IN_S | Thermal Powertech Corporation Ltd/ Painampuram/Muthukur Mandal | PWRCOAINDSO | Coal Steam | Coal | 1320 | 2015-02-07 | Andhra Pradesh | 0.65 | Operational | India_Electricity_Infrastructure.xlsx
BAU | India | IN_S | Torangallu TPS SBU | PWRCOAINDSO | Coal Steam | Coal | 860 | 1999-05-01 | Karnataka | 0.65 | Operational | India_Electricity_Infrastructure.xlsx
BAU | India | IN_S | Tuticorin (P) TPP | PWRCOAINDSO | Coal Steam | Coal | 300 | 2013-01-31 | Tamil Nadu | 0.65 | Operational | India_Electricity_Infrastructure.xlsx
BAU | India | IN_S | Tuticorin Joint Venture | PWRCOAINDSO | Coal Steam | Coal | 1000 | 2015-03-10 | Tamil Nadu | 0.65 | Operational | India_Electricity_Infrastructure.xlsx
BAU | India | IN_S | Tuticorin TPS | PWRCOAINDSO | Coal Steam | Coal | 1050 | 1979-07-01 | Tamil Nadu | 0.65 | Operational | India_Electricity_Infrastructure.xlsx
BAU | India | IN_S | Tuticorin Thermal Power Plant | PWRCOAINDSO | Coal Steam | Coal | 525 | 2021-12-01 | Tamil Nadu | 0.65 | Operational | India_Electricity_Infrastructure.xlsx
BAU | India | IN_S | Udupi TPP | PWRCOAINDSO | Coal Steam | Coal | 1200 | 2010-07-01 | Karnataka | 0.65 | Operational | India_Electricity_Infrastructure.xlsx
BAU | India | IN_S | Vallur TPP | PWRCOAINDSO | Coal Steam | Coal | 1500 | 2012-03-01 | Tamil Nadu | 0.65 | Operational | India_Electricity_Infrastructure.xlsx
BAU | India | IN_S | Vijayawada or Dr. Narla Tata Rao TPS | PWRCOAINDSO | Coal Steam | Coal | 2560 | 1979-11-01 | Andhra Pradesh | 0.65 | Operational | India_Electricity_Infrastructure.xlsx
BAU | India | IN_S | Vizag or Hinduja Power TPP | PWRCOAINDSO | Coal Steam | Coal | 1040 | 2015-12-01 | Andhra Pradesh | 0.65 | Operational | India_Electricity_Infrastructure.xlsx
BAU | India | IN_S | Yadadri Thermal Power Station | PWRCOAINDSO | Coal Steam | Coal | 1600 | 2025-01-25 | Telangana | 0.65 | Operational | India_Electricity_Infrastructure.xlsx
BAU | India | IN_S | Yermarus TPP | PWRCOAINDSO | Coal Steam | Coal | 1600 | 2016-03-29 | Karnataka | 0.65 | Operational | India_Electricity_Infrastructure.xlsx
BAU | India | IN_S | Aliyar Hydroelectric Power Project | PWRHYDINDSO | Hydro | Hydro | 60 | 1970-03-21 | Tamil Nadu | 0.45 | Operational | India_Electricity_Infrastructure.xlsx
BAU | India | IN_S | Almatti Dam Power House | PWRHYDINDSO | Hydro | Hydro | 290 | 2004-03-26 | Karnataka | 0.45 | Operational | India_Electricity_Infrastructure.xlsx
BAU | India | IN_S | Bhadra Left Bank Canal Power House | PWRHYDINDSO | Hydro | Hydro | 26 | 1965-03-29 | Karnataka | 0.45 | Operational | India_Electricity_Infrastructure.xlsx
BAU | India | IN_S | Bhavani Kattalai Barrage I Hydroelectric Power Project | PWRHYDINDSO | Hydro | Hydro | 30 | 2006-07-04 | Tamil Nadu | 0.45 | Operational | India_Electricity_Infrastructure.xlsx
BAU | India | IN_S | Bhavani Kattalai Barrage II Hydroelectric Power Project | PWRHYDINDSO | Hydro | Hydro | 30 | 2013-08-27 | Tamil Nadu | 0.45 | Operational | India_Electricity_Infrastructure.xlsx
BAU | India | IN_S | Bhavani Kattalai Barrage III Hydroelectric Power Project | PWRHYDINDSO | Hydro | Hydro | 30 | 2012-06-28 | Tamil Nadu | 0.45 | Operational | India_Electricity_Infrastructure.xlsx
BAU | India | IN_S | Gerusoppa (Sharavathy Tail Race) Power House | PWRHYDINDSO | Hydro | Hydro | 240 | 2001-02-20 | Karnataka | 0.45 | Operational | India_Electricity_Infrastructure.xlsx
BAU | India | IN_S | Ghat Prabha Dam Power House | PWRHYDINDSO | Hydro | Hydro | 32 | 1992-06-14 | Karnataka | 0.45 | Operational | India_Electricity_Infrastructure.xlsx
BAU | India | IN_S | Hampi Canal Power House | PWRHYDINDSO | Hydro | Hydro | 36 | 1958-01-02 | Karnataka | 0.45 | Operational | India_Electricity_Infrastructure.xlsx
BAU | India | IN_S | Idamalayar Hydroelectric Power Project | PWRHYDINDSO | Hydro | Hydro | 75 | 1987-02-03 | Kerala | 0.45 | Operational | India_Electricity_Infrastructure.xlsx
BAU | India | IN_S | Idukki Hydroelectric Power Project | PWRHYDINDSO | Hydro | Hydro | 780 | 1976-02-12 | Kerala | 0.45 | Operational | India_Electricity_Infrastructure.xlsx
BAU | India | IN_S | Jog (Mahatma Gandhi) Hydroelectric Power Project | PWRHYDINDSO | Hydro | Hydro | 139.2 | 1949-08-01 | Karnataka | 0.45 | Operational | India_Electricity_Infrastructure.xlsx
BAU | India | IN_S | Kadmparai Power House | PWRHYDINDSO | Hydro | Hydro | 400 | 1987-10-17 | Tamil Nadu | 0.45 | Operational | India_Electricity_Infrastructure.xlsx
BAU | India | IN_S | Kadra Dam Power House | PWRHYDINDSO | Hydro | Hydro | 150 | 1997-06-02 | Karnataka | 0.45 | Operational | India_Electricity_Infrastructure.xlsx
BAU | India | IN_S | Kakkad Hydroelectric Power Project | PWRHYDINDSO | Hydro | Hydro | 50 | 2012-02-16 | Kerala | 0.45 | Operational | India_Electricity_Infrastructure.xlsx
BAU | India | IN_S | Kalinadi Nagjhari Power House | PWRHYDINDSO | Hydro | Hydro | 900 | 1979-08-01 | Karnataka | 0.45 | Operational | India_Electricity_Infrastructure.xlsx
BAU | India | IN_S | Kalinadi Nagjhari Supa Dam Power House | PWRHYDINDSO | Hydro | Hydro | 100 | 1985-08-23 | Karnataka | 0.45 | Operational | India_Electricity_Infrastructure.xlsx
BAU | India | IN_S | Kodasali Dam Power House | PWRHYDINDSO | Hydro | Hydro | 120 | 1998-06-20 | Karnataka | 0.45 | Operational | India_Electricity_Infrastructure.xlsx
BAU | India | IN_S | Kodayar I & II Power House | PWRHYDINDSO | Hydro | Hydro | 100 | 1970-12-09 | Tamil Nadu | 0.45 | Operational | India_Electricity_Infrastructure.xlsx
BAU | India | IN_S | Kundah I to V Hydroelectric Power Project | PWRHYDINDSO | Hydro | Hydro | 555 | 1960-07-08 | Tamil Nadu | 0.45 | Operational | India_Electricity_Infrastructure.xlsx
BAU | India | IN_S | Kuttiyadi Hydroelectric Old, Additional & Extension Power House | PWRHYDINDSO | Hydro | Hydro | 225 | 1972-09-11 | Kerala | 0.45 | Operational | India_Electricity_Infrastructure.xlsx
BAU | India | IN_S | Lingnamakki Dam Power House | PWRHYDINDSO | Hydro | Hydro | 55 | 1979-08-01 | Karnataka | 0.45 | Operational | India_Electricity_Infrastructure.xlsx
BAU | India | IN_S | Lower Jurala Hydroelectric Power Project | PWRHYDINDSO | Hydro | Hydro | 240 | 2015-09-30 | Telangana | 0.45 | Operational | India_Electricity_Infrastructure.xlsx
BAU | India | IN_S | Lower Mettur I to IV Hydroelectric Power Project | PWRHYDINDSO | Hydro | Hydro | 120 | 1988-01-04 | Tamil Nadu | 0.45 | Operational | India_Electricity_Infrastructure.xlsx
BAU | India | IN_S | Lower Periyar Hydroelectric Power Project | PWRHYDINDSO | Hydro | Hydro | 180 | 1997-09-27 | Kerala | 0.45 | Operational | India_Electricity_Infrastructure.xlsx
BAU | India | IN_S | Lower Sileru Hydroelectric Power Project | PWRHYDINDSO | Hydro | Hydro | 460 | 1976-03-28 | Andhra Pradesh | 0.45 | Operational | India_Electricity_Infrastructure.xlsx
BAU | India | IN_S | Mettur Dam Hydroelectric Power Project | PWRHYDINDSO | Hydro | Hydro | 50 | 1937-06-13 | Tamil Nadu | 0.45 | Operational | India_Electricity_Infrastructure.xlsx
BAU | India | IN_S | Mettur Tunnel | PWRHYDINDSO | Hydro | Hydro | 200 | 1965-08-16 | Tamil Nadu | 0.45 | Operational | India_Electricity_Infrastructure.xlsx
BAU | India | IN_S | Moyar Power House | PWRHYDINDSO | Hydro | Hydro | 40 | 1952-04-10 | Tamil Nadu | 0.45 | Operational | India_Electricity_Infrastructure.xlsx
BAU | India | IN_S | Munirabad Power House | PWRHYDINDSO | Hydro | Hydro | 28 | 1962-01-19 | Karnataka | 0.45 | Operational | India_Electricity_Infrastructure.xlsx
BAU | India | IN_S | Nagarjuna Sagar (N.J.Sagar) Hydroelectric Power Project | PWRHYDINDSO | Hydro | Hydro | 815.6 | 1978-03-07 | Telangana | 0.45 | Operational | India_Electricity_Infrastructure.xlsx
BAU | India | IN_S | Nagarjuna Sagar Left Bank Canal Power House (N.J.Sagar LBC) | PWRHYDINDSO | Hydro | Hydro | 60 | 1983-06-05 | Telangana | 0.45 | Operational | India_Electricity_Infrastructure.xlsx
BAU | India | IN_S | Nagarjuna Sagar Right Bank Canal Power House (N.J.Sagar RBC) | PWRHYDINDSO | Hydro | Hydro | 90 | 1983-02-24 | Andhra Pradesh | 0.45 | Operational | India_Electricity_Infrastructure.xlsx
BAU | India | IN_S | Nagarjuna Sagar Tail Pond Dam (N.J.Sagar TPD) | PWRHYDINDSO | Hydro | Hydro | 50 | 2017-01-28 | Andhra Pradesh | 0.45 | Operational | India_Electricity_Infrastructure.xlsx
BAU | India | IN_S | Neriamangalam Hydroelectric Power Project | PWRHYDINDSO | Hydro | Hydro | 52.65 | 1961-01-27 | Kerala | 0.45 | Operational | India_Electricity_Infrastructure.xlsx
BAU | India | IN_S | Pallivasal Hydro Power Project | PWRHYDINDSO | Hydro | Hydro | 60 | 2025-03-01 | Kerala | 0.45 | Operational | India_Electricity_Infrastructure.xlsx
BAU | India | IN_S | Pallivasal Hydroelectric Power Project | PWRHYDINDSO | Hydro | Hydro | 37.5 | 1948-02-02 | Kerala | 0.45 | Operational | India_Electricity_Infrastructure.xlsx
BAU | India | IN_S | Panniar Hydroelectric Power Project | PWRHYDINDSO | Hydro | Hydro | 30 | 1963-12-29 | Kerala | 0.45 | Operational | India_Electricity_Infrastructure.xlsx
BAU | India | IN_S | Papanasam Hydroelectric Power Project | PWRHYDINDSO | Hydro | Hydro | 32 | 1944-07-08 | Tamil Nadu | 0.45 | Operational | India_Electricity_Infrastructure.xlsx
BAU | India | IN_S | Parson's Valley Hydroelectric Power Project | PWRHYDINDSO | Hydro | Hydro | 30 | 2000-06-22 | Tamil Nadu | 0.45 | Operational | India_Electricity_Infrastructure.xlsx
BAU | India | IN_S | Periyar Hydroelectric Power Project | PWRHYDINDSO | Hydro | Hydro | 168 | 1958-10-12 | Tamil Nadu | 0.45 | Operational | India_Electricity_Infrastructure.xlsx
BAU | India | IN_S | Pinnapuram (Standalone Pumped Storage ) Hydro Power Project | PWRHYDINDSO | Hydro | Hydro | 1680 | 2025-06-01 | Andhra Pradesh | 0.45 | Operational | India_Electricity_Infrastructure.xlsx
BAU | India | IN_S | Pochampad (Sriram Sagar Project) Hydroelectric Power Project | PWRHYDINDSO | Hydro | Hydro | 36 | 1987-02-20 | Telangana | 0.45 | Operational | India_Electricity_Infrastructure.xlsx
BAU | India | IN_S | Poringalkuthu Hydroelectric Power Project | PWRHYDINDSO | Hydro | Hydro | 36 | 1957-03-06 | Kerala | 0.45 | Operational | India_Electricity_Infrastructure.xlsx
BAU | India | IN_S | Priyadarshni Jurala Hydroelectric Power Project | PWRHYDINDSO | Hydro | Hydro | 234 | 2008-03-28 | Telangana | 0.45 | Operational | India_Electricity_Infrastructure.xlsx
BAU | India | IN_S | Pulichinthala Hydroelectric Power Project | PWRHYDINDSO | Hydro | Hydro | 120 | 2016-09-25 | Telangana | 0.45 | Operational | India_Electricity_Infrastructure.xlsx
BAU | India | IN_S | Pykara Hydroelectric Power Project | PWRHYDINDSO | Hydro | Hydro | 59.2 | 1932-06-09 | Tamil Nadu | 0.45 | Operational | India_Electricity_Infrastructure.xlsx
BAU | India | IN_S | Pykara Ultimate Hydroelectric Power Project | PWRHYDINDSO | Hydro | Hydro | 150 | 2005-09-06 | Tamil Nadu | 0.45 | Operational | India_Electricity_Infrastructure.xlsx
BAU | India | IN_S | Sabarigiri Hydroelectric Power Project | PWRHYDINDSO | Hydro | Hydro | 340 | 1960-04-18 | Kerala | 0.45 | Operational | India_Electricity_Infrastructure.xlsx
BAU | India | IN_S | Sarkarpathy Hydroelectric Power Project | PWRHYDINDSO | Hydro | Hydro | 30 | 1966-08-14 | Tamil Nadu | 0.45 | Operational | India_Electricity_Infrastructure.xlsx
BAU | India | IN_S | Sengulam Hydroelectric Power Project | PWRHYDINDSO | Hydro | Hydro | 48 | 1954-05-01 | Kerala | 0.45 | Operational | India_Electricity_Infrastructure.xlsx
BAU | India | IN_S | Sharavathi Hydroelectric Power Project | PWRHYDINDSO | Hydro | Hydro | 1035 | 1964-08-01 | Karnataka | 0.45 | Operational | India_Electricity_Infrastructure.xlsx
BAU | India | IN_S | Shivasamudram Hydroelectric Power Project | PWRHYDINDSO | Hydro | Hydro | 42 | 1902-08-01 | Karnataka | 0.45 | Operational | India_Electricity_Infrastructure.xlsx
BAU | India | IN_S | Sholayar Hydroelectric Power Project | PWRHYDINDSO | Hydro | Hydro | 54 | 1956-05-09 | Kerala | 0.45 | Operational | India_Electricity_Infrastructure.xlsx
BAU | India | IN_S | Sholayar I Power House | PWRHYDINDSO | Hydro | Hydro | 84 | 1971-04-22 | Tamil Nadu | 0.45 | Operational | India_Electricity_Infrastructure.xlsx
BAU | India | IN_S | Srisailam Left Bank Power House | PWRHYDINDSO | Hydro | Hydro | 900 | 2001-04-26 | Telangana | 0.45 | Operational | India_Electricity_Infrastructure.xlsx
BAU | India | IN_S | Srisailam Right Bank (RB) Power House | PWRHYDINDSO | Hydro | Hydro | 770 | 1982-08-30 | Andhra Pradesh | 0.45 | Operational | India_Electricity_Infrastructure.xlsx
BAU | India | IN_S | Suruliyar Hydroelectric Power Project | PWRHYDINDSO | Hydro | Hydro | 35 | 1978-08-27 | Tamil Nadu | 0.45 | Operational | India_Electricity_Infrastructure.xlsx
BAU | India | IN_S | T B Dam/Tungabhadra Dam Hydroelectric Power Project | PWRHYDINDSO | Hydro | Hydro | 36 | 1957-01-26 | Karnataka | 0.45 | Operational | India_Electricity_Infrastructure.xlsx
BAU | India | IN_S | Thottiyar Hydro Power Project | PWRHYDINDSO | Hydro | Hydro | 40 | 2024-10-01 | Kerala | 0.45 | Operational | India_Electricity_Infrastructure.xlsx
BAU | India | IN_S | Upper Sileru I & II Hydroelectric Power Project | PWRHYDINDSO | Hydro | Hydro | 240 | 1967-10-14 | Andhra Pradesh | 0.45 | Operational | India_Electricity_Infrastructure.xlsx
BAU | India | IN_S | Varahi Power House | PWRHYDINDSO | Hydro | Hydro | 460 | 2009-01-11 | Karnataka | 0.45 | Operational | India_Electricity_Infrastructure.xlsx
BAU | India | IN_S | Kaiga Generating Station | PWRURNINDSO | Nuclear | Nuclear | 880 | 2000-03-16 | Karnataka | 0.85 | Operational | India_Electricity_Infrastructure.xlsx
BAU | India | IN_S | Kudankulam Atomic Power Project | PWRURNINDSO | Nuclear | Nuclear | 2000 | 2014-12-31 | Tamil Nadu | 0.85 | Operational | India_Electricity_Infrastructure.xlsx
BAU | India | IN_S | Madras Atomic Power Station | PWRURNINDSO | Nuclear | Nuclear | 440 | 1984-01-27 | Tamil Nadu | 0.85 | Operational | India_Electricity_Infrastructure.xlsx
BAU | India | IN_S | Basin Bridge Gas Turbine Power Station | PWRNGSINDSO | Natural Gas CC | Oil & Gas | 120 | 1996-02-12 | Tamil Nadu | 0.55 | Operational | India_Electricity_Infrastructure.xlsx
BAU | India | IN_S | GMR Rajahmundry Energy Ltd. | PWRNGSINDSO | Natural Gas CC | Oil & Gas | 768 | 2015-07-04 | Andhra Pradesh | 0.55 | Operational | India_Electricity_Infrastructure.xlsx
BAU | India | IN_S | GMR Vemagiri Combined Cycle Power Plant | PWRNGSINDSO | Natural Gas CC | Oil & Gas | 370 | 2006-01-13 | Andhra Pradesh | 0.55 | Operational | India_Electricity_Infrastructure.xlsx
BAU | India | IN_S | GVK Jegurupadu Gas Combined Cycle Gas Turbine | PWRNGSINDSO | Natural Gas CC | Oil & Gas | 235.4 | 1996-07-04 | Andhra Pradesh | 0.55 | Operational | India_Electricity_Infrastructure.xlsx
BAU | India | IN_S | Karaikal Gas Power Plant | PWRNGSINDSO | Natural Gas CC | Oil & Gas | 32.5 | 1999-10-01 | Puducherry | 0.55 | Operational | India_Electricity_Infrastructure.xlsx
BAU | India | IN_S | Kayamkulam (Rajiv Gandhi) Gas Combined Cycle Power Plant | PWRNGSINDSO | Natural Gas CC | Oil & Gas | 359.58 | 1998-11-02 | Kerala | 0.55 | Operational | India_Electricity_Infrastructure.xlsx
BAU | India | IN_S | Kovilkalappal (Thirumakotai) Gas Combined Cycle Gas Turbine Power Station | PWRNGSINDSO | Natural Gas CC | Oil & Gas | 107.88 | 2001-02-05 | Tamil Nadu | 0.55 | Operational | India_Electricity_Infrastructure.xlsx
BAU | India | IN_S | Kuttalam Gas Turbine Power Station | PWRNGSINDSO | Natural Gas CC | Oil & Gas | 100 | 2003-11-27 | Tamil Nadu | 0.55 | Operational | India_Electricity_Infrastructure.xlsx
BAU | India | IN_S | Lanco Kondapalli Combined Cycle Gas Turbine Power Plant Phase II | PWRNGSINDSO | Natural Gas CC | Oil & Gas | 366 | 2009-12-05 | Andhra Pradesh | 0.55 | Operational | India_Electricity_Infrastructure.xlsx
BAU | India | IN_S | Pillaiperumalnallur (PPN) Power Plant Phase I | PWRNGSINDSO | Natural Gas CC | Oil & Gas | 330.5 | 2001-04-26 | Tamil Nadu | 0.55 | Operational | India_Electricity_Infrastructure.xlsx
BAU | India | IN_S | Valuthur Gas Turbine Power Station | PWRNGSINDSO | Natural Gas CC | Oil & Gas | 186.2 | 2002-12-24 | Tamil Nadu | 0.55 | Operational | India_Electricity_Infrastructure.xlsx
BAU | India | IN_S | Yelahanka Combined Cycle Power Plant | PWRNGSINDSO | Natural Gas CC | Oil & Gas | 370.05 | 2025-02-01 | Karnataka | 0.55 | Operational | India_Electricity_Infrastructure.xlsx
BAU | India | IN_S | APICTO Ltd. Small Hydro Power Project | PWRHYDINDSO | Hydro | Small Hydro | 13 | Pre-2000 | Karnataka | 0.45 | Operational | India_Electricity_Infrastructure.xlsx
BAU | India | IN_S | Abletech Electro Engineers Pvt. Ltd. Small Hydro Power Project | PWRHYDINDSO | Hydro | Small Hydro | 4.8 | Pre-2000 | Karnataka | 0.45 | Operational | India_Electricity_Infrastructure.xlsx
BAU | India | IN_S | Adyanpara Small Hydro Electric Project | PWRHYDINDSO | Hydro | Small Hydro | 3.5 | 2015-03-09 | Kerala | 0.45 | Operational | India_Electricity_Infrastructure.xlsx
BAU | India | IN_S | Agradalli Mini Hydel Power Station | PWRHYDINDSO | Hydro | Small Hydro | 0.75 | 2008-10-24 | Karnataka | 0.45 | Operational | India_Electricity_Infrastructure.xlsx
BAU | India | IN_S | Agrahara Mini Hydel Power Station | PWRHYDINDSO | Hydro | Small Hydro | 1.26 | 2012-09-24 | Karnataka | 0.45 | Operational | India_Electricity_Infrastructure.xlsx
BAU | India | IN_S | Akkihebbal Mini Hydel Power Station | PWRHYDINDSO | Hydro | Small Hydro | 4.5 | 2007-09-03 | Karnataka | 0.45 | Operational | India_Electricity_Infrastructure.xlsx
BAU | India | IN_S | Aliyar Mini Hydel Project | PWRHYDINDSO | Hydro | Small Hydro | 2.5 | 2002-09-23 | Tamil Nadu | 0.45 | Operational | India_Electricity_Infrastructure.xlsx
BAU | India | IN_S | Amaravathi Small Hydro Project | PWRHYDINDSO | Hydro | Small Hydro | 4 | 2006-09-21 | Tamil Nadu | 0.45 | Operational | India_Electricity_Infrastructure.xlsx
BAU | India | IN_S | Aniyooru Mini Hydel Station | PWRHYDINDSO | Hydro | Small Hydro | 24 | 2019-11-21 | Karnataka | 0.45 | Operational | India_Electricity_Infrastructure.xlsx
BAU | India | IN_S | Aniyur Mini Hydel Power Station | PWRHYDINDSO | Hydro | Small Hydro | 9 | 2009-08-13 | Karnataka | 0.45 | Operational | India_Electricity_Infrastructure.xlsx
BAU | India | IN_S | Anweri Mini Hydel Station | PWRHYDINDSO | Hydro | Small Hydro | 1.5 | 1997-05-04 | Karnataka | 0.45 | Operational | India_Electricity_Infrastructure.xlsx
BAU | India | IN_S | Aremadanahalli Mini Hydel Power Station | PWRHYDINDSO | Hydro | Small Hydro | 1.5 | 2013-09-02 | Karnataka | 0.45 | Operational | India_Electricity_Infrastructure.xlsx
BAU | India | IN_S | Attigala Small Hydro Power Station | PWRHYDINDSO | Hydro | Small Hydro | 0.35 | 1998-07-03 | Karnataka | 0.45 | Operational | India_Electricity_Infrastructure.xlsx
BAU | India | IN_S | Auromira Energy Group Hydro Project | PWRHYDINDSO | Hydro | Small Hydro | 18 | Pre-2000 | Karnataka | 0.45 | Operational | India_Electricity_Infrastructure.xlsx
BAU | India | IN_S | Baje Mini Hydel Station | PWRHYDINDSO | Hydro | Small Hydro | 3.8 | 2015-07-10 | Karnataka | 0.45 | Operational | India_Electricity_Infrastructure.xlsx
BAU | India | IN_S | Barapole Small Hydro Electric Project | PWRHYDINDSO | Hydro | Small Hydro | 15 | 2013-12-04 | Kerala | 0.45 | Operational | India_Electricity_Infrastructure.xlsx
BAU | India | IN_S | Basavanna(Aidab havi) Mini Hydel Power Station | PWRHYDINDSO | Hydro | Small Hydro | 24.75 | 2013-02-05 | Karnataka | 0.45 | Operational | India_Electricity_Infrastructure.xlsx
BAU | India | IN_S | Beedalli Mini Hydel Station | PWRHYDINDSO | Hydro | Small Hydro | 3 | 2016-06-13 | Karnataka | 0.45 | Operational | India_Electricity_Infrastructure.xlsx
BAU | India | IN_S | Bellamkonda Branch Canal Small Hydro Project | PWRHYDINDSO | Hydro | Small Hydro | 0.55 | 2004-11-17 | Andhra Pradesh | 0.45 | Operational | India_Electricity_Infrastructure.xlsx
BAU | India | IN_S | Bellamkonda Branch canal Hydro Power Project Scheme II | PWRHYDINDSO | Hydro | Small Hydro | 0.55 | 1999-08-28 | Andhra Pradesh | 0.45 | Operational | India_Electricity_Infrastructure.xlsx
BAU | India | IN_S | Bhadra Left Bank Canal Mini Hydel Station | PWRHYDINDSO | Hydro | Small Hydro | 1.5 | 2018-04-05 | Karnataka | 0.45 | Operational | India_Electricity_Infrastructure.xlsx
BAU | India | IN_S | Bhadra Right Bank Canal Power Station | PWRHYDINDSO | Hydro | Small Hydro | 0.4 | 2005-01-01 | Karnataka | 0.45 | Operational | India_Electricity_Infrastructure.xlsx
BAU | India | IN_S | Bhadra Right Bank Canal Powerhouse | PWRHYDINDSO | Hydro | Small Hydro | 13.2 | Pre-2000 | Karnataka | 0.45 | Operational | India_Electricity_Infrastructure.xlsx
BAU | India | IN_S | Bhavani Barrage I Small Hydro Electric Project | PWRHYDINDSO | Hydro | Small Hydro | 10 | 2009-07-01 | Tamil Nadu | 0.45 | Operational | India_Electricity_Infrastructure.xlsx
BAU | India | IN_S | Bhavani Barrage II Small Hydro Electric Project | PWRHYDINDSO | Hydro | Small Hydro | 10 | Pre-2000 | Tamil Nadu | 0.45 | Operational | India_Electricity_Infrastructure.xlsx
BAU | India | IN_S | Bhavani Hydro Power Project | PWRHYDINDSO | Hydro | Small Hydro | 1.4 | 2000-04-28 | Andhra Pradesh | 0.45 | Operational | India_Electricity_Infrastructure.xlsx
BAU | India | IN_S | Bhima-I (Sonna) Mini Hydel Station | PWRHYDINDSO | Hydro | Small Hydro | 10.5 | 2010-08-04 | Karnataka | 0.45 | Operational | India_Electricity_Infrastructure.xlsx
BAU | India | IN_S | Bhoruka Power Corporation Hydro Project 1 | PWRHYDINDSO | Hydro | Small Hydro | 6.25 | Pre-2000 | Karnataka | 0.45 | Operational | India_Electricity_Infrastructure.xlsx
BAU | India | IN_S | Bhoruka Power Corporation Hydro Project 2 | PWRHYDINDSO | Hydro | Small Hydro | 24 | Pre-2000 | Karnataka | 0.45 | Operational | India_Electricity_Infrastructure.xlsx
BAU | India | IN_S | Bonal Tank Mini Hydel Project | PWRHYDINDSO | Hydro | Small Hydro | 1.25 | 2011-08-12 | Karnataka | 0.45 | Operational | India_Electricity_Infrastructure.xlsx
BAU | India | IN_S | Brindavan Mini Hydel Power Station | PWRHYDINDSO | Hydro | Small Hydro | 12 | 2006-06-01 | Karnataka | 0.45 | Operational | India_Electricity_Infrastructure.xlsx
BAU | India | IN_S | Burgugadda Tank Small Hydro Project | PWRHYDINDSO | Hydro | Small Hydro | 1.2 | Pre-2000 | Telangana | 0.45 | Operational | India_Electricity_Infrastructure.xlsx
BAU | India | IN_S | Charmadi Mini Hydel Power Station | PWRHYDINDSO | Hydro | Small Hydro | 4.5 | 2008-07-05 | Karnataka | 0.45 | Operational | India_Electricity_Infrastructure.xlsx
BAU | India | IN_S | Chayadevi Mini Hydel Power Station | PWRHYDINDSO | Hydro | Small Hydro | 24 | 2007-06-22 | Karnataka | 0.45 | Operational | India_Electricity_Infrastructure.xlsx
BAU | India | IN_S | Chembukadavu-I Small Hydro Electric Project | PWRHYDINDSO | Hydro | Small Hydro | 2.7 | 2003-08-19 | Kerala | 0.45 | Operational | India_Electricity_Infrastructure.xlsx
BAU | India | IN_S | Chembukadavu-II Small Hydro Electric Project | PWRHYDINDSO | Hydro | Small Hydro | 3.75 | 2003-09-04 | Kerala | 0.45 | Operational | India_Electricity_Infrastructure.xlsx
BAU | India | IN_S | Chettipeta Mini Hydel | PWRHYDINDSO | Hydro | Small Hydro | 1 | Pre-2000 | Andhra Pradesh | 0.45 | Operational | India_Electricity_Infrastructure.xlsx
BAU | India | IN_S | Chilakaluripet Major Block Small Hydro Project | PWRHYDINDSO | Hydro | Small Hydro | 1 | 2000-07-13 | Andhra Pradesh | 0.45 | Operational | India_Electricity_Infrastructure.xlsx
BAU | India | IN_S | Chimmony Small Hydro Electric Project | PWRHYDINDSO | Hydro | Small Hydro | 2.5 | 2015-05-22 | Kerala | 0.45 | Operational | India_Electricity_Infrastructure.xlsx
BAU | India | IN_S | Chunchanakatte Small Hydro Power Station | PWRHYDINDSO | Hydro | Small Hydro | 18 | 1997-10-13 | Karnataka | 0.45 | Operational | India_Electricity_Infrastructure.xlsx
BAU | India | IN_S | Chunchidoddi Mini Hydel Power Station | PWRHYDINDSO | Hydro | Small Hydro | 10.25 | 2004-12-01 | Karnataka | 0.45 | Operational | India_Electricity_Infrastructure.xlsx
BAU | India | IN_S | Deccan Cement Ltd. Small Hydro Project | PWRHYDINDSO | Hydro | Small Hydro | 3.7 | 1996-02-28 | Andhra Pradesh | 0.45 | Operational | India_Electricity_Infrastructure.xlsx
BAU | India | IN_S | Dhanalakshmi Cotton & Rice Mills Limited Small Hydro Project 1 | PWRHYDINDSO | Hydro | Small Hydro | 1.59 | 1997-12-23 | Andhra Pradesh | 0.45 | Operational | India_Electricity_Infrastructure.xlsx
BAU | India | IN_S | Dhanalakshmi Cotton & Rice Mills Limited Small Hydro Project 2 | PWRHYDINDSO | Hydro | Small Hydro | 2.61 | 1997-07-23 | Andhra Pradesh | 0.45 | Operational | India_Electricity_Infrastructure.xlsx
BAU | India | IN_S | Doddatappale Mini Hydel Power Station | PWRHYDINDSO | Hydro | Small Hydro | 3 | 2011-01-22 | Karnataka | 0.45 | Operational | India_Electricity_Infrastructure.xlsx
BAU | India | IN_S | Dondela Mini Hydel Power Station | PWRHYDINDSO | Hydro | Small Hydro | 13 | 2009-07-19 | Karnataka | 0.45 | Operational | India_Electricity_Infrastructure.xlsx
BAU | India | IN_S | Donkarayi Canal Hydroelectric Power Plant | PWRHYDINDSO | Hydro | Small Hydro | 25 | Pre-2000 | Andhra Pradesh | 0.45 | Operational | India_Electricity_Infrastructure.xlsx
BAU | India | IN_S | Dummagudem Hydel Project | PWRHYDINDSO | Hydro | Small Hydro | 24 | Pre-2000 | Telangana | 0.45 | Operational | India_Electricity_Infrastructure.xlsx
BAU | India | IN_S | Duphadal Small Hydro Electric Power Station | PWRHYDINDSO | Hydro | Small Hydro | 2.8 | 1997-04-01 | Karnataka | 0.45 | Operational | India_Electricity_Infrastructure.xlsx
BAU | India | IN_S | Energy Development Hydro Project | PWRHYDINDSO | Hydro | Small Hydro | 7 | Pre-2000 | Kerala | 0.45 | Operational | India_Electricity_Infrastructure.xlsx
BAU | India | IN_S | Espar Pak Limited Small Hydro Project | PWRHYDINDSO | Hydro | Small Hydro | 1.3 | 2000-04-08 | Andhra Pradesh | 0.45 | Operational | India_Electricity_Infrastructure.xlsx
BAU | India | IN_S | Flovel Small Hydro Project 1 | PWRHYDINDSO | Hydro | Small Hydro | 4.5 | Pre-2000 | Kerala | 0.45 | Operational | India_Electricity_Infrastructure.xlsx
BAU | India | IN_S | Flovel Small Hydro Project 2 | PWRHYDINDSO | Hydro | Small Hydro | 4.8 | Pre-2000 | Kerala | 0.45 | Operational | India_Electricity_Infrastructure.xlsx
BAU | India | IN_S | Gajanur Mini Hydel Station | PWRHYDINDSO | Hydro | Small Hydro | 0.65 | 2014-06-06 | Karnataka | 0.45 | Operational | India_Electricity_Infrastructure.xlsx
BAU | India | IN_S | Ganekal Mini Hydel Scheme | PWRHYDINDSO | Hydro | Small Hydro | 0.35 | 1993-12-24 | Karnataka | 0.45 | Operational | India_Electricity_Infrastructure.xlsx
BAU | India | IN_S | Ganganahal Mini Hydel Power Station | PWRHYDINDSO | Hydro | Small Hydro | 2 | 2013-07-30 | Karnataka | 0.45 | Operational | India_Electricity_Infrastructure.xlsx
BAU | India | IN_S | Gayatri Hydro Power Project | PWRHYDINDSO | Hydro | Small Hydro | 2.2 | Pre-2000 | Telangana | 0.45 | Operational | India_Electricity_Infrastructure.xlsx
BAU | India | IN_S | Gilada Group Small Hydro Power Project | PWRHYDINDSO | Hydro | Small Hydro | 6 | Pre-2000 | Karnataka | 0.45 | Operational | India_Electricity_Infrastructure.xlsx
BAU | India | IN_S | Gokak Mini Hydel Station | PWRHYDINDSO | Hydro | Small Hydro | 10.8 | 1997-04-01 | Karnataka | 0.45 | Operational | India_Electricity_Infrastructure.xlsx
BAU | India | IN_S | Gonal 2 Mini Hydel Power Station | PWRHYDINDSO | Hydro | Small Hydro | 2 | 2019-08-27 | Karnataka | 0.45 | Operational | India_Electricity_Infrastructure.xlsx
BAU | India | IN_S | Gonal 3 Mini Hydel Power Station | PWRHYDINDSO | Hydro | Small Hydro | 5 | 2011-11-04 | Karnataka | 0.45 | Operational | India_Electricity_Infrastructure.xlsx
BAU | India | IN_S | Gugal Mini Hydel Power Station | PWRHYDINDSO | Hydro | Small Hydro | 10 | 2007-09-19 | Karnataka | 0.45 | Operational | India_Electricity_Infrastructure.xlsx
BAU | India | IN_S | Hanumanthapura Mini Hydel Station | PWRHYDINDSO | Hydro | Small Hydro | 0.5 | 2002-09-19 | Karnataka | 0.45 | Operational | India_Electricity_Infrastructure.xlsx
BAU | India | IN_S | Harangi Mini Hydel Station | PWRHYDINDSO | Hydro | Small Hydro | 15 | 1999-07-19 | Karnataka | 0.45 | Operational | India_Electricity_Infrastructure.xlsx
BAU | India | IN_S | Hebbakavadi Mini Hydel Station | PWRHYDINDSO | Hydro | Small Hydro | 1.75 | 2002-04-03 | Karnataka | 0.45 | Operational | India_Electricity_Infrastructure.xlsx
BAU | India | IN_S | Hemagir Mini Hydel Power Station | PWRHYDINDSO | Hydro | Small Hydro | 4 | 2005-06-28 | Karnataka | 0.45 | Operational | India_Electricity_Infrastructure.xlsx
BAU | India | IN_S | Hemavathi Left Bank Canal Mini Hydel Station | PWRHYDINDSO | Hydro | Small Hydro | 16 | 2001-04-20 | Karnataka | 0.45 | Operational | India_Electricity_Infrastructure.xlsx
BAU | India | IN_S | Hemavathi Right Bank Canal Mini Hydel Station | PWRHYDINDSO | Hydro | Small Hydro | 3 | 2000-07-10 | Karnataka | 0.45 | Operational | India_Electricity_Infrastructure.xlsx
BAU | India | IN_S | Hemavathi River Bed Mini Hydel Power Station | PWRHYDINDSO | Hydro | Small Hydro | 8 | 2007-04-28 | Karnataka | 0.45 | Operational | India_Electricity_Infrastructure.xlsx
BAU | India | IN_S | Hongadalla Mini Hydel Station | PWRHYDINDSO | Hydro | Small Hydro | 24 | 2019-05-08 | Karnataka | 0.45 | Operational | India_Electricity_Infrastructure.xlsx
BAU | India | IN_S | Hosmath Mini Hydel Power Station | PWRHYDINDSO | Hydro | Small Hydro | 4.8 | 2011-08-12 | Karnataka | 0.45 | Operational | India_Electricity_Infrastructure.xlsx
BAU | India | IN_S | Hullahhalla Mini Hydel Power Station | PWRHYDINDSO | Hydro | Small Hydro | 12 | 2009-04-07 | Karnataka | 0.45 | Operational | India_Electricity_Infrastructure.xlsx
BAU | India | IN_S | Iggalur Mini Hydel Station | PWRHYDINDSO | Hydro | Small Hydro | 1.5 | 2015-01-23 | Karnataka | 0.45 | Operational | India_Electricity_Infrastructure.xlsx
BAU | India | IN_S | Iruttukanam Small Hydro Electric Project | PWRHYDINDSO | Hydro | Small Hydro | 4.5 | Pre-2000 | Kerala | 0.45 | Operational | India_Electricity_Infrastructure.xlsx
BAU | India | IN_S | Jyothi Jalashakthi Pvt. Ltd. Mini Hydel Power Station | PWRHYDINDSO | Hydro | Small Hydro | 0.3 | 2005-11-01 | Karnataka | 0.45 | Operational | India_Electricity_Infrastructure.xlsx
BAU | India | IN_S | KCP Limited Small Hydro Project | PWRHYDINDSO | Hydro | Small Hydro | 8.25 | 1998-03-24 | Andhra Pradesh | 0.45 | Operational | India_Electricity_Infrastructure.xlsx
BAU | India | IN_S | KRS Dam Mini Hydel Power Station | PWRHYDINDSO | Hydro | Small Hydro | 4 | 2009-11-02 | Karnataka | 0.45 | Operational | India_Electricity_Infrastructure.xlsx
BAU | India | IN_S | Kabini Dam Mini Hydel Station | PWRHYDINDSO | Hydro | Small Hydro | 20 | 2003-06-24 | Karnataka | 0.45 | Operational | India_Electricity_Infrastructure.xlsx
BAU | India | IN_S | Kabini RBC Mini Hydel Station | PWRHYDINDSO | Hydro | Small Hydro | 5 | 2002-12-31 | Karnataka | 0.45 | Operational | India_Electricity_Infrastructure.xlsx
BAU | India | IN_S | Kadamane I Mini Hydel Power Station | PWRHYDINDSO | Hydro | Small Hydro | 9 | 2007-04-30 | Karnataka | 0.45 | Operational | India_Electricity_Infrastructure.xlsx
BAU | India | IN_S | Kadamane II Mini Hydel Power Station | PWRHYDINDSO | Hydro | Small Hydro | 15 | 2010-08-04 | Karnataka | 0.45 | Operational | India_Electricity_Infrastructure.xlsx
BAU | India | IN_S | Kallada Small Hydro Electric Project | PWRHYDINDSO | Hydro | Small Hydro | 15 | 1994-01-05 | Kerala | 0.45 | Operational | India_Electricity_Infrastructure.xlsx
BAU | India | IN_S | Kallam Spinning Mill Limited Hydro Power Project | PWRHYDINDSO | Hydro | Small Hydro | 4 | 2002-01-01 | Telangana | 0.45 | Operational | India_Electricity_Infrastructure.xlsx
BAU | India | IN_S | Kalmala Mini Hydel Scheme | PWRHYDINDSO | Hydro | Small Hydro | 0.4 | 1990-01-24 | Karnataka | 0.45 | Operational | India_Electricity_Infrastructure.xlsx
BAU | India | IN_S | Kare Power Resource Mini Hydel Station | PWRHYDINDSO | Hydro | Small Hydro | 24.75 | 2015-09-16 | Karnataka | 0.45 | Operational | India_Electricity_Infrastructure.xlsx
BAU | India | IN_S | Kare Power Resources Hydro Project | PWRHYDINDSO | Hydro | Small Hydro | 24 | Pre-2000 | Karnataka | 0.45 | Operational | India_Electricity_Infrastructure.xlsx
BAU | India | IN_S | Karikkayam Small Hydro Electric Project | PWRHYDINDSO | Hydro | Small Hydro | 15 | Pre-2000 | Kerala | 0.45 | Operational | India_Electricity_Infrastructure.xlsx
BAU | India | IN_S | Karnataka Power Corporation Limited (KPCL) Hydro Project 1 | PWRHYDINDSO | Hydro | Small Hydro | 17.2 | Pre-2000 | Karnataka | 0.45 | Operational | India_Electricity_Infrastructure.xlsx
BAU | India | IN_S | Karnataka Power Corporation Limited (KPCL) Hydro Project 2 | PWRHYDINDSO | Hydro | Small Hydro | 9 | Pre-2000 | Karnataka | 0.45 | Operational | India_Electricity_Infrastructure.xlsx
BAU | India | IN_S | Kattepura Mini Hydel Station | PWRHYDINDSO | Hydro | Small Hydro | 5 | 2013-09-05 | Karnataka | 0.45 | Operational | India_Electricity_Infrastructure.xlsx
BAU | India | IN_S | Kemphole Mini Hydel Power Station | PWRHYDINDSO | Hydro | Small Hydro | 18 | 2005-01-10 | Karnataka | 0.45 | Operational | India_Electricity_Infrastructure.xlsx
BAU | India | IN_S | Kenchanagudam Mini Hydel Station | PWRHYDINDSO | Hydro | Small Hydro | 6 | 2007-05-01 | Karnataka | 0.45 | Operational | India_Electricity_Infrastructure.xlsx
BAU | India | IN_S | Kilara Small Hydro Electric Power Station | PWRHYDINDSO | Hydro | Small Hydro | 2 | 2000-03-31 | Karnataka | 0.45 | Operational | India_Electricity_Infrastructure.xlsx
BAU | India | IN_S | Kodagu Hydel Project | PWRHYDINDSO | Hydro | Small Hydro | 3 | Pre-2000 | Karnataka | 0.45 | Operational | India_Electricity_Infrastructure.xlsx
BAU | India | IN_S | Kuttiady Tailrace Small Hydro Project | PWRHYDINDSO | Hydro | Small Hydro | 4.5 | 2008-06-19 | Kerala | 0.45 | Operational | India_Electricity_Infrastructure.xlsx
BAU | India | IN_S | L.K. Power Corporation Hydro Project | PWRHYDINDSO | Hydro | Small Hydro | 2 | Pre-2000 | Karnataka | 0.45 | Operational | India_Electricity_Infrastructure.xlsx
BAU | India | IN_S | Link Canal Mini Hydel Station | PWRHYDINDSO | Hydro | Small Hydro | 1.5 | 2003-07-17 | Karnataka | 0.45 | Operational | India_Electricity_Infrastructure.xlsx
BAU | India | IN_S | Lower Bhavani Micro Hydel Project | PWRHYDINDSO | Hydro | Small Hydro | 8 | 1990-04-03 | Tamil Nadu | 0.45 | Operational | India_Electricity_Infrastructure.xlsx
BAU | India | IN_S | Lower Bhavani Right Bank Canal Project | PWRHYDINDSO | Hydro | Small Hydro | 8 | 1998-02-10 | Tamil Nadu | 0.45 | Operational | India_Electricity_Infrastructure.xlsx
BAU | India | IN_S | Lower Meenmutty Small Hydro Electric Project | PWRHYDINDSO | Hydro | Small Hydro | 3.5 | 2006-05-02 | Kerala | 0.45 | Operational | India_Electricity_Infrastructure.xlsx
BAU | India | IN_S | MGHE Tail Race Mini Hydel Power Station | PWRHYDINDSO | Hydro | Small Hydro | 22 | 2007-12-06 | Karnataka | 0.45 | Operational | India_Electricity_Infrastructure.xlsx
BAU | India | IN_S | Machagundal Mini Hydel Station | PWRHYDINDSO | Hydro | Small Hydro | 0.5 | 2017-05-31 | Karnataka | 0.45 | Operational | India_Electricity_Infrastructure.xlsx
BAU | India | IN_S | Maddur Branch Canal Mini Hydel Power Station | PWRHYDINDSO | Hydro | Small Hydro | 2 | 2011-01-22 | Karnataka | 0.45 | Operational | India_Electricity_Infrastructure.xlsx
BAU | India | IN_S | Madhavamantri Mini Hydel Station | PWRHYDINDSO | Hydro | Small Hydro | 3 | 2001-07-09 | Karnataka | 0.45 | Operational | India_Electricity_Infrastructure.xlsx
BAU | India | IN_S | Madupetty Small Hydro Electric Station | PWRHYDINDSO | Hydro | Small Hydro | 2 | 1997-12-01 | Kerala | 0.45 | Operational | India_Electricity_Infrastructure.xlsx
BAU | India | IN_S | Mahadevapura-II Mini Hydel Station | PWRHYDINDSO | Hydro | Small Hydro | 6 | 2014-03-28 | Karnataka | 0.45 | Operational | India_Electricity_Infrastructure.xlsx
BAU | India | IN_S | Malampuzha Small Hydro Electric Project | PWRHYDINDSO | Hydro | Small Hydro | 2.5 | 2001-11-26 | Kerala | 0.45 | Operational | India_Electricity_Infrastructure.xlsx
BAU | India | IN_S | Malankara Small Hydro Electric Station | PWRHYDINDSO | Hydro | Small Hydro | 10.5 | 2005-08-06 | Kerala | 0.45 | Operational | India_Electricity_Infrastructure.xlsx
BAU | India | IN_S | Mallapur Mini Hydro Power Station Project | PWRHYDINDSO | Hydro | Small Hydro | 9 | 1993-11-19 | Karnataka | 0.45 | Operational | India_Electricity_Infrastructure.xlsx
BAU | India | IN_S | Malligere Mini Hydel Power Station | PWRHYDINDSO | Hydro | Small Hydro | 0.75 | 2007-09-27 | Karnataka | 0.45 | Operational | India_Electricity_Infrastructure.xlsx
BAU | India | IN_S | Mandagere Mini Hydel Power Station | PWRHYDINDSO | Hydro | Small Hydro | 3.5 | 2004-09-01 | Karnataka | 0.45 | Operational | India_Electricity_Infrastructure.xlsx
BAU | India | IN_S | Mani Dam Power House | PWRHYDINDSO | Hydro | Small Hydro | 9 | 1993-03-29 | Karnataka | 0.45 | Operational | India_Electricity_Infrastructure.xlsx
BAU | India | IN_S | Maniyar Small Hydro Power Project | PWRHYDINDSO | Hydro | Small Hydro | 12 | Pre-2000 | Kerala | 0.45 | Operational | India_Electricity_Infrastructure.xlsx
BAU | India | IN_S | Manjanadka Mini Hydel Power Station | PWRHYDINDSO | Hydro | Small Hydro | 10 | 2009-06-27 | Karnataka | 0.45 | Operational | India_Electricity_Infrastructure.xlsx
BAU | India | IN_S | Mankulam Micro Hydroelectric Power Plant | PWRHYDINDSO | Hydro | Small Hydro | 0.11 | Pre-2000 | Kerala | 0.45 | Operational | India_Electricity_Infrastructure.xlsx
BAU | India | IN_S | Mannapitlu Mini Hydel Power Station | PWRHYDINDSO | Hydro | Small Hydro | 15 | 2009-09-17 | Karnataka | 0.45 | Operational | India_Electricity_Infrastructure.xlsx
BAU | India | IN_S | Maravakandy Small Hydro Project | PWRHYDINDSO | Hydro | Small Hydro | 0.75 | 1992-10-14 | Tamil Nadu | 0.45 | Operational | India_Electricity_Infrastructure.xlsx
BAU | India | IN_S | Meenvallam Small Hydro Electric Project | PWRHYDINDSO | Hydro | Small Hydro | 3 | 2014-12-01 | Kerala | 0.45 | Operational | India_Electricity_Infrastructure.xlsx
BAU | India | IN_S | Mouneshwara Mini Hydel Power Station | PWRHYDINDSO | Hydro | Small Hydro | 24.75 | 2013-08-14 | Karnataka | 0.45 | Operational | India_Electricity_Infrastructure.xlsx
BAU | India | IN_S | Mukurthy Small Hydro Project | PWRHYDINDSO | Hydro | Small Hydro | 0.7 | 2001-06-27 | Tamil Nadu | 0.45 | Operational | India_Electricity_Infrastructure.xlsx
BAU | India | IN_S | Mulibettu Mini Hydel Station | PWRHYDINDSO | Hydro | Small Hydro | 10.5 | 2015-06-27 | Karnataka | 0.45 | Operational | India_Electricity_Infrastructure.xlsx
BAU | India | IN_S | NATL Hydro Power Project | PWRHYDINDSO | Hydro | Small Hydro | 4.01 | Pre-2000 | Telangana | 0.45 | Operational | India_Electricity_Infrastructure.xlsx
BAU | India | IN_S | NCL Energy Limited Small Hydro Project | PWRHYDINDSO | Hydro | Small Hydro | 7.5 | 2000-09-28 | Andhra Pradesh | 0.45 | Operational | India_Electricity_Infrastructure.xlsx
BAU | India | IN_S | Narayanapura LBC Small Hydro Electric Power Station | PWRHYDINDSO | Hydro | Small Hydro | 11.6 | 1999-07-14 | Karnataka | 0.45 | Operational | India_Electricity_Infrastructure.xlsx
BAU | India | IN_S | Neerukatte Mini Hydel Power Station | PWRHYDINDSO | Hydro | Small Hydro | 15 | 2009-09-09 | Karnataka | 0.45 | Operational | India_Electricity_Infrastructure.xlsx
BAU | India | IN_S | Neria Mini Hydel Power Station | PWRHYDINDSO | Hydro | Small Hydro | 18 | 2006-04-01 | Karnataka | 0.45 | Operational | India_Electricity_Infrastructure.xlsx
BAU | India | IN_S | Nippulavagu Small Hydro Project Phase I | PWRHYDINDSO | Hydro | Small Hydro | 4 | 2002-02-06 | Andhra Pradesh | 0.45 | Operational | India_Electricity_Infrastructure.xlsx
BAU | India | IN_S | Nippulavagu Small Hydro Project Phase II | PWRHYDINDSO | Hydro | Small Hydro | 3.3 | 2002-11-07 | Andhra Pradesh | 0.45 | Operational | India_Electricity_Infrastructure.xlsx
BAU | India | IN_S | Nippulavagu Small Hydro Project Phase III | PWRHYDINDSO | Hydro | Small Hydro | 4 | 2003-11-21 | Andhra Pradesh | 0.45 | Operational | India_Electricity_Infrastructure.xlsx
BAU | India | IN_S | Nizam Sagar Hydroelectric Power Plant | PWRHYDINDSO | Hydro | Small Hydro | 10 | 1954-02-23 | Telangana | 0.45 | Operational | India_Electricity_Infrastructure.xlsx
BAU | India | IN_S | Nugu Mini Hydel Station | PWRHYDINDSO | Hydro | Small Hydro | 3 | 2002-12-31 | Karnataka | 0.45 | Operational | India_Electricity_Infrastructure.xlsx
BAU | India | IN_S | Palair Hydro Electric Station | PWRHYDINDSO | Hydro | Small Hydro | 2 | Pre-2000 | Telangana | 0.45 | Operational | India_Electricity_Infrastructure.xlsx
BAU | India | IN_S | Paschim Hydro Energy Small Hydro Project | PWRHYDINDSO | Hydro | Small Hydro | 9 | Pre-2000 | Karnataka | 0.45 | Operational | India_Electricity_Infrastructure.xlsx
BAU | India | IN_S | Pathankayam Small Hydro Electric Plant | PWRHYDINDSO | Hydro | Small Hydro | 8 | Pre-2000 | Kerala | 0.45 | Operational | India_Electricity_Infrastructure.xlsx
BAU | India | IN_S | Pedda Vagu Mini Hydel Project | PWRHYDINDSO | Hydro | Small Hydro | 1.2 | 2011-04-15 | Andhra Pradesh | 0.45 | Operational | India_Electricity_Infrastructure.xlsx
BAU | India | IN_S | Peddapalli Mini Hydro Station | PWRHYDINDSO | Hydro | Small Hydro | 9.16 | Pre-2000 | Telangana | 0.45 | Operational | India_Electricity_Infrastructure.xlsx
BAU | India | IN_S | Peechi Small Hydro Electric Project | PWRHYDINDSO | Hydro | Small Hydro | 1.25 | 2013-01-07 | Kerala | 0.45 | Operational | India_Electricity_Infrastructure.xlsx
BAU | India | IN_S | Pendanandipadu Branch Canal Mini Hydel Scheme | PWRHYDINDSO | Hydro | Small Hydro | 0.65 | 2001-05-17 | Andhra Pradesh | 0.45 | Operational | India_Electricity_Infrastructure.xlsx
BAU | India | IN_S | Penna Ahobilam Hydroelectric Power Plant (PABH HES) | PWRHYDINDSO | Hydro | Small Hydro | 20 | Pre-2000 | Andhra Pradesh | 0.45 | Operational | India_Electricity_Infrastructure.xlsx
BAU | India | IN_S | Peppara Small Hydro Electric Project | PWRHYDINDSO | Hydro | Small Hydro | 3 | 1996-06-15 | Kerala | 0.45 | Operational | India_Electricity_Infrastructure.xlsx
BAU | India | IN_S | Periyar Vaigai Mini I Hydro Project | PWRHYDINDSO | Hydro | Small Hydro | 4 | 2010-10-02 | Tamil Nadu | 0.45 | Operational | India_Electricity_Infrastructure.xlsx
BAU | India | IN_S | Periyar Vaigai Mini II Hydro Project | PWRHYDINDSO | Hydro | Small Hydro | 2.5 | 2011-01-21 | Tamil Nadu | 0.45 | Operational | India_Electricity_Infrastructure.xlsx
BAU | India | IN_S | Periyar Vaigai Mini III Hydro Project | PWRHYDINDSO | Hydro | Small Hydro | 4 | Pre-2000 | Tamil Nadu | 0.45 | Operational | India_Electricity_Infrastructure.xlsx
BAU | India | IN_S | Periyar Vaigai Mini IV Hydro Project | PWRHYDINDSO | Hydro | Small Hydro | 2.5 | Pre-2000 | Tamil Nadu | 0.45 | Operational | India_Electricity_Infrastructure.xlsx
BAU | India | IN_S | Perla Mini Hydel Power Station | PWRHYDINDSO | Hydro | Small Hydro | 24 | 2009-09-12 | Karnataka | 0.45 | Operational | India_Electricity_Infrastructure.xlsx
BAU | India | IN_S | Perunchani Small Hydro Project | PWRHYDINDSO | Hydro | Small Hydro | 1.3 | 2005-12-21 | Tamil Nadu | 0.45 | Operational | India_Electricity_Infrastructure.xlsx
BAU | India | IN_S | Perunthenaruvi Small Hydro Electric Project | PWRHYDINDSO | Hydro | Small Hydro | 6 | 2017-10-22 | Kerala | 0.45 | Operational | India_Electricity_Infrastructure.xlsx
BAU | India | IN_S | Pioneer Power Corporation Ltd. Small Hydro Power Project | PWRHYDINDSO | Hydro | Small Hydro | 24.75 | Pre-2000 | Karnataka | 0.45 | Operational | India_Electricity_Infrastructure.xlsx
BAU | India | IN_S | Ponmudi Small Hydro Electric Station | PWRHYDINDSO | Hydro | Small Hydro | 32.4 | 1963-12-29 | Kerala | 0.45 | Operational | India_Electricity_Infrastructure.xlsx
BAU | India | IN_S | Poozhithode Small Hydro Electric Project | PWRHYDINDSO | Hydro | Small Hydro | 4.8 | 2011-06-25 | Kerala | 0.45 | Operational | India_Electricity_Infrastructure.xlsx
BAU | India | IN_S | Poringalkuthu Left Bank Extension Project | PWRHYDINDSO | Hydro | Small Hydro | 16 | 1999-03-20 | Kerala | 0.45 | Operational | India_Electricity_Infrastructure.xlsx
BAU | India | IN_S | Poringalkuthu small hydroelectric project | PWRHYDINDSO | Hydro | Small Hydro | 24 | 2022-05-04 | Kerala | 0.45 | Operational | India_Electricity_Infrastructure.xlsx
BAU | India | IN_S | Prassana Power Ltd. Small Hydro Power Project | PWRHYDINDSO | Hydro | Small Hydro | 6 | Pre-2000 | Karnataka | 0.45 | Operational | India_Electricity_Infrastructure.xlsx
BAU | India | IN_S | Punachi Small Hydro Project | PWRHYDINDSO | Hydro | Small Hydro | 2 | 1992-11-12 | Tamil Nadu | 0.45 | Operational | India_Electricity_Infrastructure.xlsx
BAU | India | IN_S | Pykara Micro Power House | PWRHYDINDSO | Hydro | Small Hydro | 2 | 1989-10-09 | Tamil Nadu | 0.45 | Operational | India_Electricity_Infrastructure.xlsx
BAU | India | IN_S | RNS Infrastructures Small Hydro Power Project | PWRHYDINDSO | Hydro | Small Hydro | 11.4 | Pre-2000 | Karnataka | 0.45 | Operational | India_Electricity_Infrastructure.xlsx
BAU | India | IN_S | Rajankollur Small Hydro Power Station | PWRHYDINDSO | Hydro | Small Hydro | 2 | 1999-08-06 | Karnataka | 0.45 | Operational | India_Electricity_Infrastructure.xlsx
BAU | India | IN_S | Ranganatha Swami Mini Hydel Power Station | PWRHYDINDSO | Hydro | Small Hydro | 24.75 | 2007-07-29 | Karnataka | 0.45 | Operational | India_Electricity_Infrastructure.xlsx
BAU | India | IN_S | Ranni Perinad Small Hydro Electric Project | PWRHYDINDSO | Hydro | Small Hydro | 4 | 2012-02-16 | Kerala | 0.45 | Operational | India_Electricity_Infrastructure.xlsx
BAU | India | IN_S | Rayabasavanna Mini Hydel Power Station | PWRHYDINDSO | Hydro | Small Hydro | 1.4 | 2013-08-31 | Karnataka | 0.45 | Operational | India_Electricity_Infrastructure.xlsx
BAU | India | IN_S | Rayalaseema Power Projects Limited Small Hydro Plant | PWRHYDINDSO | Hydro | Small Hydro | 3 | 1998-11-21 | Andhra Pradesh | 0.45 | Operational | India_Electricity_Infrastructure.xlsx
BAU | India | IN_S | SKJ Power Limited Small Hydro Project | PWRHYDINDSO | Hydro | Small Hydro | 1.5 | 1999-01-27 | Andhra Pradesh | 0.45 | Operational | India_Electricity_Infrastructure.xlsx
BAU | India | IN_S | SPML Infra Small Hydro Project | PWRHYDINDSO | Hydro | Small Hydro | 20 | Pre-2000 | Karnataka | 0.45 | Operational | India_Electricity_Infrastructure.xlsx
BAU | India | IN_S | Sagar Power Limited Small Hydro Project | PWRHYDINDSO | Hydro | Small Hydro | 4.3 | 1997-11-27 | Andhra Pradesh | 0.45 | Operational | India_Electricity_Infrastructure.xlsx
BAU | India | IN_S | Sagar Power Limited Small Hydro Project II | PWRHYDINDSO | Hydro | Small Hydro | 4 | 1998-09-07 | Andhra Pradesh | 0.45 | Operational | India_Electricity_Infrastructure.xlsx
BAU | India | IN_S | Saraswati Hydro Power Project | PWRHYDINDSO | Hydro | Small Hydro | 2 | Pre-2000 | Telangana | 0.45 | Operational | India_Electricity_Infrastructure.xlsx
BAU | India | IN_S | Sardar Power Ltd. Small Hydro Project | PWRHYDINDSO | Hydro | Small Hydro | 2 | 2008-12-01 | Andhra Pradesh | 0.45 | Operational | India_Electricity_Infrastructure.xlsx
BAU | India | IN_S | Sathanur Small Hydro Project | PWRHYDINDSO | Hydro | Small Hydro | 7.5 | 1999-03-10 | Tamil Nadu | 0.45 | Operational | India_Electricity_Infrastructure.xlsx
BAU | India | IN_S | Sattegala Mini Hydel Power Station | PWRHYDINDSO | Hydro | Small Hydro | 6.25 | 2006-09-14 | Karnataka | 0.45 | Operational | India_Electricity_Infrastructure.xlsx
BAU | India | IN_S | Servalar Small Hydro Project | PWRHYDINDSO | Hydro | Small Hydro | 20 | 1986-03-23 | Tamil Nadu | 0.45 | Operational | India_Electricity_Infrastructure.xlsx
BAU | India | IN_S | Shahapur Mini Hydel Power Station | PWRHYDINDSO | Hydro | Small Hydro | 13.2 | 1997-03-18 | Karnataka | 0.45 | Operational | India_Electricity_Infrastructure.xlsx
BAU | India | IN_S | Shamburi Mini Hydel Power Station | PWRHYDINDSO | Hydro | Small Hydro | 24 | 2009-09-28 | Karnataka | 0.45 | Operational | India_Electricity_Infrastructure.xlsx
BAU | India | IN_S | Shamili Hydel Power Project | PWRHYDINDSO | Hydro | Small Hydro | 12 | Pre-2000 | Karnataka | 0.45 | Operational | India_Electricity_Infrastructure.xlsx
BAU | India | IN_S | Shanmukhasubramanya Mini Hydel Station | PWRHYDINDSO | Hydro | Small Hydro | 10 | 2016-12-12 | Karnataka | 0.45 | Operational | India_Electricity_Infrastructure.xlsx
BAU | India | IN_S | Sheshadri Iyer Mini Hydel Station | PWRHYDINDSO | Hydro | Small Hydro | 6.6 | 2001-08-01 | Karnataka | 0.45 | Operational | India_Electricity_Infrastructure.xlsx
BAU | India | IN_S | Shimsha Hydro Electric Power Station | PWRHYDINDSO | Hydro | Small Hydro | 17.2 | 1940-04-18 | Karnataka | 0.45 | Operational | India_Electricity_Infrastructure.xlsx
BAU | India | IN_S | Shimsha Mini Hydel Power Station | PWRHYDINDSO | Hydro | Small Hydro | 24 | 2001-10-01 | Karnataka | 0.45 | Operational | India_Electricity_Infrastructure.xlsx
BAU | India | IN_S | Shiva Mini Hydel Station | PWRHYDINDSO | Hydro | Small Hydro | 3 | 1998-09-10 | Karnataka | 0.45 | Operational | India_Electricity_Infrastructure.xlsx
BAU | India | IN_S | Shivani Power Spinners Hydro Project | PWRHYDINDSO | Hydro | Small Hydro | 0.75 | 2000-03-11 | Andhra Pradesh | 0.45 | Operational | India_Electricity_Infrastructure.xlsx
BAU | India | IN_S | Shivapur TLBC Hydro Electric Power Station | PWRHYDINDSO | Hydro | Small Hydro | 18 | 1992-11-29 | Karnataka | 0.45 | Operational | India_Electricity_Infrastructure.xlsx
BAU | India | IN_S | Sholayar II Power House | PWRHYDINDSO | Hydro | Small Hydro | 25 | 1971-03-29 | Tamil Nadu | 0.45 | Operational | India_Electricity_Infrastructure.xlsx
BAU | India | IN_S | Shri Dhanalaxmi Group Small Hydro Project | PWRHYDINDSO | Hydro | Small Hydro | 2 | 1997-11-24 | Andhra Pradesh | 0.45 | Operational | India_Electricity_Infrastructure.xlsx
BAU | India | IN_S | Siddapura Mini Hydel Power Station | PWRHYDINDSO | Hydro | Small Hydro | 12 | 2009-06-21 | Karnataka | 0.45 | Operational | India_Electricity_Infrastructure.xlsx
BAU | India | IN_S | Sindhanooru Mini Hydel Station | PWRHYDINDSO | Hydro | Small Hydro | 0.8 | 2011-12-01 | Karnataka | 0.45 | Operational | India_Electricity_Infrastructure.xlsx
BAU | India | IN_S | Singatalur Mini Hydel Station | PWRHYDINDSO | Hydro | Small Hydro | 18 | 2012-08-30 | Karnataka | 0.45 | Operational | India_Electricity_Infrastructure.xlsx
BAU | India | IN_S | Singur Hydro Electric Station | PWRHYDINDSO | Hydro | Small Hydro | 15 | Pre-2000 | Telangana | 0.45 | Operational | India_Electricity_Infrastructure.xlsx
BAU | India | IN_S | Sirwar Mini Hydro Power Station Project | PWRHYDINDSO | Hydro | Small Hydro | 1 | 1992-11-26 | Karnataka | 0.45 | Operational | India_Electricity_Infrastructure.xlsx
BAU | India | IN_S | Sneha Renewable Energies Hydrel Project | PWRHYDINDSO | Hydro | Small Hydro | 0.9 | Pre-2000 | Telangana | 0.45 | Operational | India_Electricity_Infrastructure.xlsx
BAU | India | IN_S | Soham Phalguni Power Project 1 | PWRHYDINDSO | Hydro | Small Hydro | 22 | Pre-2000 | Karnataka | 0.45 | Operational | India_Electricity_Infrastructure.xlsx
BAU | India | IN_S | Soham Phalguni Power Project 2 | PWRHYDINDSO | Hydro | Small Hydro | 22 | Pre-2000 | Karnataka | 0.45 | Operational | India_Electricity_Infrastructure.xlsx
BAU | India | IN_S | Soham Phalguni Power Project 3 | PWRHYDINDSO | Hydro | Small Hydro | 15 | Pre-2000 | Karnataka | 0.45 | Operational | India_Electricity_Infrastructure.xlsx
BAU | India | IN_S | Somanamaradi Mini Hydel Power Station | PWRHYDINDSO | Hydro | Small Hydro | 13.8 | 2009-01-19 | Karnataka | 0.45 | Operational | India_Electricity_Infrastructure.xlsx
BAU | India | IN_S | Somasila Reservoir Left Flank Mini Hydel Scheme | PWRHYDINDSO | Hydro | Small Hydro | 10 | 2005-11-01 | Andhra Pradesh | 0.45 | Operational | India_Electricity_Infrastructure.xlsx
BAU | India | IN_S | Somasila Reservoir Left Flank Mini Hydel Scheme II | PWRHYDINDSO | Hydro | Small Hydro | 2 | 2008-10-01 | Andhra Pradesh | 0.45 | Operational | India_Electricity_Infrastructure.xlsx
BAU | India | IN_S | Somavathi Mini Hydel Station | PWRHYDINDSO | Hydro | Small Hydro | 6 | 2011-10-24 | Karnataka | 0.45 | Operational | India_Electricity_Infrastructure.xlsx
BAU | India | IN_S | Someshwara Mini Hydel Power Station | PWRHYDINDSO | Hydro | Small Hydro | 24.75 | 2005-07-01 | Karnataka | 0.45 | Operational | India_Electricity_Infrastructure.xlsx
BAU | India | IN_S | Sonathi Mini Hydel Station | PWRHYDINDSO | Hydro | Small Hydro | 13.5 | 2011-12-25 | Karnataka | 0.45 | Operational | India_Electricity_Infrastructure.xlsx
BAU | India | IN_S | Sri Jayalakshmi Power Corporation Small Hydro Project | PWRHYDINDSO | Hydro | Small Hydro | 4 | 2000-01-19 | Andhra Pradesh | 0.45 | Operational | India_Electricity_Infrastructure.xlsx
BAU | India | IN_S | Sri Maruthi Power-gen (India) Small Hydro Project | PWRHYDINDSO | Hydro | Small Hydro | 6 | Pre-2000 | Karnataka | 0.45 | Operational | India_Electricity_Infrastructure.xlsx
BAU | India | IN_S | Sriramadevarakatte Mini Hydel Station | PWRHYDINDSO | Hydro | Small Hydro | 1.5 | 2001-10-01 | Karnataka | 0.45 | Operational | India_Electricity_Infrastructure.xlsx
BAU | India | IN_S | Sugur Mini Hydel Power Station | PWRHYDINDSO | Hydro | Small Hydro | 4.5 | 2004-04-03 | Karnataka | 0.45 | Operational | India_Electricity_Infrastructure.xlsx
BAU | India | IN_S | Suvarnamukhi Mini Hydel Station | PWRHYDINDSO | Hydro | Small Hydro | 2 | 2014-10-26 | Karnataka | 0.45 | Operational | India_Electricity_Infrastructure.xlsx
BAU | India | IN_S | Thirumala Hydro Power Project | PWRHYDINDSO | Hydro | Small Hydro | 2.4 | 2000-02-02 | Andhra Pradesh | 0.45 | Operational | India_Electricity_Infrastructure.xlsx
BAU | India | IN_S | Thirumurthy Mini Hydel Project | PWRHYDINDSO | Hydro | Small Hydro | 1.95 | 2000-03-20 | Tamil Nadu | 0.45 | Operational | India_Electricity_Infrastructure.xlsx
BAU | India | IN_S | Trident Addanki Branch Canal Small Hydro Project | PWRHYDINDSO | Hydro | Small Hydro | 3 | 2001-02-28 | Andhra Pradesh | 0.45 | Operational | India_Electricity_Infrastructure.xlsx
BAU | India | IN_S | Trident Power Corporation Mini Hydro Project | PWRHYDINDSO | Hydro | Small Hydro | 4 | Pre-2000 | Karnataka | 0.45 | Operational | India_Electricity_Infrastructure.xlsx
BAU | India | IN_S | Trident Power Corporation Scheme I | PWRHYDINDSO | Hydro | Small Hydro | 2 | 1999-10-13 | Andhra Pradesh | 0.45 | Operational | India_Electricity_Infrastructure.xlsx
BAU | India | IN_S | Trident Power Corporation Scheme II | PWRHYDINDSO | Hydro | Small Hydro | 2 | 1999-08-26 | Andhra Pradesh | 0.45 | Operational | India_Electricity_Infrastructure.xlsx
BAU | India | IN_S | Tunga Mini Hydel Station | PWRHYDINDSO | Hydro | Small Hydro | 24 | 2014-06-13 | Karnataka | 0.45 | Operational | India_Electricity_Infrastructure.xlsx
BAU | India | IN_S | Tungabhadra Steel Products Ltd. | PWRHYDINDSO | Hydro | Small Hydro | 2.4 | 1999-09-17 | Karnataka | 0.45 | Operational | India_Electricity_Infrastructure.xlsx
BAU | India | IN_S | Ullunkal Small Hydro Electric Project | PWRHYDINDSO | Hydro | Small Hydro | 7 | Pre-2000 | Kerala | 0.45 | Operational | India_Electricity_Infrastructure.xlsx
BAU | India | IN_S | Upper Kallar Small Hydro Electric Project | PWRHYDINDSO | Hydro | Small Hydro | 2 | Pre-2000 | Kerala | 0.45 | Operational | India_Electricity_Infrastructure.xlsx
BAU | India | IN_S | Urumi - I Small Hydro Electric Project | PWRHYDINDSO | Hydro | Small Hydro | 3.75 | 2004-01-25 | Kerala | 0.45 | Operational | India_Electricity_Infrastructure.xlsx
BAU | India | IN_S | Urumi - II Small Hydro Electric Project | PWRHYDINDSO | Hydro | Small Hydro | 2.4 | 2004-01-25 | Kerala | 0.45 | Operational | India_Electricity_Infrastructure.xlsx
BAU | India | IN_S | Vaigai Hydro Power Project | PWRHYDINDSO | Hydro | Small Hydro | 6 | 1990-03-04 | Tamil Nadu | 0.45 | Operational | India_Electricity_Infrastructure.xlsx
BAU | India | IN_S | Varahi Tail Race - I Mini Hydel Power Station | PWRHYDINDSO | Hydro | Small Hydro | 22.5 | 2005-06-29 | Karnataka | 0.45 | Operational | India_Electricity_Infrastructure.xlsx
BAU | India | IN_S | Varahi Tail Race - II Mini Hydel Power Station | PWRHYDINDSO | Hydro | Small Hydro | 15 | 2009-04-17 | Karnataka | 0.45 | Operational | India_Electricity_Infrastructure.xlsx
BAU | India | IN_S | Vellathooval Small Hydro Electric Project | PWRHYDINDSO | Hydro | Small Hydro | 3.6 | 2026-08-21 | Kerala | 0.45 | Operational | India_Electricity_Infrastructure.xlsx
BAU | India | IN_S | Vilangad Small Hydro Electric Project | PWRHYDINDSO | Hydro | Small Hydro | 7.5 | 2014-09-01 | Kerala | 0.45 | Operational | India_Electricity_Infrastructure.xlsx
BAU | India | IN_S | Yeleru Reservoir Project Gap 2 Phase I | PWRHYDINDSO | Hydro | Small Hydro | 3 | 2000-01-17 | Andhra Pradesh | 0.45 | Operational | India_Electricity_Infrastructure.xlsx
BAU | India | IN_S | Yeleru Reservoir Project Gap 2 Phase II | PWRHYDINDSO | Hydro | Small Hydro | 1.5 | 2011-04-06 | Andhra Pradesh | 0.45 | Operational | India_Electricity_Infrastructure.xlsx
BAU | India | IN_S | Yennehole -I Mini Hydel Station | PWRHYDINDSO | Hydro | Small Hydro | 15 | 2014-10-16 | Karnataka | 0.45 | Operational | India_Electricity_Infrastructure.xlsx
BAU | India | IN_S | kuthungal Small Hydro Electric Project | PWRHYDINDSO | Hydro | Small Hydro | 21 | 2001-06-01 | Kerala | 0.45 | Operational | India_Electricity_Infrastructure.xlsx
BAU | India | IN_W | A P I Agro Madhya Pradesh Raisen 1.1 | PWRBIOINDWE | Biomass Power | Bio Power | 1.1 | Pre-2000 | Madhya Pradesh | 0.5 | Operational | India_Electricity_Infrastructure.xlsx
BAU | India | IN_W | A. A. Energy Maharashtra Gadchiroli 10 30.04.2010 | PWRBIOINDWE | Biomass Power | Bio Power | 10 | 2010-04-30 | Maharashtra | 0.5 | Operational | India_Electricity_Infrastructure.xlsx
BAU | India | IN_W | ASN Industries Pvt Ltd Madhya Pradesh Ratlam 7.5 | PWRBIOINDWE | Biomass Power | Bio Power | 7.5 | Pre-2000 | Madhya Pradesh | 0.5 | Operational | India_Electricity_Infrastructure.xlsx
BAU | India | IN_W | Abellon Clean Energy Ltd Gujarat Ahmedabad 9.9 | PWRBIOINDWE | Biomass Power | Bio Power | 9.9 | Pre-2000 | Gujarat | 0.5 | Operational | India_Electricity_Infrastructure.xlsx
BAU | India | IN_W | Aditya Food Madhya Pradesh Bhopal 0.3 | PWRBIOINDWE | Biomass Power | Bio Power | 0.3 | Pre-2000 | Madhya Pradesh | 0.5 | Operational | India_Electricity_Infrastructure.xlsx
BAU | India | IN_W | Agrawal Vidut Ltd. Chhattisgarh Raipur 8.5 | PWRBIOINDWE | Biomass Power | Bio Power | 8.5 | Pre-2000 | Chhattisgarh | 0.5 | Operational | India_Electricity_Infrastructure.xlsx
BAU | India | IN_W | Ambika Solvex Pvt Ltd Madhya Pradesh Ratlam 1.2 | PWRBIOINDWE | Biomass Power | Bio Power | 1.2 | Pre-2000 | Madhya Pradesh | 0.5 | Operational | India_Electricity_Infrastructure.xlsx
BAU | India | IN_W | Ambika Solvex Pvt Ltd Madhya Pradesh Ujjain 3 | PWRBIOINDWE | Biomass Power | Bio Power | 3 | Pre-2000 | Madhya Pradesh | 0.5 | Operational | India_Electricity_Infrastructure.xlsx
BAU | India | IN_W | Amreli Power Projects Pvt Ltd Gujarat Amreli 10 | PWRBIOINDWE | Biomass Power | Bio Power | 10 | Pre-2000 | Gujarat | 0.5 | Operational | India_Electricity_Infrastructure.xlsx
BAU | India | IN_W | Anant Urja Pvt Ltd Madhya Pradesh Narsimhapur 1.2 | PWRBIOINDWE | Biomass Power | Bio Power | 1.2 | Pre-2000 | Madhya Pradesh | 0.5 | Operational | India_Electricity_Infrastructure.xlsx
BAU | India | IN_W | Ankur Scientific Energy Technologies Pvt Ltd Gujarat Vadodara 1.2 | PWRBIOINDWE | Biomass Power | Bio Power | 1.2 | Pre-2000 | Gujarat | 0.5 | Operational | India_Electricity_Infrastructure.xlsx
BAU | India | IN_W | Armstrong Energy Pvt. Ltd. Maharashtra Nashik 6 29.03.2008 | PWRBIOINDWE | Biomass Power | Bio Power | 6 | 2008-03-29 | Maharashtra | 0.5 | Operational | India_Electricity_Infrastructure.xlsx
BAU | India | IN_W | Arya Energy Ltd Madhya Pradesh Bhopal 12 | PWRBIOINDWE | Biomass Power | Bio Power | 12 | Pre-2000 | Madhya Pradesh | 0.5 | Operational | India_Electricity_Infrastructure.xlsx
BAU | India | IN_W | Aryan Sugar Ltd. Maharashtra Solapur 10 2015-01-11 | PWRBIOINDWE | Biomass Power | Bio Power | 10 | 2015-01-11 | Maharashtra | 0.5 | Operational | India_Electricity_Infrastructure.xlsx
BAU | India | IN_W | Ashok SSKL Maharashtra Ahilyanagar 15 2013-11-12 | PWRBIOINDWE | Biomass Power | Bio Power | 15 | 2013-11-12 | Maharashtra | 0.5 | Operational | India_Electricity_Infrastructure.xlsx
BAU | India | IN_W | Babanroji Shinde Sugar and allied ind Maharashtra Solapur 25 2015-02-21 | PWRBIOINDWE | Biomass Power | Bio Power | 25 | 2015-02-21 | Maharashtra | 0.5 | Operational | India_Electricity_Infrastructure.xlsx
BAU | India | IN_W | Bajrang Agro Industries Pvt Ltd Madhya Pradesh Dhar 1.2 | PWRBIOINDWE | Biomass Power | Bio Power | 1.2 | Pre-2000 | Madhya Pradesh | 0.5 | Operational | India_Electricity_Infrastructure.xlsx
BAU | India | IN_W | Baliraja Sakhar Karkhana Ltd. Maharashtra Parbhani 15 2015-06-17 | PWRBIOINDWE | Biomass Power | Bio Power | 15 | 2015-06-17 | Maharashtra | 0.5 | Operational | India_Electricity_Infrastructure.xlsx
BAU | India | IN_W | Baramati Agro Ltd Maharashtra Chhatrapati Sambhajinagar 14.75 2013-11-20 | PWRBIOINDWE | Biomass Power | Bio Power | 14.75 | 2013-11-20 | Maharashtra | 0.5 | Operational | India_Electricity_Infrastructure.xlsx
BAU | India | IN_W | Baramati Agro Ltd. Maharashtra Pune 22 2010-04-24 | PWRBIOINDWE | Biomass Power | Bio Power | 22 | 2010-04-24 | Maharashtra | 0.5 | Operational | India_Electricity_Infrastructure.xlsx
BAU | India | IN_W | Bhairavnath Sugar Works Ltd. Maharashtra Dharashiv 14.5 2012-05-02 | PWRBIOINDWE | Biomass Power | Bio Power | 14.5 | 2012-05-02 | Maharashtra | 0.5 | Operational | India_Electricity_Infrastructure.xlsx
BAU | India | IN_W | Bhairavnath Sugar Works Ltd. Maharashtra Solapur 12 2012-02-28 | PWRBIOINDWE | Biomass Power | Bio Power | 12 | 2012-02-28 | Maharashtra | 0.5 | Operational | India_Electricity_Infrastructure.xlsx
BAU | India | IN_W | Bhairavnath Sugar Works Ltd. Maharashtra Solapur 12.5 2015-03-26 | PWRBIOINDWE | Biomass Power | Bio Power | 12.5 | 2015-03-26 | Maharashtra | 0.5 | Operational | India_Electricity_Infrastructure.xlsx
BAU | India | IN_W | Bhairavnath Sugar Works Ltd. Maharashtra Solapur 14.5 2014-11-29 | PWRBIOINDWE | Biomass Power | Bio Power | 14.5 | 2014-11-29 | Maharashtra | 0.5 | Operational | India_Electricity_Infrastructure.xlsx
BAU | India | IN_W | Bhavnagar Biomass Power Projects Pvt Ltd Gujarat Bhavnagar 10 | PWRBIOINDWE | Biomass Power | Bio Power | 10 | Pre-2000 | Gujarat | 0.5 | Operational | India_Electricity_Infrastructure.xlsx
BAU | India | IN_W | Bhima SSKL Maharashtra Pune 19.5 2012-12-02 | PWRBIOINDWE | Biomass Power | Bio Power | 19.5 | 2012-12-02 | Maharashtra | 0.5 | Operational | India_Electricity_Infrastructure.xlsx
BAU | India | IN_W | Bhima Sahakari Sakhar Karkhana Ltd. Maharashtra Solapur 25 2018-03-10 | PWRBIOINDWE | Biomass Power | Bio Power | 25 | 2018-03-10 | Maharashtra | 0.5 | Operational | India_Electricity_Infrastructure.xlsx
BAU | India | IN_W | Bhimashankar SSKL Maharashtra Pune 19 2013-11-04 | PWRBIOINDWE | Biomass Power | Bio Power | 19 | 2013-11-04 | Maharashtra | 0.5 | Operational | India_Electricity_Infrastructure.xlsx
BAU | India | IN_W | Chhatrapati Sambhaji Raje Sakhar Udyog Ltd. Maharashtra Chhatrapati Sambhajinaga | PWRBIOINDWE | Biomass Power | Bio Power | 6 | 2013-01-02 | Maharashtra | 0.5 | Operational | India_Electricity_Infrastructure.xlsx
BAU | India | IN_W | Chopada SSKL Maharashtra Jalgaon 1.5 1996-05-28 | PWRBIOINDWE | Biomass Power | Bio Power | 1.5 | 1996-05-28 | Maharashtra | 0.5 | Operational | India_Electricity_Infrastructure.xlsx
BAU | India | IN_W | Claris Lifesciences Ltd Gujarat Ahmedabad 4.2 | PWRBIOINDWE | Biomass Power | Bio Power | 4.2 | Pre-2000 | Gujarat | 0.5 | Operational | India_Electricity_Infrastructure.xlsx
BAU | India | IN_W | Daund Sugar Ltd. Maharashtra Pune 18 2009-12-27 | PWRBIOINDWE | Biomass Power | Bio Power | 18 | 2009-12-27 | Maharashtra | 0.5 | Operational | India_Electricity_Infrastructure.xlsx
BAU | India | IN_W | Deepak Spinners Ltd Madhya Pradesh Guna 3 | PWRBIOINDWE | Biomass Power | Bio Power | 3 | Pre-2000 | Madhya Pradesh | 0.5 | Operational | India_Electricity_Infrastructure.xlsx
BAU | India | IN_W | Dnyaneshwar SSK Maharashtra Ahilyanagar 12 2007-07-31 | PWRBIOINDWE | Biomass Power | Bio Power | 12 | 2007-07-31 | Maharashtra | 0.5 | Operational | India_Electricity_Infrastructure.xlsx
BAU | India | IN_W | Dnyaneshwar Sahakari Sakhar Karkhana Ltd Maharashtra Ahilyanagar 19.5 2017-12-06 | PWRBIOINDWE | Biomass Power | Bio Power | 19.5 | 2017-12-06 | Maharashtra | 0.5 | Operational | India_Electricity_Infrastructure.xlsx
BAU | India | IN_W | Dr B. Ambedkar SSKL Maharashtra Dharashiv 16 2007-05-25 | PWRBIOINDWE | Biomass Power | Bio Power | 16 | 2007-05-25 | Maharashtra | 0.5 | Operational | India_Electricity_Infrastructure.xlsx
BAU | India | IN_W | Dudhaganga-Vedganga SSKL Maharashtra Kolhapur 20 2012-02-19 | PWRBIOINDWE | Biomass Power | Bio Power | 20 | 2012-02-19 | Maharashtra | 0.5 | Operational | India_Electricity_Infrastructure.xlsx
BAU | India | IN_W | Dwarkadhish Sakhar Karkhana Ltd. Maharashtra Nashik 13 2010-12-27 | PWRBIOINDWE | Biomass Power | Bio Power | 13 | 2010-12-27 | Maharashtra | 0.5 | Operational | India_Electricity_Infrastructure.xlsx
BAU | India | IN_W | Ecofren Power Project Ltd. Chhattisgarh Durg 8 | PWRBIOINDWE | Biomass Power | Bio Power | 8 | Pre-2000 | Chhattisgarh | 0.5 | Operational | India_Electricity_Infrastructure.xlsx
BAU | India | IN_W | G M T Mining & Power Pvt.Ltd. Maharashtra Nagpur 10 | PWRBIOINDWE | Biomass Power | Bio Power | 10 | Pre-2000 | Maharashtra | 0.5 | Operational | India_Electricity_Infrastructure.xlsx
BAU | India | IN_W | GAPS Power & Infrastructure (P) Ltd. Maharashtra Chhatrapati Sambhajinagar 13 30 | PWRBIOINDWE | Biomass Power | Bio Power | 13 | 2008-11-30 | Maharashtra | 0.5 | Operational | India_Electricity_Infrastructure.xlsx
BAU | India | IN_W | Gangakhed Sugars Energy Ltd. Maharashtra Parbhani 30 2011-10-01 | PWRBIOINDWE | Biomass Power | Bio Power | 30 | 2011-10-01 | Maharashtra | 0.5 | Operational | India_Electricity_Infrastructure.xlsx
BAU | India | IN_W | Gangamai Industries & Constru Ltd Maharashtra Ahilyanagar 31 2011-12-05 | PWRBIOINDWE | Biomass Power | Bio Power | 31 | 2011-12-05 | Maharashtra | 0.5 | Operational | India_Electricity_Infrastructure.xlsx
BAU | India | IN_W | Garg Casteels Pvt Ltd Gujarat Bhavnagar 2.2 | PWRBIOINDWE | Biomass Power | Bio Power | 2.2 | Pre-2000 | Gujarat | 0.5 | Operational | India_Electricity_Infrastructure.xlsx
BAU | India | IN_W | Gokul Mauli Sugars Ltd. Maharashtra Solapur 14.85 2018-03-01 | PWRBIOINDWE | Biomass Power | Bio Power | 14.85 | 2018-03-01 | Maharashtra | 0.5 | Operational | India_Electricity_Infrastructure.xlsx
BAU | India | IN_W | Green Power Sugars Ltd. Maharashtra Satara 15 2015-04-03 | PWRBIOINDWE | Biomass Power | Bio Power | 15 | 2015-04-03 | Maharashtra | 0.5 | Operational | India_Electricity_Infrastructure.xlsx
BAU | India | IN_W | Greta Energy Pvt. Ltd. Maharashtra Chandrapur 15 10.08.2012 | PWRBIOINDWE | Biomass Power | Bio Power | 15 | 2012-10-08 | Maharashtra | 0.5 | Operational | India_Electricity_Infrastructure.xlsx
BAU | India | IN_W | Gujarat Energy Development Agency Gujarat Vadodara 0.5 | PWRBIOINDWE | Biomass Power | Bio Power | 0.5 | Pre-2000 | Gujarat | 0.5 | Operational | India_Electricity_Infrastructure.xlsx
BAU | India | IN_W | H. R. Johnsons Madhya Pradesh Dewas 3.5 | PWRBIOINDWE | Biomass Power | Bio Power | 3.5 | Pre-2000 | Madhya Pradesh | 0.5 | Operational | India_Electricity_Infrastructure.xlsx
BAU | India | IN_W | I.S.A. Power Pvt Ltd Chhattisgarh Dhamtari 8 | PWRBIOINDWE | Biomass Power | Bio Power | 8 | Pre-2000 | Chhattisgarh | 0.5 | Operational | India_Electricity_Infrastructure.xlsx
BAU | India | IN_W | Ind-Barath Energies (Maharashtra) Ltd. Maharashtra Nanded 20 08.01.2009 | PWRBIOINDWE | Biomass Power | Bio Power | 20 | 2009-08-01 | Maharashtra | 0.5 | Operational | India_Electricity_Infrastructure.xlsx
BAU | India | IN_W | Indreshwar Sugar Mills Ltd. Maharashtra Solapur 12 2011-12-19 | PWRBIOINDWE | Biomass Power | Bio Power | 12 | 2011-12-19 | Maharashtra | 0.5 | Operational | India_Electricity_Infrastructure.xlsx
BAU | India | IN_W | Jagruti Sugar & Allied Industries Ltd Maharashtra Latur 13 2011-12-14 | PWRBIOINDWE | Biomass Power | Bio Power | 13 | 2011-12-14 | Maharashtra | 0.5 | Operational | India_Electricity_Infrastructure.xlsx
BAU | India | IN_W | Jai Hind Sugar Pvt. Ltd. Maharashtra Solapur 14.5 2015-12-18 | PWRBIOINDWE | Biomass Power | Bio Power | 14.5 | 2015-12-18 | Maharashtra | 0.5 | Operational | India_Electricity_Infrastructure.xlsx
BAU | India | IN_W | Jaishriram Sugar & Agro Products Ltd. Maharashtra Ahilyanagar 5 2014-12-20 | PWRBIOINDWE | Biomass Power | Bio Power | 5 | 2014-12-20 | Maharashtra | 0.5 | Operational | India_Electricity_Infrastructure.xlsx
BAU | India | IN_W | Jakraya Sugars Maharashtra Solapur 11 2011-07-01 | PWRBIOINDWE | Biomass Power | Bio Power | 11 | 2011-07-01 | Maharashtra | 0.5 | Operational | India_Electricity_Infrastructure.xlsx
BAU | India | IN_W | Jarandeshwar Sugar Mills Pvt. Ltd. Maharashtra Satara 30 2018-04-03 | PWRBIOINDWE | Biomass Power | Bio Power | 30 | 2018-04-03 | Maharashtra | 0.5 | Operational | India_Electricity_Infrastructure.xlsx
BAU | India | IN_W | Javandnia Sugar Madhya Pradesh Narsimhapur 0.7 | PWRBIOINDWE | Biomass Power | Bio Power | 0.7 | Pre-2000 | Madhya Pradesh | 0.5 | Operational | India_Electricity_Infrastructure.xlsx
BAU | India | IN_W | Jawahar SSKL,Kolhapur Maharashtra Kolhapur 24 2001-11-23 | PWRBIOINDWE | Biomass Power | Bio Power | 24 | 2001-11-23 | Maharashtra | 0.5 | Operational | India_Electricity_Infrastructure.xlsx
BAU | India | IN_W | Jawahar SSSK Maharashtra Kolhapur 3 2007-12-10 | PWRBIOINDWE | Biomass Power | Bio Power | 3 | 2007-12-10 | Maharashtra | 0.5 | Operational | India_Electricity_Infrastructure.xlsx
BAU | India | IN_W | Jaymahesh Sugar Ltd Maharashtra Beed 30 2013-01-07 | PWRBIOINDWE | Biomass Power | Bio Power | 30 | 2013-01-07 | Maharashtra | 0.5 | Operational | India_Electricity_Infrastructure.xlsx
BAU | India | IN_W | Jaywant Sugars Ltd. Maharashtra Satara 10 2015-04-22 | PWRBIOINDWE | Biomass Power | Bio Power | 10 | 2015-04-22 | Maharashtra | 0.5 | Operational | India_Electricity_Infrastructure.xlsx
BAU | India | IN_W | Junagadh Power Projects Pvt Ltd Gujarat Junagadh 10 | PWRBIOINDWE | Biomass Power | Bio Power | 10 | Pre-2000 | Gujarat | 0.5 | Operational | India_Electricity_Infrastructure.xlsx
BAU | India | IN_W | KVK Bio-Energy Pvt Ltd. Chhattisgarh Janjgir-Champa 15 | PWRBIOINDWE | Biomass Power | Bio Power | 15 | Pre-2000 | Chhattisgarh | 0.5 | Operational | India_Electricity_Infrastructure.xlsx
BAU | India | IN_W | Kalchuri Trading and Investment Corporation Madhya Pradesh Jabalpur 1 | PWRBIOINDWE | Biomass Power | Bio Power | 1 | Pre-2000 | Madhya Pradesh | 0.5 | Operational | India_Electricity_Infrastructure.xlsx
BAU | India | IN_W | Kalindi Power and Steel Ltd Chhattisgarh Mahasamund 8 | PWRBIOINDWE | Biomass Power | Bio Power | 8 | Pre-2000 | Chhattisgarh | 0.5 | Operational | India_Electricity_Infrastructure.xlsx
BAU | India | IN_W | Kancheshwar Sugar Ltd. Maharashtra Dharashiv 15 2015-02-11 | PWRBIOINDWE | Biomass Power | Bio Power | 15 | 2015-02-11 | Maharashtra | 0.5 | Operational | India_Electricity_Infrastructure.xlsx
BAU | India | IN_W | Karmayogi Shankarraoji Patil SSKL Maharashtra Pune 15 2013-11-13 | PWRBIOINDWE | Biomass Power | Bio Power | 15 | 2013-11-13 | Maharashtra | 0.5 | Operational | India_Electricity_Infrastructure.xlsx
BAU | India | IN_W | Kashap Sweetner Madhya Pradesh Ratlam 0.4 | PWRBIOINDWE | Biomass Power | Bio Power | 0.4 | Pre-2000 | Madhya Pradesh | 0.5 | Operational | India_Electricity_Infrastructure.xlsx
BAU | India | IN_W | Khandala Taluka Shetkari Sahakari Sakhar Karkhana Ltd. Maharashtra Satara 9.5 20 | PWRBIOINDWE | Biomass Power | Bio Power | 9.5 | 2018-04-04 | Maharashtra | 0.5 | Operational | India_Electricity_Infrastructure.xlsx
BAU | India | IN_W | Khetan Chemicles Madhya Pradesh Dhar 2.1 | PWRBIOINDWE | Biomass Power | Bio Power | 2.1 | Pre-2000 | Madhya Pradesh | 0.5 | Operational | India_Electricity_Infrastructure.xlsx
BAU | India | IN_W | Kisanveer Satara SSKL Maharashtra Satara 22 2012-02-14 | PWRBIOINDWE | Biomass Power | Bio Power | 22 | 2012-02-14 | Maharashtra | 0.5 | Operational | India_Electricity_Infrastructure.xlsx
BAU | India | IN_W | Kranti SSKL Maharashtra Sangli 19.7 2010-02-16 | PWRBIOINDWE | Biomass Power | Bio Power | 19.7 | 2010-02-16 | Maharashtra | 0.5 | Operational | India_Electricity_Infrastructure.xlsx
BAU | India | IN_W | Krishna Protiens Madhya Pradesh Jabalpur 0.7 | PWRBIOINDWE | Biomass Power | Bio Power | 0.7 | Pre-2000 | Madhya Pradesh | 0.5 | Operational | India_Electricity_Infrastructure.xlsx
BAU | India | IN_W | Kukadi SSKL Maharashtra Ahilyanagar 12 2013-12-06 | PWRBIOINDWE | Biomass Power | Bio Power | 12 | 2013-12-06 | Maharashtra | 0.5 | Operational | India_Electricity_Infrastructure.xlsx
BAU | India | IN_W | Kumbhi Kasari SSKL Maharashtra Kolhapur 17.5 2014-01-08 | PWRBIOINDWE | Biomass Power | Bio Power | 17.5 | 2014-01-08 | Maharashtra | 0.5 | Operational | India_Electricity_Infrastructure.xlsx
BAU | India | IN_W | Kundan Namkeen Madhya Pradesh Bhopal 0.3 | PWRBIOINDWE | Biomass Power | Bio Power | 0.3 | Pre-2000 | Madhya Pradesh | 0.5 | Operational | India_Electricity_Infrastructure.xlsx
BAU | India | IN_W | Lanxess India Pvt Ltd Madhya Pradesh Jabalpur 3.9 | PWRBIOINDWE | Biomass Power | Bio Power | 3.9 | Pre-2000 | Madhya Pradesh | 0.5 | Operational | India_Electricity_Infrastructure.xlsx
BAU | India | IN_W | Logod Insulation Madhya Pradesh Dhar 0.6 | PWRBIOINDWE | Biomass Power | Bio Power | 0.6 | Pre-2000 | Madhya Pradesh | 0.5 | Operational | India_Electricity_Infrastructure.xlsx
BAU | India | IN_W | Lokmangal Mauli Maharashtra Dharashiv 30 2013-11-28 | PWRBIOINDWE | Biomass Power | Bio Power | 30 | 2013-11-28 | Maharashtra | 0.5 | Operational | India_Electricity_Infrastructure.xlsx
BAU | India | IN_W | Lokmangal Sugar Ethanol & Cogen. Ind. Ltd. Maharashtra Solapur 31.5 2012-07-02 | PWRBIOINDWE | Biomass Power | Bio Power | 31.5 | 2012-07-02 | Maharashtra | 0.5 | Operational | India_Electricity_Infrastructure.xlsx
BAU | India | IN_W | Loknete Baburao Patil Agro Industries Ltd. Maharashtra Solapur 19.5 2014-07-03 | PWRBIOINDWE | Biomass Power | Bio Power | 19.5 | 2014-07-03 | Maharashtra | 0.5 | Operational | India_Electricity_Infrastructure.xlsx
BAU | India | IN_W | M S M Energy Maharashtra Parbhani 10 15.11.2010 | PWRBIOINDWE | Biomass Power | Bio Power | 10 | 2010-11-15 | Maharashtra | 0.5 | Operational | India_Electricity_Infrastructure.xlsx
BAU | India | IN_W | Maharashtra Shetkari Sugar Ltd. Maharashtra Parbhani 20 2014-02-16 | PWRBIOINDWE | Biomass Power | Bio Power | 20 | 2014-02-16 | Maharashtra | 0.5 | Operational | India_Electricity_Infrastructure.xlsx
BAU | India | IN_W | Maharashtra Vidyut Nigam Ltd. Maharashtra Wardha 10 20.05.2013 | PWRBIOINDWE | Biomass Power | Bio Power | 10 | 2013-05-20 | Maharashtra | 0.5 | Operational | India_Electricity_Infrastructure.xlsx
BAU | India | IN_W | Mahavir Energy and Coal Benefication Ltd. Chhattisgarh Raigarh 12 | PWRBIOINDWE | Biomass Power | Bio Power | 12 | Pre-2000 | Chhattisgarh | 0.5 | Operational | India_Electricity_Infrastructure.xlsx
BAU | India | IN_W | Majalgaon SSKL Maharashtra Beed 22 2013-11-23 | PWRBIOINDWE | Biomass Power | Bio Power | 22 | 2013-11-23 | Maharashtra | 0.5 | Operational | India_Electricity_Infrastructure.xlsx
BAU | India | IN_W | Malegaon SSKL Maharashtra Pune 21 2009-12-14 | PWRBIOINDWE | Biomass Power | Bio Power | 21 | 2009-12-14 | Maharashtra | 0.5 | Operational | India_Electricity_Infrastructure.xlsx
BAU | India | IN_W | Manas Agro ind and infra Maharashtra Wardha 15 2013-11-28 | PWRBIOINDWE | Biomass Power | Bio Power | 15 | 2013-11-28 | Maharashtra | 0.5 | Operational | India_Electricity_Infrastructure.xlsx
BAU | India | IN_W | Manjara SSKL Maharashtra Latur 18 2013-11-12 | PWRBIOINDWE | Biomass Power | Bio Power | 18 | 2013-11-12 | Maharashtra | 0.5 | Operational | India_Electricity_Infrastructure.xlsx
BAU | India | IN_W | Matoshri Laxmi Sugar Co-Generation Industries Ltd. Maharashtra Solapur 12 2014-0 | PWRBIOINDWE | Biomass Power | Bio Power | 12 | 2014-03-12 | Maharashtra | 0.5 | Operational | India_Electricity_Infrastructure.xlsx
BAU | India | IN_W | Mula SSK,Ahemadnagar Maharashtra Ahilyanagar 30 2006-12-11 | PWRBIOINDWE | Biomass Power | Bio Power | 30 | 2006-12-11 | Maharashtra | 0.5 | Operational | India_Electricity_Infrastructure.xlsx
BAU | India | IN_W | Narmada Sugar Madhya Pradesh Barwani 3 | PWRBIOINDWE | Biomass Power | Bio Power | 3 | Pre-2000 | Madhya Pradesh | 0.5 | Operational | India_Electricity_Infrastructure.xlsx
BAU | India | IN_W | Natural Sugar & Allied Industries Ltd Maharashtra Dharashiv 13 2014-01-11 | PWRBIOINDWE | Biomass Power | Bio Power | 13 | 2014-01-11 | Maharashtra | 0.5 | Operational | India_Electricity_Infrastructure.xlsx
BAU | India | IN_W | Neeraj Power Pvt Ltd. Chhattisgarh Raipur 7.5 | PWRBIOINDWE | Biomass Power | Bio Power | 7.5 | Pre-2000 | Chhattisgarh | 0.5 | Operational | India_Electricity_Infrastructure.xlsx
BAU | India | IN_W | Nira Bhima SSKL Maharashtra Pune 18 2014-04-11 | PWRBIOINDWE | Biomass Power | Bio Power | 18 | 2014-04-11 | Maharashtra | 0.5 | Operational | India_Electricity_Infrastructure.xlsx
BAU | India | IN_W | Olam Agro India Ltd. previously M/s Hemarus Technologies Ltd. Maharashtra Kolhap | PWRBIOINDWE | Biomass Power | Bio Power | 20 | 2010-11-23 | Maharashtra | 0.5 | Operational | India_Electricity_Infrastructure.xlsx
BAU | India | IN_W | Orient Green Power (M/s. Padmasri Dr.D.Y.Patil Sahakari Sakhar Karkahna) Maharas | PWRBIOINDWE | Biomass Power | Bio Power | 20 | 2015-02-09 | Maharashtra | 0.5 | Operational | India_Electricity_Infrastructure.xlsx
BAU | India | IN_W | Orient Green Power Ltd. Madhya Pradesh Jabalpur 10 | PWRBIOINDWE | Biomass Power | Bio Power | 10 | Pre-2000 | Madhya Pradesh | 0.5 | Operational | India_Electricity_Infrastructure.xlsx
BAU | India | IN_W | Others (districts not specified) (Waste to Energy) Goa N.A. 1.9400000000000002 | PWRBIOINDWE | Biomass Power | Bio Power | 1.94 | Pre-2000 | Goa | 0.5 | Operational | India_Electricity_Infrastructure.xlsx
BAU | India | IN_W | Others (districts not specified) (Waste to Energy) Gujarat N.A. 7.5 | PWRBIOINDWE | Biomass Power | Bio Power | 7.5 | Pre-2000 | Gujarat | 0.5 | Operational | India_Electricity_Infrastructure.xlsx
BAU | India | IN_W | Others (districts not specified) (Waste to Energy) Madhya Pradesh N.A. 15.4 | PWRBIOINDWE | Biomass Power | Bio Power | 15.4 | Pre-2000 | Madhya Pradesh | 0.5 | Operational | India_Electricity_Infrastructure.xlsx
BAU | India | IN_W | Others (districts not specified) (Waste to Energy) Maharashtra N.A. 12.59 | PWRBIOINDWE | Biomass Power | Bio Power | 12.59 | Pre-2000 | Maharashtra | 0.5 | Operational | India_Electricity_Infrastructure.xlsx
BAU | India | IN_W | Others (districts not specified) [Biomass & bagasse based cogen.] Chhattisgarh N | PWRBIOINDWE | Biomass Power | Bio Power | 144.89 | Pre-2000 | Chhattisgarh | 0.5 | Operational | India_Electricity_Infrastructure.xlsx
BAU | India | IN_W | Others (districts not specified) [Biomass & bagasse based cogen.] Gujarat N.A. 1 | PWRBIOINDWE | Biomass Power | Bio Power | 17.3 | Pre-2000 | Gujarat | 0.5 | Operational | India_Electricity_Infrastructure.xlsx
BAU | India | IN_W | Others (districts not specified) [Biomass & bagasse based cogen.] Madhya Pradesh | PWRBIOINDWE | Biomass Power | Bio Power | 24.7 | Pre-2000 | Madhya Pradesh | 0.5 | Operational | India_Electricity_Infrastructure.xlsx
BAU | India | IN_W | Others (districts not specified) [Biomass & bagasse based cogen.] Maharashtra N. | PWRBIOINDWE | Biomass Power | Bio Power | 536.2 | Pre-2000 | Maharashtra | 0.5 | Operational | India_Electricity_Infrastructure.xlsx
BAU | India | IN_W | Others (districts not specified) [Non-Bagasse based cogen.] Chhattisgarh N.A. 2. | PWRBIOINDWE | Biomass Power | Bio Power | 2.5 | Pre-2000 | Chhattisgarh | 0.5 | Operational | India_Electricity_Infrastructure.xlsx
BAU | India | IN_W | Others (districts not specified) [Non-Bagasse based cogen.] Gujarat N.A. 12 | PWRBIOINDWE | Biomass Power | Bio Power | 12 | Pre-2000 | Gujarat | 0.5 | Operational | India_Electricity_Infrastructure.xlsx
BAU | India | IN_W | Others (districts not specified) [Non-Bagasse based cogen.] Madhya Pradesh N.A. | PWRBIOINDWE | Biomass Power | Bio Power | 14.85 | Pre-2000 | Madhya Pradesh | 0.5 | Operational | India_Electricity_Infrastructure.xlsx
BAU | India | IN_W | Others (districts not specified) [Non-Bagasse based cogen.] Maharashtra N.A. 16. | PWRBIOINDWE | Biomass Power | Bio Power | 16.4 | Pre-2000 | Maharashtra | 0.5 | Operational | India_Electricity_Infrastructure.xlsx
BAU | India | IN_W | Others (districts not specified) [Waste to Energy (Off-grid)] Chhattisgarh N.A. | PWRBIOINDWE | Biomass Power | Bio Power | 10.83 | Pre-2000 | Chhattisgarh | 0.5 | Operational | India_Electricity_Infrastructure.xlsx
BAU | India | IN_W | Others (districts not specified) [Waste to Energy (Off-grid)] Gujarat N.A. 455 | PWRBIOINDWE | Biomass Power | Bio Power | 45.05 | Pre-2000 | Gujarat | 0.5 | Operational | India_Electricity_Infrastructure.xlsx
BAU | India | IN_W | Others (districts not specified) [Waste to Energy (Off-grid)] Madhya Pradesh N.A | PWRBIOINDWE | Biomass Power | Bio Power | 32.71 | Pre-2000 | Madhya Pradesh | 0.5 | Operational | India_Electricity_Infrastructure.xlsx
BAU | India | IN_W | Others (districts not specified) [Waste to Energy (Off-grid)] Maharashtra N.A. 6 | PWRBIOINDWE | Biomass Power | Bio Power | 62.01 | Pre-2000 | Maharashtra | 0.5 | Operational | India_Electricity_Infrastructure.xlsx
BAU | India | IN_W | Pandurang SSK (Phase I) Maharashtra Solapur 9 2006-06-22 | PWRBIOINDWE | Biomass Power | Bio Power | 9 | 2006-06-22 | Maharashtra | 0.5 | Operational | India_Electricity_Infrastructure.xlsx
BAU | India | IN_W | Piyush Sugar And Power Pvt. Ltd. Maharashtra Ahilyanagar 6 2018-01-31 | PWRBIOINDWE | Biomass Power | Bio Power | 6 | 2018-01-31 | Maharashtra | 0.5 | Operational | India_Electricity_Infrastructure.xlsx
BAU | India | IN_W | Pragya Energy Pvt Ltd Madhya Pradesh Katni 1.2 | PWRBIOINDWE | Biomass Power | Bio Power | 1.2 | Pre-2000 | Madhya Pradesh | 0.5 | Operational | India_Electricity_Infrastructure.xlsx
BAU | India | IN_W | Pravara Renewable Energy Ltd (Boot-M/s. Padmashri Vikhe Patil SSKL) Maharashtra | PWRBIOINDWE | Biomass Power | Bio Power | 30 | 2015-11-05 | Maharashtra | 0.5 | Operational | India_Electricity_Infrastructure.xlsx
BAU | India | IN_W | Prigya Bekari Madhya Pradesh Ujjain 0.2 | PWRBIOINDWE | Biomass Power | Bio Power | 0.2 | Pre-2000 | Madhya Pradesh | 0.5 | Operational | India_Electricity_Infrastructure.xlsx
BAU | India | IN_W | Purna SSKL Maharashtra Hingoli 18 2011-06-27 | PWRBIOINDWE | Biomass Power | Bio Power | 18 | 2011-06-27 | Maharashtra | 0.5 | Operational | India_Electricity_Infrastructure.xlsx
BAU | India | IN_W | Purti Sakhar Karkh. Ltd. Maharashtra Nagpur 22 2007-03-18 | PWRBIOINDWE | Biomass Power | Bio Power | 22 | 2007-03-18 | Maharashtra | 0.5 | Operational | India_Electricity_Infrastructure.xlsx
BAU | India | IN_W | R. R. Energy Ltd. Chhattisgarh Raigarh 15 | PWRBIOINDWE | Biomass Power | Bio Power | 15 | Pre-2000 | Chhattisgarh | 0.5 | Operational | India_Electricity_Infrastructure.xlsx
BAU | India | IN_W | R.K. Namkeen Madhya Pradesh Shajapur 0.3 | PWRBIOINDWE | Biomass Power | Bio Power | 0.3 | Pre-2000 | Madhya Pradesh | 0.5 | Operational | India_Electricity_Infrastructure.xlsx
BAU | India | IN_W | Rajarambapu Patil SSKL Maharashtra Sangli 28 2016-12-26 | PWRBIOINDWE | Biomass Power | Bio Power | 28 | 2016-12-26 | Maharashtra | 0.5 | Operational | India_Electricity_Infrastructure.xlsx
BAU | India | IN_W | Rajarambapu Patil SSKL(W) Maharashtra Sangli 12 2006-11-11 | PWRBIOINDWE | Biomass Power | Bio Power | 12 | 2006-11-11 | Maharashtra | 0.5 | Operational | India_Electricity_Infrastructure.xlsx
BAU | India | IN_W | Rake power Ltd Maharashtra Nagpur 10 25.07.2008 | PWRBIOINDWE | Biomass Power | Bio Power | 10 | 2008-07-25 | Maharashtra | 0.5 | Operational | India_Electricity_Infrastructure.xlsx
BAU | India | IN_W | Ramkrishna Solvex Pvt Ltd Madhya Pradesh Anuppur 3 | PWRBIOINDWE | Biomass Power | Bio Power | 3 | Pre-2000 | Madhya Pradesh | 0.5 | Operational | India_Electricity_Infrastructure.xlsx
BAU | India | IN_W | Ramnik Power & Alloys Pvt Ltd Madhya Pradesh Balaghat 6 | PWRBIOINDWE | Biomass Power | Bio Power | 6 | Pre-2000 | Madhya Pradesh | 0.5 | Operational | India_Electricity_Infrastructure.xlsx
BAU | India | IN_W | Raosahebdada Pawar Ghodganga Sahakari Sakhar Karkhana Ltd Maharashtra Pune 20.5 | PWRBIOINDWE | Biomass Power | Bio Power | 20.5 | 2018-08-16 | Maharashtra | 0.5 | Operational | India_Electricity_Infrastructure.xlsx
BAU | India | IN_W | Real (N.R.I.) Power Pvt Ltd Chhattisgarh Bilaspur 7.5 | PWRBIOINDWE | Biomass Power | Bio Power | 7.5 | Pre-2000 | Chhattisgarh | 0.5 | Operational | India_Electricity_Infrastructure.xlsx
BAU | India | IN_W | Rena Sahakari Sakhar Karkhana Ltd. Maharashtra Latur 12 2018-03-21 | PWRBIOINDWE | Biomass Power | Bio Power | 12 | 2018-03-21 | Maharashtra | 0.5 | Operational | India_Electricity_Infrastructure.xlsx
BAU | India | IN_W | Rukmini Power and Steel Ltd. Chhattisgarh Raigarh 10 | PWRBIOINDWE | Biomass Power | Bio Power | 10 | Pre-2000 | Chhattisgarh | 0.5 | Operational | India_Electricity_Infrastructure.xlsx
BAU | India | IN_W | S. M. Shankarrao Mohite- Patil SSKL Maharashtra Solapur 33 2011-03-06 | PWRBIOINDWE | Biomass Power | Bio Power | 33 | 2011-03-06 | Maharashtra | 0.5 | Operational | India_Electricity_Infrastructure.xlsx
BAU | India | IN_W | Sadashivrao Mandlik Maharashtra Kolhapur 12 2012-02-09 | PWRBIOINDWE | Biomass Power | Bio Power | 12 | 2012-02-09 | Maharashtra | 0.5 | Operational | India_Electricity_Infrastructure.xlsx
BAU | India | IN_W | Sadguru Sri Sri Sakhar Karkhana Maharashtra Sangli 12 2014-03-21 | PWRBIOINDWE | Biomass Power | Bio Power | 12 | 2014-03-21 | Maharashtra | 0.5 | Operational | India_Electricity_Infrastructure.xlsx
BAU | India | IN_W | Sahakar Shiromani Vasantrao Kale SSKL Maharashtra Solapur 18 2016-01-16 | PWRBIOINDWE | Biomass Power | Bio Power | 18 | 2016-01-16 | Maharashtra | 0.5 | Operational | India_Electricity_Infrastructure.xlsx
BAU | India | IN_W | Sahakarmaharshi Bhausaheb Thorat SSKL Maharashtra Ahilyanagar 30 2016-03-28 | PWRBIOINDWE | Biomass Power | Bio Power | 30 | 2016-03-28 | Maharashtra | 0.5 | Operational | India_Electricity_Infrastructure.xlsx
BAU | India | IN_W | Saikrupa SSKL Maharashtra Ahilyanagar 5.5 2010-10-22 | PWRBIOINDWE | Biomass Power | Bio Power | 5.5 | 2010-10-22 | Maharashtra | 0.5 | Operational | India_Electricity_Infrastructure.xlsx
BAU | India | IN_W | Saikrupa Sakhar Karkhana Maharashtra Ahilyanagar 40 2011-03-31 | PWRBIOINDWE | Biomass Power | Bio Power | 40 | 2011-03-31 | Maharashtra | 0.5 | Operational | India_Electricity_Infrastructure.xlsx
BAU | India | IN_W | Saisa Biscuits Madhya Pradesh Bhopal 0.4 | PWRBIOINDWE | Biomass Power | Bio Power | 0.4 | Pre-2000 | Madhya Pradesh | 0.5 | Operational | India_Electricity_Infrastructure.xlsx
BAU | India | IN_W | Samarth SSKL Maharashtra Jalna 18 2011-01-07 | PWRBIOINDWE | Biomass Power | Bio Power | 18 | 2011-01-07 | Maharashtra | 0.5 | Operational | India_Electricity_Infrastructure.xlsx
BAU | India | IN_W | Samrudhi Sugars Ltd Maharashtra Jalna 12 2014-04-03 | PWRBIOINDWE | Biomass Power | Bio Power | 12 | 2014-04-03 | Maharashtra | 0.5 | Operational | India_Electricity_Infrastructure.xlsx
BAU | India | IN_W | Sanjivni(T) SSKL Maharashtra Ahilyanagar 12 2011-12-03 | PWRBIOINDWE | Biomass Power | Bio Power | 12 | 2011-12-03 | Maharashtra | 0.5 | Operational | India_Electricity_Infrastructure.xlsx
BAU | India | IN_W | Sant Muktai Sugar & Energy Ltd. Maharashtra Jalgaon 12 2017-01-21 | PWRBIOINDWE | Biomass Power | Bio Power | 12 | 2017-01-21 | Maharashtra | 0.5 | Operational | India_Electricity_Infrastructure.xlsx
BAU | India | IN_W | Sant Tukaram SSKL Maharashtra Pune 15 2016-06-13 | PWRBIOINDWE | Biomass Power | Bio Power | 15 | 2016-06-13 | Maharashtra | 0.5 | Operational | India_Electricity_Infrastructure.xlsx
BAU | India | IN_W | Sar Senapati Santaji Ghorpade Sugar Factory Ltd. Maharashtra Kolhapur 22 2014-12 | PWRBIOINDWE | Biomass Power | Bio Power | 22 | 2014-12-24 | Maharashtra | 0.5 | Operational | India_Electricity_Infrastructure.xlsx
BAU | India | IN_W | Saradambika Power Plant Pvt. Ltd. Maharashtra Chandrapur 10 30.06.2008 | PWRBIOINDWE | Biomass Power | Bio Power | 10 | 2008-06-30 | Maharashtra | 0.5 | Operational | India_Electricity_Infrastructure.xlsx
BAU | India | IN_W | Sh. Chhatrapati Shahu Maharashtra Kolhapur 21.5 2008-03-15 | PWRBIOINDWE | Biomass Power | Bio Power | 21.5 | 2008-03-15 | Maharashtra | 0.5 | Operational | India_Electricity_Infrastructure.xlsx
BAU | India | IN_W | Shalivahana Projects Ltd. Maharashtra Yavatmal 10 17.01.2008 | PWRBIOINDWE | Biomass Power | Bio Power | 10 | 2008-01-17 | Maharashtra | 0.5 | Operational | India_Electricity_Infrastructure.xlsx
BAU | India | IN_W | Sharad SSKL Maharashtra Kolhapur 13 2018-01-20 | PWRBIOINDWE | Biomass Power | Bio Power | 13 | 2018-01-20 | Maharashtra | 0.5 | Operational | India_Electricity_Infrastructure.xlsx
BAU | India | IN_W | Sharad SSKL Maharashtra Kolhapur 2 2008-01-15 | PWRBIOINDWE | Biomass Power | Bio Power | 2 | 2008-01-15 | Maharashtra | 0.5 | Operational | India_Electricity_Infrastructure.xlsx
BAU | India | IN_W | Sharayu Agro Industries Ltd. Maharashtra Satara 30 2016-10-27 | PWRBIOINDWE | Biomass Power | Bio Power | 30 | 2016-10-27 | Maharashtra | 0.5 | Operational | India_Electricity_Infrastructure.xlsx
BAU | India | IN_W | Shivratna Udyog Ltd Maharashtra Solapur 12.5 2015-02-21 | PWRBIOINDWE | Biomass Power | Bio Power | 12.5 | 2015-02-21 | Maharashtra | 0.5 | Operational | India_Electricity_Infrastructure.xlsx
BAU | India | IN_W | Shraddha Energy & Infraprojects Pvt. Ltd. Maharashtra Jalna 12 2015-06-15 | PWRBIOINDWE | Biomass Power | Bio Power | 12 | 2015-06-15 | Maharashtra | 0.5 | Operational | India_Electricity_Infrastructure.xlsx
BAU | India | IN_W | Shree Renuka Sugars Ltd. (Boot- M/s Ajinkyatara SSKL) Maharashtra Satara 24 2012 | PWRBIOINDWE | Biomass Power | Bio Power | 24 | 2012-11-02 | Maharashtra | 0.5 | Operational | India_Electricity_Infrastructure.xlsx
BAU | India | IN_W | Shree Renuka Sugars Ltd. (Boot- M/s DBRK SSKL) Maharashtra Kolhapur 30 2011-06-0 | PWRBIOINDWE | Biomass Power | Bio Power | 30 | 2011-06-07 | Maharashtra | 0.5 | Operational | India_Electricity_Infrastructure.xlsx
BAU | India | IN_W | Shree Renuka Sugars Ltd. (Boot- M/s Mohanrao Shinde SSKL) Maharashtra Sangli 15 | PWRBIOINDWE | Biomass Power | Bio Power | 15 | 2010-03-17 | Maharashtra | 0.5 | Operational | India_Electricity_Infrastructure.xlsx
BAU | India | IN_W | Shree Siddheshwar Sahakari Sakhar Karkhana Ltd. Maharashtra Solapur 38 2017-12-2 | PWRBIOINDWE | Biomass Power | Bio Power | 38 | 2017-12-29 | Maharashtra | 0.5 | Operational | India_Electricity_Infrastructure.xlsx
BAU | India | IN_W | Shreenath Mhaskoba SSKL Maharashtra Pune 10 2012-01-20 | PWRBIOINDWE | Biomass Power | Bio Power | 10 | 2012-01-20 | Maharashtra | 0.5 | Operational | India_Electricity_Infrastructure.xlsx
BAU | India | IN_W | Shri Ambalika Sugars Pvt. Ltd. Maharashtra Ahilyanagar 38 2012-11-29 | PWRBIOINDWE | Biomass Power | Bio Power | 38 | 2012-11-29 | Maharashtra | 0.5 | Operational | India_Electricity_Infrastructure.xlsx
BAU | India | IN_W | Shri Chhatrapati Sahakari Sakhar Karkhana Ltd. Maharashtra Pune 18 2017-12-12 | PWRBIOINDWE | Biomass Power | Bio Power | 18 | 2017-12-12 | Maharashtra | 0.5 | Operational | India_Electricity_Infrastructure.xlsx
BAU | India | IN_W | Shri Datta Sakhar Karkhana (A unit of Dalmia Bharat Sugar and Ind. Ltd Maharasht | PWRBIOINDWE | Biomass Power | Bio Power | 23 | 2014-03-16 | Maharashtra | 0.5 | Operational | India_Electricity_Infrastructure.xlsx
BAU | India | IN_W | Shri Gurudatt Sugars Ltd. Maharashtra Kolhapur 15 2013-11-22 | PWRBIOINDWE | Biomass Power | Bio Power | 15 | 2013-11-22 | Maharashtra | 0.5 | Operational | India_Electricity_Infrastructure.xlsx
BAU | India | IN_W | Shri Pandurang SSKL (Phase II) Maharashtra Solapur 10 2012-02-22 | PWRBIOINDWE | Biomass Power | Bio Power | 10 | 2012-02-22 | Maharashtra | 0.5 | Operational | India_Electricity_Infrastructure.xlsx
BAU | India | IN_W | Shri Shankar SSKL Maharashtra Solapur 20 2011-03-23 | PWRBIOINDWE | Biomass Power | Bio Power | 20 | 2011-03-23 | Maharashtra | 0.5 | Operational | India_Electricity_Infrastructure.xlsx
BAU | India | IN_W | Shri Vithal SSKL Maharashtra Solapur 29.8 2010-05-27 | PWRBIOINDWE | Biomass Power | Bio Power | 29.8 | 2010-05-27 | Maharashtra | 0.5 | Operational | India_Electricity_Infrastructure.xlsx
BAU | India | IN_W | Shriram Jawahar Shetkari Sahakari Sakhar Udyog Maharashtra Satara 1.5 2010-05-09 | PWRBIOINDWE | Biomass Power | Bio Power | 1.5 | 2010-05-09 | Maharashtra | 0.5 | Operational | India_Electricity_Infrastructure.xlsx
BAU | India | IN_W | Shudha Agro Oil and Chemical Industries Ltd Chhattisgarh Bilaspur 9.9 | PWRBIOINDWE | Biomass Power | Bio Power | 9.9 | Pre-2000 | Chhattisgarh | 0.5 | Operational | India_Electricity_Infrastructure.xlsx
BAU | India | IN_W | Siddhanath Sugar Mills Ltd. Maharashtra Solapur 26 2010-12-15 | PWRBIOINDWE | Biomass Power | Bio Power | 26 | 2010-12-15 | Maharashtra | 0.5 | Operational | India_Electricity_Infrastructure.xlsx
BAU | India | IN_W | Sinewave Power Ltd. Maharashtra Sangli 10 23.01.2014 | PWRBIOINDWE | Biomass Power | Bio Power | 10 | 2014-01-23 | Maharashtra | 0.5 | Operational | India_Electricity_Infrastructure.xlsx
BAU | India | IN_W | Sitaram Maharaj S K Maharashtra Solapur 10 2013-12-11 | PWRBIOINDWE | Biomass Power | Bio Power | 10 | 2013-12-11 | Maharashtra | 0.5 | Operational | India_Electricity_Infrastructure.xlsx
BAU | India | IN_W | Someshwar SSKL Maharashtra Pune 18 2010-05-21 | PWRBIOINDWE | Biomass Power | Bio Power | 18 | 2010-05-21 | Maharashtra | 0.5 | Operational | India_Electricity_Infrastructure.xlsx
BAU | India | IN_W | Sonhira SSKL Maharashtra Sangli 22 2011-04-29 | PWRBIOINDWE | Biomass Power | Bio Power | 22 | 2011-04-29 | Maharashtra | 0.5 | Operational | India_Electricity_Infrastructure.xlsx
BAU | India | IN_W | South Asian Agro Industries Ltd Chhattisgarh Raipur 9.8 | PWRBIOINDWE | Biomass Power | Bio Power | 9.8 | Pre-2000 | Chhattisgarh | 0.5 | Operational | India_Electricity_Infrastructure.xlsx
BAU | India | IN_W | Spark Green Energy (Ahmednagar) P. Ltd Maharashtra Ahilyanagar 25 | PWRBIOINDWE | Biomass Power | Bio Power | 25 | Pre-2000 | Maharashtra | 0.5 | Operational | India_Electricity_Infrastructure.xlsx
BAU | India | IN_W | Sri Guruprabha Power Ltd Maharashtra Jalgaon 10 30.11.2009 | PWRBIOINDWE | Biomass Power | Bio Power | 10 | 2009-11-30 | Maharashtra | 0.5 | Operational | India_Electricity_Infrastructure.xlsx
BAU | India | IN_W | Sri Panchjanya Power Pvt. Ltd. Maharashtra Hingoli 10 09.09.2010 | PWRBIOINDWE | Biomass Power | Bio Power | 10 | 2010-09-09 | Maharashtra | 0.5 | Operational | India_Electricity_Infrastructure.xlsx
BAU | India | IN_W | Swaraj India Agro Ltd. Maharashtra Satara 19.5 2015-11-21 | PWRBIOINDWE | Biomass Power | Bio Power | 19.5 | 2015-11-21 | Maharashtra | 0.5 | Operational | India_Electricity_Infrastructure.xlsx
BAU | India | IN_W | Team Ferro Alloys Pvt. Ltd. Maharashtra Gondia 8 30.12.2005 | PWRBIOINDWE | Biomass Power | Bio Power | 8 | 2005-12-30 | Maharashtra | 0.5 | Operational | India_Electricity_Infrastructure.xlsx
BAU | India | IN_W | The Saswad Mali Sugar Factory Ltd Maharashtra Solapur 14.8 2013-12-19 | PWRBIOINDWE | Biomass Power | Bio Power | 14.8 | 2013-12-19 | Maharashtra | 0.5 | Operational | India_Electricity_Infrastructure.xlsx
BAU | India | IN_W | Udagiri Sugar & Power Ltd. Maharashtra Sangli 14 2013-03-03 | PWRBIOINDWE | Biomass Power | Bio Power | 14 | 2013-03-03 | Maharashtra | 0.5 | Operational | India_Electricity_Infrastructure.xlsx
BAU | India | IN_W | Urjankur Shree Datta Co.Ltd Maharashtra Kolhapur 36 2013-04-01 | PWRBIOINDWE | Biomass Power | Bio Power | 36 | 2013-04-01 | Maharashtra | 0.5 | Operational | India_Electricity_Infrastructure.xlsx
BAU | India | IN_W | Urjankur Shree Tatyasaheb Kore Power Maharashtra Kolhapur 44 2013-04-01 | PWRBIOINDWE | Biomass Power | Bio Power | 44 | 2013-04-01 | Maharashtra | 0.5 | Operational | India_Electricity_Infrastructure.xlsx
BAU | India | IN_W | Utech Sugar Ltd. Maharashtra Ahilyanagar 14.9 2017-12-28 | PWRBIOINDWE | Biomass Power | Bio Power | 14.9 | 2017-12-28 | Maharashtra | 0.5 | Operational | India_Electricity_Infrastructure.xlsx
BAU | India | IN_W | Utopian Sugars Ltd. Maharashtra Solapur 14.8 2014-12-02 | PWRBIOINDWE | Biomass Power | Bio Power | 14.8 | 2014-12-02 | Maharashtra | 0.5 | Operational | India_Electricity_Infrastructure.xlsx
BAU | India | IN_W | VARAM Bio-Energy Pvt. Ltd. Maharashtra Bhandara 10 18.02.2009 | PWRBIOINDWE | Biomass Power | Bio Power | 10 | 2009-02-18 | Maharashtra | 0.5 | Operational | India_Electricity_Infrastructure.xlsx
BAU | India | IN_W | Vaidhyanath SSKL Maharashtra Beed 21 2013-02-08 | PWRBIOINDWE | Biomass Power | Bio Power | 21 | 2013-02-08 | Maharashtra | 0.5 | Operational | India_Electricity_Infrastructure.xlsx
BAU | India | IN_W | Vandana Vidhyt Ltd Chhattisgarh Bilaspur 8 | PWRBIOINDWE | Biomass Power | Bio Power | 8 | Pre-2000 | Chhattisgarh | 0.5 | Operational | India_Electricity_Infrastructure.xlsx
BAU | India | IN_W | Vasantraodada Patil SSKL Maharashtra Nashik 17 2012-02-18 | PWRBIOINDWE | Biomass Power | Bio Power | 17 | 2012-02-18 | Maharashtra | 0.5 | Operational | India_Electricity_Infrastructure.xlsx
BAU | India | IN_W | Vayunandana Power Ltd. Maharashtra Gadchiroli 10 09.12.2010 | PWRBIOINDWE | Biomass Power | Bio Power | 10 | 2010-09-12 | Maharashtra | 0.5 | Operational | India_Electricity_Infrastructure.xlsx
BAU | India | IN_W | Vighnahar SSK,Pune Maharashtra Pune 18 2005-12-23 | PWRBIOINDWE | Biomass Power | Bio Power | 18 | 2005-12-23 | Maharashtra | 0.5 | Operational | India_Electricity_Infrastructure.xlsx
BAU | India | IN_W | Vikas SSKL Maharashtra Latur 18 2011-02-15 | PWRBIOINDWE | Biomass Power | Bio Power | 18 | 2011-02-15 | Maharashtra | 0.5 | Operational | India_Electricity_Infrastructure.xlsx
BAU | India | IN_W | Vishwasrao Naik SSKL Maharashtra Sangli 15 2012-12-28 | PWRBIOINDWE | Biomass Power | Bio Power | 15 | 2012-12-28 | Maharashtra | 0.5 | Operational | India_Electricity_Infrastructure.xlsx
BAU | India | IN_W | Vitthal Refined Sugars Ltd. Maharashtra Solapur 26 2017-12-01 | PWRBIOINDWE | Biomass Power | Bio Power | 26 | 2017-12-01 | Maharashtra | 0.5 | Operational | India_Electricity_Infrastructure.xlsx
BAU | India | IN_W | Vitthal Sugars Manufacturing Limited Maharashtra Solapur 12 2011-03-21 | PWRBIOINDWE | Biomass Power | Bio Power | 12 | 2011-03-21 | Maharashtra | 0.5 | Operational | India_Electricity_Infrastructure.xlsx
BAU | India | IN_W | Vitthalrao Shinde SSKL Maharashtra Solapur 38 2011-03-11 | PWRBIOINDWE | Biomass Power | Bio Power | 38 | 2011-03-11 | Maharashtra | 0.5 | Operational | India_Electricity_Infrastructure.xlsx
BAU | India | IN_W | Yash Agro Energy Ltd. Maharashtra Chandrapur 8 | PWRBIOINDWE | Biomass Power | Bio Power | 8 | Pre-2000 | Maharashtra | 0.5 | Operational | India_Electricity_Infrastructure.xlsx
BAU | India | IN_W | Yashwantrao Mohite Krishna SSKL Maharashtra Satara 16 2010-12-14 | PWRBIOINDWE | Biomass Power | Bio Power | 16 | 2010-12-14 | Maharashtra | 0.5 | Operational | India_Electricity_Infrastructure.xlsx
BAU | India | IN_W | Yedeshwari Agro Products Ltd Maharashtra Beed 10 2014-01-17 | PWRBIOINDWE | Biomass Power | Bio Power | 10 | 2014-01-17 | Maharashtra | 0.5 | Operational | India_Electricity_Infrastructure.xlsx
BAU | India | IN_W | Akaltara TPS | PWRCOAINDWE | Coal Steam | Coal | 1800 | 2013-08-13 | Chhattisgarh | 0.65 | Operational | India_Electricity_Infrastructure.xlsx
BAU | India | IN_W | Akrimota TPS | PWRCOAINDWE | Coal Steam | Coal | 250 | 2005-03-01 | Gujarat | 0.65 | Operational | India_Electricity_Infrastructure.xlsx
BAU | India | IN_W | Amaravati TPS | PWRCOAINDWE | Coal Steam | Coal | 1350 | 2013-03-25 | Maharashtra | 0.65 | Operational | India_Electricity_Infrastructure.xlsx
BAU | India | IN_W | Amarkantak TPS | PWRCOAINDWE | Coal Steam | Coal | 210 | 2008-06-01 | Madhya Pradesh | 0.65 | Operational | India_Electricity_Infrastructure.xlsx
BAU | India | IN_W | Anuppur TPP | PWRCOAINDWE | Coal Steam | Coal | 1250 | 2015-04-01 | Madhya Pradesh | 0.65 | Operational | India_Electricity_Infrastructure.xlsx
BAU | India | IN_W | Avantha Bhandar TPS | PWRCOAINDWE | Coal Steam | Coal | 600 | 2014-03-31 | Chhattisgarh | 0.65 | Operational | India_Electricity_Infrastructure.xlsx
BAU | India | IN_W | Balco Korba TPP | PWRCOAINDWE | Coal Steam | Coal | 600 | 2015-07-01 | Chhattisgarh | 0.65 | Operational | India_Electricity_Infrastructure.xlsx
BAU | India | IN_W | Bandakhar TPP | PWRCOAINDWE | Coal Steam | Coal | 300 | 2015-06-01 | Chhattisgarh | 0.65 | Operational | India_Electricity_Infrastructure.xlsx
BAU | India | IN_W | Baradarha TPS | PWRCOAINDWE | Coal Steam | Coal | 1200 | 2014-02-23 | Chhattisgarh | 0.65 | Operational | India_Electricity_Infrastructure.xlsx
BAU | India | IN_W | Bela TPS | PWRCOAINDWE | Coal Steam | Coal | 270 | 2013-03-20 | Maharashtra | 0.65 | Operational | India_Electricity_Infrastructure.xlsx
BAU | India | IN_W | Bhavnagar TPP | PWRCOAINDWE | Coal Steam | Coal | 500 | 2016-05-01 | Gujarat | 0.65 | Operational | India_Electricity_Infrastructure.xlsx
BAU | India | IN_W | Bhilai TPS | PWRCOAINDWE | Coal Steam | Coal | 500 | 2008-04-01 | Chhattisgarh | 0.65 | Operational | India_Electricity_Infrastructure.xlsx
BAU | India | IN_W | Bhusawal TPS | PWRCOAINDWE | Coal Steam | Coal | 1870 | 1982-09-01 | Maharashtra | 0.65 | Operational | India_Electricity_Infrastructure.xlsx
BAU | India | IN_W | Bina TPS | PWRCOAINDWE | Coal Steam | Coal | 500 | 2012-08-01 | Madhya Pradesh | 0.65 | Operational | India_Electricity_Infrastructure.xlsx
BAU | India | IN_W | Binjkote TPP | PWRCOAINDWE | Coal Steam | Coal | 600 | 2017-04-01 | Chhattisgarh | 0.65 | Operational | India_Electricity_Infrastructure.xlsx
BAU | India | IN_W | Butibori TPP | PWRCOAINDWE | Coal Steam | Coal | 600 | 2012-08-17 | Maharashtra | 0.65 | Operational | India_Electricity_Infrastructure.xlsx
BAU | India | IN_W | Chakabura TPP | PWRCOAINDWE | Coal Steam | Coal | 30 | 2014-03-28 | Chhattisgarh | 0.65 | Operational | India_Electricity_Infrastructure.xlsx
BAU | India | IN_W | Chandrapur (Maharashtra) STPS | PWRCOAINDWE | Coal Steam | Coal | 2920 | 1985-05-01 | Maharashtra | 0.65 | Operational | India_Electricity_Infrastructure.xlsx
BAU | India | IN_W | Dahanu TPS | PWRCOAINDWE | Coal Steam | Coal | 500 | 1995-01-01 | Maharashtra | 0.65 | Operational | India_Electricity_Infrastructure.xlsx
BAU | India | IN_W | Dhariwal TPP | PWRCOAINDWE | Coal Steam | Coal | 600 | 2013-11-03 | Maharashtra | 0.65 | Operational | India_Electricity_Infrastructure.xlsx
BAU | India | IN_W | Dr. Shyama Prasad Mukherjee TPS | PWRCOAINDWE | Coal Steam | Coal | 500 | 2007-03-01 | Chhattisgarh | 0.65 | Operational | India_Electricity_Infrastructure.xlsx
BAU | India | IN_W | EMCO Energy Warora TPS/ GMR Warora | PWRCOAINDWE | Coal Steam | Coal | 600 | 2013-02-07 | Maharashtra | 0.65 | Operational | India_Electricity_Infrastructure.xlsx
BAU | India | IN_W | Gadarwara STPS | PWRCOAINDWE | Coal Steam | Coal | 1600 | 2019-03-01 | Madhya Pradesh | 0.65 | Operational | India_Electricity_Infrastructure.xlsx
BAU | India | IN_W | Gandhi Nagar TPS | PWRCOAINDWE | Coal Steam | Coal | 630 | 1990-03-01 | Gujarat | 0.65 | Operational | India_Electricity_Infrastructure.xlsx
BAU | India | IN_W | Gupta Energy or GEPL TPP | PWRCOAINDWE | Coal Steam | Coal | 120 | 2012-05-01 | Maharashtra | 0.65 | Operational | India_Electricity_Infrastructure.xlsx
BAU | India | IN_W | JSW Ratnagiri TPP | PWRCOAINDWE | Coal Steam | Coal | 300 | 2010-08-01 | Maharashtra | 0.65 | Operational | India_Electricity_Infrastructure.xlsx
BAU | India | IN_W | Jaypee Nigrie STPP | PWRCOAINDWE | Coal Steam | Coal | 1320 | 2014-08-29 | Madhya Pradesh | 0.65 | Operational | India_Electricity_Infrastructure.xlsx
BAU | India | IN_W | Kasaipalli TPP | PWRCOAINDWE | Coal Steam | Coal | 270 | 2011-12-01 | Chhattisgarh | 0.65 | Operational | India_Electricity_Infrastructure.xlsx
BAU | India | IN_W | Khaparkheda TPS | PWRCOAINDWE | Coal Steam | Coal | 1340 | 1989-03-01 | Maharashtra | 0.65 | Operational | India_Electricity_Infrastructure.xlsx
BAU | India | IN_W | Khargone Super Critical Power Plant | PWRCOAINDWE | Coal Steam | Coal | 1320 | 2019-09-01 | Madhya Pradesh | 0.65 | Operational | India_Electricity_Infrastructure.xlsx
BAU | India | IN_W | Koradi TPS | PWRCOAINDWE | Coal Steam | Coal | 2190 | 1982-03-01 | Maharashtra | 0.65 | Operational | India_Electricity_Infrastructure.xlsx
BAU | India | IN_W | Korba STPS | PWRCOAINDWE | Coal Steam | Coal | 2600 | 1983-03-01 | Chhattisgarh | 0.65 | Operational | India_Electricity_Infrastructure.xlsx
BAU | India | IN_W | Korba West or Hasdeo TPS | PWRCOAINDWE | Coal Steam | Coal | 1340 | 1983-03-01 | Chhattisgarh | 0.65 | Operational | India_Electricity_Infrastructure.xlsx
BAU | India | IN_W | Kutchh Lignite TPS | PWRCOAINDWE | Coal Steam | Coal | 150 | 1997-03-01 | Gujarat | 0.65 | Operational | India_Electricity_Infrastructure.xlsx
BAU | India | IN_W | Lara STPS | PWRCOAINDWE | Coal Steam | Coal | 1600 | 2018-03-01 | Chhattisgarh | 0.65 | Operational | India_Electricity_Infrastructure.xlsx
BAU | India | IN_W | Mahan TPP | PWRCOAINDWE | Coal Steam | Coal | 1200 | 2013-02-24 | Madhya Pradesh | 0.65 | Operational | India_Electricity_Infrastructure.xlsx
BAU | India | IN_W | Marwa TPS | PWRCOAINDWE | Coal Steam | Coal | 1000 | 2014-03-01 | Chhattisgarh | 0.65 | Operational | India_Electricity_Infrastructure.xlsx
BAU | India | IN_W | Mauda TPS | PWRCOAINDWE | Coal Steam | Coal | 2320 | 2012-04-19 | Maharashtra | 0.65 | Operational | India_Electricity_Infrastructure.xlsx
BAU | India | IN_W | Mihan TPS | PWRCOAINDWE | Coal Steam | Coal | 246 | 2012-02-01 | Maharashtra | 0.65 | Operational | India_Electricity_Infrastructure.xlsx
BAU | India | IN_W | Mundra TPS | PWRCOAINDWE | Coal Steam | Coal | 4620 | 2009-08-01 | Gujarat | 0.65 | Operational | India_Electricity_Infrastructure.xlsx
BAU | India | IN_W | Mundra UMTPP | PWRCOAINDWE | Coal Steam | Coal | 4000 | 2012-02-01 | Gujarat | 0.65 | Operational | India_Electricity_Infrastructure.xlsx
BAU | India | IN_W | Nasik TPS | PWRCOAINDWE | Coal Steam | Coal | 630 | 1979-03-01 | Maharashtra | 0.65 | Operational | India_Electricity_Infrastructure.xlsx
BAU | India | IN_W | Nawapara TPP | PWRCOAINDWE | Coal Steam | Coal | 600 | 2016-08-01 | Chhattisgarh | 0.65 | Operational | India_Electricity_Infrastructure.xlsx
BAU | India | IN_W | Niwari TPP | PWRCOAINDWE | Coal Steam | Coal | 90 | 2013-12-10 | Madhya Pradesh | 0.65 | Operational | India_Electricity_Infrastructure.xlsx
BAU | India | IN_W | O.P. Jindal or Tamnar I TPS/ Raigarh TPP | PWRCOAINDWE | Coal Steam | Coal | 1000 | 2007-12-01 | Chhattisgarh | 0.65 | Operational | India_Electricity_Infrastructure.xlsx
BAU | India | IN_W | Paras TPS | PWRCOAINDWE | Coal Steam | Coal | 500 | 2007-03-01 | Maharashtra | 0.65 | Operational | India_Electricity_Infrastructure.xlsx
BAU | India | IN_W | Parli TPS | PWRCOAINDWE | Coal Steam | Coal | 750 | 2007-02-01 | Maharashtra | 0.65 | Operational | India_Electricity_Infrastructure.xlsx
BAU | India | IN_W | Pathadi TPP | PWRCOAINDWE | Coal Steam | Coal | 600 | 2009-06-01 | Chhattisgarh | 0.65 | Operational | India_Electricity_Infrastructure.xlsx
BAU | India | IN_W | Raikheda TPP | PWRCOAINDWE | Coal Steam | Coal | 1370 | 2015-03-02 | Chhattisgarh | 0.65 | Operational | India_Electricity_Infrastructure.xlsx
BAU | India | IN_W | Ratija TPS | PWRCOAINDWE | Coal Steam | Coal | 100 | 2013-02-01 | Chhattisgarh | 0.65 | Operational | India_Electricity_Infrastructure.xlsx
BAU | India | IN_W | SVPL TPP | PWRCOAINDWE | Coal Steam | Coal | 63 | 2011-12-01 | Chhattisgarh | 0.65 | Operational | India_Electricity_Infrastructure.xlsx
BAU | India | IN_W | Sabarmati (D-F Stations) TPP | PWRCOAINDWE | Coal Steam | Coal | 362 | 1978-10-01 | Gujarat | 0.65 | Operational | India_Electricity_Infrastructure.xlsx
BAU | India | IN_W | Salaya TPP/Essar Power Gujarat | PWRCOAINDWE | Coal Steam | Coal | 1200 | 2012-02-01 | Gujarat | 0.65 | Operational | India_Electricity_Infrastructure.xlsx
BAU | India | IN_W | Sanjay Gandhi TPS | PWRCOAINDWE | Coal Steam | Coal | 1340 | 1993-03-01 | Madhya Pradesh | 0.65 | Operational | India_Electricity_Infrastructure.xlsx
BAU | India | IN_W | Sasan UMTPP | PWRCOAINDWE | Coal Steam | Coal | 3960 | 2013-05-30 | Madhya Pradesh | 0.65 | Operational | India_Electricity_Infrastructure.xlsx
BAU | India | IN_W | Satpura TPS | PWRCOAINDWE | Coal Steam | Coal | 500 | 2013-03-22 | Madhya Pradesh | 0.65 | Operational | India_Electricity_Infrastructure.xlsx
BAU | India | IN_W | Seioni TPP or Jhabua Power Seoni TPP | PWRCOAINDWE | Coal Steam | Coal | 600 | 2016-03-22 | Madhya Pradesh | 0.65 | Operational | India_Electricity_Infrastructure.xlsx
BAU | India | IN_W | Shirpur TPP | PWRCOAINDWE | Coal Steam | Coal | 300 | 2018-09-01 | Maharashtra | 0.65 | Operational | India_Electricity_Infrastructure.xlsx
BAU | India | IN_W | Shri Singhaji or Malwa TPP | PWRCOAINDWE | Coal Steam | Coal | 2520 | 2013-10-18 | Madhya Pradesh | 0.65 | Operational | India_Electricity_Infrastructure.xlsx
BAU | India | IN_W | Sikka TPS | PWRCOAINDWE | Coal Steam | Coal | 500 | 2015-03-29 | Gujarat | 0.65 | Operational | India_Electricity_Infrastructure.xlsx
BAU | India | IN_W | Singhitarai TPP | PWRCOAINDWE | Coal Steam | Coal | 600 | 2025-07-19 | Chhattisgarh | 0.65 | Operational | India_Electricity_Infrastructure.xlsx
BAU | India | IN_W | Sipat STPS | PWRCOAINDWE | Coal Steam | Coal | 2980 | 2007-05-01 | Chhattisgarh | 0.65 | Operational | India_Electricity_Infrastructure.xlsx
BAU | India | IN_W | Solapur Super critical Thermal Power Plant | PWRCOAINDWE | Coal Steam | Coal | 1320 | 2017-04-01 | Maharashtra | 0.65 | Operational | India_Electricity_Infrastructure.xlsx
BAU | India | IN_W | Surat (Lignite) TPS | PWRCOAINDWE | Coal Steam | Coal | 500 | 1999-11-01 | Gujarat | 0.65 | Operational | India_Electricity_Infrastructure.xlsx
BAU | India | IN_W | Tamnar TPP | PWRCOAINDWE | Coal Steam | Coal | 2400 | 2014-03-10 | Chhattisgarh | 0.65 | Operational | India_Electricity_Infrastructure.xlsx
BAU | India | IN_W | Tirora TPS | PWRCOAINDWE | Coal Steam | Coal | 3300 | 2012-09-01 | Maharashtra | 0.65 | Operational | India_Electricity_Infrastructure.xlsx
BAU | India | IN_W | Trombay TPS | PWRCOAINDWE | Coal Steam | Coal | 750 | 1984-01-01 | Maharashtra | 0.65 | Operational | India_Electricity_Infrastructure.xlsx
BAU | India | IN_W | Uchpinda TPP | PWRCOAINDWE | Coal Steam | Coal | 1440 | 2015-11-01 | Chhattisgarh | 0.65 | Operational | India_Electricity_Infrastructure.xlsx
BAU | India | IN_W | Ukai TPS | PWRCOAINDWE | Coal Steam | Coal | 1110 | 1979-01-01 | Gujarat | 0.65 | Operational | India_Electricity_Infrastructure.xlsx
BAU | India | IN_W | Vindhyachal STPS | PWRCOAINDWE | Coal Steam | Coal | 4760 | 1987-10-01 | Madhya Pradesh | 0.65 | Operational | India_Electricity_Infrastructure.xlsx
BAU | India | IN_W | Wanakbori TPS | PWRCOAINDWE | Coal Steam | Coal | 2270 | 1982-03-01 | Gujarat | 0.65 | Operational | India_Electricity_Infrastructure.xlsx
BAU | India | IN_W | Wardha Warora TPP | PWRCOAINDWE | Coal Steam | Coal | 540 | 2010-06-01 | Maharashtra | 0.65 | Operational | India_Electricity_Infrastructure.xlsx
BAU | India | IN_W | Bansagar Tons I Hydroelectric Power Project | PWRHYDINDWE | Hydro | Hydro | 315 | 1991-09-27 | Madhya Pradesh | 0.45 | Operational | India_Electricity_Infrastructure.xlsx
BAU | India | IN_W | Bansagar Tons II Hydroelectric Power Project | PWRHYDINDWE | Hydro | Hydro | 30 | 2002-02-01 | Madhya Pradesh | 0.45 | Operational | India_Electricity_Infrastructure.xlsx
BAU | India | IN_W | Bansagar Tons III Hydroelectric Power Project | PWRHYDINDWE | Hydro | Hydro | 60 | 2000-07-18 | Madhya Pradesh | 0.45 | Operational | India_Electricity_Infrastructure.xlsx
BAU | India | IN_W | Bargi Hydroelectric Power Project | PWRHYDINDWE | Hydro | Hydro | 90 | 1988-06-03 | Madhya Pradesh | 0.45 | Operational | India_Electricity_Infrastructure.xlsx
BAU | India | IN_W | Bhandardhara II Hydroelectric Power Project | PWRHYDINDWE | Hydro | Hydro | 34 | 1999-05-01 | Maharashtra | 0.45 | Operational | India_Electricity_Infrastructure.xlsx
BAU | India | IN_W | Bhira Hydroelectric Power Project | PWRHYDINDWE | Hydro | Hydro | 150 | 1927-08-10 | Maharashtra | 0.45 | Operational | India_Electricity_Infrastructure.xlsx
BAU | India | IN_W | Bhira PSS (Pump Storage Scheme) Hydroelectric Power Project | PWRHYDINDWE | Hydro | Hydro | 150 | 1927-06-17 | Maharashtra | 0.45 | Operational | India_Electricity_Infrastructure.xlsx
BAU | India | IN_W | Bhira Tail Race Hydroelectric Power Project | PWRHYDINDWE | Hydro | Hydro | 80 | 1987-09-13 | Maharashtra | 0.45 | Operational | India_Electricity_Infrastructure.xlsx
BAU | India | IN_W | Bhivpuri Hydroelectric Power Project | PWRHYDINDWE | Hydro | Hydro | 75 | 1997-03-01 | Maharashtra | 0.45 | Operational | India_Electricity_Infrastructure.xlsx
BAU | India | IN_W | Gandhi Sagar Hydroelectric Power Project | PWRHYDINDWE | Hydro | Hydro | 115 | 1960-11-19 | Madhya Pradesh | 0.45 | Operational | India_Electricity_Infrastructure.xlsx
BAU | India | IN_W | Ghatgarh Hydroelectric Power Project | PWRHYDINDWE | Hydro | Hydro | 250 | 2008-01-07 | Maharashtra | 0.45 | Operational | India_Electricity_Infrastructure.xlsx
BAU | India | IN_W | Hasdeobango Hydroelectric Power Project | PWRHYDINDWE | Hydro | Hydro | 120 | 1994-03-21 | Chhattisgarh | 0.45 | Operational | India_Electricity_Infrastructure.xlsx
BAU | India | IN_W | Indira Sagar Hydroelectric Power Project | PWRHYDINDWE | Hydro | Hydro | 1000 | 2004-01-01 | Madhya Pradesh | 0.45 | Operational | India_Electricity_Infrastructure.xlsx
BAU | India | IN_W | Kadana Hydroelectric Power Project | PWRHYDINDWE | Hydro | Hydro | 240 | 1990-01-09 | Gujarat | 0.45 | Operational | India_Electricity_Infrastructure.xlsx
BAU | India | IN_W | Khopoli Hydroelectric Power Project | PWRHYDINDWE | Hydro | Hydro | 72 | 2001-08-01 | Maharashtra | 0.45 | Operational | India_Electricity_Infrastructure.xlsx
BAU | India | IN_W | Koyna Dam Power House | PWRHYDINDWE | Hydro | Hydro | 36 | 1980-10-03 | Maharashtra | 0.45 | Operational | India_Electricity_Infrastructure.xlsx
BAU | India | IN_W | Koyna I,II,III & IV Hydroelectric Power Project | PWRHYDINDWE | Hydro | Hydro | 1920 | 1962-05-16 | Maharashtra | 0.45 | Operational | India_Electricity_Infrastructure.xlsx
BAU | India | IN_W | Madhikheda Hydroelectric Power Project | PWRHYDINDWE | Hydro | Hydro | 60 | 2006-08-28 | Madhya Pradesh | 0.45 | Operational | India_Electricity_Infrastructure.xlsx
BAU | India | IN_W | Omkareshwar Hydroelectric Power Project | PWRHYDINDWE | Hydro | Hydro | 520 | 2007-11-01 | Madhya Pradesh | 0.45 | Operational | India_Electricity_Infrastructure.xlsx
BAU | India | IN_W | Pench Hydroelectric Power Project | PWRHYDINDWE | Hydro | Hydro | 160 | 1986-09-09 | Maharashtra | 0.45 | Operational | India_Electricity_Infrastructure.xlsx
BAU | India | IN_W | Rajghat Hydroelectric Power Project | PWRHYDINDWE | Hydro | Hydro | 45 | 1999-09-29 | Madhya Pradesh | 0.45 | Operational | India_Electricity_Infrastructure.xlsx
BAU | India | IN_W | Sardar Sarovar Canal Head Power House (CHPH) | PWRHYDINDWE | Hydro | Hydro | 250 | 2004-05-03 | Gujarat | 0.45 | Operational | India_Electricity_Infrastructure.xlsx
BAU | India | IN_W | Sardar Sarovar River Bed Power House (RBPH) | PWRHYDINDWE | Hydro | Hydro | 1200 | 2005-02-01 | Gujarat | 0.45 | Operational | India_Electricity_Infrastructure.xlsx
BAU | India | IN_W | Tillari Hydroelectric Power Project | PWRHYDINDWE | Hydro | Hydro | 60 | 1986-10-10 | Maharashtra | 0.45 | Operational | India_Electricity_Infrastructure.xlsx
BAU | India | IN_W | Ukai Hydroelectric Power Project | PWRHYDINDWE | Hydro | Hydro | 300 | 1974-07-08 | Gujarat | 0.45 | Operational | India_Electricity_Infrastructure.xlsx
BAU | India | IN_W | Vaitarna Hydroelectric Power Project | PWRHYDINDWE | Hydro | Hydro | 60 | 1976-06-26 | Maharashtra | 0.45 | Operational | India_Electricity_Infrastructure.xlsx
BAU | India | IN_W | Kakrapar Atomic Power Station | PWRURNINDWE | Nuclear | Nuclear | 1840 | 1993-05-06 | Gujarat | 0.85 | Operational | India_Electricity_Infrastructure.xlsx
BAU | India | IN_W | Tarapur Atomic Power Station | PWRURNINDWE | Nuclear | Nuclear | 1400 | 1969-10-28 | Maharashtra | 0.85 | Operational | India_Electricity_Infrastructure.xlsx
BAU | India | IN_W | DGEN Mega Combined Cycle Gas Turbine Power Plant | PWRNGSINDWE | Natural Gas CC | Oil & Gas | 1200 | 2014-11-26 | Gujarat | 0.55 | Operational | India_Electricity_Infrastructure.xlsx
BAU | India | IN_W | Dhuvaran Gas Based Combined Cycle Power Plant | PWRNGSINDWE | Natural Gas CC | Oil & Gas | 594.72 | 2004-01-28 | Gujarat | 0.55 | Operational | India_Electricity_Infrastructure.xlsx
BAU | India | IN_W | Essar Hazira Combined Cycle Gas Turbine Power Plant | PWRNGSINDWE | Natural Gas CC | Oil & Gas | 515 | 1997-10-02 | Gujarat | 0.55 | Operational | India_Electricity_Infrastructure.xlsx
BAU | India | IN_W | Hazira GSEG Gas Combined Cycle Gas Turbine Power Plant Ext. | PWRNGSINDWE | Natural Gas CC | Oil & Gas | 351 | 2012-02-18 | Gujarat | 0.55 | Operational | India_Electricity_Infrastructure.xlsx
BAU | India | IN_W | Jhanor-Gandhar Gas Combined Cycle Gas Turbine Power Plant | PWRNGSINDWE | Natural Gas CC | Oil & Gas | 657.39 | 1994-03-17 | Gujarat | 0.55 | Operational | India_Electricity_Infrastructure.xlsx
BAU | India | IN_W | Kawas Gas Combined Cycle Gas Turbine Power Plant | PWRNGSINDWE | Natural Gas CC | Oil & Gas | 656.2 | 1992-03-22 | Gujarat | 0.55 | Operational | India_Electricity_Infrastructure.xlsx
BAU | India | IN_W | Pipavav Combined Cycle Gas Turbine Power Plant | PWRNGSINDWE | Natural Gas CC | Oil & Gas | 702 | 2013-03-22 | Gujarat | 0.55 | Operational | India_Electricity_Infrastructure.xlsx
BAU | India | IN_W | Ratnagiri Gas and Power Private Ltd. | PWRNGSINDWE | Natural Gas CC | Oil & Gas | 1967.08 | 1998-11-12 | Maharashtra | 0.55 | Operational | India_Electricity_Infrastructure.xlsx
BAU | India | IN_W | SUGEN Combined Cycle Power Plant | PWRNGSINDWE | Natural Gas CC | Oil & Gas | 1147.5 | 2009-02-04 | Gujarat | 0.55 | Operational | India_Electricity_Infrastructure.xlsx
BAU | India | IN_W | Trombay Unit 7 Gas Power Plant | PWRNGSINDWE | Natural Gas CC | Oil & Gas | 180 | 1993-07-29 | Maharashtra | 0.55 | Operational | India_Electricity_Infrastructure.xlsx
BAU | India | IN_W | UNOSUGEN Combined Cycle Power Plant | PWRNGSINDWE | Natural Gas CC | Oil & Gas | 382.5 | 2013-01-20 | Gujarat | 0.55 | Operational | India_Electricity_Infrastructure.xlsx
BAU | India | IN_W | Uran Gas Combined Cycle Gas Turbine | PWRNGSINDWE | Natural Gas CC | Oil & Gas | 672 | 1985-06-17 | Maharashtra | 0.55 | Operational | India_Electricity_Infrastructure.xlsx
BAU | India | IN_W | Utran Gas Based Power Station Combined Cycle Power Plant | PWRNGSINDWE | Natural Gas CC | Oil & Gas | 374 | 2009-07-10 | Gujarat | 0.55 | Operational | India_Electricity_Infrastructure.xlsx
BAU | India | IN_W | Ambai Hydro Electric Project | PWRHYDINDWE | Hydro | Small Hydro | 4 | 2012-06-30 | Maharashtra | 0.45 | Operational | India_Electricity_Infrastructure.xlsx
BAU | India | IN_W | Amhata Hydro Energy Project | PWRHYDINDWE | Hydro | Small Hydro | 3.8 | Pre-2000 | Madhya Pradesh | 0.45 | Operational | India_Electricity_Infrastructure.xlsx
BAU | India | IN_W | Ascent Hydro Projects | PWRHYDINDWE | Hydro | Small Hydro | 2.2 | Pre-2000 | Madhya Pradesh | 0.45 | Operational | India_Electricity_Infrastructure.xlsx
BAU | India | IN_W | Bansagar Hydel Power Station Phase IV | PWRHYDINDWE | Hydro | Small Hydro | 20 | 2006-08-20 | Madhya Pradesh | 0.45 | Operational | India_Electricity_Infrastructure.xlsx
BAU | India | IN_W | Bhandardara Hydro Electric Project | PWRHYDINDWE | Hydro | Small Hydro | 12 | 2001-08-01 | Maharashtra | 0.45 | Operational | India_Electricity_Infrastructure.xlsx
BAU | India | IN_W | Bhatghar Hydro Electric Plant | PWRHYDINDWE | Hydro | Small Hydro | 16 | 1977-08-02 | Maharashtra | 0.45 | Operational | India_Electricity_Infrastructure.xlsx
BAU | India | IN_W | Bhatsa Hydro Electric Plant (Bhatsa HEP) | PWRHYDINDWE | Hydro | Small Hydro | 15 | 1991-09-28 | Maharashtra | 0.45 | Operational | India_Electricity_Infrastructure.xlsx
BAU | India | IN_W | Bhivpuri Mini Hydel Project | PWRHYDINDWE | Hydro | Small Hydro | 3 | 1997-03-01 | Maharashtra | 0.45 | Operational | India_Electricity_Infrastructure.xlsx
BAU | India | IN_W | Birsinghpur Hydro Electric Plant | PWRHYDINDWE | Hydro | Small Hydro | 20 | 1991-11-01 | Madhya Pradesh | 0.45 | Operational | India_Electricity_Infrastructure.xlsx
BAU | India | IN_W | Chhattisgarh Small Hydro project Bunched | PWRHYDINDWE | Hydro | Small Hydro | 24.9 | 2025-09-30 | Chhattisgarh | 0.45 | Operational | India_Electricity_Infrastructure.xlsx
BAU | India | IN_W | Chitri Hydro Electric Plant | PWRHYDINDWE | Hydro | Small Hydro | 2 | 2010-12-01 | Maharashtra | 0.45 | Operational | India_Electricity_Infrastructure.xlsx
BAU | India | IN_W | DLZ Group Hydro Project (Maharashtra) | PWRHYDINDWE | Hydro | Small Hydro | 4.9 | Pre-2000 | Maharashtra | 0.45 | Operational | India_Electricity_Infrastructure.xlsx
BAU | India | IN_W | Daman Ganga I & II Small Hydro Power Project | PWRHYDINDWE | Hydro | Small Hydro | 5.6 | Pre-2000 | Gujarat | 0.45 | Operational | India_Electricity_Infrastructure.xlsx
BAU | India | IN_W | Darana Hydro Electric Plant | PWRHYDINDWE | Hydro | Small Hydro | 4.9 | 2010-12-01 | Maharashtra | 0.45 | Operational | India_Electricity_Infrastructure.xlsx
BAU | India | IN_W | Deoghar Hydro Electric Project | PWRHYDINDWE | Hydro | Small Hydro | 1.5 | 2010-04-01 | Maharashtra | 0.45 | Operational | India_Electricity_Infrastructure.xlsx
BAU | India | IN_W | Dhom Balkawadi Hydro Electric Plant | PWRHYDINDWE | Hydro | Small Hydro | 4 | 2010-06-01 | Maharashtra | 0.45 | Operational | India_Electricity_Infrastructure.xlsx
BAU | India | IN_W | Dhom Hydro Electric Plant | PWRHYDINDWE | Hydro | Small Hydro | 2 | 1992-03-31 | Maharashtra | 0.45 | Operational | India_Electricity_Infrastructure.xlsx
BAU | India | IN_W | Dimbhe Hydro Electric Plant | PWRHYDINDWE | Hydro | Small Hydro | 5 | 1998-10-17 | Maharashtra | 0.45 | Operational | India_Electricity_Infrastructure.xlsx
BAU | India | IN_W | Dolvahal Hydro Electric Plant | PWRHYDINDWE | Hydro | Small Hydro | 2 | 2007-12-02 | Maharashtra | 0.45 | Operational | India_Electricity_Infrastructure.xlsx
BAU | India | IN_W | Dudhganga Hydro Electric Plant | PWRHYDINDWE | Hydro | Small Hydro | 24 | 2000-02-27 | Maharashtra | 0.45 | Operational | India_Electricity_Infrastructure.xlsx
BAU | India | IN_W | Gangrel Mini Hydel Project | PWRHYDINDWE | Hydro | Small Hydro | 1.2 | Pre-2000 | Chhattisgarh | 0.45 | Operational | India_Electricity_Infrastructure.xlsx
BAU | India | IN_W | Gangrel Hydro Electric Power Station | PWRHYDINDWE | Hydro | Small Hydro | 10 | 2004-04-02 | Chhattisgarh | 0.45 | Operational | India_Electricity_Infrastructure.xlsx
BAU | India | IN_W | Gautami Godavari Hydro Electric Plant | PWRHYDINDWE | Hydro | Small Hydro | 1.2 | 2013-03-12 | Maharashtra | 0.45 | Operational | India_Electricity_Infrastructure.xlsx
BAU | India | IN_W | Ghatprabha Hydro Electric Plant | PWRHYDINDWE | Hydro | Small Hydro | 8 | 2013-04-01 | Maharashtra | 0.45 | Operational | India_Electricity_Infrastructure.xlsx
BAU | India | IN_W | Govt. of Maharashtra Small Hydro Project | PWRHYDINDWE | Hydro | Small Hydro | 3 | Pre-2000 | Maharashtra | 0.45 | Operational | India_Electricity_Infrastructure.xlsx
BAU | India | IN_W | Gujarat Electricity Board (GEB) Project 1 | PWRHYDINDWE | Hydro | Small Hydro | 5 | Pre-2000 | Gujarat | 0.45 | Operational | India_Electricity_Infrastructure.xlsx
BAU | India | IN_W | Gujarat Electricity Board (GEB) Project 2 | PWRHYDINDWE | Hydro | Small Hydro | 3 | Pre-2000 | Gujarat | 0.45 | Operational | India_Electricity_Infrastructure.xlsx
BAU | India | IN_W | Gullu Small Hydro Electric Project | PWRHYDINDWE | Hydro | Small Hydro | 24 | Pre-2000 | Chhattisgarh | 0.45 | Operational | India_Electricity_Infrastructure.xlsx
BAU | India | IN_W | Indira Sagar Project | PWRHYDINDWE | Hydro | Small Hydro | 15 | Pre-2000 | Madhya Pradesh | 0.45 | Operational | India_Electricity_Infrastructure.xlsx
BAU | India | IN_W | Jatashankari Hydro Power Project | PWRHYDINDWE | Hydro | Small Hydro | 7 | Pre-2000 | Chhattisgarh | 0.45 | Operational | India_Electricity_Infrastructure.xlsx
BAU | India | IN_W | Kachchh Branch Canal Small Hydro Project | PWRHYDINDWE | Hydro | Small Hydro | 6.66 | 2020-02-01 | Gujarat | 0.45 | Operational | India_Electricity_Infrastructure.xlsx
BAU | India | IN_W | Kadvi Hydro Electric Plant | PWRHYDINDWE | Hydro | Small Hydro | 1.5 | 2011-03-01 | Maharashtra | 0.45 | Operational | India_Electricity_Infrastructure.xlsx
BAU | India | IN_W | Kanher Hydro Electric Plant | PWRHYDINDWE | Hydro | Small Hydro | 4 | 1991-08-18 | Maharashtra | 0.45 | Operational | India_Electricity_Infrastructure.xlsx
BAU | India | IN_W | Karanjwan Hydro Electric Plant | PWRHYDINDWE | Hydro | Small Hydro | 3 | 2001-10-26 | Maharashtra | 0.45 | Operational | India_Electricity_Infrastructure.xlsx
BAU | India | IN_W | Kasari Hydro Electric Plant | PWRHYDINDWE | Hydro | Small Hydro | 2.5 | Pre-2000 | Maharashtra | 0.45 | Operational | India_Electricity_Infrastructure.xlsx
BAU | India | IN_W | Khadakvasla Dam Foot Hydro Electric Project | PWRHYDINDWE | Hydro | Small Hydro | 0.7 | 2012-06-01 | Maharashtra | 0.45 | Operational | India_Electricity_Infrastructure.xlsx
BAU | India | IN_W | Khadakwasla Hydro Electric Plant | PWRHYDINDWE | Hydro | Small Hydro | 8 | 1991-03-31 | Maharashtra | 0.45 | Operational | India_Electricity_Infrastructure.xlsx
BAU | India | IN_W | Khadakwasla II Hydro Electric Plant | PWRHYDINDWE | Hydro | Small Hydro | 8 | 1991-08-21 | Maharashtra | 0.45 | Operational | India_Electricity_Infrastructure.xlsx
BAU | India | IN_W | Khodshi Power Projects HEP | PWRHYDINDWE | Hydro | Small Hydro | 4.9 | 2013-12-01 | Maharashtra | 0.45 | Operational | India_Electricity_Infrastructure.xlsx
BAU | India | IN_W | Konal Hydro Power Project | PWRHYDINDWE | Hydro | Small Hydro | 10 | 2010-03-01 | Maharashtra | 0.45 | Operational | India_Electricity_Infrastructure.xlsx
BAU | India | IN_W | Korba Mini Hydel Power Plant | PWRHYDINDWE | Hydro | Small Hydro | 1.7 | 2003-01-12 | Chhattisgarh | 0.45 | Operational | India_Electricity_Infrastructure.xlsx
BAU | India | IN_W | Kumbhi Hydro Electric Plant | PWRHYDINDWE | Hydro | Small Hydro | 2.5 | 2011-02-01 | Maharashtra | 0.45 | Operational | India_Electricity_Infrastructure.xlsx
BAU | India | IN_W | MAHAGENCO Small Hydro Station 1 | PWRHYDINDWE | Hydro | Small Hydro | 4 | Pre-2000 | Maharashtra | 0.45 | Operational | India_Electricity_Infrastructure.xlsx
BAU | India | IN_W | MAHAGENCO Small Hydro Station 2 | PWRHYDINDWE | Hydro | Small Hydro | 16 | Pre-2000 | Maharashtra | 0.45 | Operational | India_Electricity_Infrastructure.xlsx
BAU | India | IN_W | MAHAGENCO Small Hydro Station 3 | PWRHYDINDWE | Hydro | Small Hydro | 9 | Pre-2000 | Maharashtra | 0.45 | Operational | India_Electricity_Infrastructure.xlsx
BAU | India | IN_W | MAHAGENCO Small Hydro Station 4 | PWRHYDINDWE | Hydro | Small Hydro | 4 | Pre-2000 | Maharashtra | 0.45 | Operational | India_Electricity_Infrastructure.xlsx
BAU | India | IN_W | MAHAGENCO Small Hydro Station 5 | PWRHYDINDWE | Hydro | Small Hydro | 2 | Pre-2000 | Maharashtra | 0.45 | Operational | India_Electricity_Infrastructure.xlsx
BAU | India | IN_W | Mahan III Hydro Power Project | PWRHYDINDWE | Hydro | Small Hydro | 24.75 | Pre-2000 | Chhattisgarh | 0.45 | Operational | India_Electricity_Infrastructure.xlsx
BAU | India | IN_W | Majalgaon Small Hydro Project | PWRHYDINDWE | Hydro | Small Hydro | 1.5 | 2008-01-17 | Maharashtra | 0.45 | Operational | India_Electricity_Infrastructure.xlsx
BAU | India | IN_W | Majalgaon Small Hydro Project | PWRHYDINDWE | Hydro | Small Hydro | 0.75 | 2007-12-21 | Maharashtra | 0.45 | Operational | India_Electricity_Infrastructure.xlsx
BAU | India | IN_W | Manikdoh Hydro Electric Plant | PWRHYDINDWE | Hydro | Small Hydro | 6 | 1995-11-22 | Maharashtra | 0.45 | Operational | India_Electricity_Infrastructure.xlsx
BAU | India | IN_W | Miyagam Branch Canal Small Hydro Project | PWRHYDINDWE | Hydro | Small Hydro | 1.5 | 2018-05-15 | Gujarat | 0.45 | Operational | India_Electricity_Infrastructure.xlsx
BAU | India | IN_W | Nilwande Low Level Hydro Electric Project | PWRHYDINDWE | Hydro | Small Hydro | 7 | 2012-06-01 | Maharashtra | 0.45 | Operational | India_Electricity_Infrastructure.xlsx
BAU | India | IN_W | Nira Deoghar Hydro Electric Project | PWRHYDINDWE | Hydro | Small Hydro | 6 | 2009-11-01 | Maharashtra | 0.45 | Operational | India_Electricity_Infrastructure.xlsx
BAU | India | IN_W | Nira Deoghar Hydro Electric Project II | PWRHYDINDWE | Hydro | Small Hydro | 10 | Pre-2000 | Maharashtra | 0.45 | Operational | India_Electricity_Infrastructure.xlsx
BAU | India | IN_W | OREVA Energy Pvt. Ltd. Small Hydro Project | PWRHYDINDWE | Hydro | Small Hydro | 1 | Pre-2000 | Gujarat | 0.45 | Operational | India_Electricity_Infrastructure.xlsx
BAU | India | IN_W | Paithan Small Hydro Project | PWRHYDINDWE | Hydro | Small Hydro | 12 | 1984-11-01 | Maharashtra | 0.45 | Operational | India_Electricity_Infrastructure.xlsx
BAU | India | IN_W | Panam Canal Small Hydro Power Project | PWRHYDINDWE | Hydro | Small Hydro | 2 | 1994-03-24 | Gujarat | 0.45 | Operational | India_Electricity_Infrastructure.xlsx
BAU | India | IN_W | Patgaon Hydro Electric Project | PWRHYDINDWE | Hydro | Small Hydro | 2.5 | 2011-03-01 | Maharashtra | 0.45 | Operational | India_Electricity_Infrastructure.xlsx
BAU | India | IN_W | Pawana Hydro Electric Plant | PWRHYDINDWE | Hydro | Small Hydro | 10 | 1988-06-11 | Maharashtra | 0.45 | Operational | India_Electricity_Infrastructure.xlsx
BAU | India | IN_W | Pench Kamathi Khari LBC Hydro Electric Project | PWRHYDINDWE | Hydro | Small Hydro | 4.4 | 2011-12-01 | Maharashtra | 0.45 | Operational | India_Electricity_Infrastructure.xlsx
BAU | India | IN_W | Radhanagari HEP | PWRHYDINDWE | Hydro | Small Hydro | 4.8 | 1952-12-01 | Maharashtra | 0.45 | Operational | India_Electricity_Infrastructure.xlsx
BAU | India | IN_W | Rani Avanti Bai Sagar Project | PWRHYDINDWE | Hydro | Small Hydro | 10 | Pre-2000 | Madhya Pradesh | 0.45 | Operational | India_Electricity_Infrastructure.xlsx
BAU | India | IN_W | SAS Hydel Power Projects | PWRHYDINDWE | Hydro | Small Hydro | 9.75 | Pre-2000 | Madhya Pradesh | 0.45 | Operational | India_Electricity_Infrastructure.xlsx
BAU | India | IN_W | Sabarmati Hydro Project | PWRHYDINDWE | Hydro | Small Hydro | 4 | Pre-2000 | Gujarat | 0.45 | Operational | India_Electricity_Infrastructure.xlsx
BAU | India | IN_W | Saurashtra Branch Canal Small Hydro Project I | PWRHYDINDWE | Hydro | Small Hydro | 15 | 2018-12-01 | Gujarat | 0.45 | Operational | India_Electricity_Infrastructure.xlsx
BAU | India | IN_W | Saurashtra Branch Canal Small Hydro Project II | PWRHYDINDWE | Hydro | Small Hydro | 15 | 2019-02-27 | Gujarat | 0.45 | Operational | India_Electricity_Infrastructure.xlsx
BAU | India | IN_W | Shivaji Mohite Group Hydro Project | PWRHYDINDWE | Hydro | Small Hydro | 3.5 | Pre-2000 | Maharashtra | 0.45 | Operational | India_Electricity_Infrastructure.xlsx
BAU | India | IN_W | Sikasar Hydel Power Station | PWRHYDINDWE | Hydro | Small Hydro | 7 | 2006-09-03 | Chhattisgarh | 0.45 | Operational | India_Electricity_Infrastructure.xlsx
BAU | India | IN_W | Sirmour Small Hydro Power Project | PWRHYDINDWE | Hydro | Small Hydro | 24 | Pre-2000 | Madhya Pradesh | 0.45 | Operational | India_Electricity_Infrastructure.xlsx
BAU | India | IN_W | Sonawade Hydro Electric Plant | PWRHYDINDWE | Hydro | Small Hydro | 4 | Pre-2000 | Maharashtra | 0.45 | Operational | India_Electricity_Infrastructure.xlsx
BAU | India | IN_W | Sterling & Wilson Group Hydro Project | PWRHYDINDWE | Hydro | Small Hydro | 2.5 | Pre-2000 | Maharashtra | 0.45 | Operational | India_Electricity_Infrastructure.xlsx
BAU | India | IN_W | Surya Hydro Electric Plant (Surya HEP) | PWRHYDINDWE | Hydro | Small Hydro | 6 | 1999-01-01 | Maharashtra | 0.45 | Operational | India_Electricity_Infrastructure.xlsx
BAU | India | IN_W | Surya Left Bank Canal Hydro Electric Plant (Surya LBC HEP) | PWRHYDINDWE | Hydro | Small Hydro | 0.75 | 1998-06-04 | Maharashtra | 0.45 | Operational | India_Electricity_Infrastructure.xlsx
BAU | India | IN_W | Tawa Hydro Electric Generation Power Plant | PWRHYDINDWE | Hydro | Small Hydro | 13.5 | 1997-01-21 | Madhya Pradesh | 0.45 | Operational | India_Electricity_Infrastructure.xlsx
BAU | India | IN_W | Tembhu Barej Hydro Electric Project | PWRHYDINDWE | Hydro | Small Hydro | 4.5 | 2010-12-01 | Maharashtra | 0.45 | Operational | India_Electricity_Infrastructure.xlsx
BAU | India | IN_W | Terwanmedhe Hydro Electric Plant (Terwanmedhe HEP) | PWRHYDINDWE | Hydro | Small Hydro | 0.2 | 1998-03-31 | Maharashtra | 0.45 | Operational | India_Electricity_Infrastructure.xlsx
BAU | India | IN_W | Ujjani Hydro Electric Plant | PWRHYDINDWE | Hydro | Small Hydro | 12 | 1994-05-02 | Maharashtra | 0.45 | Operational | India_Electricity_Infrastructure.xlsx
BAU | India | IN_W | Vadodara Branch Canal Small Hydro Project I | PWRHYDINDWE | Hydro | Small Hydro | 1.05 | 2019-06-20 | Gujarat | 0.45 | Operational | India_Electricity_Infrastructure.xlsx
BAU | India | IN_W | Vadodara Branch Canal Small Hydro Project II | PWRHYDINDWE | Hydro | Small Hydro | 0.7 | 2019-02-19 | Gujarat | 0.45 | Operational | India_Electricity_Infrastructure.xlsx
BAU | India | IN_W | Vadodara Branch Canal Small Hydro Project III | PWRHYDINDWE | Hydro | Small Hydro | 0.4 | 2018-12-21 | Gujarat | 0.45 | Operational | India_Electricity_Infrastructure.xlsx
BAU | India | IN_W | Vadodara Branch Canal Small Hydro Project IV | PWRHYDINDWE | Hydro | Small Hydro | 0.4 | 2018-12-24 | Gujarat | 0.45 | Operational | India_Electricity_Infrastructure.xlsx
BAU | India | IN_W | Vaitarna Dam Foot Hydro Electric Plant | PWRHYDINDWE | Hydro | Small Hydro | 1.5 | 1987-09-21 | Maharashtra | 0.45 | Operational | India_Electricity_Infrastructure.xlsx
BAU | India | IN_W | Vajra Fall Hydro Electric Project | PWRHYDINDWE | Hydro | Small Hydro | 3 | 2002-12-01 | Maharashtra | 0.45 | Operational | India_Electricity_Infrastructure.xlsx
BAU | India | IN_W | Vajra Fall Hydro Electric Project II | PWRHYDINDWE | Hydro | Small Hydro | 3 | Pre-2000 | Maharashtra | 0.45 | Operational | India_Electricity_Infrastructure.xlsx
BAU | India | IN_W | Veer Nira LBC Hydro Electric Plant | PWRHYDINDWE | Hydro | Small Hydro | 4.8 | 2012-03-01 | Maharashtra | 0.45 | Operational | India_Electricity_Infrastructure.xlsx
BAU | India | IN_W | Vir Hydro Electric Plant | PWRHYDINDWE | Hydro | Small Hydro | 9 | 1975-02-17 | Maharashtra | 0.45 | Operational | India_Electricity_Infrastructure.xlsx
BAU | India | IN_W | Wan Small Hydro Project | PWRHYDINDWE | Hydro | Small Hydro | 1.5 | 2007-12-21 | Maharashtra | 0.45 | Operational | India_Electricity_Infrastructure.xlsx
BAU | India | IN_W | Warana Group Small Hydro Project 1 | PWRHYDINDWE | Hydro | Small Hydro | 2 | Pre-2000 | Maharashtra | 0.45 | Operational | India_Electricity_Infrastructure.xlsx
BAU | India | IN_W | Warana Group Small Hydro Project 2 | PWRHYDINDWE | Hydro | Small Hydro | 2.5 | Pre-2000 | Maharashtra | 0.45 | Operational | India_Electricity_Infrastructure.xlsx
BAU | India | IN_W | Warana Group Small Hydro Project 3 | PWRHYDINDWE | Hydro | Small Hydro | 2.5 | Pre-2000 | Maharashtra | 0.45 | Operational | India_Electricity_Infrastructure.xlsx
BAU | India | IN_W | Warana Hydro Electric Plant | PWRHYDINDWE | Hydro | Small Hydro | 16 | 1999-09-01 | Maharashtra | 0.45 | Operational | India_Electricity_Infrastructure.xlsx
BAU | India | IN_W | Yeldari Small Hydro Project | PWRHYDINDWE | Hydro | Small Hydro | 22.5 | 1968-05-10 | Maharashtra | 0.45 | Operational | India_Electricity_Infrastructure.xlsx
BAU | India | IN_W | Yewateshwar Hydro Electric Plant | PWRHYDINDWE | Hydro | Small Hydro | 0.07 | 1998-09-02 | Maharashtra | 0.45 | Operational | India_Electricity_Infrastructure.xlsx

## Planned_Generation
scenario | Country | Node | Project_Name | Technology_Code | Technology_Name | Fuel | Capacity_MW | Expected_COD | Status | Developer | Source
BAU | Bangladesh | BD | Rooppur Nuclear Power Plant Unit-1 | PWRURNBGDXX | Nuclear Power Plant | Nuclear | 1200 | 2024 | Under Construction / Test | NPCBL / Rosatom (Russia) | Bangladesh_Power_Sector.xlsx
BAU | Bangladesh | BD | Rooppur Nuclear Power Plant Unit-2 | PWRURNBGDXX | Nuclear Power Plant | Nuclear | 1200 | 2025 | Under Construction | NPCBL / Rosatom (Russia) | Bangladesh_Power_Sector.xlsx
BAU | Bangladesh | BD | Patuakhali 1320 MW Coal PP (RNPL) | PWRCOABGDXX | Coal Power Plant | Coal | 1320 | 2025 | Test Run | RPCL | Bangladesh_Power_Sector.xlsx
BAU | Bangladesh | BD | Rupsha 800 MW CCPP | PWRNGSBGDXX | Natural Gas CC/OC | Gas/HSD | 800 | 2025 | Test Run | NWPGCL | Bangladesh_Power_Sector.xlsx
BAU | Bangladesh | BD | Sonagazi 75 MW Solar Plant (EGCB) | PWRSPVBGDXX | Solar PV | Solar | 75 | 2025 | Test Run / Commissioning | EGCB | Bangladesh_Power_Sector.xlsx
BAU | Bangladesh | BD | Moulvibazar 10 MW Solar Power Plant | PWRSPVBGDXX | Solar PV | Solar | 10 | 2025 | Under Development | IPP | Bangladesh_Power_Sector.xlsx
BAU | Bangladesh | BD | Additional LNG-based Gas Power (Multiple) | PWRNGSBGDXX | Natural Gas CC/OC | Gas/LNG | 5000 | 2025 | Committed Pipeline | Various IPP/PDB | Bangladesh_Power_Sector.xlsx
BAU | Bangladesh | BD | Large-scale Solar Expansion | PWRSPVBGDXX | Solar PV | Solar | 3000 | 2025 | Planning/Committed | Various IPP | Bangladesh_Power_Sector.xlsx
BAU | Bangladesh | BD | Offshore Wind (Pilot) | PWRWONBGDXX | Wind Power | Wind | 200 | 2035 | Pre-Feasibility | TBD | Bangladesh_Power_Sector.xlsx
BAU | Bhutan | BT | Punatsangchhu-II HP (PHP-II) — Full Commissioning | PWRHYDBTNXX | Hydropower | Hydro | 1020 | 2025 | Partially Operational – Ramp Up | DGPC / PHPA-II | Bhutan_Power_Infrastructure.xlsx
BAU | Bhutan | BT | Kholongchhu Hydropower Project | PWRHYDBTNXX | Hydropower | Hydro | 600 | 2027 | Under Construction | DGPC / Kholongchhu Hydro Energy Ltd. (JV with Satluj Jal Vidyut Nigam) | Bhutan_Power_Infrastructure.xlsx
BAU | Bhutan | BT | Bunakha Reservoir Hydropower Project | PWRHYDBTNXX | Hydropower | Hydro | 2400 | 2030 | Feasibility / Planning | DGPC / Government of Bhutan | Bhutan_Power_Infrastructure.xlsx
BAU | Bhutan | BT | Chamkharchhu I Hydropower Project | PWRHYDBTNXX | Hydropower | Hydro | 670 | 2028 | Pre-Construction / DPR | DGPC / Chamkharchhu Hydropower Ltd. | Bhutan_Power_Infrastructure.xlsx
BAU | Bhutan | BT | Dorjilung Hydropower Project | PWRHYDBTNXX | Hydropower | Hydro | 1125 | 2030 | Feasibility Complete | DGPC / JV (India partner TBD) | Bhutan_Power_Infrastructure.xlsx
BAU | Bhutan | BT | Nikachhu HP — Full Output Stabilization | PWRHYDBTNXX | Hydropower | Hydro | 118 | 2025 | Operational (stabilizing) | DGPC | Bhutan_Power_Infrastructure.xlsx
BAU | Bhutan | BT | Rooftop Solar Program (National) | PWRSPVBTNXX | Solar PV | Solar | 50 | 2030 | Rolling / Ongoing | Private / Households / BPC | Bhutan_Power_Infrastructure.xlsx
BAU | Bhutan | BT | Mini/Micro Hydel Expansion | PWRHYDBTNXX | Hydropower | Hydro | 20 |  | Rolling | Local Communities / BPC | Bhutan_Power_Infrastructure.xlsx
BAU | Bhutan | BT | Shakti Hydropower Project (proposed) | PWRHYDBTNXX | Hydropower | Hydro | 2585 | 2035 | Feasibility | Government of Bhutan / India JV | Bhutan_Power_Infrastructure.xlsx
BAU | Bhutan | BT | Amochhu Reservoir Project | PWRHYDBTNXX | Hydropower | Hydro | 620 | 2030 | Feasibility | Government of Bhutan | Bhutan_Power_Infrastructure.xlsx
BAU | India | IN_E | Hiranmaye TPP | PWRCOAINDEA | Coal Power Plant | Coal | 150 | 2035 | Pipeline | Hiranmaye Energy Ltd. | India_Electricity_Infrastructure.xlsx
BAU | India | IN_E | Kandarei TPP | PWRCOAINDEA | Coal Power Plant | Coal | 1050 | 2035 | Pipeline | KVK Nilanchal Ltd. | India_Electricity_Infrastructure.xlsx
BAU | India | IN_E | Kodarma TPP | PWRCOAINDEA | Coal Power Plant | Coal | 1600 | 2028 | Pipeline | Damodar Valley Corporation(DVC) | India_Electricity_Infrastructure.xlsx
BAU | India | IN_E | Lanco Babandh TPP | PWRCOAINDEA | Coal Power Plant | Coal | 1320 | 2035 | Pipeline | LBP Ltd. | India_Electricity_Infrastructure.xlsx
BAU | India | IN_E | Malibrahmani Power Station | PWRCOAINDEA | Coal Power Plant | Coal | 1050 | 2013 | Pipeline | Jindal Power Ltd. (JPL) | India_Electricity_Infrastructure.xlsx
BAU | India | IN_E | Matrishri Usha Jayaswal TPP | PWRCOAINDEA | Coal Power Plant | Coal | 1080 | 2035 | Pipeline | Corporate Power Ltd. | India_Electricity_Infrastructure.xlsx
BAU | India | IN_E | New NabiNagar TPP (Majhiyan) | PWRCOAINDEA | Coal Power Plant | Coal | 2400 | 2029 | Pipeline | NTPC Ltd. & BSPGCL (NPGCL) | India_Electricity_Infrastructure.xlsx
BAU | India | IN_E | Patratu TPS | PWRCOAINDEA | Coal Power Plant | Coal | 1600 | 2026 | Pipeline | Patratu Vidyut Utpadan Nigam Limited | India_Electricity_Infrastructure.xlsx
BAU | India | IN_E | Raghunathpur TPS | PWRCOAINDEA | Coal Power Plant | Coal | 1320 | 2028 | Pipeline | Damodar Valley Corporation(DVC) | India_Electricity_Infrastructure.xlsx
BAU | India | IN_E | Sagardighi TPS | PWRCOAINDEA | Coal Power Plant | Coal | 660 | 2025 | Pipeline | West Bengal Power Development Corp. Ltd. | India_Electricity_Infrastructure.xlsx
BAU | India | IN_E | Siriya TPS or Banka Power Project | PWRCOAINDEA | Coal Power Plant | Coal | 2640 | 2035 | Pipeline | Jas Infrastructure and Power | India_Electricity_Infrastructure.xlsx
BAU | India | IN_E | Super Critical Buxar Thermal Power Plant | PWRCOAINDEA | Coal Power Plant | Coal | 660 | 2026 | Pipeline | Satlaj Jal Vidhut Nigam Limited (SJVN Ltd) | India_Electricity_Infrastructure.xlsx
BAU | India | IN_E | Talabira TPP | PWRCOAINDEA | Coal Power Plant | Coal | 2400 | 2030 | Pipeline | NLC India Limited (formerly Neyveli Lignite Corp. Ltd.) | India_Electricity_Infrastructure.xlsx
BAU | India | IN_E | Talcher or Kaniha Talcher STPS | PWRCOAINDEA | Coal Power Plant | Coal | 1320 | 2027 | Pipeline | NTPC Ltd. | India_Electricity_Infrastructure.xlsx
BAU | India | IN_E | Tori TPP | PWRCOAINDEA | Coal Power Plant | Coal | 1800 | 2035 | Pipeline | Essar Power Ltd. | India_Electricity_Infrastructure.xlsx
BAU | India | IN_E | Bhasmey Hydro Power Project | PWRHYDINDEA | Hydropower | Hydro | 51 | 2035 | Pipeline | Gati Infrastructure Pvt. Limited (GIPL) | India_Electricity_Infrastructure.xlsx
BAU | India | IN_E | Panan Hydro Power Project | PWRHYDINDEA | Hydropower | Hydro | 300 | 2035 | Pipeline | Himgiri Hydro Energy Private Limited | India_Electricity_Infrastructure.xlsx
BAU | India | IN_E | Rammam III Hydro Power Project | PWRHYDINDEA | Hydropower | Hydro | 120 | 2029 | Pipeline | National Thermal Power Corporation Limited (NTPC) | India_Electricity_Infrastructure.xlsx
BAU | India | IN_E | Rangit-II Hydro Power Project | PWRHYDINDEA | Hydropower | Hydro | 66 | 2025 | Pipeline | Sikkim Hydro Power Limited | India_Electricity_Infrastructure.xlsx
BAU | India | IN_E | Rangit-IV Hydro Power Project | PWRHYDINDEA | Hydropower | Hydro | 120 | 2026 | Pipeline | Jal Power Corporation Limited | India_Electricity_Infrastructure.xlsx
BAU | India | IN_E | Teesta- VI Hydro Power Project | PWRHYDINDEA | Hydropower | Hydro | 500 | 2027 | Pipeline | National Hydroelectric Power Corporation (NHPC) | India_Electricity_Infrastructure.xlsx
BAU | India | IN_E | Damodar Valley Corporation (DVC) Jharkhand 10.0 | PWRSPVINDEA | Solar PV | Solar | 10 | 2026 | Pipeline | Damodar Valley Corporation (DVC) | India_Electricity_Infrastructure.xlsx
BAU | India | IN_E | GVREL Jharkhand 155.0 | PWRSPVINDEA | Solar PV | Solar | 155 | 2025 | Pipeline | GVREL | India_Electricity_Infrastructure.xlsx
BAU | India | IN_E | GVREL Jharkhand 80.0 | PWRSPVINDEA | Solar PV | Solar | 80 | 2025 | Pipeline | GVREL | India_Electricity_Infrastructure.xlsx
BAU | India | IN_E | GVREL West Bengal 75.0 | PWRSPVINDEA | Solar PV | Solar | 75 | 2025 | Pipeline | GVREL | India_Electricity_Infrastructure.xlsx
BAU | India | IN_E | NHPC Limited Odisha 40.0 | PWRSPVINDEA | Solar PV | Solar | 40 | 2025 | Pipeline | NHPC Limited | India_Electricity_Infrastructure.xlsx
BAU | India | IN_E | SECI Jharkhand 100.0 | PWRSPVINDEA | Solar PV | Solar | 100 | 2027 | Pipeline | SECI | India_Electricity_Infrastructure.xlsx
BAU | India | IN_E | SJVN GREEN ENERGY LIMITED Bihar 75.0 | PWRSPVINDEA | Solar PV | Solar | 75 | 2023 | Pipeline | SJVN GREEN ENERGY LIMITED | India_Electricity_Infrastructure.xlsx
BAU | India | IN_E | SPD Jharkhand 8.0 | PWRSPVINDEA | Solar PV | Solar | 8 | 2025 | Pipeline | SPD | India_Electricity_Infrastructure.xlsx
BAU | India | IN_E | SPD West Bengal 10.0 | PWRSPVINDEA | Solar PV | Solar | 10 | 2024 | Pipeline | SPD | India_Electricity_Infrastructure.xlsx
BAU | India | IN_E | SPD West Bengal 14.0 | PWRSPVINDEA | Solar PV | Solar | 14 | 2024 | Pipeline | SPD | India_Electricity_Infrastructure.xlsx
BAU | India | IN_NE | Dibang Hydro Power Project | PWRHYDINDNE | Hydropower | Hydro | 2880 | 2032 | Pipeline | National Hydroelectric Power Corporation (NHPC) | India_Electricity_Infrastructure.xlsx
BAU | India | IN_NE | HEO Hydro Electric Project | PWRHYDINDNE | Hydropower | Hydro | 240 | 2029 | Pipeline | North Eastern Electric Power Corporation Ltd.(NEEPCO) and Government of Arunachal Pradesh | India_Electricity_Infrastructure.xlsx
BAU | India | IN_NE | Lower Kopili Hydro Power Project | PWRHYDINDNE | Hydropower | Hydro | 120 | 2026 | Pipeline | Assam Power Generation Corporation Limited (APGCL) | India_Electricity_Infrastructure.xlsx
BAU | India | IN_NE | Subansiri Lower Hydro Power Project | PWRHYDINDNE | Hydropower | Hydro | 1750 | 2026 | Pipeline | National Hydroelectric Power Corporation (NHPC) | India_Electricity_Infrastructure.xlsx
BAU | India | IN_NE | Tato-I Hydro Electric Project | PWRHYDINDNE | Hydropower | Hydro | 186 | 2029 | Pipeline | North Eastern Electric Power Corporation Ltd.(NEEPCO) and Government of Arunachal Pradesh | India_Electricity_Infrastructure.xlsx
BAU | India | IN_NE | SJVN GREEN ENERGY LIMITED Assam 50.0 | PWRSPVINDNE | Solar PV | Solar | 50 | 2025 | Pipeline | SJVN GREEN ENERGY LIMITED | India_Electricity_Infrastructure.xlsx
BAU | India | IN_NE | SJVN GREEN ENERGY LIMITED Assam 70.0 | PWRSPVINDNE | Solar PV | Solar | 70 | 2025 | Pipeline | SJVN GREEN ENERGY LIMITED | India_Electricity_Infrastructure.xlsx
BAU | India | IN_N | Barsingar Lignite TPP | PWRCOAINDNO | Coal Power Plant | Coal | 250 | 2035 | Pipeline | NLC India Limited (formerly Neyveli Lignite Corp. Ltd.) | India_Electricity_Infrastructure.xlsx
BAU | India | IN_N | Bithnok TPP | PWRCOAINDNO | Coal Power Plant | Coal | 250 | 2035 | Pipeline | Rajasthan Rajya Vidyut Utpadan Nigam Ltd. | India_Electricity_Infrastructure.xlsx
BAU | India | IN_N | Ghatampur TPP | PWRCOAINDNO | Coal Power Plant | Coal | 660 | 2026 | Pipeline | NLC & UPRVUNL | India_Electricity_Infrastructure.xlsx
BAU | India | IN_N | Singrauli STPS | PWRCOAINDNO | Coal Power Plant | Coal | 1600 | 2029 | Pipeline | NTPC Ltd. | India_Electricity_Infrastructure.xlsx
BAU | India | IN_N | Yamuna Nagar or Deenbandhu Chotu Ram TPS | PWRCOAINDNO | Coal Power Plant | Coal | 800 | 2029 | Pipeline | Haryana Power Generation Corp. Ltd.(HPGCL) | India_Electricity_Infrastructure.xlsx
BAU | India | IN_N | Chanju-III Hydro Power Project | PWRHYDINDNO | Hydropower | Hydro | 48 | 2027 | Pipeline | Himachal Pradesh Power Corporation Limited (HPPCL) | India_Electricity_Infrastructure.xlsx
BAU | India | IN_N | Dhaulasidh Hydro Power Project | PWRHYDINDNO | Hydropower | Hydro | 66 | 2027 | Pipeline | Satluj Jal Vidyut Nigam Limited (SJVNL) | India_Electricity_Infrastructure.xlsx
BAU | India | IN_N | Kiru Hydro Power Project | PWRHYDINDNO | Hydropower | Hydro | 624 | 2026 | Pipeline | Chenab Valley Power Projects Private Limited (CVPPL) | India_Electricity_Infrastructure.xlsx
BAU | India | IN_N | Kwar Hydro Power Project | PWRHYDINDNO | Hydropower | Hydro | 540 | 2028 | Pipeline | Chenab Valley Power Projects Private Limited (CVPPL) | India_Electricity_Infrastructure.xlsx
BAU | India | IN_N | Lakhwar Hydro Power Project | PWRHYDINDNO | Hydropower | Hydro | 300 | 2031 | Pipeline | Uttarakhand Jal Vidyut Nigam Limited (UJVNL) | India_Electricity_Infrastructure.xlsx
BAU | India | IN_N | Lata Tapovan Hydro Power Project | PWRHYDINDNO | Hydropower | Hydro | 171 | 2035 | Pipeline | National Thermal Power Corporation Limited (NTPC) | India_Electricity_Infrastructure.xlsx
BAU | India | IN_N | Lower Kalnai Hydro Power Project | PWRHYDINDNO | Hydropower | Hydro | 48 | 2035 | Pipeline | J&K State Power Development Corporation Limited (JKSPDC) | India_Electricity_Infrastructure.xlsx
BAU | India | IN_N | Luhri Stage-I Hydro Power Project | PWRHYDINDNO | Hydropower | Hydro | 210 | 2030 | Pipeline | Satluj Jal Vidyut Nigam Limited (SJVNL) | India_Electricity_Infrastructure.xlsx
BAU | India | IN_N | Pakal Dul Hydro Power Project | PWRHYDINDNO | Hydropower | Hydro | 1000 | 2026 | Pipeline | Chenab Valley Power Projects Private Limited (CVPPL) | India_Electricity_Infrastructure.xlsx
BAU | India | IN_N | Parnai Hydro Power Project | PWRHYDINDNO | Hydropower | Hydro | 37.5 | 2027 | Pipeline | J&K State Power Development Corporation Limited (JKSPDC) | India_Electricity_Infrastructure.xlsx
BAU | India | IN_N | Phata Byung Hydro Power Project | PWRHYDINDNO | Hydropower | Hydro | 76 | 2035 | Pipeline | Lanco Mandakini Hydro Energy Private Limited | India_Electricity_Infrastructure.xlsx
BAU | India | IN_N | Ratle Hydro Power Project | PWRHYDINDNO | Hydropower | Hydro | 850 | 2028 | Pipeline | Ratle Hydro Electric Project Private Limited | India_Electricity_Infrastructure.xlsx
BAU | India | IN_N | Shahpurkandi Hydro Power Project | PWRHYDINDNO | Hydropower | Hydro | 206 | 2027 | Pipeline | Punjab State Power Corporation Limited (PSPCL) | India_Electricity_Infrastructure.xlsx
BAU | India | IN_N | Shongtong Karcham Hydro Power Project | PWRHYDINDNO | Hydropower | Hydro | 450 | 2028 | Pipeline | Himachal Pradesh Power Corporation Limited (HPPCL) | India_Electricity_Infrastructure.xlsx
BAU | India | IN_N | Sunni Dam Hydro Power Project | PWRHYDINDNO | Hydropower | Hydro | 382 | 2029 | Pipeline | Satluj Jal Vidyut Nigam Limited (SJVNL) | India_Electricity_Infrastructure.xlsx
BAU | India | IN_N | Tangnu Romai- I Hydro Power Project | PWRHYDINDNO | Hydropower | Hydro | 44 | 2035 | Pipeline | Tangu Romai Power Generation | India_Electricity_Infrastructure.xlsx
BAU | India | IN_N | Tapovan Vishnugad Hydro Power Project | PWRHYDINDNO | Hydropower | Hydro | 520 | 2029 | Pipeline | National Thermal Power Corporation Limited (NTPC) | India_Electricity_Infrastructure.xlsx
BAU | India | IN_N | Tehri Pumped Storage Hydro Power Project | PWRHYDINDNO | Hydropower | Hydro | 250 | 2026 | Pipeline | Tehri Hydro Development Corporation (THDC) | India_Electricity_Infrastructure.xlsx
BAU | India | IN_N | Tidong-I Hydro Power Project | PWRHYDINDNO | Hydropower | Hydro | 150 | 2026 | Pipeline | Statkraft India Private Limited | India_Electricity_Infrastructure.xlsx
BAU | India | IN_N | Vishnugad Pipalkoti Hydro Power Project | PWRHYDINDNO | Hydropower | Hydro | 444 | 2027 | Pipeline | Tehri Hydro Development Corporation (THDC) | India_Electricity_Infrastructure.xlsx
BAU | India | IN_N | Gorakhpur Haryana Anu Vidyut Pariyojana | PWRURNINDNO | Nuclear Power Plant | Nuclear | 1400 | 2029 | Pipeline | Nuclear Power Corporation of India | India_Electricity_Infrastructure.xlsx
BAU | India | IN_N | Rajasthan Atomic Power Station | PWRURNINDNO | Nuclear Power Plant | Nuclear | 700 | 2026 | Pipeline | Nuclear Power Corporation of India | India_Electricity_Infrastructure.xlsx
BAU | India | IN_N | BETA Combined Cycle Power Plant Module I | PWRNGSINDNO | Natural Gas CC/OC | Oil & Gas | 225 | 2035 | Pipeline | Beta Infratech Pvt. Ltd. | India_Electricity_Infrastructure.xlsx
BAU | India | IN_N | ABC RENEWABLE ENERGY RJ-01 Private Limited Rajasthan 400.0 | PWRSPVINDNO | Solar PV | Solar | 400 | 2024 | Pipeline | ABC RENEWABLE ENERGY RJ-01 Private Limited | India_Electricity_Infrastructure.xlsx
BAU | India | IN_N | ABC RJ LAND 01 Private Limited Rajasthan 380.0 | PWRSPVINDNO | Solar PV | Solar | 380 | 2024 | Pipeline | ABC RJ LAND 01 Private Limited | India_Electricity_Infrastructure.xlsx
BAU | India | IN_N | ABU RENEWABLES INDIA PRIVATE LIMITED Rajasthan 340.0 | PWRSPVINDNO | Solar PV | Solar | 340 | 2026 | Pipeline | ABU RENEWABLES INDIA PRIVATE LIMITED | India_Electricity_Infrastructure.xlsx
BAU | India | IN_N | ACME Sun Power Private Limited Rajasthan 320.0 | PWRSPVINDNO | Solar PV | Solar | 320 | 2026 | Pipeline | ACME Sun Power Private Limited | India_Electricity_Infrastructure.xlsx
BAU | India | IN_N | ACME Surya Power Private Limited Rajasthan 250.0 | PWRSPVINDNO | Solar PV | Solar | 250 | 2026 | Pipeline | ACME Surya Power Private Limited | India_Electricity_Infrastructure.xlsx
BAU | India | IN_N | ACME Venus Urja Private Limited Rajasthan 400.0 | PWRSPVINDNO | Solar PV | Solar | 400 | 2026 | Pipeline | ACME Venus Urja Private Limited | India_Electricity_Infrastructure.xlsx
BAU | India | IN_N | AM Green Energy Private Limited, Bikaner Rajasthan 300.0 | PWRSPVINDNO | Solar PV | Solar | 300 | 2026 | Pipeline | AM Green Energy Private Limited, Bikaner | India_Electricity_Infrastructure.xlsx
BAU | India | IN_N | Acme Renewtech Fifth Private Limited Rajasthan 250.0 | PWRSPVINDNO | Solar PV | Solar | 250 | 2027 | Pipeline | Acme Renewtech Fifth Private Limited | India_Electricity_Infrastructure.xlsx
BAU | India | IN_N | Adani Renewable Energy Holding Eighteen Limited (AREH18L) Rajasthan 50.0 | PWRSPVINDNO | Solar PV | Solar | 50 | 2027 | Pipeline | Adani Renewable Energy Holding Eighteen Limited (AREH18L) | India_Electricity_Infrastructure.xlsx
BAU | India | IN_N | Adani Renewable Energy Holding Four Limited Rajasthan 250.0 | PWRSPVINDNO | Solar PV | Solar | 250 | 2028 | Pipeline | Adani Renewable Energy Holding Four Limited | India_Electricity_Infrastructure.xlsx
BAU | India | IN_N | Adani Renewable Energy Holding Four Limited Rajasthan 284.0 | PWRSPVINDNO | Solar PV | Solar | 284 | 2030 | Pipeline | Adani Renewable Energy Holding Four Limited | India_Electricity_Infrastructure.xlsx
BAU | India | IN_N | Adani Renewable Energy Holding Four Limited Rajasthan 500.0 | PWRSPVINDNO | Solar PV | Solar | 1500 | 2025 | Pipeline | Adani Renewable Energy Holding Four Limited | India_Electricity_Infrastructure.xlsx
BAU | India | IN_N | Adani Renewable Energy Holding Four Limited Rajasthan 717.0 | PWRSPVINDNO | Solar PV | Solar | 717 | 2029 | Pipeline | Adani Renewable Energy Holding Four Limited | India_Electricity_Infrastructure.xlsx
BAU | India | IN_N | Adani Renewable Energy Holding Four Limited Rajasthan 765.0 | PWRSPVINDNO | Solar PV | Solar | 765 | 2030 | Pipeline | Adani Renewable Energy Holding Four Limited | India_Electricity_Infrastructure.xlsx
BAU | India | IN_N | Adani Renewable Energy Holding Seventeen Private Limited Rajasthan 600.0 | PWRSPVINDNO | Solar PV | Solar | 600 | 2025 | Pipeline | Adani Renewable Energy Holding Seventeen Private Limited | India_Electricity_Infrastructure.xlsx
BAU | India | IN_N | Adani Renewable Energy Park Rajasthan Limited Rajasthan 1000.0 | PWRSPVINDNO | Solar PV | Solar | 2000 | 2030 | Pipeline | Adani Renewable Energy Park Rajasthan Limited | India_Electricity_Infrastructure.xlsx
BAU | India | IN_N | Adani Renewable Energy Park Rajasthan Limited – AREPRL – a JV of State Govt. & Adani Renewable Energy Park Limited Rajasthan 266.0 | PWRSPVINDNO | Solar PV | Solar | 266 | 2025 | Pipeline | Adani Renewable Energy Park Rajasthan Limited – AREPRL – a JV of State Govt. & Adani Renewable Energy Park Limited | India_Electricity_Infrastructure.xlsx
BAU | India | IN_N | Adani Solar Energy AP Three Limited Rajasthan 150.0 | PWRSPVINDNO | Solar PV | Solar | 150 | 2026 | Pipeline | Adani Solar Energy AP Three Limited | India_Electricity_Infrastructure.xlsx
BAU | India | IN_N | Amplus Tungabhadra Private Limited Uttar Pradesh 50.0 | PWRSPVINDNO | Solar PV | Solar | 50 | 2025 | Pipeline | Amplus Tungabhadra Private Limited | India_Electricity_Infrastructure.xlsx
BAU | India | IN_N | Apraava Energy Private Limited Rajasthan 250.0 | PWRSPVINDNO | Solar PV | Solar | 250 | 2026 | Pipeline | Apraava Energy Private Limited | India_Electricity_Infrastructure.xlsx
BAU | India | IN_N | Apraava Energy Private Limited Rajasthan 300.0 | PWRSPVINDNO | Solar PV | Solar | 300 | 2026 | Pipeline | Apraava Energy Private Limited | India_Electricity_Infrastructure.xlsx
BAU | India | IN_N | Apraava Energy Private Limited Rajasthan 50.0 | PWRSPVINDNO | Solar PV | Solar | 50 | 2026 | Pipeline | Apraava Energy Private Limited | India_Electricity_Infrastructure.xlsx
BAU | India | IN_N | Auxo Sunlight Private Limited Rajasthan 300.0 | PWRSPVINDNO | Solar PV | Solar | 600 | 2026 | Pipeline | Auxo Sunlight Private Limited | India_Electricity_Infrastructure.xlsx
BAU | India | IN_N | Avaada RJSustainable Private Limited Rajasthan 300.0 | PWRSPVINDNO | Solar PV | Solar | 300 | 2028 | Pipeline | Avaada RJSustainable Private Limited | India_Electricity_Infrastructure.xlsx
BAU | India | IN_N | Avaada RJSustainable Private Limited Rajasthan 700.0 | PWRSPVINDNO | Solar PV | Solar | 700 | 2030 | Pipeline | Avaada RJSustainable Private Limited | India_Electricity_Infrastructure.xlsx
BAU | India | IN_N | Avaada Surya Power Private Limited Rajasthan 300.0 | PWRSPVINDNO | Solar PV | Solar | 300 | 2026 | Pipeline | Avaada Surya Power Private Limited | India_Electricity_Infrastructure.xlsx
BAU | India | IN_N | Avaada Suryaenergy Private Limited Rajasthan 1100.0 | PWRSPVINDNO | Solar PV | Solar | 1100 | 2030 | Pipeline | Avaada Suryaenergy Private Limited | India_Electricity_Infrastructure.xlsx
BAU | India | IN_N | CESC Limited (Developer Company) Rajasthan 300.0 | PWRSPVINDNO | Solar PV | Solar | 300 | 2027 | Pipeline | CESC Limited (Developer Company) | India_Electricity_Infrastructure.xlsx
BAU | India | IN_N | EG Mega Urja Private Limited Rajasthan 300.0 | PWRSPVINDNO | Solar PV | Solar | 300 | 2026 | Pipeline | EG Mega Urja Private Limited | India_Electricity_Infrastructure.xlsx
BAU | India | IN_N | EG Saur Urja Private Limited Rajasthan 300.0 | PWRSPVINDNO | Solar PV | Solar | 300 | 2026 | Pipeline | EG Saur Urja Private Limited | India_Electricity_Infrastructure.xlsx
BAU | India | IN_N | Energizent Power Private Limited Rajasthan 205.0 | PWRSPVINDNO | Solar PV | Solar | 205 | 2035 | Pipeline | Energizent Power Private Limited | India_Electricity_Infrastructure.xlsx
BAU | India | IN_N | Enfinity Global Surya Kiran Private Limited Rajasthan 300.0 | PWRSPVINDNO | Solar PV | Solar | 300 | 2026 | Pipeline | Enfinity Global Surya Kiran Private Limited | India_Electricity_Infrastructure.xlsx
BAU | India | IN_N | Frugal Energy Private Limited Rajasthan 300.0 | PWRSPVINDNO | Solar PV | Solar | 300 | 2026 | Pipeline | Frugal Energy Private Limited | India_Electricity_Infrastructure.xlsx
BAU | India | IN_N | Furies Solren Private Limited Rajasthan 300.0 | PWRSPVINDNO | Solar PV | Solar | 300 | 2026 | Pipeline | Furies Solren Private Limited | India_Electricity_Infrastructure.xlsx
BAU | India | IN_N | Furies Solren Rajasthan 300.0 | PWRSPVINDNO | Solar PV | Solar | 300 | 2026 | Pipeline | Furies Solren | India_Electricity_Infrastructure.xlsx
BAU | India | IN_N | Hazel Hybren Private Limited Rajasthan 300.0 | PWRSPVINDNO | Solar PV | Solar | 300 | 2026 | Pipeline | Hazel Hybren Private Limited | India_Electricity_Infrastructure.xlsx
BAU | India | IN_N | Helia Energy Park Private Limited Rajasthan 300.0 | PWRSPVINDNO | Solar PV | Solar | 300 | 2026 | Pipeline | Helia Energy Park Private Limited | India_Electricity_Infrastructure.xlsx
BAU | India | IN_N | IB Vogt Solar Seven Private Limited Rajasthan 300.0 | PWRSPVINDNO | Solar PV | Solar | 600 | 2025 | Pipeline | IB Vogt Solar Seven Private Limited | India_Electricity_Infrastructure.xlsx
BAU | India | IN_N | Inox Wind Energy Limited Rajasthan 500.0 | PWRSPVINDNO | Solar PV | Solar | 500 | 2035 | Pipeline | Inox Wind Energy Limited | India_Electricity_Infrastructure.xlsx
BAU | India | IN_N | Izhma Solar Private Limited Rajasthan 200.0 | PWRSPVINDNO | Solar PV | Solar | 200 | 2028 | Pipeline | Izhma Solar Private Limited | India_Electricity_Infrastructure.xlsx
BAU | India | IN_N | JGRJ One Solar Private Limited Rajasthan 100.0 | PWRSPVINDNO | Solar PV | Solar | 100 | 2026 | Pipeline | JGRJ One Solar Private Limited | India_Electricity_Infrastructure.xlsx
BAU | India | IN_N | JGRJ One Solar Private Limited Rajasthan 50.0 | PWRSPVINDNO | Solar PV | Solar | 50 | 2026 | Pipeline | JGRJ One Solar Private Limited | India_Electricity_Infrastructure.xlsx
BAU | India | IN_N | JGRJ Two Solar Private Limited Rajasthan 400.0 | PWRSPVINDNO | Solar PV | Solar | 400 | 2026 | Pipeline | JGRJ Two Solar Private Limited | India_Electricity_Infrastructure.xlsx
BAU | India | IN_N | Juniper Green Beta Private Limited Rajasthan 300.0 | PWRSPVINDNO | Solar PV | Solar | 300 | 2026 | Pipeline | Juniper Green Beta Private Limited | India_Electricity_Infrastructure.xlsx
BAU | India | IN_N | Juniper Green Cosmic Private Limited Rajasthan 100.0 | PWRSPVINDNO | Solar PV | Solar | 100 | 2025 | Pipeline | Juniper Green Cosmic Private Limited | India_Electricity_Infrastructure.xlsx
BAU | India | IN_N | Juniper Green Cosmic Private Limited Rajasthan 150.0 | PWRSPVINDNO | Solar PV | Solar | 150 | 2026 | Pipeline | Juniper Green Cosmic Private Limited | India_Electricity_Infrastructure.xlsx
BAU | India | IN_N | Juniper Green Energy Private Limited Rajasthan 130.0 | PWRSPVINDNO | Solar PV | Solar | 130 | 2030 | Pipeline | Juniper Green Energy Private Limited | India_Electricity_Infrastructure.xlsx
BAU | India | IN_N | Juniper Green Energy Private Limited Rajasthan 300.0 | PWRSPVINDNO | Solar PV | Solar | 300 | 2027 | Pipeline | Juniper Green Energy Private Limited | India_Electricity_Infrastructure.xlsx
BAU | India | IN_N | Juniper Green Energy Private Limited Rajasthan 50.0 | PWRSPVINDNO | Solar PV | Solar | 50 | 2027 | Pipeline | Juniper Green Energy Private Limited | India_Electricity_Infrastructure.xlsx
BAU | India | IN_N | Juniper Green India Six Private Limited Rajasthan 300.0 | PWRSPVINDNO | Solar PV | Solar | 300 | 2028 | Pipeline | Juniper Green India Six Private Limited | India_Electricity_Infrastructure.xlsx
BAU | India | IN_N | Juniper Green Stellar Private Limited Rajasthan 300.0 | PWRSPVINDNO | Solar PV | Solar | 300 | 2026 | Pipeline | Juniper Green Stellar Private Limited | India_Electricity_Infrastructure.xlsx
BAU | India | IN_N | Juniper Nirjara Energy Private Limited Rajasthan 50.0 | PWRSPVINDNO | Solar PV | Solar | 50 | 2025 | Pipeline | Juniper Nirjara Energy Private Limited | India_Electricity_Infrastructure.xlsx
BAU | India | IN_N | Khidrat Renewable Energy Private Limited Rajasthan 300.0 | PWRSPVINDNO | Solar PV | Solar | 300 | 2025 | Pipeline | Khidrat Renewable Energy Private Limited | India_Electricity_Infrastructure.xlsx
BAU | India | IN_N | M/s Hinduja Renewables Energy Private Limited (LoA has been cancelled) Uttar Pradesh 600.0 | PWRSPVINDNO | Solar PV | Solar | 600 | 2026 | Pipeline | M/s Hinduja Renewables Energy Private Limited (LoA has been cancelled) | India_Electricity_Infrastructure.xlsx
BAU | India | IN_N | M/s. Essel Surya Urja Company of Rajasthan Limited -ESUCRL- A JV of Rajasthan State Govt. and Essel Infraprojects Limited Rajasthan 300.0 | PWRSPVINDNO | Solar PV | Solar | 300 | 2027 | Pipeline | M/s. Essel Surya Urja Company of Rajasthan Limited -ESUCRL- A JV of Rajasthan State Govt. and Essel Infraprojects Limited | India_Electricity_Infrastructure.xlsx
BAU | India | IN_N | Martial Solren Private Limited Rajasthan 200.0 | PWRSPVINDNO | Solar PV | Solar | 200 | 2025 | Pipeline | Martial Solren Private Limited | India_Electricity_Infrastructure.xlsx
BAU | India | IN_N | NEEPCO Limited (SPD) Rajasthan 100.0 | PWRSPVINDNO | Solar PV | Solar | 100 | 2025 | Pipeline | NEEPCO Limited (SPD) | India_Electricity_Infrastructure.xlsx
BAU | India | IN_N | NEEPCO Limited (SPD) Rajasthan 200.0 | PWRSPVINDNO | Solar PV | Solar | 200 | 2025 | Pipeline | NEEPCO Limited (SPD) | India_Electricity_Infrastructure.xlsx
BAU | India | IN_N | NHPC Limited Rajasthan 192.86 | PWRSPVINDNO | Solar PV | Solar | 192.86 | 2023 | Pipeline | NHPC Limited | India_Electricity_Infrastructure.xlsx
BAU | India | IN_N | NTPC Limited Rajasthan 78.0 | PWRSPVINDNO | Solar PV | Solar | 78 | 2025 | Pipeline | NTPC Limited | India_Electricity_Infrastructure.xlsx
BAU | India | IN_N | NTPC Limited Uttar Pradesh 20.0 | PWRSPVINDNO | Solar PV | Solar | 20 | 2025 | Pipeline | NTPC Limited | India_Electricity_Infrastructure.xlsx
BAU | India | IN_N | NTPC REL Rajasthan 250.0 | PWRSPVINDNO | Solar PV | Solar | 500 | 2026 | Pipeline | NTPC REL | India_Electricity_Infrastructure.xlsx
BAU | India | IN_N | NTPC REL Rajasthan 325.0 | PWRSPVINDNO | Solar PV | Solar | 650 | 2026 | Pipeline | NTPC REL | India_Electricity_Infrastructure.xlsx
BAU | India | IN_N | NTPC REL Rajasthan 500.0 | PWRSPVINDNO | Solar PV | Solar | 500 | 2025 | Pipeline | NTPC REL | India_Electricity_Infrastructure.xlsx
BAU | India | IN_N | NTPC Renewables Energy Limited Uttar Pradesh 600.0 | PWRSPVINDNO | Solar PV | Solar | 600 | 2026 | Pipeline | NTPC Renewables Energy Limited | India_Electricity_Infrastructure.xlsx
BAU | India | IN_N | NTPC Renewables Energy Limited Uttar Pradesh 800.0 | PWRSPVINDNO | Solar PV | Solar | 800 | 2026 | Pipeline | NTPC Renewables Energy Limited | India_Electricity_Infrastructure.xlsx
BAU | India | IN_N | Others Rajasthan 300.0 | PWRSPVINDNO | Solar PV | Solar | 600 | 2027 | Pipeline | Others | India_Electricity_Infrastructure.xlsx
BAU | India | IN_N | Proteus Energy Private Limited Rajasthan 217.0 | PWRSPVINDNO | Solar PV | Solar | 217 | 2026 | Pipeline | Proteus Energy Private Limited | India_Electricity_Infrastructure.xlsx
BAU | India | IN_N | Purvah Green Power Private Limited (Developer Company) Rajasthan 300.0 | PWRSPVINDNO | Solar PV | Solar | 900 | 2027 | Pipeline | Purvah Green Power Private Limited (Developer Company) | India_Electricity_Infrastructure.xlsx
BAU | India | IN_N | Radiant Star Solar Park Private Limited Rajasthan 300.0 | PWRSPVINDNO | Solar PV | Solar | 300 | 2026 | Pipeline | Radiant Star Solar Park Private Limited | India_Electricity_Infrastructure.xlsx
BAU | India | IN_N | ReNew Dinkar Jyoti Private Limited Rajasthan 100.0 | PWRSPVINDNO | Solar PV | Solar | 100 | 2025 | Pipeline | ReNew Dinkar Jyoti Private Limited | India_Electricity_Infrastructure.xlsx
BAU | India | IN_N | ReNew Dinkar Urja Private Limited Rajasthan 200.0 | PWRSPVINDNO | Solar PV | Solar | 200 | 2024 | Pipeline | ReNew Dinkar Urja Private Limited | India_Electricity_Infrastructure.xlsx
BAU | India | IN_N | ReNew Samir Shakti Private Limited Rajasthan 300.0 | PWRSPVINDNO | Solar PV | Solar | 300 | 2025 | Pipeline | ReNew Samir Shakti Private Limited | India_Electricity_Infrastructure.xlsx
BAU | India | IN_N | ReNew Solar (Shakti Five) Private Limited Rajasthan 400.0 | PWRSPVINDNO | Solar PV | Solar | 400 | 2025 | Pipeline | ReNew Solar (Shakti Five) Private Limited | India_Electricity_Infrastructure.xlsx
BAU | India | IN_N | ReNew Solar (Shakti Six) Private Limited (400+400) Rajasthan 400.0 | PWRSPVINDNO | Solar PV | Solar | 800 | 2029 | Pipeline | ReNew Solar (Shakti Six) Private Limited (400+400) | India_Electricity_Infrastructure.xlsx
BAU | India | IN_N | ReNew Solar (Shakti Six) Private Limited Rajasthan 1000.0 | PWRSPVINDNO | Solar PV | Solar | 1000 | 2026 | Pipeline | ReNew Solar (Shakti Six) Private Limited | India_Electricity_Infrastructure.xlsx
BAU | India | IN_N | ReNew Solar (Shakti Three) Private Limited Rajasthan 300.0 | PWRSPVINDNO | Solar PV | Solar | 300 | 2025 | Pipeline | ReNew Solar (Shakti Three) Private Limited | India_Electricity_Infrastructure.xlsx
BAU | India | IN_N | ReNew Solar Power P. Limited Rajasthan 200.0 | PWRSPVINDNO | Solar PV | Solar | 200 | 2030 | Pipeline | ReNew Solar Power P. Limited | India_Electricity_Infrastructure.xlsx
BAU | India | IN_N | ReNew Solar Power P. Limited Rajasthan 300.0 | PWRSPVINDNO | Solar PV | Solar | 600 | 2030 | Pipeline | ReNew Solar Power P. Limited | India_Electricity_Infrastructure.xlsx
BAU | India | IN_N | ReNew Solar Power P. Limited Rajasthan 400.0 | PWRSPVINDNO | Solar PV | Solar | 400 | 2027 | Pipeline | ReNew Solar Power P. Limited | India_Electricity_Infrastructure.xlsx
BAU | India | IN_N | ReNew Solar Power Private Limited (2 x 300) Rajasthan 300.0 | PWRSPVINDNO | Solar PV | Solar | 600 | 2026 | Pipeline | ReNew Solar Power Private Limited (2 x 300) | India_Electricity_Infrastructure.xlsx
BAU | India | IN_N | ReNew Solar Power Private Limited Rajasthan 100.0 | PWRSPVINDNO | Solar PV | Solar | 300 | 2030 | Pipeline | ReNew Solar Power Private Limited | India_Electricity_Infrastructure.xlsx
BAU | India | IN_N | ReNew Solar Power Private Limited Rajasthan 150.0 | PWRSPVINDNO | Solar PV | Solar | 300 | 2027 | Pipeline | ReNew Solar Power Private Limited | India_Electricity_Infrastructure.xlsx
BAU | India | IN_N | ReNew Solar Power Private Limited Rajasthan 200.0 | PWRSPVINDNO | Solar PV | Solar | 1000 | 2030 | Pipeline | ReNew Solar Power Private Limited | India_Electricity_Infrastructure.xlsx
BAU | India | IN_N | ReNew Solar Power Private Limited Rajasthan 250.0 | PWRSPVINDNO | Solar PV | Solar | 250 | 2030 | Pipeline | ReNew Solar Power Private Limited | India_Electricity_Infrastructure.xlsx
BAU | India | IN_N | ReNew Solar Power Private Limited Rajasthan 300.0 | PWRSPVINDNO | Solar PV | Solar | 3600 | 2027 | Pipeline | ReNew Solar Power Private Limited | India_Electricity_Infrastructure.xlsx
BAU | India | IN_N | ReNew Solar Power Private Limited Rajasthan 400.0 | PWRSPVINDNO | Solar PV | Solar | 400 | 2030 | Pipeline | ReNew Solar Power Private Limited | India_Electricity_Infrastructure.xlsx
BAU | India | IN_N | ReNew Solar Power Private Limited Rajasthan 70.0 | PWRSPVINDNO | Solar PV | Solar | 140 | 2027 | Pipeline | ReNew Solar Power Private Limited | India_Electricity_Infrastructure.xlsx
BAU | India | IN_N | ReNew Surya Jyoti Private Limited Rajasthan 210.0 | PWRSPVINDNO | Solar PV | Solar | 210 | 2025 | Pipeline | ReNew Surya Jyoti Private Limited | India_Electricity_Infrastructure.xlsx
BAU | India | IN_N | ReNew Surya Pratap Private Limited Rajasthan 210.0 | PWRSPVINDNO | Solar PV | Solar | 210 | 2025 | Pipeline | ReNew Surya Pratap Private Limited | India_Electricity_Infrastructure.xlsx
BAU | India | IN_N | Renew Sun Power Private Limited Rajasthan 300.0 | PWRSPVINDNO | Solar PV | Solar | 300 | 2026 | Pipeline | Renew Sun Power Private Limited | India_Electricity_Infrastructure.xlsx
BAU | India | IN_N | Resco Global Wind Services Private Limited Rajasthan 300.0 | PWRSPVINDNO | Solar PV | Solar | 300 | 2027 | Pipeline | Resco Global Wind Services Private Limited | India_Electricity_Infrastructure.xlsx
BAU | India | IN_N | Resco Global Wind Services Private Limited Rajasthan 76.0 | PWRSPVINDNO | Solar PV | Solar | 76 | 2035 | Pipeline | Resco Global Wind Services Private Limited | India_Electricity_Infrastructure.xlsx
BAU | India | IN_N | SJVN GREEN ENERGY LIMITED Himachal Pradesh 15.0 | PWRSPVINDNO | Solar PV | Solar | 15 | 2024 | Pipeline | SJVN GREEN ENERGY LIMITED | India_Electricity_Infrastructure.xlsx
BAU | India | IN_N | SJVN GREEN ENERGY LIMITED Punjab 100.0 | PWRSPVINDNO | Solar PV | Solar | 100 | 2025 | Pipeline | SJVN GREEN ENERGY LIMITED | India_Electricity_Infrastructure.xlsx
BAU | India | IN_N | SJVN GREEN ENERGY LIMITED Rajasthan 100.0 | PWRSPVINDNO | Solar PV | Solar | 100 | 2025 | Pipeline | SJVN GREEN ENERGY LIMITED | India_Electricity_Infrastructure.xlsx
BAU | India | IN_N | SJVN GREEN ENERGY LIMITED Rajasthan 370.1 | PWRSPVINDNO | Solar PV | Solar | 370.1 | 2025 | Pipeline | SJVN GREEN ENERGY LIMITED | India_Electricity_Infrastructure.xlsx
BAU | India | IN_N | SPV - Deshraj Solar Energy Private Limited Rajasthan 150.0 | PWRSPVINDNO | Solar PV | Solar | 150 | 2027 | Pipeline | SPV - Deshraj Solar Energy Private Limited | India_Electricity_Infrastructure.xlsx
BAU | India | IN_N | SPV - HRP Green Power Private Limited Rajasthan 300.0 | PWRSPVINDNO | Solar PV | Solar | 300 | 2026 | Pipeline | SPV - HRP Green Power Private Limited | India_Electricity_Infrastructure.xlsx
BAU | India | IN_N | SRIPL5, SRIPL8, SRIPL9 Rajasthan 200.0 | PWRSPVINDNO | Solar PV | Solar | 800 | 2026 | Pipeline | SRIPL5, SRIPL8, SRIPL9 | India_Electricity_Infrastructure.xlsx
BAU | India | IN_N | SRIPL5, SRIPL8, SRIPL9 Rajasthan 50.0 | PWRSPVINDNO | Solar PV | Solar | 100 | 2026 | Pipeline | SRIPL5, SRIPL8, SRIPL9 | India_Electricity_Infrastructure.xlsx
BAU | India | IN_N | Saimaa Solar Private Limited Rajasthan 150.0 | PWRSPVINDNO | Solar PV | Solar | 150 | 2026 | Pipeline | Saimaa Solar Private Limited | India_Electricity_Infrastructure.xlsx
BAU | India | IN_N | Shikhar Surya (One) Private Limited Rajasthan 300.0 | PWRSPVINDNO | Solar PV | Solar | 300 | 2025 | Pipeline | Shikhar Surya (One) Private Limited | India_Electricity_Infrastructure.xlsx
BAU | India | IN_N | Sone Solar Private Limited Punjab 40.0 | PWRSPVINDNO | Solar PV | Solar | 40 | 2025 | Pipeline | Sone Solar Private Limited | India_Electricity_Infrastructure.xlsx
BAU | India | IN_N | Sourya Manthan Renewable Energy Private Limited Rajasthan 100.0 | PWRSPVINDNO | Solar PV | Solar | 100 | 2026 | Pipeline | Sourya Manthan Renewable Energy Private Limited | India_Electricity_Infrastructure.xlsx
BAU | India | IN_N | Sprng Power Private Limited Rajasthan 250.0 | PWRSPVINDNO | Solar PV | Solar | 250 | 2026 | Pipeline | Sprng Power Private Limited | India_Electricity_Infrastructure.xlsx
BAU | India | IN_N | Sunbreeze Renewables Nine Private Limited Rajasthan 1000.0 | PWRSPVINDNO | Solar PV | Solar | 1000 | 2026 | Pipeline | Sunbreeze Renewables Nine Private Limited | India_Electricity_Infrastructure.xlsx
BAU | India | IN_N | Sunbreeze Renewables Nine Private Limited Rajasthan 400.0 | PWRSPVINDNO | Solar PV | Solar | 400 | 2026 | Pipeline | Sunbreeze Renewables Nine Private Limited | India_Electricity_Infrastructure.xlsx
BAU | India | IN_N | TEQ Green Power XIII Private Limited Rajasthan 120.0 | PWRSPVINDNO | Solar PV | Solar | 120 | 2035 | Pipeline | TEQ Green Power XIII Private Limited | India_Electricity_Infrastructure.xlsx
BAU | India | IN_N | TEQ Green Power XVI Private Limited Rajasthan 50.0 | PWRSPVINDNO | Solar PV | Solar | 50 | 2035 | Pipeline | TEQ Green Power XVI Private Limited | India_Electricity_Infrastructure.xlsx
BAU | India | IN_N | TP SAURYA LIMITED Rajasthan 300.0 | PWRSPVINDNO | Solar PV | Solar | 300 | 2024 | Pipeline | TP SAURYA LIMITED | India_Electricity_Infrastructure.xlsx
BAU | India | IN_N | Tejorupa Renewables India Project Private Limited Rajasthan 250.0 | PWRSPVINDNO | Solar PV | Solar | 250 | 2026 | Pipeline | Tejorupa Renewables India Project Private Limited | India_Electricity_Infrastructure.xlsx
BAU | India | IN_N | Tepsol Sun Sparkle Private Limited Rajasthan 300.0 | PWRSPVINDNO | Solar PV | Solar | 300 | 2026 | Pipeline | Tepsol Sun Sparkle Private Limited | India_Electricity_Infrastructure.xlsx
BAU | India | IN_N | Acme Renewtech Sixth Private Limited Gujarat, Andhra Pradesh & Rajasthan 250.0 | PWRSPVINDNO | Solar PV | Solar | 250 | 2035 | Pipeline | Acme Renewtech Sixth Private Limited | India_Electricity_Infrastructure.xlsx
BAU | India | IN_N | Adani Green Energy Twenty Five A Limited N.A. 250.0 | PWRSPVINDNO | Solar PV | Solar | 500 | 2035 | Pipeline | Adani Green Energy Twenty Five A Limited | India_Electricity_Infrastructure.xlsx
BAU | India | IN_N | Adani Green Energy Twenty Five B Limited N.A. 250.0 | PWRSPVINDNO | Solar PV | Solar | 1000 | 2035 | Pipeline | Adani Green Energy Twenty Five B Limited | India_Electricity_Infrastructure.xlsx
BAU | India | IN_N | Adani Green Energy Twenty Five B Limited N.A. 83.0 | PWRSPVINDNO | Solar PV | Solar | 83 | 2026 | Pipeline | Adani Green Energy Twenty Five B Limited | India_Electricity_Infrastructure.xlsx
BAU | India | IN_N | Adani Green Energy Twenty Five C Limited N.A. 250.0 | PWRSPVINDNO | Solar PV | Solar | 500 | 2025 | Pipeline | Adani Green Energy Twenty Five C Limited | India_Electricity_Infrastructure.xlsx
BAU | India | IN_N | Adani Green Energy Twenty Five Limited N.A. 250.0 | PWRSPVINDNO | Solar PV | Solar | 500 | 2035 | Pipeline | Adani Green Energy Twenty Five Limited | India_Electricity_Infrastructure.xlsx
BAU | India | IN_N | Adani Green Energy Twenty Four A Limited N.A. 250.0 | PWRSPVINDNO | Solar PV | Solar | 500 | 2035 | Pipeline | Adani Green Energy Twenty Four A Limited | India_Electricity_Infrastructure.xlsx
BAU | India | IN_N | Adani Green Energy Twenty Four B Limited N.A. 250.0 | PWRSPVINDNO | Solar PV | Solar | 500 | 2035 | Pipeline | Adani Green Energy Twenty Four B Limited | India_Electricity_Infrastructure.xlsx
BAU | India | IN_N | Adani Green Energy Twenty Four Limited N.A. 250.0 | PWRSPVINDNO | Solar PV | Solar | 500 | 2035 | Pipeline | Adani Green Energy Twenty Four Limited | India_Electricity_Infrastructure.xlsx
BAU | India | IN_N | Adani Green Energy Twenty Seven A Limited N.A. 250.0 | PWRSPVINDNO | Solar PV | Solar | 500 | 2026 | Pipeline | Adani Green Energy Twenty Seven A Limited | India_Electricity_Infrastructure.xlsx
BAU | India | IN_N | Adani Green Energy Twenty Six A Limited N.A. 167.0 | PWRSPVINDNO | Solar PV | Solar | 167 | 2025 | Pipeline | Adani Green Energy Twenty Six A Limited | India_Electricity_Infrastructure.xlsx
BAU | India | IN_N | Adani Green Energy Twenty Six A Limited N.A. 200.0 | PWRSPVINDNO | Solar PV | Solar | 200 | 2025 | Pipeline | Adani Green Energy Twenty Six A Limited | India_Electricity_Infrastructure.xlsx
BAU | India | IN_N | Adani Green Energy Twenty Six A Limited N.A. 234.0 | PWRSPVINDNO | Solar PV | Solar | 234 | 2035 | Pipeline | Adani Green Energy Twenty Six A Limited | India_Electricity_Infrastructure.xlsx
BAU | India | IN_N | Adani Green Energy Twenty Six A Limited N.A. 50.0 | PWRSPVINDNO | Solar PV | Solar | 100 | 2025 | Pipeline | Adani Green Energy Twenty Six A Limited | India_Electricity_Infrastructure.xlsx
BAU | India | IN_N | Adani Green Energy Twenty Six B Limited N.A. 134.0 | PWRSPVINDNO | Solar PV | Solar | 134 | 2026 | Pipeline | Adani Green Energy Twenty Six B Limited | India_Electricity_Infrastructure.xlsx
BAU | India | IN_N | Adani Green Energy Twenty Six B Limited N.A. 150.0 | PWRSPVINDNO | Solar PV | Solar | 150 | 2026 | Pipeline | Adani Green Energy Twenty Six B Limited | India_Electricity_Infrastructure.xlsx
BAU | India | IN_N | Adani Green Energy Twenty Six B Limited N.A. 167.0 | PWRSPVINDNO | Solar PV | Solar | 167 | 2026 | Pipeline | Adani Green Energy Twenty Six B Limited | India_Electricity_Infrastructure.xlsx
BAU | India | IN_N | Adani Green Energy Twenty Six B Limited N.A. 250.0 | PWRSPVINDNO | Solar PV | Solar | 250 | 2025 | Pipeline | Adani Green Energy Twenty Six B Limited | India_Electricity_Infrastructure.xlsx
BAU | India | IN_N | Adani Renewable Energy Fifty Five Limited N.A. 100.0 | PWRSPVINDNO | Solar PV | Solar | 100 | 2035 | Pipeline | Adani Renewable Energy Fifty Five Limited | India_Electricity_Infrastructure.xlsx
BAU | India | IN_N | Adani Renewable Energy Fifty Five Limited N.A. 250.0 | PWRSPVINDNO | Solar PV | Solar | 250 | 2035 | Pipeline | Adani Renewable Energy Fifty Five Limited | India_Electricity_Infrastructure.xlsx
BAU | India | IN_N | Adani Renewable Energy Fifty Five Limited N.A. 67.0 | PWRSPVINDNO | Solar PV | Solar | 67 | 2035 | Pipeline | Adani Renewable Energy Fifty Five Limited | India_Electricity_Infrastructure.xlsx
BAU | India | IN_N | Adani Renewable Energy Fifty Five Limited N.A. 99.0 | PWRSPVINDNO | Solar PV | Solar | 99 | 2035 | Pipeline | Adani Renewable Energy Fifty Five Limited | India_Electricity_Infrastructure.xlsx
BAU | India | IN_N | Adani Renewable Energy Fifty Seven Limited N.A. 100.0 | PWRSPVINDNO | Solar PV | Solar | 200 | 2035 | Pipeline | Adani Renewable Energy Fifty Seven Limited | India_Electricity_Infrastructure.xlsx
BAU | India | IN_N | Adani Renewable Energy Fifty Seven Limited N.A. 150.0 | PWRSPVINDNO | Solar PV | Solar | 300 | 2035 | Pipeline | Adani Renewable Energy Fifty Seven Limited | India_Electricity_Infrastructure.xlsx
BAU | India | IN_N | Adani Renewable Energy Fifty Seven Limited N.A. 200.0 | PWRSPVINDNO | Solar PV | Solar | 200 | 2035 | Pipeline | Adani Renewable Energy Fifty Seven Limited | India_Electricity_Infrastructure.xlsx
BAU | India | IN_N | Adani Renewable Energy Fifty Seven Limited N.A. 250.0 | PWRSPVINDNO | Solar PV | Solar | 500 | 2035 | Pipeline | Adani Renewable Energy Fifty Seven Limited | India_Electricity_Infrastructure.xlsx
BAU | India | IN_N | Adani Renewable Energy Fifty Six Limited N.A. 250.0 | PWRSPVINDNO | Solar PV | Solar | 500 | 2035 | Pipeline | Adani Renewable Energy Fifty Six Limited | India_Electricity_Infrastructure.xlsx
BAU | India | IN_N | Azure Power Fifty One Private Limited N.A. 100.0 | PWRSPVINDNO | Solar PV | Solar | 100 | 2027 | Pipeline | Azure Power Fifty One Private Limited | India_Electricity_Infrastructure.xlsx
BAU | India | IN_N | Azure Power Fifty One Private Limited N.A. 50.0 | PWRSPVINDNO | Solar PV | Solar | 100 | 2027 | Pipeline | Azure Power Fifty One Private Limited | India_Electricity_Infrastructure.xlsx
BAU | India | IN_N | Azure Power Fifty Two Private Limited N.A. 167.0 | PWRSPVINDNO | Solar PV | Solar | 167 | 2027 | Pipeline | Azure Power Fifty Two Private Limited | India_Electricity_Infrastructure.xlsx
BAU | India | IN_N | Azure Power Fifty Two Private Limited N.A. 333.0 | PWRSPVINDNO | Solar PV | Solar | 333 | 2027 | Pipeline | Azure Power Fifty Two Private Limited | India_Electricity_Infrastructure.xlsx
BAU | India | IN_N | Damodar Valley Corporation (DVC) Jharkand & West Bengal 10.0 | PWRSPVINDNO | Solar PV | Solar | 10 | 2026 | Pipeline | Damodar Valley Corporation (DVC) | India_Electricity_Infrastructure.xlsx
BAU | India | IN_N | Eden Renewable Bercy Private Limited N.A. 300.0 | PWRSPVINDNO | Solar PV | Solar | 300 | 2027 | Pipeline | Eden Renewable Bercy Private Limited | India_Electricity_Infrastructure.xlsx
BAU | India | IN_N | Gorbea Solar Private Limited N.A. 200.0 | PWRSPVINDNO | Solar PV | Solar | 200 | 2025 | Pipeline | Gorbea Solar Private Limited | India_Electricity_Infrastructure.xlsx
BAU | India | IN_N | Green Infra Renewable Projects Limited N.A. 298.0 | PWRSPVINDNO | Solar PV | Solar | 298 | 2027 | Pipeline | Green Infra Renewable Projects Limited | India_Electricity_Infrastructure.xlsx
BAU | India | IN_N | Green Valley Renewable Energy GVREL - A JV of DVC & NTPC Green Energy Limited Jharkand & West Bengal 310.0 | PWRSPVINDNO | Solar PV | Solar | 310 | 2025 | Pipeline | Green Valley Renewable Energy GVREL - A JV of DVC & NTPC Green Energy Limited | India_Electricity_Infrastructure.xlsx
BAU | India | IN_N | JSW Renew Energy Eleven Limited N.A. 700.0 | PWRSPVINDNO | Solar PV | Solar | 700 | 2026 | Pipeline | JSW Renew Energy Eleven Limited | India_Electricity_Infrastructure.xlsx
BAU | India | IN_N | Jakson Limited N.A. 50.0 | PWRSPVINDNO | Solar PV | Solar | 50 | 2027 | Pipeline | Jakson Limited | India_Electricity_Infrastructure.xlsx
BAU | India | IN_N | Juniper Green Energy Private Limited N.A. 300.0 | PWRSPVINDNO | Solar PV | Solar | 300 | 2028 | Pipeline | Juniper Green Energy Private Limited | India_Electricity_Infrastructure.xlsx
BAU | India | IN_N | MRS Green Energy Private Limited N.A. 100.0 | PWRSPVINDNO | Solar PV | Solar | 100 | 2026 | Pipeline | MRS Green Energy Private Limited | India_Electricity_Infrastructure.xlsx
BAU | India | IN_N | NTPC Renewable Energy Limited N.A. 250.0 | PWRSPVINDNO | Solar PV | Solar | 250 | 2027 | Pipeline | NTPC Renewable Energy Limited | India_Electricity_Infrastructure.xlsx
BAU | India | IN_N | NTPC Renewable Energy Limited N.A. 500.0 | PWRSPVINDNO | Solar PV | Solar | 500 | 2035 | Pipeline | NTPC Renewable Energy Limited | India_Electricity_Infrastructure.xlsx
BAU | India | IN_N | Pace Digitek Private Limited N.A. 100.0 | PWRSPVINDNO | Solar PV | Solar | 100 | 2026 | Pipeline | Pace Digitek Private Limited | India_Electricity_Infrastructure.xlsx
BAU | India | IN_N | Pavni (Raj) Solar Private Limited (erstwhile: AEW India North One Private Limited) N.A. 200.0 | PWRSPVINDNO | Solar PV | Solar | 200 | 2027 | Pipeline | Pavni (Raj) Solar Private Limited (erstwhile: AEW India North One Private Limited) | India_Electricity_Infrastructure.xlsx
BAU | India | IN_N | Project Nine Renewable Power Private Limited Rajasthan, Karnataka & Andhra Pradesh 300.0 | PWRSPVINDNO | Solar PV | Solar | 300 | 2026 | Pipeline | Project Nine Renewable Power Private Limited | India_Electricity_Infrastructure.xlsx
BAU | India | IN_N | Reliance NU Suntech Private Limited N.A. 930.0 | PWRSPVINDNO | Solar PV | Solar | 930 | 2027 | Pipeline | Reliance NU Suntech Private Limited | India_Electricity_Infrastructure.xlsx
BAU | India | IN_N | SAEL Industries Limited N.A. 250.0 | PWRSPVINDNO | Solar PV | Solar | 250 | 2027 | Pipeline | SAEL Industries Limited | India_Electricity_Infrastructure.xlsx
BAU | India | IN_N | SAEL SOLAR MHP1 Private Limited N.A. 300.0 | PWRSPVINDNO | Solar PV | Solar | 300 | 2025 | Pipeline | SAEL SOLAR MHP1 Private Limited | India_Electricity_Infrastructure.xlsx
BAU | India | IN_N | SAEL SOLAR MHP2 Private Limited N.A. 300.0 | PWRSPVINDNO | Solar PV | Solar | 300 | 2025 | Pipeline | SAEL SOLAR MHP2 Private Limited | India_Electricity_Infrastructure.xlsx
BAU | India | IN_N | SJVN GREEN ENERGY LIMITED Punjab & Himachal Pradesh 18.0 | PWRSPVINDNO | Solar PV | Solar | 18 | 2025 | Pipeline | SJVN GREEN ENERGY LIMITED | India_Electricity_Infrastructure.xlsx
BAU | India | IN_N | Sembcorp Green Infra Private Limited N.A. 150.0 | PWRSPVINDNO | Solar PV | Solar | 150 | 2027 | Pipeline | Sembcorp Green Infra Private Limited | India_Electricity_Infrastructure.xlsx
BAU | India | IN_N | Sunsure Solarpark Fourteen Private Limited N.A. 300.0 | PWRSPVINDNO | Solar PV | Solar | 300 | 2027 | Pipeline | Sunsure Solarpark Fourteen Private Limited | India_Electricity_Infrastructure.xlsx
BAU | India | IN_N | The Singareni Collieries Company Limited N.A. 76.0 | PWRSPVINDNO | Solar PV | Solar | 76 | 2027 | Pipeline | The Singareni Collieries Company Limited | India_Electricity_Infrastructure.xlsx
BAU | India | IN_S | Bhavanapadu Thermal Power Plant Phase I | PWRCOAINDSO | Coal Power Plant | Coal | 1320 | 2035 | Pipeline | East Coast Energy Ltd. | India_Electricity_Infrastructure.xlsx
BAU | India | IN_S | Ennore SEZ Expansion SCTPP | PWRCOAINDSO | Coal Power Plant | Coal | 1320 | 2026 | Pipeline | Tamil Nadu Generation & Distribution Corp. Ltd. (TANGEDCO) | India_Electricity_Infrastructure.xlsx
BAU | India | IN_S | North Chennai TPS | PWRCOAINDSO | Coal Power Plant | Coal | 800 | 2025 | Pipeline | Tamil Nadu Generation & Distribution Corp. Ltd. (TANGEDCO) | India_Electricity_Infrastructure.xlsx
BAU | India | IN_S | Singareni TPP | PWRCOAINDSO | Coal Power Plant | Coal | 800 | 2028 | Pipeline | The Singareni Collieries Co. Ltd. | India_Electricity_Infrastructure.xlsx
BAU | India | IN_S | Tuticorin (P) TPP | PWRCOAINDSO | Coal Power Plant | Coal | 660 | 2035 | Pipeline | Ind Barath Power Infra Limited (IBPIL) | India_Electricity_Infrastructure.xlsx
BAU | India | IN_S | Udangudi Power Station | PWRCOAINDSO | Coal Power Plant | Coal | 1320 | 2026 | Pipeline | Tamil Nadu Generation & Distribution Corp. Ltd. (TANGEDCO) | India_Electricity_Infrastructure.xlsx
BAU | India | IN_S | Yadadri Thermal Power Station | PWRCOAINDSO | Coal Power Plant | Coal | 2400 | 2025 | Pipeline | Telangana State Power Generation Corp. Ltd. (TSGENCO) | India_Electricity_Infrastructure.xlsx
BAU | India | IN_S | Chitravathi Pumped Storage Project | PWRHYDINDSO | Hydropower | Hydro | 500 | 2026 | Pipeline | Adani Renewable Energy Forty-Two Limited | India_Electricity_Infrastructure.xlsx
BAU | India | IN_S | Gandikota Pumped Storage Project | PWRHYDINDSO | Hydropower | Hydro | 1000 | 2029 | Pipeline | Adani Renewable Energy Fifty-One Limited | India_Electricity_Infrastructure.xlsx
BAU | India | IN_S | Kundah Pumped Storage Phase-I, II & III | PWRHYDINDSO | Hydropower | Hydro | 500 | 2026 | Pipeline | Tamil Nadu Generation & Distribution Co. Limited (TANGEDCO) | India_Electricity_Infrastructure.xlsx
BAU | India | IN_S | Lower Sileru (Extension) Hydroelectric Power Project | PWRHYDINDSO | Hydropower | Hydro | 230 | 2026 | Pipeline | Andhra Pradesh Power Generation Corporation Limited (APGENCO) | India_Electricity_Infrastructure.xlsx
BAU | India | IN_S | Mankulam Hydro Power Project | PWRHYDINDSO | Hydropower | Hydro | 40 | 2027 | Pipeline | Kerala State Electricity Board (KSEB) | India_Electricity_Infrastructure.xlsx
BAU | India | IN_S | Polavaram Hydro Power Project | PWRHYDINDSO | Hydropower | Hydro | 960 | 2028 | Pipeline | Andhra Pradesh Power Generation Corporation Limited (APGENCO) | India_Electricity_Infrastructure.xlsx
BAU | India | IN_S | Saundatti Pumped Storage Project | PWRHYDINDSO | Hydropower | Hydro | 1600 | 2027 | Pipeline | Greenko KA01 IREP Private Limited | India_Electricity_Infrastructure.xlsx
BAU | India | IN_S | Sharavathy Pumped Storage Project | PWRHYDINDSO | Hydropower | Hydro | 2000 | 2029 | Pipeline | Karnataka Power Corporation Limited (KPCL) | India_Electricity_Infrastructure.xlsx
BAU | India | IN_S | Upper Sileru Pumped Storage Project | PWRHYDINDSO | Hydropower | Hydro | 1350 | 2029 | Pipeline | Andhra Pradesh Power Generation Corporation Limited (APGENCO) | India_Electricity_Infrastructure.xlsx
BAU | India | IN_S | BHAVINI PFBR Atomic Power Station | PWRURNINDSO | Nuclear Power Plant | Nuclear | 500 | 2024 | Pipeline | Bharatiya Nabhikiya Vidyut Nigam Limited | India_Electricity_Infrastructure.xlsx
BAU | India | IN_S | Kudankulam Atomic Power Project | PWRURNINDSO | Nuclear Power Plant | Nuclear | 4000 | 2025 | Pipeline | Nuclear Power Corporation of India | India_Electricity_Infrastructure.xlsx
BAU | India | IN_S | ACME Hybrid Urja Private Limited Karnataka 280.0 | PWRSPVINDSO | Solar PV | Solar | 280 | 2027 | Pipeline | ACME Hybrid Urja Private Limited | India_Electricity_Infrastructure.xlsx
BAU | India | IN_S | ACME Omega Urja Private Limited Karnataka 300.0 | PWRSPVINDSO | Solar PV | Solar | 300 | 2035 | Pipeline | ACME Omega Urja Private Limited | India_Electricity_Infrastructure.xlsx
BAU | India | IN_S | ACME Platinum Urja Private Limited Karnataka 350.0 | PWRSPVINDSO | Solar PV | Solar | 350 | 2027 | Pipeline | ACME Platinum Urja Private Limited | India_Electricity_Infrastructure.xlsx
BAU | India | IN_S | APSPCL - a JV of NREDCAP, APGENCO & SECI Andhra Pradesh 100.0 | PWRSPVINDSO | Solar PV | Solar | 100 | 2025 | Pipeline | APSPCL - a JV of NREDCAP, APGENCO & SECI | India_Electricity_Infrastructure.xlsx
BAU | India | IN_S | APSPCL - a JV of NREDCAP, APGENCO & SECI Andhra Pradesh 750.0 | PWRSPVINDSO | Solar PV | Solar | 750 | 2026 | Pipeline | APSPCL - a JV of NREDCAP, APGENCO & SECI | India_Electricity_Infrastructure.xlsx
BAU | India | IN_S | Ayana Kadapa Renewable Power Private Limited Andhra Pradesh 250.0 | PWRSPVINDSO | Solar PV | Solar | 250 | 2026 | Pipeline | Ayana Kadapa Renewable Power Private Limited | India_Electricity_Infrastructure.xlsx
BAU | India | IN_S | Clean Renewable Energy Hybrid Eight Private Limited (SPV of Hero Solar Energy Private Limited) Karnataka 250.0 | PWRSPVINDSO | Solar PV | Solar | 250 | 2026 | Pipeline | Clean Renewable Energy Hybrid Eight Private Limited (SPV of Hero Solar Energy Private Limited) | India_Electricity_Infrastructure.xlsx
BAU | India | IN_S | INGEL Tamil Nadu 200.0 | PWRSPVINDSO | Solar PV | Solar | 200 | 2027 | Pipeline | INGEL | India_Electricity_Infrastructure.xlsx
BAU | India | IN_S | IRCON RENEWABLE POWER LIMITED Karnataka 100.0 | PWRSPVINDSO | Solar PV | Solar | 100 | 2026 | Pipeline | IRCON RENEWABLE POWER LIMITED | India_Electricity_Infrastructure.xlsx
BAU | India | IN_S | NHPC Limited Andhra Pradesh 100.0 | PWRSPVINDSO | Solar PV | Solar | 100 | 2023 | Pipeline | NHPC Limited | India_Electricity_Infrastructure.xlsx
BAU | India | IN_S | NHPC Limited Kerala 50.0 | PWRSPVINDSO | Solar PV | Solar | 50 | 2026 | Pipeline | NHPC Limited | India_Electricity_Infrastructure.xlsx
BAU | India | IN_S | NTPC Limited Telangana 176.0 | PWRSPVINDSO | Solar PV | Solar | 176 | 2025 | Pipeline | NTPC Limited | India_Electricity_Infrastructure.xlsx
BAU | India | IN_S | Purvah Green Power Private Limited (Developer Company) Andhra Pradesh 300.0 | PWRSPVINDSO | Solar PV | Solar | 900 | 2035 | Pipeline | Purvah Green Power Private Limited (Developer Company) | India_Electricity_Infrastructure.xlsx
BAU | India | IN_S | Purvah Green Power Private Limited (Developer Company) Karnataka 300.0 | PWRSPVINDSO | Solar PV | Solar | 300 | 2028 | Pipeline | Purvah Green Power Private Limited (Developer Company) | India_Electricity_Infrastructure.xlsx
BAU | India | IN_S | Reliance Jio Infocomm Limited Karnataka 25.0 | PWRSPVINDSO | Solar PV | Solar | 25 | 2025 | Pipeline | Reliance Jio Infocomm Limited | India_Electricity_Infrastructure.xlsx
BAU | India | IN_S | SECI Andhra Pradesh 300.0 | PWRSPVINDSO | Solar PV | Solar | 300 | 2026 | Pipeline | SECI | India_Electricity_Infrastructure.xlsx
BAU | India | IN_S | Sprng Soura Kiran Private Limited Andhra Pradesh 250.0 | PWRSPVINDSO | Solar PV | Solar | 250 | 2020 | Pipeline | Sprng Soura Kiran Private Limited | India_Electricity_Infrastructure.xlsx
BAU | India | IN_S | TEQ Green Power XVI Private Limited Karnataka 70.0 | PWRSPVINDSO | Solar PV | Solar | 70 | 2035 | Pipeline | TEQ Green Power XVI Private Limited | India_Electricity_Infrastructure.xlsx
BAU | India | IN_S | Tata Power Renewable Energy Limited Karnataka 170.0 | PWRSPVINDSO | Solar PV | Solar | 170 | 2024 | Pipeline | Tata Power Renewable Energy Limited | India_Electricity_Infrastructure.xlsx
BAU | India | IN_S | Tata Power Renewable Energy Limited Karnataka 200.0 | PWRSPVINDSO | Solar PV | Solar | 200 | 2026 | Pipeline | Tata Power Renewable Energy Limited | India_Electricity_Infrastructure.xlsx
BAU | India | IN_S | Tata Power Renewable Energy Limited Karnataka 202.5 | PWRSPVINDSO | Solar PV | Solar | 202.5 | 2025 | Pipeline | Tata Power Renewable Energy Limited | India_Electricity_Infrastructure.xlsx
BAU | India | IN_S | Tata Power Renewable Energy Limited Karnataka 300.0 | PWRSPVINDSO | Solar PV | Solar | 300 | 2025 | Pipeline | Tata Power Renewable Energy Limited | India_Electricity_Infrastructure.xlsx
BAU | India | IN_S | Tata Power Renewable Energy Limited Karnataka 400.0 | PWRSPVINDSO | Solar PV | Solar | 400 | 2025 | Pipeline | Tata Power Renewable Energy Limited | India_Electricity_Infrastructure.xlsx
BAU | India | IN_W | Akaltara TPS | PWRCOAINDWE | Coal Power Plant | Coal | 1800 | 2013 | Pipeline | JSW Energy Ltd. | India_Electricity_Infrastructure.xlsx
BAU | India | IN_W | Amaravati TPS | PWRCOAINDWE | Coal Power Plant | Coal | 1350 | 2035 | Pipeline | Indiabulls Realtech Ltd. | India_Electricity_Infrastructure.xlsx
BAU | India | IN_W | Avantha Bhandar TPS | PWRCOAINDWE | Coal Power Plant | Coal | 1600 | 2028 | Pipeline | Adani Power Co. Ltd. (APL) | India_Electricity_Infrastructure.xlsx
BAU | India | IN_W | Bijora Ghanmukh TPP | PWRCOAINDWE | Coal Power Plant | Coal | 600 | 2035 | Pipeline | Jinbhuvish Power Generation Pvt. Ltd. | India_Electricity_Infrastructure.xlsx
BAU | India | IN_W | Binjkote TPP | PWRCOAINDWE | Coal Power Plant | Coal | 600 | 2014 | Pipeline | SKS Power Generation Ltd. | India_Electricity_Infrastructure.xlsx
BAU | India | IN_W | Deveri TPP/ Visa Thermal Power Plant | PWRCOAINDWE | Coal Power Plant | Coal | 600 | 2035 | Pipeline | Visa Power Ltd. | India_Electricity_Infrastructure.xlsx
BAU | India | IN_W | Gadarwara STPS | PWRCOAINDWE | Coal Power Plant | Coal | 1600 | 2025 | Pipeline | NTPC Ltd. | India_Electricity_Infrastructure.xlsx
BAU | India | IN_W | Gorgi Thermal Power Project | PWRCOAINDWE | Coal Power Plant | Coal | 660 | 2035 | Pipeline | DB Power Ltd. | India_Electricity_Infrastructure.xlsx
BAU | India | IN_W | Koradi TPS | PWRCOAINDWE | Coal Power Plant | Coal | 1320 | 2029 | Pipeline | Maharashtra State Power Generation Co. Ltd. | India_Electricity_Infrastructure.xlsx
BAU | India | IN_W | Korba West or Hasdeo TPS | PWRCOAINDWE | Coal Power Plant | Coal | 1320 | 2029 | Pipeline | Chhattisgarh State Power Generation Co. Ltd. | India_Electricity_Infrastructure.xlsx
BAU | India | IN_W | Lanco Vidarbha TPP | PWRCOAINDWE | Coal Power Plant | Coal | 1320 | 2035 | Pipeline | LVP Pvt. Ltd. | India_Electricity_Infrastructure.xlsx
BAU | India | IN_W | Lara STPS | PWRCOAINDWE | Coal Power Plant | Coal | 1600 | 2027 | Pipeline | NTPC Ltd. | India_Electricity_Infrastructure.xlsx
BAU | India | IN_W | Mahan TPP | PWRCOAINDWE | Coal Power Plant | Coal | 3200 | 2026 | Pipeline | Essar Power M.P. Limited (ESSARPMPL) | India_Electricity_Infrastructure.xlsx
BAU | India | IN_W | Nasik RattanIndia or Nasik (P) TPS | PWRCOAINDWE | Coal Power Plant | Coal | 1350 | 2035 | Pipeline | Rattanindia Power Limited | India_Electricity_Infrastructure.xlsx
BAU | India | IN_W | Pathadi TPP | PWRCOAINDWE | Coal Power Plant | Coal | 1320 | 2012 | Pipeline | Adani Power Co. Ltd. (APL) | India_Electricity_Infrastructure.xlsx
BAU | India | IN_W | Raikheda TPP | PWRCOAINDWE | Coal Power Plant | Coal | 1600 | 2028 | Pipeline | Adani Power Co. Ltd. (APL) | India_Electricity_Infrastructure.xlsx
BAU | India | IN_W | Salora TPP | PWRCOAINDWE | Coal Power Plant | Coal | 135 | 2035 | Pipeline | Vandana Vidyut Ltd. | India_Electricity_Infrastructure.xlsx
BAU | India | IN_W | Singhitarai TPP | PWRCOAINDWE | Coal Power Plant | Coal | 600 | 2015 | Pipeline | Vedanta Ltd. | India_Electricity_Infrastructure.xlsx
BAU | India | IN_W | Sipat STPS | PWRCOAINDWE | Coal Power Plant | Coal | 800 | 2029 | Pipeline | NTPC Ltd. | India_Electricity_Infrastructure.xlsx
BAU | India | IN_W | Ukai TPS | PWRCOAINDWE | Coal Power Plant | Coal | 800 | 2029 | Pipeline | Gujarat State Energy Corp. Ltd. | India_Electricity_Infrastructure.xlsx
BAU | India | IN_W | Bhavali Pumped Storage Project | PWRHYDINDWE | Hydropower | Hydro | 1500 | 2028 | Pipeline | JSW Energy PSP Two Limited | India_Electricity_Infrastructure.xlsx
BAU | India | IN_W | Bhivpuri Pumped Storage Project | PWRHYDINDWE | Hydropower | Hydro | 1000 | 2028 | Pipeline | Tata Power Company Limited | India_Electricity_Infrastructure.xlsx
BAU | India | IN_W | Koyna Left Bank PSS Hydro Power Project | PWRHYDINDWE | Hydropower | Hydro | 80 | 2035 | Pipeline | Water Resource Department, Government of Maharashtra | India_Electricity_Infrastructure.xlsx
BAU | India | IN_W | MP30 Gandhi Sagar Pumped Storage Project | PWRHYDINDWE | Hydropower | Hydro | 1920 | 2026 | Pipeline | Greenko MP01 IREP Private Limited | India_Electricity_Infrastructure.xlsx
BAU | India | IN_W | Maheshwar Hydro Power Project | PWRHYDINDWE | Hydropower | Hydro | 400 | 2035 | Pipeline | Shree Maheshwar Hydel Power Corporation Limited (SMHPCL) | India_Electricity_Infrastructure.xlsx
BAU | India | IN_W | ADANI RENEWABLE ENERGY EIGHT LIMITED Gujarat 115.0 | PWRSPVINDWE | Solar PV | Solar | 115 | 2026 | Pipeline | ADANI RENEWABLE ENERGY EIGHT LIMITED | India_Electricity_Infrastructure.xlsx
BAU | India | IN_W | Adani Renewable Energy Holding Four Limited Gujarat 500.0 | PWRSPVINDWE | Solar PV | Solar | 500 | 2024 | Pipeline | Adani Renewable Energy Holding Four Limited | India_Electricity_Infrastructure.xlsx
BAU | India | IN_W | Adani Renewable Energy Holding Four Limited Gujarat 750.0 | PWRSPVINDWE | Solar PV | Solar | 750 | 2026 | Pipeline | Adani Renewable Energy Holding Four Limited | India_Electricity_Infrastructure.xlsx
BAU | India | IN_W | Amplus Kaveri Solar Private Limited Maharashtra 100.0 | PWRSPVINDWE | Solar PV | Solar | 100 | 2025 | Pipeline | Amplus Kaveri Solar Private Limited | India_Electricity_Infrastructure.xlsx
BAU | India | IN_W | Asnen Solar Private Limited Madhya Pradesh 200.0 | PWRSPVINDWE | Solar PV | Solar | 200 | 2027 | Pipeline | Asnen Solar Private Limited | India_Electricity_Infrastructure.xlsx
BAU | India | IN_W | Avaada GJGreen Private Limited Gujarat 300.0 | PWRSPVINDWE | Solar PV | Solar | 300 | 2026 | Pipeline | Avaada GJGreen Private Limited | India_Electricity_Infrastructure.xlsx
BAU | India | IN_W | Avaada GJSolar Private Limited Gujarat 200.0 | PWRSPVINDWE | Solar PV | Solar | 200 | 2026 | Pipeline | Avaada GJSolar Private Limited | India_Electricity_Infrastructure.xlsx
BAU | India | IN_W | Avaada GJSustainable Private Limited [Lakadiya-SECI] Gujarat 200.0 | PWRSPVINDWE | Solar PV | Solar | 200 | 2025 | Pipeline | Avaada GJSustainable Private Limited [Lakadiya-SECI] | India_Electricity_Infrastructure.xlsx
BAU | India | IN_W | Avaada InClean Private Limited Gujarat 300.0 | PWRSPVINDWE | Solar PV | Solar | 300 | 2025 | Pipeline | Avaada InClean Private Limited | India_Electricity_Infrastructure.xlsx
BAU | India | IN_W | Avaada KNClean Private Limited Madhya Pradesh 700.0 | PWRSPVINDWE | Solar PV | Solar | 700 | 2027 | Pipeline | Avaada KNClean Private Limited | India_Electricity_Infrastructure.xlsx
BAU | India | IN_W | Avaada KNClean Private Limited Madhya Pradesh 900.0 | PWRSPVINDWE | Solar PV | Solar | 900 | 2027 | Pipeline | Avaada KNClean Private Limited | India_Electricity_Infrastructure.xlsx
BAU | India | IN_W | Avaada MHRenewable1 Private Limited Maharashtra 500.0 | PWRSPVINDWE | Solar PV | Solar | 500 | 2026 | Pipeline | Avaada MHRenewable1 Private Limited | India_Electricity_Infrastructure.xlsx
BAU | India | IN_W | Avaada MPSolar Private Limited Madhya Pradesh 500.0 | PWRSPVINDWE | Solar PV | Solar | 500 | 2027 | Pipeline | Avaada MPSolar Private Limited | India_Electricity_Infrastructure.xlsx
BAU | India | IN_W | Avaada MPSustainable Private Limited Madhya Pradesh 750.0 | PWRSPVINDWE | Solar PV | Solar | 750 | 2026 | Pipeline | Avaada MPSustainable Private Limited | India_Electricity_Infrastructure.xlsx
BAU | India | IN_W | Avaada SunEnergy Private Limited Maharashtra 400.0 | PWRSPVINDWE | Solar PV | Solar | 400 | 2026 | Pipeline | Avaada SunEnergy Private Limited | India_Electricity_Infrastructure.xlsx
BAU | India | IN_W | Avaada Sustainable Urja Private Limited Maharashtra 73.0 | PWRSPVINDWE | Solar PV | Solar | 73 | 2026 | Pipeline | Avaada Sustainable Urja Private Limited | India_Electricity_Infrastructure.xlsx
BAU | India | IN_W | Clean Renewable Energy Hybrid Eleven Private Limited(SPV of Hero Solar Energy Private Limited) Gujarat 270.0 | PWRSPVINDWE | Solar PV | Solar | 270 | 2027 | Pipeline | Clean Renewable Energy Hybrid Eleven Private Limited(SPV of Hero Solar Energy Private Limited) | India_Electricity_Infrastructure.xlsx
BAU | India | IN_W | Ctrls Datacenters Limited Maharashtra 50.0 | PWRSPVINDWE | Solar PV | Solar | 50 | 2025 | Pipeline | Ctrls Datacenters Limited | India_Electricity_Infrastructure.xlsx
BAU | India | IN_W | Femund Solar Private Limited Gujarat 150.0 | PWRSPVINDWE | Solar PV | Solar | 150 | 2027 | Pipeline | Femund Solar Private Limited | India_Electricity_Infrastructure.xlsx
BAU | India | IN_W | GSECL Gujarat 1200.0 | PWRSPVINDWE | Solar PV | Solar | 1200 | 2025 | Pipeline | GSECL | India_Electricity_Infrastructure.xlsx
BAU | India | IN_W | GSECL Gujarat 3325.0 | PWRSPVINDWE | Solar PV | Solar | 3325 | 2026 | Pipeline | GSECL | India_Electricity_Infrastructure.xlsx
BAU | India | IN_W | GSECL Gujarat 600.0 | PWRSPVINDWE | Solar PV | Solar | 600 | 2025 | Pipeline | GSECL | India_Electricity_Infrastructure.xlsx
BAU | India | IN_W | GSECL Gujarat 700.0 | PWRSPVINDWE | Solar PV | Solar | 700 | 2027 | Pipeline | GSECL | India_Electricity_Infrastructure.xlsx
BAU | India | IN_W | HR Sabarmati Private Limited Gujarat 158.0 | PWRSPVINDWE | Solar PV | Solar | 158 | 2023 | Pipeline | HR Sabarmati Private Limited | India_Electricity_Infrastructure.xlsx
BAU | India | IN_W | HR Sabarmati Private Limited Gujarat 52.0 | PWRSPVINDWE | Solar PV | Solar | 52 | 2022 | Pipeline | HR Sabarmati Private Limited | India_Electricity_Infrastructure.xlsx
BAU | India | IN_W | INGEL Gujarat 600.0 | PWRSPVINDWE | Solar PV | Solar | 600 | 2025 | Pipeline | INGEL | India_Electricity_Infrastructure.xlsx
BAU | India | IN_W | Juniper Green Energy Private Limited Gujarat 150.0 | PWRSPVINDWE | Solar PV | Solar | 150 | 2028 | Pipeline | Juniper Green Energy Private Limited | India_Electricity_Infrastructure.xlsx
BAU | India | IN_W | Juniper Green Energy Private Limited Gujarat 200.0 | PWRSPVINDWE | Solar PV | Solar | 200 | 2029 | Pipeline | Juniper Green Energy Private Limited | India_Electricity_Infrastructure.xlsx
BAU | India | IN_W | Juniper Green Energy Private Limited Gujarat 600.0 | PWRSPVINDWE | Solar PV | Solar | 600 | 2028 | Pipeline | Juniper Green Energy Private Limited | India_Electricity_Infrastructure.xlsx
BAU | India | IN_W | Juniper Green Energy Private Limited Maharashtra 350.0 | PWRSPVINDWE | Solar PV | Solar | 350 | 2028 | Pipeline | Juniper Green Energy Private Limited | India_Electricity_Infrastructure.xlsx
BAU | India | IN_W | Juniper Green Energy Private Limited Maharashtra 50.0 | PWRSPVINDWE | Solar PV | Solar | 50 | 2028 | Pipeline | Juniper Green Energy Private Limited | India_Electricity_Infrastructure.xlsx
BAU | India | IN_W | Juniper Green Gem Private Limited Maharashtra 100.0 | PWRSPVINDWE | Solar PV | Solar | 100 | 2028 | Pipeline | Juniper Green Gem Private Limited | India_Electricity_Infrastructure.xlsx
BAU | India | IN_W | Juniper Green Gem Private Limited Maharashtra 200.0 | PWRSPVINDWE | Solar PV | Solar | 200 | 2028 | Pipeline | Juniper Green Gem Private Limited | India_Electricity_Infrastructure.xlsx
BAU | India | IN_W | MSKVY Eleventh Solar Private Limited Maharashtra 183.0 | PWRSPVINDWE | Solar PV | Solar | 183 | 2025 | Pipeline | MSKVY Eleventh Solar Private Limited | India_Electricity_Infrastructure.xlsx
BAU | India | IN_W | MSKVY Fifth Solar Private Limited Maharashtra 103.0 | PWRSPVINDWE | Solar PV | Solar | 103 | 2025 | Pipeline | MSKVY Fifth Solar Private Limited | India_Electricity_Infrastructure.xlsx
BAU | India | IN_W | MSKVY First Kusum Private Limited Maharashtra 185.0 | PWRSPVINDWE | Solar PV | Solar | 185 | 2025 | Pipeline | MSKVY First Kusum Private Limited | India_Electricity_Infrastructure.xlsx
BAU | India | IN_W | MSKVY Tenth Solar Private Limited Maharashtra 154.0 | PWRSPVINDWE | Solar PV | Solar | 154 | 2025 | Pipeline | MSKVY Tenth Solar Private Limited | India_Electricity_Infrastructure.xlsx
BAU | India | IN_W | MSKVY Twentieth Solar Private Limited Maharashtra 129.0 | PWRSPVINDWE | Solar PV | Solar | 129 | 2025 | Pipeline | MSKVY Twentieth Solar Private Limited | India_Electricity_Infrastructure.xlsx
BAU | India | IN_W | Maharashtra State Electricity Generating Co. Limited - MAHAGENCO Maharashtra 250.0 | PWRSPVINDWE | Solar PV | Solar | 250 | 2026 | Pipeline | Maharashtra State Electricity Generating Co. Limited - MAHAGENCO | India_Electricity_Infrastructure.xlsx
BAU | India | IN_W | Malaren Solar Private Limited Gujarat 150.0 | PWRSPVINDWE | Solar PV | Solar | 150 | 2026 | Pipeline | Malaren Solar Private Limited | India_Electricity_Infrastructure.xlsx
BAU | India | IN_W | NHPC Limited Gujarat 200.0 | PWRSPVINDWE | Solar PV | Solar | 400 | 2025 | Pipeline | NHPC Limited | India_Electricity_Infrastructure.xlsx
BAU | India | IN_W | NHPC Limited Gujarat 600.0 | PWRSPVINDWE | Solar PV | Solar | 600 | 2026 | Pipeline | NHPC Limited | India_Electricity_Infrastructure.xlsx
BAU | India | IN_W | NTPC Limited Chhattisgarh 26.0 | PWRSPVINDWE | Solar PV | Solar | 26 | 2025 | Pipeline | NTPC Limited | India_Electricity_Infrastructure.xlsx
BAU | India | IN_W | NTPC Limited Madhya Pradesh 20.0 | PWRSPVINDWE | Solar PV | Solar | 20 | 2026 | Pipeline | NTPC Limited | India_Electricity_Infrastructure.xlsx
BAU | India | IN_W | NTPC Limited Maharashtra 13.0 | PWRSPVINDWE | Solar PV | Solar | 13 | 2025 | Pipeline | NTPC Limited | India_Electricity_Infrastructure.xlsx
BAU | India | IN_W | NTPC REL Gujarat 1200.0 | PWRSPVINDWE | Solar PV | Solar | 2400 | 2024 | Pipeline | NTPC REL | India_Electricity_Infrastructure.xlsx
BAU | India | IN_W | NTPC REL Gujarat 137.0 | PWRSPVINDWE | Solar PV | Solar | 137 | 2022 | Pipeline | NTPC REL | India_Electricity_Infrastructure.xlsx
BAU | India | IN_W | NTPC REL Gujarat 200.0 | PWRSPVINDWE | Solar PV | Solar | 200 | 2025 | Pipeline | NTPC REL | India_Electricity_Infrastructure.xlsx
BAU | India | IN_W | NTPC REL Gujarat 225.0 | PWRSPVINDWE | Solar PV | Solar | 225 | 2026 | Pipeline | NTPC REL | India_Electricity_Infrastructure.xlsx
BAU | India | IN_W | NTPC REL Gujarat 245.0 | PWRSPVINDWE | Solar PV | Solar | 245 | 2026 | Pipeline | NTPC REL | India_Electricity_Infrastructure.xlsx
BAU | India | IN_W | NTPC REL Gujarat 275.0 | PWRSPVINDWE | Solar PV | Solar | 550 | 2026 | Pipeline | NTPC REL | India_Electricity_Infrastructure.xlsx
BAU | India | IN_W | NTPC REL Gujarat 721.0 | PWRSPVINDWE | Solar PV | Solar | 721 | 2024 | Pipeline | NTPC REL | India_Electricity_Infrastructure.xlsx
BAU | India | IN_W | Ortusun Renewables Maharashtra 20.0 | PWRSPVINDWE | Solar PV | Solar | 20 | 2025 | Pipeline | Ortusun Renewables | India_Electricity_Infrastructure.xlsx
BAU | India | IN_W | Purvah Green Power Private Limited(Developer Company) Gujarat 300.0 | PWRSPVINDWE | Solar PV | Solar | 300 | 2028 | Pipeline | Purvah Green Power Private Limited(Developer Company) | India_Electricity_Infrastructure.xlsx
BAU | India | IN_W | RDS Solar Park Private Limited Gujarat 350.0 | PWRSPVINDWE | Solar PV | Solar | 350 | 2026 | Pipeline | RDS Solar Park Private Limited | India_Electricity_Infrastructure.xlsx
BAU | India | IN_W | ReNew Solar (Shakti Eight) Private Limited Gujarat 100.0 | PWRSPVINDWE | Solar PV | Solar | 100 | 2026 | Pipeline | ReNew Solar (Shakti Eight) Private Limited | India_Electricity_Infrastructure.xlsx
BAU | India | IN_W | ReNew Solar (Shakti Eight) Private Limited Gujarat 200.0 | PWRSPVINDWE | Solar PV | Solar | 200 | 2026 | Pipeline | ReNew Solar (Shakti Eight) Private Limited | India_Electricity_Infrastructure.xlsx
BAU | India | IN_W | ReNew Solar Power Private Limited Gujarat 100.0 | PWRSPVINDWE | Solar PV | Solar | 400 | 2028 | Pipeline | ReNew Solar Power Private Limited | India_Electricity_Infrastructure.xlsx
BAU | India | IN_W | ReNew Solar Power Private Limited Gujarat 200.0 | PWRSPVINDWE | Solar PV | Solar | 400 | 2028 | Pipeline | ReNew Solar Power Private Limited | India_Electricity_Infrastructure.xlsx
BAU | India | IN_W | ReNew Solar Power Private Limited Gujarat 300.0 | PWRSPVINDWE | Solar PV | Solar | 1200 | 2027 | Pipeline | ReNew Solar Power Private Limited | India_Electricity_Infrastructure.xlsx
BAU | India | IN_W | ReNew Solar Power Private Limited Madhya Pradesh 200.0 | PWRSPVINDWE | Solar PV | Solar | 200 | 2027 | Pipeline | ReNew Solar Power Private Limited | India_Electricity_Infrastructure.xlsx
BAU | India | IN_W | ReNew Solar Power Private Limited Maharashtra 100.0 | PWRSPVINDWE | Solar PV | Solar | 100 | 2025 | Pipeline | ReNew Solar Power Private Limited | India_Electricity_Infrastructure.xlsx
BAU | India | IN_W | Reliance New Energy Maharashtra 93.0 | PWRSPVINDWE | Solar PV | Solar | 93 | 2035 | Pipeline | Reliance New Energy | India_Electricity_Infrastructure.xlsx
BAU | India | IN_W | Resco Global Wind Services Private Limited Gujarat 100.0 | PWRSPVINDWE | Solar PV | Solar | 100 | 2027 | Pipeline | Resco Global Wind Services Private Limited | India_Electricity_Infrastructure.xlsx
BAU | India | IN_W | Resco Global Wind Services Private Limited Gujarat 500.0 | PWRSPVINDWE | Solar PV | Solar | 500 | 2027 | Pipeline | Resco Global Wind Services Private Limited | India_Electricity_Infrastructure.xlsx
BAU | India | IN_W | Resco Global Wind Services Private Limited Madhya Pradesh 200.0 | PWRSPVINDWE | Solar PV | Solar | 200 | 2026 | Pipeline | Resco Global Wind Services Private Limited | India_Electricity_Infrastructure.xlsx
BAU | India | IN_W | Resco Global Wind Services Private Limited Madhya Pradesh 240.0 | PWRSPVINDWE | Solar PV | Solar | 240 | 2035 | Pipeline | Resco Global Wind Services Private Limited | India_Electricity_Infrastructure.xlsx
BAU | India | IN_W | Rewa Ultra Mega Solar Limited RUMSL- a JV of MPUVN and SECI Madhya Pradesh 170.0 | PWRSPVINDWE | Solar PV | Solar | 170 | 2025 | Pipeline | Rewa Ultra Mega Solar Limited RUMSL- a JV of MPUVN and SECI | India_Electricity_Infrastructure.xlsx
BAU | India | IN_W | SJVN GREEN ENERGY LIMITED Gujarat 100.0 | PWRSPVINDWE | Solar PV | Solar | 100 | 2025 | Pipeline | SJVN GREEN ENERGY LIMITED | India_Electricity_Infrastructure.xlsx
BAU | India | IN_W | SJVN GREEN ENERGY LIMITED Gujarat 200.0 | PWRSPVINDWE | Solar PV | Solar | 200 | 2025 | Pipeline | SJVN GREEN ENERGY LIMITED | India_Electricity_Infrastructure.xlsx
BAU | India | IN_W | SJVN GREEN ENERGY LIMITED Gujarat 260.0 | PWRSPVINDWE | Solar PV | Solar | 260 | 2025 | Pipeline | SJVN GREEN ENERGY LIMITED | India_Electricity_Infrastructure.xlsx
BAU | India | IN_W | SJVN GREEN ENERGY LIMITED Gujarat 70.0 | PWRSPVINDWE | Solar PV | Solar | 70 | 2025 | Pipeline | SJVN GREEN ENERGY LIMITED | India_Electricity_Infrastructure.xlsx
BAU | India | IN_W | SPV Maharashtra 1.3 | PWRSPVINDWE | Solar PV | Solar | 1.3 | 2022 | Pipeline | SPV | India_Electricity_Infrastructure.xlsx
BAU | India | IN_W | Skadar Solar Private Limited Maharashtra 200.0 | PWRSPVINDWE | Solar PV | Solar | 200 | 2026 | Pipeline | Skadar Solar Private Limited | India_Electricity_Infrastructure.xlsx
BAU | India | IN_W | Sprng Green Power Private Limited Gujarat 300.0 | PWRSPVINDWE | Solar PV | Solar | 300 | 2024 | Pipeline | Sprng Green Power Private Limited | India_Electricity_Infrastructure.xlsx
BAU | India | IN_W | Sprng Power Earth Private Limited Gujarat 250.0 | PWRSPVINDWE | Solar PV | Solar | 250 | 2026 | Pipeline | Sprng Power Earth Private Limited | India_Electricity_Infrastructure.xlsx
BAU | India | IN_W | Tata Power Renewable Energy Limited Maharashtra 270.0 | PWRSPVINDWE | Solar PV | Solar | 270 | 2024 | Pipeline | Tata Power Renewable Energy Limited | India_Electricity_Infrastructure.xlsx
BAU | India | IN_W | Teq Green Power Private Limited Gujarat 200.0 | PWRSPVINDWE | Solar PV | Solar | 200 | 2035 | Pipeline | Teq Green Power Private Limited | India_Electricity_Infrastructure.xlsx
BAU | Nepal | NP | Middle Bhotekoshi HEP | PWRHYDNPLXX | Hydropower | Hydro | 102 | 2025 | Under Construction / Ready for operation | Middle Bhotekoshi Jalbidhyut Company Ltd. (NEA sub.) | Nepal_Electricity_Infrastructure.xlsx
BAU | Nepal | NP | Upper Trishuli 3B HEP | PWRHYDNPLXX | Hydropower | Hydro | 37 | 2025 | Under Construction | Trishuli Jal Vidhyut Company Ltd. (NEA sub.) | Nepal_Electricity_Infrastructure.xlsx
BAU | Nepal | NP | Tanahun HEP | PWRHYDNPLXX | Hydropower | Hydro | 140 | 2025 | Under Construction | Tanahun Hydropower Ltd. (NEA sub.) | Nepal_Electricity_Infrastructure.xlsx
BAU | Nepal | NP | Rahughat HEP | PWRHYDNPLXX | Hydropower | Hydro | 40 | 2025 | Under Construction | Raghuganga Hydropower Ltd. (NEA sub.) | Nepal_Electricity_Infrastructure.xlsx
BAU | Nepal | NP | Tamakoshi-V HEP | PWRHYDNPLXX | Hydropower | Hydro | 94.8 | 2025 | Under Construction | Tamakoshi Jalvidyut Company Ltd. (NEA sub.) | Nepal_Electricity_Infrastructure.xlsx
BAU | Nepal | NP | Upper Modi 'A' HEP | PWRHYDNPLXX | Hydropower | Hydro | 42 | 2026 | Under Construction | Modi Jalvidhyut Company Ltd. (NEA sub.) | Nepal_Electricity_Infrastructure.xlsx
BAU | Nepal | NP | Upper Modi HEP | PWRHYDNPLXX | Hydropower | Hydro | 18.2 | 2026 | Under Construction | Modi Jalvidhyut Company Ltd. (NEA sub.) | Nepal_Electricity_Infrastructure.xlsx
BAU | Nepal | NP | Kulekhani III HEP | PWRHYDNPLXX | Hydropower | Hydro | 14 | 2020 | Operational (completed ~2020) | NEA | Nepal_Electricity_Infrastructure.xlsx
BAU | Nepal | NP | Upper Trishuli 3A HEP | PWRHYDNPLXX | Hydropower | Hydro | 60 | 2019 | Operational | NEA | Nepal_Electricity_Infrastructure.xlsx
BAU | Nepal | NP | Budi Gandaki HEP | PWRHYDNPLXX | Hydropower | Hydro | 1 |  | NEA / GoN | Storage (dam) | Nepal_Electricity_Infrastructure.xlsx
BAU | Nepal | NP | Chainpur HEP | PWRHYDNPLXX | Hydropower | Hydro | 210 |  | Under development | CSJVCL (Chilime subsidiary) | Nepal_Electricity_Infrastructure.xlsx
BAU | Nepal | NP | Rolwaling HEP | PWRHYDNPLXX | Hydropower | Hydro | 22 | 2025 | Under Construction | IPP | Nepal_Electricity_Infrastructure.xlsx
BAU | Nepal | NP | Tamakoshi V HEP (Tamkoshi Khola) | PWRHYDNPLXX | Hydropower | Hydro | 99.8 | 2025 | Under Construction | Tamakoshi Jal Vidhyut Company Ltd. (TJVCL) | Nepal_Electricity_Infrastructure.xlsx
BAU | Nepal | NP | Upper Modi (UMAHEP) | PWRHYDNPLXX | Hydropower | Hydro | 42 | 2026 | Under Construction | NEA subsidiary | Nepal_Electricity_Infrastructure.xlsx
BAU | Nepal | NP | Upper Modi (UMHEP) | PWRHYDNPLXX | Hydropower | Hydro | 18.2 | 2026 | Under Construction | NEA subsidiary | Nepal_Electricity_Infrastructure.xlsx
BAU | Nepal | NP | Solar Plants (63 projects via competitive bidding) | PWRSPVNPLXX | Solar PV | Solar PV | 960 | 2025 | Awarded/Under development | Various IPPs | Nepal_Electricity_Infrastructure.xlsx
BAU | Nepal | NP | Rahughat HEP | PWRHYDNPLXX | Hydropower | Hydro | 40 | 2024 | Under Construction | NEA/Subsidiary | Nepal_Electricity_Infrastructure.xlsx
BAU | Nepal | NP | Upper Trishuli 3A | PWRHYDNPLXX | Hydropower | Hydro | 60 | 2019 | Under Construction (2019) → Operational | NEA | Nepal_Electricity_Infrastructure.xlsx
BAU | Nepal | NP | Khani Khola-1 HEP | PWRHYDNPLXX | Hydropower | Hydro | 40 |  | Under Construction | Greenlife Energy Pvt. Ltd. | Nepal_Electricity_Infrastructure.xlsx
BAU | Nepal | NP | Baleph A HEP | PWRHYDNPLXX | Hydropower | Hydro | 22.14 |  | Under Construction | Moonlight Hydropower Pvt. Ltd. | Nepal_Electricity_Infrastructure.xlsx
BAU | Nepal | NP | Khani Khola (Dolakha) HEP | PWRHYDNPLXX | Hydropower | Hydro | 30 |  | Under Construction | Sasha Engineering Hydropower (P) Ltd. | Nepal_Electricity_Infrastructure.xlsx
BAU | Nepal | NP | Lower Irkhuwa HEP | PWRHYDNPLXX | Hydropower | Hydro | 13.04 |  | Under Construction | Lower Irkhuwa Hydropower Co. Pvt. Ltd. | Nepal_Electricity_Infrastructure.xlsx
BAU | Nepal | NP | Badi Gad HEP | PWRHYDNPLXX | Hydropower | Hydro | 6.6 |  | Under Construction | Water and Energy Nepal Pvt. Ltd. | Nepal_Electricity_Infrastructure.xlsx
BAU | Nepal | NP | Rawa Khola HEP | PWRHYDNPLXX | Hydropower | Hydro | 6.5 |  | Under Construction | Dudhkoshi Power Company Pvt. Ltd. | Nepal_Electricity_Infrastructure.xlsx
BAU | Nepal | NP | Phalankhu Khola HEP | PWRHYDNPLXX | Hydropower | Hydro | 13.7 |  | Under Construction | Betrawoti Hydropower Company (P) Ltd. | Nepal_Electricity_Infrastructure.xlsx
BAU | Nepal | NP | Upper Tadi HEP | PWRHYDNPLXX | Hydropower | Hydro | 11 |  | Under Construction | Suryakunda Hydroelectric Pvt. Ltd. | Nepal_Electricity_Infrastructure.xlsx
BAU | Nepal | NP | Upper Mailung A HEP | PWRHYDNPLXX | Hydropower | Hydro | 6.42 |  | Under Construction | Energy Engineering Pvt. Ltd. | Nepal_Electricity_Infrastructure.xlsx
BAU | Nepal | NP | Tadi Khola HEP | PWRHYDNPLXX | Hydropower | Hydro | 5 |  | Under Construction | Hira Ratna Hydropower P. Ltd. | Nepal_Electricity_Infrastructure.xlsx
BAU | Nepal | NP | Middle Midim HEP | PWRHYDNPLXX | Hydropower | Hydro | 4.8 |  | Under Construction | Madhya Midim Jalbidhyut Company P. Ltd. | Nepal_Electricity_Infrastructure.xlsx
BAU | Nepal | NP | Khorounga Khola HEP | PWRHYDNPLXX | Hydropower | Hydro | 4.8 |  | Under Construction | Reliable Hydropower Co. Pvt. Ltd. | Nepal_Electricity_Infrastructure.xlsx
BAU | Sri Lanka | LK | Sobadhanavi NG Combined Cycle (1st CCY GT) | PWRNGSLKAXX | Natural Gas CC/OC | Natural Gas | 235 | 2025 | Under construction / advanced | CEB / IPP | SriLanka_Electricity_Infrastructure.xlsx
BAU | Sri Lanka | LK | Solar PV (grid-scale, various zones) | PWRSPVLKAXX | Solar PV | Solar | 200 | 2025 | Planned | IPPs | SriLanka_Electricity_Infrastructure.xlsx
BAU | Sri Lanka | LK | Wind (various) | PWRWONLKAXX | Wind Power | Wind | 10 | 2025 | Planned | IPPs | SriLanka_Electricity_Infrastructure.xlsx
BAU | Sri Lanka | LK | Mini Hydro (various) | PWRHYDLKAXX | Hydropower | Mini Hydro | 10 | 2025 | Planned | IPPs | SriLanka_Electricity_Infrastructure.xlsx
BAU | Sri Lanka | LK | Biomass (various) | PWRBIOLKAXX | Biomass Power | Biomass | 10 | 2025 | Planned | IPPs | SriLanka_Electricity_Infrastructure.xlsx
BAU | Sri Lanka | LK | BESS (Kollonawa, 1st utility-scale) | PWRSDSLKAXX |  | Storage (BESS) | 5 | 2025 | Funding secured | CEB | SriLanka_Electricity_Infrastructure.xlsx
BAU | Sri Lanka | LK | Sobadhanavi NG CCY Steam Turbine (1st CCY ST) | PWRNGSLKAXX | Natural Gas CC/OC | Natural Gas | 115 | 2026 | Planned | CEB / IPP | SriLanka_Electricity_Infrastructure.xlsx
BAU | Sri Lanka | LK | 2nd NG CCY GT | PWRNGSLKAXX | Natural Gas CC/OC | Natural Gas | 235 | 2026 | Planned | CEB / IPP | SriLanka_Electricity_Infrastructure.xlsx
BAU | Sri Lanka | LK | Solar PV (grid-scale) | PWRSPVLKAXX | Solar PV | Solar | 370 | 2026 | Planned | IPPs | SriLanka_Electricity_Infrastructure.xlsx
BAU | Sri Lanka | LK | Wind (various) | PWRWONLKAXX | Wind Power | Wind | 90 | 2026 | Planned | IPPs | SriLanka_Electricity_Infrastructure.xlsx
BAU | Sri Lanka | LK | Mini Hydro (various) | PWRHYDLKAXX | Hydropower | Mini Hydro | 10 | 2026 | Planned | IPPs | SriLanka_Electricity_Infrastructure.xlsx
BAU | Sri Lanka | LK | Biomass (various) | PWRBIOLKAXX | Biomass Power | Biomass | 15 | 2026 | Planned | IPPs | SriLanka_Electricity_Infrastructure.xlsx
BAU | Sri Lanka | LK | BESS Kollonawa (100 MW / 100 MWh) | PWRSDSLKAXX |  | Storage (BESS) | 100 | 2026 | Funding secured | CEB | SriLanka_Electricity_Infrastructure.xlsx
BAU | Sri Lanka | LK | Sapugaskanda A extension (life ext.) | PWROILLKAXX | Oil/Diesel Power | Oil | 68 | 2026 | Planned | CEB | SriLanka_Electricity_Infrastructure.xlsx
BAU | Sri Lanka | LK | Sapugaskanda B extension | PWROILLKAXX | Oil/Diesel Power | Oil | 72 | 2026 | Planned | CEB | SriLanka_Electricity_Infrastructure.xlsx
BAU | Sri Lanka | LK | Barge Plant extension | PWROILLKAXX | Oil/Diesel Power | Oil | 62 | 2026 | Planned | CEB | SriLanka_Electricity_Infrastructure.xlsx
BAU | Sri Lanka | LK | Kelanitissa GT-07 RETIREMENT | PWROILLKAXX | Oil/Diesel Power | Oil (RETIREMENT) | -115 | 2026 | Planned | CEB | SriLanka_Electricity_Infrastructure.xlsx
BAU | Sri Lanka | LK | 2nd NG CCY Steam Turbine | PWRNGSLKAXX | Natural Gas CC/OC | Natural Gas | 115 | 2027 | Planned | CEB / IPP | SriLanka_Electricity_Infrastructure.xlsx
BAU | Sri Lanka | LK | Solar PV (grid-scale) | PWRSPVLKAXX | Solar PV | Solar | 400 | 2027 | Planned | IPPs | SriLanka_Electricity_Infrastructure.xlsx
BAU | Sri Lanka | LK | Wind (various) | PWRWONLKAXX | Wind Power | Wind | 260 | 2027 | Planned | IPPs | SriLanka_Electricity_Infrastructure.xlsx
BAU | Sri Lanka | LK | Mini Hydro | PWRHYDLKAXX | Hydropower | Mini Hydro | 10 | 2027 | Planned | IPPs | SriLanka_Electricity_Infrastructure.xlsx
BAU | Sri Lanka | LK | Biomass | PWRBIOLKAXX | Biomass Power | Biomass | 20 | 2027 | Planned | IPPs | SriLanka_Electricity_Infrastructure.xlsx
BAU | Sri Lanka | LK | NG Internal Combustion Engine (200 MW) | PWRNGSLKAXX | Natural Gas CC/OC | Natural Gas | 200 | 2028 | Planned | CEB / IPP | SriLanka_Electricity_Infrastructure.xlsx
BAU | Sri Lanka | LK | Solar PV (grid-scale) | PWRSPVLKAXX | Solar PV | Solar | 450 | 2028 | Planned | IPPs | SriLanka_Electricity_Infrastructure.xlsx
BAU | Sri Lanka | LK | Wind (various) | PWRWONLKAXX | Wind Power | Wind | 200 | 2028 | Planned | IPPs | SriLanka_Electricity_Infrastructure.xlsx
BAU | Sri Lanka | LK | Mini Hydro | PWRHYDLKAXX | Hydropower | Mini Hydro | 20 | 2028 | Planned | IPPs | SriLanka_Electricity_Infrastructure.xlsx
BAU | Sri Lanka | LK | Biomass | PWRBIOLKAXX | Biomass Power | Biomass | 20 | 2028 | Planned | IPPs | SriLanka_Electricity_Infrastructure.xlsx
BAU | Sri Lanka | LK | BESS Southern Region (100 MW / 400 MWh) | PWRSDSLKAXX |  | Storage (BESS) | 100 | 2028 | Financial arrangement needed | CEB | SriLanka_Electricity_Infrastructure.xlsx
BAU | Sri Lanka | LK | Solar PV (grid-scale) | PWRSPVLKAXX | Solar PV | Solar | 450 | 2029 | Planned | IPPs | SriLanka_Electricity_Infrastructure.xlsx
BAU | Sri Lanka | LK | Wind (various) | PWRWONLKAXX | Wind Power | Wind | 150 | 2029 | Planned | IPPs | SriLanka_Electricity_Infrastructure.xlsx
BAU | Sri Lanka | LK | Mini Hydro | PWRHYDLKAXX | Hydropower | Mini Hydro | 20 | 2029 | Planned | IPPs | SriLanka_Electricity_Infrastructure.xlsx
BAU | Sri Lanka | LK | Biomass | PWRBIOLKAXX | Biomass Power | Biomass | 20 | 2029 | Planned | IPPs | SriLanka_Electricity_Infrastructure.xlsx
BAU | Sri Lanka | LK | BESS (100 MW / 400 MWh, 3rd unit) | PWRSDSLKAXX |  | Storage (BESS) | 100 | 2029 | Financial arrangement needed | CEB | SriLanka_Electricity_Infrastructure.xlsx
BAU | Sri Lanka | LK | Kelanitissa New GT (gas turbine) | PWRNGSLKAXX | Natural Gas CC/OC | Natural Gas | 130 | 2030 | Planned | CEB | SriLanka_Electricity_Infrastructure.xlsx
BAU | Sri Lanka | LK | Solar PV (grid-scale) | PWRSPVLKAXX | Solar PV | Solar | 450 | 2030 | Planned | IPPs | SriLanka_Electricity_Infrastructure.xlsx
BAU | Sri Lanka | LK | Wind (various) | PWRWONLKAXX | Wind Power | Wind | 150 | 2030 | Planned | IPPs | SriLanka_Electricity_Infrastructure.xlsx
BAU | Sri Lanka | LK | Mini Hydro | PWRHYDLKAXX | Hydropower | Mini Hydro | 20 | 2030 | Planned | IPPs | SriLanka_Electricity_Infrastructure.xlsx
BAU | Sri Lanka | LK | Biomass | PWRBIOLKAXX | Biomass Power | Biomass | 20 | 2030 | Planned | IPPs | SriLanka_Electricity_Infrastructure.xlsx
BAU | Sri Lanka | LK | BESS Western (50 MW / 50 MWh) | PWRSDSLKAXX |  | Storage (BESS) | 50 | 2030 | Financial arrangement needed | CEB | SriLanka_Electricity_Infrastructure.xlsx
BAU | Sri Lanka | LK | NG Gas Turbine (100 MW) | PWRNGSLKAXX | Natural Gas CC/OC | Natural Gas | 100 | 2031 | Planned | CEB / IPP | SriLanka_Electricity_Infrastructure.xlsx
BAU | Sri Lanka | LK | Solar PV (grid-scale) | PWRSPVLKAXX | Solar PV | Solar | 350 | 2031 | Planned | IPPs | SriLanka_Electricity_Infrastructure.xlsx
BAU | Sri Lanka | LK | Wind (various) | PWRWONLKAXX | Wind Power | Wind | 100 | 2031 | Planned | IPPs | SriLanka_Electricity_Infrastructure.xlsx
BAU | Sri Lanka | LK | Mini Hydro | PWRHYDLKAXX | Hydropower | Mini Hydro | 20 | 2031 | Planned | IPPs | SriLanka_Electricity_Infrastructure.xlsx
BAU | Sri Lanka | LK | Biomass | PWRBIOLKAXX | Biomass Power | Biomass | 20 | 2031 | Planned | IPPs | SriLanka_Electricity_Infrastructure.xlsx
BAU | Sri Lanka | LK | BESS (100 MW / 400 MWh, 5th unit) | PWRSDSLKAXX |  | Storage (BESS) | 100 | 2031 | Financial arrangement needed | CEB | SriLanka_Electricity_Infrastructure.xlsx
BAU | Sri Lanka | LK | Sapugaskanda A RETIREMENT | PWROILLKAXX | Oil/Diesel Power | Oil (RETIREMENT) | -68 | 2031 | Planned | CEB | SriLanka_Electricity_Infrastructure.xlsx
BAU | Sri Lanka | LK | Sapugaskanda B RETIREMENT | PWROILLKAXX | Oil/Diesel Power | Oil (RETIREMENT) | -72 | 2031 | Planned | CEB | SriLanka_Electricity_Infrastructure.xlsx
BAU | Sri Lanka | LK | Barge Plant RETIREMENT | PWROILLKAXX | Oil/Diesel Power | Oil (RETIREMENT) | -62 | 2031 | Planned | CEB | SriLanka_Electricity_Infrastructure.xlsx
BAU | Sri Lanka | LK | Solar PV (grid-scale) | PWRSPVLKAXX | Solar PV | Solar | 350 | 2032 | Planned | IPPs | SriLanka_Electricity_Infrastructure.xlsx
BAU | Sri Lanka | LK | Wind (various) | PWRWONLKAXX | Wind Power | Wind | 100 | 2032 | Planned | IPPs | SriLanka_Electricity_Infrastructure.xlsx
BAU | Sri Lanka | LK | BESS (200 MW / 800 MWh) | PWRSDSLKAXX |  | Storage (BESS) | 200 | 2032 | Financial arrangement needed | CEB | SriLanka_Electricity_Infrastructure.xlsx
BAU | Sri Lanka | LK | KCCP1 (Kelanitissa CCY-1) RETIREMENT | PWROILLKAXX | Oil/Diesel Power | Oil (RETIREMENT) | -165 | 2033 | Planned | CEB | SriLanka_Electricity_Infrastructure.xlsx
BAU | Sri Lanka | LK | KCCP2 (Kelanitissa CCY-2) RETIREMENT | PWROILLKAXX | Oil/Diesel Power | Oil (RETIREMENT) | -163 | 2033 | Planned | CEB | SriLanka_Electricity_Infrastructure.xlsx
BAU | Sri Lanka | LK | Uthuru Janani RETIREMENT | PWROILLKAXX | Oil/Diesel Power | Oil (RETIREMENT) | -26.7 | 2033 | Planned | CEB | SriLanka_Electricity_Infrastructure.xlsx
BAU | Sri Lanka | LK | Maha Oya Pumped Storage Power Plant (PSPP) | PWRHYDLKAXX | Hydropower | Pumped Hydro Storage | 600 | 2034 | NPD approval & EIA submitted | CEB | SriLanka_Electricity_Infrastructure.xlsx
BAU | Sri Lanka | LK | Solar PV (grid-scale) | PWRSPVLKAXX | Solar PV | Solar | 350 | 2034 | Planned | IPPs | SriLanka_Electricity_Infrastructure.xlsx
BAU | Sri Lanka | LK | Wind (various) | PWRWONLKAXX | Wind Power | Wind | 100 | 2034 | Planned | IPPs | SriLanka_Electricity_Infrastructure.xlsx
BAU | Sri Lanka | LK | NG/H2 Gas Turbine (300 MW) | PWRNGSLKAXX | Natural Gas CC/OC | Natural Gas / Hydrogen | 300 | 2035 | Planned | CEB / IPP | SriLanka_Electricity_Infrastructure.xlsx
BAU | Sri Lanka | LK | Solar PV (grid-scale) | PWRSPVLKAXX | Solar PV | Solar | 350 | 2035 | Planned | IPPs | SriLanka_Electricity_Infrastructure.xlsx
BAU | Sri Lanka | LK | Wind (various) | PWRWONLKAXX | Wind Power | Wind | 100 | 2035 | Planned | IPPs | SriLanka_Electricity_Infrastructure.xlsx
BAU | Sri Lanka | LK | Westcoast CCY RETIREMENT | PWRNGSLKAXX | Natural Gas CC/OC | Oil/Gas (RETIREMENT) | -300 | 2035 | Planned | CEB / IPP | SriLanka_Electricity_Infrastructure.xlsx
BAU | Sri Lanka | LK | NG/H2 GT additions (2036) | PWRNGSLKAXX | Natural Gas CC/OC | Natural Gas / Hydrogen | 200 | 2036 | Planned | CEB / IPP | SriLanka_Electricity_Infrastructure.xlsx
BAU | Sri Lanka | LK | NG/H2 GT (2037) | PWRNGSLKAXX | Natural Gas CC/OC | Natural Gas / Hydrogen | 200 | 2037 | Planned | CEB / IPP | SriLanka_Electricity_Infrastructure.xlsx
BAU | Sri Lanka | LK | Solar PV 2036–2037 | PWRSPVLKAXX | Solar PV | Solar | 350 | 2036 | Planned | IPPs | SriLanka_Electricity_Infrastructure.xlsx
BAU | Sri Lanka | LK | NG/H2 IC Engine (200 MW, 2038) | PWRNGSLKAXX | Natural Gas CC/OC | Natural Gas / Hydrogen | 200 | 2038 | Planned | CEB / IPP | SriLanka_Electricity_Infrastructure.xlsx
BAU | Sri Lanka | LK | Solar PV 2038 | PWRSPVLKAXX | Solar PV | Solar | 400 | 2038 | Planned | IPPs | SriLanka_Electricity_Infrastructure.xlsx
BAU | Sri Lanka | LK | Wind 2038 | PWRWONLKAXX | Wind Power | Wind | 100 | 2038 | Planned | IPPs | SriLanka_Electricity_Infrastructure.xlsx
BAU | Sri Lanka | LK | India–Sri Lanka HVDC Interconnection (500 MW) | TRNINDSOLKAXX |  | Import (India) | 500 | 2039 | Under study | CEB / India (Govt-to-Govt) | SriLanka_Electricity_Infrastructure.xlsx
BAU | Sri Lanka | LK | NG/H2 GT (200 MW, 2039) | PWRNGSLKAXX | Natural Gas CC/OC | Natural Gas / Hydrogen | 200 | 2039 | Planned | CEB / IPP | SriLanka_Electricity_Infrastructure.xlsx
BAU | Sri Lanka | LK | Solar PV 2039–2043 | PWRSPVLKAXX | Solar PV | Solar | 400 | 2039 | Planned | IPPs | SriLanka_Electricity_Infrastructure.xlsx
BAU | Sri Lanka | LK | Wind 2039–2042 | PWRWONLKAXX | Wind Power | Wind | 100 | 2039 | Planned | IPPs | SriLanka_Electricity_Infrastructure.xlsx
BAU | Sri Lanka | LK | NG/H2 GT additions 2040–2043 | PWRNGSLKAXX | Natural Gas CC/OC | Natural Gas / Hydrogen | 200 | 2040 | Planned | CEB / IPP | SriLanka_Electricity_Infrastructure.xlsx
BAU | Sri Lanka | LK | Offshore Wind (500 MW) | PWRWONLKAXX | Wind Power | Wind (Offshore) | 500 | 2043 | Planned | IPP / CEB | SriLanka_Electricity_Infrastructure.xlsx
BAU | Sri Lanka | LK | Nuclear Power Plant (600 MW) | PWRURNLKAXX | Nuclear Power Plant | Nuclear | 600 | 2044 | Long-term plan | CEB / State | SriLanka_Electricity_Infrastructure.xlsx
BAU | Sri Lanka | LK | NG/H2 GT (200 MW, 2044) | PWRNGSLKAXX | Natural Gas CC/OC | Natural Gas / Hydrogen | 200 | 2044 | Planned | CEB / IPP | SriLanka_Electricity_Infrastructure.xlsx
BAU | Sri Lanka | LK | Solar PV 2044 | PWRSPVLKAXX | Solar PV | Solar | 450 | 2044 | Planned | IPPs | SriLanka_Electricity_Infrastructure.xlsx
BAU | Sri Lanka | LK | BESS (50 MW / 200 MWh, 2044) | PWRSDSLKAXX |  | Storage (BESS) | 50 | 2044 | Planned | CEB | SriLanka_Electricity_Infrastructure.xlsx
BAU | Sri Lanka | LK | Lakvijaya Units 2 & 3 RETIREMENT | PWRCOALKAXX | Coal Power Plant | Coal (RETIREMENT) | -600 | 2044 | Planned | CEB | SriLanka_Electricity_Infrastructure.xlsx
BAU | Sri Lanka | LK | Siyambalanduwa Solar (100 MW) | PWRSPVLKAXX | Solar PV | Solar | 100 | 2026 | Planned / tender | IPP | SriLanka_Electricity_Infrastructure.xlsx
BAU | Sri Lanka | LK | Ridiyagama Solar (100 MW, floating/ground) | PWRSPVLKAXX | Solar PV | Solar (floating/ground) | 100 | 2029 | Planned | IPP | SriLanka_Electricity_Infrastructure.xlsx
BAU | Sri Lanka | LK | Valaichenai Solar (100 MW) | PWRSPVLKAXX | Solar PV | Solar | 100 | 2027 | Planned | IPP | SriLanka_Electricity_Infrastructure.xlsx
BAU | Sri Lanka | LK | Sampur Phase I (50 MW) | PWRSPVLKAXX | Solar PV | Solar | 50 | 2028 | Planned | IPP | SriLanka_Electricity_Infrastructure.xlsx
BAU | Sri Lanka | LK | Sampur Phase II (70 MW) | PWRSPVLKAXX | Solar PV | Solar | 70 | 2029 | Planned | IPP | SriLanka_Electricity_Infrastructure.xlsx
BAU | Sri Lanka | LK | Trincomalee Solar I (100 MW) | PWRSPVLKAXX | Solar PV | Solar | 100 | 2029 | Planned | IPP | SriLanka_Electricity_Infrastructure.xlsx
BAU | Sri Lanka | LK | Trincomalee Solar II (100 MW) | PWRSPVLKAXX | Solar PV | Solar | 100 | 2029 | Planned | IPP | SriLanka_Electricity_Infrastructure.xlsx
BAU | Sri Lanka | LK | Kilinochchi Solar I (50 MW) | PWRSPVLKAXX | Solar PV | Solar | 50 | 2029 | Planned | IPP | SriLanka_Electricity_Infrastructure.xlsx
BAU | Sri Lanka | LK | Kilinochchi Solar II (100 MW) | PWRSPVLKAXX | Solar PV | Solar | 100 | 2031 | Planned | IPP | SriLanka_Electricity_Infrastructure.xlsx
BAU | Sri Lanka | LK | Mannar Extension Wind (50 MW) | PWRWONLKAXX | Wind Power | Wind | 50 | 2026 | Cabinet approval stage | IPP | SriLanka_Electricity_Infrastructure.xlsx
BAU | Sri Lanka | LK | Mannar Phase II Wind (250 MW) | PWRWONLKAXX | Wind Power | Wind | 250 | 2027 | Planned | IPP | SriLanka_Electricity_Infrastructure.xlsx
BAU | Sri Lanka | LK | Mullikulam Wind (100 MW) | PWRWONLKAXX | Wind Power | Wind | 100 | 2027 | Planned | IPP | SriLanka_Electricity_Infrastructure.xlsx
BAU | Sri Lanka | LK | Kalpitiya Wind (120 MW) | PWRWONLKAXX | Wind Power | Wind | 120 | 2027 | Various stages | IPP | SriLanka_Electricity_Infrastructure.xlsx
BAU | Sri Lanka | LK | Pooneryn Wind (234 MW) | PWRWONLKAXX | Wind Power | Wind | 234 | 2030 | Planned | IPP | SriLanka_Electricity_Infrastructure.xlsx
BAU | Sri Lanka | LK | Veravil Wind (200 MW) | PWRWONLKAXX | Wind Power | Wind | 200 | 2031 | Planned | IPP | SriLanka_Electricity_Infrastructure.xlsx
BAU | Sri Lanka | LK | Karachchi Wind (120 MW) | PWRWONLKAXX | Wind Power | Wind | 120 | 2032 | Planned | IPP | SriLanka_Electricity_Infrastructure.xlsx
BAU | Maldives | MV | POISED — Remaining Solar PV + BESS (126 outer islands) | PWRSPVMDVXX | Solar PV | Solar PV + BESS | 28 | 2025 | Under construction / Near completion | ADB (Asian Development Bank) — Government of Maldives | Maldives_Energy_Infrastructure.xlsx
BAU | Maldives | MV | ASPIRE — Existing PPA installations | PWRSPVMDVXX | Solar PV | Solar PV | 7.1 | 2024 | Operational | World Bank — ASPIRE project | Maldives_Energy_Infrastructure.xlsx
BAU | Maldives | MV | ARISE — Solar PV + BESS (hybridization + floating Addu) | PWRSPVMDVXX | Solar PV | Solar PV + BESS | 36 | 2026 | Planned / Under development | World Bank — ARISE project | Maldives_Energy_Infrastructure.xlsx
BAU | Maldives | MV | ASSURE — BESS + EMS + Solar IPPs (20 outer islands) | PWRSPVMDVXX | Solar PV | Solar PV + BESS | 20 | 2028 | Under development | ADB — ASSURE project | Maldives_Energy_Infrastructure.xlsx
BAU | Maldives | MV | Rooftop PV — Greater Male' Households (net-metering) | PWRSPVMDVXX | Solar PV | Solar PV | 9 | 2028 | Ongoing rollout | Private / ASSURE-supported | Maldives_Energy_Infrastructure.xlsx
BAU | Maldives | MV | Rooftop PV — Addu City and Other Islands (net-metering) | PWRSPVMDVXX | Solar PV | Solar PV | 8 | 2028 | Planned | Private (government-supported) | Maldives_Energy_Infrastructure.xlsx
BAU | Maldives | MV | WTE Plant — K. Thilafushi | PWRWASMDVXX | Waste-to-Energy | Waste-to-Energy | 12 | 2024 | Planned (target operational end 2024) | Government of Maldives / Private PPA | Maldives_Energy_Infrastructure.xlsx
BAU | Maldives | MV | WTE Plant — Addu City | PWRWASMDVXX | Waste-to-Energy | Waste-to-Energy | 1.5 | 2024 | Planned (target operational end 2024) | Government / Private | Maldives_Energy_Infrastructure.xlsx
BAU | Maldives | MV | WTE Plant — R. Vandhoo | PWRWASMDVXX | Waste-to-Energy | Waste-to-Energy | 0.5 | 2024 | Planned (target operational end 2024) | Government / Private | Maldives_Energy_Infrastructure.xlsx
BAU | Maldives | MV | Rooftop PV — Gulhifalhu/Thilafushi Commercial Buildings (PPA) | PWRSPVMDVXX | Solar PV | Solar PV | 25 | 2028 | Potential initiative | Private sector (PPA) | Maldives_Energy_Infrastructure.xlsx
BAU | Maldives | MV | Wind Turbines — Gulhifalhu / Thilafushi | PWRWONMDVXX | Wind Power | Wind | 2 | 2028 | Potential initiative | Private PPA | Maldives_Energy_Infrastructure.xlsx
BAU | Maldives | MV | Floating Solar PV + BESS — Greater Male' Region | PWRSPVMDVXX | Solar PV | Solar PV (Floating) | 100 | 2028 | Potential initiative | Private PPA (large infrastructure) | Maldives_Energy_Infrastructure.xlsx
BAU | Maldives | MV | Solar PV Hybrid Plants — Outer Inhabited Islands (additional) | PWRSPVMDVXX | Solar PV | Solar PV + BESS | 35 | 2028 | Potential initiative | Public sector and utilities | Maldives_Energy_Infrastructure.xlsx
BAU | Maldives | MV | Solar PV — Resort and Industrial Islands | PWRSPVMDVXX | Solar PV | Solar PV | 75 | 2028 | Potential initiative | Private sector (resort operators) | Maldives_Energy_Infrastructure.xlsx
BAU | Maldives | MV | LNG Power Plant — Gulhifalhu (feasibility study recommended) | PWRNGSMDVXX | Natural Gas CC/OC | Natural Gas (LNG) | 140 |  | Feasibility study recommended | To be determined (feasibility study first) | Maldives_Energy_Infrastructure.xlsx
BAU | Maldives | MV | Rooftop PV under ASSURE — Greater Male' (Magey Solar Program) | PWRSPVMDVXX | Solar PV | Solar PV | 4 | 2025 | Under development | ADB ASSURE project — Government Magey Solar Program | Maldives_Energy_Infrastructure.xlsx
BAU | Bhutan | BT | Gelephu Solar Power Plant | PWRSPVBTNXX | Solar PV | Solar |  | 2027 | Planning | TBD / Private IPP | Bhutan_Power_Infrastructure.xlsx ¦ Capacity TBD (target 200-500 MW); part of Gelephu Mindfulness City
BAU | Bhutan | BT | DSP Solar Expansion | PWRSPVBTNXX | Solar PV | Solar |  | 2026 | Under Study | DGPC | Bhutan_Power_Infrastructure.xlsx ¦ Capacity TBD; expansion of existing DSP Solar (3.23 MU in 2024)
BAU | Maldives | MV | ASSURE — Pilot Wind Power (Noonu Manadhoo) | PWRWONMDVXX | Onshore Wind | Wind |  |  | Planned pilot | ADB — ASSURE project | Maldives_Energy_Infrastructure.xlsx ¦ Pilot wind turbine; capacity TBD
BAU | Maldives | MV | ASSURE — Pilot Ocean Energy | PWRWAVMDVXX | Ocean / Marine RE | Ocean |  |  | Planned pilot | ADB — ASSURE project | Maldives_Energy_Infrastructure.xlsx ¦ Pilot ocean/marine RE; island TBD; capacity TBD
BAU | Maldives | MV | Marine Renewable Energy Road Map + Pilots | PWRWAVMDVXX | Ocean / Marine RE | Ocean |  |  | Planning / Study phase | ASSURE + International TA | Maldives_Energy_Infrastructure.xlsx ¦ Marine RE Road Map H1 2025; tidal 28-106 MW potential; pilots TBD
BAU | Maldives | MV | Solar PV — Solar Street Lights + Island Councils Program (expanded) | PWRSPVMDVXX | Solar PV | Solar |  |  | Planned expansion | Government (revolving fund proposed) | Maldives_Energy_Infrastructure.xlsx ¦ Expanded to all Island Councils; capacity TBD

## Technology_Costs
scenario | Technology_Code | Technology_Name | Parameter | Unit | 2023 | 2025 | 2030 | 2035 | 2040 | 2045 | 2050 | Source | Notes
BAU | PWRSPV | Solar PV (utility-scale) | CAPEX | USD/kW | 560 | 536 | 474 | 413 | 379 | 345 | 311 | IN(base)=$560/kW ¦ BD=$840(×1.5) ¦ LK=$849(×1.5) ¦ NP=$896(×1.6) ¦ BT=$1008(×1.8) ¦ MV=$1680(×3.0) Anchor refs: IRENA 2024; ADB PADs; CEB LTGEP BD ×1.5-2.0: ADB Muktagacha $1,215/kW; Beximco $1,500/kW (https://www.adb.org) LK ×1.9-2.5: CEB LTGEP $849/kW; Siyambalanduwa $1,400/kW (https://www.ceb.lk) NP ×2.0-2.5: No large-scale data [⚠ NO URL] BT ×2.0-2.5: No data [⚠ NO URL] MV ×3.0-9.0: ADB POISED $5,000/kW system; ASPIRE $1,600-2,000/kW (https://www.adb.org) | Base: CEA NEP Annexure-A (4.64 Cr/MW) ¦ https://cea.nic.in ¦ Trajectory: NREL ATB 2024 decline rates ¦ https://atb.nrel.gov/electricity/2024/utility-scale_pv ¦ Confidence: High ¦ Node anchor: IN
BAU | PWRSPV | Solar PV (utility-scale) | Fixed O&M | USD/kW/yr | 8 | 8 | 7 | 6 | 6 | 5 | 5 |  | Base: CEA NEP Annexure-A (4.64 Cr/MW) ¦ https://cea.nic.in ¦ Trajectory: NREL ATB 2024 decline rates ¦ https://atb.nrel.gov/electricity/2024/utility-scale_pv ¦ Confidence: High ¦ Node anchor: IN
BAU | PWRSPV | Solar PV (utility-scale) | Variable O&M | USD/MWh | 0 | 0 | 0 | 0 | 0 | 0 | 0 |  | Base: CEA NEP Annexure-A (4.64 Cr/MW) ¦ https://cea.nic.in ¦ Trajectory: NREL ATB 2024 decline rates ¦ https://atb.nrel.gov/electricity/2024/utility-scale_pv ¦ Confidence: High ¦ Node anchor: IN
BAU | PWRSPV | Solar PV (utility-scale) | Heat Rate | GJ/MWh | [8 empty] | N/A — renewable/non-combustion technology
BAU | PWRSPV | Solar PV (utility-scale) | Fuel Cost | USD/GJ | [8 empty] | N/A — renewable/non-combustion technology
BAU | PWRSPV | Solar PV (utility-scale) | Construction Time | years | 1.5 | 1.5 | 1.5 | 1.5 | 1.5 | 1.5 | 1.5 |  | Base: CEA NEP Annexure-A (4.64 Cr/MW) ¦ https://cea.nic.in ¦ Trajectory: NREL ATB 2024 decline rates ¦ https://atb.nrel.gov/electricity/2024/utility-scale_pv ¦ Confidence: High ¦ Node anchor: IN
BAU | PWRSPR | Solar PV (rooftop/distributed) | CAPEX | USD/kW | 850 | 813 | 720 | 627 | 576 | 524 | 472 | IN(base)=$850/kW ¦ BD=$1275(×1.5) ¦ LK=$982(×1.2) ¦ NP=$1360(×1.6) ¦ BT=$1530(×1.8) ¦ MV=$2550(×3.0) Anchor refs: CERC; CEB LTGEP BD ×1.5-2.0: ADB Muktagacha $1,215/kW; Beximco $1,500/kW (https://www.adb.org) LK ×1.9-2.5: CEB LTGEP $849/kW; Siyambalanduwa $1,400/kW (https://www.ceb.lk) NP ×2.0-2.5: No large-scale data [⚠ NO URL] BT ×2.0-2.5: No data [⚠ NO URL] MV ×3.0-9.0: ADB POISED $5,000/kW system; ASPIRE $1,600-2,000/kW (https://www.adb.org) | Base: CERC/MNRE benchmarks; SL LTGEP $982/kW ¦ https://www.ceb.lk ¦ Trajectory: ATB 2024 utility PV decline rates (proxy) ¦ https://atb.nrel.gov/electricity/2024/utility-scale_pv ¦ Confidence: Medium ¦ Node anchor: IN
BAU | PWRSPR | Solar PV (rooftop/distributed) | Fixed O&M | USD/kW/yr | 9 | 9 | 8 | 7 | 7 | 6 | 6 |  | Base: CERC/MNRE benchmarks; SL LTGEP $982/kW ¦ https://www.ceb.lk ¦ Trajectory: ATB 2024 utility PV decline rates (proxy) ¦ https://atb.nrel.gov/electricity/2024/utility-scale_pv ¦ Confidence: Medium ¦ Node anchor: IN
BAU | PWRSPR | Solar PV (rooftop/distributed) | Variable O&M | USD/MWh | 0 | 0 | 0 | 0 | 0 | 0 | 0 |  | Base: CERC/MNRE benchmarks; SL LTGEP $982/kW ¦ https://www.ceb.lk ¦ Trajectory: ATB 2024 utility PV decline rates (proxy) ¦ https://atb.nrel.gov/electricity/2024/utility-scale_pv ¦ Confidence: Medium ¦ Node anchor: IN
BAU | PWRSPR | Solar PV (rooftop/distributed) | Heat Rate | GJ/MWh | [8 empty] | N/A — renewable/non-combustion technology
BAU | PWRSPR | Solar PV (rooftop/distributed) | Fuel Cost | USD/GJ | [8 empty] | N/A — renewable/non-combustion technology
BAU | PWRSPR | Solar PV (rooftop/distributed) | Construction Time | years | [8 empty] | Base: CERC/MNRE benchmarks; SL LTGEP $982/kW ¦ https://www.ceb.lk ¦ Trajectory: ATB 2024 utility PV decline rates (proxy) ¦ https://atb.nrel.gov/electricity/2024/utility-scale_pv ¦ Confidence: Medium ¦ Node anchor: IN | bar: 2023 to 2050
BAU | PWRCSP | Concentrated Solar Power | CAPEX | USD/kW | 7912 | 7912 | 7912 | 7912 | 7912 | 7912 | 7912 | BD ×1.5-2.0: ADB Muktagacha $1,215/kW; Beximco $1,500/kW (https://www.adb.org) LK ×1.9-2.5: CEB LTGEP $849/kW; Siyambalanduwa $1,400/kW (https://www.ceb.lk) NP ×2.0-2.5: No large-scale data [⚠ NO URL] BT ×2.0-2.5: No data [⚠ NO URL] MV ×3.0-9.0: ADB POISED $5,000/kW system; ASPIRE $1,600-2,000/kW (https://www.adb.org) | Base: NREL ATB 2024 (no SA-specific data) ¦ https://atb.nrel.gov/electricity/2024/concentrating_solar_power ¦ Trajectory: NREL ATB 2024 ¦ https://atb.nrel.gov/electricity/2024/concentrating_solar_power ¦ Confidence: Low ¦ Node anchor: ATB
BAU | PWRCSP | Concentrated Solar Power | Fixed O&M | USD/kW/yr | 75 | 75 | 75 | 75 | 75 | 75 | 75 |  | Base: NREL ATB 2024 (no SA-specific data) ¦ https://atb.nrel.gov/electricity/2024/concentrating_solar_power ¦ Trajectory: NREL ATB 2024 ¦ https://atb.nrel.gov/electricity/2024/concentrating_solar_power ¦ Confidence: Low ¦ Node anchor: ATB
BAU | PWRCSP | Concentrated Solar Power | Variable O&M | USD/MWh | 4 | 4 | 4 | 4 | 4 | 4 | 4 |  | Base: NREL ATB 2024 (no SA-specific data) ¦ https://atb.nrel.gov/electricity/2024/concentrating_solar_power ¦ Trajectory: NREL ATB 2024 ¦ https://atb.nrel.gov/electricity/2024/concentrating_solar_power ¦ Confidence: Low ¦ Node anchor: ATB
BAU | PWRCSP | Concentrated Solar Power | Heat Rate | GJ/MWh | [8 empty] | N/A — renewable/non-combustion technology
BAU | PWRCSP | Concentrated Solar Power | Fuel Cost | USD/GJ | [8 empty] | N/A — renewable/non-combustion technology
BAU | PWRCSP | Concentrated Solar Power | Construction Time | years | 3 | 3 | 3 | 3 | 3 | 3 | 3 |  | Base: NREL ATB 2024 (no SA-specific data) ¦ https://atb.nrel.gov/electricity/2024/concentrating_solar_power ¦ Trajectory: NREL ATB 2024 ¦ https://atb.nrel.gov/electricity/2024/concentrating_solar_power ¦ Confidence: Low ¦ Node anchor: ATB
BAU | PWRWON | Onshore Wind | CAPEX | USD/kW | 761 | 687 | 663 | 640 | 617 | 594 | 570 | IN(base)=$761/kW ¦ BD=$1218(×1.6) ¦ LK=$1391(×1.8) ¦ NP=N/A ¦ BT=N/A ¦ MV=N/A Anchor refs: CEA NEP; CEB LTGEP BD ×1.5-2.0: Limited BD wind experience [⚠ NO URL] LK ×1.5-2.3: ADB Mannar $2,481/kW (incl. harbor) (https://www.adb.org/results/helping-sri-lanka-go-green) | Base: CEA NEP Annexure-A (6.32 Cr/MW) ¦ https://cea.nic.in ¦ Trajectory: NREL ATB 2024 Class 4 decline rates ¦ https://atb.nrel.gov/electricity/2024/land-based_wind ¦ Confidence: High ¦ Node anchor: IN
BAU | PWRWON | Onshore Wind | Fixed O&M | USD/kW/yr | 22 | 22 | 21 | 20 | 20 | 19 | 19 |  | Base: CEA NEP Annexure-A (6.32 Cr/MW) ¦ https://cea.nic.in ¦ Trajectory: NREL ATB 2024 Class 4 decline rates ¦ https://atb.nrel.gov/electricity/2024/land-based_wind ¦ Confidence: High ¦ Node anchor: IN
BAU | PWRWON | Onshore Wind | Variable O&M | USD/MWh | 0 | 0 | 0 | 0 | 0 | 0 | 0 |  | Base: CEA NEP Annexure-A (6.32 Cr/MW) ¦ https://cea.nic.in ¦ Trajectory: NREL ATB 2024 Class 4 decline rates ¦ https://atb.nrel.gov/electricity/2024/land-based_wind ¦ Confidence: High ¦ Node anchor: IN
BAU | PWRWON | Onshore Wind | Heat Rate | GJ/MWh | [8 empty] | N/A — renewable/non-combustion technology
BAU | PWRWON | Onshore Wind | Fuel Cost | USD/GJ | [8 empty] | N/A — renewable/non-combustion technology
BAU | PWRWON | Onshore Wind | Construction Time | years | 2 | 2 | 2 | 2 | 2 | 2 | 2 |  | Base: CEA NEP Annexure-A (6.32 Cr/MW) ¦ https://cea.nic.in ¦ Trajectory: NREL ATB 2024 Class 4 decline rates ¦ https://atb.nrel.gov/electricity/2024/land-based_wind ¦ Confidence: High ¦ Node anchor: IN
BAU | PWRWOF | Offshore Wind | CAPEX | USD/kW | 3800 | 3768 | 3442 | 2014 | 1960 | 1919 | 1886 | IN(base)=$2339/kW ¦ BD=N/A ¦ LK=$3781(×1.6) ¦ NP=N/A ¦ BT=N/A ¦ MV=N/A Anchor refs: CEA NEP; CEB LTGEP | Base: CEB LTGEP 2025-2044 ($3,781/kW fixed-bottom) ¦ https://www.ceb.lk ¦ Trajectory: NREL ATB 2024 Offshore Class 3 decline rates ¦ https://atb.nrel.gov/electricity/2024/offshore_wind ¦ Confidence: Low ¦ Node anchor: LK
BAU | PWRWOF | Offshore Wind | Fixed O&M | USD/kW/yr | 114 | 114 | 105 | 97 | 90 | 84 | 80 |  | Base: CEB LTGEP 2025-2044 ($3,781/kW fixed-bottom) ¦ https://www.ceb.lk ¦ Trajectory: NREL ATB 2024 Offshore Class 3 decline rates ¦ https://atb.nrel.gov/electricity/2024/offshore_wind ¦ Confidence: Low ¦ Node anchor: LK
BAU | PWRWOF | Offshore Wind | Variable O&M | USD/MWh | 0 | 0 | 0 | 0 | 0 | 0 | 0 |  | Base: CEB LTGEP 2025-2044 ($3,781/kW fixed-bottom) ¦ https://www.ceb.lk ¦ Trajectory: NREL ATB 2024 Offshore Class 3 decline rates ¦ https://atb.nrel.gov/electricity/2024/offshore_wind ¦ Confidence: Low ¦ Node anchor: LK
BAU | PWRWOF | Offshore Wind | Heat Rate | GJ/MWh | [8 empty] | N/A — renewable/non-combustion technology
BAU | PWRWOF | Offshore Wind | Fuel Cost | USD/GJ | [8 empty] | N/A — renewable/non-combustion technology
BAU | PWRWOF | Offshore Wind | Construction Time | years | 4 | 4 | 4 | 4 | 4 | 4 | 4 |  | Base: CEB LTGEP 2025-2044 ($3,781/kW fixed-bottom) ¦ https://www.ceb.lk ¦ Trajectory: NREL ATB 2024 Offshore Class 3 decline rates ¦ https://atb.nrel.gov/electricity/2024/offshore_wind ¦ Confidence: Low ¦ Node anchor: LK
BAU | PWRHDR | Hydro – Reservoir | CAPEX | USD/kW | 2500 | 2550 | 2625 | 2700 | 2775 | 2850 | 2925 | IN(base)=$1500/kW ¦ BD=N/A ¦ LK=$2500(×1.7) ¦ NP=$2761(×1.8) ¦ BT=$1200(×0.8) ¦ MV=N/A Anchor refs: CEA; Nepal NEA; Bhutan PSMP LK ×~1.5: No specific LK data [⚠ NO URL] NP ×2.0-3.0: Tanahu $3,607/kW; Upper Trishuli $2,997/kW (https://www.adb.org) BT ×0.9-1.3: Mangdechhu $938/kW; Tala $1,176/kW | Base: Bhutan PSMP 2040; Nepal NEA; IRENA ¦ https://www.jica.go.jp/english/overseas/bhutan/information/topics/2022/220518.html ¦ Trajectory: 1-2%/yr real escalation (best sites developed first) ¦ Confidence: Medium ¦ Node anchor: Regional
BAU | PWRHDR | Hydro – Reservoir | Fixed O&M | USD/kW/yr | 38 | 38 | 38 | 38 | 38 | 38 | 38 |  | Base: Bhutan PSMP 2040; Nepal NEA; IRENA ¦ https://www.jica.go.jp/english/overseas/bhutan/information/topics/2022/220518.html ¦ Trajectory: 1-2%/yr real escalation (best sites developed first) ¦ Confidence: Medium ¦ Node anchor: Regional
BAU | PWRHDR | Hydro – Reservoir | Variable O&M | USD/MWh | [8 empty] | Base: Bhutan PSMP 2040; Nepal NEA; IRENA ¦ https://www.jica.go.jp/english/overseas/bhutan/information/topics/2022/220518.html ¦ Trajectory: 1-2%/yr real escalation (best sites developed first) ¦ Confidence: Medium ¦ Node anchor: Regional | bar: 2023 to 2050
BAU | PWRHDR | Hydro – Reservoir | Heat Rate | GJ/MWh | [8 empty] | N/A — renewable/non-combustion technology
BAU | PWRHDR | Hydro – Reservoir | Fuel Cost | USD/GJ | [8 empty] | N/A — renewable/non-combustion technology
BAU | PWRHDR | Hydro – Reservoir | Construction Time | years | 5 | 5 | 5 | 5 | 5 | 5 | 5 |  | Base: Bhutan PSMP 2040; Nepal NEA; IRENA ¦ https://www.jica.go.jp/english/overseas/bhutan/information/topics/2022/220518.html ¦ Trajectory: 1-2%/yr real escalation (best sites developed first) ¦ Confidence: Medium ¦ Node anchor: Regional
BAU | PWRHRO | Hydro – Run-of-River | CAPEX | USD/kW | 1750 | 1785 | 1873 | 1960 | 2048 | 2135 | 2223 | IN(base)=$1300/kW ¦ BD=N/A ¦ LK=$1840(×1.4) ¦ NP=$1600(×1.2) ¦ BT=$1100(×0.85) ¦ MV=N/A Anchor refs: CEA; CEB LTGEP; PSMP; Nepal NEA LK ×~1.3: CEB LTGEP mini-hydro $1,840/kW (https://www.ceb.lk) NP ×1.3-1.7: NEA/industry ~$2,000/kW avg (https://www.adb.org/sites/default/files/publication/612641/hydropower-development-economic-growth-nepal.pdf) BT ×0.8-1.1: PSMP $785-1,339/kW; Nikachhu $1,220/kW (https://sasec.asia) | Base: Bhutan PSMP; Nepal NEA; CEB LTGEP mini-hydro $1,840/kW ¦ https://www.ceb.lk ¦ Trajectory: Same escalation logic as reservoir ¦ Confidence: Medium ¦ Node anchor: Regional
BAU | PWRHRO | Hydro – Run-of-River | Fixed O&M | USD/kW/yr | 35 | 35 | 35 | 35 | 35 | 35 | 35 |  | Base: Bhutan PSMP; Nepal NEA; CEB LTGEP mini-hydro $1,840/kW ¦ https://www.ceb.lk ¦ Trajectory: Same escalation logic as reservoir ¦ Confidence: Medium ¦ Node anchor: Regional
BAU | PWRHRO | Hydro – Run-of-River | Variable O&M | USD/MWh | [8 empty] | Base: Bhutan PSMP; Nepal NEA; CEB LTGEP mini-hydro $1,840/kW ¦ https://www.ceb.lk ¦ Trajectory: Same escalation logic as reservoir ¦ Confidence: Medium ¦ Node anchor: Regional | bar: 2023 to 2050
BAU | PWRHRO | Hydro – Run-of-River | Heat Rate | GJ/MWh | [8 empty] | N/A — renewable/non-combustion technology
BAU | PWRHRO | Hydro – Run-of-River | Fuel Cost | USD/GJ | [8 empty] | N/A — renewable/non-combustion technology
BAU | PWRHRO | Hydro – Run-of-River | Construction Time | years | 4 | 4 | 4 | 4 | 4 | 4 | 4 |  | Base: Bhutan PSMP; Nepal NEA; CEB LTGEP mini-hydro $1,840/kW ¦ https://www.ceb.lk ¦ Trajectory: Same escalation logic as reservoir ¦ Confidence: Medium ¦ Node anchor: Regional
BAU | PWRHPS | Hydro – Pumped Storage | CAPEX | USD/kW | 1000 | 1000 | 1000 | 1000 | 1000 | 1000 | 1000 | IN(base)=$635/kW ¦ BD=N/A ¦ LK=N/A ¦ NP=N/A ¦ BT=N/A ¦ MV=N/A Anchor refs: CEA NEP (India only) LK ×~1.5: No specific LK data [⚠ NO URL] NP ×2.0-3.0: Tanahu $3,607/kW; Upper Trishuli $2,997/kW (https://www.adb.org) BT ×0.9-1.3: Mangdechhu $938/kW; Tala $1,176/kW | Base: CEA NEP ($635/kW=5.27 Cr/MW); ATB PSH Class1=$3,224/kW ¦ https://cea.nic.in ¦ Trajectory: Flat real cost (site-specific) ¦ https://atb.nrel.gov/electricity/2024/pumped_storage_hydropower ¦ Confidence: Medium ¦ Node anchor: IN
BAU | PWRHPS | Hydro – Pumped Storage | Fixed O&M | USD/kW/yr | 15 | 15 | 15 | 15 | 15 | 15 | 15 |  | Base: CEA NEP ($635/kW=5.27 Cr/MW); ATB PSH Class1=$3,224/kW ¦ https://cea.nic.in ¦ Trajectory: Flat real cost (site-specific) ¦ https://atb.nrel.gov/electricity/2024/pumped_storage_hydropower ¦ Confidence: Medium ¦ Node anchor: IN
BAU | PWRHPS | Hydro – Pumped Storage | Variable O&M | USD/MWh | [8 empty] | Base: CEA NEP ($635/kW=5.27 Cr/MW); ATB PSH Class1=$3,224/kW ¦ https://cea.nic.in ¦ Trajectory: Flat real cost (site-specific) ¦ https://atb.nrel.gov/electricity/2024/pumped_storage_hydropower ¦ Confidence: Medium ¦ Node anchor: IN | bar: 2023 to 2050
BAU | PWRHPS | Hydro – Pumped Storage | Heat Rate | GJ/MWh | [8 empty] | N/A — renewable/non-combustion technology
BAU | PWRHPS | Hydro – Pumped Storage | Fuel Cost | USD/GJ | [8 empty] | N/A — renewable/non-combustion technology
BAU | PWRHPS | Hydro – Pumped Storage | Construction Time | years | 5 | 5 | 5 | 5 | 5 | 5 | 5 |  | Base: CEA NEP ($635/kW=5.27 Cr/MW); ATB PSH Class1=$3,224/kW ¦ https://cea.nic.in ¦ Trajectory: Flat real cost (site-specific) ¦ https://atb.nrel.gov/electricity/2024/pumped_storage_hydropower ¦ Confidence: Medium ¦ Node anchor: IN
BAU | PWRCOASCPC | Coal – Supercritical | CAPEX | USD/kW | 2100 | 2100 | 2100 | 2100 | 2100 | 2100 | 2100 | IN(base)=$1059/kW ¦ BD=$1694(×1.6) ¦ LK=$2132(×2.0) ¦ NP=N/A ¦ BT=N/A ¦ MV=N/A Anchor refs: CEA NEP; CEB LTGEP BD ×~1.6: Payra/Rampal cost reporting LK ×~2.0: CEB LTGEP $2,132/kW (https://www.ceb.lk) | Base: CEB LTGEP $2,132/kW; CEA NEP $1,059/kW (India) ¦ https://www.ceb.lk ¦ Trajectory: Flat real cost ¦ Confidence: High ¦ Node anchor: IN/LK
BAU | PWRCOASCPC | Coal – Supercritical | Fixed O&M | USD/kW/yr | 45 | 45 | 45 | 45 | 45 | 45 | 45 |  | Base: CEB LTGEP $2,132/kW; CEA NEP $1,059/kW (India) ¦ https://www.ceb.lk ¦ Trajectory: Flat real cost ¦ Confidence: High ¦ Node anchor: IN/LK
BAU | PWRCOASCPC | Coal – Supercritical | Variable O&M | USD/MWh | 5 | 5 | 5 | 5 | 5 | 5 | 5 |  | Base: CEB LTGEP $2,132/kW; CEA NEP $1,059/kW (India) ¦ https://www.ceb.lk ¦ Trajectory: Flat real cost ¦ Confidence: High ¦ Node anchor: IN/LK
BAU | PWRCOASCPC | Coal – Supercritical | Heat Rate | GJ/MWh | 8.71 | 8.71 | 8.71 | 8.71 | 8.71 | 8.71 | 8.71 |  | Base: CEB LTGEP $2,132/kW; CEA NEP $1,059/kW (India) ¦ https://www.ceb.lk ¦ Trajectory: Flat real cost ¦ Confidence: High ¦ Node anchor: IN/LK
BAU | PWRCOASCPC | Coal – Supercritical | Fuel Cost | USD/GJ | [8 empty] | See OSTRAM_Consolidated_CostDB_v2 → Fuel_Costs sheet → 'Coal' row. WB CMO Oct 2025 + IEA WEO 2025 projections.
BAU | PWRCOASCPC | Coal – Supercritical | Construction Time | years | 4 | 4 | 4 | 4 | 4 | 4 | 4 |  | Base: CEB LTGEP $2,132/kW; CEA NEP $1,059/kW (India) ¦ https://www.ceb.lk ¦ Trajectory: Flat real cost ¦ Confidence: High ¦ Node anchor: IN/LK
BAU | PWRCOAUSC | Coal – Ultra-supercritical | CAPEX | USD/kW | 2250 | 2250 | 2250 | 2250 | 2250 | 2250 | 2250 | BD ×~1.6: Payra/Rampal cost reporting LK ×~2.0: CEB LTGEP $2,132/kW (https://www.ceb.lk) | Base: Est. ~7% premium over SC; better heat rate ¦ Trajectory: Flat real cost ¦ Confidence: Medium ¦ Node anchor: IN/LK
BAU | PWRCOAUSC | Coal – Ultra-supercritical | Fixed O&M | USD/kW/yr | 45 | 45 | 45 | 45 | 45 | 45 | 45 |  | Base: Est. ~7% premium over SC; better heat rate ¦ Trajectory: Flat real cost ¦ Confidence: Medium ¦ Node anchor: IN/LK
BAU | PWRCOAUSC | Coal – Ultra-supercritical | Variable O&M | USD/MWh | 5 | 5 | 5 | 5 | 5 | 5 | 5 |  | Base: Est. ~7% premium over SC; better heat rate ¦ Trajectory: Flat real cost ¦ Confidence: Medium ¦ Node anchor: IN/LK
BAU | PWRCOAUSC | Coal – Ultra-supercritical | Heat Rate | GJ/MWh | 8.2 | 8.2 | 8.2 | 8.2 | 8.2 | 8.2 | 8.2 |  | Base: Est. ~7% premium over SC; better heat rate ¦ Trajectory: Flat real cost ¦ Confidence: Medium ¦ Node anchor: IN/LK
BAU | PWRCOAUSC | Coal – Ultra-supercritical | Fuel Cost | USD/GJ | [8 empty] | See OSTRAM_Consolidated_CostDB_v2 → Fuel_Costs sheet → 'Coal' row. WB CMO Oct 2025 + IEA WEO 2025 projections.
BAU | PWRCOAUSC | Coal – Ultra-supercritical | Construction Time | years | 4 | 4 | 4 | 4 | 4 | 4 | 4 |  | Base: Est. ~7% premium over SC; better heat rate ¦ Trajectory: Flat real cost ¦ Confidence: Medium ¦ Node anchor: IN/LK
BAU | PWRCCG | Combined Cycle Gas Turbine | CAPEX | USD/kW | 1300 | 1300 | 1300 | 1300 | 1300 | 1300 | 1300 | IN(base)=$700/kW ¦ BD=$770(×1.1) ¦ LK=$1300(×1.9) ¦ NP=N/A ¦ BT=N/A ¦ MV=N/A Anchor refs: CEA; IEPMP; CEB LTGEP BD ×~1.1: IEPMP ~$770/kW LK ×~1.9: CEB LTGEP $1,273-1,507/kW (https://www.ceb.lk) | Base: CEB LTGEP $1,273-1,507/kW; FOM=1.13 $/kW-mo ¦ https://www.ceb.lk ¦ Trajectory: Flat real cost ¦ Confidence: High ¦ Node anchor: LK
BAU | PWRCCG | Combined Cycle Gas Turbine | Fixed O&M | USD/kW/yr | 13.6 | 13.6 | 13.6 | 13.6 | 13.6 | 13.6 | 13.6 |  | Base: CEB LTGEP $1,273-1,507/kW; FOM=1.13 $/kW-mo ¦ https://www.ceb.lk ¦ Trajectory: Flat real cost ¦ Confidence: High ¦ Node anchor: LK
BAU | PWRCCG | Combined Cycle Gas Turbine | Variable O&M | USD/MWh | 2.83 | 2.83 | 2.83 | 2.83 | 2.83 | 2.83 | 2.83 |  | Base: CEB LTGEP $1,273-1,507/kW; FOM=1.13 $/kW-mo ¦ https://www.ceb.lk ¦ Trajectory: Flat real cost ¦ Confidence: High ¦ Node anchor: LK
BAU | PWRCCG | Combined Cycle Gas Turbine | Heat Rate | GJ/MWh | 6.51 | 6.51 | 6.51 | 6.51 | 6.51 | 6.51 | 6.51 |  | Base: CEB LTGEP $1,273-1,507/kW; FOM=1.13 $/kW-mo ¦ https://www.ceb.lk ¦ Trajectory: Flat real cost ¦ Confidence: High ¦ Node anchor: LK
BAU | PWRCCG | Combined Cycle Gas Turbine | Fuel Cost | USD/GJ | [8 empty] | See OSTRAM_Consolidated_CostDB_v2 → Fuel_Costs sheet → 'Natural gas' row. WB CMO Oct 2025 + IEA WEO 2025 projections.
BAU | PWRCCG | Combined Cycle Gas Turbine | Construction Time | years | 3 | 3 | 3 | 3 | 3 | 3 | 3 |  | Base: CEB LTGEP $1,273-1,507/kW; FOM=1.13 $/kW-mo ¦ https://www.ceb.lk ¦ Trajectory: Flat real cost ¦ Confidence: High ¦ Node anchor: LK
BAU | PWROCG | Open Cycle Gas Turbine | CAPEX | USD/kW | 360 | 360 | 360 | 360 | 360 | 360 | 360 | IN(base)=$450/kW ¦ BD=$495(×1.1) ¦ LK=$360(×0.8) ¦ NP=N/A ¦ BT=N/A ¦ MV=N/A Anchor refs: CEA; CEB LTGEP BD ×~1.1: IEPMP ~$770/kW LK ×~1.9: CEB LTGEP $1,273-1,507/kW (https://www.ceb.lk) | Base: CEB LTGEP $360/kW; FOM=0.64 $/kW-mo ¦ https://www.ceb.lk ¦ Trajectory: Flat real cost ¦ Confidence: High ¦ Node anchor: LK
BAU | PWROCG | Open Cycle Gas Turbine | Fixed O&M | USD/kW/yr | 7.7 | 7.7 | 7.7 | 7.7 | 7.7 | 7.7 | 7.7 |  | Base: CEB LTGEP $360/kW; FOM=0.64 $/kW-mo ¦ https://www.ceb.lk ¦ Trajectory: Flat real cost ¦ Confidence: High ¦ Node anchor: LK
BAU | PWROCG | Open Cycle Gas Turbine | Variable O&M | USD/MWh | 4.99 | 4.99 | 4.99 | 4.99 | 4.99 | 4.99 | 4.99 |  | Base: CEB LTGEP $360/kW; FOM=0.64 $/kW-mo ¦ https://www.ceb.lk ¦ Trajectory: Flat real cost ¦ Confidence: High ¦ Node anchor: LK
BAU | PWROCG | Open Cycle Gas Turbine | Heat Rate | GJ/MWh | 9.65 | 9.65 | 9.65 | 9.65 | 9.65 | 9.65 | 9.65 |  | Base: CEB LTGEP $360/kW; FOM=0.64 $/kW-mo ¦ https://www.ceb.lk ¦ Trajectory: Flat real cost ¦ Confidence: High ¦ Node anchor: LK
BAU | PWROCG | Open Cycle Gas Turbine | Fuel Cost | USD/GJ | [8 empty] | See OSTRAM_Consolidated_CostDB_v2 → Fuel_Costs sheet → 'Natural gas' row. WB CMO Oct 2025 + IEA WEO 2025 projections.
BAU | PWROCG | Open Cycle Gas Turbine | Construction Time | years | 2 | 2 | 2 | 2 | 2 | 2 | 2 |  | Base: CEB LTGEP $360/kW; FOM=0.64 $/kW-mo ¦ https://www.ceb.lk ¦ Trajectory: Flat real cost ¦ Confidence: High ¦ Node anchor: LK
BAU | PWROIL | Oil/Diesel generation | CAPEX | USD/kW | 1000 | 1000 | 1000 | 1000 | 1000 | 1000 | 1000 | IN(base)=$700/kW ¦ BD=$770(×1.1) ¦ LK=$1000(×1.4) ¦ NP=N/A ¦ BT=N/A ¦ MV=$700(×1.0) Anchor refs: CEB LTGEP; ADB Maldives BD ×~1.1: BPDB IPP costs LK ×~1.4: CEB LTGEP $1,000-1,124/kW (https://www.ceb.lk) NP ×~1.5: Landlocked transport premium BT ×~1.5: Landlocked transport premium MV ×~1.0: Core competency (STELCO/FENAKA) (https://www.environment.gov.mv) | Base: CEB LTGEP FO IC $1,000-1,124/kW; FOM=3.25 $/kW-mo ¦ https://www.ceb.lk ¦ Trajectory: Flat real cost ¦ Confidence: High ¦ Node anchor: LK/MV
BAU | PWROIL | Oil/Diesel generation | Fixed O&M | USD/kW/yr | 39 | 39 | 39 | 39 | 39 | 39 | 39 |  | Base: CEB LTGEP FO IC $1,000-1,124/kW; FOM=3.25 $/kW-mo ¦ https://www.ceb.lk ¦ Trajectory: Flat real cost ¦ Confidence: High ¦ Node anchor: LK/MV
BAU | PWROIL | Oil/Diesel generation | Variable O&M | USD/MWh | 6.31 | 6.31 | 6.31 | 6.31 | 6.31 | 6.31 | 6.31 |  | Base: CEB LTGEP FO IC $1,000-1,124/kW; FOM=3.25 $/kW-mo ¦ https://www.ceb.lk ¦ Trajectory: Flat real cost ¦ Confidence: High ¦ Node anchor: LK/MV
BAU | PWROIL | Oil/Diesel generation | Heat Rate | GJ/MWh | 8.73 | 8.73 | 8.73 | 8.73 | 8.73 | 8.73 | 8.73 |  | Base: CEB LTGEP FO IC $1,000-1,124/kW; FOM=3.25 $/kW-mo ¦ https://www.ceb.lk ¦ Trajectory: Flat real cost ¦ Confidence: High ¦ Node anchor: LK/MV
BAU | PWROIL | Oil/Diesel generation | Fuel Cost | USD/GJ | [8 empty] | See OSTRAM_Consolidated_CostDB_v2 → Fuel_Costs sheet → 'Crude oil (Brent)' row. WB CMO Oct 2025 + IEA WEO 2025 projections.
BAU | PWROIL | Oil/Diesel generation | Construction Time | years | 1.5 | 1.5 | 1.5 | 1.5 | 1.5 | 1.5 | 1.5 |  | Base: CEB LTGEP FO IC $1,000-1,124/kW; FOM=3.25 $/kW-mo ¦ https://www.ceb.lk ¦ Trajectory: Flat real cost ¦ Confidence: High ¦ Node anchor: LK/MV
BAU | PWRBIO | Biomass/Bagasse | CAPEX | USD/kW | 1782 | 1782 | 1782 | 1782 | 1782 | 1782 | 1782 | IN(base)=$1142/kW ¦ BD=N/A ¦ LK=$1782(×1.6) ¦ NP=N/A ¦ BT=N/A ¦ MV=N/A Anchor refs: CEA NEP; CEB LTGEP | Base: CEB LTGEP $1,782/kW; FOM=4% CAPEX ¦ https://www.ceb.lk ¦ Trajectory: Flat real cost ¦ Confidence: Medium ¦ Node anchor: LK
BAU | PWRBIO | Biomass/Bagasse | Fixed O&M | USD/kW/yr | 71.3 | 71.3 | 71.3 | 71.3 | 71.3 | 71.3 | 71.3 |  | Base: CEB LTGEP $1,782/kW; FOM=4% CAPEX ¦ https://www.ceb.lk ¦ Trajectory: Flat real cost ¦ Confidence: Medium ¦ Node anchor: LK
BAU | PWRBIO | Biomass/Bagasse | Variable O&M | USD/MWh | 5 | 5 | 5 | 5 | 5 | 5 | 5 |  | Base: CEB LTGEP $1,782/kW; FOM=4% CAPEX ¦ https://www.ceb.lk ¦ Trajectory: Flat real cost ¦ Confidence: Medium ¦ Node anchor: LK
BAU | PWRBIO | Biomass/Bagasse | Heat Rate | GJ/MWh | 18.83 | 18.83 | 18.83 | 18.83 | 18.83 | 18.83 | 18.83 |  | Base: CEB LTGEP $1,782/kW; FOM=4% CAPEX ¦ https://www.ceb.lk ¦ Trajectory: Flat real cost ¦ Confidence: Medium ¦ Node anchor: LK
BAU | PWRBIO | Biomass/Bagasse | Fuel Cost | USD/GJ | [8 empty] | See OSTRAM_Consolidated_CostDB_v2 → Fuel_Costs sheet → 'Biomass residue' row. WB CMO Oct 2025 + IEA WEO 2025 projections.
BAU | PWRBIO | Biomass/Bagasse | Construction Time | years | 2 | 2 | 2 | 2 | 2 | 2 | 2 |  | Base: CEB LTGEP $1,782/kW; FOM=4% CAPEX ¦ https://www.ceb.lk ¦ Trajectory: Flat real cost ¦ Confidence: Medium ¦ Node anchor: LK
BAU | PWRWTE | Waste-to-Energy | CAPEX | USD/kW | 3000 | 3000 | 3000 | 3000 | 3000 | 3000 | 3000 | BD ×~1.1: BPDB IPP costs LK ×~1.4: CEB LTGEP $1,000-1,124/kW (https://www.ceb.lk) NP ×~1.5: Landlocked transport premium BT ×~1.5: Landlocked transport premium MV ×~1.0: Core competency (STELCO/FENAKA) (https://www.environment.gov.mv) | Base: Indian WTE projects (Bawana, Bidadi) $2,650-3,300/kW ¦ Trajectory: Flat real cost ¦ Confidence: Low ¦ Node anchor: IN
BAU | PWRWTE | Waste-to-Energy | Fixed O&M | USD/kW/yr | 120 | 120 | 120 | 120 | 120 | 120 | 120 |  | Base: Indian WTE projects (Bawana, Bidadi) $2,650-3,300/kW ¦ Trajectory: Flat real cost ¦ Confidence: Low ¦ Node anchor: IN
BAU | PWRWTE | Waste-to-Energy | Variable O&M | USD/MWh | 10 | 10 | 10 | 10 | 10 | 10 | 10 |  | Base: Indian WTE projects (Bawana, Bidadi) $2,650-3,300/kW ¦ Trajectory: Flat real cost ¦ Confidence: Low ¦ Node anchor: IN
BAU | PWRWTE | Waste-to-Energy | Heat Rate | GJ/MWh | 16 | 16 | 16 | 16 | 16 | 16 | 16 |  | Base: Indian WTE projects (Bawana, Bidadi) $2,650-3,300/kW ¦ Trajectory: Flat real cost ¦ Confidence: Low ¦ Node anchor: IN
BAU | PWRWTE | Waste-to-Energy | Fuel Cost | USD/GJ | [8 empty] | See OSTRAM_Consolidated_CostDB_v2 → Fuel_Costs sheet → 'Waste' row. WB CMO Oct 2025 + IEA WEO 2025 projections.
BAU | PWRWTE | Waste-to-Energy | Construction Time | years | 3 | 3 | 3 | 3 | 3 | 3 | 3 |  | Base: Indian WTE projects (Bawana, Bidadi) $2,650-3,300/kW ¦ Trajectory: Flat real cost ¦ Confidence: Low ¦ Node anchor: IN
BAU | PWRURN | Nuclear | CAPEX | USD/kW | 5103 | 5103 | 5103 | 5103 | 5103 | 5103 | 5103 | IN(base)=$2000/kW ¦ BD=$5200(×2.6) ¦ LK=$5103(×2.6) ¦ NP=N/A ¦ BT=N/A ¦ MV=N/A Anchor refs: India PHWR; BD Rooppur; CEB LTGEP | Base: CEB LTGEP $5,103/kW; BD Rooppur ~$5,200/kW ¦ https://www.ceb.lk ¦ Trajectory: ATB Nuclear Large decline rates ¦ https://atb.nrel.gov/electricity/2024/nuclear ¦ Confidence: Medium ¦ Node anchor: LK/BD
BAU | PWRURN | Nuclear | Fixed O&M | USD/kW/yr | 134 | 134 | 134 | 134 | 134 | 134 | 134 |  | Base: CEB LTGEP $5,103/kW; BD Rooppur ~$5,200/kW ¦ https://www.ceb.lk ¦ Trajectory: ATB Nuclear Large decline rates ¦ https://atb.nrel.gov/electricity/2024/nuclear ¦ Confidence: Medium ¦ Node anchor: LK/BD
BAU | PWRURN | Nuclear | Variable O&M | USD/MWh | 2.63 | 2.63 | 2.63 | 2.63 | 2.63 | 2.63 | 2.63 |  | Base: CEB LTGEP $5,103/kW; BD Rooppur ~$5,200/kW ¦ https://www.ceb.lk ¦ Trajectory: ATB Nuclear Large decline rates ¦ https://atb.nrel.gov/electricity/2024/nuclear ¦ Confidence: Medium ¦ Node anchor: LK/BD
BAU | PWRURN | Nuclear | Heat Rate | GJ/MWh | 11.23 | 11.23 | 11.23 | 11.23 | 11.23 | 11.23 | 11.23 |  | Base: CEB LTGEP $5,103/kW; BD Rooppur ~$5,200/kW ¦ https://www.ceb.lk ¦ Trajectory: ATB Nuclear Large decline rates ¦ https://atb.nrel.gov/electricity/2024/nuclear ¦ Confidence: Medium ¦ Node anchor: LK/BD
BAU | PWRURN | Nuclear | Fuel Cost | USD/GJ | 0.56 | 0.56 | 0.56 | 0.56 | 0.56 | 0.56 | 0.56 |  | Base: CEB LTGEP $5,103/kW; BD Rooppur ~$5,200/kW ¦ https://www.ceb.lk ¦ Trajectory: ATB Nuclear Large decline rates ¦ https://atb.nrel.gov/electricity/2024/nuclear ¦ Confidence: Medium ¦ Node anchor: LK/BD
BAU | PWRURN | Nuclear | Construction Time | years | 5 | 5 | 5 | 5 | 5 | 5 | 5 |  | Base: CEB LTGEP $5,103/kW; BD Rooppur ~$5,200/kW ¦ https://www.ceb.lk ¦ Trajectory: ATB Nuclear Large decline rates ¦ https://atb.nrel.gov/electricity/2024/nuclear ¦ Confidence: Medium ¦ Node anchor: LK/BD
BAU | PWRGEO | Geothermal | CAPEX | USD/kW | 4589 | 4544 | 4434 | 4327 | 4222 | 4120 | 4020 |  | Base: IRENA global avg; ATB Hydro/Flash ¦ https://atb.nrel.gov/electricity/2024/geothermal ¦ Trajectory: ATB 2024 Geothermal decline rates ¦ https://atb.nrel.gov/electricity/2024/geothermal ¦ Confidence: Low ¦ Node anchor: Intl
BAU | PWRGEO | Geothermal | Fixed O&M | USD/kW/yr | 120 | 120 | 120 | 120 | 120 | 120 | 120 |  | Base: IRENA global avg; ATB Hydro/Flash ¦ https://atb.nrel.gov/electricity/2024/geothermal ¦ Trajectory: ATB 2024 Geothermal decline rates ¦ https://atb.nrel.gov/electricity/2024/geothermal ¦ Confidence: Low ¦ Node anchor: Intl
BAU | PWRGEO | Geothermal | Variable O&M | USD/MWh | 0 | 0 | 0 | 0 | 0 | 0 | 0 |  | Base: IRENA global avg; ATB Hydro/Flash ¦ https://atb.nrel.gov/electricity/2024/geothermal ¦ Trajectory: ATB 2024 Geothermal decline rates ¦ https://atb.nrel.gov/electricity/2024/geothermal ¦ Confidence: Low ¦ Node anchor: Intl
BAU | PWRGEO | Geothermal | Heat Rate | GJ/MWh | [8 empty] | N/A — renewable/non-combustion technology
BAU | PWRGEO | Geothermal | Fuel Cost | USD/GJ | [8 empty] | N/A — renewable/non-combustion technology
BAU | PWRGEO | Geothermal | Construction Time | years | 3 | 3 | 3 | 3 | 3 | 3 | 3 |  | Base: IRENA global avg; ATB Hydro/Flash ¦ https://atb.nrel.gov/electricity/2024/geothermal ¦ Trajectory: ATB 2024 Geothermal decline rates ¦ https://atb.nrel.gov/electricity/2024/geothermal ¦ Confidence: Low ¦ Node anchor: Intl
BAU | PWRSDS | Short-duration storage (Li-ion 4h) | CAPEX | USD/kW | [7 empty] | IN(base)=$882/kW ¦ BD=$1058(×1.2) ¦ LK=$1330(×1.5) ¦ NP=$1147(×1.3) ¦ BT=$1235(×1.4) ¦ MV=$1323(×1.5) Anchor refs: CEA NEP; CEB LTGEP; ADB BD ×~1.2: Limited BD data [⚠ NO URL] LK ×~1.5: CEB LTGEP ~$1,330/kW (https://www.ceb.lk) NP ×~1.3: No specific data [⚠ NO URL] BT ×~1.4: No specific data [⚠ NO URL] MV ×~1.5: Island logistics premium | ⚠ NO SOURCE
BAU | PWRSDS | Short-duration storage (Li-ion 4h) | Fixed O&M | USD/kW/yr | 20 | 21 | 17 | 17 | 16 | 16 | 15 |  | Base: CEA NEP $882/kW (7.32 Cr/MW, 4h); SL ~$1,330/kW ¦ https://cea.nic.in ¦ Trajectory: NREL ATB 2024 4h BESS decline rates ¦ https://atb.nrel.gov/electricity/2024/utility-scale_battery_storage ¦ Confidence: High ¦ Node anchor: IN
BAU | PWRSDS | Short-duration storage (Li-ion 4h) | Variable O&M | USD/MWh | 0 | 0 | 0 | 0 | 0 | 0 | 0 |  | Base: CEA NEP $882/kW (7.32 Cr/MW, 4h); SL ~$1,330/kW ¦ https://cea.nic.in ¦ Trajectory: NREL ATB 2024 4h BESS decline rates ¦ https://atb.nrel.gov/electricity/2024/utility-scale_battery_storage ¦ Confidence: High ¦ Node anchor: IN
BAU | PWRSDS | Short-duration storage (Li-ion 4h) | Heat Rate | GJ/MWh | [8 empty] | N/A — renewable/non-combustion technology
BAU | PWRSDS | Short-duration storage (Li-ion 4h) | Fuel Cost | USD/GJ | [8 empty] | N/A — renewable/non-combustion technology
BAU | PWRSDS | Short-duration storage (Li-ion 4h) | Construction Time | years | [8 empty] | Base: CEA NEP $882/kW (7.32 Cr/MW, 4h); SL ~$1,330/kW ¦ https://cea.nic.in ¦ Trajectory: NREL ATB 2024 4h BESS decline rates ¦ https://atb.nrel.gov/electricity/2024/utility-scale_battery_storage ¦ Confidence: High ¦ Node anchor: IN | bar: 2023 to 2050
BAU | PWRLDS | Long-duration storage (8h+) | CAPEX | USD/kW | [7 empty] | BD ×~1.2: Limited BD data [⚠ NO URL] LK ×~1.5: CEB LTGEP ~$1,330/kW (https://www.ceb.lk) NP ×~1.3: No specific data [⚠ NO URL] BT ×~1.4: No specific data [⚠ NO URL] MV ×~1.5: Island logistics premium | ⚠ NO SOURCE
BAU | PWRLDS | Long-duration storage (8h+) | Fixed O&M | USD/kW/yr | 45 | 47 | 38 | 37 | 35 | 34 | 33 |  | Base: Generic 8h+ proxy; not single chemistry ¦ Trajectory: NREL ATB 2024 8h BESS decline rates ¦ https://atb.nrel.gov/electricity/2024/utility-scale_battery_storage ¦ Confidence: Low ¦ Node anchor: Regional
BAU | PWRLDS | Long-duration storage (8h+) | Variable O&M | USD/MWh | 0 | 0 | 0 | 0 | 0 | 0 | 0 |  | Base: Generic 8h+ proxy; not single chemistry ¦ Trajectory: NREL ATB 2024 8h BESS decline rates ¦ https://atb.nrel.gov/electricity/2024/utility-scale_battery_storage ¦ Confidence: Low ¦ Node anchor: Regional
BAU | PWRLDS | Long-duration storage (8h+) | Heat Rate | GJ/MWh | [8 empty] | N/A — renewable/non-combustion technology
BAU | PWRLDS | Long-duration storage (8h+) | Fuel Cost | USD/GJ | [8 empty] | N/A — renewable/non-combustion technology
BAU | PWRLDS | Long-duration storage (8h+) | Construction Time | years | [8 empty] | Base: Generic 8h+ proxy; not single chemistry ¦ Trajectory: NREL ATB 2024 8h BESS decline rates ¦ https://atb.nrel.gov/electricity/2024/utility-scale_battery_storage ¦ Confidence: Low ¦ Node anchor: Regional | bar: 2023 to 2050
BAU | PWRFPV | Floating Solar PV | CAPEX | USD/kW | 1244 | 1190 | 1054 | 918 | 842 | 767 | 691 | BD ×1.5-2.0: ADB Muktagacha $1,215/kW; Beximco $1,500/kW (https://www.adb.org) LK ×1.9-2.5: CEB LTGEP $849/kW; Siyambalanduwa $1,400/kW (https://www.ceb.lk) NP ×2.0-2.5: No large-scale data [⚠ NO URL] BT ×2.0-2.5: No data [⚠ NO URL] MV ×3.0-9.0: ADB POISED $5,000/kW system; ASPIRE $1,600-2,000/kW (https://www.adb.org) | Base: CEB LTGEP ($1,244/kW, 1.5% FOM) ¦ https://www.ceb.lk ¦ Trajectory: ATB 2024 utility PV decline (proxy) ¦ https://atb.nrel.gov/electricity/2024/utility-scale_pv ¦ Confidence: Medium ¦ Node anchor: LK
BAU | PWRFPV | Floating Solar PV | Fixed O&M | USD/kW/yr | 19 | 18 | 17 | 16 | 15 | 14 | 13 |  | Base: CEB LTGEP ($1,244/kW, 1.5% FOM) ¦ https://www.ceb.lk ¦ Trajectory: ATB 2024 utility PV decline (proxy) ¦ https://atb.nrel.gov/electricity/2024/utility-scale_pv ¦ Confidence: Medium ¦ Node anchor: LK
BAU | PWRFPV | Floating Solar PV | Variable O&M | USD/MWh | 0 | 0 | 0 | 0 | 0 | 0 | 0 |  | Base: CEB LTGEP ($1,244/kW, 1.5% FOM) ¦ https://www.ceb.lk ¦ Trajectory: ATB 2024 utility PV decline (proxy) ¦ https://atb.nrel.gov/electricity/2024/utility-scale_pv ¦ Confidence: Medium ¦ Node anchor: LK
BAU | PWRFPV | Floating Solar PV | Heat Rate | GJ/MWh | [8 empty] | N/A — renewable/non-combustion technology
BAU | PWRFPV | Floating Solar PV | Fuel Cost | USD/GJ | [8 empty] | N/A — renewable/non-combustion technology
BAU | PWRFPV | Floating Solar PV | Construction Time | years | 1.5 | 1.5 | 1.5 | 1.5 | 1.5 | 1.5 | 1.5 |  | Base: CEB LTGEP ($1,244/kW, 1.5% FOM) ¦ https://www.ceb.lk ¦ Trajectory: ATB 2024 utility PV decline (proxy) ¦ https://atb.nrel.gov/electricity/2024/utility-scale_pv ¦ Confidence: Medium ¦ Node anchor: LK
BAU | PWRH2G | Green Hydrogen Fuel Cell | CAPEX | USD/kW | 2200 | 2100 | 1800 | 1500 | 1300 | 1100 | 1000 |  | Base: DOE FC targets; India NGHM ¦ Trajectory: DOE targets + learning curves ¦ Confidence: Low ¦ Node anchor: Intl
BAU | PWRH2G | Green Hydrogen Fuel Cell | Fixed O&M | USD/kW/yr | 66 | 63 | 54 | 45 | 39 | 33 | 30 |  | Base: DOE FC targets; India NGHM ¦ Trajectory: DOE targets + learning curves ¦ Confidence: Low ¦ Node anchor: Intl
BAU | PWRH2G | Green Hydrogen Fuel Cell | Variable O&M | USD/MWh | 0 | 0 | 0 | 0 | 0 | 0 | 0 |  | Base: DOE FC targets; India NGHM ¦ Trajectory: DOE targets + learning curves ¦ Confidence: Low ¦ Node anchor: Intl
BAU | PWRH2G | Green Hydrogen Fuel Cell | Heat Rate | GJ/MWh | 6.55 | 6.55 | 6.55 | 6.55 | 6.55 | 6.55 | 6.55 |  | N/A — renewable/non-combustion technology
BAU | PWRH2G | Green Hydrogen Fuel Cell | Fuel Cost | USD/GJ | [8 empty] | N/A — renewable/non-combustion technology
BAU | PWRH2G | Green Hydrogen Fuel Cell | Construction Time | years | [8 empty] | Base: DOE FC targets; India NGHM ¦ Trajectory: DOE targets + learning curves ¦ Confidence: Low ¦ Node anchor: Intl | bar: 2023 to 2050
BAU | PWRTDL | Tidal / Marine | CAPEX | USD/kW | 5500 | 5500 | 5500 | 5500 | 5500 | 5500 | 5500 |  | Base: Marine energy literature ¦ Trajectory: Engineering estimates ¦ Confidence: Low ¦ Node anchor: Intl
BAU | PWRTDL | Tidal / Marine | Fixed O&M | USD/kW/yr | 220 | 220 | 220 | 220 | 220 | 220 | 220 |  | Base: Marine energy literature ¦ Trajectory: Engineering estimates ¦ Confidence: Low ¦ Node anchor: Intl
BAU | PWRTDL | Tidal / Marine | Variable O&M | USD/MWh | 0 | 0 | 0 | 0 | 0 | 0 | 0 |  | Base: Marine energy literature ¦ Trajectory: Engineering estimates ¦ Confidence: Low ¦ Node anchor: Intl
BAU | PWRTDL | Tidal / Marine | Heat Rate | GJ/MWh | [8 empty] | N/A — renewable/non-combustion technology
BAU | PWRTDL | Tidal / Marine | Fuel Cost | USD/GJ | [8 empty] | N/A — renewable/non-combustion technology
BAU | PWRTDL | Tidal / Marine | Construction Time | years | 3 | 3 | 3 | 3 | 3 | 3 | 3 |  | Base: Marine energy literature ¦ Trajectory: Engineering estimates ¦ Confidence: Low ¦ Node anchor: Intl
BAU | PWRBCK | Backstop (penalty generator) | CAPEX | USD/kW | 50000 | 50000 | 50000 | 50000 | 50000 | 50000 | 50000 |  | Base: Modeling construct ¦ Trajectory: N/A ¦ Confidence: High ¦ Node anchor: All
BAU | PWRBCK | Backstop (penalty generator) | Fixed O&M | USD/kW/yr | 0 | 0 | 0 | 0 | 0 | 0 | 0 |  | Base: Modeling construct ¦ Trajectory: N/A ¦ Confidence: High ¦ Node anchor: All
BAU | PWRBCK | Backstop (penalty generator) | Variable O&M | USD/MWh | 1000 | 1000 | 1000 | 1000 | 1000 | 1000 | 1000 |  | Base: Modeling construct ¦ Trajectory: N/A ¦ Confidence: High ¦ Node anchor: All
BAU | PWRBCK | Backstop (penalty generator) | Heat Rate | GJ/MWh | [8 empty] | N/A — renewable/non-combustion technology
BAU | PWRBCK | Backstop (penalty generator) | Fuel Cost | USD/GJ | [8 empty] | N/A — renewable/non-combustion technology
BAU | PWRBCK | Backstop (penalty generator) | Construction Time | years | [8 empty] | N/A — backstop/penalty generator
Note on F2: Source: CEA NEP Annexure-A (4.64 Cr/MW) Node default: IN
Note on F3: Source: CEA NEP Annexure-A (4.64 Cr/MW) Node default: IN
Note on F4: Source: CEA NEP Annexure-A (4.64 Cr/MW) Node default: IN
Note on F5: ⚠ MISSING: No cost data for PWRSPV / Heat Rate. Check CostDB or ATB fallback.
Note on F6: ⚠ MISSING: No cost data for PWRSPV / Fuel Cost. Check CostDB or ATB fallback.
Note on F7: Source: CEA NEP Annexure-A (4.64 Cr/MW) Node default: IN
Note on F8: Source: CERC/MNRE benchmarks; SL LTGEP $982/kW Node default: IN
Note on F9: Source: CERC/MNRE benchmarks; SL LTGEP $982/kW Node default: IN
Note on F10: Source: CERC/MNRE benchmarks; SL LTGEP $982/kW Node default: IN
Note on F11: ⚠ MISSING: No cost data for PWRSPR / Heat Rate. Check CostDB or ATB fallback.
Note on F12: ⚠ MISSING: No cost data for PWRSPR / Fuel Cost. Check CostDB or ATB fallback.
Note on F13: Source: CERC/MNRE benchmarks; SL LTGEP $982/kW Node default: IN
Note on F14: Source: NREL ATB 2024 (no SA-specific data) Node default: ATB
Note on F15: Source: NREL ATB 2024 (no SA-specific data) Node default: ATB
Note on F16: Source: NREL ATB 2024 (no SA-specific data) Node default: ATB
Note on F17: ⚠ MISSING: No cost data for PWRCSP / Heat Rate. Check CostDB or ATB fallback.
Note on F18: ⚠ MISSING: No cost data for PWRCSP / Fuel Cost. Check CostDB or ATB fallback.
Note on F19: Source: NREL ATB 2024 (no SA-specific data) Node default: ATB
Note on F20: Source: CEA NEP Annexure-A (6.32 Cr/MW) Node default: IN
Note on F21: Source: CEA NEP Annexure-A (6.32 Cr/MW) Node default: IN
Note on F22: Source: CEA NEP Annexure-A (6.32 Cr/MW) Node default: IN
Note on F23: ⚠ MISSING: No cost data for PWRWON / Heat Rate. Check CostDB or ATB fallback.
Note on F24: ⚠ MISSING: No cost data for PWRWON / Fuel Cost. Check CostDB or ATB fallback.
Note on F25: Source: CEA NEP Annexure-A (6.32 Cr/MW) Node default: IN
Note on F26: Source: CEB LTGEP 2025-2044 ($3,781/kW fixed-bottom) Node default: LK
Note on F27: Source: CEB LTGEP 2025-2044 ($3,781/kW fixed-bottom) Node default: LK
Note on F28: Source: CEB LTGEP 2025-2044 ($3,781/kW fixed-bottom) Node default: LK
Note on F29: ⚠ MISSING: No cost data for PWRWOF / Heat Rate. Check CostDB or ATB fallback.
Note on F30: ⚠ MISSING: No cost data for PWRWOF / Fuel Cost. Check CostDB or ATB fallback.
Note on F31: Source: CEB LTGEP 2025-2044 ($3,781/kW fixed-bottom) Node default: LK
Note on F32: Source: Bhutan PSMP 2040; Nepal NEA; IRENA Node default: Regional
Note on F33: Source: Bhutan PSMP 2040; Nepal NEA; IRENA Node default: Regional
Note on F34: Source: Bhutan PSMP 2040; Nepal NEA; IRENA Node default: Regional
Note on F35: ⚠ MISSING: No cost data for PWRHDR / Heat Rate. Check CostDB or ATB fallback.
Note on F36: ⚠ MISSING: No cost data for PWRHDR / Fuel Cost. Check CostDB or ATB fallback.
Note on F37: Source: Bhutan PSMP 2040; Nepal NEA; IRENA Node default: Regional
Note on F38: Source: Bhutan PSMP; Nepal NEA; CEB LTGEP mini-hydro $1,840/kW Node default: Regional
Note on F39: Source: Bhutan PSMP; Nepal NEA; CEB LTGEP mini-hydro $1,840/kW Node default: Regional
Note on F40: Source: Bhutan PSMP; Nepal NEA; CEB LTGEP mini-hydro $1,840/kW Node default: Regional
Note on F41: ⚠ MISSING: No cost data for PWRHRO / Heat Rate. Check CostDB or ATB fallback.
Note on F42: ⚠ MISSING: No cost data for PWRHRO / Fuel Cost. Check CostDB or ATB fallback.
Note on F43: Source: Bhutan PSMP; Nepal NEA; CEB LTGEP mini-hydro $1,840/kW Node default: Regional
Note on F44: Source: CEA NEP ($635/kW=5.27 Cr/MW); ATB PSH Class1=$3,224/kW Node default: IN
Note on F45: Source: CEA NEP ($635/kW=5.27 Cr/MW); ATB PSH Class1=$3,224/kW Node default: IN
Note on F46: Source: CEA NEP ($635/kW=5.27 Cr/MW); ATB PSH Class1=$3,224/kW Node default: IN
Note on F47: ⚠ MISSING: No cost data for PWRHPS / Heat Rate. Check CostDB or ATB fallback.
Note on F48: ⚠ MISSING: No cost data for PWRHPS / Fuel Cost. Check CostDB or ATB fallback.
Note on F49: Source: CEA NEP ($635/kW=5.27 Cr/MW); ATB PSH Class1=$3,224/kW Node default: IN
Note on F50: Source: CEB LTGEP $2,132/kW; CEA NEP $1,059/kW (India) Node default: IN/LK
Note on F51: Source: CEB LTGEP $2,132/kW; CEA NEP $1,059/kW (India) Node default: IN/LK
Note on F52: Source: CEB LTGEP $2,132/kW; CEA NEP $1,059/kW (India) Node default: IN/LK
Note on F53: Source: CEB LTGEP $2,132/kW; CEA NEP $1,059/kW (India) Node default: IN/LK
Note on F54: ⚠ MISSING: No cost data for PWRCOASCPC / Fuel Cost. Check CostDB or ATB fallback.
Note on F55: Source: CEB LTGEP $2,132/kW; CEA NEP $1,059/kW (India) Node default: IN/LK
Note on F56: Source: Est. ~7% premium over SC; better heat rate Node default: IN/LK
Note on F57: Source: Est. ~7% premium over SC; better heat rate Node default: IN/LK
Note on F58: Source: Est. ~7% premium over SC; better heat rate Node default: IN/LK
Note on F59: Source: Est. ~7% premium over SC; better heat rate Node default: IN/LK
Note on F60: ⚠ MISSING: No cost data for PWRCOAUSC / Fuel Cost. Check CostDB or ATB fallback.
Note on F61: Source: Est. ~7% premium over SC; better heat rate Node default: IN/LK
Note on F62: Source: CEB LTGEP $1,273-1,507/kW; FOM=1.13 $/kW-mo Node default: LK
Note on F63: Source: CEB LTGEP $1,273-1,507/kW; FOM=1.13 $/kW-mo Node default: LK
Note on F64: Source: CEB LTGEP $1,273-1,507/kW; FOM=1.13 $/kW-mo Node default: LK
Note on F65: Source: CEB LTGEP $1,273-1,507/kW; FOM=1.13 $/kW-mo Node default: LK
Note on F66: ⚠ MISSING: No cost data for PWRCCG / Fuel Cost. Check CostDB or ATB fallback.
Note on F67: Source: CEB LTGEP $1,273-1,507/kW; FOM=1.13 $/kW-mo Node default: LK
Note on F68: Source: CEB LTGEP $360/kW; FOM=0.64 $/kW-mo Node default: LK
Note on F69: Source: CEB LTGEP $360/kW; FOM=0.64 $/kW-mo Node default: LK
Note on F70: Source: CEB LTGEP $360/kW; FOM=0.64 $/kW-mo Node default: LK
Note on F71: Source: CEB LTGEP $360/kW; FOM=0.64 $/kW-mo Node default: LK
Note on F72: ⚠ MISSING: No cost data for PWROCG / Fuel Cost. Check CostDB or ATB fallback.
Note on F73: Source: CEB LTGEP $360/kW; FOM=0.64 $/kW-mo Node default: LK
Note on F74: Source: CEB LTGEP FO IC $1,000-1,124/kW; FOM=3.25 $/kW-mo Node default: LK/MV
Note on F75: Source: CEB LTGEP FO IC $1,000-1,124/kW; FOM=3.25 $/kW-mo Node default: LK/MV
Note on F76: Source: CEB LTGEP FO IC $1,000-1,124/kW; FOM=3.25 $/kW-mo Node default: LK/MV
Note on F77: Source: CEB LTGEP FO IC $1,000-1,124/kW; FOM=3.25 $/kW-mo Node default: LK/MV
Note on F78: ⚠ MISSING: No cost data for PWROIL / Fuel Cost. Check CostDB or ATB fallback.
Note on F79: Source: CEB LTGEP FO IC $1,000-1,124/kW; FOM=3.25 $/kW-mo Node default: LK/MV
Note on F80: Source: CEB LTGEP $1,782/kW; FOM=4% CAPEX Node default: LK
Note on F81: Source: CEB LTGEP $1,782/kW; FOM=4% CAPEX Node default: LK
Note on F82: Source: CEB LTGEP $1,782/kW; FOM=4% CAPEX Node default: LK
Note on F83: Source: CEB LTGEP $1,782/kW; FOM=4% CAPEX Node default: LK
Note on F84: ⚠ MISSING: No cost data for PWRBIO / Fuel Cost. Check CostDB or ATB fallback.
Note on F85: Source: CEB LTGEP $1,782/kW; FOM=4% CAPEX Node default: LK
Note on F86: Source: Indian WTE projects (Bawana, Bidadi) $2,650-3,300/kW Node default: IN
Note on F87: Source: Indian WTE projects (Bawana, Bidadi) $2,650-3,300/kW Node default: IN
Note on F88: Source: Indian WTE projects (Bawana, Bidadi) $2,650-3,300/kW Node default: IN
Note on F89: Source: Indian WTE projects (Bawana, Bidadi) $2,650-3,300/kW Node default: IN
Note on F90: ⚠ MISSING: No cost data for PWRWTE / Fuel Cost. Check CostDB or ATB fallback.
Note on F91: Source: Indian WTE projects (Bawana, Bidadi) $2,650-3,300/kW Node default: IN
Note on F92: Source: CEB LTGEP $5,103/kW; BD Rooppur ~$5,200/kW Node default: LK/BD
Note on F93: Source: CEB LTGEP $5,103/kW; BD Rooppur ~$5,200/kW Node default: LK/BD
Note on F94: Source: CEB LTGEP $5,103/kW; BD Rooppur ~$5,200/kW Node default: LK/BD
Note on F95: Source: CEB LTGEP $5,103/kW; BD Rooppur ~$5,200/kW Node default: LK/BD
Note on F96: Source: CEB LTGEP $5,103/kW; BD Rooppur ~$5,200/kW Node default: LK/BD
Note on F97: Source: CEB LTGEP $5,103/kW; BD Rooppur ~$5,200/kW Node default: LK/BD
Note on F98: Source: IRENA global avg; ATB Hydro/Flash Node default: Intl
Note on F99: Source: IRENA global avg; ATB Hydro/Flash Node default: Intl
Note on F100: Source: IRENA global avg; ATB Hydro/Flash Node default: Intl
Note on F101: ⚠ MISSING: No cost data for PWRGEO / Heat Rate. Check CostDB or ATB fallback.
Note on F102: ⚠ MISSING: No cost data for PWRGEO / Fuel Cost. Check CostDB or ATB fallback.
Note on F103: Source: IRENA global avg; ATB Hydro/Flash Node default: Intl
Note on F104: ⚠ MISSING: No cost data for PWRSDS / CAPEX. Check CostDB or ATB fallback.
Note on F105: Source: CEA NEP $882/kW (7.32 Cr/MW, 4h); SL ~$1,330/kW Node default: IN
Note on F106: Source: CEA NEP $882/kW (7.32 Cr/MW, 4h); SL ~$1,330/kW Node default: IN
Note on F107: ⚠ MISSING: No cost data for PWRSDS / Heat Rate. Check CostDB or ATB fallback.
Note on F108: ⚠ MISSING: No cost data for PWRSDS / Fuel Cost. Check CostDB or ATB fallback.
Note on F109: Source: CEA NEP $882/kW (7.32 Cr/MW, 4h); SL ~$1,330/kW Node default: IN
Note on F110: ⚠ MISSING: No cost data for PWRLDS / CAPEX. Check CostDB or ATB fallback.
Note on F111: Source: Generic 8h+ proxy; not single chemistry Node default: Regional
Note on F112: Source: Generic 8h+ proxy; not single chemistry Node default: Regional
Note on F113: ⚠ MISSING: No cost data for PWRLDS / Heat Rate. Check CostDB or ATB fallback.
Note on F114: ⚠ MISSING: No cost data for PWRLDS / Fuel Cost. Check CostDB or ATB fallback.
Note on F115: Source: Generic 8h+ proxy; not single chemistry Node default: Regional
Note on F116: Source: CEB LTGEP ($1,244/kW, 1.5% FOM) Node default: LK
Note on F117: Source: CEB LTGEP ($1,244/kW, 1.5% FOM) Node default: LK
Note on F118: Source: CEB LTGEP ($1,244/kW, 1.5% FOM) Node default: LK
Note on F119: ⚠ MISSING: No cost data for PWRFPV / Heat Rate. Check CostDB or ATB fallback.
Note on F120: ⚠ MISSING: No cost data for PWRFPV / Fuel Cost. Check CostDB or ATB fallback.
Note on F121: Source: CEB LTGEP ($1,244/kW, 1.5% FOM) Node default: LK
Note on F122: Source: DOE FC targets; India NGHM Node default: Intl
Note on F123: Source: DOE FC targets; India NGHM Node default: Intl
Note on F124: Source: DOE FC targets; India NGHM Node default: Intl
Note on F125: Source: DOE FC targets; India NGHM Node default: Intl
Note on F126: ⚠ MISSING: No cost data for PWRH2G / Fuel Cost. Check CostDB or ATB fallback.
Note on F127: Source: DOE FC targets; India NGHM Node default: Intl
Note on F128: Source: Marine energy literature Node default: Intl
Note on F129: Source: Marine energy literature Node default: Intl
Note on F130: Source: Marine energy literature Node default: Intl
Note on F131: ⚠ MISSING: No cost data for PWRTDL / Heat Rate. Check CostDB or ATB fallback.
Note on F132: ⚠ MISSING: No cost data for PWRTDL / Fuel Cost. Check CostDB or ATB fallback.
Note on F133: Source: Marine energy literature Node default: Intl
Note on F134: Source: Modeling construct Node default: All
Note on F135: Source: Modeling construct Node default: All
Note on F136: Source: Modeling construct Node default: All
Note on F137: ⚠ MISSING: No cost data for PWRBCK / Heat Rate. Check CostDB or ATB fallback.
Note on F138: ⚠ MISSING: No cost data for PWRBCK / Fuel Cost. Check CostDB or ATB fallback.
Note on F139: ⚠ MISSING: No cost data for PWRBCK / Construction Time. Check CostDB or ATB fallback.

## RE_Targets_Policies
scenario | Country | Node | Policy_Name | Target_Type | Target_Value | Target_Year | Mandate_or_Aspirational | Source
BAU | India | IN_N/S/E/W/NE | National Electricity Plan 2023 | Capacity_GW | 500 | 2030 | Mandate | NEP 2023
BAU | India | IN_N/S/E/W/NE | India NDC (Updated) | RE_share | 0.5 | 2030 | Mandate | India NDC 2022
BAU | Bangladesh | BD | Mujib Climate Prosperity Plan | Capacity_GW | 40 | 2041 | Aspirational | MCPP
BAU | Bangladesh | BD | Bangladesh NDC | RE_share | 0.4 | 2041 | Aspirational | Bangladesh NDC 2021
BAU | Nepal | NP | National Energy Strategy | Capacity_GW | 15 | 2030 | Aspirational | GoN Energy Strategy
BAU | Sri Lanka | LK | Sri Lanka Energy Policy | RE_share | 0.7 | 2030 | Mandate | GoSL NDC 2021
BAU | Bhutan | BT | Bhutan NDC | Emissions | Carbon negative | 2030 | Mandate | Bhutan NDC
BAU | Maldives | MV | MCCEE Energy Roadmap 2024-2033 | RE_share | 0.33 | 2028 | Mandate | MCCEE Energy Road Map 2024-2033 (ADB, Nov 2024)
Note on I2: India 500 GW RE by 2030: CEA NEP 2023. NDC updated Aug 2022: 50% non-fossil capacity. Source: https://unfccc.int/NDCREG
Note on I3: India 50% RE share by 2030: Updated NDC Aug 2022. Source: https://pib.gov.in/PressReleasePage.aspx?PRID=1847812
Note on I4: Bangladesh 40 GW RE by 2041: Mujib Climate Prosperity Plan. ⚠ IEPMP 2023 supersedes with lower targets. Review.
Note on I5: Bangladesh 40% RE by 2041: NDC 2021. ⚠ IEPMP 2023 has more specific targets. Cross-ref BGD_DA_Final 2_Demand_Forecasts.
Note on I6: Nepal 15 GW by 2030: National Energy Strategy. ⚠ CES/LTS Study has 9.7-20.5 GW range. Source: Nepal_new_data Demand Forecasts.
Note on I7: Sri Lanka 70% RE by 2030: GoSL NDC. CEB LTGEP 2025-2044 has detailed RE roadmap. Source: SriLanka__new_data_v2.
Note on I8: Bhutan carbon negative: NDC commitment. Hydropower dominant. Source: BTN_DA_Final 8_Sources.
Note on I29: Source: Maldives_new_data Demand Forecasts sheet. 33% RE by end-2028. Also: Maldives_Energy_Infrastructure Additional Data sheet. URL: https://www.environment.gov.mv/v2/wp-content/files/publications/20241107-pub-energy-roadmap-maldives-2024-2033-.pdf

## AO_Extension_Decisions
AO_Code_To_Add | Include | Override_Template_AO | Override_Tech.Name_AO | Notes
PWRGEOINDNO | Y | PWRHYDINDNO | Geothermal (Power generator) India, region NO | Manual override: PWRHYDINDNO chosen — no-fuel-cost baseload analogue. Discussed [date].
PWRNGSBGDXX | Y
PWRNGSMDVXX | Y
PWROILMDVXX | Y
PWROILNPLXX | Y
PWRWOFMDVXX | Y
PWRWONMDVXX | Y
TRNBTNXXBGDXX | Y
TRNBTNXXINDNE | Y
TRNMDVXXINDSO | Y
TRNNPLXXBGDXX | Y