BAU | India | IN_N | BETA Combined Cycle Power Plant Module I | PWRNGSINDNO | Natural Gas CC/OC | Oil & Gas | 225 | 2035 | Pipeline | Beta Infratech Pvt. Ltd. | India_Electricity_Infrastructure.xlsx | NITI Aayog, "India Climate and Energy Dashboard (ICED) — Plant Information and Capacity Metatable," NITI Aayog, Government of India, New Delhi, Feb. 2025. [Online]. Available: https://iced.niti.gov.in Central Electricity Authority (CEA), "National Electricity Plan, Volume I — Generation," Ministry of Power, Government of India, New Delhi, 2023. [Online]. Available: https://cea.nic.in
BAU | India | IN_N | ABC RENEWABLE ENERGY RJ-01 Private Limited Rajasthan 400.0 | PWRSPVINDNO | Solar PV | Solar | 400 | 2024 | Pipeline | ABC RENEWABLE ENERGY RJ-01 Private Limited | India_Electricity_Infrastructure.xlsx | NITI Aayog, "India Climate and Energy Dashboard (ICED) — Plant Information and Capacity Metatable," NITI Aayog, Government of India, New Delhi, Feb. 2025. [Online]. Available: https://iced.niti.gov.in Central Electricity Authority (CEA), "National Electricity Plan, Volume I — Generation," Ministry of Power, Government of India, New Delhi, 2023. [Online]. Available: https://cea.nic.in
BAU | India | IN_N | ABC RJ LAND 01 Private Limited Rajasthan 380.0 | PWRSPVINDNO | Solar PV | Solar | 380 | 2024 | Pipeline | ABC RJ LAND 01 Private Limited | India_Electricity_Infrastructure.xlsx | NITI Aayog, "India Climate and Energy Dashboard (ICED) — Plant Information and Capacity Metatable," NITI Aayog, Government of India, New Delhi, Feb. 2025. [Online]. Available: https://iced.niti.gov.in Central Electricity Authority (CEA), "National Electricity Plan, Volume I — Generation," Ministry of Power, Government of India, New Delhi, 2023. [Online]. Available: https://cea.nic.in
BAU | India | IN_N | ABU RENEWABLES INDIA PRIVATE LIMITED Rajasthan 340.0 | PWRSPVINDNO | Solar PV | Solar | 340 | 2026 | Pipeline | ABU RENEWABLES INDIA PRIVATE LIMITED | India_Electricity_Infrastructure.xlsx | NITI Aayog, "India Climate and Energy Dashboard (ICED) — Plant Information and Capacity Metatable," NITI Aayog, Government of India, New Delhi, Feb. 2025. [Online]. Available: https://iced.niti.gov.in Central Electricity Authority (CEA), "National Electricity Plan, Volume I — Generation," Ministry of Power, Government of India, New Delhi, 2023. [Online]. Available: https://cea.nic.in
BAU | India | IN_N | ACME Sun Power Private Limited Rajasthan 320.0 | PWRSPVINDNO | Solar PV | Solar | 320 | 2026 | Pipeline | ACME Sun Power Private Limited | India_Electricity_Infrastructure.xlsx | NITI Aayog, "India Climate and Energy Dashboard (ICED) — Plant Information and Capacity Metatable," NITI Aayog, Government of India, New Delhi, Feb. 2025. [Online]. Available: https://iced.niti.gov.in Central Electricity Authority (CEA), "National Electricity Plan, Volume I — Generation," Ministry of Power, Government of India, New Delhi, 2023. [Online]. Available: https://cea.nic.in
BAU | India | IN_N | ACME Surya Power Private Limited Rajasthan 250.0 | PWRSPVINDNO | Solar PV | Solar | 250 | 2026 | Pipeline | ACME Surya Power Private Limited | India_Electricity_Infrastructure.xlsx | NITI Aayog, "India Climate and Energy Dashboard (ICED) — Plant Information and Capacity Metatable," NITI Aayog, Government of India, New Delhi, Feb. 2025. [Online]. Available: https://iced.niti.gov.in Central Electricity Authority (CEA), "National Electricity Plan, Volume I — Generation," Ministry of Power, Government of India, New Delhi, 2023. [Online]. Available: https://cea.nic.in
BAU | India | IN_N | ACME Venus Urja Private Limited Rajasthan 400.0 | PWRSPVINDNO | Solar PV | Solar | 400 | 2026 | Pipeline | ACME Venus Urja Private Limited | India_Electricity_Infrastructure.xlsx | NITI Aayog, "India Climate and Energy Dashboard (ICED) — Plant Information and Capacity Metatable," NITI Aayog, Government of India, New Delhi, Feb. 2025. [Online]. Available: https://iced.niti.gov.in Central Electricity Authority (CEA), "National Electricity Plan, Volume I — Generation," Ministry of Power, Government of India, New Delhi, 2023. [Online]. Available: https://cea.nic.in
BAU | India | IN_N | AM Green Energy Private Limited, Bikaner Rajasthan 300.0 | PWRSPVINDNO | Solar PV | Solar | 300 | 2026 | Pipeline | AM Green Energy Private Limited, Bikaner | India_Electricity_Infrastructure.xlsx | NITI Aayog, "India Climate and Energy Dashboard (ICED) — Plant Information and Capacity Metatable," NITI Aayog, Government of India, New Delhi, Feb. 2025. [Online]. Available: https://iced.niti.gov.in Central Electricity Authority (CEA), "National Electricity Plan, Volume I — Generation," Ministry of Power, Government of India, New Delhi, 2023. [Online]. Available: https://cea.nic.in
BAU | India | IN_N | Acme Renewtech Fifth Private Limited Rajasthan 250.0 | PWRSPVINDNO | Solar PV | Solar | 250 | 2027 | Pipeline | Acme Renewtech Fifth Private Limited | India_Electricity_Infrastructure.xlsx | NITI Aayog, "India Climate and Energy Dashboard (ICED) — Plant Information and Capacity Metatable," NITI Aayog, Government of India, New Delhi, Feb. 2025. [Online]. Available: https://iced.niti.gov.in Central Electricity Authority (CEA), "National Electricity Plan, Volume I — Generation," Ministry of Power, Government of India, New Delhi, 2023. [Online]. Available: https://cea.nic.in
BAU | India | IN_N | Adani Renewable Energy Holding Eighteen Limited (AREH18L) Rajasthan 50.0 | PWRSPVINDNO | Solar PV | Solar | 50 | 2027 | Pipeline | Adani Renewable Energy Holding Eighteen Limited (AREH18L) | India_Electricity_Infrastructure.xlsx | NITI Aayog, "India Climate and Energy Dashboard (ICED) — Plant Information and Capacity Metatable," NITI Aayog, Government of India, New Delhi, Feb. 2025. [Online]. Available: https://iced.niti.gov.in Central Electricity Authority (CEA), "National Electricity Plan, Volume I — Generation," Ministry of Power, Government of India, New Delhi, 2023. [Online]. Available: https://cea.nic.in
BAU | India | IN_N | Adani Renewable Energy Holding Four Limited Rajasthan 250.0 | PWRSPVINDNO | Solar PV | Solar | 250 | 2028 | Pipeline | Adani Renewable Energy Holding Four Limited | India_Electricity_Infrastructure.xlsx | NITI Aayog, "India Climate and Energy Dashboard (ICED) — Plant Information and Capacity Metatable," NITI Aayog, Government of India, New Delhi, Feb. 2025. [Online]. Available: https://iced.niti.gov.in Central Electricity Authority (CEA), "National Electricity Plan, Volume I — Generation," Ministry of Power, Government of India, New Delhi, 2023. [Online]. Available: https://cea.nic.in
BAU | India | IN_N | Adani Renewable Energy Holding Four Limited Rajasthan 284.0 | PWRSPVINDNO | Solar PV | Solar | 284 | 2030 | Pipeline | Adani Renewable Energy Holding Four Limited | India_Electricity_Infrastructure.xlsx | NITI Aayog, "India Climate and Energy Dashboard (ICED) — Plant Information and Capacity Metatable," NITI Aayog, Government of India, New Delhi, Feb. 2025. [Online]. Available: https://iced.niti.gov.in Central Electricity Authority (CEA), "National Electricity Plan, Volume I — Generation," Ministry of Power, Government of India, New Delhi, 2023. [Online]. Available: https://cea.nic.in
BAU | India | IN_N | Adani Renewable Energy Holding Four Limited Rajasthan 500.0 | PWRSPVINDNO | Solar PV | Solar | 1500 | 2025 | Pipeline | Adani Renewable Energy Holding Four Limited | India_Electricity_Infrastructure.xlsx | NITI Aayog, "India Climate and Energy Dashboard (ICED) — Plant Information and Capacity Metatable," NITI Aayog, Government of India, New Delhi, Feb. 2025. [Online]. Available: https://iced.niti.gov.in Central Electricity Authority (CEA), "National Electricity Plan, Volume I — Generation," Ministry of Power, Government of India, New Delhi, 2023. [Online]. Available: https://cea.nic.in
BAU | India | IN_N | Adani Renewable Energy Holding Four Limited Rajasthan 717.0 | PWRSPVINDNO | Solar PV | Solar | 717 | 2029 | Pipeline | Adani Renewable Energy Holding Four Limited | India_Electricity_Infrastructure.xlsx | NITI Aayog, "India Climate and Energy Dashboard (ICED) — Plant Information and Capacity Metatable," NITI Aayog, Government of India, New Delhi, Feb. 2025. [Online]. Available: https://iced.niti.gov.in Central Electricity Authority (CEA), "National Electricity Plan, Volume I — Generation," Ministry of Power, Government of India, New Delhi, 2023. [Online]. Available: https://cea.nic.in
BAU | India | IN_N | Adani Renewable Energy Holding Four Limited Rajasthan 765.0 | PWRSPVINDNO | Solar PV | Solar | 765 | 2030 | Pipeline | Adani Renewable Energy Holding Four Limited | India_Electricity_Infrastructure.xlsx | NITI Aayog, "India Climate and Energy Dashboard (ICED) — Plant Information and Capacity Metatable," NITI Aayog, Government of India, New Delhi, Feb. 2025. [Online]. Available: https://iced.niti.gov.in Central Electricity Authority (CEA), "National Electricity Plan, Volume I — Generation," Ministry of Power, Government of India, New Delhi, 2023. [Online]. Available: https://cea.nic.in
BAU | India | IN_N | Adani Renewable Energy Holding Seventeen Private Limited Rajasthan 600.0 | PWRSPVINDNO | Solar PV | Solar | 600 | 2025 | Pipeline | Adani Renewable Energy Holding Seventeen Private Limited | India_Electricity_Infrastructure.xlsx | NITI Aayog, "India Climate and Energy Dashboard (ICED) — Plant Information and Capacity Metatable," NITI Aayog, Government of India, New Delhi, Feb. 2025. [Online]. Available: https://iced.niti.gov.in Central Electricity Authority (CEA), "National Electricity Plan, Volume I — Generation," Ministry of Power, Government of India, New Delhi, 2023. [Online]. Available: https://cea.nic.in
BAU | India | IN_N | Adani Renewable Energy Park Rajasthan Limited Rajasthan 1000.0 | PWRSPVINDNO | Solar PV | Solar | 2000 | 2030 | Pipeline | Adani Renewable Energy Park Rajasthan Limited | India_Electricity_Infrastructure.xlsx | NITI Aayog, "India Climate and Energy Dashboard (ICED) — Plant Information and Capacity Metatable," NITI Aayog, Government of India, New Delhi, Feb. 2025. [Online]. Available: https://iced.niti.gov.in Central Electricity Authority (CEA), "National Electricity Plan, Volume I — Generation," Ministry of Power, Government of India, New Delhi, 2023. [Online]. Available: https://cea.nic.in
BAU | India | IN_N | Adani Renewable Energy Park Rajasthan Limited – AREPRL – a JV of State Govt. & Adani Renewable Energy Park Limited Rajasthan 266.0 | PWRSPVINDNO | Solar PV | Solar | 266 | 2025 | Pipeline | Adani Renewable Energy Park Rajasthan Limited – AREPRL – a JV of State Govt. & Adani Renewable Energy Park Limited | India_Electricity_Infrastructure.xlsx | NITI Aayog, "India Climate and Energy Dashboard (ICED) — Plant Information and Capacity Metatable," NITI Aayog, Government of India, New Delhi, Feb. 2025. [Online]. Available: https://iced.niti.gov.in Central Electricity Authority (CEA), "National Electricity Plan, Volume I — Generation," Ministry of Power, Government of India, New Delhi, 2023. [Online]. Available: https://cea.nic.in
BAU | India | IN_N | Adani Solar Energy AP Three Limited Rajasthan 150.0 | PWRSPVINDNO | Solar PV | Solar | 150 | 2026 | Pipeline | Adani Solar Energy AP Three Limited | India_Electricity_Infrastructure.xlsx | NITI Aayog, "India Climate and Energy Dashboard (ICED) — Plant Information and Capacity Metatable," NITI Aayog, Government of India, New Delhi, Feb. 2025. [Online]. Available: https://iced.niti.gov.in Central Electricity Authority (CEA), "National Electricity Plan, Volume I — Generation," Ministry of Power, Government of India, New Delhi, 2023. [Online]. Available: https://cea.nic.in
BAU | India | IN_N | Amplus Tungabhadra Private Limited Uttar Pradesh 50.0 | PWRSPVINDNO | Solar PV | Solar | 50 | 2025 | Pipeline | Amplus Tungabhadra Private Limited | India_Electricity_Infrastructure.xlsx | NITI Aayog, "India Climate and Energy Dashboard (ICED) — Plant Information and Capacity Metatable," NITI Aayog, Government of India, New Delhi, Feb. 2025. [Online]. Available: https://iced.niti.gov.in Central Electricity Authority (CEA), "National Electricity Plan, Volume I — Generation," Ministry of Power, Government of India, New Delhi, 2023. [Online]. Available: https://cea.nic.in
BAU | India | IN_N | Apraava Energy Private Limited Rajasthan 250.0 | PWRSPVINDNO | Solar PV | Solar | 250 | 2026 | Pipeline | Apraava Energy Private Limited | India_Electricity_Infrastructure.xlsx | NITI Aayog, "India Climate and Energy Dashboard (ICED) — Plant Information and Capacity Metatable," NITI Aayog, Government of India, New Delhi, Feb. 2025. [Online]. Available: https://iced.niti.gov.in Central Electricity Authority (CEA), "National Electricity Plan, Volume I — Generation," Ministry of Power, Government of India, New Delhi, 2023. [Online]. Available: https://cea.nic.in
BAU | India | IN_N | Apraava Energy Private Limited Rajasthan 300.0 | PWRSPVINDNO | Solar PV | Solar | 300 | 2026 | Pipeline | Apraava Energy Private Limited | India_Electricity_Infrastructure.xlsx | NITI Aayog, "India Climate and Energy Dashboard (ICED) — Plant Information and Capacity Metatable," NITI Aayog, Government of India, New Delhi, Feb. 2025. [Online]. Available: https://iced.niti.gov.in Central Electricity Authority (CEA), "National Electricity Plan, Volume I — Generation," Ministry of Power, Government of India, New Delhi, 2023. [Online]. Available: https://cea.nic.in
BAU | India | IN_N | Apraava Energy Private Limited Rajasthan 50.0 | PWRSPVINDNO | Solar PV | Solar | 50 | 2026 | Pipeline | Apraava Energy Private Limited | India_Electricity_Infrastructure.xlsx | NITI Aayog, "India Climate and Energy Dashboard (ICED) — Plant Information and Capacity Metatable," NITI Aayog, Government of India, New Delhi, Feb. 2025. [Online]. Available: https://iced.niti.gov.in Central Electricity Authority (CEA), "National Electricity Plan, Volume I — Generation," Ministry of Power, Government of India, New Delhi, 2023. [Online]. Available: https://cea.nic.in
BAU | India | IN_N | Auxo Sunlight Private Limited Rajasthan 300.0 | PWRSPVINDNO | Solar PV | Solar | 600 | 2026 | Pipeline | Auxo Sunlight Private Limited | India_Electricity_Infrastructure.xlsx | NITI Aayog, "India Climate and Energy Dashboard (ICED) — Plant Information and Capacity Metatable," NITI Aayog, Government of India, New Delhi, Feb. 2025. [Online]. Available: https://iced.niti.gov.in Central Electricity Authority (CEA), "National Electricity Plan, Volume I — Generation," Ministry of Power, Government of India, New Delhi, 2023. [Online]. Available: https://cea.nic.in
BAU | India | IN_N | Avaada RJSustainable Private Limited Rajasthan 300.0 | PWRSPVINDNO | Solar PV | Solar | 300 | 2028 | Pipeline | Avaada RJSustainable Private Limited | India_Electricity_Infrastructure.xlsx | NITI Aayog, "India Climate and Energy Dashboard (ICED) — Plant Information and Capacity Metatable," NITI Aayog, Government of India, New Delhi, Feb. 2025. [Online]. Available: https://iced.niti.gov.in Central Electricity Authority (CEA), "National Electricity Plan, Volume I — Generation," Ministry of Power, Government of India, New Delhi, 2023. [Online]. Available: https://cea.nic.in
BAU | India | IN_N | Avaada RJSustainable Private Limited Rajasthan 700.0 | PWRSPVINDNO | Solar PV | Solar | 700 | 2030 | Pipeline | Avaada RJSustainable Private Limited | India_Electricity_Infrastructure.xlsx | NITI Aayog, "India Climate and Energy Dashboard (ICED) — Plant Information and Capacity Metatable," NITI Aayog, Government of India, New Delhi, Feb. 2025. [Online]. Available: https://iced.niti.gov.in Central Electricity Authority (CEA), "National Electricity Plan, Volume I — Generation," Ministry of Power, Government of India, New Delhi, 2023. [Online]. Available: https://cea.nic.in
BAU | India | IN_N | Avaada Surya Power Private Limited Rajasthan 300.0 | PWRSPVINDNO | Solar PV | Solar | 300 | 2026 | Pipeline | Avaada Surya Power Private Limited | India_Electricity_Infrastructure.xlsx | NITI Aayog, "India Climate and Energy Dashboard (ICED) — Plant Information and Capacity Metatable," NITI Aayog, Government of India, New Delhi, Feb. 2025. [Online]. Available: https://iced.niti.gov.in Central Electricity Authority (CEA), "National Electricity Plan, Volume I — Generation," Ministry of Power, Government of India, New Delhi, 2023. [Online]. Available: https://cea.nic.in
BAU | India | IN_N | Avaada Suryaenergy Private Limited Rajasthan 1100.0 | PWRSPVINDNO | Solar PV | Solar | 1100 | 2030 | Pipeline | Avaada Suryaenergy Private Limited | India_Electricity_Infrastructure.xlsx | NITI Aayog, "India Climate and Energy Dashboard (ICED) — Plant Information and Capacity Metatable," NITI Aayog, Government of India, New Delhi, Feb. 2025. [Online]. Available: https://iced.niti.gov.in Central Electricity Authority (CEA), "National Electricity Plan, Volume I — Generation," Ministry of Power, Government of India, New Delhi, 2023. [Online]. Available: https://cea.nic.in
BAU | India | IN_N | CESC Limited (Developer Company) Rajasthan 300.0 | PWRSPVINDNO | Solar PV | Solar | 300 | 2027 | Pipeline | CESC Limited (Developer Company) | India_Electricity_Infrastructure.xlsx | NITI Aayog, "India Climate and Energy Dashboard (ICED) — Plant Information and Capacity Metatable," NITI Aayog, Government of India, New Delhi, Feb. 2025. [Online]. Available: https://iced.niti.gov.in Central Electricity Authority (CEA), "National Electricity Plan, Volume I — Generation," Ministry of Power, Government of India, New Delhi, 2023. [Online]. Available: https://cea.nic.in
BAU | India | IN_N | EG Mega Urja Private Limited Rajasthan 300.0 | PWRSPVINDNO | Solar PV | Solar | 300 | 2026 | Pipeline | EG Mega Urja Private Limited | India_Electricity_Infrastructure.xlsx | NITI Aayog, "India Climate and Energy Dashboard (ICED) — Plant Information and Capacity Metatable," NITI Aayog, Government of India, New Delhi, Feb. 2025. [Online]. Available: https://iced.niti.gov.in Central Electricity Authority (CEA), "National Electricity Plan, Volume I — Generation," Ministry of Power, Government of India, New Delhi, 2023. [Online]. Available: https://cea.nic.in
BAU | India | IN_N | EG Saur Urja Private Limited Rajasthan 300.0 | PWRSPVINDNO | Solar PV | Solar | 300 | 2026 | Pipeline | EG Saur Urja Private Limited | India_Electricity_Infrastructure.xlsx | NITI Aayog, "India Climate and Energy Dashboard (ICED) — Plant Information and Capacity Metatable," NITI Aayog, Government of India, New Delhi, Feb. 2025. [Online]. Available: https://iced.niti.gov.in Central Electricity Authority (CEA), "National Electricity Plan, Volume I — Generation," Ministry of Power, Government of India, New Delhi, 2023. [Online]. Available: https://cea.nic.in
BAU | India | IN_N | Energizent Power Private Limited Rajasthan 205.0 | PWRSPVINDNO | Solar PV | Solar | 205 | 2035 | Pipeline | Energizent Power Private Limited | India_Electricity_Infrastructure.xlsx | NITI Aayog, "India Climate and Energy Dashboard (ICED) — Plant Information and Capacity Metatable," NITI Aayog, Government of India, New Delhi, Feb. 2025. [Online]. Available: https://iced.niti.gov.in Central Electricity Authority (CEA), "National Electricity Plan, Volume I — Generation," Ministry of Power, Government of India, New Delhi, 2023. [Online]. Available: https://cea.nic.in
BAU | India | IN_N | Enfinity Global Surya Kiran Private Limited Rajasthan 300.0 | PWRSPVINDNO | Solar PV | Solar | 300 | 2026 | Pipeline | Enfinity Global Surya Kiran Private Limited | India_Electricity_Infrastructure.xlsx | NITI Aayog, "India Climate and Energy Dashboard (ICED) — Plant Information and Capacity Metatable," NITI Aayog, Government of India, New Delhi, Feb. 2025. [Online]. Available: https://iced.niti.gov.in Central Electricity Authority (CEA), "National Electricity Plan, Volume I — Generation," Ministry of Power, Government of India, New Delhi, 2023. [Online]. Available: https://cea.nic.in
BAU | India | IN_N | Frugal Energy Private Limited Rajasthan 300.0 | PWRSPVINDNO | Solar PV | Solar | 300 | 2026 | Pipeline | Frugal Energy Private Limited | India_Electricity_Infrastructure.xlsx | NITI Aayog, "India Climate and Energy Dashboard (ICED) — Plant Information and Capacity Metatable," NITI Aayog, Government of India, New Delhi, Feb. 2025. [Online]. Available: https://iced.niti.gov.in Central Electricity Authority (CEA), "National Electricity Plan, Volume I — Generation," Ministry of Power, Government of India, New Delhi, 2023. [Online]. Available: https://cea.nic.in
BAU | India | IN_N | Furies Solren Private Limited Rajasthan 300.0 | PWRSPVINDNO | Solar PV | Solar | 300 | 2026 | Pipeline | Furies Solren Private Limited | India_Electricity_Infrastructure.xlsx | NITI Aayog, "India Climate and Energy Dashboard (ICED) — Plant Information and Capacity Metatable," NITI Aayog, Government of India, New Delhi, Feb. 2025. [Online]. Available: https://iced.niti.gov.in Central Electricity Authority (CEA), "National Electricity Plan, Volume I — Generation," Ministry of Power, Government of India, New Delhi, 2023. [Online]. Available: https://cea.nic.in
BAU | India | IN_N | Furies Solren Rajasthan 300.0 | PWRSPVINDNO | Solar PV | Solar | 300 | 2026 | Pipeline | Furies Solren | India_Electricity_Infrastructure.xlsx | NITI Aayog, "India Climate and Energy Dashboard (ICED) — Plant Information and Capacity Metatable," NITI Aayog, Government of India, New Delhi, Feb. 2025. [Online]. Available: https://iced.niti.gov.in Central Electricity Authority (CEA), "National Electricity Plan, Volume I — Generation," Ministry of Power, Government of India, New Delhi, 2023. [Online]. Available: https://cea.nic.in
BAU | India | IN_N | Hazel Hybren Private Limited Rajasthan 300.0 | PWRSPVINDNO | Solar PV | Solar | 300 | 2026 | Pipeline | Hazel Hybren Private Limited | India_Electricity_Infrastructure.xlsx | NITI Aayog, "India Climate and Energy Dashboard (ICED) — Plant Information and Capacity Metatable," NITI Aayog, Government of India, New Delhi, Feb. 2025. [Online]. Available: https://iced.niti.gov.in Central Electricity Authority (CEA), "National Electricity Plan, Volume I — Generation," Ministry of Power, Government of India, New Delhi, 2023. [Online]. Available: https://cea.nic.in
BAU | India | IN_N | Helia Energy Park Private Limited Rajasthan 300.0 | PWRSPVINDNO | Solar PV | Solar | 300 | 2026 | Pipeline | Helia Energy Park Private Limited | India_Electricity_Infrastructure.xlsx | NITI Aayog, "India Climate and Energy Dashboard (ICED) — Plant Information and Capacity Metatable," NITI Aayog, Government of India, New Delhi, Feb. 2025. [Online]. Available: https://iced.niti.gov.in Central Electricity Authority (CEA), "National Electricity Plan, Volume I — Generation," Ministry of Power, Government of India, New Delhi, 2023. [Online]. Available: https://cea.nic.in
BAU | India | IN_N | IB Vogt Solar Seven Private Limited Rajasthan 300.0 | PWRSPVINDNO | Solar PV | Solar | 600 | 2025 | Pipeline | IB Vogt Solar Seven Private Limited | India_Electricity_Infrastructure.xlsx | NITI Aayog, "India Climate and Energy Dashboard (ICED) — Plant Information and Capacity Metatable," NITI Aayog, Government of India, New Delhi, Feb. 2025. [Online]. Available: https://iced.niti.gov.in Central Electricity Authority (CEA), "National Electricity Plan, Volume I — Generation," Ministry of Power, Government of India, New Delhi, 2023. [Online]. Available: https://cea.nic.in
BAU | India | IN_N | Inox Wind Energy Limited Rajasthan 500.0 | PWRSPVINDNO | Solar PV | Solar | 500 | 2035 | Pipeline | Inox Wind Energy Limited | India_Electricity_Infrastructure.xlsx | NITI Aayog, "India Climate and Energy Dashboard (ICED) — Plant Information and Capacity Metatable," NITI Aayog, Government of India, New Delhi, Feb. 2025. [Online]. Available: https://iced.niti.gov.in Central Electricity Authority (CEA), "National Electricity Plan, Volume I — Generation," Ministry of Power, Government of India, New Delhi, 2023. [Online]. Available: https://cea.nic.in
BAU | India | IN_N | Izhma Solar Private Limited Rajasthan 200.0 | PWRSPVINDNO | Solar PV | Solar | 200 | 2028 | Pipeline | Izhma Solar Private Limited | India_Electricity_Infrastructure.xlsx | NITI Aayog, "India Climate and Energy Dashboard (ICED) — Plant Information and Capacity Metatable," NITI Aayog, Government of India, New Delhi, Feb. 2025. [Online]. Available: https://iced.niti.gov.in Central Electricity Authority (CEA), "National Electricity Plan, Volume I — Generation," Ministry of Power, Government of India, New Delhi, 2023. [Online]. Available: https://cea.nic.in
BAU | India | IN_N | JGRJ One Solar Private Limited Rajasthan 100.0 | PWRSPVINDNO | Solar PV | Solar | 100 | 2026 | Pipeline | JGRJ One Solar Private Limited | India_Electricity_Infrastructure.xlsx | NITI Aayog, "India Climate and Energy Dashboard (ICED) — Plant Information and Capacity Metatable," NITI Aayog, Government of India, New Delhi, Feb. 2025. [Online]. Available: https://iced.niti.gov.in Central Electricity Authority (CEA), "National Electricity Plan, Volume I — Generation," Ministry of Power, Government of India, New Delhi, 2023. [Online]. Available: https://cea.nic.in
BAU | India | IN_N | JGRJ One Solar Private Limited Rajasthan 50.0 | PWRSPVINDNO | Solar PV | Solar | 50 | 2026 | Pipeline | JGRJ One Solar Private Limited | India_Electricity_Infrastructure.xlsx | NITI Aayog, "India Climate and Energy Dashboard (ICED) — Plant Information and Capacity Metatable," NITI Aayog, Government of India, New Delhi, Feb. 2025. [Online]. Available: https://iced.niti.gov.in Central Electricity Authority (CEA), "National Electricity Plan, Volume I — Generation," Ministry of Power, Government of India, New Delhi, 2023. [Online]. Available: https://cea.nic.in
BAU | India | IN_N | JGRJ Two Solar Private Limited Rajasthan 400.0 | PWRSPVINDNO | Solar PV | Solar | 400 | 2026 | Pipeline | JGRJ Two Solar Private Limited | India_Electricity_Infrastructure.xlsx | NITI Aayog, "India Climate and Energy Dashboard (ICED) — Plant Information and Capacity Metatable," NITI Aayog, Government of India, New Delhi, Feb. 2025. [Online]. Available: https://iced.niti.gov.in Central Electricity Authority (CEA), "National Electricity Plan, Volume I — Generation," Ministry of Power, Government of India, New Delhi, 2023. [Online]. Available: https://cea.nic.in
BAU | India | IN_N | Juniper Green Beta Private Limited Rajasthan 300.0 | PWRSPVINDNO | Solar PV | Solar | 300 | 2026 | Pipeline | Juniper Green Beta Private Limited | India_Electricity_Infrastructure.xlsx | NITI Aayog, "India Climate and Energy Dashboard (ICED) — Plant Information and Capacity Metatable," NITI Aayog, Government of India, New Delhi, Feb. 2025. [Online]. Available: https://iced.niti.gov.in Central Electricity Authority (CEA), "National Electricity Plan, Volume I — Generation," Ministry of Power, Government of India, New Delhi, 2023. [Online]. Available: https://cea.nic.in
BAU | India | IN_N | Juniper Green Cosmic Private Limited Rajasthan 100.0 | PWRSPVINDNO | Solar PV | Solar | 100 | 2025 | Pipeline | Juniper Green Cosmic Private Limited | India_Electricity_Infrastructure.xlsx | NITI Aayog, "India Climate and Energy Dashboard (ICED) — Plant Information and Capacity Metatable," NITI Aayog, Government of India, New Delhi, Feb. 2025. [Online]. Available: https://iced.niti.gov.in Central Electricity Authority (CEA), "National Electricity Plan, Volume I — Generation," Ministry of Power, Government of India, New Delhi, 2023. [Online]. Available: https://cea.nic.in
BAU | India | IN_N | Juniper Green Cosmic Private Limited Rajasthan 150.0 | PWRSPVINDNO | Solar PV | Solar | 150 | 2026 | Pipeline | Juniper Green Cosmic Private Limited | India_Electricity_Infrastructure.xlsx | NITI Aayog, "India Climate and Energy Dashboard (ICED) — Plant Information and Capacity Metatable," NITI Aayog, Government of India, New Delhi, Feb. 2025. [Online]. Available: https://iced.niti.gov.in Central Electricity Authority (CEA), "National Electricity Plan, Volume I — Generation," Ministry of Power, Government of India, New Delhi, 2023. [Online]. Available: https://cea.nic.in
BAU | India | IN_N | Juniper Green Energy Private Limited Rajasthan 130.0 | PWRSPVINDNO | Solar PV | Solar | 130 | 2030 | Pipeline | Juniper Green Energy Private Limited | India_Electricity_Infrastructure.xlsx | NITI Aayog, "India Climate and Energy Dashboard (ICED) — Plant Information and Capacity Metatable," NITI Aayog, Government of India, New Delhi, Feb. 2025. [Online]. Available: https://iced.niti.gov.in Central Electricity Authority (CEA), "National Electricity Plan, Volume I — Generation," Ministry of Power, Government of India, New Delhi, 2023. [Online]. Available: https://cea.nic.in
BAU | India | IN_N | Juniper Green Energy Private Limited Rajasthan 300.0 | PWRSPVINDNO | Solar PV | Solar | 300 | 2027 | Pipeline | Juniper Green Energy Private Limited | India_Electricity_Infrastructure.xlsx | NITI Aayog, "India Climate and Energy Dashboard (ICED) — Plant Information and Capacity Metatable," NITI Aayog, Government of India, New Delhi, Feb. 2025. [Online]. Available: https://iced.niti.gov.in Central Electricity Authority (CEA), "National Electricity Plan, Volume I — Generation," Ministry of Power, Government of India, New Delhi, 2023. [Online]. Available: https://cea.nic.in
BAU | India | IN_N | Juniper Green Energy Private Limited Rajasthan 50.0 | PWRSPVINDNO | Solar PV | Solar | 50 | 2027 | Pipeline | Juniper Green Energy Private Limited | India_Electricity_Infrastructure.xlsx | NITI Aayog, "India Climate and Energy Dashboard (ICED) — Plant Information and Capacity Metatable," NITI Aayog, Government of India, New Delhi, Feb. 2025. [Online]. Available: https://iced.niti.gov.in Central Electricity Authority (CEA), "National Electricity Plan, Volume I — Generation," Ministry of Power, Government of India, New Delhi, 2023. [Online]. Available: https://cea.nic.in
BAU | India | IN_N | Juniper Green India Six Private Limited Rajasthan 300.0 | PWRSPVINDNO | Solar PV | Solar | 300 | 2028 | Pipeline | Juniper Green India Six Private Limited | India_Electricity_Infrastructure.xlsx | NITI Aayog, "India Climate and Energy Dashboard (ICED) — Plant Information and Capacity Metatable," NITI Aayog, Government of India, New Delhi, Feb. 2025. [Online]. Available: https://iced.niti.gov.in Central Electricity Authority (CEA), "National Electricity Plan, Volume I — Generation," Ministry of Power, Government of India, New Delhi, 2023. [Online]. Available: https://cea.nic.in
BAU | India | IN_N | Juniper Green Stellar Private Limited Rajasthan 300.0 | PWRSPVINDNO | Solar PV | Solar | 300 | 2026 | Pipeline | Juniper Green Stellar Private Limited | India_Electricity_Infrastructure.xlsx | NITI Aayog, "India Climate and Energy Dashboard (ICED) — Plant Information and Capacity Metatable," NITI Aayog, Government of India, New Delhi, Feb. 2025. [Online]. Available: https://iced.niti.gov.in Central Electricity Authority (CEA), "National Electricity Plan, Volume I — Generation," Ministry of Power, Government of India, New Delhi, 2023. [Online]. Available: https://cea.nic.in
BAU | India | IN_N | Juniper Nirjara Energy Private Limited Rajasthan 50.0 | PWRSPVINDNO | Solar PV | Solar | 50 | 2025 | Pipeline | Juniper Nirjara Energy Private Limited | India_Electricity_Infrastructure.xlsx | NITI Aayog, "India Climate and Energy Dashboard (ICED) — Plant Information and Capacity Metatable," NITI Aayog, Government of India, New Delhi, Feb. 2025. [Online]. Available: https://iced.niti.gov.in Central Electricity Authority (CEA), "National Electricity Plan, Volume I — Generation," Ministry of Power, Government of India, New Delhi, 2023. [Online]. Available: https://cea.nic.in
BAU | India | IN_N | Khidrat Renewable Energy Private Limited Rajasthan 300.0 | PWRSPVINDNO | Solar PV | Solar | 300 | 2025 | Pipeline | Khidrat Renewable Energy Private Limited | India_Electricity_Infrastructure.xlsx | NITI Aayog, "India Climate and Energy Dashboard (ICED) — Plant Information and Capacity Metatable," NITI Aayog, Government of India, New Delhi, Feb. 2025. [Online]. Available: https://iced.niti.gov.in Central Electricity Authority (CEA), "National Electricity Plan, Volume I — Generation," Ministry of Power, Government of India, New Delhi, 2023. [Online]. Available: https://cea.nic.in
BAU | India | IN_N | M/s Hinduja Renewables Energy Private Limited (LoA has been cancelled) Uttar Pradesh 600.0 | PWRSPVINDNO | Solar PV | Solar | 600 | 2026 | Pipeline | M/s Hinduja Renewables Energy Private Limited (LoA has been cancelled) | India_Electricity_Infrastructure.xlsx | NITI Aayog, "India Climate and Energy Dashboard (ICED) — Plant Information and Capacity Metatable," NITI Aayog, Government of India, New Delhi, Feb. 2025. [Online]. Available: https://iced.niti.gov.in Central Electricity Authority (CEA), "National Electricity Plan, Volume I — Generation," Ministry of Power, Government of India, New Delhi, 2023. [Online]. Available: https://cea.nic.in
BAU | India | IN_N | M/s. Essel Surya Urja Company of Rajasthan Limited -ESUCRL- A JV of Rajasthan State Govt. and Essel Infraprojects Limited Rajasthan 300.0 | PWRSPVINDNO | Solar PV | Solar | 300 | 2027 | Pipeline | M/s. Essel Surya Urja Company of Rajasthan Limited -ESUCRL- A JV of Rajasthan State Govt. and Essel Infraprojects Limited | India_Electricity_Infrastructure.xlsx | NITI Aayog, "India Climate and Energy Dashboard (ICED) — Plant Information and Capacity Metatable," NITI Aayog, Government of India, New Delhi, Feb. 2025. [Online]. Available: https://iced.niti.gov.in Central Electricity Authority (CEA), "National Electricity Plan, Volume I — Generation," Ministry of Power, Government of India, New Delhi, 2023. [Online]. Available: https://cea.nic.in
BAU | India | IN_N | Martial Solren Private Limited Rajasthan 200.0 | PWRSPVINDNO | Solar PV | Solar | 200 | 2025 | Pipeline | Martial Solren Private Limited | India_Electricity_Infrastructure.xlsx | NITI Aayog, "India Climate and Energy Dashboard (ICED) — Plant Information and Capacity Metatable," NITI Aayog, Government of India, New Delhi, Feb. 2025. [Online]. Available: https://iced.niti.gov.in Central Electricity Authority (CEA), "National Electricity Plan, Volume I — Generation," Ministry of Power, Government of India, New Delhi, 2023. [Online]. Available: https://cea.nic.in
BAU | India | IN_N | NEEPCO Limited (SPD) Rajasthan 100.0 | PWRSPVINDNO | Solar PV | Solar | 100 | 2025 | Pipeline | NEEPCO Limited (SPD) | India_Electricity_Infrastructure.xlsx | NITI Aayog, "India Climate and Energy Dashboard (ICED) — Plant Information and Capacity Metatable," NITI Aayog, Government of India, New Delhi, Feb. 2025. [Online]. Available: https://iced.niti.gov.in Central Electricity Authority (CEA), "National Electricity Plan, Volume I — Generation," Ministry of Power, Government of India, New Delhi, 2023. [Online]. Available: https://cea.nic.in
BAU | India | IN_N | NEEPCO Limited (SPD) Rajasthan 200.0 | PWRSPVINDNO | Solar PV | Solar | 200 | 2025 | Pipeline | NEEPCO Limited (SPD) | India_Electricity_Infrastructure.xlsx | NITI Aayog, "India Climate and Energy Dashboard (ICED) — Plant Information and Capacity Metatable," NITI Aayog, Government of India, New Delhi, Feb. 2025. [Online]. Available: https://iced.niti.gov.in Central Electricity Authority (CEA), "National Electricity Plan, Volume I — Generation," Ministry of Power, Government of India, New Delhi, 2023. [Online]. Available: https://cea.nic.in
BAU | India | IN_N | NHPC Limited Rajasthan 192.86 | PWRSPVINDNO | Solar PV | Solar | 192.86 | 2023 | Pipeline | NHPC Limited | India_Electricity_Infrastructure.xlsx | NITI Aayog, "India Climate and Energy Dashboard (ICED) — Plant Information and Capacity Metatable," NITI Aayog, Government of India, New Delhi, Feb. 2025. [Online]. Available: https://iced.niti.gov.in Central Electricity Authority (CEA), "National Electricity Plan, Volume I — Generation," Ministry of Power, Government of India, New Delhi, 2023. [Online]. Available: https://cea.nic.in
BAU | India | IN_N | NTPC Limited Rajasthan 78.0 | PWRSPVINDNO | Solar PV | Solar | 78 | 2025 | Pipeline | NTPC Limited | India_Electricity_Infrastructure.xlsx | NITI Aayog, "India Climate and Energy Dashboard (ICED) — Plant Information and Capacity Metatable," NITI Aayog, Government of India, New Delhi, Feb. 2025. [Online]. Available: https://iced.niti.gov.in Central Electricity Authority (CEA), "National Electricity Plan, Volume I — Generation," Ministry of Power, Government of India, New Delhi, 2023. [Online]. Available: https://cea.nic.in
BAU | India | IN_N | NTPC Limited Uttar Pradesh 20.0 | PWRSPVINDNO | Solar PV | Solar | 20 | 2025 | Pipeline | NTPC Limited | India_Electricity_Infrastructure.xlsx | NITI Aayog, "India Climate and Energy Dashboard (ICED) — Plant Information and Capacity Metatable," NITI Aayog, Government of India, New Delhi, Feb. 2025. [Online]. Available: https://iced.niti.gov.in Central Electricity Authority (CEA), "National Electricity Plan, Volume I — Generation," Ministry of Power, Government of India, New Delhi, 2023. [Online]. Available: https://cea.nic.in
BAU | India | IN_N | NTPC REL Rajasthan 250.0 | PWRSPVINDNO | Solar PV | Solar | 500 | 2026 | Pipeline | NTPC REL | India_Electricity_Infrastructure.xlsx | NITI Aayog, "India Climate and Energy Dashboard (ICED) — Plant Information and Capacity Metatable," NITI Aayog, Government of India, New Delhi, Feb. 2025. [Online]. Available: https://iced.niti.gov.in Central Electricity Authority (CEA), "National Electricity Plan, Volume I — Generation," Ministry of Power, Government of India, New Delhi, 2023. [Online]. Available: https://cea.nic.in
BAU | India | IN_N | NTPC REL Rajasthan 325.0 | PWRSPVINDNO | Solar PV | Solar | 650 | 2026 | Pipeline | NTPC REL | India_Electricity_Infrastructure.xlsx | NITI Aayog, "India Climate and Energy Dashboard (ICED) — Plant Information and Capacity Metatable," NITI Aayog, Government of India, New Delhi, Feb. 2025. [Online]. Available: https://iced.niti.gov.in Central Electricity Authority (CEA), "National Electricity Plan, Volume I — Generation," Ministry of Power, Government of India, New Delhi, 2023. [Online]. Available: https://cea.nic.in
BAU | India | IN_N | NTPC REL Rajasthan 500.0 | PWRSPVINDNO | Solar PV | Solar | 500 | 2025 | Pipeline | NTPC REL | India_Electricity_Infrastructure.xlsx | NITI Aayog, "India Climate and Energy Dashboard (ICED) — Plant Information and Capacity Metatable," NITI Aayog, Government of India, New Delhi, Feb. 2025. [Online]. Available: https://iced.niti.gov.in Central Electricity Authority (CEA), "National Electricity Plan, Volume I — Generation," Ministry of Power, Government of India, New Delhi, 2023. [Online]. Available: https://cea.nic.in
BAU | India | IN_N | NTPC Renewables Energy Limited Uttar Pradesh 600.0 | PWRSPVINDNO | Solar PV | Solar | 600 | 2026 | Pipeline | NTPC Renewables Energy Limited | India_Electricity_Infrastructure.xlsx | NITI Aayog, "India Climate and Energy Dashboard (ICED) — Plant Information and Capacity Metatable," NITI Aayog, Government of India, New Delhi, Feb. 2025. [Online]. Available: https://iced.niti.gov.in Central Electricity Authority (CEA), "National Electricity Plan, Volume I — Generation," Ministry of Power, Government of India, New Delhi, 2023. [Online]. Available: https://cea.nic.in
BAU | India | IN_N | NTPC Renewables Energy Limited Uttar Pradesh 800.0 | PWRSPVINDNO | Solar PV | Solar | 800 | 2026 | Pipeline | NTPC Renewables Energy Limited | India_Electricity_Infrastructure.xlsx | NITI Aayog, "India Climate and Energy Dashboard (ICED) — Plant Information and Capacity Metatable," NITI Aayog, Government of India, New Delhi, Feb. 2025. [Online]. Available: https://iced.niti.gov.in Central Electricity Authority (CEA), "National Electricity Plan, Volume I — Generation," Ministry of Power, Government of India, New Delhi, 2023. [Online]. Available: https://cea.nic.in
BAU | India | IN_N | Others Rajasthan 300.0 | PWRSPVINDNO | Solar PV | Solar | 600 | 2027 | Pipeline | Others | India_Electricity_Infrastructure.xlsx | NITI Aayog, "India Climate and Energy Dashboard (ICED) — Plant Information and Capacity Metatable," NITI Aayog, Government of India, New Delhi, Feb. 2025. [Online]. Available: https://iced.niti.gov.in Central Electricity Authority (CEA), "National Electricity Plan, Volume I — Generation," Ministry of Power, Government of India, New Delhi, 2023. [Online]. Available: https://cea.nic.in
BAU | India | IN_N | Proteus Energy Private Limited Rajasthan 217.0 | PWRSPVINDNO | Solar PV | Solar | 217 | 2026 | Pipeline | Proteus Energy Private Limited | India_Electricity_Infrastructure.xlsx | NITI Aayog, "India Climate and Energy Dashboard (ICED) — Plant Information and Capacity Metatable," NITI Aayog, Government of India, New Delhi, Feb. 2025. [Online]. Available: https://iced.niti.gov.in Central Electricity Authority (CEA), "National Electricity Plan, Volume I — Generation," Ministry of Power, Government of India, New Delhi, 2023. [Online]. Available: https://cea.nic.in
BAU | India | IN_N | Purvah Green Power Private Limited (Developer Company) Rajasthan 300.0 | PWRSPVINDNO | Solar PV | Solar | 900 | 2027 | Pipeline | Purvah Green Power Private Limited (Developer Company) | India_Electricity_Infrastructure.xlsx | NITI Aayog, "India Climate and Energy Dashboard (ICED) — Plant Information and Capacity Metatable," NITI Aayog, Government of India, New Delhi, Feb. 2025. [Online]. Available: https://iced.niti.gov.in Central Electricity Authority (CEA), "National Electricity Plan, Volume I — Generation," Ministry of Power, Government of India, New Delhi, 2023. [Online]. Available: https://cea.nic.in
BAU | India | IN_N | Radiant Star Solar Park Private Limited Rajasthan 300.0 | PWRSPVINDNO | Solar PV | Solar | 300 | 2026 | Pipeline | Radiant Star Solar Park Private Limited | India_Electricity_Infrastructure.xlsx | NITI Aayog, "India Climate and Energy Dashboard (ICED) — Plant Information and Capacity Metatable," NITI Aayog, Government of India, New Delhi, Feb. 2025. [Online]. Available: https://iced.niti.gov.in Central Electricity Authority (CEA), "National Electricity Plan, Volume I — Generation," Ministry of Power, Government of India, New Delhi, 2023. [Online]. Available: https://cea.nic.in
BAU | India | IN_N | ReNew Dinkar Jyoti Private Limited Rajasthan 100.0 | PWRSPVINDNO | Solar PV | Solar | 100 | 2025 | Pipeline | ReNew Dinkar Jyoti Private Limited | India_Electricity_Infrastructure.xlsx | NITI Aayog, "India Climate and Energy Dashboard (ICED) — Plant Information and Capacity Metatable," NITI Aayog, Government of India, New Delhi, Feb. 2025. [Online]. Available: https://iced.niti.gov.in Central Electricity Authority (CEA), "National Electricity Plan, Volume I — Generation," Ministry of Power, Government of India, New Delhi, 2023. [Online]. Available: https://cea.nic.in
BAU | India | IN_N | ReNew Dinkar Urja Private Limited Rajasthan 200.0 | PWRSPVINDNO | Solar PV | Solar | 200 | 2024 | Pipeline | ReNew Dinkar Urja Private Limited | India_Electricity_Infrastructure.xlsx | NITI Aayog, "India Climate and Energy Dashboard (ICED) — Plant Information and Capacity Metatable," NITI Aayog, Government of India, New Delhi, Feb. 2025. [Online]. Available: https://iced.niti.gov.in Central Electricity Authority (CEA), "National Electricity Plan, Volume I — Generation," Ministry of Power, Government of India, New Delhi, 2023. [Online]. Available: https://cea.nic.in
BAU | India | IN_N | ReNew Samir Shakti Private Limited Rajasthan 300.0 | PWRSPVINDNO | Solar PV | Solar | 300 | 2025 | Pipeline | ReNew Samir Shakti Private Limited | India_Electricity_Infrastructure.xlsx | NITI Aayog, "India Climate and Energy Dashboard (ICED) — Plant Information and Capacity Metatable," NITI Aayog, Government of India, New Delhi, Feb. 2025. [Online]. Available: https://iced.niti.gov.in Central Electricity Authority (CEA), "National Electricity Plan, Volume I — Generation," Ministry of Power, Government of India, New Delhi, 2023. [Online]. Available: https://cea.nic.in
BAU | India | IN_N | ReNew Solar (Shakti Five) Private Limited Rajasthan 400.0 | PWRSPVINDNO | Solar PV | Solar | 400 | 2025 | Pipeline | ReNew Solar (Shakti Five) Private Limited | India_Electricity_Infrastructure.xlsx | NITI Aayog, "India Climate and Energy Dashboard (ICED) — Plant Information and Capacity Metatable," NITI Aayog, Government of India, New Delhi, Feb. 2025. [Online]. Available: https://iced.niti.gov.in Central Electricity Authority (CEA), "National Electricity Plan, Volume I — Generation," Ministry of Power, Government of India, New Delhi, 2023. [Online]. Available: https://cea.nic.in
BAU | India | IN_N | ReNew Solar (Shakti Six) Private Limited (400+400) Rajasthan 400.0 | PWRSPVINDNO | Solar PV | Solar | 800 | 2029 | Pipeline | ReNew Solar (Shakti Six) Private Limited (400+400) | India_Electricity_Infrastructure.xlsx | NITI Aayog, "India Climate and Energy Dashboard (ICED) — Plant Information and Capacity Metatable," NITI Aayog, Government of India, New Delhi, Feb. 2025. [Online]. Available: https://iced.niti.gov.in Central Electricity Authority (CEA), "National Electricity Plan, Volume I — Generation," Ministry of Power, Government of India, New Delhi, 2023. [Online]. Available: https://cea.nic.in
BAU | India | IN_N | ReNew Solar (Shakti Six) Private Limited Rajasthan 1000.0 | PWRSPVINDNO | Solar PV | Solar | 1000 | 2026 | Pipeline | ReNew Solar (Shakti Six) Private Limited | India_Electricity_Infrastructure.xlsx | NITI Aayog, "India Climate and Energy Dashboard (ICED) — Plant Information and Capacity Metatable," NITI Aayog, Government of India, New Delhi, Feb. 2025. [Online]. Available: https://iced.niti.gov.in Central Electricity Authority (CEA), "National Electricity Plan, Volume I — Generation," Ministry of Power, Government of India, New Delhi, 2023. [Online]. Available: https://cea.nic.in
BAU | India | IN_N | ReNew Solar (Shakti Three) Private Limited Rajasthan 300.0 | PWRSPVINDNO | Solar PV | Solar | 300 | 2025 | Pipeline | ReNew Solar (Shakti Three) Private Limited | India_Electricity_Infrastructure.xlsx | NITI Aayog, "India Climate and Energy Dashboard (ICED) — Plant Information and Capacity Metatable," NITI Aayog, Government of India, New Delhi, Feb. 2025. [Online]. Available: https://iced.niti.gov.in Central Electricity Authority (CEA), "National Electricity Plan, Volume I — Generation," Ministry of Power, Government of India, New Delhi, 2023. [Online]. Available: https://cea.nic.in
BAU | India | IN_N | ReNew Solar Power P. Limited Rajasthan 200.0 | PWRSPVINDNO | Solar PV | Solar | 200 | 2030 | Pipeline | ReNew Solar Power P. Limited | India_Electricity_Infrastructure.xlsx | NITI Aayog, "India Climate and Energy Dashboard (ICED) — Plant Information and Capacity Metatable," NITI Aayog, Government of India, New Delhi, Feb. 2025. [Online]. Available: https://iced.niti.gov.in Central Electricity Authority (CEA), "National Electricity Plan, Volume I — Generation," Ministry of Power, Government of India, New Delhi, 2023. [Online]. Available: https://cea.nic.in
BAU | India | IN_N | ReNew Solar Power P. Limited Rajasthan 300.0 | PWRSPVINDNO | Solar PV | Solar | 600 | 2030 | Pipeline | ReNew Solar Power P. Limited | India_Electricity_Infrastructure.xlsx | NITI Aayog, "India Climate and Energy Dashboard (ICED) — Plant Information and Capacity Metatable," NITI Aayog, Government of India, New Delhi, Feb. 2025. [Online]. Available: https://iced.niti.gov.in Central Electricity Authority (CEA), "National Electricity Plan, Volume I — Generation," Ministry of Power, Government of India, New Delhi, 2023. [Online]. Available: https://cea.nic.in
BAU | India | IN_N | ReNew Solar Power P. Limited Rajasthan 400.0 | PWRSPVINDNO | Solar PV | Solar | 400 | 2027 | Pipeline | ReNew Solar Power P. Limited | India_Electricity_Infrastructure.xlsx | NITI Aayog, "India Climate and Energy Dashboard (ICED) — Plant Information and Capacity Metatable," NITI Aayog, Government of India, New Delhi, Feb. 2025. [Online]. Available: https://iced.niti.gov.in Central Electricity Authority (CEA), "National Electricity Plan, Volume I — Generation," Ministry of Power, Government of India, New Delhi, 2023. [Online]. Available: https://cea.nic.in
BAU | India | IN_N | ReNew Solar Power Private Limited (2 x 300) Rajasthan 300.0 | PWRSPVINDNO | Solar PV | Solar | 600 | 2026 | Pipeline | ReNew Solar Power Private Limited (2 x 300) | India_Electricity_Infrastructure.xlsx | NITI Aayog, "India Climate and Energy Dashboard (ICED) — Plant Information and Capacity Metatable," NITI Aayog, Government of India, New Delhi, Feb. 2025. [Online]. Available: https://iced.niti.gov.in Central Electricity Authority (CEA), "National Electricity Plan, Volume I — Generation," Ministry of Power, Government of India, New Delhi, 2023. [Online]. Available: https://cea.nic.in
BAU | India | IN_N | ReNew Solar Power Private Limited Rajasthan 100.0 | PWRSPVINDNO | Solar PV | Solar | 300 | 2030 | Pipeline | ReNew Solar Power Private Limited | India_Electricity_Infrastructure.xlsx | NITI Aayog, "India Climate and Energy Dashboard (ICED) — Plant Information and Capacity Metatable," NITI Aayog, Government of India, New Delhi, Feb. 2025. [Online]. Available: https://iced.niti.gov.in Central Electricity Authority (CEA), "National Electricity Plan, Volume I — Generation," Ministry of Power, Government of India, New Delhi, 2023. [Online]. Available: https://cea.nic.in
BAU | India | IN_N | ReNew Solar Power Private Limited Rajasthan 150.0 | PWRSPVINDNO | Solar PV | Solar | 300 | 2027 | Pipeline | ReNew Solar Power Private Limited | India_Electricity_Infrastructure.xlsx | NITI Aayog, "India Climate and Energy Dashboard (ICED) — Plant Information and Capacity Metatable," NITI Aayog, Government of India, New Delhi, Feb. 2025. [Online]. Available: https://iced.niti.gov.in Central Electricity Authority (CEA), "National Electricity Plan, Volume I — Generation," Ministry of Power, Government of India, New Delhi, 2023. [Online]. Available: https://cea.nic.in
BAU | India | IN_N | ReNew Solar Power Private Limited Rajasthan 200.0 | PWRSPVINDNO | Solar PV | Solar | 1000 | 2030 | Pipeline | ReNew Solar Power Private Limited | India_Electricity_Infrastructure.xlsx | NITI Aayog, "India Climate and Energy Dashboard (ICED) — Plant Information and Capacity Metatable," NITI Aayog, Government of India, New Delhi, Feb. 2025. [Online]. Available: https://iced.niti.gov.in Central Electricity Authority (CEA), "National Electricity Plan, Volume I — Generation," Ministry of Power, Government of India, New Delhi, 2023. [Online]. Available: https://cea.nic.in
BAU | India | IN_N | ReNew Solar Power Private Limited Rajasthan 250.0 | PWRSPVINDNO | Solar PV | Solar | 250 | 2030 | Pipeline | ReNew Solar Power Private Limited | India_Electricity_Infrastructure.xlsx | NITI Aayog, "India Climate and Energy Dashboard (ICED) — Plant Information and Capacity Metatable," NITI Aayog, Government of India, New Delhi, Feb. 2025. [Online]. Available: https://iced.niti.gov.in Central Electricity Authority (CEA), "National Electricity Plan, Volume I — Generation," Ministry of Power, Government of India, New Delhi, 2023. [Online]. Available: https://cea.nic.in
BAU | India | IN_N | ReNew Solar Power Private Limited Rajasthan 300.0 | PWRSPVINDNO | Solar PV | Solar | 3600 | 2027 | Pipeline | ReNew Solar Power Private Limited | India_Electricity_Infrastructure.xlsx | NITI Aayog, "India Climate and Energy Dashboard (ICED) — Plant Information and Capacity Metatable," NITI Aayog, Government of India, New Delhi, Feb. 2025. [Online]. Available: https://iced.niti.gov.in Central Electricity Authority (CEA), "National Electricity Plan, Volume I — Generation," Ministry of Power, Government of India, New Delhi, 2023. [Online]. Available: https://cea.nic.in
BAU | India | IN_N | ReNew Solar Power Private Limited Rajasthan 400.0 | PWRSPVINDNO | Solar PV | Solar | 400 | 2030 | Pipeline | ReNew Solar Power Private Limited | India_Electricity_Infrastructure.xlsx | NITI Aayog, "India Climate and Energy Dashboard (ICED) — Plant Information and Capacity Metatable," NITI Aayog, Government of India, New Delhi, Feb. 2025. [Online]. Available: https://iced.niti.gov.in Central Electricity Authority (CEA), "National Electricity Plan, Volume I — Generation," Ministry of Power, Government of India, New Delhi, 2023. [Online]. Available: https://cea.nic.in
BAU | India | IN_N | ReNew Solar Power Private Limited Rajasthan 70.0 | PWRSPVINDNO | Solar PV | Solar | 140 | 2027 | Pipeline | ReNew Solar Power Private Limited | India_Electricity_Infrastructure.xlsx | NITI Aayog, "India Climate and Energy Dashboard (ICED) — Plant Information and Capacity Metatable," NITI Aayog, Government of India, New Delhi, Feb. 2025. [Online]. Available: https://iced.niti.gov.in Central Electricity Authority (CEA), "National Electricity Plan, Volume I — Generation," Ministry of Power, Government of India, New Delhi, 2023. [Online]. Available: https://cea.nic.in
BAU | India | IN_N | ReNew Surya Jyoti Private Limited Rajasthan 210.0 | PWRSPVINDNO | Solar PV | Solar | 210 | 2025 | Pipeline | ReNew Surya Jyoti Private Limited | India_Electricity_Infrastructure.xlsx | NITI Aayog, "India Climate and Energy Dashboard (ICED) — Plant Information and Capacity Metatable," NITI Aayog, Government of India, New Delhi, Feb. 2025. [Online]. Available: https://iced.niti.gov.in Central Electricity Authority (CEA), "National Electricity Plan, Volume I — Generation," Ministry of Power, Government of India, New Delhi, 2023. [Online]. Available: https://cea.nic.in
BAU | India | IN_N | ReNew Surya Pratap Private Limited Rajasthan 210.0 | PWRSPVINDNO | Solar PV | Solar | 210 | 2025 | Pipeline | ReNew Surya Pratap Private Limited | India_Electricity_Infrastructure.xlsx | NITI Aayog, "India Climate and Energy Dashboard (ICED) — Plant Information and Capacity Metatable," NITI Aayog, Government of India, New Delhi, Feb. 2025. [Online]. Available: https://iced.niti.gov.in Central Electricity Authority (CEA), "National Electricity Plan, Volume I — Generation," Ministry of Power, Government of India, New Delhi, 2023. [Online]. Available: https://cea.nic.in
BAU | India | IN_N | Renew Sun Power Private Limited Rajasthan 300.0 | PWRSPVINDNO | Solar PV | Solar | 300 | 2026 | Pipeline | Renew Sun Power Private Limited | India_Electricity_Infrastructure.xlsx | NITI Aayog, "India Climate and Energy Dashboard (ICED) — Plant Information and Capacity Metatable," NITI Aayog, Government of India, New Delhi, Feb. 2025. [Online]. Available: https://iced.niti.gov.in Central Electricity Authority (CEA), "National Electricity Plan, Volume I — Generation," Ministry of Power, Government of India, New Delhi, 2023. [Online]. Available: https://cea.nic.in
BAU | India | IN_N | Resco Global Wind Services Private Limited Rajasthan 300.0 | PWRSPVINDNO | Solar PV | Solar | 300 | 2027 | Pipeline | Resco Global Wind Services Private Limited | India_Electricity_Infrastructure.xlsx | NITI Aayog, "India Climate and Energy Dashboard (ICED) — Plant Information and Capacity Metatable," NITI Aayog, Government of India, New Delhi, Feb. 2025. [Online]. Available: https://iced.niti.gov.in Central Electricity Authority (CEA), "National Electricity Plan, Volume I — Generation," Ministry of Power, Government of India, New Delhi, 2023. [Online]. Available: https://cea.nic.in
BAU | India | IN_N | Resco Global Wind Services Private Limited Rajasthan 76.0 | PWRSPVINDNO | Solar PV | Solar | 76 | 2035 | Pipeline | Resco Global Wind Services Private Limited | India_Electricity_Infrastructure.xlsx | NITI Aayog, "India Climate and Energy Dashboard (ICED) — Plant Information and Capacity Metatable," NITI Aayog, Government of India, New Delhi, Feb. 2025. [Online]. Available: https://iced.niti.gov.in Central Electricity Authority (CEA), "National Electricity Plan, Volume I — Generation," Ministry of Power, Government of India, New Delhi, 2023. [Online]. Available: https://cea.nic.in
BAU | India | IN_N | SJVN GREEN ENERGY LIMITED Himachal Pradesh 15.0 | PWRSPVINDNO | Solar PV | Solar | 15 | 2024 | Pipeline | SJVN GREEN ENERGY LIMITED | India_Electricity_Infrastructure.xlsx | NITI Aayog, "India Climate and Energy Dashboard (ICED) — Plant Information and Capacity Metatable," NITI Aayog, Government of India, New Delhi, Feb. 2025. [Online]. Available: https://iced.niti.gov.in Central Electricity Authority (CEA), "National Electricity Plan, Volume I — Generation," Ministry of Power, Government of India, New Delhi, 2023. [Online]. Available: https://cea.nic.in
BAU | India | IN_N | SJVN GREEN ENERGY LIMITED Punjab 100.0 | PWRSPVINDNO | Solar PV | Solar | 100 | 2025 | Pipeline | SJVN GREEN ENERGY LIMITED | India_Electricity_Infrastructure.xlsx | NITI Aayog, "India Climate and Energy Dashboard (ICED) — Plant Information and Capacity Metatable," NITI Aayog, Government of India, New Delhi, Feb. 2025. [Online]. Available: https://iced.niti.gov.in Central Electricity Authority (CEA), "National Electricity Plan, Volume I — Generation," Ministry of Power, Government of India, New Delhi, 2023. [Online]. Available: https://cea.nic.in
BAU | India | IN_N | SJVN GREEN ENERGY LIMITED Rajasthan 100.0 | PWRSPVINDNO | Solar PV | Solar | 100 | 2025 | Pipeline | SJVN GREEN ENERGY LIMITED | India_Electricity_Infrastructure.xlsx | NITI Aayog, "India Climate and Energy Dashboard (ICED) — Plant Information and Capacity Metatable," NITI Aayog, Government of India, New Delhi, Feb. 2025. [Online]. Available: https://iced.niti.gov.in Central Electricity Authority (CEA), "National Electricity Plan, Volume I — Generation," Ministry of Power, Government of India, New Delhi, 2023. [Online]. Available: https://cea.nic.in
BAU | India | IN_N | SJVN GREEN ENERGY LIMITED Rajasthan 370.1 | PWRSPVINDNO | Solar PV | Solar | 370.1 | 2025 | Pipeline | SJVN GREEN ENERGY LIMITED | India_Electricity_Infrastructure.xlsx | NITI Aayog, "India Climate and Energy Dashboard (ICED) — Plant Information and Capacity Metatable," NITI Aayog, Government of India, New Delhi, Feb. 2025. [Online]. Available: https://iced.niti.gov.in Central Electricity Authority (CEA), "National Electricity Plan, Volume I — Generation," Ministry of Power, Government of India, New Delhi, 2023. [Online]. Available: https://cea.nic.in
BAU | India | IN_N | SPV - Deshraj Solar Energy Private Limited Rajasthan 150.0 | PWRSPVINDNO | Solar PV | Solar | 150 | 2027 | Pipeline | SPV - Deshraj Solar Energy Private Limited | India_Electricity_Infrastructure.xlsx | NITI Aayog, "India Climate and Energy Dashboard (ICED) — Plant Information and Capacity Metatable," NITI Aayog, Government of India, New Delhi, Feb. 2025. [Online]. Available: https://iced.niti.gov.in Central Electricity Authority (CEA), "National Electricity Plan, Volume I — Generation," Ministry of Power, Government of India, New Delhi, 2023. [Online]. Available: https://cea.nic.in
BAU | India | IN_N | SPV - HRP Green Power Private Limited Rajasthan 300.0 | PWRSPVINDNO | Solar PV | Solar | 300 | 2026 | Pipeline | SPV - HRP Green Power Private Limited | India_Electricity_Infrastructure.xlsx | NITI Aayog, "India Climate and Energy Dashboard (ICED) — Plant Information and Capacity Metatable," NITI Aayog, Government of India, New Delhi, Feb. 2025. [Online]. Available: https://iced.niti.gov.in Central Electricity Authority (CEA), "National Electricity Plan, Volume I — Generation," Ministry of Power, Government of India, New Delhi, 2023. [Online]. Available: https://cea.nic.in
BAU | India | IN_N | SRIPL5, SRIPL8, SRIPL9 Rajasthan 200.0 | PWRSPVINDNO | Solar PV | Solar | 800 | 2026 | Pipeline | SRIPL5, SRIPL8, SRIPL9 | India_Electricity_Infrastructure.xlsx | NITI Aayog, "India Climate and Energy Dashboard (ICED) — Plant Information and Capacity Metatable," NITI Aayog, Government of India, New Delhi, Feb. 2025. [Online]. Available: https://iced.niti.gov.in Central Electricity Authority (CEA), "National Electricity Plan, Volume I — Generation," Ministry of Power, Government of India, New Delhi, 2023. [Online]. Available: https://cea.nic.in
BAU | India | IN_N | SRIPL5, SRIPL8, SRIPL9 Rajasthan 50.0 | PWRSPVINDNO | Solar PV | Solar | 100 | 2026 | Pipeline | SRIPL5, SRIPL8, SRIPL9 | India_Electricity_Infrastructure.xlsx | NITI Aayog, "India Climate and Energy Dashboard (ICED) — Plant Information and Capacity Metatable," NITI Aayog, Government of India, New Delhi, Feb. 2025. [Online]. Available: https://iced.niti.gov.in Central Electricity Authority (CEA), "National Electricity Plan, Volume I — Generation," Ministry of Power, Government of India, New Delhi, 2023. [Online]. Available: https://cea.nic.in
BAU | India | IN_N | Saimaa Solar Private Limited Rajasthan 150.0 | PWRSPVINDNO | Solar PV | Solar | 150 | 2026 | Pipeline | Saimaa Solar Private Limited | India_Electricity_Infrastructure.xlsx | NITI Aayog, "India Climate and Energy Dashboard (ICED) — Plant Information and Capacity Metatable," NITI Aayog, Government of India, New Delhi, Feb. 2025. [Online]. Available: https://iced.niti.gov.in Central Electricity Authority (CEA), "National Electricity Plan, Volume I — Generation," Ministry of Power, Government of India, New Delhi, 2023. [Online]. Available: https://cea.nic.in
BAU | India | IN_N | Shikhar Surya (One) Private Limited Rajasthan 300.0 | PWRSPVINDNO | Solar PV | Solar | 300 | 2025 | Pipeline | Shikhar Surya (One) Private Limited | India_Electricity_Infrastructure.xlsx | NITI Aayog, "India Climate and Energy Dashboard (ICED) — Plant Information and Capacity Metatable," NITI Aayog, Government of India, New Delhi, Feb. 2025. [Online]. Available: https://iced.niti.gov.in Central Electricity Authority (CEA), "National Electricity Plan, Volume I — Generation," Ministry of Power, Government of India, New Delhi, 2023. [Online]. Available: https://cea.nic.in
BAU | India | IN_N | Sone Solar Private Limited Punjab 40.0 | PWRSPVINDNO | Solar PV | Solar | 40 | 2025 | Pipeline | Sone Solar Private Limited | India_Electricity_Infrastructure.xlsx | NITI Aayog, "India Climate and Energy Dashboard (ICED) — Plant Information and Capacity Metatable," NITI Aayog, Government of India, New Delhi, Feb. 2025. [Online]. Available: https://iced.niti.gov.in Central Electricity Authority (CEA), "National Electricity Plan, Volume I — Generation," Ministry of Power, Government of India, New Delhi, 2023. [Online]. Available: https://cea.nic.in
BAU | India | IN_N | Sourya Manthan Renewable Energy Private Limited Rajasthan 100.0 | PWRSPVINDNO | Solar PV | Solar | 100 | 2026 | Pipeline | Sourya Manthan Renewable Energy Private Limited | India_Electricity_Infrastructure.xlsx | NITI Aayog, "India Climate and Energy Dashboard (ICED) — Plant Information and Capacity Metatable," NITI Aayog, Government of India, New Delhi, Feb. 2025. [Online]. Available: https://iced.niti.gov.in Central Electricity Authority (CEA), "National Electricity Plan, Volume I — Generation," Ministry of Power, Government of India, New Delhi, 2023. [Online]. Available: https://cea.nic.in
BAU | India | IN_N | Sprng Power Private Limited Rajasthan 250.0 | PWRSPVINDNO | Solar PV | Solar | 250 | 2026 | Pipeline | Sprng Power Private Limited | India_Electricity_Infrastructure.xlsx | NITI Aayog, "India Climate and Energy Dashboard (ICED) — Plant Information and Capacity Metatable," NITI Aayog, Government of India, New Delhi, Feb. 2025. [Online]. Available: https://iced.niti.gov.in Central Electricity Authority (CEA), "National Electricity Plan, Volume I — Generation," Ministry of Power, Government of India, New Delhi, 2023. [Online]. Available: https://cea.nic.in
BAU | India | IN_N | Sunbreeze Renewables Nine Private Limited Rajasthan 1000.0 | PWRSPVINDNO | Solar PV | Solar | 1000 | 2026 | Pipeline | Sunbreeze Renewables Nine Private Limited | India_Electricity_Infrastructure.xlsx | NITI Aayog, "India Climate and Energy Dashboard (ICED) — Plant Information and Capacity Metatable," NITI Aayog, Government of India, New Delhi, Feb. 2025. [Online]. Available: https://iced.niti.gov.in Central Electricity Authority (CEA), "National Electricity Plan, Volume I — Generation," Ministry of Power, Government of India, New Delhi, 2023. [Online]. Available: https://cea.nic.in
BAU | India | IN_N | Sunbreeze Renewables Nine Private Limited Rajasthan 400.0 | PWRSPVINDNO | Solar PV | Solar | 400 | 2026 | Pipeline | Sunbreeze Renewables Nine Private Limited | India_Electricity_Infrastructure.xlsx | NITI Aayog, "India Climate and Energy Dashboard (ICED) — Plant Information and Capacity Metatable," NITI Aayog, Government of India, New Delhi, Feb. 2025. [Online]. Available: https://iced.niti.gov.in Central Electricity Authority (CEA), "National Electricity Plan, Volume I — Generation," Ministry of Power, Government of India, New Delhi, 2023. [Online]. Available: https://cea.nic.in
BAU | India | IN_N | TEQ Green Power XIII Private Limited Rajasthan 120.0 | PWRSPVINDNO | Solar PV | Solar | 120 | 2035 | Pipeline | TEQ Green Power XIII Private Limited | India_Electricity_Infrastructure.xlsx | NITI Aayog, "India Climate and Energy Dashboard (ICED) — Plant Information and Capacity Metatable," NITI Aayog, Government of India, New Delhi, Feb. 2025. [Online]. Available: https://iced.niti.gov.in Central Electricity Authority (CEA), "National Electricity Plan, Volume I — Generation," Ministry of Power, Government of India, New Delhi, 2023. [Online]. Available: https://cea.nic.in
BAU | India | IN_N | TEQ Green Power XVI Private Limited Rajasthan 50.0 | PWRSPVINDNO | Solar PV | Solar | 50 | 2035 | Pipeline | TEQ Green Power XVI Private Limited | India_Electricity_Infrastructure.xlsx | NITI Aayog, "India Climate and Energy Dashboard (ICED) — Plant Information and Capacity Metatable," NITI Aayog, Government of India, New Delhi, Feb. 2025. [Online]. Available: https://iced.niti.gov.in Central Electricity Authority (CEA), "National Electricity Plan, Volume I — Generation," Ministry of Power, Government of India, New Delhi, 2023. [Online]. Available: https://cea.nic.in
BAU | India | IN_N | TP SAURYA LIMITED Rajasthan 300.0 | PWRSPVINDNO | Solar PV | Solar | 300 | 2024 | Pipeline | TP SAURYA LIMITED | India_Electricity_Infrastructure.xlsx | NITI Aayog, "India Climate and Energy Dashboard (ICED) — Plant Information and Capacity Metatable," NITI Aayog, Government of India, New Delhi, Feb. 2025. [Online]. Available: https://iced.niti.gov.in Central Electricity Authority (CEA), "National Electricity Plan, Volume I — Generation," Ministry of Power, Government of India, New Delhi, 2023. [Online]. Available: https://cea.nic.in
BAU | India | IN_N | Tejorupa Renewables India Project Private Limited Rajasthan 250.0 | PWRSPVINDNO | Solar PV | Solar | 250 | 2026 | Pipeline | Tejorupa Renewables India Project Private Limited | India_Electricity_Infrastructure.xlsx | NITI Aayog, "India Climate and Energy Dashboard (ICED) — Plant Information and Capacity Metatable," NITI Aayog, Government of India, New Delhi, Feb. 2025. [Online]. Available: https://iced.niti.gov.in Central Electricity Authority (CEA), "National Electricity Plan, Volume I — Generation," Ministry of Power, Government of India, New Delhi, 2023. [Online]. Available: https://cea.nic.in
BAU | India | IN_N | Tepsol Sun Sparkle Private Limited Rajasthan 300.0 | PWRSPVINDNO | Solar PV | Solar | 300 | 2026 | Pipeline | Tepsol Sun Sparkle Private Limited | India_Electricity_Infrastructure.xlsx | NITI Aayog, "India Climate and Energy Dashboard (ICED) — Plant Information and Capacity Metatable," NITI Aayog, Government of India, New Delhi, Feb. 2025. [Online]. Available: https://iced.niti.gov.in Central Electricity Authority (CEA), "National Electricity Plan, Volume I — Generation," Ministry of Power, Government of India, New Delhi, 2023. [Online]. Available: https://cea.nic.in
BAU | India | IN_N | Acme Renewtech Sixth Private Limited Gujarat, Andhra Pradesh & Rajasthan 250.0 | PWRSPVINDNO | Solar PV | Solar | 250 | 2035 | Pipeline | Acme Renewtech Sixth Private Limited | India_Electricity_Infrastructure.xlsx | NITI Aayog, "India Climate and Energy Dashboard (ICED) — Plant Information and Capacity Metatable," NITI Aayog, Government of India, New Delhi, Feb. 2025. [Online]. Available: https://iced.niti.gov.in Central Electricity Authority (CEA), "National Electricity Plan, Volume I — Generation," Ministry of Power, Government of India, New Delhi, 2023. [Online]. Available: https://cea.nic.in
BAU | India | IN_N | Adani Green Energy Twenty Five A Limited N.A. 250.0 | PWRSPVINDNO | Solar PV | Solar | 500 | 2035 | Pipeline | Adani Green Energy Twenty Five A Limited | India_Electricity_Infrastructure.xlsx | NITI Aayog, "India Climate and Energy Dashboard (ICED) — Plant Information and Capacity Metatable," NITI Aayog, Government of India, New Delhi, Feb. 2025. [Online]. Available: https://iced.niti.gov.in Central Electricity Authority (CEA), "National Electricity Plan, Volume I — Generation," Ministry of Power, Government of India, New Delhi, 2023. [Online]. Available: https://cea.nic.in
BAU | India | IN_N | Adani Green Energy Twenty Five B Limited N.A. 250.0 | PWRSPVINDNO | Solar PV | Solar | 1000 | 2035 | Pipeline | Adani Green Energy Twenty Five B Limited | India_Electricity_Infrastructure.xlsx | NITI Aayog, "India Climate and Energy Dashboard (ICED) — Plant Information and Capacity Metatable," NITI Aayog, Government of India, New Delhi, Feb. 2025. [Online]. Available: https://iced.niti.gov.in Central Electricity Authority (CEA), "National Electricity Plan, Volume I — Generation," Ministry of Power, Government of India, New Delhi, 2023. [Online]. Available: https://cea.nic.in
BAU | India | IN_N | Adani Green Energy Twenty Five B Limited N.A. 83.0 | PWRSPVINDNO | Solar PV | Solar | 83 | 2026 | Pipeline | Adani Green Energy Twenty Five B Limited | India_Electricity_Infrastructure.xlsx | NITI Aayog, "India Climate and Energy Dashboard (ICED) — Plant Information and Capacity Metatable," NITI Aayog, Government of India, New Delhi, Feb. 2025. [Online]. Available: https://iced.niti.gov.in Central Electricity Authority (CEA), "National Electricity Plan, Volume I — Generation," Ministry of Power, Government of India, New Delhi, 2023. [Online]. Available: https://cea.nic.in
BAU | India | IN_N | Adani Green Energy Twenty Five C Limited N.A. 250.0 | PWRSPVINDNO | Solar PV | Solar | 500 | 2025 | Pipeline | Adani Green Energy Twenty Five C Limited | India_Electricity_Infrastructure.xlsx | NITI Aayog, "India Climate and Energy Dashboard (ICED) — Plant Information and Capacity Metatable," NITI Aayog, Government of India, New Delhi, Feb. 2025. [Online]. Available: https://iced.niti.gov.in Central Electricity Authority (CEA), "National Electricity Plan, Volume I — Generation," Ministry of Power, Government of India, New Delhi, 2023. [Online]. Available: https://cea.nic.in
BAU | India | IN_N | Adani Green Energy Twenty Five Limited N.A. 250.0 | PWRSPVINDNO | Solar PV | Solar | 500 | 2035 | Pipeline | Adani Green Energy Twenty Five Limited | India_Electricity_Infrastructure.xlsx | NITI Aayog, "India Climate and Energy Dashboard (ICED) — Plant Information and Capacity Metatable," NITI Aayog, Government of India, New Delhi, Feb. 2025. [Online]. Available: https://iced.niti.gov.in Central Electricity Authority (CEA), "National Electricity Plan, Volume I — Generation," Ministry of Power, Government of India, New Delhi, 2023. [Online]. Available: https://cea.nic.in
BAU | India | IN_N | Adani Green Energy Twenty Four A Limited N.A. 250.0 | PWRSPVINDNO | Solar PV | Solar | 500 | 2035 | Pipeline | Adani Green Energy Twenty Four A Limited | India_Electricity_Infrastructure.xlsx | NITI Aayog, "India Climate and Energy Dashboard (ICED) — Plant Information and Capacity Metatable," NITI Aayog, Government of India, New Delhi, Feb. 2025. [Online]. Available: https://iced.niti.gov.in Central Electricity Authority (CEA), "National Electricity Plan, Volume I — Generation," Ministry of Power, Government of India, New Delhi, 2023. [Online]. Available: https://cea.nic.in
BAU | India | IN_N | Adani Green Energy Twenty Four B Limited N.A. 250.0 | PWRSPVINDNO | Solar PV | Solar | 500 | 2035 | Pipeline | Adani Green Energy Twenty Four B Limited | India_Electricity_Infrastructure.xlsx | NITI Aayog, "India Climate and Energy Dashboard (ICED) — Plant Information and Capacity Metatable," NITI Aayog, Government of India, New Delhi, Feb. 2025. [Online]. Available: https://iced.niti.gov.in Central Electricity Authority (CEA), "National Electricity Plan, Volume I — Generation," Ministry of Power, Government of India, New Delhi, 2023. [Online]. Available: https://cea.nic.in
BAU | India | IN_N | Adani Green Energy Twenty Four Limited N.A. 250.0 | PWRSPVINDNO | Solar PV | Solar | 500 | 2035 | Pipeline | Adani Green Energy Twenty Four Limited | India_Electricity_Infrastructure.xlsx | NITI Aayog, "India Climate and Energy Dashboard (ICED) — Plant Information and Capacity Metatable," NITI Aayog, Government of India, New Delhi, Feb. 2025. [Online]. Available: https://iced.niti.gov.in Central Electricity Authority (CEA), "National Electricity Plan, Volume I — Generation," Ministry of Power, Government of India, New Delhi, 2023. [Online]. Available: https://cea.nic.in
BAU | India | IN_N | Adani Green Energy Twenty Seven A Limited N.A. 250.0 | PWRSPVINDNO | Solar PV | Solar | 500 | 2026 | Pipeline | Adani Green Energy Twenty Seven A Limited | India_Electricity_Infrastructure.xlsx | NITI Aayog, "India Climate and Energy Dashboard (ICED) — Plant Information and Capacity Metatable," NITI Aayog, Government of India, New Delhi, Feb. 2025. [Online]. Available: https://iced.niti.gov.in Central Electricity Authority (CEA), "National Electricity Plan, Volume I — Generation," Ministry of Power, Government of India, New Delhi, 2023. [Online]. Available: https://cea.nic.in
BAU | India | IN_N | Adani Green Energy Twenty Six A Limited N.A. 167.0 | PWRSPVINDNO | Solar PV | Solar | 167 | 2025 | Pipeline | Adani Green Energy Twenty Six A Limited | India_Electricity_Infrastructure.xlsx | NITI Aayog, "India Climate and Energy Dashboard (ICED) — Plant Information and Capacity Metatable," NITI Aayog, Government of India, New Delhi, Feb. 2025. [Online]. Available: https://iced.niti.gov.in Central Electricity Authority (CEA), "National Electricity Plan, Volume I — Generation," Ministry of Power, Government of India, New Delhi, 2023. [Online]. Available: https://cea.nic.in
BAU | India | IN_N | Adani Green Energy Twenty Six A Limited N.A. 200.0 | PWRSPVINDNO | Solar PV | Solar | 200 | 2025 | Pipeline | Adani Green Energy Twenty Six A Limited | India_Electricity_Infrastructure.xlsx | NITI Aayog, "India Climate and Energy Dashboard (ICED) — Plant Information and Capacity Metatable," NITI Aayog, Government of India, New Delhi, Feb. 2025. [Online]. Available: https://iced.niti.gov.in Central Electricity Authority (CEA), "National Electricity Plan, Volume I — Generation," Ministry of Power, Government of India, New Delhi, 2023. [Online]. Available: https://cea.nic.in
BAU | India | IN_N | Adani Green Energy Twenty Six A Limited N.A. 234.0 | PWRSPVINDNO | Solar PV | Solar | 234 | 2035 | Pipeline | Adani Green Energy Twenty Six A Limited | India_Electricity_Infrastructure.xlsx | NITI Aayog, "India Climate and Energy Dashboard (ICED) — Plant Information and Capacity Metatable," NITI Aayog, Government of India, New Delhi, Feb. 2025. [Online]. Available: https://iced.niti.gov.in Central Electricity Authority (CEA), "National Electricity Plan, Volume I — Generation," Ministry of Power, Government of India, New Delhi, 2023. [Online]. Available: https://cea.nic.in
BAU | India | IN_N | Adani Green Energy Twenty Six A Limited N.A. 50.0 | PWRSPVINDNO | Solar PV | Solar | 100 | 2025 | Pipeline | Adani Green Energy Twenty Six A Limited | India_Electricity_Infrastructure.xlsx | NITI Aayog, "India Climate and Energy Dashboard (ICED) — Plant Information and Capacity Metatable," NITI Aayog, Government of India, New Delhi, Feb. 2025. [Online]. Available: https://iced.niti.gov.in Central Electricity Authority (CEA), "National Electricity Plan, Volume I — Generation," Ministry of Power, Government of India, New Delhi, 2023. [Online]. Available: https://cea.nic.in
BAU | India | IN_N | Adani Green Energy Twenty Six B Limited N.A. 134.0 | PWRSPVINDNO | Solar PV | Solar | 134 | 2026 | Pipeline | Adani Green Energy Twenty Six B Limited | India_Electricity_Infrastructure.xlsx | NITI Aayog, "India Climate and Energy Dashboard (ICED) — Plant Information and Capacity Metatable," NITI Aayog, Government of India, New Delhi, Feb. 2025. [Online]. Available: https://iced.niti.gov.in Central Electricity Authority (CEA), "National Electricity Plan, Volume I — Generation," Ministry of Power, Government of India, New Delhi, 2023. [Online]. Available: https://cea.nic.in
BAU | India | IN_N | Adani Green Energy Twenty Six B Limited N.A. 150.0 | PWRSPVINDNO | Solar PV | Solar | 150 | 2026 | Pipeline | Adani Green Energy Twenty Six B Limited | India_Electricity_Infrastructure.xlsx | NITI Aayog, "India Climate and Energy Dashboard (ICED) — Plant Information and Capacity Metatable," NITI Aayog, Government of India, New Delhi, Feb. 2025. [Online]. Available: https://iced.niti.gov.in Central Electricity Authority (CEA), "National Electricity Plan, Volume I — Generation," Ministry of Power, Government of India, New Delhi, 2023. [Online]. Available: https://cea.nic.in
BAU | India | IN_N | Adani Green Energy Twenty Six B Limited N.A. 167.0 | PWRSPVINDNO | Solar PV | Solar | 167 | 2026 | Pipeline | Adani Green Energy Twenty Six B Limited | India_Electricity_Infrastructure.xlsx | NITI Aayog, "India Climate and Energy Dashboard (ICED) — Plant Information and Capacity Metatable," NITI Aayog, Government of India, New Delhi, Feb. 2025. [Online]. Available: https://iced.niti.gov.in Central Electricity Authority (CEA), "National Electricity Plan, Volume I — Generation," Ministry of Power, Government of India, New Delhi, 2023. [Online]. Available: https://cea.nic.in
BAU | India | IN_N | Adani Green Energy Twenty Six B Limited N.A. 250.0 | PWRSPVINDNO | Solar PV | Solar | 250 | 2025 | Pipeline | Adani Green Energy Twenty Six B Limited | India_Electricity_Infrastructure.xlsx | NITI Aayog, "India Climate and Energy Dashboard (ICED) — Plant Information and Capacity Metatable," NITI Aayog, Government of India, New Delhi, Feb. 2025. [Online]. Available: https://iced.niti.gov.in Central Electricity Authority (CEA), "National Electricity Plan, Volume I — Generation," Ministry of Power, Government of India, New Delhi, 2023. [Online]. Available: https://cea.nic.in
BAU | India | IN_N | Adani Renewable Energy Fifty Five Limited N.A. 100.0 | PWRSPVINDNO | Solar PV | Solar | 100 | 2035 | Pipeline | Adani Renewable Energy Fifty Five Limited | India_Electricity_Infrastructure.xlsx | NITI Aayog, "India Climate and Energy Dashboard (ICED) — Plant Information and Capacity Metatable," NITI Aayog, Government of India, New Delhi, Feb. 2025. [Online]. Available: https://iced.niti.gov.in Central Electricity Authority (CEA), "National Electricity Plan, Volume I — Generation," Ministry of Power, Government of India, New Delhi, 2023. [Online]. Available: https://cea.nic.in
BAU | India | IN_N | Adani Renewable Energy Fifty Five Limited N.A. 250.0 | PWRSPVINDNO | Solar PV | Solar | 250 | 2035 | Pipeline | Adani Renewable Energy Fifty Five Limited | India_Electricity_Infrastructure.xlsx | NITI Aayog, "India Climate and Energy Dashboard (ICED) — Plant Information and Capacity Metatable," NITI Aayog, Government of India, New Delhi, Feb. 2025. [Online]. Available: https://iced.niti.gov.in Central Electricity Authority (CEA), "National Electricity Plan, Volume I — Generation," Ministry of Power, Government of India, New Delhi, 2023. [Online]. Available: https://cea.nic.in
BAU | India | IN_N | Adani Renewable Energy Fifty Five Limited N.A. 67.0 | PWRSPVINDNO | Solar PV | Solar | 67 | 2035 | Pipeline | Adani Renewable Energy Fifty Five Limited | India_Electricity_Infrastructure.xlsx | NITI Aayog, "India Climate and Energy Dashboard (ICED) — Plant Information and Capacity Metatable," NITI Aayog, Government of India, New Delhi, Feb. 2025. [Online]. Available: https://iced.niti.gov.in Central Electricity Authority (CEA), "National Electricity Plan, Volume I — Generation," Ministry of Power, Government of India, New Delhi, 2023. [Online]. Available: https://cea.nic.in
BAU | India | IN_N | Adani Renewable Energy Fifty Five Limited N.A. 99.0 | PWRSPVINDNO | Solar PV | Solar | 99 | 2035 | Pipeline | Adani Renewable Energy Fifty Five Limited | India_Electricity_Infrastructure.xlsx | NITI Aayog, "India Climate and Energy Dashboard (ICED) — Plant Information and Capacity Metatable," NITI Aayog, Government of India, New Delhi, Feb. 2025. [Online]. Available: https://iced.niti.gov.in Central Electricity Authority (CEA), "National Electricity Plan, Volume I — Generation," Ministry of Power, Government of India, New Delhi, 2023. [Online]. Available: https://cea.nic.in
BAU | India | IN_N | Adani Renewable Energy Fifty Seven Limited N.A. 100.0 | PWRSPVINDNO | Solar PV | Solar | 200 | 2035 | Pipeline | Adani Renewable Energy Fifty Seven Limited | India_Electricity_Infrastructure.xlsx | NITI Aayog, "India Climate and Energy Dashboard (ICED) — Plant Information and Capacity Metatable," NITI Aayog, Government of India, New Delhi, Feb. 2025. [Online]. Available: https://iced.niti.gov.in Central Electricity Authority (CEA), "National Electricity Plan, Volume I — Generation," Ministry of Power, Government of India, New Delhi, 2023. [Online]. Available: https://cea.nic.in
BAU | India | IN_N | Adani Renewable Energy Fifty Seven Limited N.A. 150.0 | PWRSPVINDNO | Solar PV | Solar | 300 | 2035 | Pipeline | Adani Renewable Energy Fifty Seven Limited | India_Electricity_Infrastructure.xlsx | NITI Aayog, "India Climate and Energy Dashboard (ICED) — Plant Information and Capacity Metatable," NITI Aayog, Government of India, New Delhi, Feb. 2025. [Online]. Available: https://iced.niti.gov.in Central Electricity Authority (CEA), "National Electricity Plan, Volume I — Generation," Ministry of Power, Government of India, New Delhi, 2023. [Online]. Available: https://cea.nic.in
BAU | India | IN_N | Adani Renewable Energy Fifty Seven Limited N.A. 200.0 | PWRSPVINDNO | Solar PV | Solar | 200 | 2035 | Pipeline | Adani Renewable Energy Fifty Seven Limited | India_Electricity_Infrastructure.xlsx | NITI Aayog, "India Climate and Energy Dashboard (ICED) — Plant Information and Capacity Metatable," NITI Aayog, Government of India, New Delhi, Feb. 2025. [Online]. Available: https://iced.niti.gov.in Central Electricity Authority (CEA), "National Electricity Plan, Volume I — Generation," Ministry of Power, Government of India, New Delhi, 2023. [Online]. Available: https://cea.nic.in
BAU | India | IN_N | Adani Renewable Energy Fifty Seven Limited N.A. 250.0 | PWRSPVINDNO | Solar PV | Solar | 500 | 2035 | Pipeline | Adani Renewable Energy Fifty Seven Limited | India_Electricity_Infrastructure.xlsx | NITI Aayog, "India Climate and Energy Dashboard (ICED) — Plant Information and Capacity Metatable," NITI Aayog, Government of India, New Delhi, Feb. 2025. [Online]. Available: https://iced.niti.gov.in Central Electricity Authority (CEA), "National Electricity Plan, Volume I — Generation," Ministry of Power, Government of India, New Delhi, 2023. [Online]. Available: https://cea.nic.in
BAU | India | IN_N | Adani Renewable Energy Fifty Six Limited N.A. 250.0 | PWRSPVINDNO | Solar PV | Solar | 500 | 2035 | Pipeline | Adani Renewable Energy Fifty Six Limited | India_Electricity_Infrastructure.xlsx | NITI Aayog, "India Climate and Energy Dashboard (ICED) — Plant Information and Capacity Metatable," NITI Aayog, Government of India, New Delhi, Feb. 2025. [Online]. Available: https://iced.niti.gov.in Central Electricity Authority (CEA), "National Electricity Plan, Volume I — Generation," Ministry of Power, Government of India, New Delhi, 2023. [Online]. Available: https://cea.nic.in
BAU | India | IN_N | Azure Power Fifty One Private Limited N.A. 100.0 | PWRSPVINDNO | Solar PV | Solar | 100 | 2027 | Pipeline | Azure Power Fifty One Private Limited | India_Electricity_Infrastructure.xlsx | NITI Aayog, "India Climate and Energy Dashboard (ICED) — Plant Information and Capacity Metatable," NITI Aayog, Government of India, New Delhi, Feb. 2025. [Online]. Available: https://iced.niti.gov.in Central Electricity Authority (CEA), "National Electricity Plan, Volume I — Generation," Ministry of Power, Government of India, New Delhi, 2023. [Online]. Available: https://cea.nic.in
BAU | India | IN_N | Azure Power Fifty One Private Limited N.A. 50.0 | PWRSPVINDNO | Solar PV | Solar | 100 | 2027 | Pipeline | Azure Power Fifty One Private Limited | India_Electricity_Infrastructure.xlsx | NITI Aayog, "India Climate and Energy Dashboard (ICED) — Plant Information and Capacity Metatable," NITI Aayog, Government of India, New Delhi, Feb. 2025. [Online]. Available: https://iced.niti.gov.in Central Electricity Authority (CEA), "National Electricity Plan, Volume I — Generation," Ministry of Power, Government of India, New Delhi, 2023. [Online]. Available: https://cea.nic.in
BAU | India | IN_N | Azure Power Fifty Two Private Limited N.A. 167.0 | PWRSPVINDNO | Solar PV | Solar | 167 | 2027 | Pipeline | Azure Power Fifty Two Private Limited | India_Electricity_Infrastructure.xlsx | NITI Aayog, "India Climate and Energy Dashboard (ICED) — Plant Information and Capacity Metatable," NITI Aayog, Government of India, New Delhi, Feb. 2025. [Online]. Available: https://iced.niti.gov.in Central Electricity Authority (CEA), "National Electricity Plan, Volume I — Generation," Ministry of Power, Government of India, New Delhi, 2023. [Online]. Available: https://cea.nic.in
BAU | India | IN_N | Azure Power Fifty Two Private Limited N.A. 333.0 | PWRSPVINDNO | Solar PV | Solar | 333 | 2027 | Pipeline | Azure Power Fifty Two Private Limited | India_Electricity_Infrastructure.xlsx | NITI Aayog, "India Climate and Energy Dashboard (ICED) — Plant Information and Capacity Metatable," NITI Aayog, Government of India, New Delhi, Feb. 2025. [Online]. Available: https://iced.niti.gov.in Central Electricity Authority (CEA), "National Electricity Plan, Volume I — Generation," Ministry of Power, Government of India, New Delhi, 2023. [Online]. Available: https://cea.nic.in
BAU | India | IN_N | Damodar Valley Corporation (DVC) Jharkand & West Bengal 10.0 | PWRSPVINDNO | Solar PV | Solar | 10 | 2026 | Pipeline | Damodar Valley Corporation (DVC) | India_Electricity_Infrastructure.xlsx | NITI Aayog, "India Climate and Energy Dashboard (ICED) — Plant Information and Capacity Metatable," NITI Aayog, Government of India, New Delhi, Feb. 2025. [Online]. Available: https://iced.niti.gov.in Central Electricity Authority (CEA), "National Electricity Plan, Volume I — Generation," Ministry of Power, Government of India, New Delhi, 2023. [Online]. Available: https://cea.nic.in
BAU | India | IN_N | Eden Renewable Bercy Private Limited N.A. 300.0 | PWRSPVINDNO | Solar PV | Solar | 300 | 2027 | Pipeline | Eden Renewable Bercy Private Limited | India_Electricity_Infrastructure.xlsx | NITI Aayog, "India Climate and Energy Dashboard (ICED) — Plant Information and Capacity Metatable," NITI Aayog, Government of India, New Delhi, Feb. 2025. [Online]. Available: https://iced.niti.gov.in Central Electricity Authority (CEA), "National Electricity Plan, Volume I — Generation," Ministry of Power, Government of India, New Delhi, 2023. [Online]. Available: https://cea.nic.in
BAU | India | IN_N | Gorbea Solar Private Limited N.A. 200.0 | PWRSPVINDNO | Solar PV | Solar | 200 | 2025 | Pipeline | Gorbea Solar Private Limited | India_Electricity_Infrastructure.xlsx | NITI Aayog, "India Climate and Energy Dashboard (ICED) — Plant Information and Capacity Metatable," NITI Aayog, Government of India, New Delhi, Feb. 2025. [Online]. Available: https://iced.niti.gov.in Central Electricity Authority (CEA), "National Electricity Plan, Volume I — Generation," Ministry of Power, Government of India, New Delhi, 2023. [Online]. Available: https://cea.nic.in
BAU | India | IN_N | Green Infra Renewable Projects Limited N.A. 298.0 | PWRSPVINDNO | Solar PV | Solar | 298 | 2027 | Pipeline | Green Infra Renewable Projects Limited | India_Electricity_Infrastructure.xlsx | NITI Aayog, "India Climate and Energy Dashboard (ICED) — Plant Information and Capacity Metatable," NITI Aayog, Government of India, New Delhi, Feb. 2025. [Online]. Available: https://iced.niti.gov.in Central Electricity Authority (CEA), "National Electricity Plan, Volume I — Generation," Ministry of Power, Government of India, New Delhi, 2023. [Online]. Available: https://cea.nic.in
BAU | India | IN_N | Green Valley Renewable Energy GVREL - A JV of DVC & NTPC Green Energy Limited Jharkand & West Bengal 310.0 | PWRSPVINDNO | Solar PV | Solar | 310 | 2025 | Pipeline | Green Valley Renewable Energy GVREL - A JV of DVC & NTPC Green Energy Limited | India_Electricity_Infrastructure.xlsx | NITI Aayog, "India Climate and Energy Dashboard (ICED) — Plant Information and Capacity Metatable," NITI Aayog, Government of India, New Delhi, Feb. 2025. [Online]. Available: https://iced.niti.gov.in Central Electricity Authority (CEA), "National Electricity Plan, Volume I — Generation," Ministry of Power, Government of India, New Delhi, 2023. [Online]. Available: https://cea.nic.in
BAU | India | IN_N | JSW Renew Energy Eleven Limited N.A. 700.0 | PWRSPVINDNO | Solar PV | Solar | 700 | 2026 | Pipeline | JSW Renew Energy Eleven Limited | India_Electricity_Infrastructure.xlsx | NITI Aayog, "India Climate and Energy Dashboard (ICED) — Plant Information and Capacity Metatable," NITI Aayog, Government of India, New Delhi, Feb. 2025. [Online]. Available: https://iced.niti.gov.in Central Electricity Authority (CEA), "National Electricity Plan, Volume I — Generation," Ministry of Power, Government of India, New Delhi, 2023. [Online]. Available: https://cea.nic.in
BAU | India | IN_N | Jakson Limited N.A. 50.0 | PWRSPVINDNO | Solar PV | Solar | 50 | 2027 | Pipeline | Jakson Limited | India_Electricity_Infrastructure.xlsx | NITI Aayog, "India Climate and Energy Dashboard (ICED) — Plant Information and Capacity Metatable," NITI Aayog, Government of India, New Delhi, Feb. 2025. [Online]. Available: https://iced.niti.gov.in Central Electricity Authority (CEA), "National Electricity Plan, Volume I — Generation," Ministry of Power, Government of India, New Delhi, 2023. [Online]. Available: https://cea.nic.in
BAU | India | IN_N | Juniper Green Energy Private Limited N.A. 300.0 | PWRSPVINDNO | Solar PV | Solar | 300 | 2028 | Pipeline | Juniper Green Energy Private Limited | India_Electricity_Infrastructure.xlsx | NITI Aayog, "India Climate and Energy Dashboard (ICED) — Plant Information and Capacity Metatable," NITI Aayog, Government of India, New Delhi, Feb. 2025. [Online]. Available: https://iced.niti.gov.in Central Electricity Authority (CEA), "National Electricity Plan, Volume I — Generation," Ministry of Power, Government of India, New Delhi, 2023. [Online]. Available: https://cea.nic.in
BAU | India | IN_N | MRS Green Energy Private Limited N.A. 100.0 | PWRSPVINDNO | Solar PV | Solar | 100 | 2026 | Pipeline | MRS Green Energy Private Limited | India_Electricity_Infrastructure.xlsx | NITI Aayog, "India Climate and Energy Dashboard (ICED) — Plant Information and Capacity Metatable," NITI Aayog, Government of India, New Delhi, Feb. 2025. [Online]. Available: https://iced.niti.gov.in Central Electricity Authority (CEA), "National Electricity Plan, Volume I — Generation," Ministry of Power, Government of India, New Delhi, 2023. [Online]. Available: https://cea.nic.in
BAU | India | IN_N | NTPC Renewable Energy Limited N.A. 250.0 | PWRSPVINDNO | Solar PV | Solar | 250 | 2027 | Pipeline | NTPC Renewable Energy Limited | India_Electricity_Infrastructure.xlsx | NITI Aayog, "India Climate and Energy Dashboard (ICED) — Plant Information and Capacity Metatable," NITI Aayog, Government of India, New Delhi, Feb. 2025. [Online]. Available: https://iced.niti.gov.in Central Electricity Authority (CEA), "National Electricity Plan, Volume I — Generation," Ministry of Power, Government of India, New Delhi, 2023. [Online]. Available: https://cea.nic.in
BAU | India | IN_N | NTPC Renewable Energy Limited N.A. 500.0 | PWRSPVINDNO | Solar PV | Solar | 500 | 2035 | Pipeline | NTPC Renewable Energy Limited | India_Electricity_Infrastructure.xlsx | NITI Aayog, "India Climate and Energy Dashboard (ICED) — Plant Information and Capacity Metatable," NITI Aayog, Government of India, New Delhi, Feb. 2025. [Online]. Available: https://iced.niti.gov.in Central Electricity Authority (CEA), "National Electricity Plan, Volume I — Generation," Ministry of Power, Government of India, New Delhi, 2023. [Online]. Available: https://cea.nic.in
BAU | India | IN_N | Pace Digitek Private Limited N.A. 100.0 | PWRSPVINDNO | Solar PV | Solar | 100 | 2026 | Pipeline | Pace Digitek Private Limited | India_Electricity_Infrastructure.xlsx | NITI Aayog, "India Climate and Energy Dashboard (ICED) — Plant Information and Capacity Metatable," NITI Aayog, Government of India, New Delhi, Feb. 2025. [Online]. Available: https://iced.niti.gov.in Central Electricity Authority (CEA), "National Electricity Plan, Volume I — Generation," Ministry of Power, Government of India, New Delhi, 2023. [Online]. Available: https://cea.nic.in
BAU | India | IN_N | Pavni (Raj) Solar Private Limited (erstwhile: AEW India North One Private Limited) N.A. 200.0 | PWRSPVINDNO | Solar PV | Solar | 200 | 2027 | Pipeline | Pavni (Raj) Solar Private Limited (erstwhile: AEW India North One Private Limited) | India_Electricity_Infrastructure.xlsx | NITI Aayog, "India Climate and Energy Dashboard (ICED) — Plant Information and Capacity Metatable," NITI Aayog, Government of India, New Delhi, Feb. 2025. [Online]. Available: https://iced.niti.gov.in Central Electricity Authority (CEA), "National Electricity Plan, Volume I — Generation," Ministry of Power, Government of India, New Delhi, 2023. [Online]. Available: https://cea.nic.in
BAU | India | IN_N | Project Nine Renewable Power Private Limited Rajasthan, Karnataka & Andhra Pradesh 300.0 | PWRSPVINDNO | Solar PV | Solar | 300 | 2026 | Pipeline | Project Nine Renewable Power Private Limited | India_Electricity_Infrastructure.xlsx | NITI Aayog, "India Climate and Energy Dashboard (ICED) — Plant Information and Capacity Metatable," NITI Aayog, Government of India, New Delhi, Feb. 2025. [Online]. Available: https://iced.niti.gov.in Central Electricity Authority (CEA), "National Electricity Plan, Volume I — Generation," Ministry of Power, Government of India, New Delhi, 2023. [Online]. Available: https://cea.nic.in
BAU | India | IN_N | Reliance NU Suntech Private Limited N.A. 930.0 | PWRSPVINDNO | Solar PV | Solar | 930 | 2027 | Pipeline | Reliance NU Suntech Private Limited | India_Electricity_Infrastructure.xlsx | NITI Aayog, "India Climate and Energy Dashboard (ICED) — Plant Information and Capacity Metatable," NITI Aayog, Government of India, New Delhi, Feb. 2025. [Online]. Available: https://iced.niti.gov.in Central Electricity Authority (CEA), "National Electricity Plan, Volume I — Generation," Ministry of Power, Government of India, New Delhi, 2023. [Online]. Available: https://cea.nic.in
BAU | India | IN_N | SAEL Industries Limited N.A. 250.0 | PWRSPVINDNO | Solar PV | Solar | 250 | 2027 | Pipeline | SAEL Industries Limited | India_Electricity_Infrastructure.xlsx | NITI Aayog, "India Climate and Energy Dashboard (ICED) — Plant Information and Capacity Metatable," NITI Aayog, Government of India, New Delhi, Feb. 2025. [Online]. Available: https://iced.niti.gov.in Central Electricity Authority (CEA), "National Electricity Plan, Volume I — Generation," Ministry of Power, Government of India, New Delhi, 2023. [Online]. Available: https://cea.nic.in
BAU | India | IN_N | SAEL SOLAR MHP1 Private Limited N.A. 300.0 | PWRSPVINDNO | Solar PV | Solar | 300 | 2025 | Pipeline | SAEL SOLAR MHP1 Private Limited | India_Electricity_Infrastructure.xlsx | NITI Aayog, "India Climate and Energy Dashboard (ICED) — Plant Information and Capacity Metatable," NITI Aayog, Government of India, New Delhi, Feb. 2025. [Online]. Available: https://iced.niti.gov.in Central Electricity Authority (CEA), "National Electricity Plan, Volume I — Generation," Ministry of Power, Government of India, New Delhi, 2023. [Online]. Available: https://cea.nic.in
BAU | India | IN_N | SAEL SOLAR MHP2 Private Limited N.A. 300.0 | PWRSPVINDNO | Solar PV | Solar | 300 | 2025 | Pipeline | SAEL SOLAR MHP2 Private Limited | India_Electricity_Infrastructure.xlsx | NITI Aayog, "India Climate and Energy Dashboard (ICED) — Plant Information and Capacity Metatable," NITI Aayog, Government of India, New Delhi, Feb. 2025. [Online]. Available: https://iced.niti.gov.in Central Electricity Authority (CEA), "National Electricity Plan, Volume I — Generation," Ministry of Power, Government of India, New Delhi, 2023. [Online]. Available: https://cea.nic.in
BAU | India | IN_N | SJVN GREEN ENERGY LIMITED Punjab & Himachal Pradesh 18.0 | PWRSPVINDNO | Solar PV | Solar | 18 | 2025 | Pipeline | SJVN GREEN ENERGY LIMITED | India_Electricity_Infrastructure.xlsx | NITI Aayog, "India Climate and Energy Dashboard (ICED) — Plant Information and Capacity Metatable," NITI Aayog, Government of India, New Delhi, Feb. 2025. [Online]. Available: https://iced.niti.gov.in Central Electricity Authority (CEA), "National Electricity Plan, Volume I — Generation," Ministry of Power, Government of India, New Delhi, 2023. [Online]. Available: https://cea.nic.in
BAU | India | IN_N | Sembcorp Green Infra Private Limited N.A. 150.0 | PWRSPVINDNO | Solar PV | Solar | 150 | 2027 | Pipeline | Sembcorp Green Infra Private Limited | India_Electricity_Infrastructure.xlsx | NITI Aayog, "India Climate and Energy Dashboard (ICED) — Plant Information and Capacity Metatable," NITI Aayog, Government of India, New Delhi, Feb. 2025. [Online]. Available: https://iced.niti.gov.in Central Electricity Authority (CEA), "National Electricity Plan, Volume I — Generation," Ministry of Power, Government of India, New Delhi, 2023. [Online]. Available: https://cea.nic.in
BAU | India | IN_N | Sunsure Solarpark Fourteen Private Limited N.A. 300.0 | PWRSPVINDNO | Solar PV | Solar | 300 | 2027 | Pipeline | Sunsure Solarpark Fourteen Private Limited | India_Electricity_Infrastructure.xlsx | NITI Aayog, "India Climate and Energy Dashboard (ICED) — Plant Information and Capacity Metatable," NITI Aayog, Government of India, New Delhi, Feb. 2025. [Online]. Available: https://iced.niti.gov.in Central Electricity Authority (CEA), "National Electricity Plan, Volume I — Generation," Ministry of Power, Government of India, New Delhi, 2023. [Online]. Available: https://cea.nic.in
BAU | India | IN_N | The Singareni Collieries Company Limited N.A. 76.0 | PWRSPVINDNO | Solar PV | Solar | 76 | 2027 | Pipeline | The Singareni Collieries Company Limited | India_Electricity_Infrastructure.xlsx | NITI Aayog, "India Climate and Energy Dashboard (ICED) — Plant Information and Capacity Metatable," NITI Aayog, Government of India, New Delhi, Feb. 2025. [Online]. Available: https://iced.niti.gov.in Central Electricity Authority (CEA), "National Electricity Plan, Volume I — Generation," Ministry of Power, Government of India, New Delhi, 2023. [Online]. Available: https://cea.nic.in
BAU | India | IN_S | Bhavanapadu Thermal Power Plant Phase I | PWRCOAINDSO | Coal Power Plant | Coal | 1320 | 2035 | Pipeline | East Coast Energy Ltd. | India_Electricity_Infrastructure.xlsx | NITI Aayog, "India Climate and Energy Dashboard (ICED) — Plant Information and Capacity Metatable," NITI Aayog, Government of India, New Delhi, Feb. 2025. [Online]. Available: https://iced.niti.gov.in Central Electricity Authority (CEA), "National Electricity Plan, Volume I — Generation," Ministry of Power, Government of India, New Delhi, 2023. [Online]. Available: https://cea.nic.in
BAU | India | IN_S | Ennore SEZ Expansion SCTPP | PWRCOAINDSO | Coal Power Plant | Coal | 1320 | 2026 | Pipeline | Tamil Nadu Generation & Distribution Corp. Ltd. (TANGEDCO) | India_Electricity_Infrastructure.xlsx | NITI Aayog, "India Climate and Energy Dashboard (ICED) — Plant Information and Capacity Metatable," NITI Aayog, Government of India, New Delhi, Feb. 2025. [Online]. Available: https://iced.niti.gov.in Central Electricity Authority (CEA), "National Electricity Plan, Volume I — Generation," Ministry of Power, Government of India, New Delhi, 2023. [Online]. Available: https://cea.nic.in
BAU | India | IN_S | North Chennai TPS | PWRCOAINDSO | Coal Power Plant | Coal | 800 | 2025 | Pipeline | Tamil Nadu Generation & Distribution Corp. Ltd. (TANGEDCO) | India_Electricity_Infrastructure.xlsx | NITI Aayog, "India Climate and Energy Dashboard (ICED) — Plant Information and Capacity Metatable," NITI Aayog, Government of India, New Delhi, Feb. 2025. [Online]. Available: https://iced.niti.gov.in Central Electricity Authority (CEA), "National Electricity Plan, Volume I — Generation," Ministry of Power, Government of India, New Delhi, 2023. [Online]. Available: https://cea.nic.in
BAU | India | IN_S | Singareni TPP | PWRCOAINDSO | Coal Power Plant | Coal | 800 | 2028 | Pipeline | The Singareni Collieries Co. Ltd. | India_Electricity_Infrastructure.xlsx | NITI Aayog, "India Climate and Energy Dashboard (ICED) — Plant Information and Capacity Metatable," NITI Aayog, Government of India, New Delhi, Feb. 2025. [Online]. Available: https://iced.niti.gov.in Central Electricity Authority (CEA), "National Electricity Plan, Volume I — Generation," Ministry of Power, Government of India, New Delhi, 2023. [Online]. Available: https://cea.nic.in
BAU | India | IN_S | Tuticorin (P) TPP | PWRCOAINDSO | Coal Power Plant | Coal | 660 | 2035 | Pipeline | Ind Barath Power Infra Limited (IBPIL) | India_Electricity_Infrastructure.xlsx | NITI Aayog, "India Climate and Energy Dashboard (ICED) — Plant Information and Capacity Metatable," NITI Aayog, Government of India, New Delhi, Feb. 2025. [Online]. Available: https://iced.niti.gov.in Central Electricity Authority (CEA), "National Electricity Plan, Volume I — Generation," Ministry of Power, Government of India, New Delhi, 2023. [Online]. Available: https://cea.nic.in
BAU | India | IN_S | Udangudi Power Station | PWRCOAINDSO | Coal Power Plant | Coal | 1320 | 2026 | Pipeline | Tamil Nadu Generation & Distribution Corp. Ltd. (TANGEDCO) | India_Electricity_Infrastructure.xlsx | NITI Aayog, "India Climate and Energy Dashboard (ICED) — Plant Information and Capacity Metatable," NITI Aayog, Government of India, New Delhi, Feb. 2025. [Online]. Available: https://iced.niti.gov.in Central Electricity Authority (CEA), "National Electricity Plan, Volume I — Generation," Ministry of Power, Government of India, New Delhi, 2023. [Online]. Available: https://cea.nic.in
BAU | India | IN_S | Yadadri Thermal Power Station | PWRCOAINDSO | Coal Power Plant | Coal | 2400 | 2025 | Pipeline | Telangana State Power Generation Corp. Ltd. (TSGENCO) | India_Electricity_Infrastructure.xlsx | NITI Aayog, "India Climate and Energy Dashboard (ICED) — Plant Information and Capacity Metatable," NITI Aayog, Government of India, New Delhi, Feb. 2025. [Online]. Available: https://iced.niti.gov.in Central Electricity Authority (CEA), "National Electricity Plan, Volume I — Generation," Ministry of Power, Government of India, New Delhi, 2023. [Online]. Available: https://cea.nic.in
BAU | India | IN_S | Chitravathi Pumped Storage Project | PWRHYDINDSO | Hydropower | Hydro | 500 | 2026 | Pipeline | Adani Renewable Energy Forty-Two Limited | India_Electricity_Infrastructure.xlsx | NITI Aayog, "India Climate and Energy Dashboard (ICED) — Plant Information and Capacity Metatable," NITI Aayog, Government of India, New Delhi, Feb. 2025. [Online]. Available: https://iced.niti.gov.in Central Electricity Authority (CEA), "National Electricity Plan, Volume I — Generation," Ministry of Power, Government of India, New Delhi, 2023. [Online]. Available: https://cea.nic.in
BAU | India | IN_S | Gandikota Pumped Storage Project | PWRHYDINDSO | Hydropower | Hydro | 1000 | 2029 | Pipeline | Adani Renewable Energy Fifty-One Limited | India_Electricity_Infrastructure.xlsx | NITI Aayog, "India Climate and Energy Dashboard (ICED) — Plant Information and Capacity Metatable," NITI Aayog, Government of India, New Delhi, Feb. 2025. [Online]. Available: https://iced.niti.gov.in Central Electricity Authority (CEA), "National Electricity Plan, Volume I — Generation," Ministry of Power, Government of India, New Delhi, 2023. [Online]. Available: https://cea.nic.in
BAU | India | IN_S | Kundah Pumped Storage Phase-I, II & III | PWRHYDINDSO | Hydropower | Hydro | 500 | 2026 | Pipeline | Tamil Nadu Generation & Distribution Co. Limited (TANGEDCO) | India_Electricity_Infrastructure.xlsx | NITI Aayog, "India Climate and Energy Dashboard (ICED) — Plant Information and Capacity Metatable," NITI Aayog, Government of India, New Delhi, Feb. 2025. [Online]. Available: https://iced.niti.gov.in Central Electricity Authority (CEA), "National Electricity Plan, Volume I — Generation," Ministry of Power, Government of India, New Delhi, 2023. [Online]. Available: https://cea.nic.in
BAU | India | IN_S | Lower Sileru (Extension) Hydroelectric Power Project | PWRHYDINDSO | Hydropower | Hydro | 230 | 2026 | Pipeline | Andhra Pradesh Power Generation Corporation Limited (APGENCO) | India_Electricity_Infrastructure.xlsx | NITI Aayog, "India Climate and Energy Dashboard (ICED) — Plant Information and Capacity Metatable," NITI Aayog, Government of India, New Delhi, Feb. 2025. [Online]. Available: https://iced.niti.gov.in Central Electricity Authority (CEA), "National Electricity Plan, Volume I — Generation," Ministry of Power, Government of India, New Delhi, 2023. [Online]. Available: https://cea.nic.in
BAU | India | IN_S | Mankulam Hydro Power Project | PWRHYDINDSO | Hydropower | Hydro | 40 | 2027 | Pipeline | Kerala State Electricity Board (KSEB) | India_Electricity_Infrastructure.xlsx | NITI Aayog, "India Climate and Energy Dashboard (ICED) — Plant Information and Capacity Metatable," NITI Aayog, Government of India, New Delhi, Feb. 2025. [Online]. Available: https://iced.niti.gov.in Central Electricity Authority (CEA), "National Electricity Plan, Volume I — Generation," Ministry of Power, Government of India, New Delhi, 2023. [Online]. Available: https://cea.nic.in
BAU | India | IN_S | Polavaram Hydro Power Project | PWRHYDINDSO | Hydropower | Hydro | 960 | 2028 | Pipeline | Andhra Pradesh Power Generation Corporation Limited (APGENCO) | India_Electricity_Infrastructure.xlsx | NITI Aayog, "India Climate and Energy Dashboard (ICED) — Plant Information and Capacity Metatable," NITI Aayog, Government of India, New Delhi, Feb. 2025. [Online]. Available: https://iced.niti.gov.in Central Electricity Authority (CEA), "National Electricity Plan, Volume I — Generation," Ministry of Power, Government of India, New Delhi, 2023. [Online]. Available: https://cea.nic.in
BAU | India | IN_S | Saundatti Pumped Storage Project | PWRHYDINDSO | Hydropower | Hydro | 1600 | 2027 | Pipeline | Greenko KA01 IREP Private Limited | India_Electricity_Infrastructure.xlsx | NITI Aayog, "India Climate and Energy Dashboard (ICED) — Plant Information and Capacity Metatable," NITI Aayog, Government of India, New Delhi, Feb. 2025. [Online]. Available: https://iced.niti.gov.in Central Electricity Authority (CEA), "National Electricity Plan, Volume I — Generation," Ministry of Power, Government of India, New Delhi, 2023. [Online]. Available: https://cea.nic.in
BAU | India | IN_S | Sharavathy Pumped Storage Project | PWRHYDINDSO | Hydropower | Hydro | 2000 | 2029 | Pipeline | Karnataka Power Corporation Limited (KPCL) | India_Electricity_Infrastructure.xlsx | NITI Aayog, "India Climate and Energy Dashboard (ICED) — Plant Information and Capacity Metatable," NITI Aayog, Government of India, New Delhi, Feb. 2025. [Online]. Available: https://iced.niti.gov.in Central Electricity Authority (CEA), "National Electricity Plan, Volume I — Generation," Ministry of Power, Government of India, New Delhi, 2023. [Online]. Available: https://cea.nic.in
BAU | India | IN_S | Upper Sileru Pumped Storage Project | PWRHYDINDSO | Hydropower | Hydro | 1350 | 2029 | Pipeline | Andhra Pradesh Power Generation Corporation Limited (APGENCO) | India_Electricity_Infrastructure.xlsx | NITI Aayog, "India Climate and Energy Dashboard (ICED) — Plant Information and Capacity Metatable," NITI Aayog, Government of India, New Delhi, Feb. 2025. [Online]. Available: https://iced.niti.gov.in Central Electricity Authority (CEA), "National Electricity Plan, Volume I — Generation," Ministry of Power, Government of India, New Delhi, 2023. [Online]. Available: https://cea.nic.in
BAU | India | IN_S | BHAVINI PFBR Atomic Power Station | PWRURNINDSO | Nuclear Power Plant | Nuclear | 500 | 2024 | Pipeline | Bharatiya Nabhikiya Vidyut Nigam Limited | India_Electricity_Infrastructure.xlsx | NITI Aayog, "India Climate and Energy Dashboard (ICED) — Plant Information and Capacity Metatable," NITI Aayog, Government of India, New Delhi, Feb. 2025. [Online]. Available: https://iced.niti.gov.in Central Electricity Authority (CEA), "National Electricity Plan, Volume I — Generation," Ministry of Power, Government of India, New Delhi, 2023. [Online]. Available: https://cea.nic.in
BAU | India | IN_S | Kudankulam Atomic Power Project | PWRURNINDSO | Nuclear Power Plant | Nuclear | 4000 | 2025 | Pipeline | Nuclear Power Corporation of India | India_Electricity_Infrastructure.xlsx | NITI Aayog, "India Climate and Energy Dashboard (ICED) — Plant Information and Capacity Metatable," NITI Aayog, Government of India, New Delhi, Feb. 2025. [Online]. Available: https://iced.niti.gov.in Central Electricity Authority (CEA), "National Electricity Plan, Volume I — Generation," Ministry of Power, Government of India, New Delhi, 2023. [Online]. Available: https://cea.nic.in
BAU | India | IN_S | ACME Hybrid Urja Private Limited Karnataka 280.0 | PWRSPVINDSO | Solar PV | Solar | 280 | 2027 | Pipeline | ACME Hybrid Urja Private Limited | India_Electricity_Infrastructure.xlsx | NITI Aayog, "India Climate and Energy Dashboard (ICED) — Plant Information and Capacity Metatable," NITI Aayog, Government of India, New Delhi, Feb. 2025. [Online]. Available: https://iced.niti.gov.in Central Electricity Authority (CEA), "National Electricity Plan, Volume I — Generation," Ministry of Power, Government of India, New Delhi, 2023. [Online]. Available: https://cea.nic.in
BAU | India | IN_S | ACME Omega Urja Private Limited Karnataka 300.0 | PWRSPVINDSO | Solar PV | Solar | 300 | 2035 | Pipeline | ACME Omega Urja Private Limited | India_Electricity_Infrastructure.xlsx | NITI Aayog, "India Climate and Energy Dashboard (ICED) — Plant Information and Capacity Metatable," NITI Aayog, Government of India, New Delhi, Feb. 2025. [Online]. Available: https://iced.niti.gov.in Central Electricity Authority (CEA), "National Electricity Plan, Volume I — Generation," Ministry of Power, Government of India, New Delhi, 2023. [Online]. Available: https://cea.nic.in
BAU | India | IN_S | ACME Platinum Urja Private Limited Karnataka 350.0 | PWRSPVINDSO | Solar PV | Solar | 350 | 2027 | Pipeline | ACME Platinum Urja Private Limited | India_Electricity_Infrastructure.xlsx | NITI Aayog, "India Climate and Energy Dashboard (ICED) — Plant Information and Capacity Metatable," NITI Aayog, Government of India, New Delhi, Feb. 2025. [Online]. Available: https://iced.niti.gov.in Central Electricity Authority (CEA), "National Electricity Plan, Volume I — Generation," Ministry of Power, Government of India, New Delhi, 2023. [Online]. Available: https://cea.nic.in
BAU | India | IN_S | APSPCL - a JV of NREDCAP, APGENCO & SECI Andhra Pradesh 100.0 | PWRSPVINDSO | Solar PV | Solar | 100 | 2025 | Pipeline | APSPCL - a JV of NREDCAP, APGENCO & SECI | India_Electricity_Infrastructure.xlsx | NITI Aayog, "India Climate and Energy Dashboard (ICED) — Plant Information and Capacity Metatable," NITI Aayog, Government of India, New Delhi, Feb. 2025. [Online]. Available: https://iced.niti.gov.in Central Electricity Authority (CEA), "National Electricity Plan, Volume I — Generation," Ministry of Power, Government of India, New Delhi, 2023. [Online]. Available: https://cea.nic.in
BAU | India | IN_S | APSPCL - a JV of NREDCAP, APGENCO & SECI Andhra Pradesh 750.0 | PWRSPVINDSO | Solar PV | Solar | 750 | 2026 | Pipeline | APSPCL - a JV of NREDCAP, APGENCO & SECI | India_Electricity_Infrastructure.xlsx | NITI Aayog, "India Climate and Energy Dashboard (ICED) — Plant Information and Capacity Metatable," NITI Aayog, Government of India, New Delhi, Feb. 2025. [Online]. Available: https://iced.niti.gov.in Central Electricity Authority (CEA), "National Electricity Plan, Volume I — Generation," Ministry of Power, Government of India, New Delhi, 2023. [Online]. Available: https://cea.nic.in
BAU | India | IN_S | Ayana Kadapa Renewable Power Private Limited Andhra Pradesh 250.0 | PWRSPVINDSO | Solar PV | Solar | 250 | 2026 | Pipeline | Ayana Kadapa Renewable Power Private Limited | India_Electricity_Infrastructure.xlsx | NITI Aayog, "India Climate and Energy Dashboard (ICED) — Plant Information and Capacity Metatable," NITI Aayog, Government of India, New Delhi, Feb. 2025. [Online]. Available: https://iced.niti.gov.in Central Electricity Authority (CEA), "National Electricity Plan, Volume I — Generation," Ministry of Power, Government of India, New Delhi, 2023. [Online]. Available: https://cea.nic.in
BAU | India | IN_S | Clean Renewable Energy Hybrid Eight Private Limited (SPV of Hero Solar Energy Private Limited) Karnataka 250.0 | PWRSPVINDSO | Solar PV | Solar | 250 | 2026 | Pipeline | Clean Renewable Energy Hybrid Eight Private Limited (SPV of Hero Solar Energy Private Limited) | India_Electricity_Infrastructure.xlsx | NITI Aayog, "India Climate and Energy Dashboard (ICED) — Plant Information and Capacity Metatable," NITI Aayog, Government of India, New Delhi, Feb. 2025. [Online]. Available: https://iced.niti.gov.in Central Electricity Authority (CEA), "National Electricity Plan, Volume I — Generation," Ministry of Power, Government of India, New Delhi, 2023. [Online]. Available: https://cea.nic.in
BAU | India | IN_S | INGEL Tamil Nadu 200.0 | PWRSPVINDSO | Solar PV | Solar | 200 | 2027 | Pipeline | INGEL | India_Electricity_Infrastructure.xlsx | NITI Aayog, "India Climate and Energy Dashboard (ICED) — Plant Information and Capacity Metatable," NITI Aayog, Government of India, New Delhi, Feb. 2025. [Online]. Available: https://iced.niti.gov.in Central Electricity Authority (CEA), "National Electricity Plan, Volume I — Generation," Ministry of Power, Government of India, New Delhi, 2023. [Online]. Available: https://cea.nic.in
BAU | India | IN_S | IRCON RENEWABLE POWER LIMITED Karnataka 100.0 | PWRSPVINDSO | Solar PV | Solar | 100 | 2026 | Pipeline | IRCON RENEWABLE POWER LIMITED | India_Electricity_Infrastructure.xlsx | NITI Aayog, "India Climate and Energy Dashboard (ICED) — Plant Information and Capacity Metatable," NITI Aayog, Government of India, New Delhi, Feb. 2025. [Online]. Available: https://iced.niti.gov.in Central Electricity Authority (CEA), "National Electricity Plan, Volume I — Generation," Ministry of Power, Government of India, New Delhi, 2023. [Online]. Available: https://cea.nic.in
BAU | India | IN_S | NHPC Limited Andhra Pradesh 100.0 | PWRSPVINDSO | Solar PV | Solar | 100 | 2023 | Pipeline | NHPC Limited | India_Electricity_Infrastructure.xlsx | NITI Aayog, "India Climate and Energy Dashboard (ICED) — Plant Information and Capacity Metatable," NITI Aayog, Government of India, New Delhi, Feb. 2025. [Online]. Available: https://iced.niti.gov.in Central Electricity Authority (CEA), "National Electricity Plan, Volume I — Generation," Ministry of Power, Government of India, New Delhi, 2023. [Online]. Available: https://cea.nic.in
BAU | India | IN_S | NHPC Limited Kerala 50.0 | PWRSPVINDSO | Solar PV | Solar | 50 | 2026 | Pipeline | NHPC Limited | India_Electricity_Infrastructure.xlsx | NITI Aayog, "India Climate and Energy Dashboard (ICED) — Plant Information and Capacity Metatable," NITI Aayog, Government of India, New Delhi, Feb. 2025. [Online]. Available: https://iced.niti.gov.in Central Electricity Authority (CEA), "National Electricity Plan, Volume I — Generation," Ministry of Power, Government of India, New Delhi, 2023. [Online]. Available: https://cea.nic.in
BAU | India | IN_S | NTPC Limited Telangana 176.0 | PWRSPVINDSO | Solar PV | Solar | 176 | 2025 | Pipeline | NTPC Limited | India_Electricity_Infrastructure.xlsx | NITI Aayog, "India Climate and Energy Dashboard (ICED) — Plant Information and Capacity Metatable," NITI Aayog, Government of India, New Delhi, Feb. 2025. [Online]. Available: https://iced.niti.gov.in Central Electricity Authority (CEA), "National Electricity Plan, Volume I — Generation," Ministry of Power, Government of India, New Delhi, 2023. [Online]. Available: https://cea.nic.in
BAU | India | IN_S | Purvah Green Power Private Limited (Developer Company) Andhra Pradesh 300.0 | PWRSPVINDSO | Solar PV | Solar | 900 | 2035 | Pipeline | Purvah Green Power Private Limited (Developer Company) | India_Electricity_Infrastructure.xlsx | NITI Aayog, "India Climate and Energy Dashboard (ICED) — Plant Information and Capacity Metatable," NITI Aayog, Government of India, New Delhi, Feb. 2025. [Online]. Available: https://iced.niti.gov.in Central Electricity Authority (CEA), "National Electricity Plan, Volume I — Generation," Ministry of Power, Government of India, New Delhi, 2023. [Online]. Available: https://cea.nic.in
BAU | India | IN_S | Purvah Green Power Private Limited (Developer Company) Karnataka 300.0 | PWRSPVINDSO | Solar PV | Solar | 300 | 2028 | Pipeline | Purvah Green Power Private Limited (Developer Company) | India_Electricity_Infrastructure.xlsx | NITI Aayog, "India Climate and Energy Dashboard (ICED) — Plant Information and Capacity Metatable," NITI Aayog, Government of India, New Delhi, Feb. 2025. [Online]. Available: https://iced.niti.gov.in Central Electricity Authority (CEA), "National Electricity Plan, Volume I — Generation," Ministry of Power, Government of India, New Delhi, 2023. [Online]. Available: https://cea.nic.in
BAU | India | IN_S | Reliance Jio Infocomm Limited Karnataka 25.0 | PWRSPVINDSO | Solar PV | Solar | 25 | 2025 | Pipeline | Reliance Jio Infocomm Limited | India_Electricity_Infrastructure.xlsx | NITI Aayog, "India Climate and Energy Dashboard (ICED) — Plant Information and Capacity Metatable," NITI Aayog, Government of India, New Delhi, Feb. 2025. [Online]. Available: https://iced.niti.gov.in Central Electricity Authority (CEA), "National Electricity Plan, Volume I — Generation," Ministry of Power, Government of India, New Delhi, 2023. [Online]. Available: https://cea.nic.in
BAU | India | IN_S | SECI Andhra Pradesh 300.0 | PWRSPVINDSO | Solar PV | Solar | 300 | 2026 | Pipeline | SECI | India_Electricity_Infrastructure.xlsx | NITI Aayog, "India Climate and Energy Dashboard (ICED) — Plant Information and Capacity Metatable," NITI Aayog, Government of India, New Delhi, Feb. 2025. [Online]. Available: https://iced.niti.gov.in Central Electricity Authority (CEA), "National Electricity Plan, Volume I — Generation," Ministry of Power, Government of India, New Delhi, 2023. [Online]. Available: https://cea.nic.in
BAU | India | IN_S | Sprng Soura Kiran Private Limited Andhra Pradesh 250.0 | PWRSPVINDSO | Solar PV | Solar | 250 | 2020 | Pipeline | Sprng Soura Kiran Private Limited | India_Electricity_Infrastructure.xlsx | NITI Aayog, "India Climate and Energy Dashboard (ICED) — Plant Information and Capacity Metatable," NITI Aayog, Government of India, New Delhi, Feb. 2025. [Online]. Available: https://iced.niti.gov.in Central Electricity Authority (CEA), "National Electricity Plan, Volume I — Generation," Ministry of Power, Government of India, New Delhi, 2023. [Online]. Available: https://cea.nic.in
BAU | India | IN_S | TEQ Green Power XVI Private Limited Karnataka 70.0 | PWRSPVINDSO | Solar PV | Solar | 70 | 2035 | Pipeline | TEQ Green Power XVI Private Limited | India_Electricity_Infrastructure.xlsx | NITI Aayog, "India Climate and Energy Dashboard (ICED) — Plant Information and Capacity Metatable," NITI Aayog, Government of India, New Delhi, Feb. 2025. [Online]. Available: https://iced.niti.gov.in Central Electricity Authority (CEA), "National Electricity Plan, Volume I — Generation," Ministry of Power, Government of India, New Delhi, 2023. [Online]. Available: https://cea.nic.in
BAU | India | IN_S | Tata Power Renewable Energy Limited Karnataka 170.0 | PWRSPVINDSO | Solar PV | Solar | 170 | 2024 | Pipeline | Tata Power Renewable Energy Limited | India_Electricity_Infrastructure.xlsx | NITI Aayog, "India Climate and Energy Dashboard (ICED) — Plant Information and Capacity Metatable," NITI Aayog, Government of India, New Delhi, Feb. 2025. [Online]. Available: https://iced.niti.gov.in Central Electricity Authority (CEA), "National Electricity Plan, Volume I — Generation," Ministry of Power, Government of India, New Delhi, 2023. [Online]. Available: https://cea.nic.in
BAU | India | IN_S | Tata Power Renewable Energy Limited Karnataka 200.0 | PWRSPVINDSO | Solar PV | Solar | 200 | 2026 | Pipeline | Tata Power Renewable Energy Limited | India_Electricity_Infrastructure.xlsx | NITI Aayog, "India Climate and Energy Dashboard (ICED) — Plant Information and Capacity Metatable," NITI Aayog, Government of India, New Delhi, Feb. 2025. [Online]. Available: https://iced.niti.gov.in Central Electricity Authority (CEA), "National Electricity Plan, Volume I — Generation," Ministry of Power, Government of India, New Delhi, 2023. [Online]. Available: https://cea.nic.in
BAU | India | IN_S | Tata Power Renewable Energy Limited Karnataka 202.5 | PWRSPVINDSO | Solar PV | Solar | 202.5 | 2025 | Pipeline | Tata Power Renewable Energy Limited | India_Electricity_Infrastructure.xlsx | NITI Aayog, "India Climate and Energy Dashboard (ICED) — Plant Information and Capacity Metatable," NITI Aayog, Government of India, New Delhi, Feb. 2025. [Online]. Available: https://iced.niti.gov.in Central Electricity Authority (CEA), "National Electricity Plan, Volume I — Generation," Ministry of Power, Government of India, New Delhi, 2023. [Online]. Available: https://cea.nic.in
BAU | India | IN_S | Tata Power Renewable Energy Limited Karnataka 300.0 | PWRSPVINDSO | Solar PV | Solar | 300 | 2025 | Pipeline | Tata Power Renewable Energy Limited | India_Electricity_Infrastructure.xlsx | NITI Aayog, "India Climate and Energy Dashboard (ICED) — Plant Information and Capacity Metatable," NITI Aayog, Government of India, New Delhi, Feb. 2025. [Online]. Available: https://iced.niti.gov.in Central Electricity Authority (CEA), "National Electricity Plan, Volume I — Generation," Ministry of Power, Government of India, New Delhi, 2023. [Online]. Available: https://cea.nic.in
BAU | India | IN_S | Tata Power Renewable Energy Limited Karnataka 400.0 | PWRSPVINDSO | Solar PV | Solar | 400 | 2025 | Pipeline | Tata Power Renewable Energy Limited | India_Electricity_Infrastructure.xlsx | NITI Aayog, "India Climate and Energy Dashboard (ICED) — Plant Information and Capacity Metatable," NITI Aayog, Government of India, New Delhi, Feb. 2025. [Online]. Available: https://iced.niti.gov.in Central Electricity Authority (CEA), "National Electricity Plan, Volume I — Generation," Ministry of Power, Government of India, New Delhi, 2023. [Online]. Available: https://cea.nic.in
BAU | India | IN_W | Akaltara TPS | PWRCOAINDWE | Coal Power Plant | Coal | 1800 | 2013 | Pipeline | JSW Energy Ltd. | India_Electricity_Infrastructure.xlsx | NITI Aayog, "India Climate and Energy Dashboard (ICED) — Plant Information and Capacity Metatable," NITI Aayog, Government of India, New Delhi, Feb. 2025. [Online]. Available: https://iced.niti.gov.in Central Electricity Authority (CEA), "National Electricity Plan, Volume I — Generation," Ministry of Power, Government of India, New Delhi, 2023. [Online]. Available: https://cea.nic.in
BAU | India | IN_W | Amaravati TPS | PWRCOAINDWE | Coal Power Plant | Coal | 1350 | 2035 | Pipeline | Indiabulls Realtech Ltd. | India_Electricity_Infrastructure.xlsx | NITI Aayog, "India Climate and Energy Dashboard (ICED) — Plant Information and Capacity Metatable," NITI Aayog, Government of India, New Delhi, Feb. 2025. [Online]. Available: https://iced.niti.gov.in Central Electricity Authority (CEA), "National Electricity Plan, Volume I — Generation," Ministry of Power, Government of India, New Delhi, 2023. [Online]. Available: https://cea.nic.in
BAU | India | IN_W | Avantha Bhandar TPS | PWRCOAINDWE | Coal Power Plant | Coal | 1600 | 2028 | Pipeline | Adani Power Co. Ltd. (APL) | India_Electricity_Infrastructure.xlsx | NITI Aayog, "India Climate and Energy Dashboard (ICED) — Plant Information and Capacity Metatable," NITI Aayog, Government of India, New Delhi, Feb. 2025. [Online]. Available: https://iced.niti.gov.in Central Electricity Authority (CEA), "National Electricity Plan, Volume I — Generation," Ministry of Power, Government of India, New Delhi, 2023. [Online]. Available: https://cea.nic.in
BAU | India | IN_W | Bijora Ghanmukh TPP | PWRCOAINDWE | Coal Power Plant | Coal | 600 | 2035 | Pipeline | Jinbhuvish Power Generation Pvt. Ltd. | India_Electricity_Infrastructure.xlsx | NITI Aayog, "India Climate and Energy Dashboard (ICED) — Plant Information and Capacity Metatable," NITI Aayog, Government of India, New Delhi, Feb. 2025. [Online]. Available: https://iced.niti.gov.in Central Electricity Authority (CEA), "National Electricity Plan, Volume I — Generation," Ministry of Power, Government of India, New Delhi, 2023. [Online]. Available: https://cea.nic.in
BAU | India | IN_W | Binjkote TPP | PWRCOAINDWE | Coal Power Plant | Coal | 600 | 2014 | Pipeline | SKS Power Generation Ltd. | India_Electricity_Infrastructure.xlsx | NITI Aayog, "India Climate and Energy Dashboard (ICED) — Plant Information and Capacity Metatable," NITI Aayog, Government of India, New Delhi, Feb. 2025. [Online]. Available: https://iced.niti.gov.in Central Electricity Authority (CEA), "National Electricity Plan, Volume I — Generation," Ministry of Power, Government of India, New Delhi, 2023. [Online]. Available: https://cea.nic.in
BAU | India | IN_W | Deveri TPP/ Visa Thermal Power Plant | PWRCOAINDWE | Coal Power Plant | Coal | 600 | 2035 | Pipeline | Visa Power Ltd. | India_Electricity_Infrastructure.xlsx | NITI Aayog, "India Climate and Energy Dashboard (ICED) — Plant Information and Capacity Metatable," NITI Aayog, Government of India, New Delhi, Feb. 2025. [Online]. Available: https://iced.niti.gov.in Central Electricity Authority (CEA), "National Electricity Plan, Volume I — Generation," Ministry of Power, Government of India, New Delhi, 2023. [Online]. Available: https://cea.nic.in
BAU | India | IN_W | Gadarwara STPS | PWRCOAINDWE | Coal Power Plant | Coal | 1600 | 2025 | Pipeline | NTPC Ltd. | India_Electricity_Infrastructure.xlsx | NITI Aayog, "India Climate and Energy Dashboard (ICED) — Plant Information and Capacity Metatable," NITI Aayog, Government of India, New Delhi, Feb. 2025. [Online]. Available: https://iced.niti.gov.in Central Electricity Authority (CEA), "National Electricity Plan, Volume I — Generation," Ministry of Power, Government of India, New Delhi, 2023. [Online]. Available: https://cea.nic.in
BAU | India | IN_W | Gorgi Thermal Power Project | PWRCOAINDWE | Coal Power Plant | Coal | 660 | 2035 | Pipeline | DB Power Ltd. | India_Electricity_Infrastructure.xlsx | NITI Aayog, "India Climate and Energy Dashboard (ICED) — Plant Information and Capacity Metatable," NITI Aayog, Government of India, New Delhi, Feb. 2025. [Online]. Available: https://iced.niti.gov.in Central Electricity Authority (CEA), "National Electricity Plan, Volume I — Generation," Ministry of Power, Government of India, New Delhi, 2023. [Online]. Available: https://cea.nic.in
BAU | India | IN_W | Koradi TPS | PWRCOAINDWE | Coal Power Plant | Coal | 1320 | 2029 | Pipeline | Maharashtra State Power Generation Co. Ltd. | India_Electricity_Infrastructure.xlsx | NITI Aayog, "India Climate and Energy Dashboard (ICED) — Plant Information and Capacity Metatable," NITI Aayog, Government of India, New Delhi, Feb. 2025. [Online]. Available: https://iced.niti.gov.in Central Electricity Authority (CEA), "National Electricity Plan, Volume I — Generation," Ministry of Power, Government of India, New Delhi, 2023. [Online]. Available: https://cea.nic.in
BAU | India | IN_W | Korba West or Hasdeo TPS | PWRCOAINDWE | Coal Power Plant | Coal | 1320 | 2029 | Pipeline | Chhattisgarh State Power Generation Co. Ltd. | India_Electricity_Infrastructure.xlsx | NITI Aayog, "India Climate and Energy Dashboard (ICED) — Plant Information and Capacity Metatable," NITI Aayog, Government of India, New Delhi, Feb. 2025. [Online]. Available: https://iced.niti.gov.in Central Electricity Authority (CEA), "National Electricity Plan, Volume I — Generation," Ministry of Power, Government of India, New Delhi, 2023. [Online]. Available: https://cea.nic.in
BAU | India | IN_W | Lanco Vidarbha TPP | PWRCOAINDWE | Coal Power Plant | Coal | 1320 | 2035 | Pipeline | LVP Pvt. Ltd. | India_Electricity_Infrastructure.xlsx | NITI Aayog, "India Climate and Energy Dashboard (ICED) — Plant Information and Capacity Metatable," NITI Aayog, Government of India, New Delhi, Feb. 2025. [Online]. Available: https://iced.niti.gov.in Central Electricity Authority (CEA), "National Electricity Plan, Volume I — Generation," Ministry of Power, Government of India, New Delhi, 2023. [Online]. Available: https://cea.nic.in
BAU | India | IN_W | Lara STPS | PWRCOAINDWE | Coal Power Plant | Coal | 1600 | 2027 | Pipeline | NTPC Ltd. | India_Electricity_Infrastructure.xlsx | NITI Aayog, "India Climate and Energy Dashboard (ICED) — Plant Information and Capacity Metatable," NITI Aayog, Government of India, New Delhi, Feb. 2025. [Online]. Available: https://iced.niti.gov.in Central Electricity Authority (CEA), "National Electricity Plan, Volume I — Generation," Ministry of Power, Government of India, New Delhi, 2023. [Online]. Available: https://cea.nic.in
BAU | India | IN_W | Mahan TPP | PWRCOAINDWE | Coal Power Plant | Coal | 3200 | 2026 | Pipeline | Essar Power M.P. Limited (ESSARPMPL) | India_Electricity_Infrastructure.xlsx | NITI Aayog, "India Climate and Energy Dashboard (ICED) — Plant Information and Capacity Metatable," NITI Aayog, Government of India, New Delhi, Feb. 2025. [Online]. Available: https://iced.niti.gov.in Central Electricity Authority (CEA), "National Electricity Plan, Volume I — Generation," Ministry of Power, Government of India, New Delhi, 2023. [Online]. Available: https://cea.nic.in
BAU | India | IN_W | Nasik RattanIndia or Nasik (P) TPS | PWRCOAINDWE | Coal Power Plant | Coal | 1350 | 2035 | Pipeline | Rattanindia Power Limited | India_Electricity_Infrastructure.xlsx | NITI Aayog, "India Climate and Energy Dashboard (ICED) — Plant Information and Capacity Metatable," NITI Aayog, Government of India, New Delhi, Feb. 2025. [Online]. Available: https://iced.niti.gov.in Central Electricity Authority (CEA), "National Electricity Plan, Volume I — Generation," Ministry of Power, Government of India, New Delhi, 2023. [Online]. Available: https://cea.nic.in
BAU | India | IN_W | Pathadi TPP | PWRCOAINDWE | Coal Power Plant | Coal | 1320 | 2012 | Pipeline | Adani Power Co. Ltd. (APL) | India_Electricity_Infrastructure.xlsx | NITI Aayog, "India Climate and Energy Dashboard (ICED) — Plant Information and Capacity Metatable," NITI Aayog, Government of India, New Delhi, Feb. 2025. [Online]. Available: https://iced.niti.gov.in Central Electricity Authority (CEA), "National Electricity Plan, Volume I — Generation," Ministry of Power, Government of India, New Delhi, 2023. [Online]. Available: https://cea.nic.in
BAU | India | IN_W | Raikheda TPP | PWRCOAINDWE | Coal Power Plant | Coal | 1600 | 2028 | Pipeline | Adani Power Co. Ltd. (APL) | India_Electricity_Infrastructure.xlsx | NITI Aayog, "India Climate and Energy Dashboard (ICED) — Plant Information and Capacity Metatable," NITI Aayog, Government of India, New Delhi, Feb. 2025. [Online]. Available: https://iced.niti.gov.in Central Electricity Authority (CEA), "National Electricity Plan, Volume I — Generation," Ministry of Power, Government of India, New Delhi, 2023. [Online]. Available: https://cea.nic.in
BAU | India | IN_W | Salora TPP | PWRCOAINDWE | Coal Power Plant | Coal | 135 | 2035 | Pipeline | Vandana Vidyut Ltd. | India_Electricity_Infrastructure.xlsx | NITI Aayog, "India Climate and Energy Dashboard (ICED) — Plant Information and Capacity Metatable," NITI Aayog, Government of India, New Delhi, Feb. 2025. [Online]. Available: https://iced.niti.gov.in Central Electricity Authority (CEA), "National Electricity Plan, Volume I — Generation," Ministry of Power, Government of India, New Delhi, 2023. [Online]. Available: https://cea.nic.in
BAU | India | IN_W | Singhitarai TPP | PWRCOAINDWE | Coal Power Plant | Coal | 600 | 2015 | Pipeline | Vedanta Ltd. | India_Electricity_Infrastructure.xlsx | NITI Aayog, "India Climate and Energy Dashboard (ICED) — Plant Information and Capacity Metatable," NITI Aayog, Government of India, New Delhi, Feb. 2025. [Online]. Available: https://iced.niti.gov.in Central Electricity Authority (CEA), "National Electricity Plan, Volume I — Generation," Ministry of Power, Government of India, New Delhi, 2023. [Online]. Available: https://cea.nic.in
BAU | India | IN_W | Sipat STPS | PWRCOAINDWE | Coal Power Plant | Coal | 800 | 2029 | Pipeline | NTPC Ltd. | India_Electricity_Infrastructure.xlsx | NITI Aayog, "India Climate and Energy Dashboard (ICED) — Plant Information and Capacity Metatable," NITI Aayog, Government of India, New Delhi, Feb. 2025. [Online]. Available: https://iced.niti.gov.in Central Electricity Authority (CEA), "National Electricity Plan, Volume I — Generation," Ministry of Power, Government of India, New Delhi, 2023. [Online]. Available: https://cea.nic.in
BAU | India | IN_W | Ukai TPS | PWRCOAINDWE | Coal Power Plant | Coal | 800 | 2029 | Pipeline | Gujarat State Energy Corp. Ltd. | India_Electricity_Infrastructure.xlsx | NITI Aayog, "India Climate and Energy Dashboard (ICED) — Plant Information and Capacity Metatable," NITI Aayog, Government of India, New Delhi, Feb. 2025. [Online]. Available: https://iced.niti.gov.in Central Electricity Authority (CEA), "National Electricity Plan, Volume I — Generation," Ministry of Power, Government of India, New Delhi, 2023. [Online]. Available: https://cea.nic.in
BAU | India | IN_W | Bhavali Pumped Storage Project | PWRHYDINDWE | Hydropower | Hydro | 1500 | 2028 | Pipeline | JSW Energy PSP Two Limited | India_Electricity_Infrastructure.xlsx | NITI Aayog, "India Climate and Energy Dashboard (ICED) — Plant Information and Capacity Metatable," NITI Aayog, Government of India, New Delhi, Feb. 2025. [Online]. Available: https://iced.niti.gov.in Central Electricity Authority (CEA), "National Electricity Plan, Volume I — Generation," Ministry of Power, Government of India, New Delhi, 2023. [Online]. Available: https://cea.nic.in
BAU | India | IN_W | Bhivpuri Pumped Storage Project | PWRHYDINDWE | Hydropower | Hydro | 1000 | 2028 | Pipeline | Tata Power Company Limited | India_Electricity_Infrastructure.xlsx | NITI Aayog, "India Climate and Energy Dashboard (ICED) — Plant Information and Capacity Metatable," NITI Aayog, Government of India, New Delhi, Feb. 2025. [Online]. Available: https://iced.niti.gov.in Central Electricity Authority (CEA), "National Electricity Plan, Volume I — Generation," Ministry of Power, Government of India, New Delhi, 2023. [Online]. Available: https://cea.nic.in
BAU | India | IN_W | Koyna Left Bank PSS Hydro Power Project | PWRHYDINDWE | Hydropower | Hydro | 80 | 2035 | Pipeline | Water Resource Department, Government of Maharashtra | India_Electricity_Infrastructure.xlsx | NITI Aayog, "India Climate and Energy Dashboard (ICED) — Plant Information and Capacity Metatable," NITI Aayog, Government of India, New Delhi, Feb. 2025. [Online]. Available: https://iced.niti.gov.in Central Electricity Authority (CEA), "National Electricity Plan, Volume I — Generation," Ministry of Power, Government of India, New Delhi, 2023. [Online]. Available: https://cea.nic.in
BAU | India | IN_W | MP30 Gandhi Sagar Pumped Storage Project | PWRHYDINDWE | Hydropower | Hydro | 1920 | 2026 | Pipeline | Greenko MP01 IREP Private Limited | India_Electricity_Infrastructure.xlsx | NITI Aayog, "India Climate and Energy Dashboard (ICED) — Plant Information and Capacity Metatable," NITI Aayog, Government of India, New Delhi, Feb. 2025. [Online]. Available: https://iced.niti.gov.in Central Electricity Authority (CEA), "National Electricity Plan, Volume I — Generation," Ministry of Power, Government of India, New Delhi, 2023. [Online]. Available: https://cea.nic.in
BAU | India | IN_W | Maheshwar Hydro Power Project | PWRHYDINDWE | Hydropower | Hydro | 400 | 2035 | Pipeline | Shree Maheshwar Hydel Power Corporation Limited (SMHPCL) | India_Electricity_Infrastructure.xlsx | NITI Aayog, "India Climate and Energy Dashboard (ICED) — Plant Information and Capacity Metatable," NITI Aayog, Government of India, New Delhi, Feb. 2025. [Online]. Available: https://iced.niti.gov.in Central Electricity Authority (CEA), "National Electricity Plan, Volume I — Generation," Ministry of Power, Government of India, New Delhi, 2023. [Online]. Available: https://cea.nic.in
BAU | India | IN_W | ADANI RENEWABLE ENERGY EIGHT LIMITED Gujarat 115.0 | PWRSPVINDWE | Solar PV | Solar | 115 | 2026 | Pipeline | ADANI RENEWABLE ENERGY EIGHT LIMITED | India_Electricity_Infrastructure.xlsx | NITI Aayog, "India Climate and Energy Dashboard (ICED) — Plant Information and Capacity Metatable," NITI Aayog, Government of India, New Delhi, Feb. 2025. [Online]. Available: https://iced.niti.gov.in Central Electricity Authority (CEA), "National Electricity Plan, Volume I — Generation," Ministry of Power, Government of India, New Delhi, 2023. [Online]. Available: https://cea.nic.in
BAU | India | IN_W | Adani Renewable Energy Holding Four Limited Gujarat 500.0 | PWRSPVINDWE | Solar PV | Solar | 500 | 2024 | Pipeline | Adani Renewable Energy Holding Four Limited | India_Electricity_Infrastructure.xlsx | NITI Aayog, "India Climate and Energy Dashboard (ICED) — Plant Information and Capacity Metatable," NITI Aayog, Government of India, New Delhi, Feb. 2025. [Online]. Available: https://iced.niti.gov.in Central Electricity Authority (CEA), "National Electricity Plan, Volume I — Generation," Ministry of Power, Government of India, New Delhi, 2023. [Online]. Available: https://cea.nic.in
BAU | India | IN_W | Adani Renewable Energy Holding Four Limited Gujarat 750.0 | PWRSPVINDWE | Solar PV | Solar | 750 | 2026 | Pipeline | Adani Renewable Energy Holding Four Limited | India_Electricity_Infrastructure.xlsx | NITI Aayog, "India Climate and Energy Dashboard (ICED) — Plant Information and Capacity Metatable," NITI Aayog, Government of India, New Delhi, Feb. 2025. [Online]. Available: https://iced.niti.gov.in Central Electricity Authority (CEA), "National Electricity Plan, Volume I — Generation," Ministry of Power, Government of India, New Delhi, 2023. [Online]. Available: https://cea.nic.in
BAU | India | IN_W | Amplus Kaveri Solar Private Limited Maharashtra 100.0 | PWRSPVINDWE | Solar PV | Solar | 100 | 2025 | Pipeline | Amplus Kaveri Solar Private Limited | India_Electricity_Infrastructure.xlsx | NITI Aayog, "India Climate and Energy Dashboard (ICED) — Plant Information and Capacity Metatable," NITI Aayog, Government of India, New Delhi, Feb. 2025. [Online]. Available: https://iced.niti.gov.in Central Electricity Authority (CEA), "National Electricity Plan, Volume I — Generation," Ministry of Power, Government of India, New Delhi, 2023. [Online]. Available: https://cea.nic.in
BAU | India | IN_W | Asnen Solar Private Limited Madhya Pradesh 200.0 | PWRSPVINDWE | Solar PV | Solar | 200 | 2027 | Pipeline | Asnen Solar Private Limited | India_Electricity_Infrastructure.xlsx | NITI Aayog, "India Climate and Energy Dashboard (ICED) — Plant Information and Capacity Metatable," NITI Aayog, Government of India, New Delhi, Feb. 2025. [Online]. Available: https://iced.niti.gov.in Central Electricity Authority (CEA), "National Electricity Plan, Volume I — Generation," Ministry of Power, Government of India, New Delhi, 2023. [Online]. Available: https://cea.nic.in
BAU | India | IN_W | Avaada GJGreen Private Limited Gujarat 300.0 | PWRSPVINDWE | Solar PV | Solar | 300 | 2026 | Pipeline | Avaada GJGreen Private Limited | India_Electricity_Infrastructure.xlsx | NITI Aayog, "India Climate and Energy Dashboard (ICED) — Plant Information and Capacity Metatable," NITI Aayog, Government of India, New Delhi, Feb. 2025. [Online]. Available: https://iced.niti.gov.in Central Electricity Authority (CEA), "National Electricity Plan, Volume I — Generation," Ministry of Power, Government of India, New Delhi, 2023. [Online]. Available: https://cea.nic.in
BAU | India | IN_W | Avaada GJSolar Private Limited Gujarat 200.0 | PWRSPVINDWE | Solar PV | Solar | 200 | 2026 | Pipeline | Avaada GJSolar Private Limited | India_Electricity_Infrastructure.xlsx | NITI Aayog, "India Climate and Energy Dashboard (ICED) — Plant Information and Capacity Metatable," NITI Aayog, Government of India, New Delhi, Feb. 2025. [Online]. Available: https://iced.niti.gov.in Central Electricity Authority (CEA), "National Electricity Plan, Volume I — Generation," Ministry of Power, Government of India, New Delhi, 2023. [Online]. Available: https://cea.nic.in
BAU | India | IN_W | Avaada GJSustainable Private Limited [Lakadiya-SECI] Gujarat 200.0 | PWRSPVINDWE | Solar PV | Solar | 200 | 2025 | Pipeline | Avaada GJSustainable Private Limited [Lakadiya-SECI] | India_Electricity_Infrastructure.xlsx | NITI Aayog, "India Climate and Energy Dashboard (ICED) — Plant Information and Capacity Metatable," NITI Aayog, Government of India, New Delhi, Feb. 2025. [Online]. Available: https://iced.niti.gov.in Central Electricity Authority (CEA), "National Electricity Plan, Volume I — Generation," Ministry of Power, Government of India, New Delhi, 2023. [Online]. Available: https://cea.nic.in
BAU | India | IN_W | Avaada InClean Private Limited Gujarat 300.0 | PWRSPVINDWE | Solar PV | Solar | 300 | 2025 | Pipeline | Avaada InClean Private Limited | India_Electricity_Infrastructure.xlsx | NITI Aayog, "India Climate and Energy Dashboard (ICED) — Plant Information and Capacity Metatable," NITI Aayog, Government of India, New Delhi, Feb. 2025. [Online]. Available: https://iced.niti.gov.in Central Electricity Authority (CEA), "National Electricity Plan, Volume I — Generation," Ministry of Power, Government of India, New Delhi, 2023. [Online]. Available: https://cea.nic.in
BAU | India | IN_W | Avaada KNClean Private Limited Madhya Pradesh 700.0 | PWRSPVINDWE | Solar PV | Solar | 700 | 2027 | Pipeline | Avaada KNClean Private Limited | India_Electricity_Infrastructure.xlsx | NITI Aayog, "India Climate and Energy Dashboard (ICED) — Plant Information and Capacity Metatable," NITI Aayog, Government of India, New Delhi, Feb. 2025. [Online]. Available: https://iced.niti.gov.in Central Electricity Authority (CEA), "National Electricity Plan, Volume I — Generation," Ministry of Power, Government of India, New Delhi, 2023. [Online]. Available: https://cea.nic.in
BAU | India | IN_W | Avaada KNClean Private Limited Madhya Pradesh 900.0 | PWRSPVINDWE | Solar PV | Solar | 900 | 2027 | Pipeline | Avaada KNClean Private Limited | India_Electricity_Infrastructure.xlsx | NITI Aayog, "India Climate and Energy Dashboard (ICED) — Plant Information and Capacity Metatable," NITI Aayog, Government of India, New Delhi, Feb. 2025. [Online]. Available: https://iced.niti.gov.in Central Electricity Authority (CEA), "National Electricity Plan, Volume I — Generation," Ministry of Power, Government of India, New Delhi, 2023. [Online]. Available: https://cea.nic.in
BAU | India | IN_W | Avaada MHRenewable1 Private Limited Maharashtra 500.0 | PWRSPVINDWE | Solar PV | Solar | 500 | 2026 | Pipeline | Avaada MHRenewable1 Private Limited | India_Electricity_Infrastructure.xlsx | NITI Aayog, "India Climate and Energy Dashboard (ICED) — Plant Information and Capacity Metatable," NITI Aayog, Government of India, New Delhi, Feb. 2025. [Online]. Available: https://iced.niti.gov.in Central Electricity Authority (CEA), "National Electricity Plan, Volume I — Generation," Ministry of Power, Government of India, New Delhi, 2023. [Online]. Available: https://cea.nic.in
BAU | India | IN_W | Avaada MPSolar Private Limited Madhya Pradesh 500.0 | PWRSPVINDWE | Solar PV | Solar | 500 | 2027 | Pipeline | Avaada MPSolar Private Limited | India_Electricity_Infrastructure.xlsx | NITI Aayog, "India Climate and Energy Dashboard (ICED) — Plant Information and Capacity Metatable," NITI Aayog, Government of India, New Delhi, Feb. 2025. [Online]. Available: https://iced.niti.gov.in Central Electricity Authority (CEA), "National Electricity Plan, Volume I — Generation," Ministry of Power, Government of India, New Delhi, 2023. [Online]. Available: https://cea.nic.in
BAU | India | IN_W | Avaada MPSustainable Private Limited Madhya Pradesh 750.0 | PWRSPVINDWE | Solar PV | Solar | 750 | 2026 | Pipeline | Avaada MPSustainable Private Limited | India_Electricity_Infrastructure.xlsx | NITI Aayog, "India Climate and Energy Dashboard (ICED) — Plant Information and Capacity Metatable," NITI Aayog, Government of India, New Delhi, Feb. 2025. [Online]. Available: https://iced.niti.gov.in Central Electricity Authority (CEA), "National Electricity Plan, Volume I — Generation," Ministry of Power, Government of India, New Delhi, 2023. [Online]. Available: https://cea.nic.in
BAU | India | IN_W | Avaada SunEnergy Private Limited Maharashtra 400.0 | PWRSPVINDWE | Solar PV | Solar | 400 | 2026 | Pipeline | Avaada SunEnergy Private Limited | India_Electricity_Infrastructure.xlsx | NITI Aayog, "India Climate and Energy Dashboard (ICED) — Plant Information and Capacity Metatable," NITI Aayog, Government of India, New Delhi, Feb. 2025. [Online]. Available: https://iced.niti.gov.in Central Electricity Authority (CEA), "National Electricity Plan, Volume I — Generation," Ministry of Power, Government of India, New Delhi, 2023. [Online]. Available: https://cea.nic.in
BAU | India | IN_W | Avaada Sustainable Urja Private Limited Maharashtra 73.0 | PWRSPVINDWE | Solar PV | Solar | 73 | 2026 | Pipeline | Avaada Sustainable Urja Private Limited | India_Electricity_Infrastructure.xlsx | NITI Aayog, "India Climate and Energy Dashboard (ICED) — Plant Information and Capacity Metatable," NITI Aayog, Government of India, New Delhi, Feb. 2025. [Online]. Available: https://iced.niti.gov.in Central Electricity Authority (CEA), "National Electricity Plan, Volume I — Generation," Ministry of Power, Government of India, New Delhi, 2023. [Online]. Available: https://cea.nic.in
BAU | India | IN_W | Clean Renewable Energy Hybrid Eleven Private Limited(SPV of Hero Solar Energy Private Limited) Gujarat 270.0 | PWRSPVINDWE | Solar PV | Solar | 270 | 2027 | Pipeline | Clean Renewable Energy Hybrid Eleven Private Limited(SPV of Hero Solar Energy Private Limited) | India_Electricity_Infrastructure.xlsx | NITI Aayog, "India Climate and Energy Dashboard (ICED) — Plant Information and Capacity Metatable," NITI Aayog, Government of India, New Delhi, Feb. 2025. [Online]. Available: https://iced.niti.gov.in Central Electricity Authority (CEA), "National Electricity Plan, Volume I — Generation," Ministry of Power, Government of India, New Delhi, 2023. [Online]. Available: https://cea.nic.in
BAU | India | IN_W | Ctrls Datacenters Limited Maharashtra 50.0 | PWRSPVINDWE | Solar PV | Solar | 50 | 2025 | Pipeline | Ctrls Datacenters Limited | India_Electricity_Infrastructure.xlsx | NITI Aayog, "India Climate and Energy Dashboard (ICED) — Plant Information and Capacity Metatable," NITI Aayog, Government of India, New Delhi, Feb. 2025. [Online]. Available: https://iced.niti.gov.in Central Electricity Authority (CEA), "National Electricity Plan, Volume I — Generation," Ministry of Power, Government of India, New Delhi, 2023. [Online]. Available: https://cea.nic.in
BAU | India | IN_W | Femund Solar Private Limited Gujarat 150.0 | PWRSPVINDWE | Solar PV | Solar | 150 | 2027 | Pipeline | Femund Solar Private Limited | India_Electricity_Infrastructure.xlsx | NITI Aayog, "India Climate and Energy Dashboard (ICED) — Plant Information and Capacity Metatable," NITI Aayog, Government of India, New Delhi, Feb. 2025. [Online]. Available: https://iced.niti.gov.in Central Electricity Authority (CEA), "National Electricity Plan, Volume I — Generation," Ministry of Power, Government of India, New Delhi, 2023. [Online]. Available: https://cea.nic.in
BAU | India | IN_W | GSECL Gujarat 1200.0 | PWRSPVINDWE | Solar PV | Solar | 1200 | 2025 | Pipeline | GSECL | India_Electricity_Infrastructure.xlsx | NITI Aayog, "India Climate and Energy Dashboard (ICED) — Plant Information and Capacity Metatable," NITI Aayog, Government of India, New Delhi, Feb. 2025. [Online]. Available: https://iced.niti.gov.in Central Electricity Authority (CEA), "National Electricity Plan, Volume I — Generation," Ministry of Power, Government of India, New Delhi, 2023. [Online]. Available: https://cea.nic.in
BAU | India | IN_W | GSECL Gujarat 3325.0 | PWRSPVINDWE | Solar PV | Solar | 3325 | 2026 | Pipeline | GSECL | India_Electricity_Infrastructure.xlsx | NITI Aayog, "India Climate and Energy Dashboard (ICED) — Plant Information and Capacity Metatable," NITI Aayog, Government of India, New Delhi, Feb. 2025. [Online]. Available: https://iced.niti.gov.in Central Electricity Authority (CEA), "National Electricity Plan, Volume I — Generation," Ministry of Power, Government of India, New Delhi, 2023. [Online]. Available: https://cea.nic.in
BAU | India | IN_W | GSECL Gujarat 600.0 | PWRSPVINDWE | Solar PV | Solar | 600 | 2025 | Pipeline | GSECL | India_Electricity_Infrastructure.xlsx | NITI Aayog, "India Climate and Energy Dashboard (ICED) — Plant Information and Capacity Metatable," NITI Aayog, Government of India, New Delhi, Feb. 2025. [Online]. Available: https://iced.niti.gov.in Central Electricity Authority (CEA), "National Electricity Plan, Volume I — Generation," Ministry of Power, Government of India, New Delhi, 2023. [Online]. Available: https://cea.nic.in
BAU | India | IN_W | GSECL Gujarat 700.0 | PWRSPVINDWE | Solar PV | Solar | 700 | 2027 | Pipeline | GSECL | India_Electricity_Infrastructure.xlsx | NITI Aayog, "India Climate and Energy Dashboard (ICED) — Plant Information and Capacity Metatable," NITI Aayog, Government of India, New Delhi, Feb. 2025. [Online]. Available: https://iced.niti.gov.in Central Electricity Authority (CEA), "National Electricity Plan, Volume I — Generation," Ministry of Power, Government of India, New Delhi, 2023. [Online]. Available: https://cea.nic.in
BAU | India | IN_W | HR Sabarmati Private Limited Gujarat 158.0 | PWRSPVINDWE | Solar PV | Solar | 158 | 2023 | Pipeline | HR Sabarmati Private Limited | India_Electricity_Infrastructure.xlsx | NITI Aayog, "India Climate and Energy Dashboard (ICED) — Plant Information and Capacity Metatable," NITI Aayog, Government of India, New Delhi, Feb. 2025. [Online]. Available: https://iced.niti.gov.in Central Electricity Authority (CEA), "National Electricity Plan, Volume I — Generation," Ministry of Power, Government of India, New Delhi, 2023. [Online]. Available: https://cea.nic.in
BAU | India | IN_W | HR Sabarmati Private Limited Gujarat 52.0 | PWRSPVINDWE | Solar PV | Solar | 52 | 2022 | Pipeline | HR Sabarmati Private Limited | India_Electricity_Infrastructure.xlsx | NITI Aayog, "India Climate and Energy Dashboard (ICED) — Plant Information and Capacity Metatable," NITI Aayog, Government of India, New Delhi, Feb. 2025. [Online]. Available: https://iced.niti.gov.in Central Electricity Authority (CEA), "National Electricity Plan, Volume I — Generation," Ministry of Power, Government of India, New Delhi, 2023. [Online]. Available: https://cea.nic.in
BAU | India | IN_W | INGEL Gujarat 600.0 | PWRSPVINDWE | Solar PV | Solar | 600 | 2025 | Pipeline | INGEL | India_Electricity_Infrastructure.xlsx | NITI Aayog, "India Climate and Energy Dashboard (ICED) — Plant Information and Capacity Metatable," NITI Aayog, Government of India, New Delhi, Feb. 2025. [Online]. Available: https://iced.niti.gov.in Central Electricity Authority (CEA), "National Electricity Plan, Volume I — Generation," Ministry of Power, Government of India, New Delhi, 2023. [Online]. Available: https://cea.nic.in
BAU | India | IN_W | Juniper Green Energy Private Limited Gujarat 150.0 | PWRSPVINDWE | Solar PV | Solar | 150 | 2028 | Pipeline | Juniper Green Energy Private Limited | India_Electricity_Infrastructure.xlsx | NITI Aayog, "India Climate and Energy Dashboard (ICED) — Plant Information and Capacity Metatable," NITI Aayog, Government of India, New Delhi, Feb. 2025. [Online]. Available: https://iced.niti.gov.in Central Electricity Authority (CEA), "National Electricity Plan, Volume I — Generation," Ministry of Power, Government of India, New Delhi, 2023. [Online]. Available: https://cea.nic.in
BAU | India | IN_W | Juniper Green Energy Private Limited Gujarat 200.0 | PWRSPVINDWE | Solar PV | Solar | 200 | 2029 | Pipeline | Juniper Green Energy Private Limited | India_Electricity_Infrastructure.xlsx | NITI Aayog, "India Climate and Energy Dashboard (ICED) — Plant Information and Capacity Metatable," NITI Aayog, Government of India, New Delhi, Feb. 2025. [Online]. Available: https://iced.niti.gov.in Central Electricity Authority (CEA), "National Electricity Plan, Volume I — Generation," Ministry of Power, Government of India, New Delhi, 2023. [Online]. Available: https://cea.nic.in
BAU | India | IN_W | Juniper Green Energy Private Limited Gujarat 600.0 | PWRSPVINDWE | Solar PV | Solar | 600 | 2028 | Pipeline | Juniper Green Energy Private Limited | India_Electricity_Infrastructure.xlsx | NITI Aayog, "India Climate and Energy Dashboard (ICED) — Plant Information and Capacity Metatable," NITI Aayog, Government of India, New Delhi, Feb. 2025. [Online]. Available: https://iced.niti.gov.in Central Electricity Authority (CEA), "National Electricity Plan, Volume I — Generation," Ministry of Power, Government of India, New Delhi, 2023. [Online]. Available: https://cea.nic.in
BAU | India | IN_W | Juniper Green Energy Private Limited Maharashtra 350.0 | PWRSPVINDWE | Solar PV | Solar | 350 | 2028 | Pipeline | Juniper Green Energy Private Limited | India_Electricity_Infrastructure.xlsx | NITI Aayog, "India Climate and Energy Dashboard (ICED) — Plant Information and Capacity Metatable," NITI Aayog, Government of India, New Delhi, Feb. 2025. [Online]. Available: https://iced.niti.gov.in Central Electricity Authority (CEA), "National Electricity Plan, Volume I — Generation," Ministry of Power, Government of India, New Delhi, 2023. [Online]. Available: https://cea.nic.in
BAU | India | IN_W | Juniper Green Energy Private Limited Maharashtra 50.0 | PWRSPVINDWE | Solar PV | Solar | 50 | 2028 | Pipeline | Juniper Green Energy Private Limited | India_Electricity_Infrastructure.xlsx | NITI Aayog, "India Climate and Energy Dashboard (ICED) — Plant Information and Capacity Metatable," NITI Aayog, Government of India, New Delhi, Feb. 2025. [Online]. Available: https://iced.niti.gov.in Central Electricity Authority (CEA), "National Electricity Plan, Volume I — Generation," Ministry of Power, Government of India, New Delhi, 2023. [Online]. Available: https://cea.nic.in
BAU | India | IN_W | Juniper Green Gem Private Limited Maharashtra 100.0 | PWRSPVINDWE | Solar PV | Solar | 100 | 2028 | Pipeline | Juniper Green Gem Private Limited | India_Electricity_Infrastructure.xlsx | NITI Aayog, "India Climate and Energy Dashboard (ICED) — Plant Information and Capacity Metatable," NITI Aayog, Government of India, New Delhi, Feb. 2025. [Online]. Available: https://iced.niti.gov.in Central Electricity Authority (CEA), "National Electricity Plan, Volume I — Generation," Ministry of Power, Government of India, New Delhi, 2023. [Online]. Available: https://cea.nic.in
BAU | India | IN_W | Juniper Green Gem Private Limited Maharashtra 200.0 | PWRSPVINDWE | Solar PV | Solar | 200 | 2028 | Pipeline | Juniper Green Gem Private Limited | India_Electricity_Infrastructure.xlsx | NITI Aayog, "India Climate and Energy Dashboard (ICED) — Plant Information and Capacity Metatable," NITI Aayog, Government of India, New Delhi, Feb. 2025. [Online]. Available: https://iced.niti.gov.in Central Electricity Authority (CEA), "National Electricity Plan, Volume I — Generation," Ministry of Power, Government of India, New Delhi, 2023. [Online]. Available: https://cea.nic.in
BAU | India | IN_W | MSKVY Eleventh Solar Private Limited Maharashtra 183.0 | PWRSPVINDWE | Solar PV | Solar | 183 | 2025 | Pipeline | MSKVY Eleventh Solar Private Limited | India_Electricity_Infrastructure.xlsx | NITI Aayog, "India Climate and Energy Dashboard (ICED) — Plant Information and Capacity Metatable," NITI Aayog, Government of India, New Delhi, Feb. 2025. [Online]. Available: https://iced.niti.gov.in Central Electricity Authority (CEA), "National Electricity Plan, Volume I — Generation," Ministry of Power, Government of India, New Delhi, 2023. [Online]. Available: https://cea.nic.in
BAU | India | IN_W | MSKVY Fifth Solar Private Limited Maharashtra 103.0 | PWRSPVINDWE | Solar PV | Solar | 103 | 2025 | Pipeline | MSKVY Fifth Solar Private Limited | India_Electricity_Infrastructure.xlsx | NITI Aayog, "India Climate and Energy Dashboard (ICED) — Plant Information and Capacity Metatable," NITI Aayog, Government of India, New Delhi, Feb. 2025. [Online]. Available: https://iced.niti.gov.in Central Electricity Authority (CEA), "National Electricity Plan, Volume I — Generation," Ministry of Power, Government of India, New Delhi, 2023. [Online]. Available: https://cea.nic.in
BAU | India | IN_W | MSKVY First Kusum Private Limited Maharashtra 185.0 | PWRSPVINDWE | Solar PV | Solar | 185 | 2025 | Pipeline | MSKVY First Kusum Private Limited | India_Electricity_Infrastructure.xlsx | NITI Aayog, "India Climate and Energy Dashboard (ICED) — Plant Information and Capacity Metatable," NITI Aayog, Government of India, New Delhi, Feb. 2025. [Online]. Available: https://iced.niti.gov.in Central Electricity Authority (CEA), "National Electricity Plan, Volume I — Generation," Ministry of Power, Government of India, New Delhi, 2023. [Online]. Available: https://cea.nic.in
BAU | India | IN_W | MSKVY Tenth Solar Private Limited Maharashtra 154.0 | PWRSPVINDWE | Solar PV | Solar | 154 | 2025 | Pipeline | MSKVY Tenth Solar Private Limited | India_Electricity_Infrastructure.xlsx | NITI Aayog, "India Climate and Energy Dashboard (ICED) — Plant Information and Capacity Metatable," NITI Aayog, Government of India, New Delhi, Feb. 2025. [Online]. Available: https://iced.niti.gov.in Central Electricity Authority (CEA), "National Electricity Plan, Volume I — Generation," Ministry of Power, Government of India, New Delhi, 2023. [Online]. Available: https://cea.nic.in
BAU | India | IN_W | MSKVY Twentieth Solar Private Limited Maharashtra 129.0 | PWRSPVINDWE | Solar PV | Solar | 129 | 2025 | Pipeline | MSKVY Twentieth Solar Private Limited | India_Electricity_Infrastructure.xlsx | NITI Aayog, "India Climate and Energy Dashboard (ICED) — Plant Information and Capacity Metatable," NITI Aayog, Government of India, New Delhi, Feb. 2025. [Online]. Available: https://iced.niti.gov.in Central Electricity Authority (CEA), "National Electricity Plan, Volume I — Generation," Ministry of Power, Government of India, New Delhi, 2023. [Online]. Available: https://cea.nic.in
BAU | India | IN_W | Maharashtra State Electricity Generating Co. Limited - MAHAGENCO Maharashtra 250.0 | PWRSPVINDWE | Solar PV | Solar | 250 | 2026 | Pipeline | Maharashtra State Electricity Generating Co. Limited - MAHAGENCO | India_Electricity_Infrastructure.xlsx | NITI Aayog, "India Climate and Energy Dashboard (ICED) — Plant Information and Capacity Metatable," NITI Aayog, Government of India, New Delhi, Feb. 2025. [Online]. Available: https://iced.niti.gov.in Central Electricity Authority (CEA), "National Electricity Plan, Volume I — Generation," Ministry of Power, Government of India, New Delhi, 2023. [Online]. Available: https://cea.nic.in
BAU | India | IN_W | Malaren Solar Private Limited Gujarat 150.0 | PWRSPVINDWE | Solar PV | Solar | 150 | 2026 | Pipeline | Malaren Solar Private Limited | India_Electricity_Infrastructure.xlsx | NITI Aayog, "India Climate and Energy Dashboard (ICED) — Plant Information and Capacity Metatable," NITI Aayog, Government of India, New Delhi, Feb. 2025. [Online]. Available: https://iced.niti.gov.in Central Electricity Authority (CEA), "National Electricity Plan, Volume I — Generation," Ministry of Power, Government of India, New Delhi, 2023. [Online]. Available: https://cea.nic.in
BAU | India | IN_W | NHPC Limited Gujarat 200.0 | PWRSPVINDWE | Solar PV | Solar | 400 | 2025 | Pipeline | NHPC Limited | India_Electricity_Infrastructure.xlsx | NITI Aayog, "India Climate and Energy Dashboard (ICED) — Plant Information and Capacity Metatable," NITI Aayog, Government of India, New Delhi, Feb. 2025. [Online]. Available: https://iced.niti.gov.in Central Electricity Authority (CEA), "National Electricity Plan, Volume I — Generation," Ministry of Power, Government of India, New Delhi, 2023. [Online]. Available: https://cea.nic.in
BAU | India | IN_W | NHPC Limited Gujarat 600.0 | PWRSPVINDWE | Solar PV | Solar | 600 | 2026 | Pipeline | NHPC Limited | India_Electricity_Infrastructure.xlsx | NITI Aayog, "India Climate and Energy Dashboard (ICED) — Plant Information and Capacity Metatable," NITI Aayog, Government of India, New Delhi, Feb. 2025. [Online]. Available: https://iced.niti.gov.in Central Electricity Authority (CEA), "National Electricity Plan, Volume I — Generation," Ministry of Power, Government of India, New Delhi, 2023. [Online]. Available: https://cea.nic.in
BAU | India | IN_W | NTPC Limited Chhattisgarh 26.0 | PWRSPVINDWE | Solar PV | Solar | 26 | 2025 | Pipeline | NTPC Limited | India_Electricity_Infrastructure.xlsx | NITI Aayog, "India Climate and Energy Dashboard (ICED) — Plant Information and Capacity Metatable," NITI Aayog, Government of India, New Delhi, Feb. 2025. [Online]. Available: https://iced.niti.gov.in Central Electricity Authority (CEA), "National Electricity Plan, Volume I — Generation," Ministry of Power, Government of India, New Delhi, 2023. [Online]. Available: https://cea.nic.in
BAU | India | IN_W | NTPC Limited Madhya Pradesh 20.0 | PWRSPVINDWE | Solar PV | Solar | 20 | 2026 | Pipeline | NTPC Limited | India_Electricity_Infrastructure.xlsx | NITI Aayog, "India Climate and Energy Dashboard (ICED) — Plant Information and Capacity Metatable," NITI Aayog, Government of India, New Delhi, Feb. 2025. [Online]. Available: https://iced.niti.gov.in Central Electricity Authority (CEA), "National Electricity Plan, Volume I — Generation," Ministry of Power, Government of India, New Delhi, 2023. [Online]. Available: https://cea.nic.in
BAU | India | IN_W | NTPC Limited Maharashtra 13.0 | PWRSPVINDWE | Solar PV | Solar | 13 | 2025 | Pipeline | NTPC Limited | India_Electricity_Infrastructure.xlsx | NITI Aayog, "India Climate and Energy Dashboard (ICED) — Plant Information and Capacity Metatable," NITI Aayog, Government of India, New Delhi, Feb. 2025. [Online]. Available: https://iced.niti.gov.in Central Electricity Authority (CEA), "National Electricity Plan, Volume I — Generation," Ministry of Power, Government of India, New Delhi, 2023. [Online]. Available: https://cea.nic.in
BAU | India | IN_W | NTPC REL Gujarat 1200.0 | PWRSPVINDWE | Solar PV | Solar | 2400 | 2024 | Pipeline | NTPC REL | India_Electricity_Infrastructure.xlsx | NITI Aayog, "India Climate and Energy Dashboard (ICED) — Plant Information and Capacity Metatable," NITI Aayog, Government of India, New Delhi, Feb. 2025. [Online]. Available: https://iced.niti.gov.in Central Electricity Authority (CEA), "National Electricity Plan, Volume I — Generation," Ministry of Power, Government of India, New Delhi, 2023. [Online]. Available: https://cea.nic.in
BAU | India | IN_W | NTPC REL Gujarat 137.0 | PWRSPVINDWE | Solar PV | Solar | 137 | 2022 | Pipeline | NTPC REL | India_Electricity_Infrastructure.xlsx | NITI Aayog, "India Climate and Energy Dashboard (ICED) — Plant Information and Capacity Metatable," NITI Aayog, Government of India, New Delhi, Feb. 2025. [Online]. Available: https://iced.niti.gov.in Central Electricity Authority (CEA), "National Electricity Plan, Volume I — Generation," Ministry of Power, Government of India, New Delhi, 2023. [Online]. Available: https://cea.nic.in
BAU | India | IN_W | NTPC REL Gujarat 200.0 | PWRSPVINDWE | Solar PV | Solar | 200 | 2025 | Pipeline | NTPC REL | India_Electricity_Infrastructure.xlsx | NITI Aayog, "India Climate and Energy Dashboard (ICED) — Plant Information and Capacity Metatable," NITI Aayog, Government of India, New Delhi, Feb. 2025. [Online]. Available: https://iced.niti.gov.in Central Electricity Authority (CEA), "National Electricity Plan, Volume I — Generation," Ministry of Power, Government of India, New Delhi, 2023. [Online]. Available: https://cea.nic.in
BAU | India | IN_W | NTPC REL Gujarat 225.0 | PWRSPVINDWE | Solar PV | Solar | 225 | 2026 | Pipeline | NTPC REL | India_Electricity_Infrastructure.xlsx | NITI Aayog, "India Climate and Energy Dashboard (ICED) — Plant Information and Capacity Metatable," NITI Aayog, Government of India, New Delhi, Feb. 2025. [Online]. Available: https://iced.niti.gov.in Central Electricity Authority (CEA), "National Electricity Plan, Volume I — Generation," Ministry of Power, Government of India, New Delhi, 2023. [Online]. Available: https://cea.nic.in
BAU | India | IN_W | NTPC REL Gujarat 245.0 | PWRSPVINDWE | Solar PV | Solar | 245 | 2026 | Pipeline | NTPC REL | India_Electricity_Infrastructure.xlsx | NITI Aayog, "India Climate and Energy Dashboard (ICED) — Plant Information and Capacity Metatable," NITI Aayog, Government of India, New Delhi, Feb. 2025. [Online]. Available: https://iced.niti.gov.in Central Electricity Authority (CEA), "National Electricity Plan, Volume I — Generation," Ministry of Power, Government of India, New Delhi, 2023. [Online]. Available: https://cea.nic.in
BAU | India | IN_W | NTPC REL Gujarat 275.0 | PWRSPVINDWE | Solar PV | Solar | 550 | 2026 | Pipeline | NTPC REL | India_Electricity_Infrastructure.xlsx | NITI Aayog, "India Climate and Energy Dashboard (ICED) — Plant Information and Capacity Metatable," NITI Aayog, Government of India, New Delhi, Feb. 2025. [Online]. Available: https://iced.niti.gov.in Central Electricity Authority (CEA), "National Electricity Plan, Volume I — Generation," Ministry of Power, Government of India, New Delhi, 2023. [Online]. Available: https://cea.nic.in
BAU | India | IN_W | NTPC REL Gujarat 721.0 | PWRSPVINDWE | Solar PV | Solar | 721 | 2024 | Pipeline | NTPC REL | India_Electricity_Infrastructure.xlsx | NITI Aayog, "India Climate and Energy Dashboard (ICED) — Plant Information and Capacity Metatable," NITI Aayog, Government of India, New Delhi, Feb. 2025. [Online]. Available: https://iced.niti.gov.in Central Electricity Authority (CEA), "National Electricity Plan, Volume I — Generation," Ministry of Power, Government of India, New Delhi, 2023. [Online]. Available: https://cea.nic.in
BAU | India | IN_W | Ortusun Renewables Maharashtra 20.0 | PWRSPVINDWE | Solar PV | Solar | 20 | 2025 | Pipeline | Ortusun Renewables | India_Electricity_Infrastructure.xlsx | NITI Aayog, "India Climate and Energy Dashboard (ICED) — Plant Information and Capacity Metatable," NITI Aayog, Government of India, New Delhi, Feb. 2025. [Online]. Available: https://iced.niti.gov.in Central Electricity Authority (CEA), "National Electricity Plan, Volume I — Generation," Ministry of Power, Government of India, New Delhi, 2023. [Online]. Available: https://cea.nic.in
BAU | India | IN_W | Purvah Green Power Private Limited(Developer Company) Gujarat 300.0 | PWRSPVINDWE | Solar PV | Solar | 300 | 2028 | Pipeline | Purvah Green Power Private Limited(Developer Company) | India_Electricity_Infrastructure.xlsx | NITI Aayog, "India Climate and Energy Dashboard (ICED) — Plant Information and Capacity Metatable," NITI Aayog, Government of India, New Delhi, Feb. 2025. [Online]. Available: https://iced.niti.gov.in Central Electricity Authority (CEA), "National Electricity Plan, Volume I — Generation," Ministry of Power, Government of India, New Delhi, 2023. [Online]. Available: https://cea.nic.in
BAU | India | IN_W | RDS Solar Park Private Limited Gujarat 350.0 | PWRSPVINDWE | Solar PV | Solar | 350 | 2026 | Pipeline | RDS Solar Park Private Limited | India_Electricity_Infrastructure.xlsx | NITI Aayog, "India Climate and Energy Dashboard (ICED) — Plant Information and Capacity Metatable," NITI Aayog, Government of India, New Delhi, Feb. 2025. [Online]. Available: https://iced.niti.gov.in Central Electricity Authority (CEA), "National Electricity Plan, Volume I — Generation," Ministry of Power, Government of India, New Delhi, 2023. [Online]. Available: https://cea.nic.in
BAU | India | IN_W | ReNew Solar (Shakti Eight) Private Limited Gujarat 100.0 | PWRSPVINDWE | Solar PV | Solar | 100 | 2026 | Pipeline | ReNew Solar (Shakti Eight) Private Limited | India_Electricity_Infrastructure.xlsx | NITI Aayog, "India Climate and Energy Dashboard (ICED) — Plant Information and Capacity Metatable," NITI Aayog, Government of India, New Delhi, Feb. 2025. [Online]. Available: https://iced.niti.gov.in Central Electricity Authority (CEA), "National Electricity Plan, Volume I — Generation," Ministry of Power, Government of India, New Delhi, 2023. [Online]. Available: https://cea.nic.in
BAU | India | IN_W | ReNew Solar (Shakti Eight) Private Limited Gujarat 200.0 | PWRSPVINDWE | Solar PV | Solar | 200 | 2026 | Pipeline | ReNew Solar (Shakti Eight) Private Limited | India_Electricity_Infrastructure.xlsx | NITI Aayog, "India Climate and Energy Dashboard (ICED) — Plant Information and Capacity Metatable," NITI Aayog, Government of India, New Delhi, Feb. 2025. [Online]. Available: https://iced.niti.gov.in Central Electricity Authority (CEA), "National Electricity Plan, Volume I — Generation," Ministry of Power, Government of India, New Delhi, 2023. [Online]. Available: https://cea.nic.in
BAU | India | IN_W | ReNew Solar Power Private Limited Gujarat 100.0 | PWRSPVINDWE | Solar PV | Solar | 400 | 2028 | Pipeline | ReNew Solar Power Private Limited | India_Electricity_Infrastructure.xlsx | NITI Aayog, "India Climate and Energy Dashboard (ICED) — Plant Information and Capacity Metatable," NITI Aayog, Government of India, New Delhi, Feb. 2025. [Online]. Available: https://iced.niti.gov.in Central Electricity Authority (CEA), "National Electricity Plan, Volume I — Generation," Ministry of Power, Government of India, New Delhi, 2023. [Online]. Available: https://cea.nic.in
BAU | India | IN_W | ReNew Solar Power Private Limited Gujarat 200.0 | PWRSPVINDWE | Solar PV | Solar | 400 | 2028 | Pipeline | ReNew Solar Power Private Limited | India_Electricity_Infrastructure.xlsx | NITI Aayog, "India Climate and Energy Dashboard (ICED) — Plant Information and Capacity Metatable," NITI Aayog, Government of India, New Delhi, Feb. 2025. [Online]. Available: https://iced.niti.gov.in Central Electricity Authority (CEA), "National Electricity Plan, Volume I — Generation," Ministry of Power, Government of India, New Delhi, 2023. [Online]. Available: https://cea.nic.in
BAU | India | IN_W | ReNew Solar Power Private Limited Gujarat 300.0 | PWRSPVINDWE | Solar PV | Solar | 1200 | 2027 | Pipeline | ReNew Solar Power Private Limited | India_Electricity_Infrastructure.xlsx | NITI Aayog, "India Climate and Energy Dashboard (ICED) — Plant Information and Capacity Metatable," NITI Aayog, Government of India, New Delhi, Feb. 2025. [Online]. Available: https://iced.niti.gov.in Central Electricity Authority (CEA), "National Electricity Plan, Volume I — Generation," Ministry of Power, Government of India, New Delhi, 2023. [Online]. Available: https://cea.nic.in
BAU | India | IN_W | ReNew Solar Power Private Limited Madhya Pradesh 200.0 | PWRSPVINDWE | Solar PV | Solar | 200 | 2027 | Pipeline | ReNew Solar Power Private Limited | India_Electricity_Infrastructure.xlsx | NITI Aayog, "India Climate and Energy Dashboard (ICED) — Plant Information and Capacity Metatable," NITI Aayog, Government of India, New Delhi, Feb. 2025. [Online]. Available: https://iced.niti.gov.in Central Electricity Authority (CEA), "National Electricity Plan, Volume I — Generation," Ministry of Power, Government of India, New Delhi, 2023. [Online]. Available: https://cea.nic.in
BAU | India | IN_W | ReNew Solar Power Private Limited Maharashtra 100.0 | PWRSPVINDWE | Solar PV | Solar | 100 | 2025 | Pipeline | ReNew Solar Power Private Limited | India_Electricity_Infrastructure.xlsx | NITI Aayog, "India Climate and Energy Dashboard (ICED) — Plant Information and Capacity Metatable," NITI Aayog, Government of India, New Delhi, Feb. 2025. [Online]. Available: https://iced.niti.gov.in Central Electricity Authority (CEA), "National Electricity Plan, Volume I — Generation," Ministry of Power, Government of India, New Delhi, 2023. [Online]. Available: https://cea.nic.in
BAU | India | IN_W | Reliance New Energy Maharashtra 93.0 | PWRSPVINDWE | Solar PV | Solar | 93 | 2035 | Pipeline | Reliance New Energy | India_Electricity_Infrastructure.xlsx | NITI Aayog, "India Climate and Energy Dashboard (ICED) — Plant Information and Capacity Metatable," NITI Aayog, Government of India, New Delhi, Feb. 2025. [Online]. Available: https://iced.niti.gov.in Central Electricity Authority (CEA), "National Electricity Plan, Volume I — Generation," Ministry of Power, Government of India, New Delhi, 2023. [Online]. Available: https://cea.nic.in
BAU | India | IN_W | Resco Global Wind Services Private Limited Gujarat 100.0 | PWRSPVINDWE | Solar PV | Solar | 100 | 2027 | Pipeline | Resco Global Wind Services Private Limited | India_Electricity_Infrastructure.xlsx | NITI Aayog, "India Climate and Energy Dashboard (ICED) — Plant Information and Capacity Metatable," NITI Aayog, Government of India, New Delhi, Feb. 2025. [Online]. Available: https://iced.niti.gov.in Central Electricity Authority (CEA), "National Electricity Plan, Volume I — Generation," Ministry of Power, Government of India, New Delhi, 2023. [Online]. Available: https://cea.nic.in
BAU | India | IN_W | Resco Global Wind Services Private Limited Gujarat 500.0 | PWRSPVINDWE | Solar PV | Solar | 500 | 2027 | Pipeline | Resco Global Wind Services Private Limited | India_Electricity_Infrastructure.xlsx | NITI Aayog, "India Climate and Energy Dashboard (ICED) — Plant Information and Capacity Metatable," NITI Aayog, Government of India, New Delhi, Feb. 2025. [Online]. Available: https://iced.niti.gov.in Central Electricity Authority (CEA), "National Electricity Plan, Volume I — Generation," Ministry of Power, Government of India, New Delhi, 2023. [Online]. Available: https://cea.nic.in
BAU | India | IN_W | Resco Global Wind Services Private Limited Madhya Pradesh 200.0 | PWRSPVINDWE | Solar PV | Solar | 200 | 2026 | Pipeline | Resco Global Wind Services Private Limited | India_Electricity_Infrastructure.xlsx | NITI Aayog, "India Climate and Energy Dashboard (ICED) — Plant Information and Capacity Metatable," NITI Aayog, Government of India, New Delhi, Feb. 2025. [Online]. Available: https://iced.niti.gov.in Central Electricity Authority (CEA), "National Electricity Plan, Volume I — Generation," Ministry of Power, Government of India, New Delhi, 2023. [Online]. Available: https://cea.nic.in
BAU | India | IN_W | Resco Global Wind Services Private Limited Madhya Pradesh 240.0 | PWRSPVINDWE | Solar PV | Solar | 240 | 2035 | Pipeline | Resco Global Wind Services Private Limited | India_Electricity_Infrastructure.xlsx | NITI Aayog, "India Climate and Energy Dashboard (ICED) — Plant Information and Capacity Metatable," NITI Aayog, Government of India, New Delhi, Feb. 2025. [Online]. Available: https://iced.niti.gov.in Central Electricity Authority (CEA), "National Electricity Plan, Volume I — Generation," Ministry of Power, Government of India, New Delhi, 2023. [Online]. Available: https://cea.nic.in
BAU | India | IN_W | Rewa Ultra Mega Solar Limited RUMSL- a JV of MPUVN and SECI Madhya Pradesh 170.0 | PWRSPVINDWE | Solar PV | Solar | 170 | 2025 | Pipeline | Rewa Ultra Mega Solar Limited RUMSL- a JV of MPUVN and SECI | India_Electricity_Infrastructure.xlsx | NITI Aayog, "India Climate and Energy Dashboard (ICED) — Plant Information and Capacity Metatable," NITI Aayog, Government of India, New Delhi, Feb. 2025. [Online]. Available: https://iced.niti.gov.in Central Electricity Authority (CEA), "National Electricity Plan, Volume I — Generation," Ministry of Power, Government of India, New Delhi, 2023. [Online]. Available: https://cea.nic.in
BAU | India | IN_W | SJVN GREEN ENERGY LIMITED Gujarat 100.0 | PWRSPVINDWE | Solar PV | Solar | 100 | 2025 | Pipeline | SJVN GREEN ENERGY LIMITED | India_Electricity_Infrastructure.xlsx | NITI Aayog, "India Climate and Energy Dashboard (ICED) — Plant Information and Capacity Metatable," NITI Aayog, Government of India, New Delhi, Feb. 2025. [Online]. Available: https://iced.niti.gov.in Central Electricity Authority (CEA), "National Electricity Plan, Volume I — Generation," Ministry of Power, Government of India, New Delhi, 2023. [Online]. Available: https://cea.nic.in
BAU | India | IN_W | SJVN GREEN ENERGY LIMITED Gujarat 200.0 | PWRSPVINDWE | Solar PV | Solar | 200 | 2025 | Pipeline | SJVN GREEN ENERGY LIMITED | India_Electricity_Infrastructure.xlsx | NITI Aayog, "India Climate and Energy Dashboard (ICED) — Plant Information and Capacity Metatable," NITI Aayog, Government of India, New Delhi, Feb. 2025. [Online]. Available: https://iced.niti.gov.in Central Electricity Authority (CEA), "National Electricity Plan, Volume I — Generation," Ministry of Power, Government of India, New Delhi, 2023. [Online]. Available: https://cea.nic.in
BAU | India | IN_W | SJVN GREEN ENERGY LIMITED Gujarat 260.0 | PWRSPVINDWE | Solar PV | Solar | 260 | 2025 | Pipeline | SJVN GREEN ENERGY LIMITED | India_Electricity_Infrastructure.xlsx | NITI Aayog, "India Climate and Energy Dashboard (ICED) — Plant Information and Capacity Metatable," NITI Aayog, Government of India, New Delhi, Feb. 2025. [Online]. Available: https://iced.niti.gov.in Central Electricity Authority (CEA), "National Electricity Plan, Volume I — Generation," Ministry of Power, Government of India, New Delhi, 2023. [Online]. Available: https://cea.nic.in
BAU | India | IN_W | SJVN GREEN ENERGY LIMITED Gujarat 70.0 | PWRSPVINDWE | Solar PV | Solar | 70 | 2025 | Pipeline | SJVN GREEN ENERGY LIMITED | India_Electricity_Infrastructure.xlsx | NITI Aayog, "India Climate and Energy Dashboard (ICED) — Plant Information and Capacity Metatable," NITI Aayog, Government of India, New Delhi, Feb. 2025. [Online]. Available: https://iced.niti.gov.in Central Electricity Authority (CEA), "National Electricity Plan, Volume I — Generation," Ministry of Power, Government of India, New Delhi, 2023. [Online]. Available: https://cea.nic.in
BAU | India | IN_W | SPV Maharashtra 1.3 | PWRSPVINDWE | Solar PV | Solar | 1.3 | 2022 | Pipeline | SPV | India_Electricity_Infrastructure.xlsx | NITI Aayog, "India Climate and Energy Dashboard (ICED) — Plant Information and Capacity Metatable," NITI Aayog, Government of India, New Delhi, Feb. 2025. [Online]. Available: https://iced.niti.gov.in Central Electricity Authority (CEA), "National Electricity Plan, Volume I — Generation," Ministry of Power, Government of India, New Delhi, 2023. [Online]. Available: https://cea.nic.in
BAU | India | IN_W | Skadar Solar Private Limited Maharashtra 200.0 | PWRSPVINDWE | Solar PV | Solar | 200 | 2026 | Pipeline | Skadar Solar Private Limited | India_Electricity_Infrastructure.xlsx | NITI Aayog, "India Climate and Energy Dashboard (ICED) — Plant Information and Capacity Metatable," NITI Aayog, Government of India, New Delhi, Feb. 2025. [Online]. Available: https://iced.niti.gov.in Central Electricity Authority (CEA), "National Electricity Plan, Volume I — Generation," Ministry of Power, Government of India, New Delhi, 2023. [Online]. Available: https://cea.nic.in
BAU | India | IN_W | Sprng Green Power Private Limited Gujarat 300.0 | PWRSPVINDWE | Solar PV | Solar | 300 | 2024 | Pipeline | Sprng Green Power Private Limited | India_Electricity_Infrastructure.xlsx | NITI Aayog, "India Climate and Energy Dashboard (ICED) — Plant Information and Capacity Metatable," NITI Aayog, Government of India, New Delhi, Feb. 2025. [Online]. Available: https://iced.niti.gov.in Central Electricity Authority (CEA), "National Electricity Plan, Volume I — Generation," Ministry of Power, Government of India, New Delhi, 2023. [Online]. Available: https://cea.nic.in
BAU | India | IN_W | Sprng Power Earth Private Limited Gujarat 250.0 | PWRSPVINDWE | Solar PV | Solar | 250 | 2026 | Pipeline | Sprng Power Earth Private Limited | India_Electricity_Infrastructure.xlsx | NITI Aayog, "India Climate and Energy Dashboard (ICED) — Plant Information and Capacity Metatable," NITI Aayog, Government of India, New Delhi, Feb. 2025. [Online]. Available: https://iced.niti.gov.in Central Electricity Authority (CEA), "National Electricity Plan, Volume I — Generation," Ministry of Power, Government of India, New Delhi, 2023. [Online]. Available: https://cea.nic.in
BAU | India | IN_W | Tata Power Renewable Energy Limited Maharashtra 270.0 | PWRSPVINDWE | Solar PV | Solar | 270 | 2024 | Pipeline | Tata Power Renewable Energy Limited | India_Electricity_Infrastructure.xlsx | NITI Aayog, "India Climate and Energy Dashboard (ICED) — Plant Information and Capacity Metatable," NITI Aayog, Government of India, New Delhi, Feb. 2025. [Online]. Available: https://iced.niti.gov.in Central Electricity Authority (CEA), "National Electricity Plan, Volume I — Generation," Ministry of Power, Government of India, New Delhi, 2023. [Online]. Available: https://cea.nic.in
BAU | India | IN_W | Teq Green Power Private Limited Gujarat 200.0 | PWRSPVINDWE | Solar PV | Solar | 200 | 2035 | Pipeline | Teq Green Power Private Limited | India_Electricity_Infrastructure.xlsx | NITI Aayog, "India Climate and Energy Dashboard (ICED) — Plant Information and Capacity Metatable," NITI Aayog, Government of India, New Delhi, Feb. 2025. [Online]. Available: https://iced.niti.gov.in Central Electricity Authority (CEA), "National Electricity Plan, Volume I — Generation," Ministry of Power, Government of India, New Delhi, 2023. [Online]. Available: https://cea.nic.in
BAU | Nepal | NP | Middle Bhotekoshi HEP | PWRHYDNPLXX | Hydropower | Hydro | 102 | 2025 | Under Construction / Ready for operation | Middle Bhotekoshi Jalbidhyut Company Ltd. (NEA sub.) | Nepal_Electricity_Infrastructure.xlsx | Nepal Electricity Authority (NEA), "Annual Report FY 2024/2025," NEA, Kathmandu, Nepal, 2025. [Online]. Available: https://www.nea.org.np Japan International Cooperation Agency (JICA), "Data Collection Survey on Transmission and Distribution System in Nepal," JICA, Tokyo, Japan, Jul. 2019.
BAU | Nepal | NP | Upper Trishuli 3B HEP | PWRHYDNPLXX | Hydropower | Hydro | 37 | 2025 | Under Construction | Trishuli Jal Vidhyut Company Ltd. (NEA sub.) | Nepal_Electricity_Infrastructure.xlsx | Nepal Electricity Authority (NEA), "Annual Report FY 2024/2025," NEA, Kathmandu, Nepal, 2025. [Online]. Available: https://www.nea.org.np Japan International Cooperation Agency (JICA), "Data Collection Survey on Transmission and Distribution System in Nepal," JICA, Tokyo, Japan, Jul. 2019.
BAU | Nepal | NP | Tanahun HEP | PWRHYDNPLXX | Hydropower | Hydro | 140 | 2025 | Under Construction | Tanahun Hydropower Ltd. (NEA sub.) | Nepal_Electricity_Infrastructure.xlsx | Nepal Electricity Authority (NEA), "Annual Report FY 2024/2025," NEA, Kathmandu, Nepal, 2025. [Online]. Available: https://www.nea.org.np Japan International Cooperation Agency (JICA), "Data Collection Survey on Transmission and Distribution System in Nepal," JICA, Tokyo, Japan, Jul. 2019.
BAU | Nepal | NP | Rahughat HEP | PWRHYDNPLXX | Hydropower | Hydro | 40 | 2025 | Under Construction | Raghuganga Hydropower Ltd. (NEA sub.) | Nepal_Electricity_Infrastructure.xlsx | Nepal Electricity Authority (NEA), "Annual Report FY 2024/2025," NEA, Kathmandu, Nepal, 2025. [Online]. Available: https://www.nea.org.np Japan International Cooperation Agency (JICA), "Data Collection Survey on Transmission and Distribution System in Nepal," JICA, Tokyo, Japan, Jul. 2019.
BAU | Nepal | NP | Tamakoshi-V HEP | PWRHYDNPLXX | Hydropower | Hydro | 94.8 | 2025 | Under Construction | Tamakoshi Jalvidyut Company Ltd. (NEA sub.) | Nepal_Electricity_Infrastructure.xlsx | Nepal Electricity Authority (NEA), "Annual Report FY 2024/2025," NEA, Kathmandu, Nepal, 2025. [Online]. Available: https://www.nea.org.np Japan International Cooperation Agency (JICA), "Data Collection Survey on Transmission and Distribution System in Nepal," JICA, Tokyo, Japan, Jul. 2019.
BAU | Nepal | NP | Upper Modi 'A' HEP | PWRHYDNPLXX | Hydropower | Hydro | 42 | 2026 | Under Construction | Modi Jalvidhyut Company Ltd. (NEA sub.) | Nepal_Electricity_Infrastructure.xlsx | Nepal Electricity Authority (NEA), "Annual Report FY 2024/2025," NEA, Kathmandu, Nepal, 2025. [Online]. Available: https://www.nea.org.np Japan International Cooperation Agency (JICA), "Data Collection Survey on Transmission and Distribution System in Nepal," JICA, Tokyo, Japan, Jul. 2019.
BAU | Nepal | NP | Upper Modi HEP | PWRHYDNPLXX | Hydropower | Hydro | 18.2 | 2026 | Under Construction | Modi Jalvidhyut Company Ltd. (NEA sub.) | Nepal_Electricity_Infrastructure.xlsx | Nepal Electricity Authority (NEA), "Annual Report FY 2024/2025," NEA, Kathmandu, Nepal, 2025. [Online]. Available: https://www.nea.org.np Japan International Cooperation Agency (JICA), "Data Collection Survey on Transmission and Distribution System in Nepal," JICA, Tokyo, Japan, Jul. 2019.
BAU | Nepal | NP | Kulekhani III HEP | PWRHYDNPLXX | Hydropower | Hydro | 14 | 2020 | Operational (completed ~2020) | NEA | Nepal_Electricity_Infrastructure.xlsx | Nepal Electricity Authority (NEA), "Annual Report FY 2024/2025," NEA, Kathmandu, Nepal, 2025. [Online]. Available: https://www.nea.org.np Japan International Cooperation Agency (JICA), "Data Collection Survey on Transmission and Distribution System in Nepal," JICA, Tokyo, Japan, Jul. 2019.
BAU | Nepal | NP | Upper Trishuli 3A HEP | PWRHYDNPLXX | Hydropower | Hydro | 60 | 2019 | Operational | NEA | Nepal_Electricity_Infrastructure.xlsx | Nepal Electricity Authority (NEA), "Annual Report FY 2024/2025," NEA, Kathmandu, Nepal, 2025. [Online]. Available: https://www.nea.org.np Japan International Cooperation Agency (JICA), "Data Collection Survey on Transmission and Distribution System in Nepal," JICA, Tokyo, Japan, Jul. 2019.
BAU | Nepal | NP | Budi Gandaki HEP | PWRHYDNPLXX | Hydropower | Hydro | 1 |  | NEA / GoN | Storage (dam) | Nepal_Electricity_Infrastructure.xlsx | Nepal Electricity Authority (NEA), "Annual Report FY 2024/2025," NEA, Kathmandu, Nepal, 2025. [Online]. Available: https://www.nea.org.np Japan International Cooperation Agency (JICA), "Data Collection Survey on Transmission and Distribution System in Nepal," JICA, Tokyo, Japan, Jul. 2019.
BAU | Nepal | NP | Chainpur HEP | PWRHYDNPLXX | Hydropower | Hydro | 210 |  | Under development | CSJVCL (Chilime subsidiary) | Nepal_Electricity_Infrastructure.xlsx | Nepal Electricity Authority (NEA), "Annual Report FY 2024/2025," NEA, Kathmandu, Nepal, 2025. [Online]. Available: https://www.nea.org.np Japan International Cooperation Agency (JICA), "Data Collection Survey on Transmission and Distribution System in Nepal," JICA, Tokyo, Japan, Jul. 2019.
BAU | Nepal | NP | Rolwaling HEP | PWRHYDNPLXX | Hydropower | Hydro | 22 | 2025 | Under Construction | IPP | Nepal_Electricity_Infrastructure.xlsx | Nepal Electricity Authority (NEA), "Annual Report FY 2024/2025," NEA, Kathmandu, Nepal, 2025. [Online]. Available: https://www.nea.org.np Japan International Cooperation Agency (JICA), "Data Collection Survey on Transmission and Distribution System in Nepal," JICA, Tokyo, Japan, Jul. 2019.
BAU | Nepal | NP | Tamakoshi V HEP (Tamkoshi Khola) | PWRHYDNPLXX | Hydropower | Hydro | 99.8 | 2025 | Under Construction | Tamakoshi Jal Vidhyut Company Ltd. (TJVCL) | Nepal_Electricity_Infrastructure.xlsx | Nepal Electricity Authority (NEA), "Annual Report FY 2024/2025," NEA, Kathmandu, Nepal, 2025. [Online]. Available: https://www.nea.org.np Japan International Cooperation Agency (JICA), "Data Collection Survey on Transmission and Distribution System in Nepal," JICA, Tokyo, Japan, Jul. 2019.
BAU | Nepal | NP | Upper Modi (UMAHEP) | PWRHYDNPLXX | Hydropower | Hydro | 42 | 2026 | Under Construction | NEA subsidiary | Nepal_Electricity_Infrastructure.xlsx | Nepal Electricity Authority (NEA), "Annual Report FY 2024/2025," NEA, Kathmandu, Nepal, 2025. [Online]. Available: https://www.nea.org.np Japan International Cooperation Agency (JICA), "Data Collection Survey on Transmission and Distribution System in Nepal," JICA, Tokyo, Japan, Jul. 2019.
BAU | Nepal | NP | Upper Modi (UMHEP) | PWRHYDNPLXX | Hydropower | Hydro | 18.2 | 2026 | Under Construction | NEA subsidiary | Nepal_Electricity_Infrastructure.xlsx | Nepal Electricity Authority (NEA), "Annual Report FY 2024/2025," NEA, Kathmandu, Nepal, 2025. [Online]. Available: https://www.nea.org.np Japan International Cooperation Agency (JICA), "Data Collection Survey on Transmission and Distribution System in Nepal," JICA, Tokyo, Japan, Jul. 2019.
BAU | Nepal | NP | Solar Plants (63 projects via competitive bidding) | PWRSPVNPLXX | Solar PV | Solar PV | 960 | 2025 | Awarded/Under development | Various IPPs | Nepal_Electricity_Infrastructure.xlsx | Nepal Electricity Authority (NEA), "Annual Report FY 2024/2025," NEA, Kathmandu, Nepal, 2025. [Online]. Available: https://www.nea.org.np Japan International Cooperation Agency (JICA), "Data Collection Survey on Transmission and Distribution System in Nepal," JICA, Tokyo, Japan, Jul. 2019.
BAU | Nepal | NP | Rahughat HEP | PWRHYDNPLXX | Hydropower | Hydro | 40 | 2024 | Under Construction | NEA/Subsidiary | Nepal_Electricity_Infrastructure.xlsx | Nepal Electricity Authority (NEA), "Annual Report FY 2024/2025," NEA, Kathmandu, Nepal, 2025. [Online]. Available: https://www.nea.org.np Japan International Cooperation Agency (JICA), "Data Collection Survey on Transmission and Distribution System in Nepal," JICA, Tokyo, Japan, Jul. 2019.
BAU | Nepal | NP | Upper Trishuli 3A | PWRHYDNPLXX | Hydropower | Hydro | 60 | 2019 | Under Construction (2019) → Operational | NEA | Nepal_Electricity_Infrastructure.xlsx | Nepal Electricity Authority (NEA), "Annual Report FY 2024/2025," NEA, Kathmandu, Nepal, 2025. [Online]. Available: https://www.nea.org.np Japan International Cooperation Agency (JICA), "Data Collection Survey on Transmission and Distribution System in Nepal," JICA, Tokyo, Japan, Jul. 2019.
BAU | Nepal | NP | Khani Khola-1 HEP | PWRHYDNPLXX | Hydropower | Hydro | 40 |  | Under Construction | Greenlife Energy Pvt. Ltd. | Nepal_Electricity_Infrastructure.xlsx | Nepal Electricity Authority (NEA), "Annual Report FY 2024/2025," NEA, Kathmandu, Nepal, 2025. [Online]. Available: https://www.nea.org.np Japan International Cooperation Agency (JICA), "Data Collection Survey on Transmission and Distribution System in Nepal," JICA, Tokyo, Japan, Jul. 2019.
BAU | Nepal | NP | Baleph A HEP | PWRHYDNPLXX | Hydropower | Hydro | 22.14 |  | Under Construction | Moonlight Hydropower Pvt. Ltd. | Nepal_Electricity_Infrastructure.xlsx | Nepal Electricity Authority (NEA), "Annual Report FY 2024/2025," NEA, Kathmandu, Nepal, 2025. [Online]. Available: https://www.nea.org.np Japan International Cooperation Agency (JICA), "Data Collection Survey on Transmission and Distribution System in Nepal," JICA, Tokyo, Japan, Jul. 2019.
BAU | Nepal | NP | Khani Khola (Dolakha) HEP | PWRHYDNPLXX | Hydropower | Hydro | 30 |  | Under Construction | Sasha Engineering Hydropower (P) Ltd. | Nepal_Electricity_Infrastructure.xlsx | Nepal Electricity Authority (NEA), "Annual Report FY 2024/2025," NEA, Kathmandu, Nepal, 2025. [Online]. Available: https://www.nea.org.np Japan International Cooperation Agency (JICA), "Data Collection Survey on Transmission and Distribution System in Nepal," JICA, Tokyo, Japan, Jul. 2019.
BAU | Nepal | NP | Lower Irkhuwa HEP | PWRHYDNPLXX | Hydropower | Hydro | 13.04 |  | Under Construction | Lower Irkhuwa Hydropower Co. Pvt. Ltd. | Nepal_Electricity_Infrastructure.xlsx | Nepal Electricity Authority (NEA), "Annual Report FY 2024/2025," NEA, Kathmandu, Nepal, 2025. [Online]. Available: https://www.nea.org.np Japan International Cooperation Agency (JICA), "Data Collection Survey on Transmission and Distribution System in Nepal," JICA, Tokyo, Japan, Jul. 2019.
BAU | Nepal | NP | Badi Gad HEP | PWRHYDNPLXX | Hydropower | Hydro | 6.6 |  | Under Construction | Water and Energy Nepal Pvt. Ltd. | Nepal_Electricity_Infrastructure.xlsx | Nepal Electricity Authority (NEA), "Annual Report FY 2024/2025," NEA, Kathmandu, Nepal, 2025. [Online]. Available: https://www.nea.org.np Japan International Cooperation Agency (JICA), "Data Collection Survey on Transmission and Distribution System in Nepal," JICA, Tokyo, Japan, Jul. 2019.
BAU | Nepal | NP | Rawa Khola HEP | PWRHYDNPLXX | Hydropower | Hydro | 6.5 |  | Under Construction | Dudhkoshi Power Company Pvt. Ltd. | Nepal_Electricity_Infrastructure.xlsx | Nepal Electricity Authority (NEA), "Annual Report FY 2024/2025," NEA, Kathmandu, Nepal, 2025. [Online]. Available: https://www.nea.org.np Japan International Cooperation Agency (JICA), "Data Collection Survey on Transmission and Distribution System in Nepal," JICA, Tokyo, Japan, Jul. 2019.
BAU | Nepal | NP | Phalankhu Khola HEP | PWRHYDNPLXX | Hydropower | Hydro | 13.7 |  | Under Construction | Betrawoti Hydropower Company (P) Ltd. | Nepal_Electricity_Infrastructure.xlsx | Nepal Electricity Authority (NEA), "Annual Report FY 2024/2025," NEA, Kathmandu, Nepal, 2025. [Online]. Available: https://www.nea.org.np Japan International Cooperation Agency (JICA), "Data Collection Survey on Transmission and Distribution System in Nepal," JICA, Tokyo, Japan, Jul. 2019.
BAU | Nepal | NP | Upper Tadi HEP | PWRHYDNPLXX | Hydropower | Hydro | 11 |  | Under Construction | Suryakunda Hydroelectric Pvt. Ltd. | Nepal_Electricity_Infrastructure.xlsx | Nepal Electricity Authority (NEA), "Annual Report FY 2024/2025," NEA, Kathmandu, Nepal, 2025. [Online]. Available: https://www.nea.org.np Japan International Cooperation Agency (JICA), "Data Collection Survey on Transmission and Distribution System in Nepal," JICA, Tokyo, Japan, Jul. 2019.
BAU | Nepal | NP | Upper Mailung A HEP | PWRHYDNPLXX | Hydropower | Hydro | 6.42 |  | Under Construction | Energy Engineering Pvt. Ltd. | Nepal_Electricity_Infrastructure.xlsx | Nepal Electricity Authority (NEA), "Annual Report FY 2024/2025," NEA, Kathmandu, Nepal, 2025. [Online]. Available: https://www.nea.org.np Japan International Cooperation Agency (JICA), "Data Collection Survey on Transmission and Distribution System in Nepal," JICA, Tokyo, Japan, Jul. 2019.
BAU | Nepal | NP | Tadi Khola HEP | PWRHYDNPLXX | Hydropower | Hydro | 5 |  | Under Construction | Hira Ratna Hydropower P. Ltd. | Nepal_Electricity_Infrastructure.xlsx | Nepal Electricity Authority (NEA), "Annual Report FY 2024/2025," NEA, Kathmandu, Nepal, 2025. [Online]. Available: https://www.nea.org.np Japan International Cooperation Agency (JICA), "Data Collection Survey on Transmission and Distribution System in Nepal," JICA, Tokyo, Japan, Jul. 2019.
BAU | Nepal | NP | Middle Midim HEP | PWRHYDNPLXX | Hydropower | Hydro | 4.8 |  | Under Construction | Madhya Midim Jalbidhyut Company P. Ltd. | Nepal_Electricity_Infrastructure.xlsx | Nepal Electricity Authority (NEA), "Annual Report FY 2024/2025," NEA, Kathmandu, Nepal, 2025. [Online]. Available: https://www.nea.org.np Japan International Cooperation Agency (JICA), "Data Collection Survey on Transmission and Distribution System in Nepal," JICA, Tokyo, Japan, Jul. 2019.
BAU | Nepal | NP | Khorounga Khola HEP | PWRHYDNPLXX | Hydropower | Hydro | 4.8 |  | Under Construction | Reliable Hydropower Co. Pvt. Ltd. | Nepal_Electricity_Infrastructure.xlsx | Nepal Electricity Authority (NEA), "Annual Report FY 2024/2025," NEA, Kathmandu, Nepal, 2025. [Online]. Available: https://www.nea.org.np Japan International Cooperation Agency (JICA), "Data Collection Survey on Transmission and Distribution System in Nepal," JICA, Tokyo, Japan, Jul. 2019.
BAU | Sri Lanka | LK | Sobadhanavi NG Combined Cycle (1st CCY GT) | PWRNGSLKAXX | Natural Gas CC/OC | Natural Gas | 235 | 2025 | Under construction / advanced | CEB / IPP | SriLanka_Electricity_Infrastructure.xlsx | Ceylon Electricity Board (CEB), "Long-Term Generation Expansion Plan 2025–2044," CEB, Colombo, Sri Lanka, 2024. [Online]. Available: https://www.ceb.lk/front_img/img_reports/1748839124LTGEP-2025-2044-FINAL_c.pdf Ceylon Electricity Board (CEB) / Sri Lanka Sustainable Energy Authority (SLSEA), "RE Project Development Plan / GREAT 2025–2030," CEB/SLSEA, Colombo, Sri Lanka, Dec. 2024.
BAU | Sri Lanka | LK | Solar PV (grid-scale, various zones) | PWRSPVLKAXX | Solar PV | Solar | 200 | 2025 | Planned | IPPs | SriLanka_Electricity_Infrastructure.xlsx | Ceylon Electricity Board (CEB), "Long-Term Generation Expansion Plan 2025–2044," CEB, Colombo, Sri Lanka, 2024. [Online]. Available: https://www.ceb.lk/front_img/img_reports/1748839124LTGEP-2025-2044-FINAL_c.pdf Ceylon Electricity Board (CEB) / Sri Lanka Sustainable Energy Authority (SLSEA), "RE Project Development Plan / GREAT 2025–2030," CEB/SLSEA, Colombo, Sri Lanka, Dec. 2024.
BAU | Sri Lanka | LK | Wind (various) | PWRWONLKAXX | Wind Power | Wind | 10 | 2025 | Planned | IPPs | SriLanka_Electricity_Infrastructure.xlsx | Ceylon Electricity Board (CEB), "Long-Term Generation Expansion Plan 2025–2044," CEB, Colombo, Sri Lanka, 2024. [Online]. Available: https://www.ceb.lk/front_img/img_reports/1748839124LTGEP-2025-2044-FINAL_c.pdf Ceylon Electricity Board (CEB) / Sri Lanka Sustainable Energy Authority (SLSEA), "RE Project Development Plan / GREAT 2025–2030," CEB/SLSEA, Colombo, Sri Lanka, Dec. 2024.
BAU | Sri Lanka | LK | Mini Hydro (various) | PWRHYDLKAXX | Hydropower | Mini Hydro | 10 | 2025 | Planned | IPPs | SriLanka_Electricity_Infrastructure.xlsx | Ceylon Electricity Board (CEB), "Long-Term Generation Expansion Plan 2025–2044," CEB, Colombo, Sri Lanka, 2024. [Online]. Available: https://www.ceb.lk/front_img/img_reports/1748839124LTGEP-2025-2044-FINAL_c.pdf Ceylon Electricity Board (CEB) / Sri Lanka Sustainable Energy Authority (SLSEA), "RE Project Development Plan / GREAT 2025–2030," CEB/SLSEA, Colombo, Sri Lanka, Dec. 2024.
BAU | Sri Lanka | LK | Biomass (various) | PWRBIOLKAXX | Biomass Power | Biomass | 10 | 2025 | Planned | IPPs | SriLanka_Electricity_Infrastructure.xlsx | Ceylon Electricity Board (CEB), "Long-Term Generation Expansion Plan 2025–2044," CEB, Colombo, Sri Lanka, 2024. [Online]. Available: https://www.ceb.lk/front_img/img_reports/1748839124LTGEP-2025-2044-FINAL_c.pdf Ceylon Electricity Board (CEB) / Sri Lanka Sustainable Energy Authority (SLSEA), "RE Project Development Plan / GREAT 2025–2030," CEB/SLSEA, Colombo, Sri Lanka, Dec. 2024.
BAU | Sri Lanka | LK | BESS (Kollonawa, 1st utility-scale) | PWRSDSLKAXX |  | Storage (BESS) | 5 | 2025 | Funding secured | CEB | SriLanka_Electricity_Infrastructure.xlsx | Ceylon Electricity Board (CEB), "Long-Term Generation Expansion Plan 2025–2044," CEB, Colombo, Sri Lanka, 2024. [Online]. Available: https://www.ceb.lk/front_img/img_reports/1748839124LTGEP-2025-2044-FINAL_c.pdf Ceylon Electricity Board (CEB) / Sri Lanka Sustainable Energy Authority (SLSEA), "RE Project Development Plan / GREAT 2025–2030," CEB/SLSEA, Colombo, Sri Lanka, Dec. 2024.
BAU | Sri Lanka | LK | Sobadhanavi NG CCY Steam Turbine (1st CCY ST) | PWRNGSLKAXX | Natural Gas CC/OC | Natural Gas | 115 | 2026 | Planned | CEB / IPP | SriLanka_Electricity_Infrastructure.xlsx | Ceylon Electricity Board (CEB), "Long-Term Generation Expansion Plan 2025–2044," CEB, Colombo, Sri Lanka, 2024. [Online]. Available: https://www.ceb.lk/front_img/img_reports/1748839124LTGEP-2025-2044-FINAL_c.pdf Ceylon Electricity Board (CEB) / Sri Lanka Sustainable Energy Authority (SLSEA), "RE Project Development Plan / GREAT 2025–2030," CEB/SLSEA, Colombo, Sri Lanka, Dec. 2024.
BAU | Sri Lanka | LK | 2nd NG CCY GT | PWRNGSLKAXX | Natural Gas CC/OC | Natural Gas | 235 | 2026 | Planned | CEB / IPP | SriLanka_Electricity_Infrastructure.xlsx | Ceylon Electricity Board (CEB), "Long-Term Generation Expansion Plan 2025–2044," CEB, Colombo, Sri Lanka, 2024. [Online]. Available: https://www.ceb.lk/front_img/img_reports/1748839124LTGEP-2025-2044-FINAL_c.pdf Ceylon Electricity Board (CEB) / Sri Lanka Sustainable Energy Authority (SLSEA), "RE Project Development Plan / GREAT 2025–2030," CEB/SLSEA, Colombo, Sri Lanka, Dec. 2024.
BAU | Sri Lanka | LK | Solar PV (grid-scale) | PWRSPVLKAXX | Solar PV | Solar | 370 | 2026 | Planned | IPPs | SriLanka_Electricity_Infrastructure.xlsx | Ceylon Electricity Board (CEB), "Long-Term Generation Expansion Plan 2025–2044," CEB, Colombo, Sri Lanka, 2024. [Online]. Available: https://www.ceb.lk/front_img/img_reports/1748839124LTGEP-2025-2044-FINAL_c.pdf Ceylon Electricity Board (CEB) / Sri Lanka Sustainable Energy Authority (SLSEA), "RE Project Development Plan / GREAT 2025–2030," CEB/SLSEA, Colombo, Sri Lanka, Dec. 2024.
BAU | Sri Lanka | LK | Wind (various) | PWRWONLKAXX | Wind Power | Wind | 90 | 2026 | Planned | IPPs | SriLanka_Electricity_Infrastructure.xlsx | Ceylon Electricity Board (CEB), "Long-Term Generation Expansion Plan 2025–2044," CEB, Colombo, Sri Lanka, 2024. [Online]. Available: https://www.ceb.lk/front_img/img_reports/1748839124LTGEP-2025-2044-FINAL_c.pdf Ceylon Electricity Board (CEB) / Sri Lanka Sustainable Energy Authority (SLSEA), "RE Project Development Plan / GREAT 2025–2030," CEB/SLSEA, Colombo, Sri Lanka, Dec. 2024.
BAU | Sri Lanka | LK | Mini Hydro (various) | PWRHYDLKAXX | Hydropower | Mini Hydro | 10 | 2026 | Planned | IPPs | SriLanka_Electricity_Infrastructure.xlsx | Ceylon Electricity Board (CEB), "Long-Term Generation Expansion Plan 2025–2044," CEB, Colombo, Sri Lanka, 2024. [Online]. Available: https://www.ceb.lk/front_img/img_reports/1748839124LTGEP-2025-2044-FINAL_c.pdf Ceylon Electricity Board (CEB) / Sri Lanka Sustainable Energy Authority (SLSEA), "RE Project Development Plan / GREAT 2025–2030," CEB/SLSEA, Colombo, Sri Lanka, Dec. 2024.
BAU | Sri Lanka | LK | Biomass (various) | PWRBIOLKAXX | Biomass Power | Biomass | 15 | 2026 | Planned | IPPs | SriLanka_Electricity_Infrastructure.xlsx | Ceylon Electricity Board (CEB), "Long-Term Generation Expansion Plan 2025–2044," CEB, Colombo, Sri Lanka, 2024. [Online]. Available: https://www.ceb.lk/front_img/img_reports/1748839124LTGEP-2025-2044-FINAL_c.pdf Ceylon Electricity Board (CEB) / Sri Lanka Sustainable Energy Authority (SLSEA), "RE Project Development Plan / GREAT 2025–2030," CEB/SLSEA, Colombo, Sri Lanka, Dec. 2024.
BAU | Sri Lanka | LK | BESS Kollonawa (100 MW / 100 MWh) | PWRSDSLKAXX |  | Storage (BESS) | 100 | 2026 | Funding secured | CEB | SriLanka_Electricity_Infrastructure.xlsx | Ceylon Electricity Board (CEB), "Long-Term Generation Expansion Plan 2025–2044," CEB, Colombo, Sri Lanka, 2024. [Online]. Available: https://www.ceb.lk/front_img/img_reports/1748839124LTGEP-2025-2044-FINAL_c.pdf Ceylon Electricity Board (CEB) / Sri Lanka Sustainable Energy Authority (SLSEA), "RE Project Development Plan / GREAT 2025–2030," CEB/SLSEA, Colombo, Sri Lanka, Dec. 2024.
BAU | Sri Lanka | LK | Sapugaskanda A extension (life ext.) | PWROILLKAXX | Oil/Diesel Power | Oil | 68 | 2026 | Planned | CEB | SriLanka_Electricity_Infrastructure.xlsx | Ceylon Electricity Board (CEB), "Long-Term Generation Expansion Plan 2025–2044," CEB, Colombo, Sri Lanka, 2024. [Online]. Available: https://www.ceb.lk/front_img/img_reports/1748839124LTGEP-2025-2044-FINAL_c.pdf Ceylon Electricity Board (CEB) / Sri Lanka Sustainable Energy Authority (SLSEA), "RE Project Development Plan / GREAT 2025–2030," CEB/SLSEA, Colombo, Sri Lanka, Dec. 2024.
BAU | Sri Lanka | LK | Sapugaskanda B extension | PWROILLKAXX | Oil/Diesel Power | Oil | 72 | 2026 | Planned | CEB | SriLanka_Electricity_Infrastructure.xlsx | Ceylon Electricity Board (CEB), "Long-Term Generation Expansion Plan 2025–2044," CEB, Colombo, Sri Lanka, 2024. [Online]. Available: https://www.ceb.lk/front_img/img_reports/1748839124LTGEP-2025-2044-FINAL_c.pdf Ceylon Electricity Board (CEB) / Sri Lanka Sustainable Energy Authority (SLSEA), "RE Project Development Plan / GREAT 2025–2030," CEB/SLSEA, Colombo, Sri Lanka, Dec. 2024.
BAU | Sri Lanka | LK | Barge Plant extension | PWROILLKAXX | Oil/Diesel Power | Oil | 62 | 2026 | Planned | CEB | SriLanka_Electricity_Infrastructure.xlsx | Ceylon Electricity Board (CEB), "Long-Term Generation Expansion Plan 2025–2044," CEB, Colombo, Sri Lanka, 2024. [Online]. Available: https://www.ceb.lk/front_img/img_reports/1748839124LTGEP-2025-2044-FINAL_c.pdf Ceylon Electricity Board (CEB) / Sri Lanka Sustainable Energy Authority (SLSEA), "RE Project Development Plan / GREAT 2025–2030," CEB/SLSEA, Colombo, Sri Lanka, Dec. 2024.
BAU | Sri Lanka | LK | Kelanitissa GT-07 RETIREMENT | PWROILLKAXX | Oil/Diesel Power | Oil (RETIREMENT) | -115 | 2026 | Planned | CEB | SriLanka_Electricity_Infrastructure.xlsx | Ceylon Electricity Board (CEB), "Long-Term Generation Expansion Plan 2025–2044," CEB, Colombo, Sri Lanka, 2024. [Online]. Available: https://www.ceb.lk/front_img/img_reports/1748839124LTGEP-2025-2044-FINAL_c.pdf Ceylon Electricity Board (CEB) / Sri Lanka Sustainable Energy Authority (SLSEA), "RE Project Development Plan / GREAT 2025–2030," CEB/SLSEA, Colombo, Sri Lanka, Dec. 2024.
BAU | Sri Lanka | LK | 2nd NG CCY Steam Turbine | PWRNGSLKAXX | Natural Gas CC/OC | Natural Gas | 115 | 2027 | Planned | CEB / IPP | SriLanka_Electricity_Infrastructure.xlsx | Ceylon Electricity Board (CEB), "Long-Term Generation Expansion Plan 2025–2044," CEB, Colombo, Sri Lanka, 2024. [Online]. Available: https://www.ceb.lk/front_img/img_reports/1748839124LTGEP-2025-2044-FINAL_c.pdf Ceylon Electricity Board (CEB) / Sri Lanka Sustainable Energy Authority (SLSEA), "RE Project Development Plan / GREAT 2025–2030," CEB/SLSEA, Colombo, Sri Lanka, Dec. 2024.
BAU | Sri Lanka | LK | Solar PV (grid-scale) | PWRSPVLKAXX | Solar PV | Solar | 400 | 2027 | Planned | IPPs | SriLanka_Electricity_Infrastructure.xlsx | Ceylon Electricity Board (CEB), "Long-Term Generation Expansion Plan 2025–2044," CEB, Colombo, Sri Lanka, 2024. [Online]. Available: https://www.ceb.lk/front_img/img_reports/1748839124LTGEP-2025-2044-FINAL_c.pdf Ceylon Electricity Board (CEB) / Sri Lanka Sustainable Energy Authority (SLSEA), "RE Project Development Plan / GREAT 2025–2030," CEB/SLSEA, Colombo, Sri Lanka, Dec. 2024.
BAU | Sri Lanka | LK | Wind (various) | PWRWONLKAXX | Wind Power | Wind | 260 | 2027 | Planned | IPPs | SriLanka_Electricity_Infrastructure.xlsx | Ceylon Electricity Board (CEB), "Long-Term Generation Expansion Plan 2025–2044," CEB, Colombo, Sri Lanka, 2024. [Online]. Available: https://www.ceb.lk/front_img/img_reports/1748839124LTGEP-2025-2044-FINAL_c.pdf Ceylon Electricity Board (CEB) / Sri Lanka Sustainable Energy Authority (SLSEA), "RE Project Development Plan / GREAT 2025–2030," CEB/SLSEA, Colombo, Sri Lanka, Dec. 2024.
BAU | Sri Lanka | LK | Mini Hydro | PWRHYDLKAXX | Hydropower | Mini Hydro | 10 | 2027 | Planned | IPPs | SriLanka_Electricity_Infrastructure.xlsx | Ceylon Electricity Board (CEB), "Long-Term Generation Expansion Plan 2025–2044," CEB, Colombo, Sri Lanka, 2024. [Online]. Available: https://www.ceb.lk/front_img/img_reports/1748839124LTGEP-2025-2044-FINAL_c.pdf Ceylon Electricity Board (CEB) / Sri Lanka Sustainable Energy Authority (SLSEA), "RE Project Development Plan / GREAT 2025–2030," CEB/SLSEA, Colombo, Sri Lanka, Dec. 2024.
BAU | Sri Lanka | LK | Biomass | PWRBIOLKAXX | Biomass Power | Biomass | 20 | 2027 | Planned | IPPs | SriLanka_Electricity_Infrastructure.xlsx | Ceylon Electricity Board (CEB), "Long-Term Generation Expansion Plan 2025–2044," CEB, Colombo, Sri Lanka, 2024. [Online]. Available: https://www.ceb.lk/front_img/img_reports/1748839124LTGEP-2025-2044-FINAL_c.pdf Ceylon Electricity Board (CEB) / Sri Lanka Sustainable Energy Authority (SLSEA), "RE Project Development Plan / GREAT 2025–2030," CEB/SLSEA, Colombo, Sri Lanka, Dec. 2024.
BAU | Sri Lanka | LK | NG Internal Combustion Engine (200 MW) | PWRNGSLKAXX | Natural Gas CC/OC | Natural Gas | 200 | 2028 | Planned | CEB / IPP | SriLanka_Electricity_Infrastructure.xlsx | Ceylon Electricity Board (CEB), "Long-Term Generation Expansion Plan 2025–2044," CEB, Colombo, Sri Lanka, 2024. [Online]. Available: https://www.ceb.lk/front_img/img_reports/1748839124LTGEP-2025-2044-FINAL_c.pdf Ceylon Electricity Board (CEB) / Sri Lanka Sustainable Energy Authority (SLSEA), "RE Project Development Plan / GREAT 2025–2030," CEB/SLSEA, Colombo, Sri Lanka, Dec. 2024.
BAU | Sri Lanka | LK | Solar PV (grid-scale) | PWRSPVLKAXX | Solar PV | Solar | 450 | 2028 | Planned | IPPs | SriLanka_Electricity_Infrastructure.xlsx | Ceylon Electricity Board (CEB), "Long-Term Generation Expansion Plan 2025–2044," CEB, Colombo, Sri Lanka, 2024. [Online]. Available: https://www.ceb.lk/front_img/img_reports/1748839124LTGEP-2025-2044-FINAL_c.pdf Ceylon Electricity Board (CEB) / Sri Lanka Sustainable Energy Authority (SLSEA), "RE Project Development Plan / GREAT 2025–2030," CEB/SLSEA, Colombo, Sri Lanka, Dec. 2024.
BAU | Sri Lanka | LK | Wind (various) | PWRWONLKAXX | Wind Power | Wind | 200 | 2028 | Planned | IPPs | SriLanka_Electricity_Infrastructure.xlsx | Ceylon Electricity Board (CEB), "Long-Term Generation Expansion Plan 2025–2044," CEB, Colombo, Sri Lanka, 2024. [Online]. Available: https://www.ceb.lk/front_img/img_reports/1748839124LTGEP-2025-2044-FINAL_c.pdf Ceylon Electricity Board (CEB) / Sri Lanka Sustainable Energy Authority (SLSEA), "RE Project Development Plan / GREAT 2025–2030," CEB/SLSEA, Colombo, Sri Lanka, Dec. 2024.
BAU | Sri Lanka | LK | Mini Hydro | PWRHYDLKAXX | Hydropower | Mini Hydro | 20 | 2028 | Planned | IPPs | SriLanka_Electricity_Infrastructure.xlsx | Ceylon Electricity Board (CEB), "Long-Term Generation Expansion Plan 2025–2044," CEB, Colombo, Sri Lanka, 2024. [Online]. Available: https://www.ceb.lk/front_img/img_reports/1748839124LTGEP-2025-2044-FINAL_c.pdf Ceylon Electricity Board (CEB) / Sri Lanka Sustainable Energy Authority (SLSEA), "RE Project Development Plan / GREAT 2025–2030," CEB/SLSEA, Colombo, Sri Lanka, Dec. 2024.
BAU | Sri Lanka | LK | Biomass | PWRBIOLKAXX | Biomass Power | Biomass | 20 | 2028 | Planned | IPPs | SriLanka_Electricity_Infrastructure.xlsx | Ceylon Electricity Board (CEB), "Long-Term Generation Expansion Plan 2025–2044," CEB, Colombo, Sri Lanka, 2024. [Online]. Available: https://www.ceb.lk/front_img/img_reports/1748839124LTGEP-2025-2044-FINAL_c.pdf Ceylon Electricity Board (CEB) / Sri Lanka Sustainable Energy Authority (SLSEA), "RE Project Development Plan / GREAT 2025–2030," CEB/SLSEA, Colombo, Sri Lanka, Dec. 2024.
BAU | Sri Lanka | LK | BESS Southern Region (100 MW / 400 MWh) | PWRSDSLKAXX |  | Storage (BESS) | 100 | 2028 | Financial arrangement needed | CEB | SriLanka_Electricity_Infrastructure.xlsx | Ceylon Electricity Board (CEB), "Long-Term Generation Expansion Plan 2025–2044," CEB, Colombo, Sri Lanka, 2024. [Online]. Available: https://www.ceb.lk/front_img/img_reports/1748839124LTGEP-2025-2044-FINAL_c.pdf Ceylon Electricity Board (CEB) / Sri Lanka Sustainable Energy Authority (SLSEA), "RE Project Development Plan / GREAT 2025–2030," CEB/SLSEA, Colombo, Sri Lanka, Dec. 2024.
BAU | Sri Lanka | LK | Solar PV (grid-scale) | PWRSPVLKAXX | Solar PV | Solar | 450 | 2029 | Planned | IPPs | SriLanka_Electricity_Infrastructure.xlsx | Ceylon Electricity Board (CEB), "Long-Term Generation Expansion Plan 2025–2044," CEB, Colombo, Sri Lanka, 2024. [Online]. Available: https://www.ceb.lk/front_img/img_reports/1748839124LTGEP-2025-2044-FINAL_c.pdf Ceylon Electricity Board (CEB) / Sri Lanka Sustainable Energy Authority (SLSEA), "RE Project Development Plan / GREAT 2025–2030," CEB/SLSEA, Colombo, Sri Lanka, Dec. 2024.
BAU | Sri Lanka | LK | Wind (various) | PWRWONLKAXX | Wind Power | Wind | 150 | 2029 | Planned | IPPs | SriLanka_Electricity_Infrastructure.xlsx | Ceylon Electricity Board (CEB), "Long-Term Generation Expansion Plan 2025–2044," CEB, Colombo, Sri Lanka, 2024. [Online]. Available: https://www.ceb.lk/front_img/img_reports/1748839124LTGEP-2025-2044-FINAL_c.pdf Ceylon Electricity Board (CEB) / Sri Lanka Sustainable Energy Authority (SLSEA), "RE Project Development Plan / GREAT 2025–2030," CEB/SLSEA, Colombo, Sri Lanka, Dec. 2024.
BAU | Sri Lanka | LK | Mini Hydro | PWRHYDLKAXX | Hydropower | Mini Hydro | 20 | 2029 | Planned | IPPs | SriLanka_Electricity_Infrastructure.xlsx | Ceylon Electricity Board (CEB), "Long-Term Generation Expansion Plan 2025–2044," CEB, Colombo, Sri Lanka, 2024. [Online]. Available: https://www.ceb.lk/front_img/img_reports/1748839124LTGEP-2025-2044-FINAL_c.pdf Ceylon Electricity Board (CEB) / Sri Lanka Sustainable Energy Authority (SLSEA), "RE Project Development Plan / GREAT 2025–2030," CEB/SLSEA, Colombo, Sri Lanka, Dec. 2024.
BAU | Sri Lanka | LK | Biomass | PWRBIOLKAXX | Biomass Power | Biomass | 20 | 2029 | Planned | IPPs | SriLanka_Electricity_Infrastructure.xlsx | Ceylon Electricity Board (CEB), "Long-Term Generation Expansion Plan 2025–2044," CEB, Colombo, Sri Lanka, 2024. [Online]. Available: https://www.ceb.lk/front_img/img_reports/1748839124LTGEP-2025-2044-FINAL_c.pdf Ceylon Electricity Board (CEB) / Sri Lanka Sustainable Energy Authority (SLSEA), "RE Project Development Plan / GREAT 2025–2030," CEB/SLSEA, Colombo, Sri Lanka, Dec. 2024.
BAU | Sri Lanka | LK | BESS (100 MW / 400 MWh, 3rd unit) | PWRSDSLKAXX |  | Storage (BESS) | 100 | 2029 | Financial arrangement needed | CEB | SriLanka_Electricity_Infrastructure.xlsx | Ceylon Electricity Board (CEB), "Long-Term Generation Expansion Plan 2025–2044," CEB, Colombo, Sri Lanka, 2024. [Online]. Available: https://www.ceb.lk/front_img/img_reports/1748839124LTGEP-2025-2044-FINAL_c.pdf Ceylon Electricity Board (CEB) / Sri Lanka Sustainable Energy Authority (SLSEA), "RE Project Development Plan / GREAT 2025–2030," CEB/SLSEA, Colombo, Sri Lanka, Dec. 2024.
BAU | Sri Lanka | LK | Kelanitissa New GT (gas turbine) | PWRNGSLKAXX | Natural Gas CC/OC | Natural Gas | 130 | 2030 | Planned | CEB | SriLanka_Electricity_Infrastructure.xlsx | Ceylon Electricity Board (CEB), "Long-Term Generation Expansion Plan 2025–2044," CEB, Colombo, Sri Lanka, 2024. [Online]. Available: https://www.ceb.lk/front_img/img_reports/1748839124LTGEP-2025-2044-FINAL_c.pdf Ceylon Electricity Board (CEB) / Sri Lanka Sustainable Energy Authority (SLSEA), "RE Project Development Plan / GREAT 2025–2030," CEB/SLSEA, Colombo, Sri Lanka, Dec. 2024.
BAU | Sri Lanka | LK | Solar PV (grid-scale) | PWRSPVLKAXX | Solar PV | Solar | 450 | 2030 | Planned | IPPs | SriLanka_Electricity_Infrastructure.xlsx | Ceylon Electricity Board (CEB), "Long-Term Generation Expansion Plan 2025–2044," CEB, Colombo, Sri Lanka, 2024. [Online]. Available: https://www.ceb.lk/front_img/img_reports/1748839124LTGEP-2025-2044-FINAL_c.pdf Ceylon Electricity Board (CEB) / Sri Lanka Sustainable Energy Authority (SLSEA), "RE Project Development Plan / GREAT 2025–2030," CEB/SLSEA, Colombo, Sri Lanka, Dec. 2024.
BAU | Sri Lanka | LK | Wind (various) | PWRWONLKAXX | Wind Power | Wind | 150 | 2030 | Planned | IPPs | SriLanka_Electricity_Infrastructure.xlsx | Ceylon Electricity Board (CEB), "Long-Term Generation Expansion Plan 2025–2044," CEB, Colombo, Sri Lanka, 2024. [Online]. Available: https://www.ceb.lk/front_img/img_reports/1748839124LTGEP-2025-2044-FINAL_c.pdf Ceylon Electricity Board (CEB) / Sri Lanka Sustainable Energy Authority (SLSEA), "RE Project Development Plan / GREAT 2025–2030," CEB/SLSEA, Colombo, Sri Lanka, Dec. 2024.
BAU | Sri Lanka | LK | Mini Hydro | PWRHYDLKAXX | Hydropower | Mini Hydro | 20 | 2030 | Planned | IPPs | SriLanka_Electricity_Infrastructure.xlsx | Ceylon Electricity Board (CEB), "Long-Term Generation Expansion Plan 2025–2044," CEB, Colombo, Sri Lanka, 2024. [Online]. Available: https://www.ceb.lk/front_img/img_reports/1748839124LTGEP-2025-2044-FINAL_c.pdf Ceylon Electricity Board (CEB) / Sri Lanka Sustainable Energy Authority (SLSEA), "RE Project Development Plan / GREAT 2025–2030," CEB/SLSEA, Colombo, Sri Lanka, Dec. 2024.
BAU | Sri Lanka | LK | Biomass | PWRBIOLKAXX | Biomass Power | Biomass | 20 | 2030 | Planned | IPPs | SriLanka_Electricity_Infrastructure.xlsx | Ceylon Electricity Board (CEB), "Long-Term Generation Expansion Plan 2025–2044," CEB, Colombo, Sri Lanka, 2024. [Online]. Available: https://www.ceb.lk/front_img/img_reports/1748839124LTGEP-2025-2044-FINAL_c.pdf Ceylon Electricity Board (CEB) / Sri Lanka Sustainable Energy Authority (SLSEA), "RE Project Development Plan / GREAT 2025–2030," CEB/SLSEA, Colombo, Sri Lanka, Dec. 2024.
BAU | Sri Lanka | LK | BESS Western (50 MW / 50 MWh) | PWRSDSLKAXX |  | Storage (BESS) | 50 | 2030 | Financial arrangement needed | CEB | SriLanka_Electricity_Infrastructure.xlsx | Ceylon Electricity Board (CEB), "Long-Term Generation Expansion Plan 2025–2044," CEB, Colombo, Sri Lanka, 2024. [Online]. Available: https://www.ceb.lk/front_img/img_reports/1748839124LTGEP-2025-2044-FINAL_c.pdf Ceylon Electricity Board (CEB) / Sri Lanka Sustainable Energy Authority (SLSEA), "RE Project Development Plan / GREAT 2025–2030," CEB/SLSEA, Colombo, Sri Lanka, Dec. 2024.
BAU | Sri Lanka | LK | NG Gas Turbine (100 MW) | PWRNGSLKAXX | Natural Gas CC/OC | Natural Gas | 100 | 2031 | Planned | CEB / IPP | SriLanka_Electricity_Infrastructure.xlsx | Ceylon Electricity Board (CEB), "Long-Term Generation Expansion Plan 2025–2044," CEB, Colombo, Sri Lanka, 2024. [Online]. Available: https://www.ceb.lk/front_img/img_reports/1748839124LTGEP-2025-2044-FINAL_c.pdf Ceylon Electricity Board (CEB) / Sri Lanka Sustainable Energy Authority (SLSEA), "RE Project Development Plan / GREAT 2025–2030," CEB/SLSEA, Colombo, Sri Lanka, Dec. 2024.
BAU | Sri Lanka | LK | Solar PV (grid-scale) | PWRSPVLKAXX | Solar PV | Solar | 350 | 2031 | Planned | IPPs | SriLanka_Electricity_Infrastructure.xlsx | Ceylon Electricity Board (CEB), "Long-Term Generation Expansion Plan 2025–2044," CEB, Colombo, Sri Lanka, 2024. [Online]. Available: https://www.ceb.lk/front_img/img_reports/1748839124LTGEP-2025-2044-FINAL_c.pdf Ceylon Electricity Board (CEB) / Sri Lanka Sustainable Energy Authority (SLSEA), "RE Project Development Plan / GREAT 2025–2030," CEB/SLSEA, Colombo, Sri Lanka, Dec. 2024.
BAU | Sri Lanka | LK | Wind (various) | PWRWONLKAXX | Wind Power | Wind | 100 | 2031 | Planned | IPPs | SriLanka_Electricity_Infrastructure.xlsx | Ceylon Electricity Board (CEB), "Long-Term Generation Expansion Plan 2025–2044," CEB, Colombo, Sri Lanka, 2024. [Online]. Available: https://www.ceb.lk/front_img/img_reports/1748839124LTGEP-2025-2044-FINAL_c.pdf Ceylon Electricity Board (CEB) / Sri Lanka Sustainable Energy Authority (SLSEA), "RE Project Development Plan / GREAT 2025–2030," CEB/SLSEA, Colombo, Sri Lanka, Dec. 2024.
BAU | Sri Lanka | LK | Mini Hydro | PWRHYDLKAXX | Hydropower | Mini Hydro | 20 | 2031 | Planned | IPPs | SriLanka_Electricity_Infrastructure.xlsx | Ceylon Electricity Board (CEB), "Long-Term Generation Expansion Plan 2025–2044," CEB, Colombo, Sri Lanka, 2024. [Online]. Available: https://www.ceb.lk/front_img/img_reports/1748839124LTGEP-2025-2044-FINAL_c.pdf Ceylon Electricity Board (CEB) / Sri Lanka Sustainable Energy Authority (SLSEA), "RE Project Development Plan / GREAT 2025–2030," CEB/SLSEA, Colombo, Sri Lanka, Dec. 2024.
BAU | Sri Lanka | LK | Biomass | PWRBIOLKAXX | Biomass Power | Biomass | 20 | 2031 | Planned | IPPs | SriLanka_Electricity_Infrastructure.xlsx | Ceylon Electricity Board (CEB), "Long-Term Generation Expansion Plan 2025–2044," CEB, Colombo, Sri Lanka, 2024. [Online]. Available: https://www.ceb.lk/front_img/img_reports/1748839124LTGEP-2025-2044-FINAL_c.pdf Ceylon Electricity Board (CEB) / Sri Lanka Sustainable Energy Authority (SLSEA), "RE Project Development Plan / GREAT 2025–2030," CEB/SLSEA, Colombo, Sri Lanka, Dec. 2024.
BAU | Sri Lanka | LK | BESS (100 MW / 400 MWh, 5th unit) | PWRSDSLKAXX |  | Storage (BESS) | 100 | 2031 | Financial arrangement needed | CEB | SriLanka_Electricity_Infrastructure.xlsx | Ceylon Electricity Board (CEB), "Long-Term Generation Expansion Plan 2025–2044," CEB, Colombo, Sri Lanka, 2024. [Online]. Available: https://www.ceb.lk/front_img/img_reports/1748839124LTGEP-2025-2044-FINAL_c.pdf Ceylon Electricity Board (CEB) / Sri Lanka Sustainable Energy Authority (SLSEA), "RE Project Development Plan / GREAT 2025–2030," CEB/SLSEA, Colombo, Sri Lanka, Dec. 2024.
BAU | Sri Lanka | LK | Sapugaskanda A RETIREMENT | PWROILLKAXX | Oil/Diesel Power | Oil (RETIREMENT) | -68 | 2031 | Planned | CEB | SriLanka_Electricity_Infrastructure.xlsx | Ceylon Electricity Board (CEB), "Long-Term Generation Expansion Plan 2025–2044," CEB, Colombo, Sri Lanka, 2024. [Online]. Available: https://www.ceb.lk/front_img/img_reports/1748839124LTGEP-2025-2044-FINAL_c.pdf Ceylon Electricity Board (CEB) / Sri Lanka Sustainable Energy Authority (SLSEA), "RE Project Development Plan / GREAT 2025–2030," CEB/SLSEA, Colombo, Sri Lanka, Dec. 2024.
BAU | Sri Lanka | LK | Sapugaskanda B RETIREMENT | PWROILLKAXX | Oil/Diesel Power | Oil (RETIREMENT) | -72 | 2031 | Planned | CEB | SriLanka_Electricity_Infrastructure.xlsx | Ceylon Electricity Board (CEB), "Long-Term Generation Expansion Plan 2025–2044," CEB, Colombo, Sri Lanka, 2024. [Online]. Available: https://www.ceb.lk/front_img/img_reports/1748839124LTGEP-2025-2044-FINAL_c.pdf Ceylon Electricity Board (CEB) / Sri Lanka Sustainable Energy Authority (SLSEA), "RE Project Development Plan / GREAT 2025–2030," CEB/SLSEA, Colombo, Sri Lanka, Dec. 2024.
BAU | Sri Lanka | LK | Barge Plant RETIREMENT | PWROILLKAXX | Oil/Diesel Power | Oil (RETIREMENT) | -62 | 2031 | Planned | CEB | SriLanka_Electricity_Infrastructure.xlsx | Ceylon Electricity Board (CEB), "Long-Term Generation Expansion Plan 2025–2044," CEB, Colombo, Sri Lanka, 2024. [Online]. Available: https://www.ceb.lk/front_img/img_reports/1748839124LTGEP-2025-2044-FINAL_c.pdf Ceylon Electricity Board (CEB) / Sri Lanka Sustainable Energy Authority (SLSEA), "RE Project Development Plan / GREAT 2025–2030," CEB/SLSEA, Colombo, Sri Lanka, Dec. 2024.
BAU | Sri Lanka | LK | Solar PV (grid-scale) | PWRSPVLKAXX | Solar PV | Solar | 350 | 2032 | Planned | IPPs | SriLanka_Electricity_Infrastructure.xlsx | Ceylon Electricity Board (CEB), "Long-Term Generation Expansion Plan 2025–2044," CEB, Colombo, Sri Lanka, 2024. [Online]. Available: https://www.ceb.lk/front_img/img_reports/1748839124LTGEP-2025-2044-FINAL_c.pdf Ceylon Electricity Board (CEB) / Sri Lanka Sustainable Energy Authority (SLSEA), "RE Project Development Plan / GREAT 2025–2030," CEB/SLSEA, Colombo, Sri Lanka, Dec. 2024.
BAU | Sri Lanka | LK | Wind (various) | PWRWONLKAXX | Wind Power | Wind | 100 | 2032 | Planned | IPPs | SriLanka_Electricity_Infrastructure.xlsx | Ceylon Electricity Board (CEB), "Long-Term Generation Expansion Plan 2025–2044," CEB, Colombo, Sri Lanka, 2024. [Online]. Available: https://www.ceb.lk/front_img/img_reports/1748839124LTGEP-2025-2044-FINAL_c.pdf Ceylon Electricity Board (CEB) / Sri Lanka Sustainable Energy Authority (SLSEA), "RE Project Development Plan / GREAT 2025–2030," CEB/SLSEA, Colombo, Sri Lanka, Dec. 2024.
BAU | Sri Lanka | LK | BESS (200 MW / 800 MWh) | PWRSDSLKAXX |  | Storage (BESS) | 200 | 2032 | Financial arrangement needed | CEB | SriLanka_Electricity_Infrastructure.xlsx | Ceylon Electricity Board (CEB), "Long-Term Generation Expansion Plan 2025–2044," CEB, Colombo, Sri Lanka, 2024. [Online]. Available: https://www.ceb.lk/front_img/img_reports/1748839124LTGEP-2025-2044-FINAL_c.pdf Ceylon Electricity Board (CEB) / Sri Lanka Sustainable Energy Authority (SLSEA), "RE Project Development Plan / GREAT 2025–2030," CEB/SLSEA, Colombo, Sri Lanka, Dec. 2024.
BAU | Sri Lanka | LK | KCCP1 (Kelanitissa CCY-1) RETIREMENT | PWROILLKAXX | Oil/Diesel Power | Oil (RETIREMENT) | -165 | 2033 | Planned | CEB | SriLanka_Electricity_Infrastructure.xlsx | Ceylon Electricity Board (CEB), "Long-Term Generation Expansion Plan 2025–2044," CEB, Colombo, Sri Lanka, 2024. [Online]. Available: https://www.ceb.lk/front_img/img_reports/1748839124LTGEP-2025-2044-FINAL_c.pdf Ceylon Electricity Board (CEB) / Sri Lanka Sustainable Energy Authority (SLSEA), "RE Project Development Plan / GREAT 2025–2030," CEB/SLSEA, Colombo, Sri Lanka, Dec. 2024.
BAU | Sri Lanka | LK | KCCP2 (Kelanitissa CCY-2) RETIREMENT | PWROILLKAXX | Oil/Diesel Power | Oil (RETIREMENT) | -163 | 2033 | Planned | CEB | SriLanka_Electricity_Infrastructure.xlsx | Ceylon Electricity Board (CEB), "Long-Term Generation Expansion Plan 2025–2044," CEB, Colombo, Sri Lanka, 2024. [Online]. Available: https://www.ceb.lk/front_img/img_reports/1748839124LTGEP-2025-2044-FINAL_c.pdf Ceylon Electricity Board (CEB) / Sri Lanka Sustainable Energy Authority (SLSEA), "RE Project Development Plan / GREAT 2025–2030," CEB/SLSEA, Colombo, Sri Lanka, Dec. 2024.
BAU | Sri Lanka | LK | Uthuru Janani RETIREMENT | PWROILLKAXX | Oil/Diesel Power | Oil (RETIREMENT) | -26.7 | 2033 | Planned | CEB | SriLanka_Electricity_Infrastructure.xlsx | Ceylon Electricity Board (CEB), "Long-Term Generation Expansion Plan 2025–2044," CEB, Colombo, Sri Lanka, 2024. [Online]. Available: https://www.ceb.lk/front_img/img_reports/1748839124LTGEP-2025-2044-FINAL_c.pdf Ceylon Electricity Board (CEB) / Sri Lanka Sustainable Energy Authority (SLSEA), "RE Project Development Plan / GREAT 2025–2030," CEB/SLSEA, Colombo, Sri Lanka, Dec. 2024.
BAU | Sri Lanka | LK | Maha Oya Pumped Storage Power Plant (PSPP) | PWRHYDLKAXX | Hydropower | Pumped Hydro Storage | 600 | 2034 | NPD approval & EIA submitted | CEB | SriLanka_Electricity_Infrastructure.xlsx | Ceylon Electricity Board (CEB), "Long-Term Generation Expansion Plan 2025–2044," CEB, Colombo, Sri Lanka, 2024. [Online]. Available: https://www.ceb.lk/front_img/img_reports/1748839124LTGEP-2025-2044-FINAL_c.pdf Ceylon Electricity Board (CEB) / Sri Lanka Sustainable Energy Authority (SLSEA), "RE Project Development Plan / GREAT 2025–2030," CEB/SLSEA, Colombo, Sri Lanka, Dec. 2024.
BAU | Sri Lanka | LK | Solar PV (grid-scale) | PWRSPVLKAXX | Solar PV | Solar | 350 | 2034 | Planned | IPPs | SriLanka_Electricity_Infrastructure.xlsx | Ceylon Electricity Board (CEB), "Long-Term Generation Expansion Plan 2025–2044," CEB, Colombo, Sri Lanka, 2024. [Online]. Available: https://www.ceb.lk/front_img/img_reports/1748839124LTGEP-2025-2044-FINAL_c.pdf Ceylon Electricity Board (CEB) / Sri Lanka Sustainable Energy Authority (SLSEA), "RE Project Development Plan / GREAT 2025–2030," CEB/SLSEA, Colombo, Sri Lanka, Dec. 2024.
BAU | Sri Lanka | LK | Wind (various) | PWRWONLKAXX | Wind Power | Wind | 100 | 2034 | Planned | IPPs | SriLanka_Electricity_Infrastructure.xlsx | Ceylon Electricity Board (CEB), "Long-Term Generation Expansion Plan 2025–2044," CEB, Colombo, Sri Lanka, 2024. [Online]. Available: https://www.ceb.lk/front_img/img_reports/1748839124LTGEP-2025-2044-FINAL_c.pdf Ceylon Electricity Board (CEB) / Sri Lanka Sustainable Energy Authority (SLSEA), "RE Project Development Plan / GREAT 2025–2030," CEB/SLSEA, Colombo, Sri Lanka, Dec. 2024.
BAU | Sri Lanka | LK | NG/H2 Gas Turbine (300 MW) | PWRNGSLKAXX | Natural Gas CC/OC | Natural Gas / Hydrogen | 300 | 2035 | Planned | CEB / IPP | SriLanka_Electricity_Infrastructure.xlsx | Ceylon Electricity Board (CEB), "Long-Term Generation Expansion Plan 2025–2044," CEB, Colombo, Sri Lanka, 2024. [Online]. Available: https://www.ceb.lk/front_img/img_reports/1748839124LTGEP-2025-2044-FINAL_c.pdf Ceylon Electricity Board (CEB) / Sri Lanka Sustainable Energy Authority (SLSEA), "RE Project Development Plan / GREAT 2025–2030," CEB/SLSEA, Colombo, Sri Lanka, Dec. 2024.
BAU | Sri Lanka | LK | Solar PV (grid-scale) | PWRSPVLKAXX | Solar PV | Solar | 350 | 2035 | Planned | IPPs | SriLanka_Electricity_Infrastructure.xlsx | Ceylon Electricity Board (CEB), "Long-Term Generation Expansion Plan 2025–2044," CEB, Colombo, Sri Lanka, 2024. [Online]. Available: https://www.ceb.lk/front_img/img_reports/1748839124LTGEP-2025-2044-FINAL_c.pdf Ceylon Electricity Board (CEB) / Sri Lanka Sustainable Energy Authority (SLSEA), "RE Project Development Plan / GREAT 2025–2030," CEB/SLSEA, Colombo, Sri Lanka, Dec. 2024.
BAU | Sri Lanka | LK | Wind (various) | PWRWONLKAXX | Wind Power | Wind | 100 | 2035 | Planned | IPPs | SriLanka_Electricity_Infrastructure.xlsx | Ceylon Electricity Board (CEB), "Long-Term Generation Expansion Plan 2025–2044," CEB, Colombo, Sri Lanka, 2024. [Online]. Available: https://www.ceb.lk/front_img/img_reports/1748839124LTGEP-2025-2044-FINAL_c.pdf Ceylon Electricity Board (CEB) / Sri Lanka Sustainable Energy Authority (SLSEA), "RE Project Development Plan / GREAT 2025–2030," CEB/SLSEA, Colombo, Sri Lanka, Dec. 2024.
BAU | Sri Lanka | LK | Westcoast CCY RETIREMENT | PWRNGSLKAXX | Natural Gas CC/OC | Oil/Gas (RETIREMENT) | -300 | 2035 | Planned | CEB / IPP | SriLanka_Electricity_Infrastructure.xlsx | Ceylon Electricity Board (CEB), "Long-Term Generation Expansion Plan 2025–2044," CEB, Colombo, Sri Lanka, 2024. [Online]. Available: https://www.ceb.lk/front_img/img_reports/1748839124LTGEP-2025-2044-FINAL_c.pdf Ceylon Electricity Board (CEB) / Sri Lanka Sustainable Energy Authority (SLSEA), "RE Project Development Plan / GREAT 2025–2030," CEB/SLSEA, Colombo, Sri Lanka, Dec. 2024.
BAU | Sri Lanka | LK | NG/H2 GT additions (2036) | PWRNGSLKAXX | Natural Gas CC/OC | Natural Gas / Hydrogen | 200 | 2036 | Planned | CEB / IPP | SriLanka_Electricity_Infrastructure.xlsx | Ceylon Electricity Board (CEB), "Long-Term Generation Expansion Plan 2025–2044," CEB, Colombo, Sri Lanka, 2024. [Online]. Available: https://www.ceb.lk/front_img/img_reports/1748839124LTGEP-2025-2044-FINAL_c.pdf Ceylon Electricity Board (CEB) / Sri Lanka Sustainable Energy Authority (SLSEA), "RE Project Development Plan / GREAT 2025–2030," CEB/SLSEA, Colombo, Sri Lanka, Dec. 2024.
BAU | Sri Lanka | LK | NG/H2 GT (2037) | PWRNGSLKAXX | Natural Gas CC/OC | Natural Gas / Hydrogen | 200 | 2037 | Planned | CEB / IPP | SriLanka_Electricity_Infrastructure.xlsx | Ceylon Electricity Board (CEB), "Long-Term Generation Expansion Plan 2025–2044," CEB, Colombo, Sri Lanka, 2024. [Online]. Available: https://www.ceb.lk/front_img/img_reports/1748839124LTGEP-2025-2044-FINAL_c.pdf Ceylon Electricity Board (CEB) / Sri Lanka Sustainable Energy Authority (SLSEA), "RE Project Development Plan / GREAT 2025–2030," CEB/SLSEA, Colombo, Sri Lanka, Dec. 2024.
BAU | Sri Lanka | LK | Solar PV 2036–2037 | PWRSPVLKAXX | Solar PV | Solar | 350 | 2036 | Planned | IPPs | SriLanka_Electricity_Infrastructure.xlsx | Ceylon Electricity Board (CEB), "Long-Term Generation Expansion Plan 2025–2044," CEB, Colombo, Sri Lanka, 2024. [Online]. Available: https://www.ceb.lk/front_img/img_reports/1748839124LTGEP-2025-2044-FINAL_c.pdf Ceylon Electricity Board (CEB) / Sri Lanka Sustainable Energy Authority (SLSEA), "RE Project Development Plan / GREAT 2025–2030," CEB/SLSEA, Colombo, Sri Lanka, Dec. 2024.
BAU | Sri Lanka | LK | NG/H2 IC Engine (200 MW, 2038) | PWRNGSLKAXX | Natural Gas CC/OC | Natural Gas / Hydrogen | 200 | 2038 | Planned | CEB / IPP | SriLanka_Electricity_Infrastructure.xlsx | Ceylon Electricity Board (CEB), "Long-Term Generation Expansion Plan 2025–2044," CEB, Colombo, Sri Lanka, 2024. [Online]. Available: https://www.ceb.lk/front_img/img_reports/1748839124LTGEP-2025-2044-FINAL_c.pdf Ceylon Electricity Board (CEB) / Sri Lanka Sustainable Energy Authority (SLSEA), "RE Project Development Plan / GREAT 2025–2030," CEB/SLSEA, Colombo, Sri Lanka, Dec. 2024.
BAU | Sri Lanka | LK | Solar PV 2038 | PWRSPVLKAXX | Solar PV | Solar | 400 | 2038 | Planned | IPPs | SriLanka_Electricity_Infrastructure.xlsx | Ceylon Electricity Board (CEB), "Long-Term Generation Expansion Plan 2025–2044," CEB, Colombo, Sri Lanka, 2024. [Online]. Available: https://www.ceb.lk/front_img/img_reports/1748839124LTGEP-2025-2044-FINAL_c.pdf Ceylon Electricity Board (CEB) / Sri Lanka Sustainable Energy Authority (SLSEA), "RE Project Development Plan / GREAT 2025–2030," CEB/SLSEA, Colombo, Sri Lanka, Dec. 2024.
BAU | Sri Lanka | LK | Wind 2038 | PWRWONLKAXX | Wind Power | Wind | 100 | 2038 | Planned | IPPs | SriLanka_Electricity_Infrastructure.xlsx | Ceylon Electricity Board (CEB), "Long-Term Generation Expansion Plan 2025–2044," CEB, Colombo, Sri Lanka, 2024. [Online]. Available: https://www.ceb.lk/front_img/img_reports/1748839124LTGEP-2025-2044-FINAL_c.pdf Ceylon Electricity Board (CEB) / Sri Lanka Sustainable Energy Authority (SLSEA), "RE Project Development Plan / GREAT 2025–2030," CEB/SLSEA, Colombo, Sri Lanka, Dec. 2024.
BAU | Sri Lanka | LK | India–Sri Lanka HVDC Interconnection (500 MW) | TRNINDSOLKAXX |  | Import (India) | 500 | 2039 | Under study | CEB / India (Govt-to-Govt) | SriLanka_Electricity_Infrastructure.xlsx | Ceylon Electricity Board (CEB), "Long-Term Generation Expansion Plan 2025–2044," CEB, Colombo, Sri Lanka, 2024. [Online]. Available: https://www.ceb.lk/front_img/img_reports/1748839124LTGEP-2025-2044-FINAL_c.pdf Ceylon Electricity Board (CEB) / Sri Lanka Sustainable Energy Authority (SLSEA), "RE Project Development Plan / GREAT 2025–2030," CEB/SLSEA, Colombo, Sri Lanka, Dec. 2024.
BAU | Sri Lanka | LK | NG/H2 GT (200 MW, 2039) | PWRNGSLKAXX | Natural Gas CC/OC | Natural Gas / Hydrogen | 200 | 2039 | Planned | CEB / IPP | SriLanka_Electricity_Infrastructure.xlsx | Ceylon Electricity Board (CEB), "Long-Term Generation Expansion Plan 2025–2044," CEB, Colombo, Sri Lanka, 2024. [Online]. Available: https://www.ceb.lk/front_img/img_reports/1748839124LTGEP-2025-2044-FINAL_c.pdf Ceylon Electricity Board (CEB) / Sri Lanka Sustainable Energy Authority (SLSEA), "RE Project Development Plan / GREAT 2025–2030," CEB/SLSEA, Colombo, Sri Lanka, Dec. 2024.
BAU | Sri Lanka | LK | Solar PV 2039–2043 | PWRSPVLKAXX | Solar PV | Solar | 400 | 2039 | Planned | IPPs | SriLanka_Electricity_Infrastructure.xlsx | Ceylon Electricity Board (CEB), "Long-Term Generation Expansion Plan 2025–2044," CEB, Colombo, Sri Lanka, 2024. [Online]. Available: https://www.ceb.lk/front_img/img_reports/1748839124LTGEP-2025-2044-FINAL_c.pdf Ceylon Electricity Board (CEB) / Sri Lanka Sustainable Energy Authority (SLSEA), "RE Project Development Plan / GREAT 2025–2030," CEB/SLSEA, Colombo, Sri Lanka, Dec. 2024.
BAU | Sri Lanka | LK | Wind 2039–2042 | PWRWONLKAXX | Wind Power | Wind | 100 | 2039 | Planned | IPPs | SriLanka_Electricity_Infrastructure.xlsx | Ceylon Electricity Board (CEB), "Long-Term Generation Expansion Plan 2025–2044," CEB, Colombo, Sri Lanka, 2024. [Online]. Available: https://www.ceb.lk/front_img/img_reports/1748839124LTGEP-2025-2044-FINAL_c.pdf Ceylon Electricity Board (CEB) / Sri Lanka Sustainable Energy Authority (SLSEA), "RE Project Development Plan / GREAT 2025–2030," CEB/SLSEA, Colombo, Sri Lanka, Dec. 2024.
BAU | Sri Lanka | LK | NG/H2 GT additions 2040–2043 | PWRNGSLKAXX | Natural Gas CC/OC | Natural Gas / Hydrogen | 200 | 2040 | Planned | CEB / IPP | SriLanka_Electricity_Infrastructure.xlsx | Ceylon Electricity Board (CEB), "Long-Term Generation Expansion Plan 2025–2044," CEB, Colombo, Sri Lanka, 2024. [Online]. Available: https://www.ceb.lk/front_img/img_reports/1748839124LTGEP-2025-2044-FINAL_c.pdf Ceylon Electricity Board (CEB) / Sri Lanka Sustainable Energy Authority (SLSEA), "RE Project Development Plan / GREAT 2025–2030," CEB/SLSEA, Colombo, Sri Lanka, Dec. 2024.
BAU | Sri Lanka | LK | Offshore Wind (500 MW) | PWRWONLKAXX | Wind Power | Wind (Offshore) | 500 | 2043 | Planned | IPP / CEB | SriLanka_Electricity_Infrastructure.xlsx | Ceylon Electricity Board (CEB), "Long-Term Generation Expansion Plan 2025–2044," CEB, Colombo, Sri Lanka, 2024. [Online]. Available: https://www.ceb.lk/front_img/img_reports/1748839124LTGEP-2025-2044-FINAL_c.pdf Ceylon Electricity Board (CEB) / Sri Lanka Sustainable Energy Authority (SLSEA), "RE Project Development Plan / GREAT 2025–2030," CEB/SLSEA, Colombo, Sri Lanka, Dec. 2024.
BAU | Sri Lanka | LK | Nuclear Power Plant (600 MW) | PWRURNLKAXX | Nuclear Power Plant | Nuclear | 600 | 2044 | Long-term plan | CEB / State | SriLanka_Electricity_Infrastructure.xlsx | Ceylon Electricity Board (CEB), "Long-Term Generation Expansion Plan 2025–2044," CEB, Colombo, Sri Lanka, 2024. [Online]. Available: https://www.ceb.lk/front_img/img_reports/1748839124LTGEP-2025-2044-FINAL_c.pdf Ceylon Electricity Board (CEB) / Sri Lanka Sustainable Energy Authority (SLSEA), "RE Project Development Plan / GREAT 2025–2030," CEB/SLSEA, Colombo, Sri Lanka, Dec. 2024.
BAU | Sri Lanka | LK | NG/H2 GT (200 MW, 2044) | PWRNGSLKAXX | Natural Gas CC/OC | Natural Gas / Hydrogen | 200 | 2044 | Planned | CEB / IPP | SriLanka_Electricity_Infrastructure.xlsx | Ceylon Electricity Board (CEB), "Long-Term Generation Expansion Plan 2025–2044," CEB, Colombo, Sri Lanka, 2024. [Online]. Available: https://www.ceb.lk/front_img/img_reports/1748839124LTGEP-2025-2044-FINAL_c.pdf Ceylon Electricity Board (CEB) / Sri Lanka Sustainable Energy Authority (SLSEA), "RE Project Development Plan / GREAT 2025–2030," CEB/SLSEA, Colombo, Sri Lanka, Dec. 2024.
BAU | Sri Lanka | LK | Solar PV 2044 | PWRSPVLKAXX | Solar PV | Solar | 450 | 2044 | Planned | IPPs | SriLanka_Electricity_Infrastructure.xlsx | Ceylon Electricity Board (CEB), "Long-Term Generation Expansion Plan 2025–2044," CEB, Colombo, Sri Lanka, 2024. [Online]. Available: https://www.ceb.lk/front_img/img_reports/1748839124LTGEP-2025-2044-FINAL_c.pdf Ceylon Electricity Board (CEB) / Sri Lanka Sustainable Energy Authority (SLSEA), "RE Project Development Plan / GREAT 2025–2030," CEB/SLSEA, Colombo, Sri Lanka, Dec. 2024.
BAU | Sri Lanka | LK | BESS (50 MW / 200 MWh, 2044) | PWRSDSLKAXX |  | Storage (BESS) | 50 | 2044 | Planned | CEB | SriLanka_Electricity_Infrastructure.xlsx | Ceylon Electricity Board (CEB), "Long-Term Generation Expansion Plan 2025–2044," CEB, Colombo, Sri Lanka, 2024. [Online]. Available: https://www.ceb.lk/front_img/img_reports/1748839124LTGEP-2025-2044-FINAL_c.pdf Ceylon Electricity Board (CEB) / Sri Lanka Sustainable Energy Authority (SLSEA), "RE Project Development Plan / GREAT 2025–2030," CEB/SLSEA, Colombo, Sri Lanka, Dec. 2024.
BAU | Sri Lanka | LK | Lakvijaya Units 2 & 3 RETIREMENT | PWRCOALKAXX | Coal Power Plant | Coal (RETIREMENT) | -600 | 2044 | Planned | CEB | SriLanka_Electricity_Infrastructure.xlsx | Ceylon Electricity Board (CEB), "Long-Term Generation Expansion Plan 2025–2044," CEB, Colombo, Sri Lanka, 2024. [Online]. Available: https://www.ceb.lk/front_img/img_reports/1748839124LTGEP-2025-2044-FINAL_c.pdf Ceylon Electricity Board (CEB) / Sri Lanka Sustainable Energy Authority (SLSEA), "RE Project Development Plan / GREAT 2025–2030," CEB/SLSEA, Colombo, Sri Lanka, Dec. 2024.
BAU | Sri Lanka | LK | Siyambalanduwa Solar (100 MW) | PWRSPVLKAXX | Solar PV | Solar | 100 | 2026 | Planned / tender | IPP | SriLanka_Electricity_Infrastructure.xlsx | Ceylon Electricity Board (CEB), "Long-Term Generation Expansion Plan 2025–2044," CEB, Colombo, Sri Lanka, 2024. [Online]. Available: https://www.ceb.lk/front_img/img_reports/1748839124LTGEP-2025-2044-FINAL_c.pdf Ceylon Electricity Board (CEB) / Sri Lanka Sustainable Energy Authority (SLSEA), "RE Project Development Plan / GREAT 2025–2030," CEB/SLSEA, Colombo, Sri Lanka, Dec. 2024.
BAU | Sri Lanka | LK | Ridiyagama Solar (100 MW, floating/ground) | PWRSPVLKAXX | Solar PV | Solar (floating/ground) | 100 | 2029 | Planned | IPP | SriLanka_Electricity_Infrastructure.xlsx | Ceylon Electricity Board (CEB), "Long-Term Generation Expansion Plan 2025–2044," CEB, Colombo, Sri Lanka, 2024. [Online]. Available: https://www.ceb.lk/front_img/img_reports/1748839124LTGEP-2025-2044-FINAL_c.pdf Ceylon Electricity Board (CEB) / Sri Lanka Sustainable Energy Authority (SLSEA), "RE Project Development Plan / GREAT 2025–2030," CEB/SLSEA, Colombo, Sri Lanka, Dec. 2024.
BAU | Sri Lanka | LK | Valaichenai Solar (100 MW) | PWRSPVLKAXX | Solar PV | Solar | 100 | 2027 | Planned | IPP | SriLanka_Electricity_Infrastructure.xlsx | Ceylon Electricity Board (CEB), "Long-Term Generation Expansion Plan 2025–2044," CEB, Colombo, Sri Lanka, 2024. [Online]. Available: https://www.ceb.lk/front_img/img_reports/1748839124LTGEP-2025-2044-FINAL_c.pdf Ceylon Electricity Board (CEB) / Sri Lanka Sustainable Energy Authority (SLSEA), "RE Project Development Plan / GREAT 2025–2030," CEB/SLSEA, Colombo, Sri Lanka, Dec. 2024.
BAU | Sri Lanka | LK | Sampur Phase I (50 MW) | PWRSPVLKAXX | Solar PV | Solar | 50 | 2028 | Planned | IPP | SriLanka_Electricity_Infrastructure.xlsx | Ceylon Electricity Board (CEB), "Long-Term Generation Expansion Plan 2025–2044," CEB, Colombo, Sri Lanka, 2024. [Online]. Available: https://www.ceb.lk/front_img/img_reports/1748839124LTGEP-2025-2044-FINAL_c.pdf Ceylon Electricity Board (CEB) / Sri Lanka Sustainable Energy Authority (SLSEA), "RE Project Development Plan / GREAT 2025–2030," CEB/SLSEA, Colombo, Sri Lanka, Dec. 2024.
BAU | Sri Lanka | LK | Sampur Phase II (70 MW) | PWRSPVLKAXX | Solar PV | Solar | 70 | 2029 | Planned | IPP | SriLanka_Electricity_Infrastructure.xlsx | Ceylon Electricity Board (CEB), "Long-Term Generation Expansion Plan 2025–2044," CEB, Colombo, Sri Lanka, 2024. [Online]. Available: https://www.ceb.lk/front_img/img_reports/1748839124LTGEP-2025-2044-FINAL_c.pdf Ceylon Electricity Board (CEB) / Sri Lanka Sustainable Energy Authority (SLSEA), "RE Project Development Plan / GREAT 2025–2030," CEB/SLSEA, Colombo, Sri Lanka, Dec. 2024.
BAU | Sri Lanka | LK | Trincomalee Solar I (100 MW) | PWRSPVLKAXX | Solar PV | Solar | 100 | 2029 | Planned | IPP | SriLanka_Electricity_Infrastructure.xlsx | Ceylon Electricity Board (CEB), "Long-Term Generation Expansion Plan 2025–2044," CEB, Colombo, Sri Lanka, 2024. [Online]. Available: https://www.ceb.lk/front_img/img_reports/1748839124LTGEP-2025-2044-FINAL_c.pdf Ceylon Electricity Board (CEB) / Sri Lanka Sustainable Energy Authority (SLSEA), "RE Project Development Plan / GREAT 2025–2030," CEB/SLSEA, Colombo, Sri Lanka, Dec. 2024.
BAU | Sri Lanka | LK | Trincomalee Solar II (100 MW) | PWRSPVLKAXX | Solar PV | Solar | 100 | 2029 | Planned | IPP | SriLanka_Electricity_Infrastructure.xlsx | Ceylon Electricity Board (CEB), "Long-Term Generation Expansion Plan 2025–2044," CEB, Colombo, Sri Lanka, 2024. [Online]. Available: https://www.ceb.lk/front_img/img_reports/1748839124LTGEP-2025-2044-FINAL_c.pdf Ceylon Electricity Board (CEB) / Sri Lanka Sustainable Energy Authority (SLSEA), "RE Project Development Plan / GREAT 2025–2030," CEB/SLSEA, Colombo, Sri Lanka, Dec. 2024.
BAU | Sri Lanka | LK | Kilinochchi Solar I (50 MW) | PWRSPVLKAXX | Solar PV | Solar | 50 | 2029 | Planned | IPP | SriLanka_Electricity_Infrastructure.xlsx | Ceylon Electricity Board (CEB), "Long-Term Generation Expansion Plan 2025–2044," CEB, Colombo, Sri Lanka, 2024. [Online]. Available: https://www.ceb.lk/front_img/img_reports/1748839124LTGEP-2025-2044-FINAL_c.pdf Ceylon Electricity Board (CEB) / Sri Lanka Sustainable Energy Authority (SLSEA), "RE Project Development Plan / GREAT 2025–2030," CEB/SLSEA, Colombo, Sri Lanka, Dec. 2024.
BAU | Sri Lanka | LK | Kilinochchi Solar II (100 MW) | PWRSPVLKAXX | Solar PV | Solar | 100 | 2031 | Planned | IPP | SriLanka_Electricity_Infrastructure.xlsx | Ceylon Electricity Board (CEB), "Long-Term Generation Expansion Plan 2025–2044," CEB, Colombo, Sri Lanka, 2024. [Online]. Available: https://www.ceb.lk/front_img/img_reports/1748839124LTGEP-2025-2044-FINAL_c.pdf Ceylon Electricity Board (CEB) / Sri Lanka Sustainable Energy Authority (SLSEA), "RE Project Development Plan / GREAT 2025–2030," CEB/SLSEA, Colombo, Sri Lanka, Dec. 2024.
BAU | Sri Lanka | LK | Mannar Extension Wind (50 MW) | PWRWONLKAXX | Wind Power | Wind | 50 | 2026 | Cabinet approval stage | IPP | SriLanka_Electricity_Infrastructure.xlsx | Ceylon Electricity Board (CEB), "Long-Term Generation Expansion Plan 2025–2044," CEB, Colombo, Sri Lanka, 2024. [Online]. Available: https://www.ceb.lk/front_img/img_reports/1748839124LTGEP-2025-2044-FINAL_c.pdf Ceylon Electricity Board (CEB) / Sri Lanka Sustainable Energy Authority (SLSEA), "RE Project Development Plan / GREAT 2025–2030," CEB/SLSEA, Colombo, Sri Lanka, Dec. 2024.
BAU | Sri Lanka | LK | Mannar Phase II Wind (250 MW) | PWRWONLKAXX | Wind Power | Wind | 250 | 2027 | Planned | IPP | SriLanka_Electricity_Infrastructure.xlsx | Ceylon Electricity Board (CEB), "Long-Term Generation Expansion Plan 2025–2044," CEB, Colombo, Sri Lanka, 2024. [Online]. Available: https://www.ceb.lk/front_img/img_reports/1748839124LTGEP-2025-2044-FINAL_c.pdf Ceylon Electricity Board (CEB) / Sri Lanka Sustainable Energy Authority (SLSEA), "RE Project Development Plan / GREAT 2025–2030," CEB/SLSEA, Colombo, Sri Lanka, Dec. 2024.
BAU | Sri Lanka | LK | Mullikulam Wind (100 MW) | PWRWONLKAXX | Wind Power | Wind | 100 | 2027 | Planned | IPP | SriLanka_Electricity_Infrastructure.xlsx | Ceylon Electricity Board (CEB), "Long-Term Generation Expansion Plan 2025–2044," CEB, Colombo, Sri Lanka, 2024. [Online]. Available: https://www.ceb.lk/front_img/img_reports/1748839124LTGEP-2025-2044-FINAL_c.pdf Ceylon Electricity Board (CEB) / Sri Lanka Sustainable Energy Authority (SLSEA), "RE Project Development Plan / GREAT 2025–2030," CEB/SLSEA, Colombo, Sri Lanka, Dec. 2024.
BAU | Sri Lanka | LK | Kalpitiya Wind (120 MW) | PWRWONLKAXX | Wind Power | Wind | 120 | 2027 | Various stages | IPP | SriLanka_Electricity_Infrastructure.xlsx | Ceylon Electricity Board (CEB), "Long-Term Generation Expansion Plan 2025–2044," CEB, Colombo, Sri Lanka, 2024. [Online]. Available: https://www.ceb.lk/front_img/img_reports/1748839124LTGEP-2025-2044-FINAL_c.pdf Ceylon Electricity Board (CEB) / Sri Lanka Sustainable Energy Authority (SLSEA), "RE Project Development Plan / GREAT 2025–2030," CEB/SLSEA, Colombo, Sri Lanka, Dec. 2024.
BAU | Sri Lanka | LK | Pooneryn Wind (234 MW) | PWRWONLKAXX | Wind Power | Wind | 234 | 2030 | Planned | IPP | SriLanka_Electricity_Infrastructure.xlsx | Ceylon Electricity Board (CEB), "Long-Term Generation Expansion Plan 2025–2044," CEB, Colombo, Sri Lanka, 2024. [Online]. Available: https://www.ceb.lk/front_img/img_reports/1748839124LTGEP-2025-2044-FINAL_c.pdf Ceylon Electricity Board (CEB) / Sri Lanka Sustainable Energy Authority (SLSEA), "RE Project Development Plan / GREAT 2025–2030," CEB/SLSEA, Colombo, Sri Lanka, Dec. 2024.
BAU | Sri Lanka | LK | Veravil Wind (200 MW) | PWRWONLKAXX | Wind Power | Wind | 200 | 2031 | Planned | IPP | SriLanka_Electricity_Infrastructure.xlsx | Ceylon Electricity Board (CEB), "Long-Term Generation Expansion Plan 2025–2044," CEB, Colombo, Sri Lanka, 2024. [Online]. Available: https://www.ceb.lk/front_img/img_reports/1748839124LTGEP-2025-2044-FINAL_c.pdf Ceylon Electricity Board (CEB) / Sri Lanka Sustainable Energy Authority (SLSEA), "RE Project Development Plan / GREAT 2025–2030," CEB/SLSEA, Colombo, Sri Lanka, Dec. 2024.
BAU | Sri Lanka | LK | Karachchi Wind (120 MW) | PWRWONLKAXX | Wind Power | Wind | 120 | 2032 | Planned | IPP | SriLanka_Electricity_Infrastructure.xlsx | Ceylon Electricity Board (CEB), "Long-Term Generation Expansion Plan 2025–2044," CEB, Colombo, Sri Lanka, 2024. [Online]. Available: https://www.ceb.lk/front_img/img_reports/1748839124LTGEP-2025-2044-FINAL_c.pdf Ceylon Electricity Board (CEB) / Sri Lanka Sustainable Energy Authority (SLSEA), "RE Project Development Plan / GREAT 2025–2030," CEB/SLSEA, Colombo, Sri Lanka, Dec. 2024.
BAU | Maldives | MV | POISED — Remaining Solar PV + BESS (126 outer islands) | PWRSPVMDVXX | Solar PV | Solar PV + BESS | 28 | 2025 | Under construction / Near completion | ADB (Asian Development Bank) — Government of Maldives | Maldives_Energy_Infrastructure.xlsx | Government of Maldives, "Maldives Energy Roadmap 2024–2033," Ministry of Climate Change, Environment and Energy (MCCEE), Malé, Maldives, Nov. 2024. [Online]. Available: https://www.environment.gov.mv/v2/wp-content/files/publications/20241107-pub-energy-roadmap-maldives-2024-2033-.pdf
BAU | Maldives | MV | ASPIRE — Existing PPA installations | PWRSPVMDVXX | Solar PV | Solar PV | 7.1 | 2024 | Operational | World Bank — ASPIRE project | Maldives_Energy_Infrastructure.xlsx | Government of Maldives, "Maldives Energy Roadmap 2024–2033," Ministry of Climate Change, Environment and Energy (MCCEE), Malé, Maldives, Nov. 2024. [Online]. Available: https://www.environment.gov.mv/v2/wp-content/files/publications/20241107-pub-energy-roadmap-maldives-2024-2033-.pdf
BAU | Maldives | MV | ARISE — Solar PV + BESS (hybridization + floating Addu) | PWRSPVMDVXX | Solar PV | Solar PV + BESS | 36 | 2026 | Planned / Under development | World Bank — ARISE project | Maldives_Energy_Infrastructure.xlsx | Government of Maldives, "Maldives Energy Roadmap 2024–2033," Ministry of Climate Change, Environment and Energy (MCCEE), Malé, Maldives, Nov. 2024. [Online]. Available: https://www.environment.gov.mv/v2/wp-content/files/publications/20241107-pub-energy-roadmap-maldives-2024-2033-.pdf
BAU | Maldives | MV | ASSURE — BESS + EMS + Solar IPPs (20 outer islands) | PWRSPVMDVXX | Solar PV | Solar PV + BESS | 20 | 2028 | Under development | ADB — ASSURE project | Maldives_Energy_Infrastructure.xlsx | Government of Maldives, "Maldives Energy Roadmap 2024–2033," Ministry of Climate Change, Environment and Energy (MCCEE), Malé, Maldives, Nov. 2024. [Online]. Available: https://www.environment.gov.mv/v2/wp-content/files/publications/20241107-pub-energy-roadmap-maldives-2024-2033-.pdf
BAU | Maldives | MV | Rooftop PV — Greater Male' Households (net-metering) | PWRSPVMDVXX | Solar PV | Solar PV | 9 | 2028 | Ongoing rollout | Private / ASSURE-supported | Maldives_Energy_Infrastructure.xlsx | Government of Maldives, "Maldives Energy Roadmap 2024–2033," Ministry of Climate Change, Environment and Energy (MCCEE), Malé, Maldives, Nov. 2024. [Online]. Available: https://www.environment.gov.mv/v2/wp-content/files/publications/20241107-pub-energy-roadmap-maldives-2024-2033-.pdf
BAU | Maldives | MV | Rooftop PV — Addu City and Other Islands (net-metering) | PWRSPVMDVXX | Solar PV | Solar PV | 8 | 2028 | Planned | Private (government-supported) | Maldives_Energy_Infrastructure.xlsx | Government of Maldives, "Maldives Energy Roadmap 2024–2033," Ministry of Climate Change, Environment and Energy (MCCEE), Malé, Maldives, Nov. 2024. [Online]. Available: https://www.environment.gov.mv/v2/wp-content/files/publications/20241107-pub-energy-roadmap-maldives-2024-2033-.pdf
BAU | Maldives | MV | WTE Plant — K. Thilafushi | PWRWASMDVXX | Waste-to-Energy | Waste-to-Energy | 12 | 2024 | Planned (target operational end 2024) | Government of Maldives / Private PPA | Maldives_Energy_Infrastructure.xlsx | Government of Maldives, "Maldives Energy Roadmap 2024–2033," Ministry of Climate Change, Environment and Energy (MCCEE), Malé, Maldives, Nov. 2024. [Online]. Available: https://www.environment.gov.mv/v2/wp-content/files/publications/20241107-pub-energy-roadmap-maldives-2024-2033-.pdf
BAU | Maldives | MV | WTE Plant — Addu City | PWRWASMDVXX | Waste-to-Energy | Waste-to-Energy | 1.5 | 2024 | Planned (target operational end 2024) | Government / Private | Maldives_Energy_Infrastructure.xlsx | Government of Maldives, "Maldives Energy Roadmap 2024–2033," Ministry of Climate Change, Environment and Energy (MCCEE), Malé, Maldives, Nov. 2024. [Online]. Available: https://www.environment.gov.mv/v2/wp-content/files/publications/20241107-pub-energy-roadmap-maldives-2024-2033-.pdf
BAU | Maldives | MV | WTE Plant — R. Vandhoo | PWRWASMDVXX | Waste-to-Energy | Waste-to-Energy | 0.5 | 2024 | Planned (target operational end 2024) | Government / Private | Maldives_Energy_Infrastructure.xlsx | Government of Maldives, "Maldives Energy Roadmap 2024–2033," Ministry of Climate Change, Environment and Energy (MCCEE), Malé, Maldives, Nov. 2024. [Online]. Available: https://www.environment.gov.mv/v2/wp-content/files/publications/20241107-pub-energy-roadmap-maldives-2024-2033-.pdf
BAU | Maldives | MV | Rooftop PV — Gulhifalhu/Thilafushi Commercial Buildings (PPA) | PWRSPVMDVXX | Solar PV | Solar PV | 25 | 2028 | Potential initiative | Private sector (PPA) | Maldives_Energy_Infrastructure.xlsx | Government of Maldives, "Maldives Energy Roadmap 2024–2033," Ministry of Climate Change, Environment and Energy (MCCEE), Malé, Maldives, Nov. 2024. [Online]. Available: https://www.environment.gov.mv/v2/wp-content/files/publications/20241107-pub-energy-roadmap-maldives-2024-2033-.pdf
BAU | Maldives | MV | Wind Turbines — Gulhifalhu / Thilafushi | PWRWONMDVXX | Wind Power | Wind | 2 | 2028 | Potential initiative | Private PPA | Maldives_Energy_Infrastructure.xlsx | Government of Maldives, "Maldives Energy Roadmap 2024–2033," Ministry of Climate Change, Environment and Energy (MCCEE), Malé, Maldives, Nov. 2024. [Online]. Available: https://www.environment.gov.mv/v2/wp-content/files/publications/20241107-pub-energy-roadmap-maldives-2024-2033-.pdf
BAU | Maldives | MV | Floating Solar PV + BESS — Greater Male' Region | PWRSPVMDVXX | Solar PV | Solar PV (Floating) | 100 | 2028 | Potential initiative | Private PPA (large infrastructure) | Maldives_Energy_Infrastructure.xlsx | Government of Maldives, "Maldives Energy Roadmap 2024–2033," Ministry of Climate Change, Environment and Energy (MCCEE), Malé, Maldives, Nov. 2024. [Online]. Available: https://www.environment.gov.mv/v2/wp-content/files/publications/20241107-pub-energy-roadmap-maldives-2024-2033-.pdf
BAU | Maldives | MV | Solar PV Hybrid Plants — Outer Inhabited Islands (additional) | PWRSPVMDVXX | Solar PV | Solar PV + BESS | 35 | 2028 | Potential initiative | Public sector and utilities | Maldives_Energy_Infrastructure.xlsx | Government of Maldives, "Maldives Energy Roadmap 2024–2033," Ministry of Climate Change, Environment and Energy (MCCEE), Malé, Maldives, Nov. 2024. [Online]. Available: https://www.environment.gov.mv/v2/wp-content/files/publications/20241107-pub-energy-roadmap-maldives-2024-2033-.pdf
BAU | Maldives | MV | Solar PV — Resort and Industrial Islands | PWRSPVMDVXX | Solar PV | Solar PV | 75 | 2028 | Potential initiative | Private sector (resort operators) | Maldives_Energy_Infrastructure.xlsx | Government of Maldives, "Maldives Energy Roadmap 2024–2033," Ministry of Climate Change, Environment and Energy (MCCEE), Malé, Maldives, Nov. 2024. [Online]. Available: https://www.environment.gov.mv/v2/wp-content/files/publications/20241107-pub-energy-roadmap-maldives-2024-2033-.pdf
BAU | Maldives | MV | LNG Power Plant — Gulhifalhu (feasibility study recommended) | PWRNGSMDVXX | Natural Gas CC/OC | Natural Gas (LNG) | 140 |  | Feasibility study recommended | To be determined (feasibility study first) | Maldives_Energy_Infrastructure.xlsx | Government of Maldives, "Maldives Energy Roadmap 2024–2033," Ministry of Climate Change, Environment and Energy (MCCEE), Malé, Maldives, Nov. 2024. [Online]. Available: https://www.environment.gov.mv/v2/wp-content/files/publications/20241107-pub-energy-roadmap-maldives-2024-2033-.pdf
BAU | Maldives | MV | Rooftop PV under ASSURE — Greater Male' (Magey Solar Program) | PWRSPVMDVXX | Solar PV | Solar PV | 4 | 2025 | Under development | ADB ASSURE project — Government Magey Solar Program | Maldives_Energy_Infrastructure.xlsx | Government of Maldives, "Maldives Energy Roadmap 2024–2033," Ministry of Climate Change, Environment and Energy (MCCEE), Malé, Maldives, Nov. 2024. [Online]. Available: https://www.environment.gov.mv/v2/wp-content/files/publications/20241107-pub-energy-roadmap-maldives-2024-2033-.pdf
BAU | Bhutan | BT | Gelephu Solar Power Plant | PWRSPVBTNXX | Solar PV | Solar |  | 2027 | Planning | TBD / Private IPP | Bhutan_Power_Infrastructure.xlsx ¦ Capacity TBD (target 200-500 MW); part of Gelephu Mindfulness City | Japan International Cooperation Agency (JICA), "Bhutan Power System Master Plan 2040," JICA/Ministry of Economic Affairs, Thimphu, Bhutan, 2022. [Online]. Available: https://www.jica.go.jp/english/overseas/bhutan/information/topics/2022/220518.html Bhutan Power Corporation Limited (BPC), "Power Data Book 2024," BPC, Thimphu, Bhutan, 2024. [Online]. Available: https://www.bpc.bt/
BAU | Bhutan | BT | DSP Solar Expansion | PWRSPVBTNXX | Solar PV | Solar |  | 2026 | Under Study | DGPC | Bhutan_Power_Infrastructure.xlsx ¦ Capacity TBD; expansion of existing DSP Solar (3.23 MU in 2024) | Japan International Cooperation Agency (JICA), "Bhutan Power System Master Plan 2040," JICA/Ministry of Economic Affairs, Thimphu, Bhutan, 2022. [Online]. Available: https://www.jica.go.jp/english/overseas/bhutan/information/topics/2022/220518.html Bhutan Power Corporation Limited (BPC), "Power Data Book 2024," BPC, Thimphu, Bhutan, 2024. [Online]. Available: https://www.bpc.bt/
BAU | Maldives | MV | ASSURE — Pilot Wind Power (Noonu Manadhoo) | PWRWONMDVXX | Onshore Wind | Wind |  |  | Planned pilot | ADB — ASSURE project | Maldives_Energy_Infrastructure.xlsx ¦ Pilot wind turbine; capacity TBD | Government of Maldives, "Maldives Energy Roadmap 2024–2033," Ministry of Climate Change, Environment and Energy (MCCEE), Malé, Maldives, Nov. 2024. [Online]. Available: https://www.environment.gov.mv/v2/wp-content/files/publications/20241107-pub-energy-roadmap-maldives-2024-2033-.pdf
BAU | Maldives | MV | ASSURE — Pilot Ocean Energy | PWRWAVMDVXX | Ocean / Marine RE | Ocean |  |  | Planned pilot | ADB — ASSURE project | Maldives_Energy_Infrastructure.xlsx ¦ Pilot ocean/marine RE; island TBD; capacity TBD | Government of Maldives, "Maldives Energy Roadmap 2024–2033," Ministry of Climate Change, Environment and Energy (MCCEE), Malé, Maldives, Nov. 2024. [Online]. Available: https://www.environment.gov.mv/v2/wp-content/files/publications/20241107-pub-energy-roadmap-maldives-2024-2033-.pdf
BAU | Maldives | MV | Marine Renewable Energy Road Map + Pilots | PWRWAVMDVXX | Ocean / Marine RE | Ocean |  |  | Planning / Study phase | ASSURE + International TA | Maldives_Energy_Infrastructure.xlsx ¦ Marine RE Road Map H1 2025; tidal 28-106 MW potential; pilots TBD | Government of Maldives, "Maldives Energy Roadmap 2024–2033," Ministry of Climate Change, Environment and Energy (MCCEE), Malé, Maldives, Nov. 2024. [Online]. Available: https://www.environment.gov.mv/v2/wp-content/files/publications/20241107-pub-energy-roadmap-maldives-2024-2033-.pdf
BAU | Maldives | MV | Solar PV — Solar Street Lights + Island Councils Program (expanded) | PWRSPVMDVXX | Solar PV | Solar |  |  | Planned expansion | Government (revolving fund proposed) | Maldives_Energy_Infrastructure.xlsx ¦ Expanded to all Island Councils; capacity TBD | Government of Maldives, "Maldives Energy Roadmap 2024–2033," Ministry of Climate Change, Environment and Energy (MCCEE), Malé, Maldives, Nov. 2024. [Online]. Available: https://www.environment.gov.mv/v2/wp-content/files/publications/20241107-pub-energy-roadmap-maldives-2024-2033-.pdf

## Technology_Costs
scenario | Technology_Code | Technology_Name | Parameter | Unit | 2023 | 2025 | 2030 | 2035 | 2040 | 2045 | 2050 | Source | Notes
BAU | PWRSPV | Solar PV (utility-scale) | CAPEX | USD/kW | 560 | 536 | 474 | 413 | 379 | 345 | 311 | IN(base)=$560/kW ¦ BD=$840(×1.5) ¦ LK=$849(×1.5) ¦ NP=$896(×1.6) ¦ BT=$1008(×1.8) ¦ MV=$1680(×3.0) Anchor refs: IRENA 2024; ADB PADs; CEB LTGEP BD ×1.5-2.0: ADB Muktagacha $1,215/kW; Beximco $1,500/kW (https://www.adb.org) LK ×1.9-2.5: CEB LTGEP $849/kW; Siyambalanduwa $1,400/kW (https://www.ceb.lk) NP ×2.0-2.5: No large-scale data [⚠ NO URL] BT ×2.0-2.5: No data [⚠ NO URL] MV ×3.0-9.0: ADB POISED $5,000/kW system; ASPIRE $1,600-2,000/kW (https://www.adb.org) | Base: CEA NEP Annexure-A (4.64 Cr/MW) ¦ https://cea.nic.in ¦ Trajectory: NREL ATB 2024 decline rates ¦ https://atb.nrel.gov/electricity/2024/utility-scale_pv ¦ Confidence: High ¦ Node anchor: IN
BAU | PWRSPV | Solar PV (utility-scale) | Fixed O&M | USD/kW/yr | 8 | 8 | 7 | 6 | 6 | 5 | 5 |  | Base: CEA NEP Annexure-A (4.64 Cr/MW) ¦ https://cea.nic.in ¦ Trajectory: NREL ATB 2024 decline rates ¦ https://atb.nrel.gov/electricity/2024/utility-scale_pv ¦ Confidence: High ¦ Node anchor: IN
BAU | PWRSPV | Solar PV (utility-scale) | Variable O&M | USD/MWh | 0 | 0 | 0 | 0 | 0 | 0 | 0 |  | Base: CEA NEP Annexure-A (4.64 Cr/MW) ¦ https://cea.nic.in ¦ Trajectory: NREL ATB 2024 decline rates ¦ https://atb.nrel.gov/electricity/2024/utility-scale_pv ¦ Confidence: High ¦ Node anchor: IN
BAU | PWRSPV | Solar PV (utility-scale) | Heat Rate | GJ/MWh | [8 empty] | N/A — renewable/non-combustion technology
BAU | PWRSPV | Solar PV (utility-scale) | Fuel Cost | USD/GJ | [8 empty] | N/A — renewable/non-combustion technology
BAU | PWRSPV | Solar PV (utility-scale) | Construction Time | years | 1.5 | 1.5 | 1.5 | 1.5 | 1.5 | 1.5 | 1.5 |  | Base: CEA NEP Annexure-A (4.64 Cr/MW) ¦ https://cea.nic.in ¦ Trajectory: NREL ATB 2024 decline rates ¦ https://atb.nrel.gov/electricity/2024/utility-scale_pv ¦ Confidence: High ¦ Node anchor: IN
BAU | PWRSPR | Solar PV (rooftop/distributed) | CAPEX | USD/kW | 850 | 813 | 720 | 627 | 576 | 524 | 472 | IN(base)=$850/kW ¦ BD=$1275(×1.5) ¦ LK=$982(×1.2) ¦ NP=$1360(×1.6) ¦ BT=$1530(×1.8) ¦ MV=$2550(×3.0) Anchor refs: CERC; CEB LTGEP BD ×1.5-2.0: ADB Muktagacha $1,215/kW; Beximco $1,500/kW (https://www.adb.org) LK ×1.9-2.5: CEB LTGEP $849/kW; Siyambalanduwa $1,400/kW (https://www.ceb.lk) NP ×2.0-2.5: No large-scale data [⚠ NO URL] BT ×2.0-2.5: No data [⚠ NO URL] MV ×3.0-9.0: ADB POISED $5,000/kW system; ASPIRE $1,600-2,000/kW (https://www.adb.org) | Base: CERC/MNRE benchmarks; SL LTGEP $982/kW ¦ https://www.ceb.lk ¦ Trajectory: ATB 2024 utility PV decline rates (proxy) ¦ https://atb.nrel.gov/electricity/2024/utility-scale_pv ¦ Confidence: Medium ¦ Node anchor: IN
BAU | PWRSPR | Solar PV (rooftop/distributed) | Fixed O&M | USD/kW/yr | 9 | 9 | 8 | 7 | 7 | 6 | 6 |  | Base: CERC/MNRE benchmarks; SL LTGEP $982/kW ¦ https://www.ceb.lk ¦ Trajectory: ATB 2024 utility PV decline rates (proxy) ¦ https://atb.nrel.gov/electricity/2024/utility-scale_pv ¦ Confidence: Medium ¦ Node anchor: IN
BAU | PWRSPR | Solar PV (rooftop/distributed) | Variable O&M | USD/MWh | 0 | 0 | 0 | 0 | 0 | 0 | 0 |  | Base: CERC/MNRE benchmarks; SL LTGEP $982/kW ¦ https://www.ceb.lk ¦ Trajectory: ATB 2024 utility PV decline rates (proxy) ¦ https://atb.nrel.gov/electricity/2024/utility-scale_pv ¦ Confidence: Medium ¦ Node anchor: IN
BAU | PWRSPR | Solar PV (rooftop/distributed) | Heat Rate | GJ/MWh | [8 empty] | N/A — renewable/non-combustion technology
BAU | PWRSPR | Solar PV (rooftop/distributed) | Fuel Cost | USD/GJ | [8 empty] | N/A — renewable/non-combustion technology
BAU | PWRSPR | Solar PV (rooftop/distributed) | Construction Time | years | [8 empty] | Base: CERC/MNRE benchmarks; SL LTGEP $982/kW ¦ https://www.ceb.lk ¦ Trajectory: ATB 2024 utility PV decline rates (proxy) ¦ https://atb.nrel.gov/electricity/2024/utility-scale_pv ¦ Confidence: Medium ¦ Node anchor: IN | bar: 2023 to 2050
BAU | PWRCSP | Concentrated Solar Power | CAPEX | USD/kW | 7912 | 7912 | 7912 | 7912 | 7912 | 7912 | 7912 | BD ×1.5-2.0: ADB Muktagacha $1,215/kW; Beximco $1,500/kW (https://www.adb.org) LK ×1.9-2.5: CEB LTGEP $849/kW; Siyambalanduwa $1,400/kW (https://www.ceb.lk) NP ×2.0-2.5: No large-scale data [⚠ NO URL] BT ×2.0-2.5: No data [⚠ NO URL] MV ×3.0-9.0: ADB POISED $5,000/kW system; ASPIRE $1,600-2,000/kW (https://www.adb.org) | Base: NREL ATB 2024 (no SA-specific data) ¦ https://atb.nrel.gov/electricity/2024/concentrating_solar_power ¦ Trajectory: NREL ATB 2024 ¦ https://atb.nrel.gov/electricity/2024/concentrating_solar_power ¦ Confidence: Low ¦ Node anchor: ATB
BAU | PWRCSP | Concentrated Solar Power | Fixed O&M | USD/kW/yr | 75 | 75 | 75 | 75 | 75 | 75 | 75 |  | Base: NREL ATB 2024 (no SA-specific data) ¦ https://atb.nrel.gov/electricity/2024/concentrating_solar_power ¦ Trajectory: NREL ATB 2024 ¦ https://atb.nrel.gov/electricity/2024/concentrating_solar_power ¦ Confidence: Low ¦ Node anchor: ATB
BAU | PWRCSP | Concentrated Solar Power | Variable O&M | USD/MWh | 4 | 4 | 4 | 4 | 4 | 4 | 4 |  | Base: NREL ATB 2024 (no SA-specific data) ¦ https://atb.nrel.gov/electricity/2024/concentrating_solar_power ¦ Trajectory: NREL ATB 2024 ¦ https://atb.nrel.gov/electricity/2024/concentrating_solar_power ¦ Confidence: Low ¦ Node anchor: ATB
BAU | PWRCSP | Concentrated Solar Power | Heat Rate | GJ/MWh | [8 empty] | N/A — renewable/non-combustion technology
BAU | PWRCSP | Concentrated Solar Power | Fuel Cost | USD/GJ | [8 empty] | N/A — renewable/non-combustion technology
BAU | PWRCSP | Concentrated Solar Power | Construction Time | years | 3 | 3 | 3 | 3 | 3 | 3 | 3 |  | Base: NREL ATB 2024 (no SA-specific data) ¦ https://atb.nrel.gov/electricity/2024/concentrating_solar_power ¦ Trajectory: NREL ATB 2024 ¦ https://atb.nrel.gov/electricity/2024/concentrating_solar_power ¦ Confidence: Low ¦ Node anchor: ATB
BAU | PWRWON | Onshore Wind | CAPEX | USD/kW | 761 | 687 | 663 | 640 | 617 | 594 | 570 | IN(base)=$761/kW ¦ BD=$1218(×1.6) ¦ LK=$1391(×1.8) ¦ NP=N/A ¦ BT=N/A ¦ MV=N/A Anchor refs: CEA NEP; CEB LTGEP BD ×1.5-2.0: Limited BD wind experience [⚠ NO URL] LK ×1.5-2.3: ADB Mannar $2,481/kW (incl. harbor) (https://www.adb.org/results/helping-sri-lanka-go-green) | Base: CEA NEP Annexure-A (6.32 Cr/MW) ¦ https://cea.nic.in ¦ Trajectory: NREL ATB 2024 Class 4 decline rates ¦ https://atb.nrel.gov/electricity/2024/land-based_wind ¦ Confidence: High ¦ Node anchor: IN
BAU | PWRWON | Onshore Wind | Fixed O&M | USD/kW/yr | 22 | 22 | 21 | 20 | 20 | 19 | 19 |  | Base: CEA NEP Annexure-A (6.32 Cr/MW) ¦ https://cea.nic.in ¦ Trajectory: NREL ATB 2024 Class 4 decline rates ¦ https://atb.nrel.gov/electricity/2024/land-based_wind ¦ Confidence: High ¦ Node anchor: IN
BAU | PWRWON | Onshore Wind | Variable O&M | USD/MWh | 0 | 0 | 0 | 0 | 0 | 0 | 0 |  | Base: CEA NEP Annexure-A (6.32 Cr/MW) ¦ https://cea.nic.in ¦ Trajectory: NREL ATB 2024 Class 4 decline rates ¦ https://atb.nrel.gov/electricity/2024/land-based_wind ¦ Confidence: High ¦ Node anchor: IN
BAU | PWRWON | Onshore Wind | Heat Rate | GJ/MWh | [8 empty] | N/A — renewable/non-combustion technology
BAU | PWRWON | Onshore Wind | Fuel Cost | USD/GJ | [8 empty] | N/A — renewable/non-combustion technology
BAU | PWRWON | Onshore Wind | Construction Time | years | 2 | 2 | 2 | 2 | 2 | 2 | 2 |  | Base: CEA NEP Annexure-A (6.32 Cr/MW) ¦ https://cea.nic.in ¦ Trajectory: NREL ATB 2024 Class 4 decline rates ¦ https://atb.nrel.gov/electricity/2024/land-based_wind ¦ Confidence: High ¦ Node anchor: IN
BAU | PWRWOF | Offshore Wind | CAPEX | USD/kW | 3800 | 3768 | 3442 | 2014 | 1960 | 1919 | 1886 | IN(base)=$2339/kW ¦ BD=N/A ¦ LK=$3781(×1.6) ¦ NP=N/A ¦ BT=N/A ¦ MV=N/A Anchor refs: CEA NEP; CEB LTGEP | Base: CEB LTGEP 2025-2044 ($3,781/kW fixed-bottom) ¦ https://www.ceb.lk ¦ Trajectory: NREL ATB 2024 Offshore Class 3 decline rates ¦ https://atb.nrel.gov/electricity/2024/offshore_wind ¦ Confidence: Low ¦ Node anchor: LK
BAU | PWRWOF | Offshore Wind | Fixed O&M | USD/kW/yr | 114 | 114 | 105 | 97 | 90 | 84 | 80 |  | Base: CEB LTGEP 2025-2044 ($3,781/kW fixed-bottom) ¦ https://www.ceb.lk ¦ Trajectory: NREL ATB 2024 Offshore Class 3 decline rates ¦ https://atb.nrel.gov/electricity/2024/offshore_wind ¦ Confidence: Low ¦ Node anchor: LK
BAU | PWRWOF | Offshore Wind | Variable O&M | USD/MWh | 0 | 0 | 0 | 0 | 0 | 0 | 0 |  | Base: CEB LTGEP 2025-2044 ($3,781/kW fixed-bottom) ¦ https://www.ceb.lk ¦ Trajectory: NREL ATB 2024 Offshore Class 3 decline rates ¦ https://atb.nrel.gov/electricity/2024/offshore_wind ¦ Confidence: Low ¦ Node anchor: LK
BAU | PWRWOF | Offshore Wind | Heat Rate | GJ/MWh | [8 empty] | N/A — renewable/non-combustion technology
BAU | PWRWOF | Offshore Wind | Fuel Cost | USD/GJ | [8 empty] | N/A — renewable/non-combustion technology
BAU | PWRWOF | Offshore Wind | Construction Time | years | 4 | 4 | 4 | 4 | 4 | 4 | 4 |  | Base: CEB LTGEP 2025-2044 ($3,781/kW fixed-bottom) ¦ https://www.ceb.lk ¦ Trajectory: NREL ATB 2024 Offshore Class 3 decline rates ¦ https://atb.nrel.gov/electricity/2024/offshore_wind ¦ Confidence: Low ¦ Node anchor: LK
BAU | PWRHDR | Hydro – Reservoir | CAPEX | USD/kW | 2500 | 2550 | 2625 | 2700 | 2775 | 2850 | 2925 | IN(base)=$1500/kW ¦ BD=N/A ¦ LK=$2500(×1.7) ¦ NP=$2761(×1.8) ¦ BT=$1200(×0.8) ¦ MV=N/A Anchor refs: CEA; Nepal NEA; Bhutan PSMP LK ×~1.5: No specific LK data [⚠ NO URL] NP ×2.0-3.0: Tanahu $3,607/kW; Upper Trishuli $2,997/kW (https://www.adb.org) BT ×0.9-1.3: Mangdechhu $938/kW; Tala $1,176/kW | Base: Bhutan PSMP 2040; Nepal NEA; IRENA ¦ https://www.jica.go.jp/english/overseas/bhutan/information/topics/2022/220518.html ¦ Trajectory: 1-2%/yr real escalation (best sites developed first) ¦ Confidence: Medium ¦ Node anchor: Regional
BAU | PWRHDR | Hydro – Reservoir | Fixed O&M | USD/kW/yr | 38 | 38 | 38 | 38 | 38 | 38 | 38 |  | Base: Bhutan PSMP 2040; Nepal NEA; IRENA ¦ https://www.jica.go.jp/english/overseas/bhutan/information/topics/2022/220518.html ¦ Trajectory: 1-2%/yr real escalation (best sites developed first) ¦ Confidence: Medium ¦ Node anchor: Regional
BAU | PWRHDR | Hydro – Reservoir | Variable O&M | USD/MWh | [8 empty] | Base: Bhutan PSMP 2040; Nepal NEA; IRENA ¦ https://www.jica.go.jp/english/overseas/bhutan/information/topics/2022/220518.html ¦ Trajectory: 1-2%/yr real escalation (best sites developed first) ¦ Confidence: Medium ¦ Node anchor: Regional | bar: 2023 to 2050
BAU | PWRHDR | Hydro – Reservoir | Heat Rate | GJ/MWh | [8 empty] | N/A — renewable/non-combustion technology
BAU | PWRHDR | Hydro – Reservoir | Fuel Cost | USD/GJ | [8 empty] | N/A — renewable/non-combustion technology
BAU | PWRHDR | Hydro – Reservoir | Construction Time | years | 5 | 5 | 5 | 5 | 5 | 5 | 5 |  | Base: Bhutan PSMP 2040; Nepal NEA; IRENA ¦ https://www.jica.go.jp/english/overseas/bhutan/information/topics/2022/220518.html ¦ Trajectory: 1-2%/yr real escalation (best sites developed first) ¦ Confidence: Medium ¦ Node anchor: Regional
BAU | PWRHRO | Hydro – Run-of-River | CAPEX | USD/kW | 1750 | 1785 | 1873 | 1960 | 2048 | 2135 | 2223 | IN(base)=$1300/kW ¦ BD=N/A ¦ LK=$1840(×1.4) ¦ NP=$1600(×1.2) ¦ BT=$1100(×0.85) ¦ MV=N/A Anchor refs: CEA; CEB LTGEP; PSMP; Nepal NEA LK ×~1.3: CEB LTGEP mini-hydro $1,840/kW (https://www.ceb.lk) NP ×1.3-1.7: NEA/industry ~$2,000/kW avg (https://www.adb.org/sites/default/files/publication/612641/hydropower-development-economic-growth-nepal.pdf) BT ×0.8-1.1: PSMP $785-1,339/kW; Nikachhu $1,220/kW (https://sasec.asia) | Base: Bhutan PSMP; Nepal NEA; CEB LTGEP mini-hydro $1,840/kW ¦ https://www.ceb.lk ¦ Trajectory: Same escalation logic as reservoir ¦ Confidence: Medium ¦ Node anchor: Regional
BAU | PWRHRO | Hydro – Run-of-River | Fixed O&M | USD/kW/yr | 35 | 35 | 35 | 35 | 35 | 35 | 35 |  | Base: Bhutan PSMP; Nepal NEA; CEB LTGEP mini-hydro $1,840/kW ¦ https://www.ceb.lk ¦ Trajectory: Same escalation logic as reservoir ¦ Confidence: Medium ¦ Node anchor: Regional
BAU | PWRHRO | Hydro – Run-of-River | Variable O&M | USD/MWh | [8 empty] | Base: Bhutan PSMP; Nepal NEA; CEB LTGEP mini-hydro $1,840/kW ¦ https://www.ceb.lk ¦ Trajectory: Same escalation logic as reservoir ¦ Confidence: Medium ¦ Node anchor: Regional | bar: 2023 to 2050
BAU | PWRHRO | Hydro – Run-of-River | Heat Rate | GJ/MWh | [8 empty] | N/A — renewable/non-combustion technology
BAU | PWRHRO | Hydro – Run-of-River | Fuel Cost | USD/GJ | [8 empty] | N/A — renewable/non-combustion technology
BAU | PWRHRO | Hydro – Run-of-River | Construction Time | years | 4 | 4 | 4 | 4 | 4 | 4 | 4 |  | Base: Bhutan PSMP; Nepal NEA; CEB LTGEP mini-hydro $1,840/kW ¦ https://www.ceb.lk ¦ Trajectory: Same escalation logic as reservoir ¦ Confidence: Medium ¦ Node anchor: Regional
BAU | PWRHPS | Hydro – Pumped Storage | CAPEX | USD/kW | 1000 | 1000 | 1000 | 1000 | 1000 | 1000 | 1000 | IN(base)=$635/kW ¦ BD=N/A ¦ LK=N/A ¦ NP=N/A ¦ BT=N/A ¦ MV=N/A Anchor refs: CEA NEP (India only) LK ×~1.5: No specific LK data [⚠ NO URL] NP ×2.0-3.0: Tanahu $3,607/kW; Upper Trishuli $2,997/kW (https://www.adb.org) BT ×0.9-1.3: Mangdechhu $938/kW; Tala $1,176/kW | Base: CEA NEP ($635/kW=5.27 Cr/MW); ATB PSH Class1=$3,224/kW ¦ https://cea.nic.in ¦ Trajectory: Flat real cost (site-specific) ¦ https://atb.nrel.gov/electricity/2024/pumped_storage_hydropower ¦ Confidence: Medium ¦ Node anchor: IN
BAU | PWRHPS | Hydro – Pumped Storage | Fixed O&M | USD/kW/yr | 15 | 15 | 15 | 15 | 15 | 15 | 15 |  | Base: CEA NEP ($635/kW=5.27 Cr/MW); ATB PSH Class1=$3,224/kW ¦ https://cea.nic.in ¦ Trajectory: Flat real cost (site-specific) ¦ https://atb.nrel.gov/electricity/2024/pumped_storage_hydropower ¦ Confidence: Medium ¦ Node anchor: IN
BAU | PWRHPS | Hydro – Pumped Storage | Variable O&M | USD/MWh | [8 empty] | Base: CEA NEP ($635/kW=5.27 Cr/MW); ATB PSH Class1=$3,224/kW ¦ https://cea.nic.in ¦ Trajectory: Flat real cost (site-specific) ¦ https://atb.nrel.gov/electricity/2024/pumped_storage_hydropower ¦ Confidence: Medium ¦ Node anchor: IN | bar: 2023 to 2050
BAU | PWRHPS | Hydro – Pumped Storage | Heat Rate | GJ/MWh | [8 empty] | N/A — renewable/non-combustion technology
BAU | PWRHPS | Hydro – Pumped Storage | Fuel Cost | USD/GJ | [8 empty] | N/A — renewable/non-combustion technology
BAU | PWRHPS | Hydro – Pumped Storage | Construction Time | years | 5 | 5 | 5 | 5 | 5 | 5 | 5 |  | Base: CEA NEP ($635/kW=5.27 Cr/MW); ATB PSH Class1=$3,224/kW ¦ https://cea.nic.in ¦ Trajectory: Flat real cost (site-specific) ¦ https://atb.nrel.gov/electricity/2024/pumped_storage_hydropower ¦ Confidence: Medium ¦ Node anchor: IN
BAU | PWRCOASCPC | Coal – Supercritical | CAPEX | USD/kW | 2100 | 2100 | 2100 | 2100 | 2100 | 2100 | 2100 | IN(base)=$1059/kW ¦ BD=$1694(×1.6) ¦ LK=$2132(×2.0) ¦ NP=N/A ¦ BT=N/A ¦ MV=N/A Anchor refs: CEA NEP; CEB LTGEP BD ×~1.6: Payra/Rampal cost reporting LK ×~2.0: CEB LTGEP $2,132/kW (https://www.ceb.lk) | Base: CEB LTGEP $2,132/kW; CEA NEP $1,059/kW (India) ¦ https://www.ceb.lk ¦ Trajectory: Flat real cost ¦ Confidence: High ¦ Node anchor: IN/LK
BAU | PWRCOASCPC | Coal – Supercritical | Fixed O&M | USD/kW/yr | 45 | 45 | 45 | 45 | 45 | 45 | 45 |  | Base: CEB LTGEP $2,132/kW; CEA NEP $1,059/kW (India) ¦ https://www.ceb.lk ¦ Trajectory: Flat real cost ¦ Confidence: High ¦ Node anchor: IN/LK
BAU | PWRCOASCPC | Coal – Supercritical | Variable O&M | USD/MWh | 5 | 5 | 5 | 5 | 5 | 5 | 5 |  | Base: CEB LTGEP $2,132/kW; CEA NEP $1,059/kW (India) ¦ https://www.ceb.lk ¦ Trajectory: Flat real cost ¦ Confidence: High ¦ Node anchor: IN/LK
BAU | PWRCOASCPC | Coal – Supercritical | Heat Rate | GJ/MWh | 8.71 | 8.71 | 8.71 | 8.71 | 8.71 | 8.71 | 8.71 |  | Base: CEB LTGEP $2,132/kW; CEA NEP $1,059/kW (India) ¦ https://www.ceb.lk ¦ Trajectory: Flat real cost ¦ Confidence: High ¦ Node anchor: IN/LK
BAU | PWRCOASCPC | Coal – Supercritical | Fuel Cost | USD/GJ | [8 empty] | See OSTRAM_Consolidated_CostDB_v2 → Fuel_Costs sheet → 'Coal' row. WB CMO Oct 2025 + IEA WEO 2025 projections.
BAU | PWRCOASCPC | Coal – Supercritical | Construction Time | years | 4 | 4 | 4 | 4 | 4 | 4 | 4 |  | Base: CEB LTGEP $2,132/kW; CEA NEP $1,059/kW (India) ¦ https://www.ceb.lk ¦ Trajectory: Flat real cost ¦ Confidence: High ¦ Node anchor: IN/LK
BAU | PWRCOAUSC | Coal – Ultra-supercritical | CAPEX | USD/kW | 2250 | 2250 | 2250 | 2250 | 2250 | 2250 | 2250 | BD ×~1.6: Payra/Rampal cost reporting LK ×~2.0: CEB LTGEP $2,132/kW (https://www.ceb.lk) | Base: Est. ~7% premium over SC; better heat rate ¦ Trajectory: Flat real cost ¦ Confidence: Medium ¦ Node anchor: IN/LK
BAU | PWRCOAUSC | Coal – Ultra-supercritical | Fixed O&M | USD/kW/yr | 45 | 45 | 45 | 45 | 45 | 45 | 45 |  | Base: Est. ~7% premium over SC; better heat rate ¦ Trajectory: Flat real cost ¦ Confidence: Medium ¦ Node anchor: IN/LK
BAU | PWRCOAUSC | Coal – Ultra-supercritical | Variable O&M | USD/MWh | 5 | 5 | 5 | 5 | 5 | 5 | 5 |  | Base: Est. ~7% premium over SC; better heat rate ¦ Trajectory: Flat real cost ¦ Confidence: Medium ¦ Node anchor: IN/LK
BAU | PWRCOAUSC | Coal – Ultra-supercritical | Heat Rate | GJ/MWh | 8.2 | 8.2 | 8.2 | 8.2 | 8.2 | 8.2 | 8.2 |  | Base: Est. ~7% premium over SC; better heat rate ¦ Trajectory: Flat real cost ¦ Confidence: Medium ¦ Node anchor: IN/LK
BAU | PWRCOAUSC | Coal – Ultra-supercritical | Fuel Cost | USD/GJ | [8 empty] | See OSTRAM_Consolidated_CostDB_v2 → Fuel_Costs sheet → 'Coal' row. WB CMO Oct 2025 + IEA WEO 2025 projections.
BAU | PWRCOAUSC | Coal – Ultra-supercritical | Construction Time | years | 4 | 4 | 4 | 4 | 4 | 4 | 4 |  | Base: Est. ~7% premium over SC; better heat rate ¦ Trajectory: Flat real cost ¦ Confidence: Medium ¦ Node anchor: IN/LK
BAU | PWRCCG | Combined Cycle Gas Turbine | CAPEX | USD/kW | 1300 | 1300 | 1300 | 1300 | 1300 | 1300 | 1300 | IN(base)=$700/kW ¦ BD=$770(×1.1) ¦ LK=$1300(×1.9) ¦ NP=N/A ¦ BT=N/A ¦ MV=N/A Anchor refs: CEA; IEPMP; CEB LTGEP BD ×~1.1: IEPMP ~$770/kW LK ×~1.9: CEB LTGEP $1,273-1,507/kW (https://www.ceb.lk) | Base: CEB LTGEP $1,273-1,507/kW; FOM=1.13 $/kW-mo ¦ https://www.ceb.lk ¦ Trajectory: Flat real cost ¦ Confidence: High ¦ Node anchor: LK
BAU | PWRCCG | Combined Cycle Gas Turbine | Fixed O&M | USD/kW/yr | 13.6 | 13.6 | 13.6 | 13.6 | 13.6 | 13.6 | 13.6 |  | Base: CEB LTGEP $1,273-1,507/kW; FOM=1.13 $/kW-mo ¦ https://www.ceb.lk ¦ Trajectory: Flat real cost ¦ Confidence: High ¦ Node anchor: LK
BAU | PWRCCG | Combined Cycle Gas Turbine | Variable O&M | USD/MWh | 2.83 | 2.83 | 2.83 | 2.83 | 2.83 | 2.83 | 2.83 |  | Base: CEB LTGEP $1,273-1,507/kW; FOM=1.13 $/kW-mo ¦ https://www.ceb.lk ¦ Trajectory: Flat real cost ¦ Confidence: High ¦ Node anchor: LK
BAU | PWRCCG | Combined Cycle Gas Turbine | Heat Rate | GJ/MWh | 6.51 | 6.51 | 6.51 | 6.51 | 6.51 | 6.51 | 6.51 |  | Base: CEB LTGEP $1,273-1,507/kW; FOM=1.13 $/kW-mo ¦ https://www.ceb.lk ¦ Trajectory: Flat real cost ¦ Confidence: High ¦ Node anchor: LK
BAU | PWRCCG | Combined Cycle Gas Turbine | Fuel Cost | USD/GJ | [8 empty] | See OSTRAM_Consolidated_CostDB_v2 → Fuel_Costs sheet → 'Natural gas' row. WB CMO Oct 2025 + IEA WEO 2025 projections.
BAU | PWRCCG | Combined Cycle Gas Turbine | Construction Time | years | 3 | 3 | 3 | 3 | 3 | 3 | 3 |  | Base: CEB LTGEP $1,273-1,507/kW; FOM=1.13 $/kW-mo ¦ https://www.ceb.lk ¦ Trajectory: Flat real cost ¦ Confidence: High ¦ Node anchor: LK
BAU | PWROCG | Open Cycle Gas Turbine | CAPEX | USD/kW | 360 | 360 | 360 | 360 | 360 | 360 | 360 | IN(base)=$450/kW ¦ BD=$495(×1.1) ¦ LK=$360(×0.8) ¦ NP=N/A ¦ BT=N/A ¦ MV=N/A Anchor refs: CEA; CEB LTGEP BD ×~1.1: IEPMP ~$770/kW LK ×~1.9: CEB LTGEP $1,273-1,507/kW (https://www.ceb.lk) | Base: CEB LTGEP $360/kW; FOM=0.64 $/kW-mo ¦ https://www.ceb.lk ¦ Trajectory: Flat real cost ¦ Confidence: High ¦ Node anchor: LK
BAU | PWROCG | Open Cycle Gas Turbine | Fixed O&M | USD/kW/yr | 7.7 | 7.7 | 7.7 | 7.7 | 7.7 | 7.7 | 7.7 |  | Base: CEB LTGEP $360/kW; FOM=0.64 $/kW-mo ¦ https://www.ceb.lk ¦ Trajectory: Flat real cost ¦ Confidence: High ¦ Node anchor: LK
BAU | PWROCG | Open Cycle Gas Turbine | Variable O&M | USD/MWh | 4.99 | 4.99 | 4.99 | 4.99 | 4.99 | 4.99 | 4.99 |  | Base: CEB LTGEP $360/kW; FOM=0.64 $/kW-mo ¦ https://www.ceb.lk ¦ Trajectory: Flat real cost ¦ Confidence: High ¦ Node anchor: LK
BAU | PWROCG | Open Cycle Gas Turbine | Heat Rate | GJ/MWh | 9.65 | 9.65 | 9.65 | 9.65 | 9.65 | 9.65 | 9.65 |  | Base: CEB LTGEP $360/kW; FOM=0.64 $/kW-mo ¦ https://www.ceb.lk ¦ Trajectory: Flat real cost ¦ Confidence: High ¦ Node anchor: LK
BAU | PWROCG | Open Cycle Gas Turbine | Fuel Cost | USD/GJ | [8 empty] | See OSTRAM_Consolidated_CostDB_v2 → Fuel_Costs sheet → 'Natural gas' row. WB CMO Oct 2025 + IEA WEO 2025 projections.
BAU | PWROCG | Open Cycle Gas Turbine | Construction Time | years | 2 | 2 | 2 | 2 | 2 | 2 | 2 |  | Base: CEB LTGEP $360/kW; FOM=0.64 $/kW-mo ¦ https://www.ceb.lk ¦ Trajectory: Flat real cost ¦ Confidence: High ¦ Node anchor: LK
BAU | PWROIL | Oil/Diesel generation | CAPEX | USD/kW | 1000 | 1000 | 1000 | 1000 | 1000 | 1000 | 1000 | IN(base)=$700/kW ¦ BD=$770(×1.1) ¦ LK=$1000(×1.4) ¦ NP=N/A ¦ BT=N/A ¦ MV=$700(×1.0) Anchor refs: CEB LTGEP; ADB Maldives BD ×~1.1: BPDB IPP costs LK ×~1.4: CEB LTGEP $1,000-1,124/kW (https://www.ceb.lk) NP ×~1.5: Landlocked transport premium BT ×~1.5: Landlocked transport premium MV ×~1.0: Core competency (STELCO/FENAKA) (https://www.environment.gov.mv) | Base: CEB LTGEP FO IC $1,000-1,124/kW; FOM=3.25 $/kW-mo ¦ https://www.ceb.lk ¦ Trajectory: Flat real cost ¦ Confidence: High ¦ Node anchor: LK/MV
BAU | PWROIL | Oil/Diesel generation | Fixed O&M | USD/kW/yr | 39 | 39 | 39 | 39 | 39 | 39 | 39 |  | Base: CEB LTGEP FO IC $1,000-1,124/kW; FOM=3.25 $/kW-mo ¦ https://www.ceb.lk ¦ Trajectory: Flat real cost ¦ Confidence: High ¦ Node anchor: LK/MV
BAU | PWROIL | Oil/Diesel generation | Variable O&M | USD/MWh | 6.31 | 6.31 | 6.31 | 6.31 | 6.31 | 6.31 | 6.31 |  | Base: CEB LTGEP FO IC $1,000-1,124/kW; FOM=3.25 $/kW-mo ¦ https://www.ceb.lk ¦ Trajectory: Flat real cost ¦ Confidence: High ¦ Node anchor: LK/MV
BAU | PWROIL | Oil/Diesel generation | Heat Rate | GJ/MWh | 8.73 | 8.73 | 8.73 | 8.73 | 8.73 | 8.73 | 8.73 |  | Base: CEB LTGEP FO IC $1,000-1,124/kW; FOM=3.25 $/kW-mo ¦ https://www.ceb.lk ¦ Trajectory: Flat real cost ¦ Confidence: High ¦ Node anchor: LK/MV
BAU | PWROIL | Oil/Diesel generation | Fuel Cost | USD/GJ | [8 empty] | See OSTRAM_Consolidated_CostDB_v2 → Fuel_Costs sheet → 'Crude oil (Brent)' row. WB CMO Oct 2025 + IEA WEO 2025 projections.
BAU | PWROIL | Oil/Diesel generation | Construction Time | years | 1.5 | 1.5 | 1.5 | 1.5 | 1.5 | 1.5 | 1.5 |  | Base: CEB LTGEP FO IC $1,000-1,124/kW; FOM=3.25 $/kW-mo ¦ https://www.ceb.lk ¦ Trajectory: Flat real cost ¦ Confidence: High ¦ Node anchor: LK/MV
BAU | PWRBIO | Biomass/Bagasse | CAPEX | USD/kW | 1782 | 1782 | 1782 | 1782 | 1782 | 1782 | 1782 | IN(base)=$1142/kW ¦ BD=N/A ¦ LK=$1782(×1.6) ¦ NP=N/A ¦ BT=N/A ¦ MV=N/A Anchor refs: CEA NEP; CEB LTGEP | Base: CEB LTGEP $1,782/kW; FOM=4% CAPEX ¦ https://www.ceb.lk ¦ Trajectory: Flat real cost ¦ Confidence: Medium ¦ Node anchor: LK
BAU | PWRBIO | Biomass/Bagasse | Fixed O&M | USD/kW/yr | 71.3 | 71.3 | 71.3 | 71.3 | 71.3 | 71.3 | 71.3 |  | Base: CEB LTGEP $1,782/kW; FOM=4% CAPEX ¦ https://www.ceb.lk ¦ Trajectory: Flat real cost ¦ Confidence: Medium ¦ Node anchor: LK
BAU | PWRBIO | Biomass/Bagasse | Variable O&M | USD/MWh | 5 | 5 | 5 | 5 | 5 | 5 | 5 |  | Base: CEB LTGEP $1,782/kW; FOM=4% CAPEX ¦ https://www.ceb.lk ¦ Trajectory: Flat real cost ¦ Confidence: Medium ¦ Node anchor: LK
BAU | PWRBIO | Biomass/Bagasse | Heat Rate | GJ/MWh | 18.83 | 18.83 | 18.83 | 18.83 | 18.83 | 18.83 | 18.83 |  | Base: CEB LTGEP $1,782/kW; FOM=4% CAPEX ¦ https://www.ceb.lk ¦ Trajectory: Flat real cost ¦ Confidence: Medium ¦ Node anchor: LK
BAU | PWRBIO | Biomass/Bagasse | Fuel Cost | USD/GJ | [8 empty] | See OSTRAM_Consolidated_CostDB_v2 → Fuel_Costs sheet → 'Biomass residue' row. WB CMO Oct 2025 + IEA WEO 2025 projections.
BAU | PWRBIO | Biomass/Bagasse | Construction Time | years | 2 | 2 | 2 | 2 | 2 | 2 | 2 |  | Base: CEB LTGEP $1,782/kW; FOM=4% CAPEX ¦ https://www.ceb.lk ¦ Trajectory: Flat real cost ¦ Confidence: Medium ¦ Node anchor: LK
BAU | PWRWTE | Waste-to-Energy | CAPEX | USD/kW | 3000 | 3000 | 3000 | 3000 | 3000 | 3000 | 3000 | BD ×~1.1: BPDB IPP costs LK ×~1.4: CEB LTGEP $1,000-1,124/kW (https://www.ceb.lk) NP ×~1.5: Landlocked transport premium BT ×~1.5: Landlocked transport premium MV ×~1.0: Core competency (STELCO/FENAKA) (https://www.environment.gov.mv) | Base: Indian WTE projects (Bawana, Bidadi) $2,650-3,300/kW ¦ Trajectory: Flat real cost ¦ Confidence: Low ¦ Node anchor: IN
BAU | PWRWTE | Waste-to-Energy | Fixed O&M | USD/kW/yr | 120 | 120 | 120 | 120 | 120 | 120 | 120 |  | Base: Indian WTE projects (Bawana, Bidadi) $2,650-3,300/kW ¦ Trajectory: Flat real cost ¦ Confidence: Low ¦ Node anchor: IN
BAU | PWRWTE | Waste-to-Energy | Variable O&M | USD/MWh | 10 | 10 | 10 | 10 | 10 | 10 | 10 |  | Base: Indian WTE projects (Bawana, Bidadi) $2,650-3,300/kW ¦ Trajectory: Flat real cost ¦ Confidence: Low ¦ Node anchor: IN
BAU | PWRWTE | Waste-to-Energy | Heat Rate | GJ/MWh | 16 | 16 | 16 | 16 | 16 | 16 | 16 |  | Base: Indian WTE projects (Bawana, Bidadi) $2,650-3,300/kW ¦ Trajectory: Flat real cost ¦ Confidence: Low ¦ Node anchor: IN
BAU | PWRWTE | Waste-to-Energy | Fuel Cost | USD/GJ | [8 empty] | See OSTRAM_Consolidated_CostDB_v2 → Fuel_Costs sheet → 'Waste' row. WB CMO Oct 2025 + IEA WEO 2025 projections.
BAU | PWRWTE | Waste-to-Energy | Construction Time | years | 3 | 3 | 3 | 3 | 3 | 3 | 3 |  | Base: Indian WTE projects (Bawana, Bidadi) $2,650-3,300/kW ¦ Trajectory: Flat real cost ¦ Confidence: Low ¦ Node anchor: IN
BAU | PWRURN | Nuclear | CAPEX | USD/kW | 5103 | 5103 | 5103 | 5103 | 5103 | 5103 | 5103 | IN(base)=$2000/kW ¦ BD=$5200(×2.6) ¦ LK=$5103(×2.6) ¦ NP=N/A ¦ BT=N/A ¦ MV=N/A Anchor refs: India PHWR; BD Rooppur; CEB LTGEP | Base: CEB LTGEP $5,103/kW; BD Rooppur ~$5,200/kW ¦ https://www.ceb.lk ¦ Trajectory: ATB Nuclear Large decline rates ¦ https://atb.nrel.gov/electricity/2024/nuclear ¦ Confidence: Medium ¦ Node anchor: LK/BD
BAU | PWRURN | Nuclear | Fixed O&M | USD/kW/yr | 134 | 134 | 134 | 134 | 134 | 134 | 134 |  | Base: CEB LTGEP $5,103/kW; BD Rooppur ~$5,200/kW ¦ https://www.ceb.lk ¦ Trajectory: ATB Nuclear Large decline rates ¦ https://atb.nrel.gov/electricity/2024/nuclear ¦ Confidence: Medium ¦ Node anchor: LK/BD
BAU | PWRURN | Nuclear | Variable O&M | USD/MWh | 2.63 | 2.63 | 2.63 | 2.63 | 2.63 | 2.63 | 2.63 |  | Base: CEB LTGEP $5,103/kW; BD Rooppur ~$5,200/kW ¦ https://www.ceb.lk ¦ Trajectory: ATB Nuclear Large decline rates ¦ https://atb.nrel.gov/electricity/2024/nuclear ¦ Confidence: Medium ¦ Node anchor: LK/BD
BAU | PWRURN | Nuclear | Heat Rate | GJ/MWh | 11.23 | 11.23 | 11.23 | 11.23 | 11.23 | 11.23 | 11.23 |  | Base: CEB LTGEP $5,103/kW; BD Rooppur ~$5,200/kW ¦ https://www.ceb.lk ¦ Trajectory: ATB Nuclear Large decline rates ¦ https://atb.nrel.gov/electricity/2024/nuclear ¦ Confidence: Medium ¦ Node anchor: LK/BD
BAU | PWRURN | Nuclear | Fuel Cost | USD/GJ | 0.56 | 0.56 | 0.56 | 0.56 | 0.56 | 0.56 | 0.56 |  | Base: CEB LTGEP $5,103/kW; BD Rooppur ~$5,200/kW ¦ https://www.ceb.lk ¦ Trajectory: ATB Nuclear Large decline rates ¦ https://atb.nrel.gov/electricity/2024/nuclear ¦ Confidence: Medium ¦ Node anchor: LK/BD
BAU | PWRURN | Nuclear | Construction Time | years | 5 | 5 | 5 | 5 | 5 | 5 | 5 |  | Base: CEB LTGEP $5,103/kW; BD Rooppur ~$5,200/kW ¦ https://www.ceb.lk ¦ Trajectory: ATB Nuclear Large decline rates ¦ https://atb.nrel.gov/electricity/2024/nuclear ¦ Confidence: Medium ¦ Node anchor: LK/BD
BAU | PWRGEO | Geothermal | CAPEX | USD/kW | 4589 | 4544 | 4434 | 4327 | 4222 | 4120 | 4020 |  | Base: IRENA global avg; ATB Hydro/Flash ¦ https://atb.nrel.gov/electricity/2024/geothermal ¦ Trajectory: ATB 2024 Geothermal decline rates ¦ https://atb.nrel.gov/electricity/2024/geothermal ¦ Confidence: Low ¦ Node anchor: Intl
BAU | PWRGEO | Geothermal | Fixed O&M | USD/kW/yr | 120 | 120 | 120 | 120 | 120 | 120 | 120 |  | Base: IRENA global avg; ATB Hydro/Flash ¦ https://atb.nrel.gov/electricity/2024/geothermal ¦ Trajectory: ATB 2024 Geothermal decline rates ¦ https://atb.nrel.gov/electricity/2024/geothermal ¦ Confidence: Low ¦ Node anchor: Intl
BAU | PWRGEO | Geothermal | Variable O&M | USD/MWh | 0 | 0 | 0 | 0 | 0 | 0 | 0 |  | Base: IRENA global avg; ATB Hydro/Flash ¦ https://atb.nrel.gov/electricity/2024/geothermal ¦ Trajectory: ATB 2024 Geothermal decline rates ¦ https://atb.nrel.gov/electricity/2024/geothermal ¦ Confidence: Low ¦ Node anchor: Intl
BAU | PWRGEO | Geothermal | Heat Rate | GJ/MWh | [8 empty] | N/A — renewable/non-combustion technology
BAU | PWRGEO | Geothermal | Fuel Cost | USD/GJ | [8 empty] | N/A — renewable/non-combustion technology
BAU | PWRGEO | Geothermal | Construction Time | years | 3 | 3 | 3 | 3 | 3 | 3 | 3 |  | Base: IRENA global avg; ATB Hydro/Flash ¦ https://atb.nrel.gov/electricity/2024/geothermal ¦ Trajectory: ATB 2024 Geothermal decline rates ¦ https://atb.nrel.gov/electricity/2024/geothermal ¦ Confidence: Low ¦ Node anchor: Intl
BAU | PWRSDS | Short-duration storage (Li-ion 4h) | CAPEX | USD/kW | [7 empty] | IN(base)=$882/kW ¦ BD=$1058(×1.2) ¦ LK=$1330(×1.5) ¦ NP=$1147(×1.3) ¦ BT=$1235(×1.4) ¦ MV=$1323(×1.5) Anchor refs: CEA NEP; CEB LTGEP; ADB BD ×~1.2: Limited BD data [⚠ NO URL] LK ×~1.5: CEB LTGEP ~$1,330/kW (https://www.ceb.lk) NP ×~1.3: No specific data [⚠ NO URL] BT ×~1.4: No specific data [⚠ NO URL] MV ×~1.5: Island logistics premium | ⚠ NO SOURCE
BAU | PWRSDS | Short-duration storage (Li-ion 4h) | Fixed O&M | USD/kW/yr | 20 | 21 | 17 | 17 | 16 | 16 | 15 |  | Base: CEA NEP $882/kW (7.32 Cr/MW, 4h); SL ~$1,330/kW ¦ https://cea.nic.in ¦ Trajectory: NREL ATB 2024 4h BESS decline rates ¦ https://atb.nrel.gov/electricity/2024/utility-scale_battery_storage ¦ Confidence: High ¦ Node anchor: IN
BAU | PWRSDS | Short-duration storage (Li-ion 4h) | Variable O&M | USD/MWh | 0 | 0 | 0 | 0 | 0 | 0 | 0 |  | Base: CEA NEP $882/kW (7.32 Cr/MW, 4h); SL ~$1,330/kW ¦ https://cea.nic.in ¦ Trajectory: NREL ATB 2024 4h BESS decline rates ¦ https://atb.nrel.gov/electricity/2024/utility-scale_battery_storage ¦ Confidence: High ¦ Node anchor: IN
BAU | PWRSDS | Short-duration storage (Li-ion 4h) | Heat Rate | GJ/MWh | [8 empty] | N/A — renewable/non-combustion technology
BAU | PWRSDS | Short-duration storage (Li-ion 4h) | Fuel Cost | USD/GJ | [8 empty] | N/A — renewable/non-combustion technology
BAU | PWRSDS | Short-duration storage (Li-ion 4h) | Construction Time | years | [8 empty] | Base: CEA NEP $882/kW (7.32 Cr/MW, 4h); SL ~$1,330/kW ¦ https://cea.nic.in ¦ Trajectory: NREL ATB 2024 4h BESS decline rates ¦ https://atb.nrel.gov/electricity/2024/utility-scale_battery_storage ¦ Confidence: High ¦ Node anchor: IN | bar: 2023 to 2050
BAU | PWRLDS | Long-duration storage (8h+) | CAPEX | USD/kW | [7 empty] | BD ×~1.2: Limited BD data [⚠ NO URL] LK ×~1.5: CEB LTGEP ~$1,330/kW (https://www.ceb.lk) NP ×~1.3: No specific data [⚠ NO URL] BT ×~1.4: No specific data [⚠ NO URL] MV ×~1.5: Island logistics premium | ⚠ NO SOURCE
BAU | PWRLDS | Long-duration storage (8h+) | Fixed O&M | USD/kW/yr | 45 | 47 | 38 | 37 | 35 | 34 | 33 |  | Base: Generic 8h+ proxy; not single chemistry ¦ Trajectory: NREL ATB 2024 8h BESS decline rates ¦ https://atb.nrel.gov/electricity/2024/utility-scale_battery_storage ¦ Confidence: Low ¦ Node anchor: Regional
BAU | PWRLDS | Long-duration storage (8h+) | Variable O&M | USD/MWh | 0 | 0 | 0 | 0 | 0 | 0 | 0 |  | Base: Generic 8h+ proxy; not single chemistry ¦ Trajectory: NREL ATB 2024 8h BESS decline rates ¦ https://atb.nrel.gov/electricity/2024/utility-scale_battery_storage ¦ Confidence: Low ¦ Node anchor: Regional
BAU | PWRLDS | Long-duration storage (8h+) | Heat Rate | GJ/MWh | [8 empty] | N/A — renewable/non-combustion technology
BAU | PWRLDS | Long-duration storage (8h+) | Fuel Cost | USD/GJ | [8 empty] | N/A — renewable/non-combustion technology
BAU | PWRLDS | Long-duration storage (8h+) | Construction Time | years | [8 empty] | Base: Generic 8h+ proxy; not single chemistry ¦ Trajectory: NREL ATB 2024 8h BESS decline rates ¦ https://atb.nrel.gov/electricity/2024/utility-scale_battery_storage ¦ Confidence: Low ¦ Node anchor: Regional | bar: 2023 to 2050
BAU | PWRFPV | Floating Solar PV | CAPEX | USD/kW | 1244 | 1190 | 1054 | 918 | 842 | 767 | 691 | BD ×1.5-2.0: ADB Muktagacha $1,215/kW; Beximco $1,500/kW (https://www.adb.org) LK ×1.9-2.5: CEB LTGEP $849/kW; Siyambalanduwa $1,400/kW (https://www.ceb.lk) NP ×2.0-2.5: No large-scale data [⚠ NO URL] BT ×2.0-2.5: No data [⚠ NO URL] MV ×3.0-9.0: ADB POISED $5,000/kW system; ASPIRE $1,600-2,000/kW (https://www.adb.org) | Base: CEB LTGEP ($1,244/kW, 1.5% FOM) ¦ https://www.ceb.lk ¦ Trajectory: ATB 2024 utility PV decline (proxy) ¦ https://atb.nrel.gov/electricity/2024/utility-scale_pv ¦ Confidence: Medium ¦ Node anchor: LK
BAU | PWRFPV | Floating Solar PV | Fixed O&M | USD/kW/yr | 19 | 18 | 17 | 16 | 15 | 14 | 13 |  | Base: CEB LTGEP ($1,244/kW, 1.5% FOM) ¦ https://www.ceb.lk ¦ Trajectory: ATB 2024 utility PV decline (proxy) ¦ https://atb.nrel.gov/electricity/2024/utility-scale_pv ¦ Confidence: Medium ¦ Node anchor: LK
BAU | PWRFPV | Floating Solar PV | Variable O&M | USD/MWh | 0 | 0 | 0 | 0 | 0 | 0 | 0 |  | Base: CEB LTGEP ($1,244/kW, 1.5% FOM) ¦ https://www.ceb.lk ¦ Trajectory: ATB 2024 utility PV decline (proxy) ¦ https://atb.nrel.gov/electricity/2024/utility-scale_pv ¦ Confidence: Medium ¦ Node anchor: LK
BAU | PWRFPV | Floating Solar PV | Heat Rate | GJ/MWh | [8 empty] | N/A — renewable/non-combustion technology
BAU | PWRFPV | Floating Solar PV | Fuel Cost | USD/GJ | [8 empty] | N/A — renewable/non-combustion technology
BAU | PWRFPV | Floating Solar PV | Construction Time | years | 1.5 | 1.5 | 1.5 | 1.5 | 1.5 | 1.5 | 1.5 |  | Base: CEB LTGEP ($1,244/kW, 1.5% FOM) ¦ https://www.ceb.lk ¦ Trajectory: ATB 2024 utility PV decline (proxy) ¦ https://atb.nrel.gov/electricity/2024/utility-scale_pv ¦ Confidence: Medium ¦ Node anchor: LK
BAU | PWRH2G | Green Hydrogen Fuel Cell | CAPEX | USD/kW | 2200 | 2100 | 1800 | 1500 | 1300 | 1100 | 1000 |  | Base: DOE FC targets; India NGHM ¦ Trajectory: DOE targets + learning curves ¦ Confidence: Low ¦ Node anchor: Intl
BAU | PWRH2G | Green Hydrogen Fuel Cell | Fixed O&M | USD/kW/yr | 66 | 63 | 54 | 45 | 39 | 33 | 30 |  | Base: DOE FC targets; India NGHM ¦ Trajectory: DOE targets + learning curves ¦ Confidence: Low ¦ Node anchor: Intl
BAU | PWRH2G | Green Hydrogen Fuel Cell | Variable O&M | USD/MWh | 0 | 0 | 0 | 0 | 0 | 0 | 0 |  | Base: DOE FC targets; India NGHM ¦ Trajectory: DOE targets + learning curves ¦ Confidence: Low ¦ Node anchor: Intl
BAU | PWRH2G | Green Hydrogen Fuel Cell | Heat Rate | GJ/MWh | 6.55 | 6.55 | 6.55 | 6.55 | 6.55 | 6.55 | 6.55 |  | N/A — renewable/non-combustion technology
BAU | PWRH2G | Green Hydrogen Fuel Cell | Fuel Cost | USD/GJ | [8 empty] | N/A — renewable/non-combustion technology
BAU | PWRH2G | Green Hydrogen Fuel Cell | Construction Time | years | [8 empty] | Base: DOE FC targets; India NGHM ¦ Trajectory: DOE targets + learning curves ¦ Confidence: Low ¦ Node anchor: Intl | bar: 2023 to 2050
BAU | PWRTDL | Tidal / Marine | CAPEX | USD/kW | 5500 | 5500 | 5500 | 5500 | 5500 | 5500 | 5500 |  | Base: Marine energy literature ¦ Trajectory: Engineering estimates ¦ Confidence: Low ¦ Node anchor: Intl
BAU | PWRTDL | Tidal / Marine | Fixed O&M | USD/kW/yr | 220 | 220 | 220 | 220 | 220 | 220 | 220 |  | Base: Marine energy literature ¦ Trajectory: Engineering estimates ¦ Confidence: Low ¦ Node anchor: Intl
BAU | PWRTDL | Tidal / Marine | Variable O&M | USD/MWh | 0 | 0 | 0 | 0 | 0 | 0 | 0 |  | Base: Marine energy literature ¦ Trajectory: Engineering estimates ¦ Confidence: Low ¦ Node anchor: Intl
BAU | PWRTDL | Tidal / Marine | Heat Rate | GJ/MWh | [8 empty] | N/A — renewable/non-combustion technology
BAU | PWRTDL | Tidal / Marine | Fuel Cost | USD/GJ | [8 empty] | N/A — renewable/non-combustion technology
BAU | PWRTDL | Tidal / Marine | Construction Time | years | 3 | 3 | 3 | 3 | 3 | 3 | 3 |  | Base: Marine energy literature ¦ Trajectory: Engineering estimates ¦ Confidence: Low ¦ Node anchor: Intl
BAU | PWRBCK | Backstop (penalty generator) | CAPEX | USD/kW | 50000 | 50000 | 50000 | 50000 | 50000 | 50000 | 50000 |  | Base: Modeling construct ¦ Trajectory: N/A ¦ Confidence: High ¦ Node anchor: All
BAU | PWRBCK | Backstop (penalty generator) | Fixed O&M | USD/kW/yr | 0 | 0 | 0 | 0 | 0 | 0 | 0 |  | Base: Modeling construct ¦ Trajectory: N/A ¦ Confidence: High ¦ Node anchor: All
BAU | PWRBCK | Backstop (penalty generator) | Variable O&M | USD/MWh | 1000 | 1000 | 1000 | 1000 | 1000 | 1000 | 1000 |  | Base: Modeling construct ¦ Trajectory: N/A ¦ Confidence: High ¦ Node anchor: All
BAU | PWRBCK | Backstop (penalty generator) | Heat Rate | GJ/MWh | [8 empty] | N/A — renewable/non-combustion technology
BAU | PWRBCK | Backstop (penalty generator) | Fuel Cost | USD/GJ | [8 empty] | N/A — renewable/non-combustion technology
BAU | PWRBCK | Backstop (penalty generator) | Construction Time | years | [8 empty] | N/A — backstop/penalty generator
Note on F2: Source: CEA NEP Annexure-A (4.64 Cr/MW) Node default: IN
Note on F3: Source: CEA NEP Annexure-A (4.64 Cr/MW) Node default: IN
Note on F4: Source: CEA NEP Annexure-A (4.64 Cr/MW) Node default: IN
Note on F5: ⚠ MISSING: No cost data for PWRSPV / Heat Rate. Check CostDB or ATB fallback.
Note on F6: ⚠ MISSING: No cost data for PWRSPV / Fuel Cost. Check CostDB or ATB fallback.
Note on F7: Source: CEA NEP Annexure-A (4.64 Cr/MW) Node default: IN
Note on F8: Source: CERC/MNRE benchmarks; SL LTGEP $982/kW Node default: IN
Note on F9: Source: CERC/MNRE benchmarks; SL LTGEP $982/kW Node default: IN
Note on F10: Source: CERC/MNRE benchmarks; SL LTGEP $982/kW Node default: IN
Note on F11: ⚠ MISSING: No cost data for PWRSPR / Heat Rate. Check CostDB or ATB fallback.
Note on F12: ⚠ MISSING: No cost data for PWRSPR / Fuel Cost. Check CostDB or ATB fallback.
Note on F13: Source: CERC/MNRE benchmarks; SL LTGEP $982/kW Node default: IN
Note on F14: Source: NREL ATB 2024 (no SA-specific data) Node default: ATB
Note on F15: Source: NREL ATB 2024 (no SA-specific data) Node default: ATB
Note on F16: Source: NREL ATB 2024 (no SA-specific data) Node default: ATB
Note on F17: ⚠ MISSING: No cost data for PWRCSP / Heat Rate. Check CostDB or ATB fallback.
Note on F18: ⚠ MISSING: No cost data for PWRCSP / Fuel Cost. Check CostDB or ATB fallback.
Note on F19: Source: NREL ATB 2024 (no SA-specific data) Node default: ATB
Note on F20: Source: CEA NEP Annexure-A (6.32 Cr/MW) Node default: IN
Note on F21: Source: CEA NEP Annexure-A (6.32 Cr/MW) Node default: IN
Note on F22: Source: CEA NEP Annexure-A (6.32 Cr/MW) Node default: IN
Note on F23: ⚠ MISSING: No cost data for PWRWON / Heat Rate. Check CostDB or ATB fallback.
Note on F24: ⚠ MISSING: No cost data for PWRWON / Fuel Cost. Check CostDB or ATB fallback.
Note on F25: Source: CEA NEP Annexure-A (6.32 Cr/MW) Node default: IN
Note on F26: Source: CEB LTGEP 2025-2044 ($3,781/kW fixed-bottom) Node default: LK
Note on F27: Source: CEB LTGEP 2025-2044 ($3,781/kW fixed-bottom) Node default: LK
Note on F28: Source: CEB LTGEP 2025-2044 ($3,781/kW fixed-bottom) Node default: LK
Note on F29: ⚠ MISSING: No cost data for PWRWOF / Heat Rate. Check CostDB or ATB fallback.
Note on F30: ⚠ MISSING: No cost data for PWRWOF / Fuel Cost. Check CostDB or ATB fallback.
Note on F31: Source: CEB LTGEP 2025-2044 ($3,781/kW fixed-bottom) Node default: LK
Note on F32: Source: Bhutan PSMP 2040; Nepal NEA; IRENA Node default: Regional
Note on F33: Source: Bhutan PSMP 2040; Nepal NEA; IRENA Node default: Regional
Note on F34: Source: Bhutan PSMP 2040; Nepal NEA; IRENA Node default: Regional
Note on F35: ⚠ MISSING: No cost data for PWRHDR / Heat Rate. Check CostDB or ATB fallback.
Note on F36: ⚠ MISSING: No cost data for PWRHDR / Fuel Cost. Check CostDB or ATB fallback.
Note on F37: Source: Bhutan PSMP 2040; Nepal NEA; IRENA Node default: Regional
Note on F38: Source: Bhutan PSMP; Nepal NEA; CEB LTGEP mini-hydro $1,840/kW Node default: Regional
Note on F39: Source: Bhutan PSMP; Nepal NEA; CEB LTGEP mini-hydro $1,840/kW Node default: Regional
Note on F40: Source: Bhutan PSMP; Nepal NEA; CEB LTGEP mini-hydro $1,840/kW Node default: Regional
Note on F41: ⚠ MISSING: No cost data for PWRHRO / Heat Rate. Check CostDB or ATB fallback.
Note on F42: ⚠ MISSING: No cost data for PWRHRO / Fuel Cost. Check CostDB or ATB fallback.
Note on F43: Source: Bhutan PSMP; Nepal NEA; CEB LTGEP mini-hydro $1,840/kW Node default: Regional
Note on F44: Source: CEA NEP ($635/kW=5.27 Cr/MW); ATB PSH Class1=$3,224/kW Node default: IN
Note on F45: Source: CEA NEP ($635/kW=5.27 Cr/MW); ATB PSH Class1=$3,224/kW Node default: IN
Note on F46: Source: CEA NEP ($635/kW=5.27 Cr/MW); ATB PSH Class1=$3,224/kW Node default: IN
Note on F47: ⚠ MISSING: No cost data for PWRHPS / Heat Rate. Check CostDB or ATB fallback.
Note on F48: ⚠ MISSING: No cost data for PWRHPS / Fuel Cost. Check CostDB or ATB fallback.
Note on F49: Source: CEA NEP ($635/kW=5.27 Cr/MW); ATB PSH Class1=$3,224/kW Node default: IN
Note on F50: Source: CEB LTGEP $2,132/kW; CEA NEP $1,059/kW (India) Node default: IN/LK
Note on F51: Source: CEB LTGEP $2,132/kW; CEA NEP $1,059/kW (India) Node default: IN/LK
Note on F52: Source: CEB LTGEP $2,132/kW; CEA NEP $1,059/kW (India) Node default: IN/LK
Note on F53: Source: CEB LTGEP $2,132/kW; CEA NEP $1,059/kW (India) Node default: IN/LK
Note on F54: ⚠ MISSING: No cost data for PWRCOASCPC / Fuel Cost. Check CostDB or ATB fallback.
Note on F55: Source: CEB LTGEP $2,132/kW; CEA NEP $1,059/kW (India) Node default: IN/LK
Note on F56: Source: Est. ~7% premium over SC; better heat rate Node default: IN/LK
Note on F57: Source: Est. ~7% premium over SC; better heat rate Node default: IN/LK
Note on F58: Source: Est. ~7% premium over SC; better heat rate Node default: IN/LK
Note on F59: Source: Est. ~7% premium over SC; better heat rate Node default: IN/LK
Note on F60: ⚠ MISSING: No cost data for PWRCOAUSC / Fuel Cost. Check CostDB or ATB fallback.
Note on F61: Source: Est. ~7% premium over SC; better heat rate Node default: IN/LK
Note on F62: Source: CEB LTGEP $1,273-1,507/kW; FOM=1.13 $/kW-mo Node default: LK
Note on F63: Source: CEB LTGEP $1,273-1,507/kW; FOM=1.13 $/kW-mo Node default: LK
Note on F64: Source: CEB LTGEP $1,273-1,507/kW; FOM=1.13 $/kW-mo Node default: LK
Note on F65: Source: CEB LTGEP $1,273-1,507/kW; FOM=1.13 $/kW-mo Node default: LK
Note on F66: ⚠ MISSING: No cost data for PWRCCG / Fuel Cost. Check CostDB or ATB fallback.
Note on F67: Source: CEB LTGEP $1,273-1,507/kW; FOM=1.13 $/kW-mo Node default: LK
Note on F68: Source: CEB LTGEP $360/kW; FOM=0.64 $/kW-mo Node default: LK
Note on F69: Source: CEB LTGEP $360/kW; FOM=0.64 $/kW-mo Node default: LK
Note on F70: Source: CEB LTGEP $360/kW; FOM=0.64 $/kW-mo Node default: LK
Note on F71: Source: CEB LTGEP $360/kW; FOM=0.64 $/kW-mo Node default: LK
Note on F72: ⚠ MISSING: No cost data for PWROCG / Fuel Cost. Check CostDB or ATB fallback.
Note on F73: Source: CEB LTGEP $360/kW; FOM=0.64 $/kW-mo Node default: LK
Note on F74: Source: CEB LTGEP FO IC $1,000-1,124/kW; FOM=3.25 $/kW-mo Node default: LK/MV
Note on F75: Source: CEB LTGEP FO IC $1,000-1,124/kW; FOM=3.25 $/kW-mo Node default: LK/MV
Note on F76: Source: CEB LTGEP FO IC $1,000-1,124/kW; FOM=3.25 $/kW-mo Node default: LK/MV
Note on F77: Source: CEB LTGEP FO IC $1,000-1,124/kW; FOM=3.25 $/kW-mo Node default: LK/MV
Note on F78: ⚠ MISSING: No cost data for PWROIL / Fuel Cost. Check CostDB or ATB fallback.
Note on F79: Source: CEB LTGEP FO IC $1,000-1,124/kW; FOM=3.25 $/kW-mo Node default: LK/MV
Note on F80: Source: CEB LTGEP $1,782/kW; FOM=4% CAPEX Node default: LK
Note on F81: Source: CEB LTGEP $1,782/kW; FOM=4% CAPEX Node default: LK
Note on F82: Source: CEB LTGEP $1,782/kW; FOM=4% CAPEX Node default: LK
Note on F83: Source: CEB LTGEP $1,782/kW; FOM=4% CAPEX Node default: LK
Note on F84: ⚠ MISSING: No cost data for PWRBIO / Fuel Cost. Check CostDB or ATB fallback.
Note on F85: Source: CEB LTGEP $1,782/kW; FOM=4% CAPEX Node default: LK
Note on F86: Source: Indian WTE projects (Bawana, Bidadi) $2,650-3,300/kW Node default: IN
Note on F87: Source: Indian WTE projects (Bawana, Bidadi) $2,650-3,300/kW Node default: IN
Note on F88: Source: Indian WTE projects (Bawana, Bidadi) $2,650-3,300/kW Node default: IN
Note on F89: Source: Indian WTE projects (Bawana, Bidadi) $2,650-3,300/kW Node default: IN
Note on F90: ⚠ MISSING: No cost data for PWRWTE / Fuel Cost. Check CostDB or ATB fallback.
Note on F91: Source: Indian WTE projects (Bawana, Bidadi) $2,650-3,300/kW Node default: IN
Note on F92: Source: CEB LTGEP $5,103/kW; BD Rooppur ~$5,200/kW Node default: LK/BD
Note on F93: Source: CEB LTGEP $5,103/kW; BD Rooppur ~$5,200/kW Node default: LK/BD
Note on F94: Source: CEB LTGEP $5,103/kW; BD Rooppur ~$5,200/kW Node default: LK/BD
Note on F95: Source: CEB LTGEP $5,103/kW; BD Rooppur ~$5,200/kW Node default: LK/BD
Note on F96: Source: CEB LTGEP $5,103/kW; BD Rooppur ~$5,200/kW Node default: LK/BD
Note on F97: Source: CEB LTGEP $5,103/kW; BD Rooppur ~$5,200/kW Node default: LK/BD
Note on F98: Source: IRENA global avg; ATB Hydro/Flash Node default: Intl
Note on F99: Source: IRENA global avg; ATB Hydro/Flash Node default: Intl
Note on F100: Source: IRENA global avg; ATB Hydro/Flash Node default: Intl
Note on F101: ⚠ MISSING: No cost data for PWRGEO / Heat Rate. Check CostDB or ATB fallback.
Note on F102: ⚠ MISSING: No cost data for PWRGEO / Fuel Cost. Check CostDB or ATB fallback.
Note on F103: Source: IRENA global avg; ATB Hydro/Flash Node default: Intl
Note on F104: ⚠ MISSING: No cost data for PWRSDS / CAPEX. Check CostDB or ATB fallback.
Note on F105: Source: CEA NEP $882/kW (7.32 Cr/MW, 4h); SL ~$1,330/kW Node default: IN
Note on F106: Source: CEA NEP $882/kW (7.32 Cr/MW, 4h); SL ~$1,330/kW Node default: IN
Note on F107: ⚠ MISSING: No cost data for PWRSDS / Heat Rate. Check CostDB or ATB fallback.
Note on F108: ⚠ MISSING: No cost data for PWRSDS / Fuel Cost. Check CostDB or ATB fallback.
Note on F109: Source: CEA NEP $882/kW (7.32 Cr/MW, 4h); SL ~$1,330/kW Node default: IN
Note on F110: ⚠ MISSING: No cost data for PWRLDS / CAPEX. Check CostDB or ATB fallback.
Note on F111: Source: Generic 8h+ proxy; not single chemistry Node default: Regional
Note on F112: Source: Generic 8h+ proxy; not single chemistry Node default: Regional
Note on F113: ⚠ MISSING: No cost data for PWRLDS / Heat Rate. Check CostDB or ATB fallback.
Note on F114: ⚠ MISSING: No cost data for PWRLDS / Fuel Cost. Check CostDB or ATB fallback.
Note on F115: Source: Generic 8h+ proxy; not single chemistry Node default: Regional
Note on F116: Source: CEB LTGEP ($1,244/kW, 1.5% FOM) Node default: LK
Note on F117: Source: CEB LTGEP ($1,244/kW, 1.5% FOM) Node default: LK
Note on F118: Source: CEB LTGEP ($1,244/kW, 1.5% FOM) Node default: LK
Note on F119: ⚠ MISSING: No cost data for PWRFPV / Heat Rate. Check CostDB or ATB fallback.
Note on F120: ⚠ MISSING: No cost data for PWRFPV / Fuel Cost. Check CostDB or ATB fallback.
Note on F121: Source: CEB LTGEP ($1,244/kW, 1.5% FOM) Node default: LK
Note on F122: Source: DOE FC targets; India NGHM Node default: Intl
Note on F123: Source: DOE FC targets; India NGHM Node default: Intl
Note on F124: Source: DOE FC targets; India NGHM Node default: Intl
Note on F125: Source: DOE FC targets; India NGHM Node default: Intl
Note on F126: ⚠ MISSING: No cost data for PWRH2G / Fuel Cost. Check CostDB or ATB fallback.
Note on F127: Source: DOE FC targets; India NGHM Node default: Intl
Note on F128: Source: Marine energy literature Node default: Intl
Note on F129: Source: Marine energy literature Node default: Intl
Note on F130: Source: Marine energy literature Node default: Intl
Note on F131: ⚠ MISSING: No cost data for PWRTDL / Heat Rate. Check CostDB or ATB fallback.
Note on F132: ⚠ MISSING: No cost data for PWRTDL / Fuel Cost. Check CostDB or ATB fallback.
Note on F133: Source: Marine energy literature Node default: Intl
Note on F134: Source: Modeling construct Node default: All
Note on F135: Source: Modeling construct Node default: All
Note on F136: Source: Modeling construct Node default: All
Note on F137: ⚠ MISSING: No cost data for PWRBCK / Heat Rate. Check CostDB or ATB fallback.
Note on F138: ⚠ MISSING: No cost data for PWRBCK / Fuel Cost. Check CostDB or ATB fallback.
Note on F139: ⚠ MISSING: No cost data for PWRBCK / Construction Time. Check CostDB or ATB fallback.

## RE_Targets_Policies
scenario | Country | Node | Policy_Name | Target_Type | Target_Value | Target_Year | Mandate_or_Aspirational | Source | IEEE Reference
BAU | India | IN_N/S/E/W/NE | National Electricity Plan 2023 | Capacity_GW | 500 | 2030 | Mandate | NEP 2023 | Central Electricity Authority (CEA), "National Electricity Plan, Volume I — Generation," Ministry of Power, Government of India, New Delhi, 2023. [Online]. Available: https://cea.nic.in Ministry of New and Renewable Energy (MNRE), "Renewable Energy Targets and Capacity Additions," MNRE, Government of India, New Delhi, 2024.
BAU | India | IN_N/S/E/W/NE | India NDC (Updated) | RE_share | 0.5 | 2030 | Mandate | India NDC 2022 | Government of India, "India's Updated First Nationally Determined Contribution," UNFCCC, Aug. 2022.
BAU | Bangladesh | BD | Mujib Climate Prosperity Plan | Capacity_GW | 40 | 2041 | Aspirational | MCPP | Government of the People's Republic of Bangladesh, "Mujib Climate Prosperity Plan (MCPP) 2022–2041," Dhaka, Bangladesh, 2022.
BAU | Bangladesh | BD | Bangladesh NDC | RE_share | 0.4 | 2041 | Aspirational | Bangladesh NDC 2021 | Government of the People's Republic of Bangladesh, "Nationally Determined Contributions — Updated Submission," UNFCCC, Aug. 2021.
BAU | Nepal | NP | National Energy Strategy | Capacity_GW | 15 | 2030 | Aspirational | GoN Energy Strategy | Government of Nepal, "Second Nationally Determined Contribution," UNFCCC, 2020. Government of Nepal, "Long-term Strategy for Net-Zero Emissions," Kathmandu, Nepal, 2021.
BAU | Sri Lanka | LK | Sri Lanka Energy Policy | RE_share | 0.7 | 2030 | Mandate | GoSL NDC 2021 | Government of Sri Lanka, "Updated Nationally Determined Contributions," UNFCCC, 2021. Ceylon Electricity Board (CEB), "Long-Term Generation Expansion Plan 2025–2044," CEB, Colombo, Sri Lanka, 2024. [Online]. Available: https://www.ceb.lk/front_img/img_reports/1748839124LTGEP-2025-2044-FINAL_c.pdf
BAU | Bhutan | BT | Bhutan NDC | Emissions | Carbon negative | 2030 | Mandate | Bhutan NDC | Royal Government of Bhutan, "Third Nationally Determined Contribution," UNFCCC, 2021.
BAU | Maldives | MV | MCCEE Energy Roadmap 2024-2033 | RE_share | 0.33 | 2028 | Mandate | MCCEE Energy Road Map 2024-2033 (ADB, Nov 2024) | Government of Maldives, "Maldives Energy Roadmap 2024–2033," Ministry of Climate Change, Environment and Energy (MCCEE), Malé, Maldives, Nov. 2024. [Online]. Available: https://www.environment.gov.mv/v2/wp-content/files/publications/20241107-pub-energy-roadmap-maldives-2024-2033-.pdf Government of Maldives, "Updated Nationally Determined Contribution," UNFCCC, 2020.
Note on I2: India 500 GW RE by 2030: CEA NEP 2023. NDC updated Aug 2022: 50% non-fossil capacity. Source: https://unfccc.int/NDCREG
Note on I3: India 50% RE share by 2030: Updated NDC Aug 2022. Source: https://pib.gov.in/PressReleasePage.aspx?PRID=1847812
Note on I4: Bangladesh 40 GW RE by 2041: Mujib Climate Prosperity Plan. ⚠ IEPMP 2023 supersedes with lower targets. Review.
Note on I5: Bangladesh 40% RE by 2041: NDC 2021. ⚠ IEPMP 2023 has more specific targets. Cross-ref BGD_DA_Final 2_Demand_Forecasts.
Note on I6: Nepal 15 GW by 2030: National Energy Strategy. ⚠ CES/LTS Study has 9.7-20.5 GW range. Source: Nepal_new_data Demand Forecasts.
Note on I7: Sri Lanka 70% RE by 2030: GoSL NDC. CEB LTGEP 2025-2044 has detailed RE roadmap. Source: SriLanka__new_data_v2.
Note on I8: Bhutan carbon negative: NDC commitment. Hydropower dominant. Source: BTN_DA_Final 8_Sources.
Note on I29: Source: Maldives_new_data Demand Forecasts sheet. 33% RE by end-2028. Also: Maldives_Energy_Infrastructure Additional Data sheet. URL: https://www.environment.gov.mv/v2/wp-content/files/publications/20241107-pub-energy-roadmap-maldives-2024-2033-.pdf