## README
OSTRAM — OSeMOSYS for Transmission
South Asia Power System Connectivity Model
Version: | 1.1
Last Updated: | 2026-04-16
Prepared for: | UN ESCAP
═══ WHAT IS THIS TEMPLATE ══════════════════════════════════════════════
This workbook collects the South Asia power-system data needed to run OSTRAM,
an OSeMOSYS-based connectivity model covering BD, BT, IN (×5), NP, LK, MV over 2023–2050.
The study is centred on cross-border interconnection — the orange tabs carry that focus;
the blue, red, and green tabs supply the surrounding system context the interconnector
question has to be answered within.
═══ HOW THE COLOURS WORK ══════════════════════════════════════════════
Each tab is colour-coded by its role in the pipeline:
BLUE — Model inputs. The A3 step reads these directly to populate OSeMOSYS.
7 sheets covering fixed parameters, per-tech trajectories, demand,
transmission, variable cost, and emissions.
RED — Timeslice-dependent sheets. The OSTRAM timeslice Python will rewrite
these whenever the temporal resolution changes (4 seasons × 3 bands today,
but not a hard assumption). Everything indexed by S_D_ lives here.
ORANGE — Interconnectors. The study focus: project inventory and the corresponding
TRNCBD_* tech parameters that encode cross-border corridors in OSeMOSYS.
GREEN — Provenance / nice-to-have. Country-lead inventories and cost-source tables
that explain (or will explain) where the numbers in the blue sheets come from.
Not read by A3 — these are the audit trail.
═══ SHEET INDEX ═══════════════════════════════════════════════════════
Sheet | Colour | What it contains
README | Gray | This sheet.
Fixed_Horizon_Parameters | Blue | Time-invariant per-tech parameters: CapacityToActivityUnit, OperationalLife, Input/OutputActivityRatio. Long-form: one row per (Tech × Parameter).
Primary_Techs | Blue | Fuel-supply / mining techs (MIN*). CapitalCost, FixedCost, ResidualCapacity, TotalAnnualMaxCapacity by year 2023–2050 in wide format.
Secondary_Techs | Blue | Power generation techs (PWR*). Same parameter set as Primary_Techs plus additional fields; the heart of the technology database.
Capacities_CF | Red | CapacityFactor (fraction) per (Timeslice × Tech) by year. 12 timeslices × all generation techs.
VariableCost | Blue | VariableCost (USD/GJ) by Mode.Operation × Tech × year. Primary-tech fuels only.
Demand_Projection | Blue | Annual electricity demand per node-ELC fuel (PJ/yr), 2023–2050. One row per node.
Demand_Profiles | Red | Demand fractions per (Timeslice × node-ELC) by year. Must sum to 1.0 across the 12 timeslices for each node-year.
Demand_Techs | Blue | Transmission tech parameters (PWRTRN, RNWTRN, TRNNLI, TRNRPO) — internal transmission layer, not cross-border.
Emissions | Blue | EmissionActivityRatio (tCO2/PJ) for emitting PWR techs by year. Currently IPCC 2006 defaults; to be replaced with country-specific NC values.
Yearsplit_Template | Red | YearSplit fractions per timeslice (must sum to 1.0 per year). Template form — timeslice Python regenerates this when resolution changes.
DaySplit | Red | DaySplit fractions per daily time bracket. Same rewrite rule as Yearsplit.
Interconnectors | Orange | Project inventory of cross-border corridors: 51 rows with from/to node, circuits, COD year, affiliated power, MW capacity, voltage, AC/DC, status. Pre-populated from Zixuan v3.
Interconnector_Params | Orange | OSeMOSYS parameters for TRNCBD_* techs (cross-border interconnectors). CapitalCost, FixedCost, ResidualCapacity, TotalAnnualMaxCapacity by year — the blue-equivalent of the inventory sheet.
Existing_Generation | Green | Plant-level inventory: ~2,112 plants with capacity MW, commissioning year, expected retirement, annual CF, status, source. Provenance for ResidualCapacity in Secondary_Techs.
Planned_Generation | Green | Project pipeline: ~541 committed/announced projects with expected COD, developer, source. Provenance for TotalAnnualMinCapacity / MaxCapacity in Secondary_Techs.
Technology_Costs | Green | Tech-level CAPEX / Fixed O&M / Variable O&M / Heat Rate trajectories 2023→2050, with source. Provenance for CapitalCost, FixedCost in Secondary_Techs.
RE_Targets_Policies | Green | National RE targets and NDC commitments per country-node: target type (Capacity_GW or RE_share), target year, mandate vs aspirational, source.
═══ HOW TO FILL IT IN ═════════════════════════════════════════════════
Step 1 — Send the green sheets to each country lead
They populate: existing plants, planned projects, cost assumptions, RE targets.
Pre-filled headers and dropdowns; only the empty yellow cells need values.
Step 2 — Transfer green-sheet data into the blue sheets
Existing plants → ResidualCapacity in Secondary_Techs
Planned projects → TotalAnnualMinCapacity (committed) and TotalAnnualMaxCapacity
Cost data → CapitalCost and FixedCost in Secondary_Techs and Primary_Techs
Hourly load data → Demand_Projection (annual) and Demand_Profiles (shapes)
Renewable resource data → Capacities_CF
Step 3 — Update the orange sheets if interconnector plans change
Corridor inventory changes in Interconnectors must be mirrored in Interconnector_Params.
Step 4 — Check before running
Every yellow cell with blue text is a flagged gap — it still needs a value.
Demand profile fractions must sum to 1.0 across the 12 timeslices per node-year.
YearSplit fractions must also sum to 1.0.
ResidualCapacity should decline over time as plants retire.
Step 5 — Run the pipeline
A3 reads the blue + orange sheets. The timeslice Python handles the red sheets.
The otoole-based pipeline produces the OSeMOSYS .txt data file.
═══ RULES — DO NOT BREAK THESE ═══════════════════════════════════════
1. Do not rename or reorder columns in the blue sheets. The pipeline reads exact column names.
2. Do not merge cells. The Python reader cannot handle them.
3. Do not delete rows. If a technology is not available at a node, set TotalAnnualMaxCapacity = 0.
4. Projection.Mode = "User defined" and Projection.Parameter = 0 means year-column values are used as-is.
5. CapacityToActivityUnit = 31.536 converts GW → PJ/yr. Do not change this.
6. All costs in USD 2023. Capacity in GW. Energy in PJ. Fractions as decimals (0.0–1.0).
7. Every VRE technology needs capacity factor values for all 12 timeslices.
8. Backstop (PWRBCK) is a safety valve at every node. Give it a very high cost (~99999 USD/kW).
═══ NAMING CONVENTIONS ════════════════════════════════════════════════
Technologies:
PWR + fuel(3) + node(5) — e.g. PWRSPVINDWE = Solar PV (utility-scale), India – West
MIN + fuel(3) + country(3) — e.g. MINCOAIND = Coal supply, India (INT = imports)
PWRSDS / PWRLDS + node(5) — e.g. PWRSDSINDWE = Short- / long-duration storage
PWRBCK + node(5) — e.g. PWRBCKINDWE = Backstop (high-cost safety valve)
Demand fuels:
ELC + node(5) + suffix(2)
ELCBGDXX03 = Electricity demand, Bangladesh (bus suffixes 00–04)
Cross-border interconnectors:
TRN + from-node(5) + to-node(5)
TRNBGDXXINDEA = Bangladesh ↔ India East
═══ NODE CODES ════════════════════════════════════════════════════════
BGDXX | Bangladesh
BTNXX | Bhutan
INDNO | India – North
INDSO | India – South
INDEA | India – East
INDWE | India – West
INDNE | India – Northeast
NPLXX | Nepal
LKAXX | Sri Lanka
MDVXX | Maldives
═══ TIMESLICES ════════════════════════════════════════════════════════
Code | Season | Daily Band
S1D1 | Summer (Apr–May) | Night/Off-peak (22:00–06:00)
S1D2 | Summer (Apr–May) | Day/Shoulder (06:00–17:00)
S1D3 | Summer (Apr–May) | Evening/Peak (17:00–22:00)
S2D1 | Monsoon (Jun–Sep) | Night/Off-peak (22:00–06:00)
S2D2 | Monsoon (Jun–Sep) | Day/Shoulder (06:00–17:00)
S2D3 | Monsoon (Jun–Sep) | Evening/Peak (17:00–22:00)
S3D1 | Post-Monsoon (Oct–Nov) | Night/Off-peak (22:00–06:00)
S3D2 | Post-Monsoon (Oct–Nov) | Day/Shoulder (06:00–17:00)
S3D3 | Post-Monsoon (Oct–Nov) | Evening/Peak (17:00–22:00)
S4D1 | Winter (Dec–Mar) | Night/Off-peak (22:00–06:00)
S4D2 | Winter (Dec–Mar) | Day/Shoulder (06:00–17:00)
S4D3 | Winter (Dec–Mar) | Evening/Peak (17:00–22:00)
═══ UNITS ═════════════════════════════════════════════════════════════
Quantity | Unit
Capacity | GW
Energy | PJ
CAPEX | USD2023/kW
Fixed O&M | USD2023/kW/yr
Variable O&M / Fuel | USD/GJ
Demand | PJ/yr
CapacityToActivityUnit | 31.536 (GW → PJ/yr)
Emissions | tCO₂/PJ
Capacity factors | fraction (0.0–1.0)
Demand profiles | fraction (sum to 1.0 per node-year)
═══ TECHNOLOGY CODES ══════════════════════════════════════════════════
Code | Technology | Eligible Nodes
PWRSPV | Solar PV (utility-scale) | All nodes
PWRSPR | Solar PV (rooftop) | All nodes
PWRCSP | Concentrated Solar Power | IN_N/S/E/W/NE, LK
PWRWON | Onshore Wind | All nodes
PWRWOF | Offshore Wind | IN_S/W/E, BD, LK, MV
PWRHDR | Hydro – Reservoir | NP, BT, IN_N/NE/E, LK
PWRHRO | Hydro – Run-of-River | NP, BT, IN_N/NE
PWRHPS | Hydro – Pumped Storage | IN_S/W/N, NP, LK
PWRCOASCPC | Coal – Supercritical | BD, IN_N/S/E/W, LK
PWRCOAUSC | Coal – Ultra-supercritical | IN_N/S/E/W
PWRCCG | CCGT | BD, IN nodes, MV, LK
PWROCG | OCGT | BD, IN nodes, MV, LK
PWROIL | Oil/Diesel | MV, BD, LK
PWRBIO | Biomass/Bagasse | BD, IN nodes, NP, LK
PWRWTE | Waste-to-Energy | IN nodes, BD, LK
PWRURN | Nuclear | IN nodes, BD
PWRGEO | Geothermal | IN_N
PWRSDS | Short-duration storage (Li-ion 4h) | All nodes
PWRLDS | Long-duration storage (8h+) | All nodes
PWRFPV | Floating Solar PV | IN_S/E, BD, LK, MV
PWRH2G | Green Hydrogen Fuel Cell | IN nodes
PWRTDL | Tidal / Marine | IN_S, LK
PWRBCK | Backstop (penalty generator) | All nodes
MINCOA | Coal mining/import | All nodes
MINGAS | Natural Gas supply | All nodes
MINOIL | Oil supply | All nodes
MINURN | Uranium supply | All nodes
MINBIO | Biomass supply | All nodes
MINH2G | Green hydrogen production | All nodes
PWRTRN | Existing transmission (non-RE) | All nodes
RNWTRN | Existing transmission (RE) | All nodes
TRNNLI | New transmission line | All nodes
TRNRPO | Repower/upgrade transmission | All nodes
TRNCBD | Cross-border interconnector | Per corridor

## Control
scenario | active | rules_script | inherit_restrictions_from | notes
BAU | TRUE | add_max_cap_investment_lid_rule.py |  | Base scenario
A_Calibrated_BAU | TRUE | set_retirement_schedule.py, add_max_cap_investment_lid_rule.py, set_min_capacity_floors.py, relax_interconnectors.py | BAU | Test multi-script chain
B_Optimised_VRE | TRUE | set_retirement_schedule.py, add_max_cap_investment_lid_rule.py, relax_interconnectors.py, add_storage_min_investment.py |  | Loose VRE + open interconnectors (3x). No inheritance — independent solve from BAU base.
C_Target_VRE | TRUE | set_retirement_schedule.py, add_max_cap_investment_lid_rule.py, set_vre_targets.py, relax_interconnectors.py, add_storage_min_investment.py |  | NDC renewable targets. Independent solve from BAU base; hard dep is Executables/BAU_0/ProductionByTechnology.csv read by set_vre_targets.

## Restrictions
scenario | source_sheet | tech | parameter | year | value | rule_applied | source_run_timestamp
A_Calibrated_BAU | Secondary Techs | PWRCOABGDXX | ResidualCapacity | 2029 | 5.5206 |  | 2026-05-26T15:50:23.048608
A_Calibrated_BAU | Secondary Techs | PWRCOABGDXX | ResidualCapacity | 2030 | 5.3583 |  | 2026-05-26T15:50:23.048608
A_Calibrated_BAU | Secondary Techs | PWRCOABGDXX | ResidualCapacity | 2031 | 5.1959 |  | 2026-05-26T15:50:23.048608
A_Calibrated_BAU | Secondary Techs | PWRCOABGDXX | ResidualCapacity | 2032 | 5.0335 |  | 2026-05-26T15:50:23.048608
A_Calibrated_BAU | Secondary Techs | PWRCOABGDXX | ResidualCapacity | 2033 | 4.8711 |  | 2026-05-26T15:50:23.048608
A_Calibrated_BAU | Secondary Techs | PWRCOABGDXX | ResidualCapacity | 2034 | 4.7088 |  | 2026-05-26T15:50:23.048608
A_Calibrated_BAU | Secondary Techs | PWRCOABGDXX | ResidualCapacity | 2035 | 4.5464 |  | 2026-05-26T15:50:23.048608
A_Calibrated_BAU | Secondary Techs | PWRCOABGDXX | ResidualCapacity | 2036 | 4.384 |  | 2026-05-26T15:50:23.048608
A_Calibrated_BAU | Secondary Techs | PWRCOABGDXX | ResidualCapacity | 2037 | 4.2217 |  | 2026-05-26T15:50:23.048608
A_Calibrated_BAU | Secondary Techs | PWRCOABGDXX | ResidualCapacity | 2038 | 4.0593 |  | 2026-05-26T15:50:23.048608
A_Calibrated_BAU | Secondary Techs | PWRCOABGDXX | ResidualCapacity | 2039 | 3.8969 |  | 2026-05-26T15:50:23.048608
A_Calibrated_BAU | Secondary Techs | PWRCOABGDXX | ResidualCapacity | 2040 | 3.7345 |  | 2026-05-26T15:50:23.048608
A_Calibrated_BAU | Secondary Techs | PWRCOABGDXX | ResidualCapacity | 2041 | 3.5722 |  | 2026-05-26T15:50:23.048608
A_Calibrated_BAU | Secondary Techs | PWRCOABGDXX | ResidualCapacity | 2042 | 3.4098 |  | 2026-05-26T15:50:23.048608
A_Calibrated_BAU | Secondary Techs | PWRCOABGDXX | ResidualCapacity | 2043 | 3.2474 |  | 2026-05-26T15:50:23.048608
A_Calibrated_BAU | Secondary Techs | PWRCOABGDXX | ResidualCapacity | 2044 | 3.0851 |  | 2026-05-26T15:50:23.048608
A_Calibrated_BAU | Secondary Techs | PWRCOABGDXX | ResidualCapacity | 2045 | 2.9227 |  | 2026-05-26T15:50:23.048608
A_Calibrated_BAU | Secondary Techs | PWRCOABGDXX | ResidualCapacity | 2046 | 2.7603 |  | 2026-05-26T15:50:23.048608
A_Calibrated_BAU | Secondary Techs | PWRCOABGDXX | ResidualCapacity | 2047 | 2.5979 |  | 2026-05-26T15:50:23.048608
A_Calibrated_BAU | Secondary Techs | PWRCOABGDXX | ResidualCapacity | 2048 | 2.4356 |  | 2026-05-26T15:50:23.048608
A_Calibrated_BAU | Secondary Techs | PWRCOABGDXX | ResidualCapacity | 2049 | 2.2732 |  | 2026-05-26T15:50:23.048608
A_Calibrated_BAU | Secondary Techs | PWRCOABGDXX | ResidualCapacity | 2050 | 2.1108 |  | 2026-05-26T15:50:23.048608
A_Calibrated_BAU | Secondary Techs | PWRCOAINDWE | ResidualCapacity | 2029 | 83.335 |  | 2026-05-26T15:50:23.048608
A_Calibrated_BAU | Secondary Techs | PWRCOAINDWE | ResidualCapacity | 2030 | 80.8839 |  | 2026-05-26T15:50:23.048608
A_Calibrated_BAU | Secondary Techs | PWRCOAINDWE | ResidualCapacity | 2031 | 78.4329 |  | 2026-05-26T15:50:23.048608
A_Calibrated_BAU | Secondary Techs | PWRCOAINDWE | ResidualCapacity | 2032 | 75.9819 |  | 2026-05-26T15:50:23.048608
A_Calibrated_BAU | Secondary Techs | PWRCOAINDWE | ResidualCapacity | 2033 | 73.5309 |  | 2026-05-26T15:50:23.048608
A_Calibrated_BAU | Secondary Techs | PWRCOAINDWE | ResidualCapacity | 2034 | 71.0798 |  | 2026-05-26T15:50:23.048608
A_Calibrated_BAU | Secondary Techs | PWRCOAINDWE | ResidualCapacity | 2035 | 68.6288 |  | 2026-05-26T15:50:23.048608
A_Calibrated_BAU | Secondary Techs | PWRCOAINDWE | ResidualCapacity | 2036 | 66.1778 |  | 2026-05-26T15:50:23.048608
A_Calibrated_BAU | Secondary Techs | PWRCOAINDWE | ResidualCapacity | 2037 | 63.7267 |  | 2026-05-26T15:50:23.048608
A_Calibrated_BAU | Secondary Techs | PWRCOAINDWE | ResidualCapacity | 2038 | 61.2757 |  | 2026-05-26T15:50:23.048608
A_Calibrated_BAU | Secondary Techs | PWRCOAINDWE | ResidualCapacity | 2039 | 58.8247 |  | 2026-05-26T15:50:23.048608
A_Calibrated_BAU | Secondary Techs | PWRCOAINDWE | ResidualCapacity | 2040 | 56.3737 |  | 2026-05-26T15:50:23.048608
A_Calibrated_BAU | Secondary Techs | PWRCOAINDWE | ResidualCapacity | 2041 | 53.9226 |  | 2026-05-26T15:50:23.048608
A_Calibrated_BAU | Secondary Techs | PWRCOAINDWE | ResidualCapacity | 2042 | 51.4716 |  | 2026-05-26T15:50:23.048608
A_Calibrated_BAU | Secondary Techs | PWRCOAINDWE | ResidualCapacity | 2043 | 49.0206 |  | 2026-05-26T15:50:23.048608
A_Calibrated_BAU | Secondary Techs | PWRCOAINDWE | ResidualCapacity | 2044 | 46.5695 |  | 2026-05-26T15:50:23.048608
A_Calibrated_BAU | Secondary Techs | PWRCOAINDWE | ResidualCapacity | 2045 | 44.1185 |  | 2026-05-26T15:50:23.048608
A_Calibrated_BAU | Secondary Techs | PWRCOAINDWE | ResidualCapacity | 2046 | 41.6675 |  | 2026-05-26T15:50:23.048608
A_Calibrated_BAU | Secondary Techs | PWRCOAINDWE | ResidualCapacity | 2047 | 39.2165 |  | 2026-05-26T15:50:23.048608
A_Calibrated_BAU | Secondary Techs | PWRCOAINDWE | ResidualCapacity | 2048 | 36.7654 |  | 2026-05-26T15:50:23.048608
A_Calibrated_BAU | Secondary Techs | PWRCOAINDWE | ResidualCapacity | 2049 | 34.3144 |  | 2026-05-26T15:50:23.048608
A_Calibrated_BAU | Secondary Techs | PWRCOAINDWE | ResidualCapacity | 2050 | 31.8634 |  | 2026-05-26T15:50:23.048608
A_Calibrated_BAU | Secondary Techs | PWRNGSINDEA | ResidualCapacity | 2029 | 0.077333 |  | 2026-05-26T15:50:23.048608
A_Calibrated_BAU | Secondary Techs | PWRNGSINDEA | ResidualCapacity | 2030 | 0.074667 |  | 2026-05-26T15:50:23.048608
A_Calibrated_BAU | Secondary Techs | PWRNGSINDEA | ResidualCapacity | 2031 | 0.072 |  | 2026-05-26T15:50:23.048608
A_Calibrated_BAU | Secondary Techs | PWRNGSINDEA | ResidualCapacity | 2032 | 0.069333 |  | 2026-05-26T15:50:23.048608
A_Calibrated_BAU | Secondary Techs | PWRNGSINDEA | ResidualCapacity | 2033 | 0.066667 |  | 2026-05-26T15:50:23.048608
A_Calibrated_BAU | Secondary Techs | PWRNGSINDEA | ResidualCapacity | 2034 | 0.064 |  | 2026-05-26T15:50:23.048608
A_Calibrated_BAU | Secondary Techs | PWRNGSINDEA | ResidualCapacity | 2035 | 0.061333 |  | 2026-05-26T15:50:23.048608
A_Calibrated_BAU | Secondary Techs | PWRNGSINDEA | ResidualCapacity | 2036 | 0.058667 |  | 2026-05-26T15:50:23.048608
A_Calibrated_BAU | Secondary Techs | PWRNGSINDEA | ResidualCapacity | 2037 | 0.056 |  | 2026-05-26T15:50:23.048608
A_Calibrated_BAU | Secondary Techs | PWRNGSINDEA | ResidualCapacity | 2038 | 0.053333 |  | 2026-05-26T15:50:23.048608
A_Calibrated_BAU | Secondary Techs | PWRNGSINDEA | ResidualCapacity | 2039 | 0.050667 |  | 2026-05-26T15:50:23.048608
A_Calibrated_BAU | Secondary Techs | PWRNGSINDEA | ResidualCapacity | 2040 | 0.048 |  | 2026-05-26T15:50:23.048608
A_Calibrated_BAU | Secondary Techs | PWRNGSINDEA | ResidualCapacity | 2041 | 0.045333 |  | 2026-05-26T15:50:23.048608
A_Calibrated_BAU | Secondary Techs | PWRNGSINDEA | ResidualCapacity | 2042 | 0.042667 |  | 2026-05-26T15:50:23.048608
A_Calibrated_BAU | Secondary Techs | PWRNGSINDEA | ResidualCapacity | 2043 | 0.04 |  | 2026-05-26T15:50:23.048608
A_Calibrated_BAU | Secondary Techs | PWRNGSINDEA | ResidualCapacity | 2044 | 0.037333 |  | 2026-05-26T15:50:23.048608
A_Calibrated_BAU | Secondary Techs | PWRNGSINDEA | ResidualCapacity | 2045 | 0.034667 |  | 2026-05-26T15:50:23.048608
A_Calibrated_BAU | Secondary Techs | PWRNGSINDEA | ResidualCapacity | 2046 | 0.032 |  | 2026-05-26T15:50:23.048608
A_Calibrated_BAU | Secondary Techs | PWRNGSINDEA | ResidualCapacity | 2047 | 0.029333 |  | 2026-05-26T15:50:23.048608
A_Calibrated_BAU | Secondary Techs | PWRNGSINDEA | ResidualCapacity | 2048 | 0.026667 |  | 2026-05-26T15:50:23.048608
A_Calibrated_BAU | Secondary Techs | PWRNGSINDEA | ResidualCapacity | 2049 | 0.024 |  | 2026-05-26T15:50:23.048608
A_Calibrated_BAU | Secondary Techs | PWRNGSINDEA | ResidualCapacity | 2050 | 0.021333 |  | 2026-05-26T15:50:23.048608
A_Calibrated_BAU | Secondary Techs | PWRNGSINDNO | ResidualCapacity | 2029 | 5.7952 |  | 2026-05-26T15:50:23.048608
A_Calibrated_BAU | Secondary Techs | PWRNGSINDNO | ResidualCapacity | 2030 | 5.5953 |  | 2026-05-26T15:50:23.048608
A_Calibrated_BAU | Secondary Techs | PWRNGSINDNO | ResidualCapacity | 2031 | 5.3955 |  | 2026-05-26T15:50:23.048608
A_Calibrated_BAU | Secondary Techs | PWRNGSINDNO | ResidualCapacity | 2032 | 5.1957 |  | 2026-05-26T15:50:23.048608
A_Calibrated_BAU | Secondary Techs | PWRNGSINDNO | ResidualCapacity | 2033 | 4.9958 |  | 2026-05-26T15:50:23.048608
A_Calibrated_BAU | Secondary Techs | PWRNGSINDNO | ResidualCapacity | 2034 | 4.796 |  | 2026-05-26T15:50:23.048608
A_Calibrated_BAU | Secondary Techs | PWRNGSINDNO | ResidualCapacity | 2035 | 4.5962 |  | 2026-05-26T15:50:23.048608
A_Calibrated_BAU | Secondary Techs | PWRNGSINDNO | ResidualCapacity | 2036 | 4.3963 |  | 2026-05-26T15:50:23.048608
A_Calibrated_BAU | Secondary Techs | PWRNGSINDNO | ResidualCapacity | 2037 | 4.1965 |  | 2026-05-26T15:50:23.048608
A_Calibrated_BAU | Secondary Techs | PWRNGSINDNO | ResidualCapacity | 2038 | 3.9967 |  | 2026-05-26T15:50:23.048608
A_Calibrated_BAU | Secondary Techs | PWRNGSINDNO | ResidualCapacity | 2039 | 3.7968 |  | 2026-05-26T15:50:23.048608
A_Calibrated_BAU | Secondary Techs | PWRNGSINDNO | ResidualCapacity | 2040 | 3.597 |  | 2026-05-26T15:50:23.048608
A_Calibrated_BAU | Secondary Techs | PWRNGSINDNO | ResidualCapacity | 2041 | 3.3972 |  | 2026-05-26T15:50:23.048608
A_Calibrated_BAU | Secondary Techs | PWRNGSINDNO | ResidualCapacity | 2042 | 3.1973 |  | 2026-05-26T15:50:23.048608
A_Calibrated_BAU | Secondary Techs | PWRNGSINDNO | ResidualCapacity | 2043 | 2.9975 |  | 2026-05-26T15:50:23.048608
A_Calibrated_BAU | Secondary Techs | PWRNGSINDNO | ResidualCapacity | 2044 | 2.7977 |  | 2026-05-26T15:50:23.048608
A_Calibrated_BAU | Secondary Techs | PWRNGSINDNO | ResidualCapacity | 2045 | 2.5978 |  | 2026-05-26T15:50:23.048608
A_Calibrated_BAU | Secondary Techs | PWRNGSINDNO | ResidualCapacity | 2046 | 2.398 |  | 2026-05-26T15:50:23.048608
A_Calibrated_BAU | Secondary Techs | PWRNGSINDNO | ResidualCapacity | 2047 | 2.1982 |  | 2026-05-26T15:50:23.048608
A_Calibrated_BAU | Secondary Techs | PWRNGSINDNO | ResidualCapacity | 2048 | 1.9983 |  | 2026-05-26T15:50:23.048608
A_Calibrated_BAU | Secondary Techs | PWRNGSINDNO | ResidualCapacity | 2049 | 1.7985 |  | 2026-05-26T15:50:23.048608
A_Calibrated_BAU | Secondary Techs | PWRNGSINDNO | ResidualCapacity | 2050 | 1.5987 |  | 2026-05-26T15:50:23.048608
A_Calibrated_BAU | Secondary Techs | PWRCOALKAXX | ResidualCapacity | 2029 | 0.78686 |  | 2026-05-26T15:50:23.048608
A_Calibrated_BAU | Secondary Techs | PWRCOALKAXX | ResidualCapacity | 2030 | 0.76371 |  | 2026-05-26T15:50:23.048608
A_Calibrated_BAU | Secondary Techs | PWRCOALKAXX | ResidualCapacity | 2031 | 0.74057 |  | 2026-05-26T15:50:23.048608
A_Calibrated_BAU | Secondary Techs | PWRCOALKAXX | ResidualCapacity | 2032 | 0.71743 |  | 2026-05-26T15:50:23.048608
A_Calibrated_BAU | Secondary Techs | PWRCOALKAXX | ResidualCapacity | 2033 | 0.69429 |  | 2026-05-26T15:50:23.048608
A_Calibrated_BAU | Secondary Techs | PWRCOALKAXX | ResidualCapacity | 2034 | 0.67114 |  | 2026-05-26T15:50:23.048608
A_Calibrated_BAU | Secondary Techs | PWRCOALKAXX | ResidualCapacity | 2035 | 0.648 |  | 2026-05-26T15:50:23.048608
A_Calibrated_BAU | Secondary Techs | PWRCOALKAXX | ResidualCapacity | 2036 | 0.62486 |  | 2026-05-26T15:50:23.048608
A_Calibrated_BAU | Secondary Techs | PWRCOALKAXX | ResidualCapacity | 2037 | 0.60171 |  | 2026-05-26T15:50:23.048608
A_Calibrated_BAU | Secondary Techs | PWRCOALKAXX | ResidualCapacity | 2038 | 0.57857 |  | 2026-05-26T15:50:23.048608
A_Calibrated_BAU | Secondary Techs | PWRCOALKAXX | ResidualCapacity | 2039 | 0.55543 |  | 2026-05-26T15:50:23.048608
A_Calibrated_BAU | Secondary Techs | PWRCOALKAXX | ResidualCapacity | 2040 | 0.53229 |  | 2026-05-26T15:50:23.048608
A_Calibrated_BAU | Secondary Techs | PWRCOALKAXX | ResidualCapacity | 2041 | 0.50914 |  | 2026-05-26T15:50:23.048608
A_Calibrated_BAU | Secondary Techs | PWRCOALKAXX | ResidualCapacity | 2042 | 0.486 |  | 2026-05-26T15:50:23.048608
A_Calibrated_BAU | Secondary Techs | PWRCOALKAXX | ResidualCapacity | 2043 | 0.46286 |  | 2026-05-26T15:50:23.048608
A_Calibrated_BAU | Secondary Techs | PWRCOALKAXX | ResidualCapacity | 2044 | 0.43971 |  | 2026-05-26T15:50:23.048608
A_Calibrated_BAU | Secondary Techs | PWRCOALKAXX | ResidualCapacity | 2045 | 0.41657 |  | 2026-05-26T15:50:23.048608
A_Calibrated_BAU | Secondary Techs | PWRCOALKAXX | ResidualCapacity | 2046 | 0.39343 |  | 2026-05-26T15:50:23.048608
A_Calibrated_BAU | Secondary Techs | PWRCOALKAXX | ResidualCapacity | 2047 | 0.37029 |  | 2026-05-26T15:50:23.048608
A_Calibrated_BAU | Secondary Techs | PWRCOALKAXX | ResidualCapacity | 2048 | 0.34714 |  | 2026-05-26T15:50:23.048608
A_Calibrated_BAU | Secondary Techs | PWRCOALKAXX | ResidualCapacity | 2049 | 0.324 |  | 2026-05-26T15:50:23.048608
A_Calibrated_BAU | Secondary Techs | PWRCOALKAXX | ResidualCapacity | 2050 | 0.30086 |  | 2026-05-26T15:50:23.048608
A_Calibrated_BAU | Secondary Techs | PWRCOAINDNO | ResidualCapacity | 2029 | 44.5546 |  | 2026-05-26T15:50:23.048608
A_Calibrated_BAU | Secondary Techs | PWRCOAINDNO | ResidualCapacity | 2030 | 43.2441 |  | 2026-05-26T15:50:23.048608
A_Calibrated_BAU | Secondary Techs | PWRCOAINDNO | ResidualCapacity | 2031 | 41.9337 |  | 2026-05-26T15:50:23.048608
A_Calibrated_BAU | Secondary Techs | PWRCOAINDNO | ResidualCapacity | 2032 | 40.6233 |  | 2026-05-26T15:50:23.048608
A_Calibrated_BAU | Secondary Techs | PWRCOAINDNO | ResidualCapacity | 2033 | 39.3129 |  | 2026-05-26T15:50:23.048608
A_Calibrated_BAU | Secondary Techs | PWRCOAINDNO | ResidualCapacity | 2034 | 38.0024 |  | 2026-05-26T15:50:23.048608
A_Calibrated_BAU | Secondary Techs | PWRCOAINDNO | ResidualCapacity | 2035 | 36.692 |  | 2026-05-26T15:50:23.048608
A_Calibrated_BAU | Secondary Techs | PWRCOAINDNO | ResidualCapacity | 2036 | 35.3816 |  | 2026-05-26T15:50:23.048608
A_Calibrated_BAU | Secondary Techs | PWRCOAINDNO | ResidualCapacity | 2037 | 34.0711 |  | 2026-05-26T15:50:23.048608
A_Calibrated_BAU | Secondary Techs | PWRCOAINDNO | ResidualCapacity | 2038 | 32.7607 |  | 2026-05-26T15:50:23.048608
A_Calibrated_BAU | Secondary Techs | PWRCOAINDNO | ResidualCapacity | 2039 | 31.4503 |  | 2026-05-26T15:50:23.048608
A_Calibrated_BAU | Secondary Techs | PWRCOAINDNO | ResidualCapacity | 2040 | 30.1399 |  | 2026-05-26T15:50:23.048608
A_Calibrated_BAU | Secondary Techs | PWRCOAINDNO | ResidualCapacity | 2041 | 28.8294 |  | 2026-05-26T15:50:23.048608
A_Calibrated_BAU | Secondary Techs | PWRCOAINDNO | ResidualCapacity | 2042 | 27.519 |  | 2026-05-26T15:50:23.048608
A_Calibrated_BAU | Secondary Techs | PWRCOAINDNO | ResidualCapacity | 2043 | 26.2086 |  | 2026-05-26T15:50:23.048608
A_Calibrated_BAU | Secondary Techs | PWRCOAINDNO | ResidualCapacity | 2044 | 24.8981 |  | 2026-05-26T15:50:23.048608
A_Calibrated_BAU | Secondary Techs | PWRCOAINDNO | ResidualCapacity | 2045 | 23.5877 |  | 2026-05-26T15:50:23.048608
A_Calibrated_BAU | Secondary Techs | PWRCOAINDNO | ResidualCapacity | 2046 | 22.2773 |  | 2026-05-26T15:50:23.048608
A_Calibrated_BAU | Secondary Techs | PWRCOAINDNO | ResidualCapacity | 2047 | 20.9669 |  | 2026-05-26T15:50:23.048608
A_Calibrated_BAU | Secondary Techs | PWRCOAINDNO | ResidualCapacity | 2048 | 19.6564 |  | 2026-05-26T15:50:23.048608
A_Calibrated_BAU | Secondary Techs | PWRCOAINDNO | ResidualCapacity | 2049 | 18.346 |  | 2026-05-26T15:50:23.048608
A_Calibrated_BAU | Secondary Techs | PWRCOAINDNO | ResidualCapacity | 2050 | 17.0356 |  | 2026-05-26T15:50:23.048608
A_Calibrated_BAU | Secondary Techs | PWRCOAINDEA | ResidualCapacity | 2029 | 35.9399 |  | 2026-05-26T15:50:23.048608
A_Calibrated_BAU | Secondary Techs | PWRCOAINDEA | ResidualCapacity | 2030 | 34.8829 |  | 2026-05-26T15:50:23.048608
A_Calibrated_BAU | Secondary Techs | PWRCOAINDEA | ResidualCapacity | 2031 | 33.8258 |  | 2026-05-26T15:50:23.048608
A_Calibrated_BAU | Secondary Techs | PWRCOAINDEA | ResidualCapacity | 2032 | 32.7688 |  | 2026-05-26T15:50:23.048608
A_Calibrated_BAU | Secondary Techs | PWRCOAINDEA | ResidualCapacity | 2033 | 31.7117 |  | 2026-05-26T15:50:23.048608
A_Calibrated_BAU | Secondary Techs | PWRCOAINDEA | ResidualCapacity | 2034 | 30.6547 |  | 2026-05-26T15:50:23.048608
A_Calibrated_BAU | Secondary Techs | PWRCOAINDEA | ResidualCapacity | 2035 | 29.5976 |  | 2026-05-26T15:50:23.048608
A_Calibrated_BAU | Secondary Techs | PWRCOAINDEA | ResidualCapacity | 2036 | 28.5405 |  | 2026-05-26T15:50:23.048608
A_Calibrated_BAU | Secondary Techs | PWRCOAINDEA | ResidualCapacity | 2037 | 27.4835 |  | 2026-05-26T15:50:23.048608
A_Calibrated_BAU | Secondary Techs | PWRCOAINDEA | ResidualCapacity | 2038 | 26.4264 |  | 2026-05-26T15:50:23.048608
A_Calibrated_BAU | Secondary Techs | PWRCOAINDEA | ResidualCapacity | 2039 | 25.3694 |  | 2026-05-26T15:50:23.048608
A_Calibrated_BAU | Secondary Techs | PWRCOAINDEA | ResidualCapacity | 2040 | 24.3123 |  | 2026-05-26T15:50:23.048608
A_Calibrated_BAU | Secondary Techs | PWRCOAINDEA | ResidualCapacity | 2041 | 23.2553 |  | 2026-05-26T15:50:23.048608
A_Calibrated_BAU | Secondary Techs | PWRCOAINDEA | ResidualCapacity | 2042 | 22.1982 |  | 2026-05-26T15:50:23.048608
A_Calibrated_BAU | Secondary Techs | PWRCOAINDEA | ResidualCapacity | 2043 | 21.1411 |  | 2026-05-26T15:50:23.048608
A_Calibrated_BAU | Secondary Techs | PWRCOAINDEA | ResidualCapacity | 2044 | 20.0841 |  | 2026-05-26T15:50:23.048608
A_Calibrated_BAU | Secondary Techs | PWRCOAINDEA | ResidualCapacity | 2045 | 19.027 |  | 2026-05-26T15:50:23.048608
A_Calibrated_BAU | Secondary Techs | PWRCOAINDEA | ResidualCapacity | 2046 | 17.97 |  | 2026-05-26T15:50:23.048608
A_Calibrated_BAU | Secondary Techs | PWRCOAINDEA | ResidualCapacity | 2047 | 16.9129 |  | 2026-05-26T15:50:23.048608
A_Calibrated_BAU | Secondary Techs | PWRCOAINDEA | ResidualCapacity | 2048 | 15.8559 |  | 2026-05-26T15:50:23.048608
A_Calibrated_BAU | Secondary Techs | PWRCOAINDEA | ResidualCapacity | 2049 | 14.7988 |  | 2026-05-26T15:50:23.048608
A_Calibrated_BAU | Secondary Techs | PWRCOAINDEA | ResidualCapacity | 2050 | 13.7417 |  | 2026-05-26T15:50:23.048608
A_Calibrated_BAU | Secondary Techs | PWRNGSINDWE | ResidualCapacity | 2029 | 10.4458 |  | 2026-05-26T15:50:23.048608
A_Calibrated_BAU | Secondary Techs | PWRNGSINDWE | ResidualCapacity | 2030 | 10.0856 |  | 2026-05-26T15:50:23.048608
A_Calibrated_BAU | Secondary Techs | PWRNGSINDWE | ResidualCapacity | 2031 | 9.7254 |  | 2026-05-26T15:50:23.048608
A_Calibrated_BAU | Secondary Techs | PWRNGSINDWE | ResidualCapacity | 2032 | 9.3652 |  | 2026-05-26T15:50:23.048608
A_Calibrated_BAU | Secondary Techs | PWRNGSINDWE | ResidualCapacity | 2033 | 9.005 |  | 2026-05-26T15:50:23.048608
A_Calibrated_BAU | Secondary Techs | PWRNGSINDWE | ResidualCapacity | 2034 | 8.6448 |  | 2026-05-26T15:50:23.048608
A_Calibrated_BAU | Secondary Techs | PWRNGSINDWE | ResidualCapacity | 2035 | 8.2846 |  | 2026-05-26T15:50:23.048608
A_Calibrated_BAU | Secondary Techs | PWRNGSINDWE | ResidualCapacity | 2036 | 7.9244 |  | 2026-05-26T15:50:23.048608
A_Calibrated_BAU | Secondary Techs | PWRNGSINDWE | ResidualCapacity | 2037 | 7.5642 |  | 2026-05-26T15:50:23.048608
A_Calibrated_BAU | Secondary Techs | PWRNGSINDWE | ResidualCapacity | 2038 | 7.204 |  | 2026-05-26T15:50:23.048608
A_Calibrated_BAU | Secondary Techs | PWRNGSINDWE | ResidualCapacity | 2039 | 6.8438 |  | 2026-05-26T15:50:23.048608
A_Calibrated_BAU | Secondary Techs | PWRNGSINDWE | ResidualCapacity | 2040 | 6.4836 |  | 2026-05-26T15:50:23.048608
A_Calibrated_BAU | Secondary Techs | PWRNGSINDWE | ResidualCapacity | 2041 | 6.1234 |  | 2026-05-26T15:50:23.048608
A_Calibrated_BAU | Secondary Techs | PWRNGSINDWE | ResidualCapacity | 2042 | 5.7632 |  | 2026-05-26T15:50:23.048608
A_Calibrated_BAU | Secondary Techs | PWRNGSINDWE | ResidualCapacity | 2043 | 5.403 |  | 2026-05-26T15:50:23.048608
A_Calibrated_BAU | Secondary Techs | PWRNGSINDWE | ResidualCapacity | 2044 | 5.0428 |  | 2026-05-26T15:50:23.048608
A_Calibrated_BAU | Secondary Techs | PWRNGSINDWE | ResidualCapacity | 2045 | 4.6826 |  | 2026-05-26T15:50:23.048608
A_Calibrated_BAU | Secondary Techs | PWRNGSINDWE | ResidualCapacity | 2046 | 4.3224 |  | 2026-05-26T15:50:23.048608
A_Calibrated_BAU | Secondary Techs | PWRNGSINDWE | ResidualCapacity | 2047 | 3.9622 |  | 2026-05-26T15:50:23.048608
A_Calibrated_BAU | Secondary Techs | PWRNGSINDWE | ResidualCapacity | 2048 | 3.602 |  | 2026-05-26T15:50:23.048608
A_Calibrated_BAU | Secondary Techs | PWRNGSINDWE | ResidualCapacity | 2049 | 3.2418 |  | 2026-05-26T15:50:23.048608
A_Calibrated_BAU | Secondary Techs | PWRNGSINDWE | ResidualCapacity | 2050 | 2.8816 |  | 2026-05-26T15:50:23.048608
A_Calibrated_BAU | Secondary Techs | PWRCOAINDNE | ResidualCapacity | 2029 | 0.72857 |  | 2026-05-26T15:50:23.048608
A_Calibrated_BAU | Secondary Techs | PWRCOAINDNE | ResidualCapacity | 2030 | 0.70714 |  | 2026-05-26T15:50:23.048608
A_Calibrated_BAU | Secondary Techs | PWRCOAINDNE | ResidualCapacity | 2031 | 0.68571 |  | 2026-05-26T15:50:23.048608
A_Calibrated_BAU | Secondary Techs | PWRCOAINDNE | ResidualCapacity | 2032 | 0.66429 |  | 2026-05-26T15:50:23.048608
A_Calibrated_BAU | Secondary Techs | PWRCOAINDNE | ResidualCapacity | 2033 | 0.64286 |  | 2026-05-26T15:50:23.048608
A_Calibrated_BAU | Secondary Techs | PWRCOAINDNE | ResidualCapacity | 2034 | 0.62143 |  | 2026-05-26T15:50:23.048608
A_Calibrated_BAU | Secondary Techs | PWRCOAINDNE | ResidualCapacity | 2035 | 0.6 |  | 2026-05-26T15:50:23.048608
A_Calibrated_BAU | Secondary Techs | PWRCOAINDNE | ResidualCapacity | 2036 | 0.57857 |  | 2026-05-26T15:50:23.048608
A_Calibrated_BAU | Secondary Techs | PWRCOAINDNE | ResidualCapacity | 2037 | 0.55714 |  | 2026-05-26T15:50:23.048608
A_Calibrated_BAU | Secondary Techs | PWRCOAINDNE | ResidualCapacity | 2038 | 0.53571 |  | 2026-05-26T15:50:23.048608
A_Calibrated_BAU | Secondary Techs | PWRCOAINDNE | ResidualCapacity | 2039 | 0.51429 |  | 2026-05-26T15:50:23.048608
A_Calibrated_BAU | Secondary Techs | PWRCOAINDNE | ResidualCapacity | 2040 | 0.49286 |  | 2026-05-26T15:50:23.048608
A_Calibrated_BAU | Secondary Techs | PWRCOAINDNE | ResidualCapacity | 2041 | 0.47143 |  | 2026-05-26T15:50:23.048608
A_Calibrated_BAU | Secondary Techs | PWRCOAINDNE | ResidualCapacity | 2042 | 0.45 |  | 2026-05-26T15:50:23.048608
A_Calibrated_BAU | Secondary Techs | PWRCOAINDNE | ResidualCapacity | 2043 | 0.42857 |  | 2026-05-26T15:50:23.048608
A_Calibrated_BAU | Secondary Techs | PWRCOAINDNE | ResidualCapacity | 2044 | 0.40714 |  | 2026-05-26T15:50:23.048608
A_Calibrated_BAU | Secondary Techs | PWRCOAINDNE | ResidualCapacity | 2045 | 0.38571 |  | 2026-05-26T15:50:23.048608
A_Calibrated_BAU | Secondary Techs | PWRCOAINDNE | ResidualCapacity | 2046 | 0.36429 |  | 2026-05-26T15:50:23.048608
A_Calibrated_BAU | Secondary Techs | PWRCOAINDNE | ResidualCapacity | 2047 | 0.34286 |  | 2026-05-26T15:50:23.048608
A_Calibrated_BAU | Secondary Techs | PWRCOAINDNE | ResidualCapacity | 2048 | 0.32143 |  | 2026-05-26T15:50:23.048608
A_Calibrated_BAU | Secondary Techs | PWRCOAINDNE | ResidualCapacity | 2049 | 0.3 |  | 2026-05-26T15:50:23.048608
A_Calibrated_BAU | Secondary Techs | PWRCOAINDNE | ResidualCapacity | 2050 | 0.27857 |  | 2026-05-26T15:50:23.048608
A_Calibrated_BAU | Secondary Techs | PWRNGSINDSO | ResidualCapacity | 2029 | 6.2756 |  | 2026-05-26T15:50:23.048608
A_Calibrated_BAU | Secondary Techs | PWRNGSINDSO | ResidualCapacity | 2030 | 6.0592 |  | 2026-05-26T15:50:23.048608
A_Calibrated_BAU | Secondary Techs | PWRNGSINDSO | ResidualCapacity | 2031 | 5.8428 |  | 2026-05-26T15:50:23.048608
A_Calibrated_BAU | Secondary Techs | PWRNGSINDSO | ResidualCapacity | 2032 | 5.6264 |  | 2026-05-26T15:50:23.048608
A_Calibrated_BAU | Secondary Techs | PWRNGSINDSO | ResidualCapacity | 2033 | 5.41 |  | 2026-05-26T15:50:23.048608
A_Calibrated_BAU | Secondary Techs | PWRNGSINDSO | ResidualCapacity | 2034 | 5.1936 |  | 2026-05-26T15:50:23.048608
A_Calibrated_BAU | Secondary Techs | PWRNGSINDSO | ResidualCapacity | 2035 | 4.9772 |  | 2026-05-26T15:50:23.048608
A_Calibrated_BAU | Secondary Techs | PWRNGSINDSO | ResidualCapacity | 2036 | 4.7608 |  | 2026-05-26T15:50:23.048608
A_Calibrated_BAU | Secondary Techs | PWRNGSINDSO | ResidualCapacity | 2037 | 4.5444 |  | 2026-05-26T15:50:23.048608
A_Calibrated_BAU | Secondary Techs | PWRNGSINDSO | ResidualCapacity | 2038 | 4.328 |  | 2026-05-26T15:50:23.048608
A_Calibrated_BAU | Secondary Techs | PWRNGSINDSO | ResidualCapacity | 2039 | 4.1116 |  | 2026-05-26T15:50:23.048608
A_Calibrated_BAU | Secondary Techs | PWRNGSINDSO | ResidualCapacity | 2040 | 3.8952 |  | 2026-05-26T15:50:23.048608
A_Calibrated_BAU | Secondary Techs | PWRNGSINDSO | ResidualCapacity | 2041 | 3.6788 |  | 2026-05-26T15:50:23.048608
A_Calibrated_BAU | Secondary Techs | PWRNGSINDSO | ResidualCapacity | 2042 | 3.4624 |  | 2026-05-26T15:50:23.048608
A_Calibrated_BAU | Secondary Techs | PWRNGSINDSO | ResidualCapacity | 2043 | 3.246 |  | 2026-05-26T15:50:23.048608
A_Calibrated_BAU | Secondary Techs | PWRNGSINDSO | ResidualCapacity | 2044 | 3.0296 |  | 2026-05-26T15:50:23.048608
A_Calibrated_BAU | Secondary Techs | PWRNGSINDSO | ResidualCapacity | 2045 | 2.8132 |  | 2026-05-26T15:50:23.048608
A_Calibrated_BAU | Secondary Techs | PWRNGSINDSO | ResidualCapacity | 2046 | 2.5968 |  | 2026-05-26T15:50:23.048608
A_Calibrated_BAU | Secondary Techs | PWRNGSINDSO | ResidualCapacity | 2047 | 2.3804 |  | 2026-05-26T15:50:23.048608
A_Calibrated_BAU | Secondary Techs | PWRNGSINDSO | ResidualCapacity | 2048 | 2.164 |  | 2026-05-26T15:50:23.048608
A_Calibrated_BAU | Secondary Techs | PWRNGSINDSO | ResidualCapacity | 2049 | 1.9476 |  | 2026-05-26T15:50:23.048608
A_Calibrated_BAU | Secondary Techs | PWRNGSINDSO | ResidualCapacity | 2050 | 1.7312 |  | 2026-05-26T15:50:23.048608
A_Calibrated_BAU | Secondary Techs | PWRNGSINDNE | ResidualCapacity | 2029 | 1.6095 |  | 2026-05-26T15:50:23.048608
A_Calibrated_BAU | Secondary Techs | PWRNGSINDNE | ResidualCapacity | 2030 | 1.554 |  | 2026-05-26T15:50:23.048608
A_Calibrated_BAU | Secondary Techs | PWRNGSINDNE | ResidualCapacity | 2031 | 1.4985 |  | 2026-05-26T15:50:23.048608
A_Calibrated_BAU | Secondary Techs | PWRNGSINDNE | ResidualCapacity | 2032 | 1.443 |  | 2026-05-26T15:50:23.048608
A_Calibrated_BAU | Secondary Techs | PWRNGSINDNE | ResidualCapacity | 2033 | 1.3875 |  | 2026-05-26T15:50:23.048608
A_Calibrated_BAU | Secondary Techs | PWRNGSINDNE | ResidualCapacity | 2034 | 1.332 |  | 2026-05-26T15:50:23.048608
A_Calibrated_BAU | Secondary Techs | PWRNGSINDNE | ResidualCapacity | 2035 | 1.2765 |  | 2026-05-26T15:50:23.048608
A_Calibrated_BAU | Secondary Techs | PWRNGSINDNE | ResidualCapacity | 2036 | 1.221 |  | 2026-05-26T15:50:23.048608
A_Calibrated_BAU | Secondary Techs | PWRNGSINDNE | ResidualCapacity | 2037 | 1.1655 |  | 2026-05-26T15:50:23.048608
A_Calibrated_BAU | Secondary Techs | PWRNGSINDNE | ResidualCapacity | 2038 | 1.11 |  | 2026-05-26T15:50:23.048608
A_Calibrated_BAU | Secondary Techs | PWRNGSINDNE | ResidualCapacity | 2039 | 1.0545 |  | 2026-05-26T15:50:23.048608
A_Calibrated_BAU | Secondary Techs | PWRNGSINDNE | ResidualCapacity | 2040 | 0.999 |  | 2026-05-26T15:50:23.048608
A_Calibrated_BAU | Secondary Techs | PWRNGSINDNE | ResidualCapacity | 2041 | 0.9435 |  | 2026-05-26T15:50:23.048608
A_Calibrated_BAU | Secondary Techs | PWRNGSINDNE | ResidualCapacity | 2042 | 0.888 |  | 2026-05-26T15:50:23.048608
A_Calibrated_BAU | Secondary Techs | PWRNGSINDNE | ResidualCapacity | 2043 | 0.8325 |  | 2026-05-26T15:50:23.048608
A_Calibrated_BAU | Secondary Techs | PWRNGSINDNE | ResidualCapacity | 2044 | 0.777 |  | 2026-05-26T15:50:23.048608
A_Calibrated_BAU | Secondary Techs | PWRNGSINDNE | ResidualCapacity | 2045 | 0.7215 |  | 2026-05-26T15:50:23.048608
A_Calibrated_BAU | Secondary Techs | PWRNGSINDNE | ResidualCapacity | 2046 | 0.666 |  | 2026-05-26T15:50:23.048608
A_Calibrated_BAU | Secondary Techs | PWRNGSINDNE | ResidualCapacity | 2047 | 0.6105 |  | 2026-05-26T15:50:23.048608
A_Calibrated_BAU | Secondary Techs | PWRNGSINDNE | ResidualCapacity | 2048 | 0.555 |  | 2026-05-26T15:50:23.048608
A_Calibrated_BAU | Secondary Techs | PWRNGSINDNE | ResidualCapacity | 2049 | 0.4995 |  | 2026-05-26T15:50:23.048608
A_Calibrated_BAU | Secondary Techs | PWRNGSINDNE | ResidualCapacity | 2050 | 0.444 |  | 2026-05-26T15:50:23.048608
A_Calibrated_BAU | Secondary Techs | PWRCOAINDSO | ResidualCapacity | 2029 | 43.7123 |  | 2026-05-26T15:50:23.048608
A_Calibrated_BAU | Secondary Techs | PWRCOAINDSO | ResidualCapacity | 2030 | 42.4267 |  | 2026-05-26T15:50:23.048608
A_Calibrated_BAU | Secondary Techs | PWRCOAINDSO | ResidualCapacity | 2031 | 41.141 |  | 2026-05-26T15:50:23.048608
A_Calibrated_BAU | Secondary Techs | PWRCOAINDSO | ResidualCapacity | 2032 | 39.8554 |  | 2026-05-26T15:50:23.048608
A_Calibrated_BAU | Secondary Techs | PWRCOAINDSO | ResidualCapacity | 2033 | 38.5697 |  | 2026-05-26T15:50:23.048608
A_Calibrated_BAU | Secondary Techs | PWRCOAINDSO | ResidualCapacity | 2034 | 37.2841 |  | 2026-05-26T15:50:23.048608
A_Calibrated_BAU | Secondary Techs | PWRCOAINDSO | ResidualCapacity | 2035 | 35.9984 |  | 2026-05-26T15:50:23.048608
A_Calibrated_BAU | Secondary Techs | PWRCOAINDSO | ResidualCapacity | 2036 | 34.7127 |  | 2026-05-26T15:50:23.048608
A_Calibrated_BAU | Secondary Techs | PWRCOAINDSO | ResidualCapacity | 2037 | 33.4271 |  | 2026-05-26T15:50:23.048608
A_Calibrated_BAU | Secondary Techs | PWRCOAINDSO | ResidualCapacity | 2038 | 32.1414 |  | 2026-05-26T15:50:23.048608
A_Calibrated_BAU | Secondary Techs | PWRCOAINDSO | ResidualCapacity | 2039 | 30.8558 |  | 2026-05-26T15:50:23.048608
A_Calibrated_BAU | Secondary Techs | PWRCOAINDSO | ResidualCapacity | 2040 | 29.5701 |  | 2026-05-26T15:50:23.048608
A_Calibrated_BAU | Secondary Techs | PWRCOAINDSO | ResidualCapacity | 2041 | 28.2845 |  | 2026-05-26T15:50:23.048608
A_Calibrated_BAU | Secondary Techs | PWRCOAINDSO | ResidualCapacity | 2042 | 26.9988 |  | 2026-05-26T15:50:23.048608
A_Calibrated_BAU | Secondary Techs | PWRCOAINDSO | ResidualCapacity | 2043 | 25.7131 |  | 2026-05-26T15:50:23.048608
A_Calibrated_BAU | Secondary Techs | PWRCOAINDSO | ResidualCapacity | 2044 | 24.4275 |  | 2026-05-26T15:50:23.048608
A_Calibrated_BAU | Secondary Techs | PWRCOAINDSO | ResidualCapacity | 2045 | 23.1418 |  | 2026-05-26T15:50:23.048608
A_Calibrated_BAU | Secondary Techs | PWRCOAINDSO | ResidualCapacity | 2046 | 21.8562 |  | 2026-05-26T15:50:23.048608
A_Calibrated_BAU | Secondary Techs | PWRCOAINDSO | ResidualCapacity | 2047 | 20.5705 |  | 2026-05-26T15:50:23.048608
A_Calibrated_BAU | Secondary Techs | PWRCOAINDSO | ResidualCapacity | 2048 | 19.2849 |  | 2026-05-26T15:50:23.048608
A_Calibrated_BAU | Secondary Techs | PWRCOAINDSO | ResidualCapacity | 2049 | 17.9992 |  | 2026-05-26T15:50:23.048608
A_Calibrated_BAU | Secondary Techs | PWRCOAINDSO | ResidualCapacity | 2050 | 16.7135 |  | 2026-05-26T15:50:23.048608
A_Calibrated_BAU | Secondary Techs | PWRNGSBGDXX | ResidualCapacity | 2029 | 12.6034 |  | 2026-05-26T15:50:23.048608
A_Calibrated_BAU | Secondary Techs | PWRNGSBGDXX | ResidualCapacity | 2030 | 12.1688 |  | 2026-05-26T15:50:23.048608
A_Calibrated_BAU | Secondary Techs | PWRNGSBGDXX | ResidualCapacity | 2031 | 11.7342 |  | 2026-05-26T15:50:23.048608
A_Calibrated_BAU | Secondary Techs | PWRNGSBGDXX | ResidualCapacity | 2032 | 11.2996 |  | 2026-05-26T15:50:23.048608
A_Calibrated_BAU | Secondary Techs | PWRNGSBGDXX | ResidualCapacity | 2033 | 10.865 |  | 2026-05-26T15:50:23.048608
A_Calibrated_BAU | Secondary Techs | PWRNGSBGDXX | ResidualCapacity | 2034 | 10.4304 |  | 2026-05-26T15:50:23.048608
A_Calibrated_BAU | Secondary Techs | PWRNGSBGDXX | ResidualCapacity | 2035 | 9.9958 |  | 2026-05-26T15:50:23.048608
A_Calibrated_BAU | Secondary Techs | PWRNGSBGDXX | ResidualCapacity | 2036 | 9.5612 |  | 2026-05-26T15:50:23.048608
A_Calibrated_BAU | Secondary Techs | PWRNGSBGDXX | ResidualCapacity | 2037 | 9.1266 |  | 2026-05-26T15:50:23.048608
A_Calibrated_BAU | Secondary Techs | PWRNGSBGDXX | ResidualCapacity | 2038 | 8.692 |  | 2026-05-26T15:50:23.048608
A_Calibrated_BAU | Secondary Techs | PWRNGSBGDXX | ResidualCapacity | 2039 | 8.2574 |  | 2026-05-26T15:50:23.048608
A_Calibrated_BAU | Secondary Techs | PWRNGSBGDXX | ResidualCapacity | 2040 | 7.8228 |  | 2026-05-26T15:50:23.048608
A_Calibrated_BAU | Secondary Techs | PWRNGSBGDXX | ResidualCapacity | 2041 | 7.3882 |  | 2026-05-26T15:50:23.048608
A_Calibrated_BAU | Secondary Techs | PWRNGSBGDXX | ResidualCapacity | 2042 | 6.9536 |  | 2026-05-26T15:50:23.048608
A_Calibrated_BAU | Secondary Techs | PWRNGSBGDXX | ResidualCapacity | 2043 | 6.519 |  | 2026-05-26T15:50:23.048608
A_Calibrated_BAU | Secondary Techs | PWRNGSBGDXX | ResidualCapacity | 2044 | 6.0844 |  | 2026-05-26T15:50:23.048608
A_Calibrated_BAU | Secondary Techs | PWRNGSBGDXX | ResidualCapacity | 2045 | 5.6498 |  | 2026-05-26T15:50:23.048608
A_Calibrated_BAU | Secondary Techs | PWRNGSBGDXX | ResidualCapacity | 2046 | 5.2152 |  | 2026-05-26T15:50:23.048608
A_Calibrated_BAU | Secondary Techs | PWRNGSBGDXX | ResidualCapacity | 2047 | 4.7806 |  | 2026-05-26T15:50:23.048608
A_Calibrated_BAU | Secondary Techs | PWRNGSBGDXX | ResidualCapacity | 2048 | 4.346 |  | 2026-05-26T15:50:23.048608
A_Calibrated_BAU | Secondary Techs | PWRNGSBGDXX | ResidualCapacity | 2049 | 3.9114 |  | 2026-05-26T15:50:23.048608
A_Calibrated_BAU | Secondary Techs | PWRNGSBGDXX | ResidualCapacity | 2050 | 3.4768 |  | 2026-05-26T15:50:23.048608
A_Calibrated_BAU | Secondary Techs | PWRLDSBTNXX | TotalAnnualMaxCapacityInvestment | 2023 | 9999 | exempt_maxcap_uncapped | 2026-05-26T15:50:28.525369
A_Calibrated_BAU | Secondary Techs | PWRLDSBTNXX | TotalAnnualMaxCapacityInvestment | 2024 | 9999 | exempt_maxcap_uncapped | 2026-05-26T15:50:28.525369
A_Calibrated_BAU | Secondary Techs | PWRLDSBTNXX | TotalAnnualMaxCapacityInvestment | 2025 | 9999 | exempt_maxcap_uncapped | 2026-05-26T15:50:28.525369
A_Calibrated_BAU | Secondary Techs | PWRLDSBTNXX | TotalAnnualMaxCapacityInvestment | 2026 | 9999 | exempt_maxcap_uncapped | 2026-05-26T15:50:28.525369
A_Calibrated_BAU | Secondary Techs | PWRLDSBTNXX | TotalAnnualMaxCapacityInvestment | 2027 | 9999 | exempt_maxcap_uncapped | 2026-05-26T15:50:28.525369
A_Calibrated_BAU | Secondary Techs | PWRLDSBTNXX | TotalAnnualMaxCapacityInvestment | 2028 | 9999 | exempt_maxcap_uncapped | 2026-05-26T15:50:28.525369
A_Calibrated_BAU | Secondary Techs | PWRLDSBTNXX | TotalAnnualMaxCapacityInvestment | 2029 | 9999 | exempt_maxcap_uncapped | 2026-05-26T15:50:28.525369
A_Calibrated_BAU | Secondary Techs | PWRLDSBTNXX | TotalAnnualMaxCapacityInvestment | 2030 | 9999 | exempt_maxcap_uncapped | 2026-05-26T15:50:28.525369
A_Calibrated_BAU | Secondary Techs | PWRLDSBTNXX | TotalAnnualMaxCapacityInvestment | 2031 | 9999 | exempt_maxcap_uncapped | 2026-05-26T15:50:28.525369
A_Calibrated_BAU | Secondary Techs | PWRLDSBTNXX | TotalAnnualMaxCapacityInvestment | 2032 | 9999 | exempt_maxcap_uncapped | 2026-05-26T15:50:28.525369
A_Calibrated_BAU | Secondary Techs | PWRLDSBTNXX | TotalAnnualMaxCapacityInvestment | 2033 | 9999 | exempt_maxcap_uncapped | 2026-05-26T15:50:28.525369
A_Calibrated_BAU | Secondary Techs | PWRLDSBTNXX | TotalAnnualMaxCapacityInvestment | 2034 | 9999 | exempt_maxcap_uncapped | 2026-05-26T15:50:28.525369
A_Calibrated_BAU | Secondary Techs | PWRLDSBTNXX | TotalAnnualMaxCapacityInvestment | 2035 | 9999 | exempt_maxcap_uncapped | 2026-05-26T15:50:28.525369
A_Calibrated_BAU | Secondary Techs | PWRLDSBTNXX | TotalAnnualMaxCapacityInvestment | 2036 | 9999 | exempt_maxcap_uncapped | 2026-05-26T15:50:28.525369
A_Calibrated_BAU | Secondary Techs | PWRLDSBTNXX | TotalAnnualMaxCapacityInvestment | 2037 | 9999 | exempt_maxcap_uncapped | 2026-05-26T15:50:28.525369
A_Calibrated_BAU | Secondary Techs | PWRLDSBTNXX | TotalAnnualMaxCapacityInvestment | 2038 | 9999 | exempt_maxcap_uncapped | 2026-05-26T15:50:28.525369
A_Calibrated_BAU | Secondary Techs | PWRLDSBTNXX | TotalAnnualMaxCapacityInvestment | 2039 | 9999 | exempt_maxcap_uncapped | 2026-05-26T15:50:28.525369
A_Calibrated_BAU | Secondary Techs | PWRLDSBTNXX | TotalAnnualMaxCapacityInvestment | 2040 | 9999 | exempt_maxcap_uncapped | 2026-05-26T15:50:28.525369
A_Calibrated_BAU | Secondary Techs | PWRLDSBTNXX | TotalAnnualMaxCapacityInvestment | 2041 | 9999 | exempt_maxcap_uncapped | 2026-05-26T15:50:28.525369
A_Calibrated_BAU | Secondary Techs | PWRLDSBTNXX | TotalAnnualMaxCapacityInvestment | 2042 | 9999 | exempt_maxcap_uncapped | 2026-05-26T15:50:28.525369
A_Calibrated_BAU | Secondary Techs | PWRLDSBTNXX | TotalAnnualMaxCapacityInvestment | 2043 | 9999 | exempt_maxcap_uncapped | 2026-05-26T15:50:28.525369
A_Calibrated_BAU | Secondary Techs | PWRLDSBTNXX | TotalAnnualMaxCapacityInvestment | 2044 | 9999 | exempt_maxcap_uncapped | 2026-05-26T15:50:28.525369
A_Calibrated_BAU | Secondary Techs | PWRLDSBTNXX | TotalAnnualMaxCapacityInvestment | 2045 | 9999 | exempt_maxcap_uncapped | 2026-05-26T15:50:28.525369
A_Calibrated_BAU | Secondary Techs | PWRLDSBTNXX | TotalAnnualMaxCapacityInvestment | 2046 | 9999 | exempt_maxcap_uncapped | 2026-05-26T15:50:28.525369
A_Calibrated_BAU | Secondary Techs | PWRLDSBTNXX | TotalAnnualMaxCapacityInvestment | 2047 | 9999 | exempt_maxcap_uncapped | 2026-05-26T15:50:28.525369
A_Calibrated_BAU | Secondary Techs | PWRLDSBTNXX | TotalAnnualMaxCapacityInvestment | 2048 | 9999 | exempt_maxcap_uncapped | 2026-05-26T15:50:28.525369
A_Calibrated_BAU | Secondary Techs | PWRLDSBTNXX | TotalAnnualMaxCapacityInvestment | 2049 | 9999 | exempt_maxcap_uncapped | 2026-05-26T15:50:28.525369
A_Calibrated_BAU | Secondary Techs | PWRLDSBTNXX | TotalAnnualMaxCapacityInvestment | 2050 | 9999 | exempt_maxcap_uncapped | 2026-05-26T15:50:28.525369
A_Calibrated_BAU | Secondary Techs | PWRLDSBTNXX | TotalAnnualMaxCapacityInvestment | 2023 | 9999 | exempt_uncapped | 2026-05-26T15:50:28.525369
A_Calibrated_BAU | Secondary Techs | PWRLDSBTNXX | TotalAnnualMaxCapacityInvestment | 2024 | 9999 | exempt_uncapped | 2026-05-26T15:50:28.525369
A_Calibrated_BAU | Secondary Techs | PWRLDSBTNXX | TotalAnnualMaxCapacityInvestment | 2025 | 9999 | exempt_uncapped | 2026-05-26T15:50:28.525369
A_Calibrated_BAU | Secondary Techs | PWRLDSBTNXX | TotalAnnualMaxCapacityInvestment | 2026 | 9999 | exempt_uncapped | 2026-05-26T15:50:28.525369
A_Calibrated_BAU | Secondary Techs | PWRLDSBTNXX | TotalAnnualMaxCapacityInvestment | 2027 | 9999 | exempt_uncapped | 2026-05-26T15:50:28.525369
A_Calibrated_BAU | Secondary Techs | PWRLDSBTNXX | TotalAnnualMaxCapacityInvestment | 2028 | 9999 | exempt_uncapped | 2026-05-26T15:50:28.525369
A_Calibrated_BAU | Secondary Techs | PWRLDSBTNXX | TotalAnnualMaxCapacityInvestment | 2029 | 9999 | exempt_uncapped | 2026-05-26T15:50:28.525369
A_Calibrated_BAU | Secondary Techs | PWRLDSBTNXX | TotalAnnualMaxCapacityInvestment | 2030 | 9999 | exempt_uncapped | 2026-05-26T15:50:28.525369
A_Calibrated_BAU | Secondary Techs | PWRLDSBTNXX | TotalAnnualMaxCapacityInvestment | 2031 | 9999 | exempt_uncapped | 2026-05-26T15:50:28.525369
A_Calibrated_BAU | Secondary Techs | PWRLDSBTNXX | TotalAnnualMaxCapacityInvestment | 2032 | 9999 | exempt_uncapped | 2026-05-26T15:50:28.525369
A_Calibrated_BAU | Secondary Techs | PWRLDSBTNXX | TotalAnnualMaxCapacityInvestment | 2033 | 9999 | exempt_uncapped | 2026-05-26T15:50:28.525369
A_Calibrated_BAU | Secondary Techs | PWRLDSBTNXX | TotalAnnualMaxCapacityInvestment | 2034 | 9999 | exempt_uncapped | 2026-05-26T15:50:28.525369
A_Calibrated_BAU | Secondary Techs | PWRLDSBTNXX | TotalAnnualMaxCapacityInvestment | 2035 | 9999 | exempt_uncapped | 2026-05-26T15:50:28.525369
A_Calibrated_BAU | Secondary Techs | PWRLDSBTNXX | TotalAnnualMaxCapacityInvestment | 2036 | 9999 | exempt_uncapped | 2026-05-26T15:50:28.525369
A_Calibrated_BAU | Secondary Techs | PWRLDSBTNXX | TotalAnnualMaxCapacityInvestment | 2037 | 9999 | exempt_uncapped | 2026-05-26T15:50:28.525369
A_Calibrated_BAU | Secondary Techs | PWRLDSBTNXX | TotalAnnualMaxCapacityInvestment | 2038 | 9999 | exempt_uncapped | 2026-05-26T15:50:28.525369
A_Calibrated_BAU | Secondary Techs | PWRLDSBTNXX | TotalAnnualMaxCapacityInvestment | 2039 | 9999 | exempt_uncapped | 2026-05-26T15:50:28.525369
A_Calibrated_BAU | Secondary Techs | PWRLDSBTNXX | TotalAnnualMaxCapacityInvestment | 2040 | 9999 | exempt_uncapped | 2026-05-26T15:50:28.525369
A_Calibrated_BAU | Secondary Techs | PWRLDSBTNXX | TotalAnnualMaxCapacityInvestment | 2041 | 9999 | exempt_uncapped | 2026-05-26T15:50:28.525369
A_Calibrated_BAU | Secondary Techs | PWRLDSBTNXX | TotalAnnualMaxCapacityInvestment | 2042 | 9999 | exempt_uncapped | 2026-05-26T15:50:28.525369
A_Calibrated_BAU | Secondary Techs | PWRLDSBTNXX | TotalAnnualMaxCapacityInvestment | 2043 | 9999 | exempt_uncapped | 2026-05-26T15:50:28.525369
A_Calibrated_BAU | Secondary Techs | PWRLDSBTNXX | TotalAnnualMaxCapacityInvestment | 2044 | 9999 | exempt_uncapped | 2026-05-26T15:50:28.525369
A_Calibrated_BAU | Secondary Techs | PWRLDSBTNXX | TotalAnnualMaxCapacityInvestment | 2045 | 9999 | exempt_uncapped | 2026-05-26T15:50:28.525369
A_Calibrated_BAU | Secondary Techs | PWRLDSBTNXX | TotalAnnualMaxCapacityInvestment | 2046 | 9999 | exempt_uncapped | 2026-05-26T15:50:28.525369
A_Calibrated_BAU | Secondary Techs | PWRLDSBTNXX | TotalAnnualMaxCapacityInvestment | 2047 | 9999 | exempt_uncapped | 2026-05-26T15:50:28.525369
A_Calibrated_BAU | Secondary Techs | PWRLDSBTNXX | TotalAnnualMaxCapacityInvestment | 2048 | 9999 | exempt_uncapped | 2026-05-26T15:50:28.525369
A_Calibrated_BAU | Secondary Techs | PWRLDSBTNXX | TotalAnnualMaxCapacityInvestment | 2049 | 9999 | exempt_uncapped | 2026-05-26T15:50:28.525369
A_Calibrated_BAU | Secondary Techs | PWRLDSBTNXX | TotalAnnualMaxCapacityInvestment | 2050 | 9999 | exempt_uncapped | 2026-05-26T15:50:28.525369
A_Calibrated_BAU | Secondary Techs | PWRLDSMDVXX | TotalAnnualMaxCapacityInvestment | 2023 | 9999 | exempt_maxcap_uncapped | 2026-05-26T15:50:28.525369
A_Calibrated_BAU | Secondary Techs | PWRLDSMDVXX | TotalAnnualMaxCapacityInvestment | 2024 | 9999 | exempt_maxcap_uncapped | 2026-05-26T15:50:28.525369
A_Calibrated_BAU | Secondary Techs | PWRLDSMDVXX | TotalAnnualMaxCapacityInvestment | 2025 | 9999 | exempt_maxcap_uncapped | 2026-05-26T15:50:28.525369
A_Calibrated_BAU | Secondary Techs | PWRLDSMDVXX | TotalAnnualMaxCapacityInvestment | 2026 | 9999 | exempt_maxcap_uncapped | 2026-05-26T15:50:28.525369
A_Calibrated_BAU | Secondary Techs | PWRLDSMDVXX | TotalAnnualMaxCapacityInvestment | 2027 | 9999 | exempt_maxcap_uncapped | 2026-05-26T15:50:28.525369
A_Calibrated_BAU | Secondary Techs | PWRLDSMDVXX | TotalAnnualMaxCapacityInvestment | 2028 | 9999 | exempt_maxcap_uncapped | 2026-05-26T15:50:28.525369
A_Calibrated_BAU | Secondary Techs | PWRLDSMDVXX | TotalAnnualMaxCapacityInvestment | 2029 | 9999 | exempt_maxcap_uncapped | 2026-05-26T15:50:28.525369
A_Calibrated_BAU | Secondary Techs | PWRLDSMDVXX | TotalAnnualMaxCapacityInvestment | 2030 | 9999 | exempt_maxcap_uncapped | 2026-05-26T15:50:28.525369
A_Calibrated_BAU | Secondary Techs | PWRLDSMDVXX | TotalAnnualMaxCapacityInvestment | 2031 | 9999 | exempt_maxcap_uncapped | 2026-05-26T15:50:28.525369
A_Calibrated_BAU | Secondary Techs | PWRLDSMDVXX | TotalAnnualMaxCapacityInvestment | 2032 | 9999 | exempt_maxcap_uncapped | 2026-05-26T15:50:28.525369
A_Calibrated_BAU | Secondary Techs | PWRLDSMDVXX | TotalAnnualMaxCapacityInvestment | 2033 | 9999 | exempt_maxcap_uncapped | 2026-05-26T15:50:28.525369
A_Calibrated_BAU | Secondary Techs | PWRLDSMDVXX | TotalAnnualMaxCapacityInvestment | 2034 | 9999 | exempt_maxcap_uncapped | 2026-05-26T15:50:28.525369
A_Calibrated_BAU | Secondary Techs | PWRLDSMDVXX | TotalAnnualMaxCapacityInvestment | 2035 | 9999 | exempt_maxcap_uncapped | 2026-05-26T15:50:28.525369
A_Calibrated_BAU | Secondary Techs | PWRLDSMDVXX | TotalAnnualMaxCapacityInvestment | 2036 | 9999 | exempt_maxcap_uncapped | 2026-05-26T15:50:28.525369
A_Calibrated_BAU | Secondary Techs | PWRLDSMDVXX | TotalAnnualMaxCapacityInvestment | 2037 | 9999 | exempt_maxcap_uncapped | 2026-05-26T15:50:28.525369
A_Calibrated_BAU | Secondary Techs | PWRLDSMDVXX | TotalAnnualMaxCapacityInvestment | 2038 | 9999 | exempt_maxcap_uncapped | 2026-05-26T15:50:28.525369
A_Calibrated_BAU | Secondary Techs | PWRLDSMDVXX | TotalAnnualMaxCapacityInvestment | 2039 | 9999 | exempt_maxcap_uncapped | 2026-05-26T15:50:28.525369
A_Calibrated_BAU | Secondary Techs | PWRLDSMDVXX | TotalAnnualMaxCapacityInvestment | 2040 | 9999 | exempt_maxcap_uncapped | 2026-05-26T15:50:28.525369
A_Calibrated_BAU | Secondary Techs | PWRLDSMDVXX | TotalAnnualMaxCapacityInvestment | 2041 | 9999 | exempt_maxcap_uncapped | 2026-05-26T15:50:28.525369
A_Calibrated_BAU | Secondary Techs | PWRLDSMDVXX | TotalAnnualMaxCapacityInvestment | 2042 | 9999 | exempt_maxcap_uncapped | 2026-05-26T15:50:28.525369
A_Calibrated_BAU | Secondary Techs | PWRLDSMDVXX | TotalAnnualMaxCapacityInvestment | 2043 | 9999 | exempt_maxcap_uncapped | 2026-05-26T15:50:28.525369
A_Calibrated_BAU | Secondary Techs | PWRLDSMDVXX | TotalAnnualMaxCapacityInvestment | 2044 | 9999 | exempt_maxcap_uncapped | 2026-05-26T15:50:28.525369
A_Calibrated_BAU | Secondary Techs | PWRLDSMDVXX | TotalAnnualMaxCapacityInvestment | 2045 | 9999 | exempt_maxcap_uncapped | 2026-05-26T15:50:28.525369
A_Calibrated_BAU | Secondary Techs | PWRLDSMDVXX | TotalAnnualMaxCapacityInvestment | 2046 | 9999 | exempt_maxcap_uncapped | 2026-05-26T15:50:28.525369
A_Calibrated_BAU | Secondary Techs | PWRLDSMDVXX | TotalAnnualMaxCapacityInvestment | 2047 | 9999 | exempt_maxcap_uncapped | 2026-05-26T15:50:28.525369
A_Calibrated_BAU | Secondary Techs | PWRLDSMDVXX | TotalAnnualMaxCapacityInvestment | 2048 | 9999 | exempt_maxcap_uncapped | 2026-05-26T15:50:28.525369
A_Calibrated_BAU | Secondary Techs | PWRLDSMDVXX | TotalAnnualMaxCapacityInvestment | 2049 | 9999 | exempt_maxcap_uncapped | 2026-05-26T15:50:28.525369
A_Calibrated_BAU | Secondary Techs | PWRLDSMDVXX | TotalAnnualMaxCapacityInvestment | 2050 | 9999 | exempt_maxcap_uncapped | 2026-05-26T15:50:28.525369
A_Calibrated_BAU | Secondary Techs | PWRLDSMDVXX | TotalAnnualMaxCapacityInvestment | 2023 | 9999 | exempt_uncapped | 2026-05-26T15:50:28.525369
A_Calibrated_BAU | Secondary Techs | PWRLDSMDVXX | TotalAnnualMaxCapacityInvestment | 2024 | 9999 | exempt_uncapped | 2026-05-26T15:50:28.525369
A_Calibrated_BAU | Secondary Techs | PWRLDSMDVXX | TotalAnnualMaxCapacityInvestment | 2025 | 9999 | exempt_uncapped | 2026-05-26T15:50:28.525369
A_Calibrated_BAU | Secondary Techs | PWRLDSMDVXX | TotalAnnualMaxCapacityInvestment | 2026 | 9999 | exempt_uncapped | 2026-05-26T15:50:28.525369
A_Calibrated_BAU | Secondary Techs | PWRLDSMDVXX | TotalAnnualMaxCapacityInvestment | 2027 | 9999 | exempt_uncapped | 2026-05-26T15:50:28.525369
A_Calibrated_BAU | Secondary Techs | PWRLDSMDVXX | TotalAnnualMaxCapacityInvestment | 2028 | 9999 | exempt_uncapped | 2026-05-26T15:50:28.525369
A_Calibrated_BAU | Secondary Techs | PWRLDSMDVXX | TotalAnnualMaxCapacityInvestment | 2029 | 9999 | exempt_uncapped | 2026-05-26T15:50:28.525369
A_Calibrated_BAU | Secondary Techs | PWRLDSMDVXX | TotalAnnualMaxCapacityInvestment | 2030 | 9999 | exempt_uncapped | 2026-05-26T15:50:28.525369
A_Calibrated_BAU | Secondary Techs | PWRLDSMDVXX | TotalAnnualMaxCapacityInvestment | 2031 | 9999 | exempt_uncapped | 2026-05-26T15:50:28.525369
A_Calibrated_BAU | Secondary Techs | PWRLDSMDVXX | TotalAnnualMaxCapacityInvestment | 2032 | 9999 | exempt_uncapped | 2026-05-26T15:50:28.525369
A_Calibrated_BAU | Secondary Techs | PWRLDSMDVXX | TotalAnnualMaxCapacityInvestment | 2033 | 9999 | exempt_uncapped | 2026-05-26T15:50:28.525369
A_Calibrated_BAU | Secondary Techs | PWRLDSMDVXX | TotalAnnualMaxCapacityInvestment | 2034 | 9999 | exempt_uncapped | 2026-05-26T15:50:28.525369
A_Calibrated_BAU | Secondary Techs | PWRLDSMDVXX | TotalAnnualMaxCapacityInvestment | 2035 | 9999 | exempt_uncapped | 2026-05-26T15:50:28.525369
A_Calibrated_BAU | Secondary Techs | PWRLDSMDVXX | TotalAnnualMaxCapacityInvestment | 2036 | 9999 | exempt_uncapped | 2026-05-26T15:50:28.525369
A_Calibrated_BAU | Secondary Techs | PWRLDSMDVXX | TotalAnnualMaxCapacityInvestment | 2037 | 9999 | exempt_uncapped | 2026-05-26T15:50:28.525369
A_Calibrated_BAU | Secondary Techs | PWRLDSMDVXX | TotalAnnualMaxCapacityInvestment | 2038 | 9999 | exempt_uncapped | 2026-05-26T15:50:28.525369
A_Calibrated_BAU | Secondary Techs | PWRLDSMDVXX | TotalAnnualMaxCapacityInvestment | 2039 | 9999 | exempt_uncapped | 2026-05-26T15:50:28.525369
A_Calibrated_BAU | Secondary Techs | PWRLDSMDVXX | TotalAnnualMaxCapacityInvestment | 2040 | 9999 | exempt_uncapped | 2026-05-26T15:50:28.525369
A_Calibrated_BAU | Secondary Techs | PWRLDSMDVXX | TotalAnnualMaxCapacityInvestment | 2041 | 9999 | exempt_uncapped | 2026-05-26T15:50:28.525369
A_Calibrated_BAU | Secondary Techs | PWRLDSMDVXX | TotalAnnualMaxCapacityInvestment | 2042 | 9999 | exempt_uncapped | 2026-05-26T15:50:28.525369
A_Calibrated_BAU | Secondary Techs | PWRLDSMDVXX | TotalAnnualMaxCapacityInvestment | 2043 | 9999 | exempt_uncapped | 2026-05-26T15:50:28.525369
A_Calibrated_BAU | Secondary Techs | PWRLDSMDVXX | TotalAnnualMaxCapacityInvestment | 2044 | 9999 | exempt_uncapped | 2026-05-26T15:50:28.525369
A_Calibrated_BAU | Secondary Techs | PWRLDSMDVXX | TotalAnnualMaxCapacityInvestment | 2045 | 9999 | exempt_uncapped | 2026-05-26T15:50:28.525369
A_Calibrated_BAU | Secondary Techs | PWRLDSMDVXX | TotalAnnualMaxCapacityInvestment | 2046 | 9999 | exempt_uncapped | 2026-05-26T15:50:28.525369
A_Calibrated_BAU | Secondary Techs | PWRLDSMDVXX | TotalAnnualMaxCapacityInvestment | 2047 | 9999 | exempt_uncapped | 2026-05-26T15:50:28.525369
A_Calibrated_BAU | Secondary Techs | PWRLDSMDVXX | TotalAnnualMaxCapacityInvestment | 2048 | 9999 | exempt_uncapped | 2026-05-26T15:50:28.525369
A_Calibrated_BAU | Secondary Techs | PWRLDSMDVXX | TotalAnnualMaxCapacityInvestment | 2049 | 9999 | exempt_uncapped | 2026-05-26T15:50:28.525369
A_Calibrated_BAU | Secondary Techs | PWRLDSMDVXX | TotalAnnualMaxCapacityInvestment | 2050 | 9999 | exempt_uncapped | 2026-05-26T15:50:28.525369
A_Calibrated_BAU | Secondary Techs | PWRLDSINDNE | TotalAnnualMaxCapacityInvestment | 2023 | 9999 | exempt_maxcap_uncapped | 2026-05-26T15:50:28.525369
A_Calibrated_BAU | Secondary Techs | PWRLDSINDNE | TotalAnnualMaxCapacityInvestment | 2024 | 9999 | exempt_maxcap_uncapped | 2026-05-26T15:50:28.525369
A_Calibrated_BAU | Secondary Techs | PWRLDSINDNE | TotalAnnualMaxCapacityInvestment | 2025 | 9999 | exempt_maxcap_uncapped | 2026-05-26T15:50:28.525369
A_Calibrated_BAU | Secondary Techs | PWRLDSINDNE | TotalAnnualMaxCapacityInvestment | 2026 | 9999 | exempt_maxcap_uncapped | 2026-05-26T15:50:28.525369
A_Calibrated_BAU | Secondary Techs | PWRLDSINDNE | TotalAnnualMaxCapacityInvestment | 2027 | 9999 | exempt_maxcap_uncapped | 2026-05-26T15:50:28.525369
A_Calibrated_BAU | Secondary Techs | PWRLDSINDNE | TotalAnnualMaxCapacityInvestment | 2028 | 9999 | exempt_maxcap_uncapped | 2026-05-26T15:50:28.525369
A_Calibrated_BAU | Secondary Techs | PWRLDSINDNE | TotalAnnualMaxCapacityInvestment | 2029 | 9999 | exempt_maxcap_uncapped | 2026-05-26T15:50:28.525369
A_Calibrated_BAU | Secondary Techs | PWRLDSINDNE | TotalAnnualMaxCapacityInvestment | 2030 | 9999 | exempt_maxcap_uncapped | 2026-05-26T15:50:28.525369
A_Calibrated_BAU | Secondary Techs | PWRLDSINDNE | TotalAnnualMaxCapacityInvestment | 2031 | 9999 | exempt_maxcap_uncapped | 2026-05-26T15:50:28.525369
A_Calibrated_BAU | Secondary Techs | PWRLDSINDNE | TotalAnnualMaxCapacityInvestment | 2032 | 9999 | exempt_maxcap_uncapped | 2026-05-26T15:50:28.525369
A_Calibrated_BAU | Secondary Techs | PWRLDSINDNE | TotalAnnualMaxCapacityInvestment | 2033 | 9999 | exempt_maxcap_uncapped | 2026-05-26T15:50:28.525369
A_Calibrated_BAU | Secondary Techs | PWRLDSINDNE | TotalAnnualMaxCapacityInvestment | 2034 | 9999 | exempt_maxcap_uncapped | 2026-05-26T15:50:28.525369
A_Calibrated_BAU | Secondary Techs | PWRLDSINDNE | TotalAnnualMaxCapacityInvestment | 2035 | 9999 | exempt_maxcap_uncapped | 2026-05-26T15:50:28.525369
A_Calibrated_BAU | Secondary Techs | PWRLDSINDNE | TotalAnnualMaxCapacityInvestment | 2036 | 9999 | exempt_maxcap_uncapped | 2026-05-26T15:50:28.525369
A_Calibrated_BAU | Secondary Techs | PWRLDSINDNE | TotalAnnualMaxCapacityInvestment | 2037 | 9999 | exempt_maxcap_uncapped | 2026-05-26T15:50:28.525369
A_Calibrated_BAU | Secondary Techs | PWRLDSINDNE | TotalAnnualMaxCapacityInvestment | 2038 | 9999 | exempt_maxcap_uncapped | 2026-05-26T15:50:28.525369
A_Calibrated_BAU | Secondary Techs | PWRLDSINDNE | TotalAnnualMaxCapacityInvestment | 2039 | 9999 | exempt_maxcap_uncapped | 2026-05-26T15:50:28.525369
A_Calibrated_BAU | Secondary Techs | PWRLDSINDNE | TotalAnnualMaxCapacityInvestment | 2040 | 9999 | exempt_maxcap_uncapped | 2026-05-26T15:50:28.525369
A_Calibrated_BAU | Secondary Techs | PWRLDSINDNE | TotalAnnualMaxCapacityInvestment | 2041 | 9999 | exempt_maxcap_uncapped | 2026-05-26T15:50:28.525369
A_Calibrated_BAU | Secondary Techs | PWRLDSINDNE | TotalAnnualMaxCapacityInvestment | 2042 | 9999 | exempt_maxcap_uncapped | 2026-05-26T15:50:28.525369
A_Calibrated_BAU | Secondary Techs | PWRLDSINDNE | TotalAnnualMaxCapacityInvestment | 2043 | 9999 | exempt_maxcap_uncapped | 2026-05-26T15:50:28.525369
A_Calibrated_BAU | Secondary Techs | PWRLDSINDNE | TotalAnnualMaxCapacityInvestment | 2044 | 9999 | exempt_maxcap_uncapped | 2026-05-26T15:50:28.525369
A_Calibrated_BAU | Secondary Techs | PWRLDSINDNE | TotalAnnualMaxCapacityInvestment | 2045 | 9999 | exempt_maxcap_uncapped | 2026-05-26T15:50:28.525369
A_Calibrated_BAU | Secondary Techs | PWRLDSINDNE | TotalAnnualMaxCapacityInvestment | 2046 | 9999 | exempt_maxcap_uncapped | 2026-05-26T15:50:28.525369
A_Calibrated_BAU | Secondary Techs | PWRLDSINDNE | TotalAnnualMaxCapacityInvestment | 2047 | 9999 | exempt_maxcap_uncapped | 2026-05-26T15:50:28.525369
A_Calibrated_BAU | Secondary Techs | PWRLDSINDNE | TotalAnnualMaxCapacityInvestment | 2048 | 9999 | exempt_maxcap_uncapped | 2026-05-26T15:50:28.525369
A_Calibrated_BAU | Secondary Techs | PWRLDSINDNE | TotalAnnualMaxCapacityInvestment | 2049 | 9999 | exempt_maxcap_uncapped | 2026-05-26T15:50:28.525369
A_Calibrated_BAU | Secondary Techs | PWRLDSINDNE | TotalAnnualMaxCapacityInvestment | 2050 | 9999 | exempt_maxcap_uncapped | 2026-05-26T15:50:28.525369
A_Calibrated_BAU | Secondary Techs | PWRLDSINDNE | TotalAnnualMaxCapacityInvestment | 2023 | 9999 | exempt_uncapped | 2026-05-26T15:50:28.525369
A_Calibrated_BAU | Secondary Techs | PWRLDSINDNE | TotalAnnualMaxCapacityInvestment | 2024 | 9999 | exempt_uncapped | 2026-05-26T15:50:28.525369
A_Calibrated_BAU | Secondary Techs | PWRLDSINDNE | TotalAnnualMaxCapacityInvestment | 2025 | 9999 | exempt_uncapped | 2026-05-26T15:50:28.525369
A_Calibrated_BAU | Secondary Techs | PWRLDSINDNE | TotalAnnualMaxCapacityInvestment | 2026 | 9999 | exempt_uncapped | 2026-05-26T15:50:28.525369
A_Calibrated_BAU | Secondary Techs | PWRLDSINDNE | TotalAnnualMaxCapacityInvestment | 2027 | 9999 | exempt_uncapped | 2026-05-26T15:50:28.525369
A_Calibrated_BAU | Secondary Techs | PWRLDSINDNE | TotalAnnualMaxCapacityInvestment | 2028 | 9999 | exempt_uncapped | 2026-05-26T15:50:28.525369
A_Calibrated_BAU | Secondary Techs | PWRLDSINDNE | TotalAnnualMaxCapacityInvestment | 2029 | 9999 | exempt_uncapped | 2026-05-26T15:50:28.525369
A_Calibrated_BAU | Secondary Techs | PWRLDSINDNE | TotalAnnualMaxCapacityInvestment | 2030 | 9999 | exempt_uncapped | 2026-05-26T15:50:28.525369
A_Calibrated_BAU | Secondary Techs | PWRLDSINDNE | TotalAnnualMaxCapacityInvestment | 2031 | 9999 | exempt_uncapped | 2026-05-26T15:50:28.525369
A_Calibrated_BAU | Secondary Techs | PWRLDSINDNE | TotalAnnualMaxCapacityInvestment | 2032 | 9999 | exempt_uncapped | 2026-05-26T15:50:28.525369
A_Calibrated_BAU | Secondary Techs | PWRLDSINDNE | TotalAnnualMaxCapacityInvestment | 2033 | 9999 | exempt_uncapped | 2026-05-26T15:50:28.525369
A_Calibrated_BAU | Secondary Techs | PWRLDSINDNE | TotalAnnualMaxCapacityInvestment | 2034 | 9999 | exempt_uncapped | 2026-05-26T15:50:28.525369
A_Calibrated_BAU | Secondary Techs | PWRLDSINDNE | TotalAnnualMaxCapacityInvestment | 2035 | 9999 | exempt_uncapped | 2026-05-26T15:50:28.525369
A_Calibrated_BAU | Secondary Techs | PWRLDSINDNE | TotalAnnualMaxCapacityInvestment | 2036 | 9999 | exempt_uncapped | 2026-05-26T15:50:28.525369
A_Calibrated_BAU | Secondary Techs | PWRLDSINDNE | TotalAnnualMaxCapacityInvestment | 2037 | 9999 | exempt_uncapped | 2026-05-26T15:50:28.525369
A_Calibrated_BAU | Secondary Techs | PWRLDSINDNE | TotalAnnualMaxCapacityInvestment | 2038 | 9999 | exempt_uncapped | 2026-05-26T15:50:28.525369
A_Calibrated_BAU | Secondary Techs | PWRLDSINDNE | TotalAnnualMaxCapacityInvestment | 2039 | 9999 | exempt_uncapped | 2026-05-26T15:50:28.525369
A_Calibrated_BAU | Secondary Techs | PWRLDSINDNE | TotalAnnualMaxCapacityInvestment | 2040 | 9999 | exempt_uncapped | 2026-05-26T15:50:28.525369
A_Calibrated_BAU | Secondary Techs | PWRLDSINDNE | TotalAnnualMaxCapacityInvestment | 2041 | 9999 | exempt_uncapped | 2026-05-26T15:50:28.525369
A_Calibrated_BAU | Secondary Techs | PWRLDSINDNE | TotalAnnualMaxCapacityInvestment | 2042 | 9999 | exempt_uncapped | 2026-05-26T15:50:28.525369
A_Calibrated_BAU | Secondary Techs | PWRLDSINDNE | TotalAnnualMaxCapacityInvestment | 2043 | 9999 | exempt_uncapped | 2026-05-26T15:50:28.525369
A_Calibrated_BAU | Secondary Techs | PWRLDSINDNE | TotalAnnualMaxCapacityInvestment | 2044 | 9999 | exempt_uncapped | 2026-05-26T15:50:28.525369
A_Calibrated_BAU | Secondary Techs | PWRLDSINDNE | TotalAnnualMaxCapacityInvestment | 2045 | 9999 | exempt_uncapped | 2026-05-26T15:50:28.525369
A_Calibrated_BAU | Secondary Techs | PWRLDSINDNE | TotalAnnualMaxCapacityInvestment | 2046 | 9999 | exempt_uncapped | 2026-05-26T15:50:28.525369
A_Calibrated_BAU | Secondary Techs | PWRLDSINDNE | TotalAnnualMaxCapacityInvestment | 2047 | 9999 | exempt_uncapped | 2026-05-26T15:50:28.525369
A_Calibrated_BAU | Secondary Techs | PWRLDSINDNE | TotalAnnualMaxCapacityInvestment | 2048 | 9999 | exempt_uncapped | 2026-05-26T15:50:28.525369
A_Calibrated_BAU | Secondary Techs | PWRLDSINDNE | TotalAnnualMaxCapacityInvestment | 2049 | 9999 | exempt_uncapped | 2026-05-26T15:50:28.525369
A_Calibrated_BAU | Secondary Techs | PWRLDSINDNE | TotalAnnualMaxCapacityInvestment | 2050 | 9999 | exempt_uncapped | 2026-05-26T15:50:28.525369
A_Calibrated_BAU | Secondary Techs | PWRSDSINDNO | TotalAnnualMaxCapacityInvestment | 2023 | 9999 | exempt_maxcap_uncapped | 2026-05-26T15:50:28.525369
A_Calibrated_BAU | Secondary Techs | PWRSDSINDNO | TotalAnnualMaxCapacityInvestment | 2024 | 9999 | exempt_maxcap_uncapped | 2026-05-26T15:50:28.525369
A_Calibrated_BAU | Secondary Techs | PWRSDSINDNO | TotalAnnualMaxCapacityInvestment | 2025 | 9999 | exempt_maxcap_uncapped | 2026-05-26T15:50:28.525369
A_Calibrated_BAU | Secondary Techs | PWRSDSINDNO | TotalAnnualMaxCapacityInvestment | 2026 | 9999 | exempt_maxcap_uncapped | 2026-05-26T15:50:28.525369
A_Calibrated_BAU | Secondary Techs | PWRSDSINDNO | TotalAnnualMaxCapacityInvestment | 2027 | 9999 | exempt_maxcap_uncapped | 2026-05-26T15:50:28.525369
A_Calibrated_BAU | Secondary Techs | PWRSDSINDNO | TotalAnnualMaxCapacityInvestment | 2028 | 9999 | exempt_maxcap_uncapped | 2026-05-26T15:50:28.525369
A_Calibrated_BAU | Secondary Techs | PWRSDSINDNO | TotalAnnualMaxCapacityInvestment | 2029 | 9999 | exempt_maxcap_uncapped | 2026-05-26T15:50:28.525369
A_Calibrated_BAU | Secondary Techs | PWRSDSINDNO | TotalAnnualMaxCapacityInvestment | 2030 | 9999 | exempt_maxcap_uncapped | 2026-05-26T15:50:28.525369
A_Calibrated_BAU | Secondary Techs | PWRSDSINDNO | TotalAnnualMaxCapacityInvestment | 2031 | 9999 | exempt_maxcap_uncapped | 2026-05-26T15:50:28.525369
A_Calibrated_BAU | Secondary Techs | PWRSDSINDNO | TotalAnnualMaxCapacityInvestment | 2032 | 9999 | exempt_maxcap_uncapped | 2026-05-26T15:50:28.525369
A_Calibrated_BAU | Secondary Techs | PWRSDSINDNO | TotalAnnualMaxCapacityInvestment | 2033 | 9999 | exempt_maxcap_uncapped | 2026-05-26T15:50:28.525369
A_Calibrated_BAU | Secondary Techs | PWRSDSINDNO | TotalAnnualMaxCapacityInvestment | 2034 | 9999 | exempt_maxcap_uncapped | 2026-05-26T15:50:28.525369
A_Calibrated_BAU | Secondary Techs | PWRSDSINDNO | TotalAnnualMaxCapacityInvestment | 2035 | 9999 | exempt_maxcap_uncapped | 2026-05-26T15:50:28.525369
A_Calibrated_BAU | Secondary Techs | PWRSDSINDNO | TotalAnnualMaxCapacityInvestment | 2036 | 9999 | exempt_maxcap_uncapped | 2026-05-26T15:50:28.525369
A_Calibrated_BAU | Secondary Techs | PWRSDSINDNO | TotalAnnualMaxCapacityInvestment | 2037 | 9999 | exempt_maxcap_uncapped | 2026-05-26T15:50:28.525369
A_Calibrated_BAU | Secondary Techs | PWRSDSINDNO | TotalAnnualMaxCapacityInvestment | 2038 | 9999 | exempt_maxcap_uncapped | 2026-05-26T15:50:28.525369
A_Calibrated_BAU | Secondary Techs | PWRSDSINDNO | TotalAnnualMaxCapacityInvestment | 2039 | 9999 | exempt_maxcap_uncapped | 2026-05-26T15:50:28.525369
A_Calibrated_BAU | Secondary Techs | PWRSDSINDNO | TotalAnnualMaxCapacityInvestment | 2040 | 9999 | exempt_maxcap_uncapped | 2026-05-26T15:50:28.525369
A_Calibrated_BAU | Secondary Techs | PWRSDSINDNO | TotalAnnualMaxCapacityInvestment | 2041 | 9999 | exempt_maxcap_uncapped | 2026-05-26T15:50:28.525369
A_Calibrated_BAU | Secondary Techs | PWRSDSINDNO | TotalAnnualMaxCapacityInvestment | 2042 | 9999 | exempt_maxcap_uncapped | 2026-05-26T15:50:28.525369
A_Calibrated_BAU | Secondary Techs | PWRSDSINDNO | TotalAnnualMaxCapacityInvestment | 2043 | 9999 | exempt_maxcap_uncapped | 2026-05-26T15:50:28.525369
A_Calibrated_BAU | Secondary Techs | PWRSDSINDNO | TotalAnnualMaxCapacityInvestment | 2044 | 9999 | exempt_maxcap_uncapped | 2026-05-26T15:50:28.525369
A_Calibrated_BAU | Secondary Techs | PWRSDSINDNO | TotalAnnualMaxCapacityInvestment | 2045 | 9999 | exempt_maxcap_uncapped | 2026-05-26T15:50:28.525369
A_Calibrated_BAU | Secondary Techs | PWRSDSINDNO | TotalAnnualMaxCapacityInvestment | 2046 | 9999 | exempt_maxcap_uncapped | 2026-05-26T15:50:28.525369
A_Calibrated_BAU | Secondary Techs | PWRSDSINDNO | TotalAnnualMaxCapacityInvestment | 2047 | 9999 | exempt_maxcap_uncapped | 2026-05-26T15:50:28.525369
A_Calibrated_BAU | Secondary Techs | PWRSDSINDNO | TotalAnnualMaxCapacityInvestment | 2048 | 9999 | exempt_maxcap_uncapped | 2026-05-26T15:50:28.525369
A_Calibrated_BAU | Secondary Techs | PWRSDSINDNO | TotalAnnualMaxCapacityInvestment | 2049 | 9999 | exempt_maxcap_uncapped | 2026-05-26T15:50:28.525369
A_Calibrated_BAU | Secondary Techs | PWRSDSINDNO | TotalAnnualMaxCapacityInvestment | 2050 | 9999 | exempt_maxcap_uncapped | 2026-05-26T15:50:28.525369
A_Calibrated_BAU | Secondary Techs | PWRSDSINDNO | TotalAnnualMaxCapacityInvestment | 2023 | 9999 | exempt_uncapped | 2026-05-26T15:50:28.525369
A_Calibrated_BAU | Secondary Techs | PWRSDSINDNO | TotalAnnualMaxCapacityInvestment | 2024 | 9999 | exempt_uncapped | 2026-05-26T15:50:28.525369
A_Calibrated_BAU | Secondary Techs | PWRSDSINDNO | TotalAnnualMaxCapacityInvestment | 2025 | 9999 | exempt_uncapped | 2026-05-26T15:50:28.525369
A_Calibrated_BAU | Secondary Techs | PWRSDSINDNO | TotalAnnualMaxCapacityInvestment | 2026 | 9999 | exempt_uncapped | 2026-05-26T15:50:28.525369
A_Calibrated_BAU | Secondary Techs | PWRSDSINDNO | TotalAnnualMaxCapacityInvestment | 2027 | 9999 | exempt_uncapped | 2026-05-26T15:50:28.525369
A_Calibrated_BAU | Secondary Techs | PWRSDSINDNO | TotalAnnualMaxCapacityInvestment | 2028 | 9999 | exempt_uncapped | 2026-05-26T15:50:28.525369
A_Calibrated_BAU | Secondary Techs | PWRSDSINDNO | TotalAnnualMaxCapacityInvestment | 2029 | 9999 | exempt_uncapped | 2026-05-26T15:50:28.525369
A_Calibrated_BAU | Secondary Techs | PWRSDSINDNO | TotalAnnualMaxCapacityInvestment | 2030 | 9999 | exempt_uncapped | 2026-05-26T15:50:28.525369
A_Calibrated_BAU | Secondary Techs | PWRSDSINDNO | TotalAnnualMaxCapacityInvestment | 2031 | 9999 | exempt_uncapped | 2026-05-26T15:50:28.525369
A_Calibrated_BAU | Secondary Techs | PWRSDSINDNO | TotalAnnualMaxCapacityInvestment | 2032 | 9999 | exempt_uncapped | 2026-05-26T15:50:28.525369
A_Calibrated_BAU | Secondary Techs | PWRSDSINDNO | TotalAnnualMaxCapacityInvestment | 2033 | 9999 | exempt_uncapped | 2026-05-26T15:50:28.525369
A_Calibrated_BAU | Secondary Techs | PWRSDSINDNO | TotalAnnualMaxCapacityInvestment | 2034 | 9999 | exempt_uncapped | 2026-05-26T15:50:28.525369
A_Calibrated_BAU | Secondary Techs | PWRSDSINDNO | TotalAnnualMaxCapacityInvestment | 2035 | 9999 | exempt_uncapped | 2026-05-26T15:50:28.525369
A_Calibrated_BAU | Secondary Techs | PWRSDSINDNO | TotalAnnualMaxCapacityInvestment | 2036 | 9999 | exempt_uncapped | 2026-05-26T15:50:28.525369
A_Calibrated_BAU | Secondary Techs | PWRSDSINDNO | TotalAnnualMaxCapacityInvestment | 2037 | 9999 | exempt_uncapped | 2026-05-26T15:50:28.525369
A_Calibrated_BAU | Secondary Techs | PWRSDSINDNO | TotalAnnualMaxCapacityInvestment | 2038 | 9999 | exempt_uncapped | 2026-05-26T15:50:28.525369
A_Calibrated_BAU | Secondary Techs | PWRSDSINDNO | TotalAnnualMaxCapacityInvestment | 2039 | 9999 | exempt_uncapped | 2026-05-26T15:50:28.525369
A_Calibrated_BAU | Secondary Techs | PWRSDSINDNO | TotalAnnualMaxCapacityInvestment | 2040 | 9999 | exempt_uncapped | 2026-05-26T15:50:28.525369
A_Calibrated_BAU | Secondary Techs | PWRSDSINDNO | TotalAnnualMaxCapacityInvestment | 2041 | 9999 | exempt_uncapped | 2026-05-26T15:50:28.525369
A_Calibrated_BAU | Secondary Techs | PWRSDSINDNO | TotalAnnualMaxCapacityInvestment | 2042 | 9999 | exempt_uncapped | 2026-05-26T15:50:28.525369
A_Calibrated_BAU | Secondary Techs | PWRSDSINDNO | TotalAnnualMaxCapacityInvestment | 2043 | 9999 | exempt_uncapped | 2026-05-26T15:50:28.525369
A_Calibrated_BAU | Secondary Techs | PWRSDSINDNO | TotalAnnualMaxCapacityInvestment | 2044 | 9999 | exempt_uncapped | 2026-05-26T15:50:28.525369
A_Calibrated_BAU | Secondary Techs | PWRSDSINDNO | TotalAnnualMaxCapacityInvestment | 2045 | 9999 | exempt_uncapped | 2026-05-26T15:50:28.525369
A_Calibrated_BAU | Secondary Techs | PWRSDSINDNO | TotalAnnualMaxCapacityInvestment | 2046 | 9999 | exempt_uncapped | 2026-05-26T15:50:28.525369
A_Calibrated_BAU | Secondary Techs | PWRSDSINDNO | TotalAnnualMaxCapacityInvestment | 2047 | 9999 | exempt_uncapped | 2026-05-26T15:50:28.525369
A_Calibrated_BAU | Secondary Techs | PWRSDSINDNO | TotalAnnualMaxCapacityInvestment | 2048 | 9999 | exempt_uncapped | 2026-05-26T15:50:28.525369
A_Calibrated_BAU | Secondary Techs | PWRSDSINDNO | TotalAnnualMaxCapacityInvestment | 2049 | 9999 | exempt_uncapped | 2026-05-26T15:50:28.525369
A_Calibrated_BAU | Secondary Techs | PWRSDSINDNO | TotalAnnualMaxCapacityInvestment | 2050 | 9999 | exempt_uncapped | 2026-05-26T15:50:28.525369
A_Calibrated_BAU | Secondary Techs | PWRLDSBGDXX | TotalAnnualMaxCapacityInvestment | 2023 | 9999 | exempt_maxcap_uncapped | 2026-05-26T15:50:28.525369
A_Calibrated_BAU | Secondary Techs | PWRLDSBGDXX | TotalAnnualMaxCapacityInvestment | 2024 | 9999 | exempt_maxcap_uncapped | 2026-05-26T15:50:28.525369
A_Calibrated_BAU | Secondary Techs | PWRLDSBGDXX | TotalAnnualMaxCapacityInvestment | 2025 | 9999 | exempt_maxcap_uncapped | 2026-05-26T15:50:28.525369
A_Calibrated_BAU | Secondary Techs | PWRLDSBGDXX | TotalAnnualMaxCapacityInvestment | 2026 | 9999 | exempt_maxcap_uncapped | 2026-05-26T15:50:28.525369
A_Calibrated_BAU | Secondary Techs | PWRLDSBGDXX | TotalAnnualMaxCapacityInvestment | 2027 | 9999 | exempt_maxcap_uncapped | 2026-05-26T15:50:28.525369
A_Calibrated_BAU | Secondary Techs | PWRLDSBGDXX | TotalAnnualMaxCapacityInvestment | 2028 | 9999 | exempt_maxcap_uncapped | 2026-05-26T15:50:28.525369
A_Calibrated_BAU | Secondary Techs | PWRLDSBGDXX | TotalAnnualMaxCapacityInvestment | 2029 | 9999 | exempt_maxcap_uncapped | 2026-05-26T15:50:28.525369
A_Calibrated_BAU | Secondary Techs | PWRLDSBGDXX | TotalAnnualMaxCapacityInvestment | 2030 | 9999 | exempt_maxcap_uncapped | 2026-05-26T15:50:28.525369
A_Calibrated_BAU | Secondary Techs | PWRLDSBGDXX | TotalAnnualMaxCapacityInvestment | 2031 | 9999 | exempt_maxcap_uncapped | 2026-05-26T15:50:28.525369
A_Calibrated_BAU | Secondary Techs | PWRLDSBGDXX | TotalAnnualMaxCapacityInvestment | 2032 | 9999 | exempt_maxcap_uncapped | 2026-05-26T15:50:28.525369
A_Calibrated_BAU | Secondary Techs | PWRLDSBGDXX | TotalAnnualMaxCapacityInvestment | 2033 | 9999 | exempt_maxcap_uncapped | 2026-05-26T15:50:28.525369
A_Calibrated_BAU | Secondary Techs | PWRLDSBGDXX | TotalAnnualMaxCapacityInvestment | 2034 | 9999 | exempt_maxcap_uncapped | 2026-05-26T15:50:28.525369
A_Calibrated_BAU | Secondary Techs | PWRLDSBGDXX | TotalAnnualMaxCapacityInvestment | 2035 | 9999 | exempt_maxcap_uncapped | 2026-05-26T15:50:28.525369
A_Calibrated_BAU | Secondary Techs | PWRLDSBGDXX | TotalAnnualMaxCapacityInvestment | 2036 | 9999 | exempt_maxcap_uncapped | 2026-05-26T15:50:28.525369
A_Calibrated_BAU | Secondary Techs | PWRLDSBGDXX | TotalAnnualMaxCapacityInvestment | 2037 | 9999 | exempt_maxcap_uncapped | 2026-05-26T15:50:28.525369
A_Calibrated_BAU | Secondary Techs | PWRLDSBGDXX | TotalAnnualMaxCapacityInvestment | 2038 | 9999 | exempt_maxcap_uncapped | 2026-05-26T15:50:28.525369
A_Calibrated_BAU | Secondary Techs | PWRLDSBGDXX | TotalAnnualMaxCapacityInvestment | 2039 | 9999 | exempt_maxcap_uncapped | 2026-05-26T15:50:28.525369
A_Calibrated_BAU | Secondary Techs | PWRLDSBGDXX | TotalAnnualMaxCapacityInvestment | 2040 | 9999 | exempt_maxcap_uncapped | 2026-05-26T15:50:28.525369
A_Calibrated_BAU | Secondary Techs | PWRLDSBGDXX | TotalAnnualMaxCapacityInvestment | 2041 | 9999 | exempt_maxcap_uncapped | 2026-05-26T15:50:28.525369
A_Calibrated_BAU | Secondary Techs | PWRLDSBGDXX | TotalAnnualMaxCapacityInvestment | 2042 | 9999 | exempt_maxcap_uncapped | 2026-05-26T15:50:28.525369
A_Calibrated_BAU | Secondary Techs | PWRLDSBGDXX | TotalAnnualMaxCapacityInvestment | 2043 | 9999 | exempt_maxcap_uncapped | 2026-05-26T15:50:28.525369
A_Calibrated_BAU | Secondary Techs | PWRLDSBGDXX | TotalAnnualMaxCapacityInvestment | 2044 | 9999 | exempt_maxcap_uncapped | 2026-05-26T15:50:28.525369
A_Calibrated_BAU | Secondary Techs | PWRLDSBGDXX | TotalAnnualMaxCapacityInvestment | 2045 | 9999 | exempt_maxcap_uncapped | 2026-05-26T15:50:28.525369
A_Calibrated_BAU | Secondary Techs | PWRLDSBGDXX | TotalAnnualMaxCapacityInvestment | 2046 | 9999 | exempt_maxcap_uncapped | 2026-05-26T15:50:28.525369
A_Calibrated_BAU | Secondary Techs | PWRLDSBGDXX | TotalAnnualMaxCapacityInvestment | 2047 | 9999 | exempt_maxcap_uncapped | 2026-05-26T15:50:28.525369
A_Calibrated_BAU | Secondary Techs | PWRLDSBGDXX | TotalAnnualMaxCapacityInvestment | 2048 | 9999 | exempt_maxcap_uncapped | 2026-05-26T15:50:28.525369
A_Calibrated_BAU | Secondary Techs | PWRLDSBGDXX | TotalAnnualMaxCapacityInvestment | 2049 | 9999 | exempt_maxcap_uncapped | 2026-05-26T15:50:28.525369
A_Calibrated_BAU | Secondary Techs | PWRLDSBGDXX | TotalAnnualMaxCapacityInvestment | 2050 | 9999 | exempt_maxcap_uncapped | 2026-05-26T15:50:28.525369
A_Calibrated_BAU | Secondary Techs | PWRLDSBGDXX | TotalAnnualMaxCapacityInvestment | 2023 | 9999 | exempt_uncapped | 2026-05-26T15:50:28.525369
A_Calibrated_BAU | Secondary Techs | PWRLDSBGDXX | TotalAnnualMaxCapacityInvestment | 2024 | 9999 | exempt_uncapped | 2026-05-26T15:50:28.525369
A_Calibrated_BAU | Secondary Techs | PWRLDSBGDXX | TotalAnnualMaxCapacityInvestment | 2025 | 9999 | exempt_uncapped | 2026-05-26T15:50:28.525369
A_Calibrated_BAU | Secondary Techs | PWRLDSBGDXX | TotalAnnualMaxCapacityInvestment | 2026 | 9999 | exempt_uncapped | 2026-05-26T15:50:28.525369
A_Calibrated_BAU | Secondary Techs | PWRLDSBGDXX | TotalAnnualMaxCapacityInvestment | 2027 | 9999 | exempt_uncapped | 2026-05-26T15:50:28.525369
A_Calibrated_BAU | Secondary Techs | PWRLDSBGDXX | TotalAnnualMaxCapacityInvestment | 2028 | 9999 | exempt_uncapped | 2026-05-26T15:50:28.525369
A_Calibrated_BAU | Secondary Techs | PWRLDSBGDXX | TotalAnnualMaxCapacityInvestment | 2029 | 9999 | exempt_uncapped | 2026-05-26T15:50:28.525369
A_Calibrated_BAU | Secondary Techs | PWRLDSBGDXX | TotalAnnualMaxCapacityInvestment | 2030 | 9999 | exempt_uncapped | 2026-05-26T15:50:28.525369
A_Calibrated_BAU | Secondary Techs | PWRLDSBGDXX | TotalAnnualMaxCapacityInvestment | 2031 | 9999 | exempt_uncapped | 2026-05-26T15:50:28.525369
A_Calibrated_BAU | Secondary Techs | PWRLDSBGDXX | TotalAnnualMaxCapacityInvestment | 2032 | 9999 | exempt_uncapped | 2026-05-26T15:50:28.525369
A_Calibrated_BAU | Secondary Techs | PWRLDSBGDXX | TotalAnnualMaxCapacityInvestment | 2033 | 9999 | exempt_uncapped | 2026-05-26T15:50:28.525369
A_Calibrated_BAU | Secondary Techs | PWRLDSBGDXX | TotalAnnualMaxCapacityInvestment | 2034 | 9999 | exempt_uncapped | 2026-05-26T15:50:28.525369
A_Calibrated_BAU | Secondary Techs | PWRLDSBGDXX | TotalAnnualMaxCapacityInvestment | 2035 | 9999 | exempt_uncapped | 2026-05-26T15:50:28.525369
A_Calibrated_BAU | Secondary Techs | PWRLDSBGDXX | TotalAnnualMaxCapacityInvestment | 2036 | 9999 | exempt_uncapped | 2026-05-26T15:50:28.525369
A_Calibrated_BAU | Secondary Techs | PWRLDSBGDXX | TotalAnnualMaxCapacityInvestment | 2037 | 9999 | exempt_uncapped | 2026-05-26T15:50:28.525369
A_Calibrated_BAU | Secondary Techs | PWRLDSBGDXX | TotalAnnualMaxCapacityInvestment | 2038 | 9999 | exempt_uncapped | 2026-05-26T15:50:28.525369
A_Calibrated_BAU | Secondary Techs | PWRLDSBGDXX | TotalAnnualMaxCapacityInvestment | 2039 | 9999 | exempt_uncapped | 2026-05-26T15:50:28.525369
A_Calibrated_BAU | Secondary Techs | PWRLDSBGDXX | TotalAnnualMaxCapacityInvestment | 2040 | 9999 | exempt_uncapped | 2026-05-26T15:50:28.525369
A_Calibrated_BAU | Secondary Techs | PWRLDSBGDXX | TotalAnnualMaxCapacityInvestment | 2041 | 9999 | exempt_uncapped | 2026-05-26T15:50:28.525369
A_Calibrated_BAU | Secondary Techs | PWRLDSBGDXX | TotalAnnualMaxCapacityInvestment | 2042 | 9999 | exempt_uncapped | 2026-05-26T15:50:28.525369
A_Calibrated_BAU | Secondary Techs | PWRLDSBGDXX | TotalAnnualMaxCapacityInvestment | 2043 | 9999 | exempt_uncapped | 2026-05-26T15:50:28.525369
A_Calibrated_BAU | Secondary Techs | PWRLDSBGDXX | TotalAnnualMaxCapacityInvestment | 2044 | 9999 | exempt_uncapped | 2026-05-26T15:50:28.525369
A_Calibrated_BAU | Secondary Techs | PWRLDSBGDXX | TotalAnnualMaxCapacityInvestment | 2045 | 9999 | exempt_uncapped | 2026-05-26T15:50:28.525369
A_Calibrated_BAU | Secondary Techs | PWRLDSBGDXX | TotalAnnualMaxCapacityInvestment | 2046 | 9999 | exempt_uncapped | 2026-05-26T15:50:28.525369
A_Calibrated_BAU | Secondary Techs | PWRLDSBGDXX | TotalAnnualMaxCapacityInvestment | 2047 | 9999 | exempt_uncapped | 2026-05-26T15:50:28.525369
A_Calibrated_BAU | Secondary Techs | PWRLDSBGDXX | TotalAnnualMaxCapacityInvestment | 2048 | 9999 | exempt_uncapped | 2026-05-26T15:50:28.525369
A_Calibrated_BAU | Secondary Techs | PWRLDSBGDXX | TotalAnnualMaxCapacityInvestment | 2049 | 9999 | exempt_uncapped | 2026-05-26T15:50:28.525369
A_Calibrated_BAU | Secondary Techs | PWRLDSBGDXX | TotalAnnualMaxCapacityInvestment | 2050 | 9999 | exempt_uncapped | 2026-05-26T15:50:28.525369
A_Calibrated_BAU | Secondary Techs | PWRLDSINDNO | TotalAnnualMaxCapacityInvestment | 2023 | 9999 | exempt_maxcap_uncapped | 2026-05-26T15:50:28.525369
A_Calibrated_BAU | Secondary Techs | PWRLDSINDNO | TotalAnnualMaxCapacityInvestment | 2024 | 9999 | exempt_maxcap_uncapped | 2026-05-26T15:50:28.525369
A_Calibrated_BAU | Secondary Techs | PWRLDSINDNO | TotalAnnualMaxCapacityInvestment | 2025 | 9999 | exempt_maxcap_uncapped | 2026-05-26T15:50:28.525369
A_Calibrated_BAU | Secondary Techs | PWRLDSINDNO | TotalAnnualMaxCapacityInvestment | 2026 | 9999 | exempt_maxcap_uncapped | 2026-05-26T15:50:28.525369
A_Calibrated_BAU | Secondary Techs | PWRLDSINDNO | TotalAnnualMaxCapacityInvestment | 2027 | 9999 | exempt_maxcap_uncapped | 2026-05-26T15:50:28.525369
A_Calibrated_BAU | Secondary Techs | PWRLDSINDNO | TotalAnnualMaxCapacityInvestment | 2028 | 9999 | exempt_maxcap_uncapped | 2026-05-26T15:50:28.525369
A_Calibrated_BAU | Secondary Techs | PWRLDSINDNO | TotalAnnualMaxCapacityInvestment | 2029 | 9999 | exempt_maxcap_uncapped | 2026-05-26T15:50:28.525369
A_Calibrated_BAU | Secondary Techs | PWRLDSINDNO | TotalAnnualMaxCapacityInvestment | 2030 | 9999 | exempt_maxcap_uncapped | 2026-05-26T15:50:28.525369
A_Calibrated_BAU | Secondary Techs | PWRLDSINDNO | TotalAnnualMaxCapacityInvestment | 2031 | 9999 | exempt_maxcap_uncapped | 2026-05-26T15:50:28.525369
A_Calibrated_BAU | Secondary Techs | PWRLDSINDNO | TotalAnnualMaxCapacityInvestment | 2032 | 9999 | exempt_maxcap_uncapped | 2026-05-26T15:50:28.525369
A_Calibrated_BAU | Secondary Techs | PWRLDSINDNO | TotalAnnualMaxCapacityInvestment | 2033 | 9999 | exempt_maxcap_uncapped | 2026-05-26T15:50:28.525369
A_Calibrated_BAU | Secondary Techs | PWRLDSINDNO | TotalAnnualMaxCapacityInvestment | 2034 | 9999 | exempt_maxcap_uncapped | 2026-05-26T15:50:28.525369
A_Calibrated_BAU | Secondary Techs | PWRLDSINDNO | TotalAnnualMaxCapacityInvestment | 2035 | 9999 | exempt_maxcap_uncapped | 2026-05-26T15:50:28.525369
A_Calibrated_BAU | Secondary Techs | PWRLDSINDNO | TotalAnnualMaxCapacityInvestment | 2036 | 9999 | exempt_maxcap_uncapped | 2026-05-26T15:50:28.525369
A_Calibrated_BAU | Secondary Techs | PWRLDSINDNO | TotalAnnualMaxCapacityInvestment | 2037 | 9999 | exempt_maxcap_uncapped | 2026-05-26T15:50:28.525369
A_Calibrated_BAU | Secondary Techs | PWRLDSINDNO | TotalAnnualMaxCapacityInvestment | 2038 | 9999 | exempt_maxcap_uncapped | 2026-05-26T15:50:28.525369
A_Calibrated_BAU | Secondary Techs | PWRLDSINDNO | TotalAnnualMaxCapacityInvestment | 2039 | 9999 | exempt_maxcap_uncapped | 2026-05-26T15:50:28.525369
A_Calibrated_BAU | Secondary Techs | PWRLDSINDNO | TotalAnnualMaxCapacityInvestment | 2040 | 9999 | exempt_maxcap_uncapped | 2026-05-26T15:50:28.525369
A_Calibrated_BAU | Secondary Techs | PWRLDSINDNO | TotalAnnualMaxCapacityInvestment | 2041 | 9999 | exempt_maxcap_uncapped | 2026-05-26T15:50:28.525369
A_Calibrated_BAU | Secondary Techs | PWRLDSINDNO | TotalAnnualMaxCapacityInvestment | 2042 | 9999 | exempt_maxcap_uncapped | 2026-05-26T15:50:28.525369
A_Calibrated_BAU | Secondary Techs | PWRLDSINDNO | TotalAnnualMaxCapacityInvestment | 2043 | 9999 | exempt_maxcap_uncapped | 2026-05-26T15:50:28.525369
A_Calibrated_BAU | Secondary Techs | PWRLDSINDNO | TotalAnnualMaxCapacityInvestment | 2044 | 9999 | exempt_maxcap_uncapped | 2026-05-26T15:50:28.525369
A_Calibrated_BAU | Secondary Techs | PWRLDSINDNO | TotalAnnualMaxCapacityInvestment | 2045 | 9999 | exempt_maxcap_uncapped | 2026-05-26T15:50:28.525369
A_Calibrated_BAU | Secondary Techs | PWRLDSINDNO | TotalAnnualMaxCapacityInvestment | 2046 | 9999 | exempt_maxcap_uncapped | 2026-05-26T15:50:28.525369
A_Calibrated_BAU | Secondary Techs | PWRLDSINDNO | TotalAnnualMaxCapacityInvestment | 2047 | 9999 | exempt_maxcap_uncapped | 2026-05-26T15:50:28.525369
A_Calibrated_BAU | Secondary Techs | PWRLDSINDNO | TotalAnnualMaxCapacityInvestment | 2048 | 9999 | exempt_maxcap_uncapped | 2026-05-26T15:50:28.525369
A_Calibrated_BAU | Secondary Techs | PWRLDSINDNO | TotalAnnualMaxCapacityInvestment | 2049 | 9999 | exempt_maxcap_uncapped | 2026-05-26T15:50:28.525369
A_Calibrated_BAU | Secondary Techs | PWRLDSINDNO | TotalAnnualMaxCapacityInvestment | 2050 | 9999 | exempt_maxcap_uncapped | 2026-05-26T15:50:28.525369
A_Calibrated_BAU | Secondary Techs | PWRLDSINDNO | TotalAnnualMaxCapacityInvestment | 2023 | 9999 | exempt_uncapped | 2026-05-26T15:50:28.525369
A_Calibrated_BAU | Secondary Techs | PWRLDSINDNO | TotalAnnualMaxCapacityInvestment | 2024 | 9999 | exempt_uncapped | 2026-05-26T15:50:28.525369
A_Calibrated_BAU | Secondary Techs | PWRLDSINDNO | TotalAnnualMaxCapacityInvestment | 2025 | 9999 | exempt_uncapped | 2026-05-26T15:50:28.525369
A_Calibrated_BAU | Secondary Techs | PWRLDSINDNO | TotalAnnualMaxCapacityInvestment | 2026 | 9999 | exempt_uncapped | 2026-05-26T15:50:28.525369
A_Calibrated_BAU | Secondary Techs | PWRLDSINDNO | TotalAnnualMaxCapacityInvestment | 2027 | 9999 | exempt_uncapped | 2026-05-26T15:50:28.525369
A_Calibrated_BAU | Secondary Techs | PWRLDSINDNO | TotalAnnualMaxCapacityInvestment | 2028 | 9999 | exempt_uncapped | 2026-05-26T15:50:28.525369
A_Calibrated_BAU | Secondary Techs | PWRLDSINDNO | TotalAnnualMaxCapacityInvestment | 2029 | 9999 | exempt_uncapped | 2026-05-26T15:50:28.525369
A_Calibrated_BAU | Secondary Techs | PWRLDSINDNO | TotalAnnualMaxCapacityInvestment | 2030 | 9999 | exempt_uncapped | 2026-05-26T15:50:28.525369
A_Calibrated_BAU | Secondary Techs | PWRLDSINDNO | TotalAnnualMaxCapacityInvestment | 2031 | 9999 | exempt_uncapped | 2026-05-26T15:50:28.525369
A_Calibrated_BAU | Secondary Techs | PWRLDSINDNO | TotalAnnualMaxCapacityInvestment | 2032 | 9999 | exempt_uncapped | 2026-05-26T15:50:28.525369
A_Calibrated_BAU | Secondary Techs | PWRLDSINDNO | TotalAnnualMaxCapacityInvestment | 2033 | 9999 | exempt_uncapped | 2026-05-26T15:50:28.525369
A_Calibrated_BAU | Secondary Techs | PWRLDSINDNO | TotalAnnualMaxCapacityInvestment | 2034 | 9999 | exempt_uncapped | 2026-05-26T15:50:28.525369
A_Calibrated_BAU | Secondary Techs | PWRLDSINDNO | TotalAnnualMaxCapacityInvestment | 2035 | 9999 | exempt_uncapped | 2026-05-26T15:50:28.525369
A_Calibrated_BAU | Secondary Techs | PWRLDSINDNO | TotalAnnualMaxCapacityInvestment | 2036 | 9999 | exempt_uncapped | 2026-05-26T15:50:28.525369
A_Calibrated_BAU | Secondary Techs | PWRLDSINDNO | TotalAnnualMaxCapacityInvestment | 2037 | 9999 | exempt_uncapped | 2026-05-26T15:50:28.525369
A_Calibrated_BAU | Secondary Techs | PWRLDSINDNO | TotalAnnualMaxCapacityInvestment | 2038 | 9999 | exempt_uncapped | 2026-05-26T15:50:28.525369
A_Calibrated_BAU | Secondary Techs | PWRLDSINDNO | TotalAnnualMaxCapacityInvestment | 2039 | 9999 | exempt_uncapped | 2026-05-26T15:50:28.525369
A_Calibrated_BAU | Secondary Techs | PWRLDSINDNO | TotalAnnualMaxCapacityInvestment | 2040 | 9999 | exempt_uncapped | 2026-05-26T15:50:28.525369
A_Calibrated_BAU | Secondary Techs | PWRLDSINDNO | TotalAnnualMaxCapacityInvestment | 2041 | 9999 | exempt_uncapped | 2026-05-26T15:50:28.525369
A_Calibrated_BAU | Secondary Techs | PWRLDSINDNO | TotalAnnualMaxCapacityInvestment | 2042 | 9999 | exempt_uncapped | 2026-05-26T15:50:28.525369
A_Calibrated_BAU | Secondary Techs | PWRLDSINDNO | TotalAnnualMaxCapacityInvestment | 2043 | 9999 | exempt_uncapped | 2026-05-26T15:50:28.525369
A_Calibrated_BAU | Secondary Techs | PWRLDSINDNO | TotalAnnualMaxCapacityInvestment | 2044 | 9999 | exempt_uncapped | 2026-05-26T15:50:28.525369
A_Calibrated_BAU | Secondary Techs | PWRLDSINDNO | TotalAnnualMaxCapacityInvestment | 2045 | 9999 | exempt_uncapped | 2026-05-26T15:50:28.525369
A_Calibrated_BAU | Secondary Techs | PWRLDSINDNO | TotalAnnualMaxCapacityInvestment | 2046 | 9999 | exempt_uncapped | 2026-05-26T15:50:28.525369
A_Calibrated_BAU | Secondary Techs | PWRLDSINDNO | TotalAnnualMaxCapacityInvestment | 2047 | 9999 | exempt_uncapped | 2026-05-26T15:50:28.525369
A_Calibrated_BAU | Secondary Techs | PWRLDSINDNO | TotalAnnualMaxCapacityInvestment | 2048 | 9999 | exempt_uncapped | 2026-05-26T15:50:28.525369
A_Calibrated_BAU | Secondary Techs | PWRLDSINDNO | TotalAnnualMaxCapacityInvestment | 2049 | 9999 | exempt_uncapped | 2026-05-26T15:50:28.525369
A_Calibrated_BAU | Secondary Techs | PWRLDSINDNO | TotalAnnualMaxCapacityInvestment | 2050 | 9999 | exempt_uncapped | 2026-05-26T15:50:28.525369
A_Calibrated_BAU | Secondary Techs | PWRSDSINDWE | TotalAnnualMaxCapacityInvestment | 2023 | 9999 | exempt_maxcap_uncapped | 2026-05-26T15:50:28.525369
A_Calibrated_BAU | Secondary Techs | PWRSDSINDWE | TotalAnnualMaxCapacityInvestment | 2024 | 9999 | exempt_maxcap_uncapped | 2026-05-26T15:50:28.525369
A_Calibrated_BAU | Secondary Techs | PWRSDSINDWE | TotalAnnualMaxCapacityInvestment | 2025 | 9999 | exempt_maxcap_uncapped | 2026-05-26T15:50:28.525369
A_Calibrated_BAU | Secondary Techs | PWRSDSINDWE | TotalAnnualMaxCapacityInvestment | 2026 | 9999 | exempt_maxcap_uncapped | 2026-05-26T15:50:28.525369
A_Calibrated_BAU | Secondary Techs | PWRSDSINDWE | TotalAnnualMaxCapacityInvestment | 2027 | 9999 | exempt_maxcap_uncapped | 2026-05-26T15:50:28.525369
A_Calibrated_BAU | Secondary Techs | PWRSDSINDWE | TotalAnnualMaxCapacityInvestment | 2028 | 9999 | exempt_maxcap_uncapped | 2026-05-26T15:50:28.525369
A_Calibrated_BAU | Secondary Techs | PWRSDSINDWE | TotalAnnualMaxCapacityInvestment | 2029 | 9999 | exempt_maxcap_uncapped | 2026-05-26T15:50:28.525369
A_Calibrated_BAU | Secondary Techs | PWRSDSINDWE | TotalAnnualMaxCapacityInvestment | 2030 | 9999 | exempt_maxcap_uncapped | 2026-05-26T15:50:28.525369
A_Calibrated_BAU | Secondary Techs | PWRSDSINDWE | TotalAnnualMaxCapacityInvestment | 2031 | 9999 | exempt_maxcap_uncapped | 2026-05-26T15:50:28.525369
A_Calibrated_BAU | Secondary Techs | PWRSDSINDWE | TotalAnnualMaxCapacityInvestment | 2032 | 9999 | exempt_maxcap_uncapped | 2026-05-26T15:50:28.525369
A_Calibrated_BAU | Secondary Techs | PWRSDSINDWE | TotalAnnualMaxCapacityInvestment | 2033 | 9999 | exempt_maxcap_uncapped | 2026-05-26T15:50:28.525369
A_Calibrated_BAU | Secondary Techs | PWRSDSINDWE | TotalAnnualMaxCapacityInvestment | 2034 | 9999 | exempt_maxcap_uncapped | 2026-05-26T15:50:28.525369
A_Calibrated_BAU | Secondary Techs | PWRSDSINDWE | TotalAnnualMaxCapacityInvestment | 2035 | 9999 | exempt_maxcap_uncapped | 2026-05-26T15:50:28.525369
A_Calibrated_BAU | Secondary Techs | PWRSDSINDWE | TotalAnnualMaxCapacityInvestment | 2036 | 9999 | exempt_maxcap_uncapped | 2026-05-26T15:50:28.525369
A_Calibrated_BAU | Secondary Techs | PWRSDSINDWE | TotalAnnualMaxCapacityInvestment | 2037 | 9999 | exempt_maxcap_uncapped | 2026-05-26T15:50:28.525369
A_Calibrated_BAU | Secondary Techs | PWRSDSINDWE | TotalAnnualMaxCapacityInvestment | 2038 | 9999 | exempt_maxcap_uncapped | 2026-05-26T15:50:28.525369
A_Calibrated_BAU | Secondary Techs | PWRSDSINDWE | TotalAnnualMaxCapacityInvestment | 2039 | 9999 | exempt_maxcap_uncapped | 2026-05-26T15:50:28.525369
A_Calibrated_BAU | Secondary Techs | PWRSDSINDWE | TotalAnnualMaxCapacityInvestment | 2040 | 9999 | exempt_maxcap_uncapped | 2026-05-26T15:50:28.525369
A_Calibrated_BAU | Secondary Techs | PWRSDSINDWE | TotalAnnualMaxCapacityInvestment | 2041 | 9999 | exempt_maxcap_uncapped | 2026-05-26T15:50:28.525369
A_Calibrated_BAU | Secondary Techs | PWRSDSINDWE | TotalAnnualMaxCapacityInvestment | 2042 | 9999 | exempt_maxcap_uncapped | 2026-05-26T15:50:28.525369
A_Calibrated_BAU | Secondary Techs | PWRSDSINDWE | TotalAnnualMaxCapacityInvestment | 2043 | 9999 | exempt_maxcap_uncapped | 2026-05-26T15:50:28.525369
A_Calibrated_BAU | Secondary Techs | PWRSDSINDWE | TotalAnnualMaxCapacityInvestment | 2044 | 9999 | exempt_maxcap_uncapped | 2026-05-26T15:50:28.525369
A_Calibrated_BAU | Secondary Techs | PWRSDSINDWE | TotalAnnualMaxCapacityInvestment | 2045 | 9999 | exempt_maxcap_uncapped | 2026-05-26T15:50:28.525369
A_Calibrated_BAU | Secondary Techs | PWRSDSINDWE | TotalAnnualMaxCapacityInvestment | 2046 | 9999 | exempt_maxcap_uncapped | 2026-05-26T15:50:28.525369
A_Calibrated_BAU | Secondary Techs | PWRSDSINDWE | TotalAnnualMaxCapacityInvestment | 2047 | 9999 | exempt_maxcap_uncapped | 2026-05-26T15:50:28.525369
A_Calibrated_BAU | Secondary Techs | PWRSDSINDWE | TotalAnnualMaxCapacityInvestment | 2048 | 9999 | exempt_maxcap_uncapped | 2026-05-26T15:50:28.525369
A_Calibrated_BAU | Secondary Techs | PWRSDSINDWE | TotalAnnualMaxCapacityInvestment | 2049 | 9999 | exempt_maxcap_uncapped | 2026-05-26T15:50:28.525369
A_Calibrated_BAU | Secondary Techs | PWRSDSINDWE | TotalAnnualMaxCapacityInvestment | 2050 | 9999 | exempt_maxcap_uncapped | 2026-05-26T15:50:28.525369
A_Calibrated_BAU | Secondary Techs | PWRSDSINDWE | TotalAnnualMaxCapacityInvestment | 2023 | 9999 | exempt_uncapped | 2026-05-26T15:50:28.525369
A_Calibrated_BAU | Secondary Techs | PWRSDSINDWE | TotalAnnualMaxCapacityInvestment | 2024 | 9999 | exempt_uncapped | 2026-05-26T15:50:28.525369
A_Calibrated_BAU | Secondary Techs | PWRSDSINDWE | TotalAnnualMaxCapacityInvestment | 2025 | 9999 | exempt_uncapped | 2026-05-26T15:50:28.525369
A_Calibrated_BAU | Secondary Techs | PWRSDSINDWE | TotalAnnualMaxCapacityInvestment | 2026 | 9999 | exempt_uncapped | 2026-05-26T15:50:28.525369
A_Calibrated_BAU | Secondary Techs | PWRSDSINDWE | TotalAnnualMaxCapacityInvestment | 2027 | 9999 | exempt_uncapped | 2026-05-26T15:50:28.525369
A_Calibrated_BAU | Secondary Techs | PWRSDSINDWE | TotalAnnualMaxCapacityInvestment | 2028 | 9999 | exempt_uncapped | 2026-05-26T15:50:28.525369
A_Calibrated_BAU | Secondary Techs | PWRSDSINDWE | TotalAnnualMaxCapacityInvestment | 2029 | 9999 | exempt_uncapped | 2026-05-26T15:50:28.525369
A_Calibrated_BAU | Secondary Techs | PWRSDSINDWE | TotalAnnualMaxCapacityInvestment | 2030 | 9999 | exempt_uncapped | 2026-05-26T15:50:28.525369
A_Calibrated_BAU | Secondary Techs | PWRSDSINDWE | TotalAnnualMaxCapacityInvestment | 2031 | 9999 | exempt_uncapped | 2026-05-26T15:50:28.525369
A_Calibrated_BAU | Secondary Techs | PWRSDSINDWE | TotalAnnualMaxCapacityInvestment | 2032 | 9999 | exempt_uncapped | 2026-05-26T15:50:28.525369
A_Calibrated_BAU | Secondary Techs | PWRSDSINDWE | TotalAnnualMaxCapacityInvestment | 2033 | 9999 | exempt_uncapped | 2026-05-26T15:50:28.525369
A_Calibrated_BAU | Secondary Techs | PWRSDSINDWE | TotalAnnualMaxCapacityInvestment | 2034 | 9999 | exempt_uncapped | 2026-05-26T15:50:28.525369
A_Calibrated_BAU | Secondary Techs | PWRSDSINDWE | TotalAnnualMaxCapacityInvestment | 2035 | 9999 | exempt_uncapped | 2026-05-26T15:50:28.525369
A_Calibrated_BAU | Secondary Techs | PWRSDSINDWE | TotalAnnualMaxCapacityInvestment | 2036 | 9999 | exempt_uncapped | 2026-05-26T15:50:28.525369
A_Calibrated_BAU | Secondary Techs | PWRSDSINDWE | TotalAnnualMaxCapacityInvestment | 2037 | 9999 | exempt_uncapped | 2026-05-26T15:50:28.525369
A_Calibrated_BAU | Secondary Techs | PWRSDSINDWE | TotalAnnualMaxCapacityInvestment | 2038 | 9999 | exempt_uncapped | 2026-05-26T15:50:28.525369
A_Calibrated_BAU | Secondary Techs | PWRSDSINDWE | TotalAnnualMaxCapacityInvestment | 2039 | 9999 | exempt_uncapped | 2026-05-26T15:50:28.525369
A_Calibrated_BAU | Secondary Techs | PWRSDSINDWE | TotalAnnualMaxCapacityInvestment | 2040 | 9999 | exempt_uncapped | 2026-05-26T15:50:28.525369
A_Calibrated_BAU | Secondary Techs | PWRSDSINDWE | TotalAnnualMaxCapacityInvestment | 2041 | 9999 | exempt_uncapped | 2026-05-26T15:50:28.525369
A_Calibrated_BAU | Secondary Techs | PWRSDSINDWE | TotalAnnualMaxCapacityInvestment | 2042 | 9999 | exempt_uncapped | 2026-05-26T15:50:28.525369
A_Calibrated_BAU | Secondary Techs | PWRSDSINDWE | TotalAnnualMaxCapacityInvestment | 2043 | 9999 | exempt_uncapped | 2026-05-26T15:50:28.525369
A_Calibrated_BAU | Secondary Techs | PWRSDSINDWE | TotalAnnualMaxCapacityInvestment | 2044 | 9999 | exempt_uncapped | 2026-05-26T15:50:28.525369
A_Calibrated_BAU | Secondary Techs | PWRSDSINDWE | TotalAnnualMaxCapacityInvestment | 2045 | 9999 | exempt_uncapped | 2026-05-26T15:50:28.525369
A_Calibrated_BAU | Secondary Techs | PWRSDSINDWE | TotalAnnualMaxCapacityInvestment | 2046 | 9999 | exempt_uncapped | 2026-05-26T15:50:28.525369
A_Calibrated_BAU | Secondary Techs | PWRSDSINDWE | TotalAnnualMaxCapacityInvestment | 2047 | 9999 | exempt_uncapped | 2026-05-26T15:50:28.525369
A_Calibrated_BAU | Secondary Techs | PWRSDSINDWE | TotalAnnualMaxCapacityInvestment | 2048 | 9999 | exempt_uncapped | 2026-05-26T15:50:28.525369
A_Calibrated_BAU | Secondary Techs | PWRSDSINDWE | TotalAnnualMaxCapacityInvestment | 2049 | 9999 | exempt_uncapped | 2026-05-26T15:50:28.525369
A_Calibrated_BAU | Secondary Techs | PWRSDSINDWE | TotalAnnualMaxCapacityInvestment | 2050 | 9999 | exempt_uncapped | 2026-05-26T15:50:28.525369
A_Calibrated_BAU | Secondary Techs | PWRSDSBGDXX | TotalAnnualMaxCapacityInvestment | 2023 | 9999 | exempt_maxcap_uncapped | 2026-05-26T15:50:28.525369
A_Calibrated_BAU | Secondary Techs | PWRSDSBGDXX | TotalAnnualMaxCapacityInvestment | 2024 | 9999 | exempt_maxcap_uncapped | 2026-05-26T15:50:28.525369
A_Calibrated_BAU | Secondary Techs | PWRSDSBGDXX | TotalAnnualMaxCapacityInvestment | 2025 | 9999 | exempt_maxcap_uncapped | 2026-05-26T15:50:28.525369
A_Calibrated_BAU | Secondary Techs | PWRSDSBGDXX | TotalAnnualMaxCapacityInvestment | 2026 | 9999 | exempt_maxcap_uncapped | 2026-05-26T15:50:28.525369
A_Calibrated_BAU | Secondary Techs | PWRSDSBGDXX | TotalAnnualMaxCapacityInvestment | 2027 | 9999 | exempt_maxcap_uncapped | 2026-05-26T15:50:28.525369
A_Calibrated_BAU | Secondary Techs | PWRSDSBGDXX | TotalAnnualMaxCapacityInvestment | 2028 | 9999 | exempt_maxcap_uncapped | 2026-05-26T15:50:28.525369
A_Calibrated_BAU | Secondary Techs | PWRSDSBGDXX | TotalAnnualMaxCapacityInvestment | 2029 | 9999 | exempt_maxcap_uncapped | 2026-05-26T15:50:28.525369
A_Calibrated_BAU | Secondary Techs | PWRSDSBGDXX | TotalAnnualMaxCapacityInvestment | 2030 | 9999 | exempt_maxcap_uncapped | 2026-05-26T15:50:28.525369
A_Calibrated_BAU | Secondary Techs | PWRSDSBGDXX | TotalAnnualMaxCapacityInvestment | 2031 | 9999 | exempt_maxcap_uncapped | 2026-05-26T15:50:28.525369
A_Calibrated_BAU | Secondary Techs | PWRSDSBGDXX | TotalAnnualMaxCapacityInvestment | 2032 | 9999 | exempt_maxcap_uncapped | 2026-05-26T15:50:28.525369
A_Calibrated_BAU | Secondary Techs | PWRSDSBGDXX | TotalAnnualMaxCapacityInvestment | 2033 | 9999 | exempt_maxcap_uncapped | 2026-05-26T15:50:28.525369
A_Calibrated_BAU | Secondary Techs | PWRSDSBGDXX | TotalAnnualMaxCapacityInvestment | 2034 | 9999 | exempt_maxcap_uncapped | 2026-05-26T15:50:28.525369
A_Calibrated_BAU | Secondary Techs | PWRSDSBGDXX | TotalAnnualMaxCapacityInvestment | 2035 | 9999 | exempt_maxcap_uncapped | 2026-05-26T15:50:28.525369
A_Calibrated_BAU | Secondary Techs | PWRSDSBGDXX | TotalAnnualMaxCapacityInvestment | 2036 | 9999 | exempt_maxcap_uncapped | 2026-05-26T15:50:28.525369
A_Calibrated_BAU | Secondary Techs | PWRSDSBGDXX | TotalAnnualMaxCapacityInvestment | 2037 | 9999 | exempt_maxcap_uncapped | 2026-05-26T15:50:28.525369
A_Calibrated_BAU | Secondary Techs | PWRSDSBGDXX | TotalAnnualMaxCapacityInvestment | 2038 | 9999 | exempt_maxcap_uncapped | 2026-05-26T15:50:28.525369
A_Calibrated_BAU | Secondary Techs | PWRSDSBGDXX | TotalAnnualMaxCapacityInvestment | 2039 | 9999 | exempt_maxcap_uncapped | 2026-05-26T15:50:28.525369
A_Calibrated_BAU | Secondary Techs | PWRSDSBGDXX | TotalAnnualMaxCapacityInvestment | 2040 | 9999 | exempt_maxcap_uncapped | 2026-05-26T15:50:28.525369
A_Calibrated_BAU | Secondary Techs | PWRSDSBGDXX | TotalAnnualMaxCapacityInvestment | 2041 | 9999 | exempt_maxcap_uncapped | 2026-05-26T15:50:28.525369
A_Calibrated_BAU | Secondary Techs | PWRSDSBGDXX | TotalAnnualMaxCapacityInvestment | 2042 | 9999 | exempt_maxcap_uncapped | 2026-05-26T15:50:28.525369
A_Calibrated_BAU | Secondary Techs | PWRSDSBGDXX | TotalAnnualMaxCapacityInvestment | 2043 | 9999 | exempt_maxcap_uncapped | 2026-05-26T15:50:28.525369
A_Calibrated_BAU | Secondary Techs | PWRSDSBGDXX | TotalAnnualMaxCapacityInvestment | 2044 | 9999 | exempt_maxcap_uncapped | 2026-05-26T15:50:28.525369
A_Calibrated_BAU | Secondary Techs | PWRSDSBGDXX | TotalAnnualMaxCapacityInvestment | 2045 | 9999 | exempt_maxcap_uncapped | 2026-05-26T15:50:28.525369
A_Calibrated_BAU | Secondary Techs | PWRSDSBGDXX | TotalAnnualMaxCapacityInvestment | 2046 | 9999 | exempt_maxcap_uncapped | 2026-05-26T15:50:28.525369
A_Calibrated_BAU | Secondary Techs | PWRSDSBGDXX | TotalAnnualMaxCapacityInvestment | 2047 | 9999 | exempt_maxcap_uncapped | 2026-05-26T15:50:28.525369
A_Calibrated_BAU | Secondary Techs | PWRSDSBGDXX | TotalAnnualMaxCapacityInvestment | 2048 | 9999 | exempt_maxcap_uncapped | 2026-05-26T15:50:28.525369
A_Calibrated_BAU | Secondary Techs | PWRSDSBGDXX | TotalAnnualMaxCapacityInvestment | 2049 | 9999 | exempt_maxcap_uncapped | 2026-05-26T15:50:28.525369
A_Calibrated_BAU | Secondary Techs | PWRSDSBGDXX | TotalAnnualMaxCapacityInvestment | 2050 | 9999 | exempt_maxcap_uncapped | 2026-05-26T15:50:28.525369
A_Calibrated_BAU | Secondary Techs | PWRSDSBGDXX | TotalAnnualMaxCapacityInvestment | 2023 | 9999 | exempt_uncapped | 2026-05-26T15:50:28.525369
A_Calibrated_BAU | Secondary Techs | PWRSDSBGDXX | TotalAnnualMaxCapacityInvestment | 2024 | 9999 | exempt_uncapped | 2026-05-26T15:50:28.525369
A_Calibrated_BAU | Secondary Techs | PWRSDSBGDXX | TotalAnnualMaxCapacityInvestment | 2025 | 9999 | exempt_uncapped | 2026-05-26T15:50:28.525369
A_Calibrated_BAU | Secondary Techs | PWRSDSBGDXX | TotalAnnualMaxCapacityInvestment | 2026 | 9999 | exempt_uncapped | 2026-05-26T15:50:28.525369
A_Calibrated_BAU | Secondary Techs | PWRSDSBGDXX | TotalAnnualMaxCapacityInvestment | 2027 | 9999 | exempt_uncapped | 2026-05-26T15:50:28.525369
A_Calibrated_BAU | Secondary Techs | PWRSDSBGDXX | TotalAnnualMaxCapacityInvestment | 2028 | 9999 | exempt_uncapped | 2026-05-26T15:50:28.525369
A_Calibrated_BAU | Secondary Techs | PWRSDSBGDXX | TotalAnnualMaxCapacityInvestment | 2029 | 9999 | exempt_uncapped | 2026-05-26T15:50:28.525369
A_Calibrated_BAU | Secondary Techs | PWRSDSBGDXX | TotalAnnualMaxCapacityInvestment | 2030 | 9999 | exempt_uncapped | 2026-05-26T15:50:28.525369
A_Calibrated_BAU | Secondary Techs | PWRSDSBGDXX | TotalAnnualMaxCapacityInvestment | 2031 | 9999 | exempt_uncapped | 2026-05-26T15:50:28.525369
A_Calibrated_BAU | Secondary Techs | PWRSDSBGDXX | TotalAnnualMaxCapacityInvestment | 2032 | 9999 | exempt_uncapped | 2026-05-26T15:50:28.525369
A_Calibrated_BAU | Secondary Techs | PWRSDSBGDXX | TotalAnnualMaxCapacityInvestment | 2033 | 9999 | exempt_uncapped | 2026-05-26T15:50:28.525369
A_Calibrated_BAU | Secondary Techs | PWRSDSBGDXX | TotalAnnualMaxCapacityInvestment | 2034 | 9999 | exempt_uncapped | 2026-05-26T15:50:28.525369
A_Calibrated_BAU | Secondary Techs | PWRSDSBGDXX | TotalAnnualMaxCapacityInvestment | 2035 | 9999 | exempt_uncapped | 2026-05-26T15:50:28.525369
A_Calibrated_BAU | Secondary Techs | PWRSDSBGDXX | TotalAnnualMaxCapacityInvestment | 2036 | 9999 | exempt_uncapped | 2026-05-26T15:50:28.525369
A_Calibrated_BAU | Secondary Techs | PWRSDSBGDXX | TotalAnnualMaxCapacityInvestment | 2037 | 9999 | exempt_uncapped | 2026-05-26T15:50:28.525369
A_Calibrated_BAU | Secondary Techs | PWRSDSBGDXX | TotalAnnualMaxCapacityInvestment | 2038 | 9999 | exempt_uncapped | 2026-05-26T15:50:28.525369
A_Calibrated_BAU | Secondary Techs | PWRSDSBGDXX | TotalAnnualMaxCapacityInvestment | 2039 | 9999 | exempt_uncapped | 2026-05-26T15:50:28.525369
A_Calibrated_BAU | Secondary Techs | PWRSDSBGDXX | TotalAnnualMaxCapacityInvestment | 2040 | 9999 | exempt_uncapped | 2026-05-26T15:50:28.525369
A_Calibrated_BAU | Secondary Techs | PWRSDSBGDXX | TotalAnnualMaxCapacityInvestment | 2041 | 9999 | exempt_uncapped | 2026-05-26T15:50:28.525369
A_Calibrated_BAU | Secondary Techs | PWRSDSBGDXX | TotalAnnualMaxCapacityInvestment | 2042 | 9999 | exempt_uncapped | 2026-05-26T15:50:28.525369
A_Calibrated_BAU | Secondary Techs | PWRSDSBGDXX | TotalAnnualMaxCapacityInvestment | 2043 | 9999 | exempt_uncapped | 2026-05-26T15:50:28.525369
A_Calibrated_BAU | Secondary Techs | PWRSDSBGDXX | TotalAnnualMaxCapacityInvestment | 2044 | 9999 | exempt_uncapped | 2026-05-26T15:50:28.525369
A_Calibrated_BAU | Secondary Techs | PWRSDSBGDXX | TotalAnnualMaxCapacityInvestment | 2045 | 9999 | exempt_uncapped | 2026-05-26T15:50:28.525369
A_Calibrated_BAU | Secondary Techs | PWRSDSBGDXX | TotalAnnualMaxCapacityInvestment | 2046 | 9999 | exempt_uncapped | 2026-05-26T15:50:28.525369
A_Calibrated_BAU | Secondary Techs | PWRSDSBGDXX | TotalAnnualMaxCapacityInvestment | 2047 | 9999 | exempt_uncapped | 2026-05-26T15:50:28.525369
A_Calibrated_BAU | Secondary Techs | PWRSDSBGDXX | TotalAnnualMaxCapacityInvestment | 2048 | 9999 | exempt_uncapped | 2026-05-26T15:50:28.525369
A_Calibrated_BAU | Secondary Techs | PWRSDSBGDXX | TotalAnnualMaxCapacityInvestment | 2049 | 9999 | exempt_uncapped | 2026-05-26T15:50:28.525369
A_Calibrated_BAU | Secondary Techs | PWRSDSBGDXX | TotalAnnualMaxCapacityInvestment | 2050 | 9999 | exempt_uncapped | 2026-05-26T15:50:28.525369
A_Calibrated_BAU | Secondary Techs | PWRLDSINDEA | TotalAnnualMaxCapacityInvestment | 2023 | 9999 | exempt_maxcap_uncapped | 2026-05-26T15:50:28.525369
A_Calibrated_BAU | Secondary Techs | PWRLDSINDEA | TotalAnnualMaxCapacityInvestment | 2024 | 9999 | exempt_maxcap_uncapped | 2026-05-26T15:50:28.525369
A_Calibrated_BAU | Secondary Techs | PWRLDSINDEA | TotalAnnualMaxCapacityInvestment | 2025 | 9999 | exempt_maxcap_uncapped | 2026-05-26T15:50:28.525369
A_Calibrated_BAU | Secondary Techs | PWRLDSINDEA | TotalAnnualMaxCapacityInvestment | 2026 | 9999 | exempt_maxcap_uncapped | 2026-05-26T15:50:28.525369
A_Calibrated_BAU | Secondary Techs | PWRLDSINDEA | TotalAnnualMaxCapacityInvestment | 2027 | 9999 | exempt_maxcap_uncapped | 2026-05-26T15:50:28.525369
A_Calibrated_BAU | Secondary Techs | PWRLDSINDEA | TotalAnnualMaxCapacityInvestment | 2028 | 9999 | exempt_maxcap_uncapped | 2026-05-26T15:50:28.525369
A_Calibrated_BAU | Secondary Techs | PWRLDSINDEA | TotalAnnualMaxCapacityInvestment | 2029 | 9999 | exempt_maxcap_uncapped | 2026-05-26T15:50:28.525369
A_Calibrated_BAU | Secondary Techs | PWRLDSINDEA | TotalAnnualMaxCapacityInvestment | 2030 | 9999 | exempt_maxcap_uncapped | 2026-05-26T15:50:28.525369
A_Calibrated_BAU | Secondary Techs | PWRLDSINDEA | TotalAnnualMaxCapacityInvestment | 2031 | 9999 | exempt_maxcap_uncapped | 2026-05-26T15:50:28.525369
A_Calibrated_BAU | Secondary Techs | PWRLDSINDEA | TotalAnnualMaxCapacityInvestment | 2032 | 9999 | exempt_maxcap_uncapped | 2026-05-26T15:50:28.525369
A_Calibrated_BAU | Secondary Techs | PWRLDSINDEA | TotalAnnualMaxCapacityInvestment | 2033 | 9999 | exempt_maxcap_uncapped | 2026-05-26T15:50:28.525369
A_Calibrated_BAU | Secondary Techs | PWRLDSINDEA | TotalAnnualMaxCapacityInvestment | 2034 | 9999 | exempt_maxcap_uncapped | 2026-05-26T15:50:28.525369
A_Calibrated_BAU | Secondary Techs | PWRLDSINDEA | TotalAnnualMaxCapacityInvestment | 2035 | 9999 | exempt_maxcap_uncapped | 2026-05-26T15:50:28.525369
A_Calibrated_BAU | Secondary Techs | PWRLDSINDEA | TotalAnnualMaxCapacityInvestment | 2036 | 9999 | exempt_maxcap_uncapped | 2026-05-26T15:50:28.525369
A_Calibrated_BAU | Secondary Techs | PWRLDSINDEA | TotalAnnualMaxCapacityInvestment | 2037 | 9999 | exempt_maxcap_uncapped | 2026-05-26T15:50:28.525369
A_Calibrated_BAU | Secondary Techs | PWRLDSINDEA | TotalAnnualMaxCapacityInvestment | 2038 | 9999 | exempt_maxcap_uncapped | 2026-05-26T15:50:28.525369
A_Calibrated_BAU | Secondary Techs | PWRLDSINDEA | TotalAnnualMaxCapacityInvestment | 2039 | 9999 | exempt_maxcap_uncapped | 2026-05-26T15:50:28.525369
A_Calibrated_BAU | Secondary Techs | PWRLDSINDEA | TotalAnnualMaxCapacityInvestment | 2040 | 9999 | exempt_maxcap_uncapped | 2026-05-26T15:50:28.525369
A_Calibrated_BAU | Secondary Techs | PWRLDSINDEA | TotalAnnualMaxCapacityInvestment | 2041 | 9999 | exempt_maxcap_uncapped | 2026-05-26T15:50:28.525369
A_Calibrated_BAU | Secondary Techs | PWRLDSINDEA | TotalAnnualMaxCapacityInvestment | 2042 | 9999 | exempt_maxcap_uncapped | 2026-05-26T15:50:28.525369
A_Calibrated_BAU | Secondary Techs | PWRLDSINDEA | TotalAnnualMaxCapacityInvestment | 2043 | 9999 | exempt_maxcap_uncapped | 2026-05-26T15:50:28.525369
A_Calibrated_BAU | Secondary Techs | PWRLDSINDEA | TotalAnnualMaxCapacityInvestment | 2044 | 9999 | exempt_maxcap_uncapped | 2026-05-26T15:50:28.525369
A_Calibrated_BAU | Secondary Techs | PWRLDSINDEA | TotalAnnualMaxCapacityInvestment | 2045 | 9999 | exempt_maxcap_uncapped | 2026-05-26T15:50:28.525369
A_Calibrated_BAU | Secondary Techs | PWRLDSINDEA | TotalAnnualMaxCapacityInvestment | 2046 | 9999 | exempt_maxcap_uncapped | 2026-05-26T15:50:28.525369
A_Calibrated_BAU | Secondary Techs | PWRLDSINDEA | TotalAnnualMaxCapacityInvestment | 2047 | 9999 | exempt_maxcap_uncapped | 2026-05-26T15:50:28.525369
A_Calibrated_BAU | Secondary Techs | PWRLDSINDEA | TotalAnnualMaxCapacityInvestment | 2048 | 9999 | exempt_maxcap_uncapped | 2026-05-26T15:50:28.525369
A_Calibrated_BAU | Secondary Techs | PWRLDSINDEA | TotalAnnualMaxCapacityInvestment | 2049 | 9999 | exempt_maxcap_uncapped | 2026-05-26T15:50:28.525369
A_Calibrated_BAU | Secondary Techs | PWRLDSINDEA | TotalAnnualMaxCapacityInvestment | 2050 | 9999 | exempt_maxcap_uncapped | 2026-05-26T15:50:28.525369
A_Calibrated_BAU | Secondary Techs | PWRLDSINDEA | TotalAnnualMaxCapacityInvestment | 2023 | 9999 | exempt_uncapped | 2026-05-26T15:50:28.525369
A_Calibrated_BAU | Secondary Techs | PWRLDSINDEA | TotalAnnualMaxCapacityInvestment | 2024 | 9999 | exempt_uncapped | 2026-05-26T15:50:28.525369
A_Calibrated_BAU | Secondary Techs | PWRLDSINDEA | TotalAnnualMaxCapacityInvestment | 2025 | 9999 | exempt_uncapped | 2026-05-26T15:50:28.525369
A_Calibrated_BAU | Secondary Techs | PWRLDSINDEA | TotalAnnualMaxCapacityInvestment | 2026 | 9999 | exempt_uncapped | 2026-05-26T15:50:28.525369
A_Calibrated_BAU | Secondary Techs | PWRLDSINDEA | TotalAnnualMaxCapacityInvestment | 2027 | 9999 | exempt_uncapped | 2026-05-26T15:50:28.525369
A_Calibrated_BAU | Secondary Techs | PWRLDSINDEA | TotalAnnualMaxCapacityInvestment | 2028 | 9999 | exempt_uncapped | 2026-05-26T15:50:28.525369
A_Calibrated_BAU | Secondary Techs | PWRLDSINDEA | TotalAnnualMaxCapacityInvestment | 2029 | 9999 | exempt_uncapped | 2026-05-26T15:50:28.525369
A_Calibrated_BAU | Secondary Techs | PWRLDSINDEA | TotalAnnualMaxCapacityInvestment | 2030 | 9999 | exempt_uncapped | 2026-05-26T15:50:28.525369
A_Calibrated_BAU | Secondary Techs | PWRLDSINDEA | TotalAnnualMaxCapacityInvestment | 2031 | 9999 | exempt_uncapped | 2026-05-26T15:50:28.525369
A_Calibrated_BAU | Secondary Techs | PWRLDSINDEA | TotalAnnualMaxCapacityInvestment | 2032 | 9999 | exempt_uncapped | 2026-05-26T15:50:28.525369
A_Calibrated_BAU | Secondary Techs | PWRLDSINDEA | TotalAnnualMaxCapacityInvestment | 2033 | 9999 | exempt_uncapped | 2026-05-26T15:50:28.525369
A_Calibrated_BAU | Secondary Techs | PWRLDSINDEA | TotalAnnualMaxCapacityInvestment | 2034 | 9999 | exempt_uncapped | 2026-05-26T15:50:28.525369
A_Calibrated_BAU | Secondary Techs | PWRLDSINDEA | TotalAnnualMaxCapacityInvestment | 2035 | 9999 | exempt_uncapped | 2026-05-26T15:50:28.525369
A_Calibrated_BAU | Secondary Techs | PWRLDSINDEA | TotalAnnualMaxCapacityInvestment | 2036 | 9999 | exempt_uncapped | 2026-05-26T15:50:28.525369
A_Calibrated_BAU | Secondary Techs | PWRLDSINDEA | TotalAnnualMaxCapacityInvestment | 2037 | 9999 | exempt_uncapped | 2026-05-26T15:50:28.525369
A_Calibrated_BAU | Secondary Techs | PWRLDSINDEA | TotalAnnualMaxCapacityInvestment | 2038 | 9999 | exempt_uncapped | 2026-05-26T15:50:28.525369
A_Calibrated_BAU | Secondary Techs | PWRLDSINDEA | TotalAnnualMaxCapacityInvestment | 2039 | 9999 | exempt_uncapped | 2026-05-26T15:50:28.525369
A_Calibrated_BAU | Secondary Techs | PWRLDSINDEA | TotalAnnualMaxCapacityInvestment | 2040 | 9999 | exempt_uncapped | 2026-05-26T15:50:28.525369
A_Calibrated_BAU | Secondary Techs | PWRLDSINDEA | TotalAnnualMaxCapacityInvestment | 2041 | 9999 | exempt_uncapped | 2026-05-26T15:50:28.525369
A_Calibrated_BAU | Secondary Techs | PWRLDSINDEA | TotalAnnualMaxCapacityInvestment | 2042 | 9999 | exempt_uncapped | 2026-05-26T15:50:28.525369
A_Calibrated_BAU | Secondary Techs | PWRLDSINDEA | TotalAnnualMaxCapacityInvestment | 2043 | 9999 | exempt_uncapped | 2026-05-26T15:50:28.525369
A_Calibrated_BAU | Secondary Techs | PWRLDSINDEA | TotalAnnualMaxCapacityInvestment | 2044 | 9999 | exempt_uncapped | 2026-05-26T15:50:28.525369
A_Calibrated_BAU | Secondary Techs | PWRLDSINDEA | TotalAnnualMaxCapacityInvestment | 2045 | 9999 | exempt_uncapped | 2026-05-26T15:50:28.525369
A_Calibrated_BAU | Secondary Techs | PWRLDSINDEA | TotalAnnualMaxCapacityInvestment | 2046 | 9999 | exempt_uncapped | 2026-05-26T15:50:28.525369
A_Calibrated_BAU | Secondary Techs | PWRLDSINDEA | TotalAnnualMaxCapacityInvestment | 2047 | 9999 | exempt_uncapped | 2026-05-26T15:50:28.525369
A_Calibrated_BAU | Secondary Techs | PWRLDSINDEA | TotalAnnualMaxCapacityInvestment | 2048 | 9999 | exempt_uncapped | 2026-05-26T15:50:28.525369
A_Calibrated_BAU | Secondary Techs | PWRLDSINDEA | TotalAnnualMaxCapacityInvestment | 2049 | 9999 | exempt_uncapped | 2026-05-26T15:50:28.525369
A_Calibrated_BAU | Secondary Techs | PWRLDSINDEA | TotalAnnualMaxCapacityInvestment | 2050 | 9999 | exempt_uncapped | 2026-05-26T15:50:28.525369
A_Calibrated_BAU | Secondary Techs | PWRSDSBTNXX | TotalAnnualMaxCapacityInvestment | 2023 | 9999 | exempt_maxcap_uncapped | 2026-05-26T15:50:28.525369
A_Calibrated_BAU | Secondary Techs | PWRSDSBTNXX | TotalAnnualMaxCapacityInvestment | 2024 | 9999 | exempt_maxcap_uncapped | 2026-05-26T15:50:28.525369
A_Calibrated_BAU | Secondary Techs | PWRSDSBTNXX | TotalAnnualMaxCapacityInvestment | 2025 | 9999 | exempt_maxcap_uncapped | 2026-05-26T15:50:28.525369
A_Calibrated_BAU | Secondary Techs | PWRSDSBTNXX | TotalAnnualMaxCapacityInvestment | 2026 | 9999 | exempt_maxcap_uncapped | 2026-05-26T15:50:28.525369
A_Calibrated_BAU | Secondary Techs | PWRSDSBTNXX | TotalAnnualMaxCapacityInvestment | 2027 | 9999 | exempt_maxcap_uncapped | 2026-05-26T15:50:28.525369
A_Calibrated_BAU | Secondary Techs | PWRSDSBTNXX | TotalAnnualMaxCapacityInvestment | 2028 | 9999 | exempt_maxcap_uncapped | 2026-05-26T15:50:28.525369
A_Calibrated_BAU | Secondary Techs | PWRSDSBTNXX | TotalAnnualMaxCapacityInvestment | 2029 | 9999 | exempt_maxcap_uncapped | 2026-05-26T15:50:28.525369
A_Calibrated_BAU | Secondary Techs | PWRSDSBTNXX | TotalAnnualMaxCapacityInvestment | 2030 | 9999 | exempt_maxcap_uncapped | 2026-05-26T15:50:28.525369
A_Calibrated_BAU | Secondary Techs | PWRSDSBTNXX | TotalAnnualMaxCapacityInvestment | 2031 | 9999 | exempt_maxcap_uncapped | 2026-05-26T15:50:28.525369
A_Calibrated_BAU | Secondary Techs | PWRSDSBTNXX | TotalAnnualMaxCapacityInvestment | 2032 | 9999 | exempt_maxcap_uncapped | 2026-05-26T15:50:28.525369
A_Calibrated_BAU | Secondary Techs | PWRSDSBTNXX | TotalAnnualMaxCapacityInvestment | 2033 | 9999 | exempt_maxcap_uncapped | 2026-05-26T15:50:28.525369
A_Calibrated_BAU | Secondary Techs | PWRSDSBTNXX | TotalAnnualMaxCapacityInvestment | 2034 | 9999 | exempt_maxcap_uncapped | 2026-05-26T15:50:28.525369
A_Calibrated_BAU | Secondary Techs | PWRSDSBTNXX | TotalAnnualMaxCapacityInvestment | 2035 | 9999 | exempt_maxcap_uncapped | 2026-05-26T15:50:28.525369
A_Calibrated_BAU | Secondary Techs | PWRSDSBTNXX | TotalAnnualMaxCapacityInvestment | 2036 | 9999 | exempt_maxcap_uncapped | 2026-05-26T15:50:28.525369
A_Calibrated_BAU | Secondary Techs | PWRSDSBTNXX | TotalAnnualMaxCapacityInvestment | 2037 | 9999 | exempt_maxcap_uncapped | 2026-05-26T15:50:28.525369
A_Calibrated_BAU | Secondary Techs | PWRSDSBTNXX | TotalAnnualMaxCapacityInvestment | 2038 | 9999 | exempt_maxcap_uncapped | 2026-05-26T15:50:28.525369
A_Calibrated_BAU | Secondary Techs | PWRSDSBTNXX | TotalAnnualMaxCapacityInvestment | 2039 | 9999 | exempt_maxcap_uncapped | 2026-05-26T15:50:28.525369
A_Calibrated_BAU | Secondary Techs | PWRSDSBTNXX | TotalAnnualMaxCapacityInvestment | 2040 | 9999 | exempt_maxcap_uncapped | 2026-05-26T15:50:28.525369
A_Calibrated_BAU | Secondary Techs | PWRSDSBTNXX | TotalAnnualMaxCapacityInvestment | 2041 | 9999 | exempt_maxcap_uncapped | 2026-05-26T15:50:28.525369
A_Calibrated_BAU | Secondary Techs | PWRSDSBTNXX | TotalAnnualMaxCapacityInvestment | 2042 | 9999 | exempt_maxcap_uncapped | 2026-05-26T15:50:28.525369
A_Calibrated_BAU | Secondary Techs | PWRSDSBTNXX | TotalAnnualMaxCapacityInvestment | 2043 | 9999 | exempt_maxcap_uncapped | 2026-05-26T15:50:28.525369
A_Calibrated_BAU | Secondary Techs | PWRSDSBTNXX | TotalAnnualMaxCapacityInvestment | 2044 | 9999 | exempt_maxcap_uncapped | 2026-05-26T15:50:28.525369
A_Calibrated_BAU | Secondary Techs | PWRSDSBTNXX | TotalAnnualMaxCapacityInvestment | 2045 | 9999 | exempt_maxcap_uncapped | 2026-05-26T15:50:28.525369
A_Calibrated_BAU | Secondary Techs | PWRSDSBTNXX | TotalAnnualMaxCapacityInvestment | 2046 | 9999 | exempt_maxcap_uncapped | 2026-05-26T15:50:28.525369
A_Calibrated_BAU | Secondary Techs | PWRSDSBTNXX | TotalAnnualMaxCapacityInvestment | 2047 | 9999 | exempt_maxcap_uncapped | 2026-05-26T15:50:28.525369
A_Calibrated_BAU | Secondary Techs | PWRSDSBTNXX | TotalAnnualMaxCapacityInvestment | 2048 | 9999 | exempt_maxcap_uncapped | 2026-05-26T15:50:28.525369
A_Calibrated_BAU | Secondary Techs | PWRSDSBTNXX | TotalAnnualMaxCapacityInvestment | 2049 | 9999 | exempt_maxcap_uncapped | 2026-05-26T15:50:28.525369
A_Calibrated_BAU | Secondary Techs | PWRSDSBTNXX | TotalAnnualMaxCapacityInvestment | 2050 | 9999 | exempt_maxcap_uncapped | 2026-05-26T15:50:28.525369
A_Calibrated_BAU | Secondary Techs | PWRSDSBTNXX | TotalAnnualMaxCapacityInvestment | 2023 | 9999 | exempt_uncapped | 2026-05-26T15:50:28.525369
A_Calibrated_BAU | Secondary Techs | PWRSDSBTNXX | TotalAnnualMaxCapacityInvestment | 2024 | 9999 | exempt_uncapped | 2026-05-26T15:50:28.525369
A_Calibrated_BAU | Secondary Techs | PWRSDSBTNXX | TotalAnnualMaxCapacityInvestment | 2025 | 9999 | exempt_uncapped | 2026-05-26T15:50:28.525369
A_Calibrated_BAU | Secondary Techs | PWRSDSBTNXX | TotalAnnualMaxCapacityInvestment | 2026 | 9999 | exempt_uncapped | 2026-05-26T15:50:28.525369
A_Calibrated_BAU | Secondary Techs | PWRSDSBTNXX | TotalAnnualMaxCapacityInvestment | 2027 | 9999 | exempt_uncapped | 2026-05-26T15:50:28.525369
A_Calibrated_BAU | Secondary Techs | PWRSDSBTNXX | TotalAnnualMaxCapacityInvestment | 2028 | 9999 | exempt_uncapped | 2026-05-26T15:50:28.525369
A_Calibrated_BAU | Secondary Techs | PWRSDSBTNXX | TotalAnnualMaxCapacityInvestment | 2029 | 9999 | exempt_uncapped | 2026-05-26T15:50:28.525369
A_Calibrated_BAU | Secondary Techs | PWRSDSBTNXX | TotalAnnualMaxCapacityInvestment | 2030 | 9999 | exempt_uncapped | 2026-05-26T15:50:28.525369
A_Calibrated_BAU | Secondary Techs | PWRSDSBTNXX | TotalAnnualMaxCapacityInvestment | 2031 | 9999 | exempt_uncapped | 2026-05-26T15:50:28.525369
A_Calibrated_BAU | Secondary Techs | PWRSDSBTNXX | TotalAnnualMaxCapacityInvestment | 2032 | 9999 | exempt_uncapped | 2026-05-26T15:50:28.525369
A_Calibrated_BAU | Secondary Techs | PWRSDSBTNXX | TotalAnnualMaxCapacityInvestment | 2033 | 9999 | exempt_uncapped | 2026-05-26T15:50:28.525369
A_Calibrated_BAU | Secondary Techs | PWRSDSBTNXX | TotalAnnualMaxCapacityInvestment | 2034 | 9999 | exempt_uncapped | 2026-05-26T15:50:28.525369
A_Calibrated_BAU | Secondary Techs | PWRSDSBTNXX | TotalAnnualMaxCapacityInvestment | 2035 | 9999 | exempt_uncapped | 2026-05-26T15:50:28.525369
A_Calibrated_BAU | Secondary Techs | PWRSDSBTNXX | TotalAnnualMaxCapacityInvestment | 2036 | 9999 | exempt_uncapped | 2026-05-26T15:50:28.525369
A_Calibrated_BAU | Secondary Techs | PWRSDSBTNXX | TotalAnnualMaxCapacityInvestment | 2037 | 9999 | exempt_uncapped | 2026-05-26T15:50:28.525369
A_Calibrated_BAU | Secondary Techs | PWRSDSBTNXX | TotalAnnualMaxCapacityInvestment | 2038 | 9999 | exempt_uncapped | 2026-05-26T15:50:28.525369
A_Calibrated_BAU | Secondary Techs | PWRSDSBTNXX | TotalAnnualMaxCapacityInvestment | 2039 | 9999 | exempt_uncapped | 2026-05-26T15:50:28.525369
A_Calibrated_BAU | Secondary Techs | PWRSDSBTNXX | TotalAnnualMaxCapacityInvestment | 2040 | 9999 | exempt_uncapped | 2026-05-26T15:50:28.525369
A_Calibrated_BAU | Secondary Techs | PWRSDSBTNXX | TotalAnnualMaxCapacityInvestment | 2041 | 9999 | exempt_uncapped | 2026-05-26T15:50:28.525369
A_Calibrated_BAU | Secondary Techs | PWRSDSBTNXX | TotalAnnualMaxCapacityInvestment | 2042 | 9999 | exempt_uncapped | 2026-05-26T15:50:28.525369
A_Calibrated_BAU | Secondary Techs | PWRSDSBTNXX | TotalAnnualMaxCapacityInvestment | 2043 | 9999 | exempt_uncapped | 2026-05-26T15:50:28.525369
A_Calibrated_BAU | Secondary Techs | PWRSDSBTNXX | TotalAnnualMaxCapacityInvestment | 2044 | 9999 | exempt_uncapped | 2026-05-26T15:50:28.525369
A_Calibrated_BAU | Secondary Techs | PWRSDSBTNXX | TotalAnnualMaxCapacityInvestment | 2045 | 9999 | exempt_uncapped | 2026-05-26T15:50:28.525369
A_Calibrated_BAU | Secondary Techs | PWRSDSBTNXX | TotalAnnualMaxCapacityInvestment | 2046 | 9999 | exempt_uncapped | 2026-05-26T15:50:28.525369
A_Calibrated_BAU | Secondary Techs | PWRSDSBTNXX | TotalAnnualMaxCapacityInvestment | 2047 | 9999 | exempt_uncapped | 2026-05-26T15:50:28.525369
A_Calibrated_BAU | Secondary Techs | PWRSDSBTNXX | TotalAnnualMaxCapacityInvestment | 2048 | 9999 | exempt_uncapped | 2026-05-26T15:50:28.525369
A_Calibrated_BAU | Secondary Techs | PWRSDSBTNXX | TotalAnnualMaxCapacityInvestment | 2049 | 9999 | exempt_uncapped | 2026-05-26T15:50:28.525369
A_Calibrated_BAU | Secondary Techs | PWRSDSBTNXX | TotalAnnualMaxCapacityInvestment | 2050 | 9999 | exempt_uncapped | 2026-05-26T15:50:28.525369
A_Calibrated_BAU | Secondary Techs | PWRSDSINDSO | TotalAnnualMaxCapacityInvestment | 2023 | 9999 | exempt_maxcap_uncapped | 2026-05-26T15:50:28.525369
A_Calibrated_BAU | Secondary Techs | PWRSDSINDSO | TotalAnnualMaxCapacityInvestment | 2024 | 9999 | exempt_maxcap_uncapped | 2026-05-26T15:50:28.525369
A_Calibrated_BAU | Secondary Techs | PWRSDSINDSO | TotalAnnualMaxCapacityInvestment | 2025 | 9999 | exempt_maxcap_uncapped | 2026-05-26T15:50:28.525369
A_Calibrated_BAU | Secondary Techs | PWRSDSINDSO | TotalAnnualMaxCapacityInvestment | 2026 | 9999 | exempt_maxcap_uncapped | 2026-05-26T15:50:28.525369
A_Calibrated_BAU | Secondary Techs | PWRSDSINDSO | TotalAnnualMaxCapacityInvestment | 2027 | 9999 | exempt_maxcap_uncapped | 2026-05-26T15:50:28.525369
A_Calibrated_BAU | Secondary Techs | PWRSDSINDSO | TotalAnnualMaxCapacityInvestment | 2028 | 9999 | exempt_maxcap_uncapped | 2026-05-26T15:50:28.525369
A_Calibrated_BAU | Secondary Techs | PWRSDSINDSO | TotalAnnualMaxCapacityInvestment | 2029 | 9999 | exempt_maxcap_uncapped | 2026-05-26T15:50:28.525369
A_Calibrated_BAU | Secondary Techs | PWRSDSINDSO | TotalAnnualMaxCapacityInvestment | 2030 | 9999 | exempt_maxcap_uncapped | 2026-05-26T15:50:28.525369
A_Calibrated_BAU | Secondary Techs | PWRSDSINDSO | TotalAnnualMaxCapacityInvestment | 2031 | 9999 | exempt_maxcap_uncapped | 2026-05-26T15:50:28.525369
A_Calibrated_BAU | Secondary Techs | PWRSDSINDSO | TotalAnnualMaxCapacityInvestment | 2032 | 9999 | exempt_maxcap_uncapped | 2026-05-26T15:50:28.525369
A_Calibrated_BAU | Secondary Techs | PWRSDSINDSO | TotalAnnualMaxCapacityInvestment | 2033 | 9999 | exempt_maxcap_uncapped | 2026-05-26T15:50:28.525369
A_Calibrated_BAU | Secondary Techs | PWRSDSINDSO | TotalAnnualMaxCapacityInvestment | 2034 | 9999 | exempt_maxcap_uncapped | 2026-05-26T15:50:28.525369
A_Calibrated_BAU | Secondary Techs | PWRSDSINDSO | TotalAnnualMaxCapacityInvestment | 2035 | 9999 | exempt_maxcap_uncapped | 2026-05-26T15:50:28.525369
A_Calibrated_BAU | Secondary Techs | PWRSDSINDSO | TotalAnnualMaxCapacityInvestment | 2036 | 9999 | exempt_maxcap_uncapped | 2026-05-26T15:50:28.525369
A_Calibrated_BAU | Secondary Techs | PWRSDSINDSO | TotalAnnualMaxCapacityInvestment | 2037 | 9999 | exempt_maxcap_uncapped | 2026-05-26T15:50:28.525369
A_Calibrated_BAU | Secondary Techs | PWRSDSINDSO | TotalAnnualMaxCapacityInvestment | 2038 | 9999 | exempt_maxcap_uncapped | 2026-05-26T15:50:28.525369
A_Calibrated_BAU | Secondary Techs | PWRSDSINDSO | TotalAnnualMaxCapacityInvestment | 2039 | 9999 | exempt_maxcap_uncapped | 2026-05-26T15:50:28.525369
A_Calibrated_BAU | Secondary Techs | PWRSDSINDSO | TotalAnnualMaxCapacityInvestment | 2040 | 9999 | exempt_maxcap_uncapped | 2026-05-26T15:50:28.525369
A_Calibrated_BAU | Secondary Techs | PWRSDSINDSO | TotalAnnualMaxCapacityInvestment | 2041 | 9999 | exempt_maxcap_uncapped | 2026-05-26T15:50:28.525369
A_Calibrated_BAU | Secondary Techs | PWRSDSINDSO | TotalAnnualMaxCapacityInvestment | 2042 | 9999 | exempt_maxcap_uncapped | 2026-05-26T15:50:28.525369
A_Calibrated_BAU | Secondary Techs | PWRSDSINDSO | TotalAnnualMaxCapacityInvestment | 2043 | 9999 | exempt_maxcap_uncapped | 2026-05-26T15:50:28.525369
A_Calibrated_BAU | Secondary Techs | PWRSDSINDSO | TotalAnnualMaxCapacityInvestment | 2044 | 9999 | exempt_maxcap_uncapped | 2026-05-26T15:50:28.525369
A_Calibrated_BAU | Secondary Techs | PWRSDSINDSO | TotalAnnualMaxCapacityInvestment | 2045 | 9999 | exempt_maxcap_uncapped | 2026-05-26T15:50:28.525369
A_Calibrated_BAU | Secondary Techs | PWRSDSINDSO | TotalAnnualMaxCapacityInvestment | 2046 | 9999 | exempt_maxcap_uncapped | 2026-05-26T15:50:28.525369
A_Calibrated_BAU | Secondary Techs | PWRSDSINDSO | TotalAnnualMaxCapacityInvestment | 2047 | 9999 | exempt_maxcap_uncapped | 2026-05-26T15:50:28.525369
A_Calibrated_BAU | Secondary Techs | PWRSDSINDSO | TotalAnnualMaxCapacityInvestment | 2048 | 9999 | exempt_maxcap_uncapped | 2026-05-26T15:50:28.525369
A_Calibrated_BAU | Secondary Techs | PWRSDSINDSO | TotalAnnualMaxCapacityInvestment | 2049 | 9999 | exempt_maxcap_uncapped | 2026-05-26T15:50:28.525369
A_Calibrated_BAU | Secondary Techs | PWRSDSINDSO | TotalAnnualMaxCapacityInvestment | 2050 | 9999 | exempt_maxcap_uncapped | 2026-05-26T15:50:28.525369
A_Calibrated_BAU | Secondary Techs | PWRSDSINDSO | TotalAnnualMaxCapacityInvestment | 2023 | 9999 | exempt_uncapped | 2026-05-26T15:50:28.525369
A_Calibrated_BAU | Secondary Techs | PWRSDSINDSO | TotalAnnualMaxCapacityInvestment | 2024 | 9999 | exempt_uncapped | 2026-05-26T15:50:28.525369
A_Calibrated_BAU | Secondary Techs | PWRSDSINDSO | TotalAnnualMaxCapacityInvestment | 2025 | 9999 | exempt_uncapped | 2026-05-26T15:50:28.525369
A_Calibrated_BAU | Secondary Techs | PWRSDSINDSO | TotalAnnualMaxCapacityInvestment | 2026 | 9999 | exempt_uncapped | 2026-05-26T15:50:28.525369
A_Calibrated_BAU | Secondary Techs | PWRSDSINDSO | TotalAnnualMaxCapacityInvestment | 2027 | 9999 | exempt_uncapped | 2026-05-26T15:50:28.525369
A_Calibrated_BAU | Secondary Techs | PWRSDSINDSO | TotalAnnualMaxCapacityInvestment | 2028 | 9999 | exempt_uncapped | 2026-05-26T15:50:28.525369
A_Calibrated_BAU | Secondary Techs | PWRSDSINDSO | TotalAnnualMaxCapacityInvestment | 2029 | 9999 | exempt_uncapped | 2026-05-26T15:50:28.525369
A_Calibrated_BAU | Secondary Techs | PWRSDSINDSO | TotalAnnualMaxCapacityInvestment | 2030 | 9999 | exempt_uncapped | 2026-05-26T15:50:28.525369
A_Calibrated_BAU | Secondary Techs | PWRSDSINDSO | TotalAnnualMaxCapacityInvestment | 2031 | 9999 | exempt_uncapped | 2026-05-26T15:50:28.525369
A_Calibrated_BAU | Secondary Techs | PWRSDSINDSO | TotalAnnualMaxCapacityInvestment | 2032 | 9999 | exempt_uncapped | 2026-05-26T15:50:28.525369
A_Calibrated_BAU | Secondary Techs | PWRSDSINDSO | TotalAnnualMaxCapacityInvestment | 2033 | 9999 | exempt_uncapped | 2026-05-26T15:50:28.525369
A_Calibrated_BAU | Secondary Techs | PWRSDSINDSO | TotalAnnualMaxCapacityInvestment | 2034 | 9999 | exempt_uncapped | 2026-05-26T15:50:28.525369
A_Calibrated_BAU | Secondary Techs | PWRSDSINDSO | TotalAnnualMaxCapacityInvestment | 2035 | 9999 | exempt_uncapped | 2026-05-26T15:50:28.525369
A_Calibrated_BAU | Secondary Techs | PWRSDSINDSO | TotalAnnualMaxCapacityInvestment | 2036 | 9999 | exempt_uncapped | 2026-05-26T15:50:28.525369
A_Calibrated_BAU | Secondary Techs | PWRSDSINDSO | TotalAnnualMaxCapacityInvestment | 2037 | 9999 | exempt_uncapped | 2026-05-26T15:50:28.525369
A_Calibrated_BAU | Secondary Techs | PWRSDSINDSO | TotalAnnualMaxCapacityInvestment | 2038 | 9999 | exempt_uncapped | 2026-05-26T15:50:28.525369
A_Calibrated_BAU | Secondary Techs | PWRSDSINDSO | TotalAnnualMaxCapacityInvestment | 2039 | 9999 | exempt_uncapped | 2026-05-26T15:50:28.525369
A_Calibrated_BAU | Secondary Techs | PWRSDSINDSO | TotalAnnualMaxCapacityInvestment | 2040 | 9999 | exempt_uncapped | 2026-05-26T15:50:28.525369
A_Calibrated_BAU | Secondary Techs | PWRSDSINDSO | TotalAnnualMaxCapacityInvestment | 2041 | 9999 | exempt_uncapped | 2026-05-26T15:50:28.525369
A_Calibrated_BAU | Secondary Techs | PWRSDSINDSO | TotalAnnualMaxCapacityInvestment | 2042 | 9999 | exempt_uncapped | 2026-05-26T15:50:28.525369
A_Calibrated_BAU | Secondary Techs | PWRSDSINDSO | TotalAnnualMaxCapacityInvestment | 2043 | 9999 | exempt_uncapped | 2026-05-26T15:50:28.525369
A_Calibrated_BAU | Secondary Techs | PWRSDSINDSO | TotalAnnualMaxCapacityInvestment | 2044 | 9999 | exempt_uncapped | 2026-05-26T15:50:28.525369
A_Calibrated_BAU | Secondary Techs | PWRSDSINDSO | TotalAnnualMaxCapacityInvestment | 2045 | 9999 | exempt_uncapped | 2026-05-26T15:50:28.525369
A_Calibrated_BAU | Secondary Techs | PWRSDSINDSO | TotalAnnualMaxCapacityInvestment | 2046 | 9999 | exempt_uncapped | 2026-05-26T15:50:28.525369
A_Calibrated_BAU | Secondary Techs | PWRSDSINDSO | TotalAnnualMaxCapacityInvestment | 2047 | 9999 | exempt_uncapped | 2026-05-26T15:50:28.525369
A_Calibrated_BAU | Secondary Techs | PWRSDSINDSO | TotalAnnualMaxCapacityInvestment | 2048 | 9999 | exempt_uncapped | 2026-05-26T15:50:28.525369
A_Calibrated_BAU | Secondary Techs | PWRSDSINDSO | TotalAnnualMaxCapacityInvestment | 2049 | 9999 | exempt_uncapped | 2026-05-26T15:50:28.525369
A_Calibrated_BAU | Secondary Techs | PWRSDSINDSO | TotalAnnualMaxCapacityInvestment | 2050 | 9999 | exempt_uncapped | 2026-05-26T15:50:28.525369
A_Calibrated_BAU | Secondary Techs | PWRSDSINDNE | TotalAnnualMaxCapacityInvestment | 2023 | 9999 | exempt_maxcap_uncapped | 2026-05-26T15:50:28.525369
A_Calibrated_BAU | Secondary Techs | PWRSDSINDNE | TotalAnnualMaxCapacityInvestment | 2024 | 9999 | exempt_maxcap_uncapped | 2026-05-26T15:50:28.525369
A_Calibrated_BAU | Secondary Techs | PWRSDSINDNE | TotalAnnualMaxCapacityInvestment | 2025 | 9999 | exempt_maxcap_uncapped | 2026-05-26T15:50:28.525369
A_Calibrated_BAU | Secondary Techs | PWRSDSINDNE | TotalAnnualMaxCapacityInvestment | 2026 | 9999 | exempt_maxcap_uncapped | 2026-05-26T15:50:28.525369
A_Calibrated_BAU | Secondary Techs | PWRSDSINDNE | TotalAnnualMaxCapacityInvestment | 2027 | 9999 | exempt_maxcap_uncapped | 2026-05-26T15:50:28.525369
A_Calibrated_BAU | Secondary Techs | PWRSDSINDNE | TotalAnnualMaxCapacityInvestment | 2028 | 9999 | exempt_maxcap_uncapped | 2026-05-26T15:50:28.525369
A_Calibrated_BAU | Secondary Techs | PWRSDSINDNE | TotalAnnualMaxCapacityInvestment | 2029 | 9999 | exempt_maxcap_uncapped | 2026-05-26T15:50:28.525369
A_Calibrated_BAU | Secondary Techs | PWRSDSINDNE | TotalAnnualMaxCapacityInvestment | 2030 | 9999 | exempt_maxcap_uncapped | 2026-05-26T15:50:28.525369
A_Calibrated_BAU | Secondary Techs | PWRSDSINDNE | TotalAnnualMaxCapacityInvestment | 2031 | 9999 | exempt_maxcap_uncapped | 2026-05-26T15:50:28.525369
A_Calibrated_BAU | Secondary Techs | PWRSDSINDNE | TotalAnnualMaxCapacityInvestment | 2032 | 9999 | exempt_maxcap_uncapped | 2026-05-26T15:50:28.525369
A_Calibrated_BAU | Secondary Techs | PWRSDSINDNE | TotalAnnualMaxCapacityInvestment | 2033 | 9999 | exempt_maxcap_uncapped | 2026-05-26T15:50:28.525369
A_Calibrated_BAU | Secondary Techs | PWRSDSINDNE | TotalAnnualMaxCapacityInvestment | 2034 | 9999 | exempt_maxcap_uncapped | 2026-05-26T15:50:28.525369
A_Calibrated_BAU | Secondary Techs | PWRSDSINDNE | TotalAnnualMaxCapacityInvestment | 2035 | 9999 | exempt_maxcap_uncapped | 2026-05-26T15:50:28.525369
A_Calibrated_BAU | Secondary Techs | PWRSDSINDNE | TotalAnnualMaxCapacityInvestment | 2036 | 9999 | exempt_maxcap_uncapped | 2026-05-26T15:50:28.525369
A_Calibrated_BAU | Secondary Techs | PWRSDSINDNE | TotalAnnualMaxCapacityInvestment | 2037 | 9999 | exempt_maxcap_uncapped | 2026-05-26T15:50:28.525369
A_Calibrated_BAU | Secondary Techs | PWRSDSINDNE | TotalAnnualMaxCapacityInvestment | 2038 | 9999 | exempt_maxcap_uncapped | 2026-05-26T15:50:28.525369
A_Calibrated_BAU | Secondary Techs | PWRSDSINDNE | TotalAnnualMaxCapacityInvestment | 2039 | 9999 | exempt_maxcap_uncapped | 2026-05-26T15:50:28.525369
A_Calibrated_BAU | Secondary Techs | PWRSDSINDNE | TotalAnnualMaxCapacityInvestment | 2040 | 9999 | exempt_maxcap_uncapped | 2026-05-26T15:50:28.525369
A_Calibrated_BAU | Secondary Techs | PWRSDSINDNE | TotalAnnualMaxCapacityInvestment | 2041 | 9999 | exempt_maxcap_uncapped | 2026-05-26T15:50:28.525369
A_Calibrated_BAU | Secondary Techs | PWRSDSINDNE | TotalAnnualMaxCapacityInvestment | 2042 | 9999 | exempt_maxcap_uncapped | 2026-05-26T15:50:28.525369
A_Calibrated_BAU | Secondary Techs | PWRSDSINDNE | TotalAnnualMaxCapacityInvestment | 2043 | 9999 | exempt_maxcap_uncapped | 2026-05-26T15:50:28.525369
A_Calibrated_BAU | Secondary Techs | PWRSDSINDNE | TotalAnnualMaxCapacityInvestment | 2044 | 9999 | exempt_maxcap_uncapped | 2026-05-26T15:50:28.525369
A_Calibrated_BAU | Secondary Techs | PWRSDSINDNE | TotalAnnualMaxCapacityInvestment | 2045 | 9999 | exempt_maxcap_uncapped | 2026-05-26T15:50:28.525369
A_Calibrated_BAU | Secondary Techs | PWRSDSINDNE | TotalAnnualMaxCapacityInvestment | 2046 | 9999 | exempt_maxcap_uncapped | 2026-05-26T15:50:28.525369
A_Calibrated_BAU | Secondary Techs | PWRSDSINDNE | TotalAnnualMaxCapacityInvestment | 2047 | 9999 | exempt_maxcap_uncapped | 2026-05-26T15:50:28.525369
A_Calibrated_BAU | Secondary Techs | PWRSDSINDNE | TotalAnnualMaxCapacityInvestment | 2048 | 9999 | exempt_maxcap_uncapped | 2026-05-26T15:50:28.525369
A_Calibrated_BAU | Secondary Techs | PWRSDSINDNE | TotalAnnualMaxCapacityInvestment | 2049 | 9999 | exempt_maxcap_uncapped | 2026-05-26T15:50:28.525369
A_Calibrated_BAU | Secondary Techs | PWRSDSINDNE | TotalAnnualMaxCapacityInvestment | 2050 | 9999 | exempt_maxcap_uncapped | 2026-05-26T15:50:28.525369
A_Calibrated_BAU | Secondary Techs | PWRSDSINDNE | TotalAnnualMaxCapacityInvestment | 2023 | 9999 | exempt_uncapped | 2026-05-26T15:50:28.525369
A_Calibrated_BAU | Secondary Techs | PWRSDSINDNE | TotalAnnualMaxCapacityInvestment | 2024 | 9999 | exempt_uncapped | 2026-05-26T15:50:28.525369
A_Calibrated_BAU | Secondary Techs | PWRSDSINDNE | TotalAnnualMaxCapacityInvestment | 2025 | 9999 | exempt_uncapped | 2026-05-26T15:50:28.525369
A_Calibrated_BAU | Secondary Techs | PWRSDSINDNE | TotalAnnualMaxCapacityInvestment | 2026 | 9999 | exempt_uncapped | 2026-05-26T15:50:28.525369
A_Calibrated_BAU | Secondary Techs | PWRSDSINDNE | TotalAnnualMaxCapacityInvestment | 2027 | 9999 | exempt_uncapped | 2026-05-26T15:50:28.525369
A_Calibrated_BAU | Secondary Techs | PWRSDSINDNE | TotalAnnualMaxCapacityInvestment | 2028 | 9999 | exempt_uncapped | 2026-05-26T15:50:28.525369
A_Calibrated_BAU | Secondary Techs | PWRSDSINDNE | TotalAnnualMaxCapacityInvestment | 2029 | 9999 | exempt_uncapped | 2026-05-26T15:50:28.525369
A_Calibrated_BAU | Secondary Techs | PWRSDSINDNE | TotalAnnualMaxCapacityInvestment | 2030 | 9999 | exempt_uncapped | 2026-05-26T15:50:28.525369
A_Calibrated_BAU | Secondary Techs | PWRSDSINDNE | TotalAnnualMaxCapacityInvestment | 2031 | 9999 | exempt_uncapped | 2026-05-26T15:50:28.525369
A_Calibrated_BAU | Secondary Techs | PWRSDSINDNE | TotalAnnualMaxCapacityInvestment | 2032 | 9999 | exempt_uncapped | 2026-05-26T15:50:28.525369
A_Calibrated_BAU | Secondary Techs | PWRSDSINDNE | TotalAnnualMaxCapacityInvestment | 2033 | 9999 | exempt_uncapped | 2026-05-26T15:50:28.525369
A_Calibrated_BAU | Secondary Techs | PWRSDSINDNE | TotalAnnualMaxCapacityInvestment | 2034 | 9999 | exempt_uncapped | 2026-05-26T15:50:28.525369
A_Calibrated_BAU | Secondary Techs | PWRSDSINDNE | TotalAnnualMaxCapacityInvestment | 2035 | 9999 | exempt_uncapped | 2026-05-26T15:50:28.525369
A_Calibrated_BAU | Secondary Techs | PWRSDSINDNE | TotalAnnualMaxCapacityInvestment | 2036 | 9999 | exempt_uncapped | 2026-05-26T15:50:28.525369
A_Calibrated_BAU | Secondary Techs | PWRSDSINDNE | TotalAnnualMaxCapacityInvestment | 2037 | 9999 | exempt_uncapped | 2026-05-26T15:50:28.525369
A_Calibrated_BAU | Secondary Techs | PWRSDSINDNE | TotalAnnualMaxCapacityInvestment | 2038 | 9999 | exempt_uncapped | 2026-05-26T15:50:28.525369
A_Calibrated_BAU | Secondary Techs | PWRSDSINDNE | TotalAnnualMaxCapacityInvestment | 2039 | 9999 | exempt_uncapped | 2026-05-26T15:50:28.525369
A_Calibrated_BAU | Secondary Techs | PWRSDSINDNE | TotalAnnualMaxCapacityInvestment | 2040 | 9999 | exempt_uncapped | 2026-05-26T15:50:28.525369
A_Calibrated_BAU | Secondary Techs | PWRSDSINDNE | TotalAnnualMaxCapacityInvestment | 2041 | 9999 | exempt_uncapped | 2026-05-26T15:50:28.525369
A_Calibrated_BAU | Secondary Techs | PWRSDSINDNE | TotalAnnualMaxCapacityInvestment | 2042 | 9999 | exempt_uncapped | 2026-05-26T15:50:28.525369
A_Calibrated_BAU | Secondary Techs | PWRSDSINDNE | TotalAnnualMaxCapacityInvestment | 2043 | 9999 | exempt_uncapped | 2026-05-26T15:50:28.525369
A_Calibrated_BAU | Secondary Techs | PWRSDSINDNE | TotalAnnualMaxCapacityInvestment | 2044 | 9999 | exempt_uncapped | 2026-05-26T15:50:28.525369
A_Calibrated_BAU | Secondary Techs | PWRSDSINDNE | TotalAnnualMaxCapacityInvestment | 2045 | 9999 | exempt_uncapped | 2026-05-26T15:50:28.525369
A_Calibrated_BAU | Secondary Techs | PWRSDSINDNE | TotalAnnualMaxCapacityInvestment | 2046 | 9999 | exempt_uncapped | 2026-05-26T15:50:28.525369
A_Calibrated_BAU | Secondary Techs | PWRSDSINDNE | TotalAnnualMaxCapacityInvestment | 2047 | 9999 | exempt_uncapped | 2026-05-26T15:50:28.525369
A_Calibrated_BAU | Secondary Techs | PWRSDSINDNE | TotalAnnualMaxCapacityInvestment | 2048 | 9999 | exempt_uncapped | 2026-05-26T15:50:28.525369
A_Calibrated_BAU | Secondary Techs | PWRSDSINDNE | TotalAnnualMaxCapacityInvestment | 2049 | 9999 | exempt_uncapped | 2026-05-26T15:50:28.525369
A_Calibrated_BAU | Secondary Techs | PWRSDSINDNE | TotalAnnualMaxCapacityInvestment | 2050 | 9999 | exempt_uncapped | 2026-05-26T15:50:28.525369
A_Calibrated_BAU | Secondary Techs | PWRSDSLKAXX | TotalAnnualMaxCapacityInvestment | 2023 | 9999 | exempt_maxcap_uncapped | 2026-05-26T15:50:28.525369
A_Calibrated_BAU | Secondary Techs | PWRSDSLKAXX | TotalAnnualMaxCapacityInvestment | 2024 | 9999 | exempt_maxcap_uncapped | 2026-05-26T15:50:28.525369
A_Calibrated_BAU | Secondary Techs | PWRSDSLKAXX | TotalAnnualMaxCapacityInvestment | 2025 | 9999 | exempt_maxcap_uncapped | 2026-05-26T15:50:28.525369
A_Calibrated_BAU | Secondary Techs | PWRSDSLKAXX | TotalAnnualMaxCapacityInvestment | 2026 | 9999 | exempt_maxcap_uncapped | 2026-05-26T15:50:28.525369
A_Calibrated_BAU | Secondary Techs | PWRSDSLKAXX | TotalAnnualMaxCapacityInvestment | 2027 | 9999 | exempt_maxcap_uncapped | 2026-05-26T15:50:28.525369
A_Calibrated_BAU | Secondary Techs | PWRSDSLKAXX | TotalAnnualMaxCapacityInvestment | 2028 | 9999 | exempt_maxcap_uncapped | 2026-05-26T15:50:28.525369
A_Calibrated_BAU | Secondary Techs | PWRSDSLKAXX | TotalAnnualMaxCapacityInvestment | 2029 | 9999 | exempt_maxcap_uncapped | 2026-05-26T15:50:28.525369
A_Calibrated_BAU | Secondary Techs | PWRSDSLKAXX | TotalAnnualMaxCapacityInvestment | 2030 | 9999 | exempt_maxcap_uncapped | 2026-05-26T15:50:28.525369
A_Calibrated_BAU | Secondary Techs | PWRSDSLKAXX | TotalAnnualMaxCapacityInvestment | 2031 | 9999 | exempt_maxcap_uncapped | 2026-05-26T15:50:28.525369
A_Calibrated_BAU | Secondary Techs | PWRSDSLKAXX | TotalAnnualMaxCapacityInvestment | 2032 | 9999 | exempt_maxcap_uncapped | 2026-05-26T15:50:28.525369
A_Calibrated_BAU | Secondary Techs | PWRSDSLKAXX | TotalAnnualMaxCapacityInvestment | 2033 | 9999 | exempt_maxcap_uncapped | 2026-05-26T15:50:28.525369
A_Calibrated_BAU | Secondary Techs | PWRSDSLKAXX | TotalAnnualMaxCapacityInvestment | 2034 | 9999 | exempt_maxcap_uncapped | 2026-05-26T15:50:28.525369
A_Calibrated_BAU | Secondary Techs | PWRSDSLKAXX | TotalAnnualMaxCapacityInvestment | 2035 | 9999 | exempt_maxcap_uncapped | 2026-05-26T15:50:28.525369
A_Calibrated_BAU | Secondary Techs | PWRSDSLKAXX | TotalAnnualMaxCapacityInvestment | 2036 | 9999 | exempt_maxcap_uncapped | 2026-05-26T15:50:28.525369
A_Calibrated_BAU | Secondary Techs | PWRSDSLKAXX | TotalAnnualMaxCapacityInvestment | 2037 | 9999 | exempt_maxcap_uncapped | 2026-05-26T15:50:28.525369
A_Calibrated_BAU | Secondary Techs | PWRSDSLKAXX | TotalAnnualMaxCapacityInvestment | 2038 | 9999 | exempt_maxcap_uncapped | 2026-05-26T15:50:28.525369
A_Calibrated_BAU | Secondary Techs | PWRSDSLKAXX | TotalAnnualMaxCapacityInvestment | 2039 | 9999 | exempt_maxcap_uncapped | 2026-05-26T15:50:28.525369
A_Calibrated_BAU | Secondary Techs | PWRSDSLKAXX | TotalAnnualMaxCapacityInvestment | 2040 | 9999 | exempt_maxcap_uncapped | 2026-05-26T15:50:28.525369
A_Calibrated_BAU | Secondary Techs | PWRSDSLKAXX | TotalAnnualMaxCapacityInvestment | 2041 | 9999 | exempt_maxcap_uncapped | 2026-05-26T15:50:28.525369
A_Calibrated_BAU | Secondary Techs | PWRSDSLKAXX | TotalAnnualMaxCapacityInvestment | 2042 | 9999 | exempt_maxcap_uncapped | 2026-05-26T15:50:28.525369
A_Calibrated_BAU | Secondary Techs | PWRSDSLKAXX | TotalAnnualMaxCapacityInvestment | 2043 | 9999 | exempt_maxcap_uncapped | 2026-05-26T15:50:28.525369
A_Calibrated_BAU | Secondary Techs | PWRSDSLKAXX | TotalAnnualMaxCapacityInvestment | 2044 | 9999 | exempt_maxcap_uncapped | 2026-05-26T15:50:28.525369
A_Calibrated_BAU | Secondary Techs | PWRSDSLKAXX | TotalAnnualMaxCapacityInvestment | 2045 | 9999 | exempt_maxcap_uncapped | 2026-05-26T15:50:28.525369
A_Calibrated_BAU | Secondary Techs | PWRSDSLKAXX | TotalAnnualMaxCapacityInvestment | 2046 | 9999 | exempt_maxcap_uncapped | 2026-05-26T15:50:28.525369
A_Calibrated_BAU | Secondary Techs | PWRSDSLKAXX | TotalAnnualMaxCapacityInvestment | 2047 | 9999 | exempt_maxcap_uncapped | 2026-05-26T15:50:28.525369
A_Calibrated_BAU | Secondary Techs | PWRSDSLKAXX | TotalAnnualMaxCapacityInvestment | 2048 | 9999 | exempt_maxcap_uncapped | 2026-05-26T15:50:28.525369
A_Calibrated_BAU | Secondary Techs | PWRSDSLKAXX | TotalAnnualMaxCapacityInvestment | 2049 | 9999 | exempt_maxcap_uncapped | 2026-05-26T15:50:28.525369
A_Calibrated_BAU | Secondary Techs | PWRSDSLKAXX | TotalAnnualMaxCapacityInvestment | 2050 | 9999 | exempt_maxcap_uncapped | 2026-05-26T15:50:28.525369
A_Calibrated_BAU | Secondary Techs | PWRLDSLKAXX | TotalAnnualMaxCapacityInvestment | 2023 | 9999 | exempt_maxcap_uncapped | 2026-05-26T15:50:28.525369
A_Calibrated_BAU | Secondary Techs | PWRLDSLKAXX | TotalAnnualMaxCapacityInvestment | 2024 | 9999 | exempt_maxcap_uncapped | 2026-05-26T15:50:28.525369
A_Calibrated_BAU | Secondary Techs | PWRLDSLKAXX | TotalAnnualMaxCapacityInvestment | 2025 | 9999 | exempt_maxcap_uncapped | 2026-05-26T15:50:28.525369
A_Calibrated_BAU | Secondary Techs | PWRLDSLKAXX | TotalAnnualMaxCapacityInvestment | 2026 | 9999 | exempt_maxcap_uncapped | 2026-05-26T15:50:28.525369
A_Calibrated_BAU | Secondary Techs | PWRLDSLKAXX | TotalAnnualMaxCapacityInvestment | 2027 | 9999 | exempt_maxcap_uncapped | 2026-05-26T15:50:28.525369
A_Calibrated_BAU | Secondary Techs | PWRLDSLKAXX | TotalAnnualMaxCapacityInvestment | 2028 | 9999 | exempt_maxcap_uncapped | 2026-05-26T15:50:28.525369
A_Calibrated_BAU | Secondary Techs | PWRLDSLKAXX | TotalAnnualMaxCapacityInvestment | 2029 | 9999 | exempt_maxcap_uncapped | 2026-05-26T15:50:28.525369
A_Calibrated_BAU | Secondary Techs | PWRLDSLKAXX | TotalAnnualMaxCapacityInvestment | 2030 | 9999 | exempt_maxcap_uncapped | 2026-05-26T15:50:28.525369
A_Calibrated_BAU | Secondary Techs | PWRLDSLKAXX | TotalAnnualMaxCapacityInvestment | 2031 | 9999 | exempt_maxcap_uncapped | 2026-05-26T15:50:28.525369
A_Calibrated_BAU | Secondary Techs | PWRLDSLKAXX | TotalAnnualMaxCapacityInvestment | 2032 | 9999 | exempt_maxcap_uncapped | 2026-05-26T15:50:28.525369
A_Calibrated_BAU | Secondary Techs | PWRLDSLKAXX | TotalAnnualMaxCapacityInvestment | 2033 | 9999 | exempt_maxcap_uncapped | 2026-05-26T15:50:28.525369
A_Calibrated_BAU | Secondary Techs | PWRLDSLKAXX | TotalAnnualMaxCapacityInvestment | 2034 | 9999 | exempt_maxcap_uncapped | 2026-05-26T15:50:28.525369
A_Calibrated_BAU | Secondary Techs | PWRLDSLKAXX | TotalAnnualMaxCapacityInvestment | 2035 | 9999 | exempt_maxcap_uncapped | 2026-05-26T15:50:28.525369
A_Calibrated_BAU | Secondary Techs | PWRLDSLKAXX | TotalAnnualMaxCapacityInvestment | 2036 | 9999 | exempt_maxcap_uncapped | 2026-05-26T15:50:28.525369
A_Calibrated_BAU | Secondary Techs | PWRLDSLKAXX | TotalAnnualMaxCapacityInvestment | 2037 | 9999 | exempt_maxcap_uncapped | 2026-05-26T15:50:28.525369
A_Calibrated_BAU | Secondary Techs | PWRLDSLKAXX | TotalAnnualMaxCapacityInvestment | 2038 | 9999 | exempt_maxcap_uncapped | 2026-05-26T15:50:28.525369
A_Calibrated_BAU | Secondary Techs | PWRLDSLKAXX | TotalAnnualMaxCapacityInvestment | 2039 | 9999 | exempt_maxcap_uncapped | 2026-05-26T15:50:28.525369
A_Calibrated_BAU | Secondary Techs | PWRLDSLKAXX | TotalAnnualMaxCapacityInvestment | 2040 | 9999 | exempt_maxcap_uncapped | 2026-05-26T15:50:28.525369
A_Calibrated_BAU | Secondary Techs | PWRLDSLKAXX | TotalAnnualMaxCapacityInvestment | 2041 | 9999 | exempt_maxcap_uncapped | 2026-05-26T15:50:28.525369
A_Calibrated_BAU | Secondary Techs | PWRLDSLKAXX | TotalAnnualMaxCapacityInvestment | 2042 | 9999 | exempt_maxcap_uncapped | 2026-05-26T15:50:28.525369
A_Calibrated_BAU | Secondary Techs | PWRLDSLKAXX | TotalAnnualMaxCapacityInvestment | 2043 | 9999 | exempt_maxcap_uncapped | 2026-05-26T15:50:28.525369
A_Calibrated_BAU | Secondary Techs | PWRLDSLKAXX | TotalAnnualMaxCapacityInvestment | 2044 | 9999 | exempt_maxcap_uncapped | 2026-05-26T15:50:28.525369
A_Calibrated_BAU | Secondary Techs | PWRLDSLKAXX | TotalAnnualMaxCapacityInvestment | 2045 | 9999 | exempt_maxcap_uncapped | 2026-05-26T15:50:28.525369
A_Calibrated_BAU | Secondary Techs | PWRLDSLKAXX | TotalAnnualMaxCapacityInvestment | 2046 | 9999 | exempt_maxcap_uncapped | 2026-05-26T15:50:28.525369
A_Calibrated_BAU | Secondary Techs | PWRLDSLKAXX | TotalAnnualMaxCapacityInvestment | 2047 | 9999 | exempt_maxcap_uncapped | 2026-05-26T15:50:28.525369
A_Calibrated_BAU | Secondary Techs | PWRLDSLKAXX | TotalAnnualMaxCapacityInvestment | 2048 | 9999 | exempt_maxcap_uncapped | 2026-05-26T15:50:28.525369
A_Calibrated_BAU | Secondary Techs | PWRLDSLKAXX | TotalAnnualMaxCapacityInvestment | 2049 | 9999 | exempt_maxcap_uncapped | 2026-05-26T15:50:28.525369
A_Calibrated_BAU | Secondary Techs | PWRLDSLKAXX | TotalAnnualMaxCapacityInvestment | 2050 | 9999 | exempt_maxcap_uncapped | 2026-05-26T15:50:28.525369
A_Calibrated_BAU | Secondary Techs | PWRLDSLKAXX | TotalAnnualMaxCapacityInvestment | 2023 | 9999 | exempt_uncapped | 2026-05-26T15:50:28.525369
A_Calibrated_BAU | Secondary Techs | PWRLDSLKAXX | TotalAnnualMaxCapacityInvestment | 2024 | 9999 | exempt_uncapped | 2026-05-26T15:50:28.525369
A_Calibrated_BAU | Secondary Techs | PWRLDSLKAXX | TotalAnnualMaxCapacityInvestment | 2025 | 9999 | exempt_uncapped | 2026-05-26T15:50:28.525369
A_Calibrated_BAU | Secondary Techs | PWRLDSLKAXX | TotalAnnualMaxCapacityInvestment | 2026 | 9999 | exempt_uncapped | 2026-05-26T15:50:28.525369
A_Calibrated_BAU | Secondary Techs | PWRLDSLKAXX | TotalAnnualMaxCapacityInvestment | 2027 | 9999 | exempt_uncapped | 2026-05-26T15:50:28.525369
A_Calibrated_BAU | Secondary Techs | PWRLDSLKAXX | TotalAnnualMaxCapacityInvestment | 2028 | 9999 | exempt_uncapped | 2026-05-26T15:50:28.525369
A_Calibrated_BAU | Secondary Techs | PWRLDSLKAXX | TotalAnnualMaxCapacityInvestment | 2029 | 9999 | exempt_uncapped | 2026-05-26T15:50:28.525369
A_Calibrated_BAU | Secondary Techs | PWRLDSLKAXX | TotalAnnualMaxCapacityInvestment | 2030 | 9999 | exempt_uncapped | 2026-05-26T15:50:28.525369
A_Calibrated_BAU | Secondary Techs | PWRLDSLKAXX | TotalAnnualMaxCapacityInvestment | 2031 | 9999 | exempt_uncapped | 2026-05-26T15:50:28.525369
A_Calibrated_BAU | Secondary Techs | PWRLDSLKAXX | TotalAnnualMaxCapacityInvestment | 2032 | 9999 | exempt_uncapped | 2026-05-26T15:50:28.525369
A_Calibrated_BAU | Secondary Techs | PWRLDSLKAXX | TotalAnnualMaxCapacityInvestment | 2033 | 9999 | exempt_uncapped | 2026-05-26T15:50:28.525369
A_Calibrated_BAU | Secondary Techs | PWRLDSLKAXX | TotalAnnualMaxCapacityInvestment | 2034 | 9999 | exempt_uncapped | 2026-05-26T15:50:28.525369
A_Calibrated_BAU | Secondary Techs | PWRLDSLKAXX | TotalAnnualMaxCapacityInvestment | 2035 | 9999 | exempt_uncapped | 2026-05-26T15:50:28.525369
A_Calibrated_BAU | Secondary Techs | PWRLDSLKAXX | TotalAnnualMaxCapacityInvestment | 2036 | 9999 | exempt_uncapped | 2026-05-26T15:50:28.525369
A_Calibrated_BAU | Secondary Techs | PWRLDSLKAXX | TotalAnnualMaxCapacityInvestment | 2037 | 9999 | exempt_uncapped | 2026-05-26T15:50:28.525369
A_Calibrated_BAU | Secondary Techs | PWRLDSLKAXX | TotalAnnualMaxCapacityInvestment | 2038 | 9999 | exempt_uncapped | 2026-05-26T15:50:28.525369
A_Calibrated_BAU | Secondary Techs | PWRLDSLKAXX | TotalAnnualMaxCapacityInvestment | 2039 | 9999 | exempt_uncapped | 2026-05-26T15:50:28.525369
A_Calibrated_BAU | Secondary Techs | PWRLDSLKAXX | TotalAnnualMaxCapacityInvestment | 2040 | 9999 | exempt_uncapped | 2026-05-26T15:50:28.525369
A_Calibrated_BAU | Secondary Techs | PWRLDSLKAXX | TotalAnnualMaxCapacityInvestment | 2041 | 9999 | exempt_uncapped | 2026-05-26T15:50:28.525369
A_Calibrated_BAU | Secondary Techs | PWRLDSLKAXX | TotalAnnualMaxCapacityInvestment | 2042 | 9999 | exempt_uncapped | 2026-05-26T15:50:28.525369
A_Calibrated_BAU | Secondary Techs | PWRLDSLKAXX | TotalAnnualMaxCapacityInvestment | 2043 | 9999 | exempt_uncapped | 2026-05-26T15:50:28.525369
A_Calibrated_BAU | Secondary Techs | PWRLDSLKAXX | TotalAnnualMaxCapacityInvestment | 2044 | 9999 | exempt_uncapped | 2026-05-26T15:50:28.525369
A_Calibrated_BAU | Secondary Techs | PWRLDSLKAXX | TotalAnnualMaxCapacityInvestment | 2045 | 9999 | exempt_uncapped | 2026-05-26T15:50:28.525369
A_Calibrated_BAU | Secondary Techs | PWRLDSLKAXX | TotalAnnualMaxCapacityInvestment | 2046 | 9999 | exempt_uncapped | 2026-05-26T15:50:28.525369
A_Calibrated_BAU | Secondary Techs | PWRLDSLKAXX | TotalAnnualMaxCapacityInvestment | 2047 | 9999 | exempt_uncapped | 2026-05-26T15:50:28.525369
A_Calibrated_BAU | Secondary Techs | PWRLDSLKAXX | TotalAnnualMaxCapacityInvestment | 2048 | 9999 | exempt_uncapped | 2026-05-26T15:50:28.525369
A_Calibrated_BAU | Secondary Techs | PWRLDSLKAXX | TotalAnnualMaxCapacityInvestment | 2049 | 9999 | exempt_uncapped | 2026-05-26T15:50:28.525369
A_Calibrated_BAU | Secondary Techs | PWRLDSLKAXX | TotalAnnualMaxCapacityInvestment | 2050 | 9999 | exempt_uncapped | 2026-05-26T15:50:28.525369
A_Calibrated_BAU | Secondary Techs | PWRSDSINDEA | TotalAnnualMaxCapacityInvestment | 2023 | 9999 | exempt_maxcap_uncapped | 2026-05-26T15:50:28.525369
A_Calibrated_BAU | Secondary Techs | PWRSDSINDEA | TotalAnnualMaxCapacityInvestment | 2024 | 9999 | exempt_maxcap_uncapped | 2026-05-26T15:50:28.525369
A_Calibrated_BAU | Secondary Techs | PWRSDSINDEA | TotalAnnualMaxCapacityInvestment | 2025 | 9999 | exempt_maxcap_uncapped | 2026-05-26T15:50:28.525369
A_Calibrated_BAU | Secondary Techs | PWRSDSINDEA | TotalAnnualMaxCapacityInvestment | 2026 | 9999 | exempt_maxcap_uncapped | 2026-05-26T15:50:28.525369
A_Calibrated_BAU | Secondary Techs | PWRSDSINDEA | TotalAnnualMaxCapacityInvestment | 2027 | 9999 | exempt_maxcap_uncapped | 2026-05-26T15:50:28.525369
A_Calibrated_BAU | Secondary Techs | PWRSDSINDEA | TotalAnnualMaxCapacityInvestment | 2028 | 9999 | exempt_maxcap_uncapped | 2026-05-26T15:50:28.525369
A_Calibrated_BAU | Secondary Techs | PWRSDSINDEA | TotalAnnualMaxCapacityInvestment | 2029 | 9999 | exempt_maxcap_uncapped | 2026-05-26T15:50:28.525369
A_Calibrated_BAU | Secondary Techs | PWRSDSINDEA | TotalAnnualMaxCapacityInvestment | 2030 | 9999 | exempt_maxcap_uncapped | 2026-05-26T15:50:28.525369
A_Calibrated_BAU | Secondary Techs | PWRSDSINDEA | TotalAnnualMaxCapacityInvestment | 2031 | 9999 | exempt_maxcap_uncapped | 2026-05-26T15:50:28.525369
A_Calibrated_BAU | Secondary Techs | PWRSDSINDEA | TotalAnnualMaxCapacityInvestment | 2032 | 9999 | exempt_maxcap_uncapped | 2026-05-26T15:50:28.525369
A_Calibrated_BAU | Secondary Techs | PWRSDSINDEA | TotalAnnualMaxCapacityInvestment | 2033 | 9999 | exempt_maxcap_uncapped | 2026-05-26T15:50:28.525369
A_Calibrated_BAU | Secondary Techs | PWRSDSINDEA | TotalAnnualMaxCapacityInvestment | 2034 | 9999 | exempt_maxcap_uncapped | 2026-05-26T15:50:28.525369
A_Calibrated_BAU | Secondary Techs | PWRSDSINDEA | TotalAnnualMaxCapacityInvestment | 2035 | 9999 | exempt_maxcap_uncapped | 2026-05-26T15:50:28.525369
A_Calibrated_BAU | Secondary Techs | PWRSDSINDEA | TotalAnnualMaxCapacityInvestment | 2036 | 9999 | exempt_maxcap_uncapped | 2026-05-26T15:50:28.525369
A_Calibrated_BAU | Secondary Techs | PWRSDSINDEA | TotalAnnualMaxCapacityInvestment | 2037 | 9999 | exempt_maxcap_uncapped | 2026-05-26T15:50:28.525369
A_Calibrated_BAU | Secondary Techs | PWRSDSINDEA | TotalAnnualMaxCapacityInvestment | 2038 | 9999 | exempt_maxcap_uncapped | 2026-05-26T15:50:28.525369
A_Calibrated_BAU | Secondary Techs | PWRSDSINDEA | TotalAnnualMaxCapacityInvestment | 2039 | 9999 | exempt_maxcap_uncapped | 2026-05-26T15:50:28.525369
A_Calibrated_BAU | Secondary Techs | PWRSDSINDEA | TotalAnnualMaxCapacityInvestment | 2040 | 9999 | exempt_maxcap_uncapped | 2026-05-26T15:50:28.525369
A_Calibrated_BAU | Secondary Techs | PWRSDSINDEA | TotalAnnualMaxCapacityInvestment | 2041 | 9999 | exempt_maxcap_uncapped | 2026-05-26T15:50:28.525369
A_Calibrated_BAU | Secondary Techs | PWRSDSINDEA | TotalAnnualMaxCapacityInvestment | 2042 | 9999 | exempt_maxcap_uncapped | 2026-05-26T15:50:28.525369
A_Calibrated_BAU | Secondary Techs | PWRSDSINDEA | TotalAnnualMaxCapacityInvestment | 2043 | 9999 | exempt_maxcap_uncapped | 2026-05-26T15:50:28.525369
A_Calibrated_BAU | Secondary Techs | PWRSDSINDEA | TotalAnnualMaxCapacityInvestment | 2044 | 9999 | exempt_maxcap_uncapped | 2026-05-26T15:50:28.525369
A_Calibrated_BAU | Secondary Techs | PWRSDSINDEA | TotalAnnualMaxCapacityInvestment | 2045 | 9999 | exempt_maxcap_uncapped | 2026-05-26T15:50:28.525369
A_Calibrated_BAU | Secondary Techs | PWRSDSINDEA | TotalAnnualMaxCapacityInvestment | 2046 | 9999 | exempt_maxcap_uncapped | 2026-05-26T15:50:28.525369
A_Calibrated_BAU | Secondary Techs | PWRSDSINDEA | TotalAnnualMaxCapacityInvestment | 2047 | 9999 | exempt_maxcap_uncapped | 2026-05-26T15:50:28.525369
A_Calibrated_BAU | Secondary Techs | PWRSDSINDEA | TotalAnnualMaxCapacityInvestment | 2048 | 9999 | exempt_maxcap_uncapped | 2026-05-26T15:50:28.525369
A_Calibrated_BAU | Secondary Techs | PWRSDSINDEA | TotalAnnualMaxCapacityInvestment | 2049 | 9999 | exempt_maxcap_uncapped | 2026-05-26T15:50:28.525369
A_Calibrated_BAU | Secondary Techs | PWRSDSINDEA | TotalAnnualMaxCapacityInvestment | 2050 | 9999 | exempt_maxcap_uncapped | 2026-05-26T15:50:28.525369
A_Calibrated_BAU | Secondary Techs | PWRSDSINDEA | TotalAnnualMaxCapacityInvestment | 2023 | 9999 | exempt_uncapped | 2026-05-26T15:50:28.525369
A_Calibrated_BAU | Secondary Techs | PWRSDSINDEA | TotalAnnualMaxCapacityInvestment | 2024 | 9999 | exempt_uncapped | 2026-05-26T15:50:28.525369
A_Calibrated_BAU | Secondary Techs | PWRSDSINDEA | TotalAnnualMaxCapacityInvestment | 2025 | 9999 | exempt_uncapped | 2026-05-26T15:50:28.525369
A_Calibrated_BAU | Secondary Techs | PWRSDSINDEA | TotalAnnualMaxCapacityInvestment | 2026 | 9999 | exempt_uncapped | 2026-05-26T15:50:28.525369
A_Calibrated_BAU | Secondary Techs | PWRSDSINDEA | TotalAnnualMaxCapacityInvestment | 2027 | 9999 | exempt_uncapped | 2026-05-26T15:50:28.525369
A_Calibrated_BAU | Secondary Techs | PWRSDSINDEA | TotalAnnualMaxCapacityInvestment | 2028 | 9999 | exempt_uncapped | 2026-05-26T15:50:28.525369
A_Calibrated_BAU | Secondary Techs | PWRSDSINDEA | TotalAnnualMaxCapacityInvestment | 2029 | 9999 | exempt_uncapped | 2026-05-26T15:50:28.525369
A_Calibrated_BAU | Secondary Techs | PWRSDSINDEA | TotalAnnualMaxCapacityInvestment | 2030 | 9999 | exempt_uncapped | 2026-05-26T15:50:28.525369
A_Calibrated_BAU | Secondary Techs | PWRSDSINDEA | TotalAnnualMaxCapacityInvestment | 2031 | 9999 | exempt_uncapped | 2026-05-26T15:50:28.525369
A_Calibrated_BAU | Secondary Techs | PWRSDSINDEA | TotalAnnualMaxCapacityInvestment | 2032 | 9999 | exempt_uncapped | 2026-05-26T15:50:28.525369
A_Calibrated_BAU | Secondary Techs | PWRSDSINDEA | TotalAnnualMaxCapacityInvestment | 2033 | 9999 | exempt_uncapped | 2026-05-26T15:50:28.525369
A_Calibrated_BAU | Secondary Techs | PWRSDSINDEA | TotalAnnualMaxCapacityInvestment | 2034 | 9999 | exempt_uncapped | 2026-05-26T15:50:28.525369
A_Calibrated_BAU | Secondary Techs | PWRSDSINDEA | TotalAnnualMaxCapacityInvestment | 2035 | 9999 | exempt_uncapped | 2026-05-26T15:50:28.525369
A_Calibrated_BAU | Secondary Techs | PWRSDSINDEA | TotalAnnualMaxCapacityInvestment | 2036 | 9999 | exempt_uncapped | 2026-05-26T15:50:28.525369
A_Calibrated_BAU | Secondary Techs | PWRSDSINDEA | TotalAnnualMaxCapacityInvestment | 2037 | 9999 | exempt_uncapped | 2026-05-26T15:50:28.525369
A_Calibrated_BAU | Secondary Techs | PWRSDSINDEA | TotalAnnualMaxCapacityInvestment | 2038 | 9999 | exempt_uncapped | 2026-05-26T15:50:28.525369
A_Calibrated_BAU | Secondary Techs | PWRSDSINDEA | TotalAnnualMaxCapacityInvestment | 2039 | 9999 | exempt_uncapped | 2026-05-26T15:50:28.525369
A_Calibrated_BAU | Secondary Techs | PWRSDSINDEA | TotalAnnualMaxCapacityInvestment | 2040 | 9999 | exempt_uncapped | 2026-05-26T15:50:28.525369
A_Calibrated_BAU | Secondary Techs | PWRSDSINDEA | TotalAnnualMaxCapacityInvestment | 2041 | 9999 | exempt_uncapped | 2026-05-26T15:50:28.525369
A_Calibrated_BAU | Secondary Techs | PWRSDSINDEA | TotalAnnualMaxCapacityInvestment | 2042 | 9999 | exempt_uncapped | 2026-05-26T15:50:28.525369
A_Calibrated_BAU | Secondary Techs | PWRSDSINDEA | TotalAnnualMaxCapacityInvestment | 2043 | 9999 | exempt_uncapped | 2026-05-26T15:50:28.525369
A_Calibrated_BAU | Secondary Techs | PWRSDSINDEA | TotalAnnualMaxCapacityInvestment | 2044 | 9999 | exempt_uncapped | 2026-05-26T15:50:28.525369
A_Calibrated_BAU | Secondary Techs | PWRSDSINDEA | TotalAnnualMaxCapacityInvestment | 2045 | 9999 | exempt_uncapped | 2026-05-26T15:50:28.525369
A_Calibrated_BAU | Secondary Techs | PWRSDSINDEA | TotalAnnualMaxCapacityInvestment | 2046 | 9999 | exempt_uncapped | 2026-05-26T15:50:28.525369
A_Calibrated_BAU | Secondary Techs | PWRSDSINDEA | TotalAnnualMaxCapacityInvestment | 2047 | 9999 | exempt_uncapped | 2026-05-26T15:50:28.525369
A_Calibrated_BAU | Secondary Techs | PWRSDSINDEA | TotalAnnualMaxCapacityInvestment | 2048 | 9999 | exempt_uncapped | 2026-05-26T15:50:28.525369
A_Calibrated_BAU | Secondary Techs | PWRSDSINDEA | TotalAnnualMaxCapacityInvestment | 2049 | 9999 | exempt_uncapped | 2026-05-26T15:50:28.525369
A_Calibrated_BAU | Secondary Techs | PWRSDSINDEA | TotalAnnualMaxCapacityInvestment | 2050 | 9999 | exempt_uncapped | 2026-05-26T15:50:28.525369
A_Calibrated_BAU | Secondary Techs | PWRLDSINDWE | TotalAnnualMaxCapacityInvestment | 2023 | 9999 | exempt_maxcap_uncapped | 2026-05-26T15:50:28.525369
A_Calibrated_BAU | Secondary Techs | PWRLDSINDWE | TotalAnnualMaxCapacityInvestment | 2024 | 9999 | exempt_maxcap_uncapped | 2026-05-26T15:50:28.525369
A_Calibrated_BAU | Secondary Techs | PWRLDSINDWE | TotalAnnualMaxCapacityInvestment | 2025 | 9999 | exempt_maxcap_uncapped | 2026-05-26T15:50:28.525369
A_Calibrated_BAU | Secondary Techs | PWRLDSINDWE | TotalAnnualMaxCapacityInvestment | 2026 | 9999 | exempt_maxcap_uncapped | 2026-05-26T15:50:28.525369
A_Calibrated_BAU | Secondary Techs | PWRLDSINDWE | TotalAnnualMaxCapacityInvestment | 2027 | 9999 | exempt_maxcap_uncapped | 2026-05-26T15:50:28.525369
A_Calibrated_BAU | Secondary Techs | PWRLDSINDWE | TotalAnnualMaxCapacityInvestment | 2028 | 9999 | exempt_maxcap_uncapped | 2026-05-26T15:50:28.525369
A_Calibrated_BAU | Secondary Techs | PWRLDSINDWE | TotalAnnualMaxCapacityInvestment | 2029 | 9999 | exempt_maxcap_uncapped | 2026-05-26T15:50:28.525369
A_Calibrated_BAU | Secondary Techs | PWRLDSINDWE | TotalAnnualMaxCapacityInvestment | 2030 | 9999 | exempt_maxcap_uncapped | 2026-05-26T15:50:28.525369
A_Calibrated_BAU | Secondary Techs | PWRLDSINDWE | TotalAnnualMaxCapacityInvestment | 2031 | 9999 | exempt_maxcap_uncapped | 2026-05-26T15:50:28.525369
A_Calibrated_BAU | Secondary Techs | PWRLDSINDWE | TotalAnnualMaxCapacityInvestment | 2032 | 9999 | exempt_maxcap_uncapped | 2026-05-26T15:50:28.525369
A_Calibrated_BAU | Secondary Techs | PWRLDSINDWE | TotalAnnualMaxCapacityInvestment | 2033 | 9999 | exempt_maxcap_uncapped | 2026-05-26T15:50:28.525369
A_Calibrated_BAU | Secondary Techs | PWRLDSINDWE | TotalAnnualMaxCapacityInvestment | 2034 | 9999 | exempt_maxcap_uncapped | 2026-05-26T15:50:28.525369
A_Calibrated_BAU | Secondary Techs | PWRLDSINDWE | TotalAnnualMaxCapacityInvestment | 2035 | 9999 | exempt_maxcap_uncapped | 2026-05-26T15:50:28.525369
A_Calibrated_BAU | Secondary Techs | PWRLDSINDWE | TotalAnnualMaxCapacityInvestment | 2036 | 9999 | exempt_maxcap_uncapped | 2026-05-26T15:50:28.525369
A_Calibrated_BAU | Secondary Techs | PWRLDSINDWE | TotalAnnualMaxCapacityInvestment | 2037 | 9999 | exempt_maxcap_uncapped | 2026-05-26T15:50:28.525369
A_Calibrated_BAU | Secondary Techs | PWRLDSINDWE | TotalAnnualMaxCapacityInvestment | 2038 | 9999 | exempt_maxcap_uncapped | 2026-05-26T15:50:28.525369
A_Calibrated_BAU | Secondary Techs | PWRLDSINDWE | TotalAnnualMaxCapacityInvestment | 2039 | 9999 | exempt_maxcap_uncapped | 2026-05-26T15:50:28.525369
A_Calibrated_BAU | Secondary Techs | PWRLDSINDWE | TotalAnnualMaxCapacityInvestment | 2040 | 9999 | exempt_maxcap_uncapped | 2026-05-26T15:50:28.525369
A_Calibrated_BAU | Secondary Techs | PWRLDSINDWE | TotalAnnualMaxCapacityInvestment | 2041 | 9999 | exempt_maxcap_uncapped | 2026-05-26T15:50:28.525369
A_Calibrated_BAU | Secondary Techs | PWRLDSINDWE | TotalAnnualMaxCapacityInvestment | 2042 | 9999 | exempt_maxcap_uncapped | 2026-05-26T15:50:28.525369
A_Calibrated_BAU | Secondary Techs | PWRLDSINDWE | TotalAnnualMaxCapacityInvestment | 2043 | 9999 | exempt_maxcap_uncapped | 2026-05-26T15:50:28.525369
A_Calibrated_BAU | Secondary Techs | PWRLDSINDWE | TotalAnnualMaxCapacityInvestment | 2044 | 9999 | exempt_maxcap_uncapped | 2026-05-26T15:50:28.525369
A_Calibrated_BAU | Secondary Techs | PWRLDSINDWE | TotalAnnualMaxCapacityInvestment | 2045 | 9999 | exempt_maxcap_uncapped | 2026-05-26T15:50:28.525369
A_Calibrated_BAU | Secondary Techs | PWRLDSINDWE | TotalAnnualMaxCapacityInvestment | 2046 | 9999 | exempt_maxcap_uncapped | 2026-05-26T15:50:28.525369
A_Calibrated_BAU | Secondary Techs | PWRLDSINDWE | TotalAnnualMaxCapacityInvestment | 2047 | 9999 | exempt_maxcap_uncapped | 2026-05-26T15:50:28.525369
A_Calibrated_BAU | Secondary Techs | PWRLDSINDWE | TotalAnnualMaxCapacityInvestment | 2048 | 9999 | exempt_maxcap_uncapped | 2026-05-26T15:50:28.525369
A_Calibrated_BAU | Secondary Techs | PWRLDSINDWE | TotalAnnualMaxCapacityInvestment | 2049 | 9999 | exempt_maxcap_uncapped | 2026-05-26T15:50:28.525369
A_Calibrated_BAU | Secondary Techs | PWRLDSINDWE | TotalAnnualMaxCapacityInvestment | 2050 | 9999 | exempt_maxcap_uncapped | 2026-05-26T15:50:28.525369
A_Calibrated_BAU | Secondary Techs | PWRLDSINDWE | TotalAnnualMaxCapacityInvestment | 2023 | 9999 | exempt_uncapped | 2026-05-26T15:50:28.525369
A_Calibrated_BAU | Secondary Techs | PWRLDSINDWE | TotalAnnualMaxCapacityInvestment | 2024 | 9999 | exempt_uncapped | 2026-05-26T15:50:28.525369
A_Calibrated_BAU | Secondary Techs | PWRLDSINDWE | TotalAnnualMaxCapacityInvestment | 2025 | 9999 | exempt_uncapped | 2026-05-26T15:50:28.525369
A_Calibrated_BAU | Secondary Techs | PWRLDSINDWE | TotalAnnualMaxCapacityInvestment | 2026 | 9999 | exempt_uncapped | 2026-05-26T15:50:28.525369
A_Calibrated_BAU | Secondary Techs | PWRLDSINDWE | TotalAnnualMaxCapacityInvestment | 2027 | 9999 | exempt_uncapped | 2026-05-26T15:50:28.525369
A_Calibrated_BAU | Secondary Techs | PWRLDSINDWE | TotalAnnualMaxCapacityInvestment | 2028 | 9999 | exempt_uncapped | 2026-05-26T15:50:28.525369
A_Calibrated_BAU | Secondary Techs | PWRLDSINDWE | TotalAnnualMaxCapacityInvestment | 2029 | 9999 | exempt_uncapped | 2026-05-26T15:50:28.525369
A_Calibrated_BAU | Secondary Techs | PWRLDSINDWE | TotalAnnualMaxCapacityInvestment | 2030 | 9999 | exempt_uncapped | 2026-05-26T15:50:28.525369
A_Calibrated_BAU | Secondary Techs | PWRLDSINDWE | TotalAnnualMaxCapacityInvestment | 2031 | 9999 | exempt_uncapped | 2026-05-26T15:50:28.525369
A_Calibrated_BAU | Secondary Techs | PWRLDSINDWE | TotalAnnualMaxCapacityInvestment | 2032 | 9999 | exempt_uncapped | 2026-05-26T15:50:28.525369
A_Calibrated_BAU | Secondary Techs | PWRLDSINDWE | TotalAnnualMaxCapacityInvestment | 2033 | 9999 | exempt_uncapped | 2026-05-26T15:50:28.525369
A_Calibrated_BAU | Secondary Techs | PWRLDSINDWE | TotalAnnualMaxCapacityInvestment | 2034 | 9999 | exempt_uncapped | 2026-05-26T15:50:28.525369
A_Calibrated_BAU | Secondary Techs | PWRLDSINDWE | TotalAnnualMaxCapacityInvestment | 2035 | 9999 | exempt_uncapped | 2026-05-26T15:50:28.525369
A_Calibrated_BAU | Secondary Techs | PWRLDSINDWE | TotalAnnualMaxCapacityInvestment | 2036 | 9999 | exempt_uncapped | 2026-05-26T15:50:28.525369
A_Calibrated_BAU | Secondary Techs | PWRLDSINDWE | TotalAnnualMaxCapacityInvestment | 2037 | 9999 | exempt_uncapped | 2026-05-26T15:50:28.525369
A_Calibrated_BAU | Secondary Techs | PWRLDSINDWE | TotalAnnualMaxCapacityInvestment | 2038 | 9999 | exempt_uncapped | 2026-05-26T15:50:28.525369
A_Calibrated_BAU | Secondary Techs | PWRLDSINDWE | TotalAnnualMaxCapacityInvestment | 2039 | 9999 | exempt_uncapped | 2026-05-26T15:50:28.525369
A_Calibrated_BAU | Secondary Techs | PWRLDSINDWE | TotalAnnualMaxCapacityInvestment | 2040 | 9999 | exempt_uncapped | 2026-05-26T15:50:28.525369
A_Calibrated_BAU | Secondary Techs | PWRLDSINDWE | TotalAnnualMaxCapacityInvestment | 2041 | 9999 | exempt_uncapped | 2026-05-26T15:50:28.525369
A_Calibrated_BAU | Secondary Techs | PWRLDSINDWE | TotalAnnualMaxCapacityInvestment | 2042 | 9999 | exempt_uncapped | 2026-05-26T15:50:28.525369
A_Calibrated_BAU | Secondary Techs | PWRLDSINDWE | TotalAnnualMaxCapacityInvestment | 2043 | 9999 | exempt_uncapped | 2026-05-26T15:50:28.525369
A_Calibrated_BAU | Secondary Techs | PWRLDSINDWE | TotalAnnualMaxCapacityInvestment | 2044 | 9999 | exempt_uncapped | 2026-05-26T15:50:28.525369
A_Calibrated_BAU | Secondary Techs | PWRLDSINDWE | TotalAnnualMaxCapacityInvestment | 2045 | 9999 | exempt_uncapped | 2026-05-26T15:50:28.525369
A_Calibrated_BAU | Secondary Techs | PWRLDSINDWE | TotalAnnualMaxCapacityInvestment | 2046 | 9999 | exempt_uncapped | 2026-05-26T15:50:28.525369
A_Calibrated_BAU | Secondary Techs | PWRLDSINDWE | TotalAnnualMaxCapacityInvestment | 2047 | 9999 | exempt_uncapped | 2026-05-26T15:50:28.525369
A_Calibrated_BAU | Secondary Techs | PWRLDSINDWE | TotalAnnualMaxCapacityInvestment | 2048 | 9999 | exempt_uncapped | 2026-05-26T15:50:28.525369
A_Calibrated_BAU | Secondary Techs | PWRLDSINDWE | TotalAnnualMaxCapacityInvestment | 2049 | 9999 | exempt_uncapped | 2026-05-26T15:50:28.525369
A_Calibrated_BAU | Secondary Techs | PWRLDSINDWE | TotalAnnualMaxCapacityInvestment | 2050 | 9999 | exempt_uncapped | 2026-05-26T15:50:28.525369
A_Calibrated_BAU | Secondary Techs | PWRSDSMDVXX | TotalAnnualMaxCapacityInvestment | 2023 | 9999 | exempt_maxcap_uncapped | 2026-05-26T15:50:28.525369
A_Calibrated_BAU | Secondary Techs | PWRSDSMDVXX | TotalAnnualMaxCapacityInvestment | 2024 | 9999 | exempt_maxcap_uncapped | 2026-05-26T15:50:28.525369
A_Calibrated_BAU | Secondary Techs | PWRSDSMDVXX | TotalAnnualMaxCapacityInvestment | 2025 | 9999 | exempt_maxcap_uncapped | 2026-05-26T15:50:28.525369
A_Calibrated_BAU | Secondary Techs | PWRSDSMDVXX | TotalAnnualMaxCapacityInvestment | 2026 | 9999 | exempt_maxcap_uncapped | 2026-05-26T15:50:28.525369
A_Calibrated_BAU | Secondary Techs | PWRSDSMDVXX | TotalAnnualMaxCapacityInvestment | 2027 | 9999 | exempt_maxcap_uncapped | 2026-05-26T15:50:28.525369
A_Calibrated_BAU | Secondary Techs | PWRSDSMDVXX | TotalAnnualMaxCapacityInvestment | 2028 | 9999 | exempt_maxcap_uncapped | 2026-05-26T15:50:28.525369
A_Calibrated_BAU | Secondary Techs | PWRSDSMDVXX | TotalAnnualMaxCapacityInvestment | 2029 | 9999 | exempt_maxcap_uncapped | 2026-05-26T15:50:28.525369
A_Calibrated_BAU | Secondary Techs | PWRSDSMDVXX | TotalAnnualMaxCapacityInvestment | 2030 | 9999 | exempt_maxcap_uncapped | 2026-05-26T15:50:28.525369
A_Calibrated_BAU | Secondary Techs | PWRSDSMDVXX | TotalAnnualMaxCapacityInvestment | 2031 | 9999 | exempt_maxcap_uncapped | 2026-05-26T15:50:28.525369
A_Calibrated_BAU | Secondary Techs | PWRSDSMDVXX | TotalAnnualMaxCapacityInvestment | 2032 | 9999 | exempt_maxcap_uncapped | 2026-05-26T15:50:28.525369
A_Calibrated_BAU | Secondary Techs | PWRSDSMDVXX | TotalAnnualMaxCapacityInvestment | 2033 | 9999 | exempt_maxcap_uncapped | 2026-05-26T15:50:28.525369
A_Calibrated_BAU | Secondary Techs | PWRSDSMDVXX | TotalAnnualMaxCapacityInvestment | 2034 | 9999 | exempt_maxcap_uncapped | 2026-05-26T15:50:28.525369
A_Calibrated_BAU | Secondary Techs | PWRSDSMDVXX | TotalAnnualMaxCapacityInvestment | 2035 | 9999 | exempt_maxcap_uncapped | 2026-05-26T15:50:28.525369
A_Calibrated_BAU | Secondary Techs | PWRSDSMDVXX | TotalAnnualMaxCapacityInvestment | 2036 | 9999 | exempt_maxcap_uncapped | 2026-05-26T15:50:28.525369
A_Calibrated_BAU | Secondary Techs | PWRSDSMDVXX | TotalAnnualMaxCapacityInvestment | 2037 | 9999 | exempt_maxcap_uncapped | 2026-05-26T15:50:28.525369
A_Calibrated_BAU | Secondary Techs | PWRSDSMDVXX | TotalAnnualMaxCapacityInvestment | 2038 | 9999 | exempt_maxcap_uncapped | 2026-05-26T15:50:28.525369
A_Calibrated_BAU | Secondary Techs | PWRSDSMDVXX | TotalAnnualMaxCapacityInvestment | 2039 | 9999 | exempt_maxcap_uncapped | 2026-05-26T15:50:28.525369
A_Calibrated_BAU | Secondary Techs | PWRSDSMDVXX | TotalAnnualMaxCapacityInvestment | 2040 | 9999 | exempt_maxcap_uncapped | 2026-05-26T15:50:28.525369
A_Calibrated_BAU | Secondary Techs | PWRSDSMDVXX | TotalAnnualMaxCapacityInvestment | 2041 | 9999 | exempt_maxcap_uncapped | 2026-05-26T15:50:28.525369
A_Calibrated_BAU | Secondary Techs | PWRSDSMDVXX | TotalAnnualMaxCapacityInvestment | 2042 | 9999 | exempt_maxcap_uncapped | 2026-05-26T15:50:28.525369
A_Calibrated_BAU | Secondary Techs | PWRSDSMDVXX | TotalAnnualMaxCapacityInvestment | 2043 | 9999 | exempt_maxcap_uncapped | 2026-05-26T15:50:28.525369
A_Calibrated_BAU | Secondary Techs | PWRSDSMDVXX | TotalAnnualMaxCapacityInvestment | 2044 | 9999 | exempt_maxcap_uncapped | 2026-05-26T15:50:28.525369
A_Calibrated_BAU | Secondary Techs | PWRSDSMDVXX | TotalAnnualMaxCapacityInvestment | 2045 | 9999 | exempt_maxcap_uncapped | 2026-05-26T15:50:28.525369
A_Calibrated_BAU | Secondary Techs | PWRSDSMDVXX | TotalAnnualMaxCapacityInvestment | 2046 | 9999 | exempt_maxcap_uncapped | 2026-05-26T15:50:28.525369
A_Calibrated_BAU | Secondary Techs | PWRSDSMDVXX | TotalAnnualMaxCapacityInvestment | 2047 | 9999 | exempt_maxcap_uncapped | 2026-05-26T15:50:28.525369
A_Calibrated_BAU | Secondary Techs | PWRSDSMDVXX | TotalAnnualMaxCapacityInvestment | 2048 | 9999 | exempt_maxcap_uncapped | 2026-05-26T15:50:28.525369
A_Calibrated_BAU | Secondary Techs | PWRSDSMDVXX | TotalAnnualMaxCapacityInvestment | 2049 | 9999 | exempt_maxcap_uncapped | 2026-05-26T15:50:28.525369
A_Calibrated_BAU | Secondary Techs | PWRSDSMDVXX | TotalAnnualMaxCapacityInvestment | 2050 | 9999 | exempt_maxcap_uncapped | 2026-05-26T15:50:28.525369
A_Calibrated_BAU | Secondary Techs | PWRSDSMDVXX | TotalAnnualMaxCapacityInvestment | 2023 | 9999 | exempt_uncapped | 2026-05-26T15:50:28.525369
A_Calibrated_BAU | Secondary Techs | PWRSDSMDVXX | TotalAnnualMaxCapacityInvestment | 2024 | 9999 | exempt_uncapped | 2026-05-26T15:50:28.525369
A_Calibrated_BAU | Secondary Techs | PWRSDSMDVXX | TotalAnnualMaxCapacityInvestment | 2025 | 9999 | exempt_uncapped | 2026-05-26T15:50:28.525369
A_Calibrated_BAU | Secondary Techs | PWRSDSMDVXX | TotalAnnualMaxCapacityInvestment | 2026 | 9999 | exempt_uncapped | 2026-05-26T15:50:28.525369
A_Calibrated_BAU | Secondary Techs | PWRSDSMDVXX | TotalAnnualMaxCapacityInvestment | 2027 | 9999 | exempt_uncapped | 2026-05-26T15:50:28.525369
A_Calibrated_BAU | Secondary Techs | PWRSDSMDVXX | TotalAnnualMaxCapacityInvestment | 2028 | 9999 | exempt_uncapped | 2026-05-26T15:50:28.525369
A_Calibrated_BAU | Secondary Techs | PWRSDSMDVXX | TotalAnnualMaxCapacityInvestment | 2029 | 9999 | exempt_uncapped | 2026-05-26T15:50:28.525369
A_Calibrated_BAU | Secondary Techs | PWRSDSMDVXX | TotalAnnualMaxCapacityInvestment | 2030 | 9999 | exempt_uncapped | 2026-05-26T15:50:28.525369
A_Calibrated_BAU | Secondary Techs | PWRSDSMDVXX | TotalAnnualMaxCapacityInvestment | 2031 | 9999 | exempt_uncapped | 2026-05-26T15:50:28.525369
A_Calibrated_BAU | Secondary Techs | PWRSDSMDVXX | TotalAnnualMaxCapacityInvestment | 2032 | 9999 | exempt_uncapped | 2026-05-26T15:50:28.525369
A_Calibrated_BAU | Secondary Techs | PWRSDSMDVXX | TotalAnnualMaxCapacityInvestment | 2033 | 9999 | exempt_uncapped | 2026-05-26T15:50:28.525369
A_Calibrated_BAU | Secondary Techs | PWRSDSMDVXX | TotalAnnualMaxCapacityInvestment | 2034 | 9999 | exempt_uncapped | 2026-05-26T15:50:28.525369
A_Calibrated_BAU | Secondary Techs | PWRSDSMDVXX | TotalAnnualMaxCapacityInvestment | 2035 | 9999 | exempt_uncapped | 2026-05-26T15:50:28.525369
A_Calibrated_BAU | Secondary Techs | PWRSDSMDVXX | TotalAnnualMaxCapacityInvestment | 2036 | 9999 | exempt_uncapped | 2026-05-26T15:50:28.525369
A_Calibrated_BAU | Secondary Techs | PWRSDSMDVXX | TotalAnnualMaxCapacityInvestment | 2037 | 9999 | exempt_uncapped | 2026-05-26T15:50:28.525369
A_Calibrated_BAU | Secondary Techs | PWRSDSMDVXX | TotalAnnualMaxCapacityInvestment | 2038 | 9999 | exempt_uncapped | 2026-05-26T15:50:28.525369
A_Calibrated_BAU | Secondary Techs | PWRSDSMDVXX | TotalAnnualMaxCapacityInvestment | 2039 | 9999 | exempt_uncapped | 2026-05-26T15:50:28.525369
A_Calibrated_BAU | Secondary Techs | PWRSDSMDVXX | TotalAnnualMaxCapacityInvestment | 2040 | 9999 | exempt_uncapped | 2026-05-26T15:50:28.525369
A_Calibrated_BAU | Secondary Techs | PWRSDSMDVXX | TotalAnnualMaxCapacityInvestment | 2041 | 9999 | exempt_uncapped | 2026-05-26T15:50:28.525369
A_Calibrated_BAU | Secondary Techs | PWRSDSMDVXX | TotalAnnualMaxCapacityInvestment | 2042 | 9999 | exempt_uncapped | 2026-05-26T15:50:28.525369
A_Calibrated_BAU | Secondary Techs | PWRSDSMDVXX | TotalAnnualMaxCapacityInvestment | 2043 | 9999 | exempt_uncapped | 2026-05-26T15:50:28.525369
A_Calibrated_BAU | Secondary Techs | PWRSDSMDVXX | TotalAnnualMaxCapacityInvestment | 2044 | 9999 | exempt_uncapped | 2026-05-26T15:50:28.525369
A_Calibrated_BAU | Secondary Techs | PWRSDSMDVXX | TotalAnnualMaxCapacityInvestment | 2045 | 9999 | exempt_uncapped | 2026-05-26T15:50:28.525369
A_Calibrated_BAU | Secondary Techs | PWRSDSMDVXX | TotalAnnualMaxCapacityInvestment | 2046 | 9999 | exempt_uncapped | 2026-05-26T15:50:28.525369
A_Calibrated_BAU | Secondary Techs | PWRSDSMDVXX | TotalAnnualMaxCapacityInvestment | 2047 | 9999 | exempt_uncapped | 2026-05-26T15:50:28.525369
A_Calibrated_BAU | Secondary Techs | PWRSDSMDVXX | TotalAnnualMaxCapacityInvestment | 2048 | 9999 | exempt_uncapped | 2026-05-26T15:50:28.525369
A_Calibrated_BAU | Secondary Techs | PWRSDSMDVXX | TotalAnnualMaxCapacityInvestment | 2049 | 9999 | exempt_uncapped | 2026-05-26T15:50:28.525369
A_Calibrated_BAU | Secondary Techs | PWRSDSMDVXX | TotalAnnualMaxCapacityInvestment | 2050 | 9999 | exempt_uncapped | 2026-05-26T15:50:28.525369
A_Calibrated_BAU | Secondary Techs | PWRLDSINDSO | TotalAnnualMaxCapacityInvestment | 2023 | 9999 | exempt_maxcap_uncapped | 2026-05-26T15:50:28.525369
A_Calibrated_BAU | Secondary Techs | PWRLDSINDSO | TotalAnnualMaxCapacityInvestment | 2024 | 9999 | exempt_maxcap_uncapped | 2026-05-26T15:50:28.525369
A_Calibrated_BAU | Secondary Techs | PWRLDSINDSO | TotalAnnualMaxCapacityInvestment | 2025 | 9999 | exempt_maxcap_uncapped | 2026-05-26T15:50:28.525369
A_Calibrated_BAU | Secondary Techs | PWRLDSINDSO | TotalAnnualMaxCapacityInvestment | 2026 | 9999 | exempt_maxcap_uncapped | 2026-05-26T15:50:28.525369
A_Calibrated_BAU | Secondary Techs | PWRLDSINDSO | TotalAnnualMaxCapacityInvestment | 2027 | 9999 | exempt_maxcap_uncapped | 2026-05-26T15:50:28.525369
A_Calibrated_BAU | Secondary Techs | PWRLDSINDSO | TotalAnnualMaxCapacityInvestment | 2028 | 9999 | exempt_maxcap_uncapped | 2026-05-26T15:50:28.525369
A_Calibrated_BAU | Secondary Techs | PWRLDSINDSO | TotalAnnualMaxCapacityInvestment | 2029 | 9999 | exempt_maxcap_uncapped | 2026-05-26T15:50:28.525369
A_Calibrated_BAU | Secondary Techs | PWRLDSINDSO | TotalAnnualMaxCapacityInvestment | 2030 | 9999 | exempt_maxcap_uncapped | 2026-05-26T15:50:28.525369
A_Calibrated_BAU | Secondary Techs | PWRLDSINDSO | TotalAnnualMaxCapacityInvestment | 2031 | 9999 | exempt_maxcap_uncapped | 2026-05-26T15:50:28.525369
A_Calibrated_BAU | Secondary Techs | PWRLDSINDSO | TotalAnnualMaxCapacityInvestment | 2032 | 9999 | exempt_maxcap_uncapped | 2026-05-26T15:50:28.525369
A_Calibrated_BAU | Secondary Techs | PWRLDSINDSO | TotalAnnualMaxCapacityInvestment | 2033 | 9999 | exempt_maxcap_uncapped | 2026-05-26T15:50:28.525369
A_Calibrated_BAU | Secondary Techs | PWRLDSINDSO | TotalAnnualMaxCapacityInvestment | 2034 | 9999 | exempt_maxcap_uncapped | 2026-05-26T15:50:28.525369
A_Calibrated_BAU | Secondary Techs | PWRLDSINDSO | TotalAnnualMaxCapacityInvestment | 2035 | 9999 | exempt_maxcap_uncapped | 2026-05-26T15:50:28.525369
A_Calibrated_BAU | Secondary Techs | PWRLDSINDSO | TotalAnnualMaxCapacityInvestment | 2036 | 9999 | exempt_maxcap_uncapped | 2026-05-26T15:50:28.525369
A_Calibrated_BAU | Secondary Techs | PWRLDSINDSO | TotalAnnualMaxCapacityInvestment | 2037 | 9999 | exempt_maxcap_uncapped | 2026-05-26T15:50:28.525369
A_Calibrated_BAU | Secondary Techs | PWRLDSINDSO | TotalAnnualMaxCapacityInvestment | 2038 | 9999 | exempt_maxcap_uncapped | 2026-05-26T15:50:28.525369
A_Calibrated_BAU | Secondary Techs | PWRLDSINDSO | TotalAnnualMaxCapacityInvestment | 2039 | 9999 | exempt_maxcap_uncapped | 2026-05-26T15:50:28.525369
A_Calibrated_BAU | Secondary Techs | PWRLDSINDSO | TotalAnnualMaxCapacityInvestment | 2040 | 9999 | exempt_maxcap_uncapped | 2026-05-26T15:50:28.525369
A_Calibrated_BAU | Secondary Techs | PWRLDSINDSO | TotalAnnualMaxCapacityInvestment | 2041 | 9999 | exempt_maxcap_uncapped | 2026-05-26T15:50:28.525369
A_Calibrated_BAU | Secondary Techs | PWRLDSINDSO | TotalAnnualMaxCapacityInvestment | 2042 | 9999 | exempt_maxcap_uncapped | 2026-05-26T15:50:28.525369
A_Calibrated_BAU | Secondary Techs | PWRLDSINDSO | TotalAnnualMaxCapacityInvestment | 2043 | 9999 | exempt_maxcap_uncapped | 2026-05-26T15:50:28.525369
A_Calibrated_BAU | Secondary Techs | PWRLDSINDSO | TotalAnnualMaxCapacityInvestment | 2044 | 9999 | exempt_maxcap_uncapped | 2026-05-26T15:50:28.525369
A_Calibrated_BAU | Secondary Techs | PWRLDSINDSO | TotalAnnualMaxCapacityInvestment | 2045 | 9999 | exempt_maxcap_uncapped | 2026-05-26T15:50:28.525369
A_Calibrated_BAU | Secondary Techs | PWRLDSINDSO | TotalAnnualMaxCapacityInvestment | 2046 | 9999 | exempt_maxcap_uncapped | 2026-05-26T15:50:28.525369
A_Calibrated_BAU | Secondary Techs | PWRLDSINDSO | TotalAnnualMaxCapacityInvestment | 2047 | 9999 | exempt_maxcap_uncapped | 2026-05-26T15:50:28.525369
A_Calibrated_BAU | Secondary Techs | PWRLDSINDSO | TotalAnnualMaxCapacityInvestment | 2048 | 9999 | exempt_maxcap_uncapped | 2026-05-26T15:50:28.525369
A_Calibrated_BAU | Secondary Techs | PWRLDSINDSO | TotalAnnualMaxCapacityInvestment | 2049 | 9999 | exempt_maxcap_uncapped | 2026-05-26T15:50:28.525369
A_Calibrated_BAU | Secondary Techs | PWRLDSINDSO | TotalAnnualMaxCapacityInvestment | 2050 | 9999 | exempt_maxcap_uncapped | 2026-05-26T15:50:28.525369
A_Calibrated_BAU | Secondary Techs | PWRLDSINDSO | TotalAnnualMaxCapacityInvestment | 2023 | 9999 | exempt_uncapped | 2026-05-26T15:50:28.525369
A_Calibrated_BAU | Secondary Techs | PWRLDSINDSO | TotalAnnualMaxCapacityInvestment | 2024 | 9999 | exempt_uncapped | 2026-05-26T15:50:28.525369
A_Calibrated_BAU | Secondary Techs | PWRLDSINDSO | TotalAnnualMaxCapacityInvestment | 2025 | 9999 | exempt_uncapped | 2026-05-26T15:50:28.525369
A_Calibrated_BAU | Secondary Techs | PWRLDSINDSO | TotalAnnualMaxCapacityInvestment | 2026 | 9999 | exempt_uncapped | 2026-05-26T15:50:28.525369
A_Calibrated_BAU | Secondary Techs | PWRLDSINDSO | TotalAnnualMaxCapacityInvestment | 2027 | 9999 | exempt_uncapped | 2026-05-26T15:50:28.525369
A_Calibrated_BAU | Secondary Techs | PWRLDSINDSO | TotalAnnualMaxCapacityInvestment | 2028 | 9999 | exempt_uncapped | 2026-05-26T15:50:28.525369
A_Calibrated_BAU | Secondary Techs | PWRLDSINDSO | TotalAnnualMaxCapacityInvestment | 2029 | 9999 | exempt_uncapped | 2026-05-26T15:50:28.525369
A_Calibrated_BAU | Secondary Techs | PWRLDSINDSO | TotalAnnualMaxCapacityInvestment | 2030 | 9999 | exempt_uncapped | 2026-05-26T15:50:28.525369
A_Calibrated_BAU | Secondary Techs | PWRLDSINDSO | TotalAnnualMaxCapacityInvestment | 2031 | 9999 | exempt_uncapped | 2026-05-26T15:50:28.525369
A_Calibrated_BAU | Secondary Techs | PWRLDSINDSO | TotalAnnualMaxCapacityInvestment | 2032 | 9999 | exempt_uncapped | 2026-05-26T15:50:28.525369
A_Calibrated_BAU | Secondary Techs | PWRLDSINDSO | TotalAnnualMaxCapacityInvestment | 2033 | 9999 | exempt_uncapped | 2026-05-26T15:50:28.525369
A_Calibrated_BAU | Secondary Techs | PWRLDSINDSO | TotalAnnualMaxCapacityInvestment | 2034 | 9999 | exempt_uncapped | 2026-05-26T15:50:28.525369
A_Calibrated_BAU | Secondary Techs | PWRLDSINDSO | TotalAnnualMaxCapacityInvestment | 2035 | 9999 | exempt_uncapped | 2026-05-26T15:50:28.525369
A_Calibrated_BAU | Secondary Techs | PWRLDSINDSO | TotalAnnualMaxCapacityInvestment | 2036 | 9999 | exempt_uncapped | 2026-05-26T15:50:28.525369
A_Calibrated_BAU | Secondary Techs | PWRLDSINDSO | TotalAnnualMaxCapacityInvestment | 2037 | 9999 | exempt_uncapped | 2026-05-26T15:50:28.525369
A_Calibrated_BAU | Secondary Techs | PWRLDSINDSO | TotalAnnualMaxCapacityInvestment | 2038 | 9999 | exempt_uncapped | 2026-05-26T15:50:28.525369
A_Calibrated_BAU | Secondary Techs | PWRLDSINDSO | TotalAnnualMaxCapacityInvestment | 2039 | 9999 | exempt_uncapped | 2026-05-26T15:50:28.525369
A_Calibrated_BAU | Secondary Techs | PWRLDSINDSO | TotalAnnualMaxCapacityInvestment | 2040 | 9999 | exempt_uncapped | 2026-05-26T15:50:28.525369
A_Calibrated_BAU | Secondary Techs | PWRLDSINDSO | TotalAnnualMaxCapacityInvestment | 2041 | 9999 | exempt_uncapped | 2026-05-26T15:50:28.525369
A_Calibrated_BAU | Secondary Techs | PWRLDSINDSO | TotalAnnualMaxCapacityInvestment | 2042 | 9999 | exempt_uncapped | 2026-05-26T15:50:28.525369
A_Calibrated_BAU | Secondary Techs | PWRLDSINDSO | TotalAnnualMaxCapacityInvestment | 2043 | 9999 | exempt_uncapped | 2026-05-26T15:50:28.525369
A_Calibrated_BAU | Secondary Techs | PWRLDSINDSO | TotalAnnualMaxCapacityInvestment | 2044 | 9999 | exempt_uncapped | 2026-05-26T15:50:28.525369
A_Calibrated_BAU | Secondary Techs | PWRLDSINDSO | TotalAnnualMaxCapacityInvestment | 2045 | 9999 | exempt_uncapped | 2026-05-26T15:50:28.525369
A_Calibrated_BAU | Secondary Techs | PWRLDSINDSO | TotalAnnualMaxCapacityInvestment | 2046 | 9999 | exempt_uncapped | 2026-05-26T15:50:28.525369
A_Calibrated_BAU | Secondary Techs | PWRLDSINDSO | TotalAnnualMaxCapacityInvestment | 2047 | 9999 | exempt_uncapped | 2026-05-26T15:50:28.525369
A_Calibrated_BAU | Secondary Techs | PWRLDSINDSO | TotalAnnualMaxCapacityInvestment | 2048 | 9999 | exempt_uncapped | 2026-05-26T15:50:28.525369
A_Calibrated_BAU | Secondary Techs | PWRLDSINDSO | TotalAnnualMaxCapacityInvestment | 2049 | 9999 | exempt_uncapped | 2026-05-26T15:50:28.525369
A_Calibrated_BAU | Secondary Techs | PWRLDSINDSO | TotalAnnualMaxCapacityInvestment | 2050 | 9999 | exempt_uncapped | 2026-05-26T15:50:28.525369
A_Calibrated_BAU | Secondary Techs | PWRSDSNPLXX | TotalAnnualMaxCapacityInvestment | 2023 | 9999 | exempt_maxcap_uncapped | 2026-05-26T15:50:28.525369
A_Calibrated_BAU | Secondary Techs | PWRSDSNPLXX | TotalAnnualMaxCapacityInvestment | 2024 | 9999 | exempt_maxcap_uncapped | 2026-05-26T15:50:28.525369
A_Calibrated_BAU | Secondary Techs | PWRSDSNPLXX | TotalAnnualMaxCapacityInvestment | 2025 | 9999 | exempt_maxcap_uncapped | 2026-05-26T15:50:28.525369
A_Calibrated_BAU | Secondary Techs | PWRSDSNPLXX | TotalAnnualMaxCapacityInvestment | 2026 | 9999 | exempt_maxcap_uncapped | 2026-05-26T15:50:28.525369
A_Calibrated_BAU | Secondary Techs | PWRSDSNPLXX | TotalAnnualMaxCapacityInvestment | 2027 | 9999 | exempt_maxcap_uncapped | 2026-05-26T15:50:28.525369
A_Calibrated_BAU | Secondary Techs | PWRSDSNPLXX | TotalAnnualMaxCapacityInvestment | 2028 | 9999 | exempt_maxcap_uncapped | 2026-05-26T15:50:28.525369
A_Calibrated_BAU | Secondary Techs | PWRSDSNPLXX | TotalAnnualMaxCapacityInvestment | 2029 | 9999 | exempt_maxcap_uncapped | 2026-05-26T15:50:28.525369
A_Calibrated_BAU | Secondary Techs | PWRSDSNPLXX | TotalAnnualMaxCapacityInvestment | 2030 | 9999 | exempt_maxcap_uncapped | 2026-05-26T15:50:28.525369
A_Calibrated_BAU | Secondary Techs | PWRSDSNPLXX | TotalAnnualMaxCapacityInvestment | 2031 | 9999 | exempt_maxcap_uncapped | 2026-05-26T15:50:28.525369
A_Calibrated_BAU | Secondary Techs | PWRSDSNPLXX | TotalAnnualMaxCapacityInvestment | 2032 | 9999 | exempt_maxcap_uncapped | 2026-05-26T15:50:28.525369
A_Calibrated_BAU | Secondary Techs | PWRSDSNPLXX | TotalAnnualMaxCapacityInvestment | 2033 | 9999 | exempt_maxcap_uncapped | 2026-05-26T15:50:28.525369
A_Calibrated_BAU | Secondary Techs | PWRSDSNPLXX | TotalAnnualMaxCapacityInvestment | 2034 | 9999 | exempt_maxcap_uncapped | 2026-05-26T15:50:28.525369
A_Calibrated_BAU | Secondary Techs | PWRSDSNPLXX | TotalAnnualMaxCapacityInvestment | 2035 | 9999 | exempt_maxcap_uncapped | 2026-05-26T15:50:28.525369
A_Calibrated_BAU | Secondary Techs | PWRSDSNPLXX | TotalAnnualMaxCapacityInvestment | 2036 | 9999 | exempt_maxcap_uncapped | 2026-05-26T15:50:28.525369
A_Calibrated_BAU | Secondary Techs | PWRSDSNPLXX | TotalAnnualMaxCapacityInvestment | 2037 | 9999 | exempt_maxcap_uncapped | 2026-05-26T15:50:28.525369
A_Calibrated_BAU | Secondary Techs | PWRSDSNPLXX | TotalAnnualMaxCapacityInvestment | 2038 | 9999 | exempt_maxcap_uncapped | 2026-05-26T15:50:28.525369
A_Calibrated_BAU | Secondary Techs | PWRSDSNPLXX | TotalAnnualMaxCapacityInvestment | 2039 | 9999 | exempt_maxcap_uncapped | 2026-05-26T15:50:28.525369
A_Calibrated_BAU | Secondary Techs | PWRSDSNPLXX | TotalAnnualMaxCapacityInvestment | 2040 | 9999 | exempt_maxcap_uncapped | 2026-05-26T15:50:28.525369
A_Calibrated_BAU | Secondary Techs | PWRSDSNPLXX | TotalAnnualMaxCapacityInvestment | 2041 | 9999 | exempt_maxcap_uncapped | 2026-05-26T15:50:28.525369
A_Calibrated_BAU | Secondary Techs | PWRSDSNPLXX | TotalAnnualMaxCapacityInvestment | 2042 | 9999 | exempt_maxcap_uncapped | 2026-05-26T15:50:28.525369
A_Calibrated_BAU | Secondary Techs | PWRSDSNPLXX | TotalAnnualMaxCapacityInvestment | 2043 | 9999 | exempt_maxcap_uncapped | 2026-05-26T15:50:28.525369
A_Calibrated_BAU | Secondary Techs | PWRSDSNPLXX | TotalAnnualMaxCapacityInvestment | 2044 | 9999 | exempt_maxcap_uncapped | 2026-05-26T15:50:28.525369
A_Calibrated_BAU | Secondary Techs | PWRSDSNPLXX | TotalAnnualMaxCapacityInvestment | 2045 | 9999 | exempt_maxcap_uncapped | 2026-05-26T15:50:28.525369
A_Calibrated_BAU | Secondary Techs | PWRSDSNPLXX | TotalAnnualMaxCapacityInvestment | 2046 | 9999 | exempt_maxcap_uncapped | 2026-05-26T15:50:28.525369
A_Calibrated_BAU | Secondary Techs | PWRSDSNPLXX | TotalAnnualMaxCapacityInvestment | 2047 | 9999 | exempt_maxcap_uncapped | 2026-05-26T15:50:28.525369
A_Calibrated_BAU | Secondary Techs | PWRSDSNPLXX | TotalAnnualMaxCapacityInvestment | 2048 | 9999 | exempt_maxcap_uncapped | 2026-05-26T15:50:28.525369
A_Calibrated_BAU | Secondary Techs | PWRSDSNPLXX | TotalAnnualMaxCapacityInvestment | 2049 | 9999 | exempt_maxcap_uncapped | 2026-05-26T15:50:28.525369
A_Calibrated_BAU | Secondary Techs | PWRSDSNPLXX | TotalAnnualMaxCapacityInvestment | 2050 | 9999 | exempt_maxcap_uncapped | 2026-05-26T15:50:28.525369
A_Calibrated_BAU | Secondary Techs | PWRSDSNPLXX | TotalAnnualMaxCapacityInvestment | 2023 | 9999 | exempt_uncapped | 2026-05-26T15:50:28.525369
A_Calibrated_BAU | Secondary Techs | PWRSDSNPLXX | TotalAnnualMaxCapacityInvestment | 2024 | 9999 | exempt_uncapped | 2026-05-26T15:50:28.525369
A_Calibrated_BAU | Secondary Techs | PWRSDSNPLXX | TotalAnnualMaxCapacityInvestment | 2025 | 9999 | exempt_uncapped | 2026-05-26T15:50:28.525369
A_Calibrated_BAU | Secondary Techs | PWRSDSNPLXX | TotalAnnualMaxCapacityInvestment | 2026 | 9999 | exempt_uncapped | 2026-05-26T15:50:28.525369
A_Calibrated_BAU | Secondary Techs | PWRSDSNPLXX | TotalAnnualMaxCapacityInvestment | 2027 | 9999 | exempt_uncapped | 2026-05-26T15:50:28.525369
A_Calibrated_BAU | Secondary Techs | PWRSDSNPLXX | TotalAnnualMaxCapacityInvestment | 2028 | 9999 | exempt_uncapped | 2026-05-26T15:50:28.525369
A_Calibrated_BAU | Secondary Techs | PWRSDSNPLXX | TotalAnnualMaxCapacityInvestment | 2029 | 9999 | exempt_uncapped | 2026-05-26T15:50:28.525369
A_Calibrated_BAU | Secondary Techs | PWRSDSNPLXX | TotalAnnualMaxCapacityInvestment | 2030 | 9999 | exempt_uncapped | 2026-05-26T15:50:28.525369
A_Calibrated_BAU | Secondary Techs | PWRSDSNPLXX | TotalAnnualMaxCapacityInvestment | 2031 | 9999 | exempt_uncapped | 2026-05-26T15:50:28.525369
A_Calibrated_BAU | Secondary Techs | PWRSDSNPLXX | TotalAnnualMaxCapacityInvestment | 2032 | 9999 | exempt_uncapped | 2026-05-26T15:50:28.525369
A_Calibrated_BAU | Secondary Techs | PWRSDSNPLXX | TotalAnnualMaxCapacityInvestment | 2033 | 9999 | exempt_uncapped | 2026-05-26T15:50:28.525369
A_Calibrated_BAU | Secondary Techs | PWRSDSNPLXX | TotalAnnualMaxCapacityInvestment | 2034 | 9999 | exempt_uncapped | 2026-05-26T15:50:28.525369
A_Calibrated_BAU | Secondary Techs | PWRSDSNPLXX | TotalAnnualMaxCapacityInvestment | 2035 | 9999 | exempt_uncapped | 2026-05-26T15:50:28.525369
A_Calibrated_BAU | Secondary Techs | PWRSDSNPLXX | TotalAnnualMaxCapacityInvestment | 2036 | 9999 | exempt_uncapped | 2026-05-26T15:50:28.525369
A_Calibrated_BAU | Secondary Techs | PWRSDSNPLXX | TotalAnnualMaxCapacityInvestment | 2037 | 9999 | exempt_uncapped | 2026-05-26T15:50:28.525369
A_Calibrated_BAU | Secondary Techs | PWRSDSNPLXX | TotalAnnualMaxCapacityInvestment | 2038 | 9999 | exempt_uncapped | 2026-05-26T15:50:28.525369
A_Calibrated_BAU | Secondary Techs | PWRSDSNPLXX | TotalAnnualMaxCapacityInvestment | 2039 | 9999 | exempt_uncapped | 2026-05-26T15:50:28.525369
A_Calibrated_BAU | Secondary Techs | PWRSDSNPLXX | TotalAnnualMaxCapacityInvestment | 2040 | 9999 | exempt_uncapped | 2026-05-26T15:50:28.525369
A_Calibrated_BAU | Secondary Techs | PWRSDSNPLXX | TotalAnnualMaxCapacityInvestment | 2041 | 9999 | exempt_uncapped | 2026-05-26T15:50:28.525369
A_Calibrated_BAU | Secondary Techs | PWRSDSNPLXX | TotalAnnualMaxCapacityInvestment | 2042 | 9999 | exempt_uncapped | 2026-05-26T15:50:28.525369
A_Calibrated_BAU | Secondary Techs | PWRSDSNPLXX | TotalAnnualMaxCapacityInvestment | 2043 | 9999 | exempt_uncapped | 2026-05-26T15:50:28.525369
A_Calibrated_BAU | Secondary Techs | PWRSDSNPLXX | TotalAnnualMaxCapacityInvestment | 2044 | 9999 | exempt_uncapped | 2026-05-26T15:50:28.525369
A_Calibrated_BAU | Secondary Techs | PWRSDSNPLXX | TotalAnnualMaxCapacityInvestment | 2045 | 9999 | exempt_uncapped | 2026-05-26T15:50:28.525369
A_Calibrated_BAU | Secondary Techs | PWRSDSNPLXX | TotalAnnualMaxCapacityInvestment | 2046 | 9999 | exempt_uncapped | 2026-05-26T15:50:28.525369
A_Calibrated_BAU | Secondary Techs | PWRSDSNPLXX | TotalAnnualMaxCapacityInvestment | 2047 | 9999 | exempt_uncapped | 2026-05-26T15:50:28.525369
A_Calibrated_BAU | Secondary Techs | PWRSDSNPLXX | TotalAnnualMaxCapacityInvestment | 2048 | 9999 | exempt_uncapped | 2026-05-26T15:50:28.525369
A_Calibrated_BAU | Secondary Techs | PWRSDSNPLXX | TotalAnnualMaxCapacityInvestment | 2049 | 9999 | exempt_uncapped | 2026-05-26T15:50:28.525369
A_Calibrated_BAU | Secondary Techs | PWRSDSNPLXX | TotalAnnualMaxCapacityInvestment | 2050 | 9999 | exempt_uncapped | 2026-05-26T15:50:28.525369
A_Calibrated_BAU | Secondary Techs | PWRLDSNPLXX | TotalAnnualMaxCapacityInvestment | 2023 | 9999 | exempt_maxcap_uncapped | 2026-05-26T15:50:28.525369
A_Calibrated_BAU | Secondary Techs | PWRLDSNPLXX | TotalAnnualMaxCapacityInvestment | 2024 | 9999 | exempt_maxcap_uncapped | 2026-05-26T15:50:28.525369
A_Calibrated_BAU | Secondary Techs | PWRLDSNPLXX | TotalAnnualMaxCapacityInvestment | 2025 | 9999 | exempt_maxcap_uncapped | 2026-05-26T15:50:28.525369
A_Calibrated_BAU | Secondary Techs | PWRLDSNPLXX | TotalAnnualMaxCapacityInvestment | 2026 | 9999 | exempt_maxcap_uncapped | 2026-05-26T15:50:28.525369
A_Calibrated_BAU | Secondary Techs | PWRLDSNPLXX | TotalAnnualMaxCapacityInvestment | 2027 | 9999 | exempt_maxcap_uncapped | 2026-05-26T15:50:28.525369
A_Calibrated_BAU | Secondary Techs | PWRLDSNPLXX | TotalAnnualMaxCapacityInvestment | 2028 | 9999 | exempt_maxcap_uncapped | 2026-05-26T15:50:28.525369
A_Calibrated_BAU | Secondary Techs | PWRLDSNPLXX | TotalAnnualMaxCapacityInvestment | 2029 | 9999 | exempt_maxcap_uncapped | 2026-05-26T15:50:28.525369
A_Calibrated_BAU | Secondary Techs | PWRLDSNPLXX | TotalAnnualMaxCapacityInvestment | 2030 | 9999 | exempt_maxcap_uncapped | 2026-05-26T15:50:28.525369
A_Calibrated_BAU | Secondary Techs | PWRLDSNPLXX | TotalAnnualMaxCapacityInvestment | 2031 | 9999 | exempt_maxcap_uncapped | 2026-05-26T15:50:28.525369
A_Calibrated_BAU | Secondary Techs | PWRLDSNPLXX | TotalAnnualMaxCapacityInvestment | 2032 | 9999 | exempt_maxcap_uncapped | 2026-05-26T15:50:28.525369
A_Calibrated_BAU | Secondary Techs | PWRLDSNPLXX | TotalAnnualMaxCapacityInvestment | 2033 | 9999 | exempt_maxcap_uncapped | 2026-05-26T15:50:28.525369
A_Calibrated_BAU | Secondary Techs | PWRLDSNPLXX | TotalAnnualMaxCapacityInvestment | 2034 | 9999 | exempt_maxcap_uncapped | 2026-05-26T15:50:28.525369
A_Calibrated_BAU | Secondary Techs | PWRLDSNPLXX | TotalAnnualMaxCapacityInvestment | 2035 | 9999 | exempt_maxcap_uncapped | 2026-05-26T15:50:28.525369
A_Calibrated_BAU | Secondary Techs | PWRLDSNPLXX | TotalAnnualMaxCapacityInvestment | 2036 | 9999 | exempt_maxcap_uncapped | 2026-05-26T15:50:28.525369
A_Calibrated_BAU | Secondary Techs | PWRLDSNPLXX | TotalAnnualMaxCapacityInvestment | 2037 | 9999 | exempt_maxcap_uncapped | 2026-05-26T15:50:28.525369
A_Calibrated_BAU | Secondary Techs | PWRLDSNPLXX | TotalAnnualMaxCapacityInvestment | 2038 | 9999 | exempt_maxcap_uncapped | 2026-05-26T15:50:28.525369
A_Calibrated_BAU | Secondary Techs | PWRLDSNPLXX | TotalAnnualMaxCapacityInvestment | 2039 | 9999 | exempt_maxcap_uncapped | 2026-05-26T15:50:28.525369
A_Calibrated_BAU | Secondary Techs | PWRLDSNPLXX | TotalAnnualMaxCapacityInvestment | 2040 | 9999 | exempt_maxcap_uncapped | 2026-05-26T15:50:28.525369
A_Calibrated_BAU | Secondary Techs | PWRLDSNPLXX | TotalAnnualMaxCapacityInvestment | 2041 | 9999 | exempt_maxcap_uncapped | 2026-05-26T15:50:28.525369
A_Calibrated_BAU | Secondary Techs | PWRLDSNPLXX | TotalAnnualMaxCapacityInvestment | 2042 | 9999 | exempt_maxcap_uncapped | 2026-05-26T15:50:28.525369
A_Calibrated_BAU | Secondary Techs | PWRLDSNPLXX | TotalAnnualMaxCapacityInvestment | 2043 | 9999 | exempt_maxcap_uncapped | 2026-05-26T15:50:28.525369
A_Calibrated_BAU | Secondary Techs | PWRLDSNPLXX | TotalAnnualMaxCapacityInvestment | 2044 | 9999 | exempt_maxcap_uncapped | 2026-05-26T15:50:28.525369
A_Calibrated_BAU | Secondary Techs | PWRLDSNPLXX | TotalAnnualMaxCapacityInvestment | 2045 | 9999 | exempt_maxcap_uncapped | 2026-05-26T15:50:28.525369
A_Calibrated_BAU | Secondary Techs | PWRLDSNPLXX | TotalAnnualMaxCapacityInvestment | 2046 | 9999 | exempt_maxcap_uncapped | 2026-05-26T15:50:28.525369
A_Calibrated_BAU | Secondary Techs | PWRLDSNPLXX | TotalAnnualMaxCapacityInvestment | 2047 | 9999 | exempt_maxcap_uncapped | 2026-05-26T15:50:28.525369
A_Calibrated_BAU | Secondary Techs | PWRLDSNPLXX | TotalAnnualMaxCapacityInvestment | 2048 | 9999 | exempt_maxcap_uncapped | 2026-05-26T15:50:28.525369
A_Calibrated_BAU | Secondary Techs | PWRLDSNPLXX | TotalAnnualMaxCapacityInvestment | 2049 | 9999 | exempt_maxcap_uncapped | 2026-05-26T15:50:28.525369
A_Calibrated_BAU | Secondary Techs | PWRLDSNPLXX | TotalAnnualMaxCapacityInvestment | 2050 | 9999 | exempt_maxcap_uncapped | 2026-05-26T15:50:28.525369
A_Calibrated_BAU | Secondary Techs | PWRLDSNPLXX | TotalAnnualMaxCapacityInvestment | 2023 | 9999 | exempt_uncapped | 2026-05-26T15:50:28.525369
A_Calibrated_BAU | Secondary Techs | PWRLDSNPLXX | TotalAnnualMaxCapacityInvestment | 2024 | 9999 | exempt_uncapped | 2026-05-26T15:50:28.525369
A_Calibrated_BAU | Secondary Techs | PWRLDSNPLXX | TotalAnnualMaxCapacityInvestment | 2025 | 9999 | exempt_uncapped | 2026-05-26T15:50:28.525369
A_Calibrated_BAU | Secondary Techs | PWRLDSNPLXX | TotalAnnualMaxCapacityInvestment | 2026 | 9999 | exempt_uncapped | 2026-05-26T15:50:28.525369
A_Calibrated_BAU | Secondary Techs | PWRLDSNPLXX | TotalAnnualMaxCapacityInvestment | 2027 | 9999 | exempt_uncapped | 2026-05-26T15:50:28.525369
A_Calibrated_BAU | Secondary Techs | PWRLDSNPLXX | TotalAnnualMaxCapacityInvestment | 2028 | 9999 | exempt_uncapped | 2026-05-26T15:50:28.525369
A_Calibrated_BAU | Secondary Techs | PWRLDSNPLXX | TotalAnnualMaxCapacityInvestment | 2029 | 9999 | exempt_uncapped | 2026-05-26T15:50:28.525369
A_Calibrated_BAU | Secondary Techs | PWRLDSNPLXX | TotalAnnualMaxCapacityInvestment | 2030 | 9999 | exempt_uncapped | 2026-05-26T15:50:28.525369
A_Calibrated_BAU | Secondary Techs | PWRLDSNPLXX | TotalAnnualMaxCapacityInvestment | 2031 | 9999 | exempt_uncapped | 2026-05-26T15:50:28.525369
A_Calibrated_BAU | Secondary Techs | PWRLDSNPLXX | TotalAnnualMaxCapacityInvestment | 2032 | 9999 | exempt_uncapped | 2026-05-26T15:50:28.525369
A_Calibrated_BAU | Secondary Techs | PWRLDSNPLXX | TotalAnnualMaxCapacityInvestment | 2033 | 9999 | exempt_uncapped | 2026-05-26T15:50:28.525369
A_Calibrated_BAU | Secondary Techs | PWRLDSNPLXX | TotalAnnualMaxCapacityInvestment | 2034 | 9999 | exempt_uncapped | 2026-05-26T15:50:28.525369
A_Calibrated_BAU | Secondary Techs | PWRLDSNPLXX | TotalAnnualMaxCapacityInvestment | 2035 | 9999 | exempt_uncapped | 2026-05-26T15:50:28.525369
A_Calibrated_BAU | Secondary Techs | PWRLDSNPLXX | TotalAnnualMaxCapacityInvestment | 2036 | 9999 | exempt_uncapped | 2026-05-26T15:50:28.525369
A_Calibrated_BAU | Secondary Techs | PWRLDSNPLXX | TotalAnnualMaxCapacityInvestment | 2037 | 9999 | exempt_uncapped | 2026-05-26T15:50:28.525369
A_Calibrated_BAU | Secondary Techs | PWRLDSNPLXX | TotalAnnualMaxCapacityInvestment | 2038 | 9999 | exempt_uncapped | 2026-05-26T15:50:28.525369
A_Calibrated_BAU | Secondary Techs | PWRLDSNPLXX | TotalAnnualMaxCapacityInvestment | 2039 | 9999 | exempt_uncapped | 2026-05-26T15:50:28.525369
A_Calibrated_BAU | Secondary Techs | PWRLDSNPLXX | TotalAnnualMaxCapacityInvestment | 2040 | 9999 | exempt_uncapped | 2026-05-26T15:50:28.525369
A_Calibrated_BAU | Secondary Techs | PWRLDSNPLXX | TotalAnnualMaxCapacityInvestment | 2041 | 9999 | exempt_uncapped | 2026-05-26T15:50:28.525369
A_Calibrated_BAU | Secondary Techs | PWRLDSNPLXX | TotalAnnualMaxCapacityInvestment | 2042 | 9999 | exempt_uncapped | 2026-05-26T15:50:28.525369
A_Calibrated_BAU | Secondary Techs | PWRLDSNPLXX | TotalAnnualMaxCapacityInvestment | 2043 | 9999 | exempt_uncapped | 2026-05-26T15:50:28.525369
A_Calibrated_BAU | Secondary Techs | PWRLDSNPLXX | TotalAnnualMaxCapacityInvestment | 2044 | 9999 | exempt_uncapped | 2026-05-26T15:50:28.525369
A_Calibrated_BAU | Secondary Techs | PWRLDSNPLXX | TotalAnnualMaxCapacityInvestment | 2045 | 9999 | exempt_uncapped | 2026-05-26T15:50:28.525369
A_Calibrated_BAU | Secondary Techs | PWRLDSNPLXX | TotalAnnualMaxCapacityInvestment | 2046 | 9999 | exempt_uncapped | 2026-05-26T15:50:28.525369
A_Calibrated_BAU | Secondary Techs | PWRLDSNPLXX | TotalAnnualMaxCapacityInvestment | 2047 | 9999 | exempt_uncapped | 2026-05-26T15:50:28.525369
A_Calibrated_BAU | Secondary Techs | PWRLDSNPLXX | TotalAnnualMaxCapacityInvestment | 2048 | 9999 | exempt_uncapped | 2026-05-26T15:50:28.525369
A_Calibrated_BAU | Secondary Techs | PWRLDSNPLXX | TotalAnnualMaxCapacityInvestment | 2049 | 9999 | exempt_uncapped | 2026-05-26T15:50:28.525369
A_Calibrated_BAU | Secondary Techs | PWRLDSNPLXX | TotalAnnualMaxCapacityInvestment | 2050 | 9999 | exempt_uncapped | 2026-05-26T15:50:28.525369
A_Calibrated_BAU | Secondary Techs | TRNBTNXXINDEA | TotalAnnualMaxCapacityInvestment | 2023 | 5.53 | override | 2026-05-26T15:50:36.197048
A_Calibrated_BAU | Secondary Techs | TRNBTNXXINDEA | TotalAnnualMaxCapacityInvestment | 2024 | 5.664 | override | 2026-05-26T15:50:36.197048
A_Calibrated_BAU | Secondary Techs | TRNBTNXXINDEA | TotalAnnualMaxCapacityInvestment | 2025 | 5.798 | override | 2026-05-26T15:50:36.197048
A_Calibrated_BAU | Secondary Techs | TRNBTNXXINDEA | TotalAnnualMaxCapacityInvestment | 2026 | 5.932 | override | 2026-05-26T15:50:36.197048
A_Calibrated_BAU | Secondary Techs | TRNBTNXXINDEA | TotalAnnualMaxCapacityInvestment | 2027 | 6.066 | override | 2026-05-26T15:50:36.197048
A_Calibrated_BAU | Secondary Techs | TRNBTNXXINDEA | TotalAnnualMaxCapacityInvestment | 2028 | 6.2 | override | 2026-05-26T15:50:36.197048
A_Calibrated_BAU | Secondary Techs | TRNBTNXXINDEA | TotalAnnualMaxCapacityInvestment | 2029 | 7.4 | override | 2026-05-26T15:50:36.197048
A_Calibrated_BAU | Secondary Techs | TRNBTNXXINDEA | TotalAnnualMaxCapacityInvestment | 2030 | 8.6 | override | 2026-05-26T15:50:36.197048
A_Calibrated_BAU | Secondary Techs | TRNBTNXXINDEA | TotalAnnualMaxCapacityInvestment | 2031 | 9.932 | override | 2026-05-26T15:50:36.197048
A_Calibrated_BAU | Secondary Techs | TRNBTNXXINDEA | TotalAnnualMaxCapacityInvestment | 2032 | 11.264 | override | 2026-05-26T15:50:36.197048
A_Calibrated_BAU | Secondary Techs | TRNBTNXXINDEA | TotalAnnualMaxCapacityInvestment | 2033 | 12.596 | override | 2026-05-26T15:50:36.197048
A_Calibrated_BAU | Secondary Techs | TRNBTNXXINDEA | TotalAnnualMaxCapacityInvestment | 2034 | 13.928 | override | 2026-05-26T15:50:36.197048
A_Calibrated_BAU | Secondary Techs | TRNBTNXXINDEA | TotalAnnualMaxCapacityInvestment | 2035 | 15.26 | override | 2026-05-26T15:50:36.197048
A_Calibrated_BAU | Secondary Techs | TRNBTNXXINDEA | TotalAnnualMaxCapacityInvestment | 2036 | 15.26 | override | 2026-05-26T15:50:36.197048
A_Calibrated_BAU | Secondary Techs | TRNBTNXXINDEA | TotalAnnualMaxCapacityInvestment | 2037 | 15.26 | override | 2026-05-26T15:50:36.197048
A_Calibrated_BAU | Secondary Techs | TRNBTNXXINDEA | TotalAnnualMaxCapacityInvestment | 2038 | 15.26 | override | 2026-05-26T15:50:36.197048
A_Calibrated_BAU | Secondary Techs | TRNBTNXXINDEA | TotalAnnualMaxCapacityInvestment | 2039 | 15.26 | override | 2026-05-26T15:50:36.197048
A_Calibrated_BAU | Secondary Techs | TRNBTNXXINDEA | TotalAnnualMaxCapacityInvestment | 2040 | 15.26 | override | 2026-05-26T15:50:36.197048
A_Calibrated_BAU | Secondary Techs | TRNBTNXXINDEA | TotalAnnualMaxCapacityInvestment | 2041 | 15.26 | override | 2026-05-26T15:50:36.197048
A_Calibrated_BAU | Secondary Techs | TRNBTNXXINDEA | TotalAnnualMaxCapacityInvestment | 2042 | 15.26 | override | 2026-05-26T15:50:36.197048
A_Calibrated_BAU | Secondary Techs | TRNBTNXXINDEA | TotalAnnualMaxCapacityInvestment | 2043 | 15.26 | override | 2026-05-26T15:50:36.197048
A_Calibrated_BAU | Secondary Techs | TRNBTNXXINDEA | TotalAnnualMaxCapacityInvestment | 2044 | 15.26 | override | 2026-05-26T15:50:36.197048
A_Calibrated_BAU | Secondary Techs | TRNBTNXXINDEA | TotalAnnualMaxCapacityInvestment | 2045 | 15.26 | override | 2026-05-26T15:50:36.197048
A_Calibrated_BAU | Secondary Techs | TRNBTNXXINDEA | TotalAnnualMaxCapacityInvestment | 2046 | 15.26 | override | 2026-05-26T15:50:36.197048
A_Calibrated_BAU | Secondary Techs | TRNBTNXXINDEA | TotalAnnualMaxCapacityInvestment | 2047 | 15.26 | override | 2026-05-26T15:50:36.197048
A_Calibrated_BAU | Secondary Techs | TRNBTNXXINDEA | TotalAnnualMaxCapacityInvestment | 2048 | 15.26 | override | 2026-05-26T15:50:36.197048
A_Calibrated_BAU | Secondary Techs | TRNBTNXXINDEA | TotalAnnualMaxCapacityInvestment | 2049 | 15.26 | override | 2026-05-26T15:50:36.197048
A_Calibrated_BAU | Secondary Techs | TRNBTNXXINDEA | TotalAnnualMaxCapacityInvestment | 2050 | 15.26 | override | 2026-05-26T15:50:36.197048
A_Calibrated_BAU | Secondary Techs | TRNINDSOLKAXX | TotalAnnualMaxCapacityInvestment | 2023 | 0 | override | 2026-05-26T15:50:36.197048
A_Calibrated_BAU | Secondary Techs | TRNINDSOLKAXX | TotalAnnualMaxCapacityInvestment | 2024 | 0 | override | 2026-05-26T15:50:36.197048
A_Calibrated_BAU | Secondary Techs | TRNINDSOLKAXX | TotalAnnualMaxCapacityInvestment | 2025 | 0 | override | 2026-05-26T15:50:36.197048
A_Calibrated_BAU | Secondary Techs | TRNINDSOLKAXX | TotalAnnualMaxCapacityInvestment | 2026 | 0 | override | 2026-05-26T15:50:36.197048
A_Calibrated_BAU | Secondary Techs | TRNINDSOLKAXX | TotalAnnualMaxCapacityInvestment | 2027 | 0 | override | 2026-05-26T15:50:36.197048
A_Calibrated_BAU | Secondary Techs | TRNINDSOLKAXX | TotalAnnualMaxCapacityInvestment | 2028 | 0 | override | 2026-05-26T15:50:36.197048
A_Calibrated_BAU | Secondary Techs | TRNINDSOLKAXX | TotalAnnualMaxCapacityInvestment | 2029 | 0 | override | 2026-05-26T15:50:36.197048
A_Calibrated_BAU | Secondary Techs | TRNINDSOLKAXX | TotalAnnualMaxCapacityInvestment | 2030 | 0 | override | 2026-05-26T15:50:36.197048
A_Calibrated_BAU | Secondary Techs | TRNINDSOLKAXX | TotalAnnualMaxCapacityInvestment | 2031 | 0 | override | 2026-05-26T15:50:36.197048
A_Calibrated_BAU | Secondary Techs | TRNINDSOLKAXX | TotalAnnualMaxCapacityInvestment | 2032 | 0 | override | 2026-05-26T15:50:36.197048
A_Calibrated_BAU | Secondary Techs | TRNINDSOLKAXX | TotalAnnualMaxCapacityInvestment | 2033 | 0 | override | 2026-05-26T15:50:36.197048
A_Calibrated_BAU | Secondary Techs | TRNINDSOLKAXX | TotalAnnualMaxCapacityInvestment | 2034 | 0 | override | 2026-05-26T15:50:36.197048
A_Calibrated_BAU | Secondary Techs | TRNINDSOLKAXX | TotalAnnualMaxCapacityInvestment | 2035 | 0 | override | 2026-05-26T15:50:36.197048
A_Calibrated_BAU | Secondary Techs | TRNINDSOLKAXX | TotalAnnualMaxCapacityInvestment | 2036 | 0 | override | 2026-05-26T15:50:36.197048
A_Calibrated_BAU | Secondary Techs | TRNINDSOLKAXX | TotalAnnualMaxCapacityInvestment | 2037 | 0 | override | 2026-05-26T15:50:36.197048
A_Calibrated_BAU | Secondary Techs | TRNINDSOLKAXX | TotalAnnualMaxCapacityInvestment | 2038 | 0.25 | override | 2026-05-26T15:50:36.197048
A_Calibrated_BAU | Secondary Techs | TRNINDSOLKAXX | TotalAnnualMaxCapacityInvestment | 2039 | 0.5 | override | 2026-05-26T15:50:36.197048
A_Calibrated_BAU | Secondary Techs | TRNINDSOLKAXX | TotalAnnualMaxCapacityInvestment | 2040 | 1 | override | 2026-05-26T15:50:36.197048
A_Calibrated_BAU | Secondary Techs | TRNINDSOLKAXX | TotalAnnualMaxCapacityInvestment | 2041 | 1 | override | 2026-05-26T15:50:36.197048
A_Calibrated_BAU | Secondary Techs | TRNINDSOLKAXX | TotalAnnualMaxCapacityInvestment | 2042 | 1 | override | 2026-05-26T15:50:36.197048
A_Calibrated_BAU | Secondary Techs | TRNINDSOLKAXX | TotalAnnualMaxCapacityInvestment | 2043 | 1 | override | 2026-05-26T15:50:36.197048
A_Calibrated_BAU | Secondary Techs | TRNINDSOLKAXX | TotalAnnualMaxCapacityInvestment | 2044 | 1 | override | 2026-05-26T15:50:36.197048
A_Calibrated_BAU | Secondary Techs | TRNINDSOLKAXX | TotalAnnualMaxCapacityInvestment | 2045 | 1 | override | 2026-05-26T15:50:36.197048
A_Calibrated_BAU | Secondary Techs | TRNINDSOLKAXX | TotalAnnualMaxCapacityInvestment | 2046 | 1 | override | 2026-05-26T15:50:36.197048
A_Calibrated_BAU | Secondary Techs | TRNINDSOLKAXX | TotalAnnualMaxCapacityInvestment | 2047 | 1 | override | 2026-05-26T15:50:36.197048
A_Calibrated_BAU | Secondary Techs | TRNINDSOLKAXX | TotalAnnualMaxCapacityInvestment | 2048 | 1 | override | 2026-05-26T15:50:36.197048
A_Calibrated_BAU | Secondary Techs | TRNINDSOLKAXX | TotalAnnualMaxCapacityInvestment | 2049 | 1 | override | 2026-05-26T15:50:36.197048
A_Calibrated_BAU | Secondary Techs | TRNINDSOLKAXX | TotalAnnualMaxCapacityInvestment | 2050 | 1 | override | 2026-05-26T15:50:36.197048
A_Calibrated_BAU | Secondary Techs | TRNINDEAINDSO | TotalAnnualMaxCapacityInvestment | 2023 | 7.83 | override | 2026-05-26T15:50:36.197048
A_Calibrated_BAU | Secondary Techs | TRNINDEAINDSO | TotalAnnualMaxCapacityInvestment | 2024 | 8.83 | override | 2026-05-26T15:50:36.197048
A_Calibrated_BAU | Secondary Techs | TRNINDEAINDSO | TotalAnnualMaxCapacityInvestment | 2025 | 9.83 | override | 2026-05-26T15:50:36.197048
A_Calibrated_BAU | Secondary Techs | TRNINDEAINDSO | TotalAnnualMaxCapacityInvestment | 2026 | 10.83 | override | 2026-05-26T15:50:36.197048
A_Calibrated_BAU | Secondary Techs | TRNINDEAINDSO | TotalAnnualMaxCapacityInvestment | 2027 | 11.83 | override | 2026-05-26T15:50:36.197048
A_Calibrated_BAU | Secondary Techs | TRNINDEAINDSO | TotalAnnualMaxCapacityInvestment | 2028 | 12.83 | override | 2026-05-26T15:50:36.197048
A_Calibrated_BAU | Secondary Techs | TRNINDEAINDSO | TotalAnnualMaxCapacityInvestment | 2029 | 13.83 | override | 2026-05-26T15:50:36.197048
A_Calibrated_BAU | Secondary Techs | TRNINDEAINDSO | TotalAnnualMaxCapacityInvestment | 2030 | 13.83 | override | 2026-05-26T15:50:36.197048
A_Calibrated_BAU | Secondary Techs | TRNINDEAINDSO | TotalAnnualMaxCapacityInvestment | 2031 | 13.83 | override | 2026-05-26T15:50:36.197048
A_Calibrated_BAU | Secondary Techs | TRNINDEAINDSO | TotalAnnualMaxCapacityInvestment | 2032 | 13.83 | override | 2026-05-26T15:50:36.197048
A_Calibrated_BAU | Secondary Techs | TRNINDEAINDSO | TotalAnnualMaxCapacityInvestment | 2033 | 13.83 | override | 2026-05-26T15:50:36.197048
A_Calibrated_BAU | Secondary Techs | TRNINDEAINDSO | TotalAnnualMaxCapacityInvestment | 2034 | 13.83 | override | 2026-05-26T15:50:36.197048
A_Calibrated_BAU | Secondary Techs | TRNINDEAINDSO | TotalAnnualMaxCapacityInvestment | 2035 | 13.83 | override | 2026-05-26T15:50:36.197048
A_Calibrated_BAU | Secondary Techs | TRNINDEAINDSO | TotalAnnualMaxCapacityInvestment | 2036 | 13.83 | override | 2026-05-26T15:50:36.197048
A_Calibrated_BAU | Secondary Techs | TRNINDEAINDSO | TotalAnnualMaxCapacityInvestment | 2037 | 13.83 | override | 2026-05-26T15:50:36.197048
A_Calibrated_BAU | Secondary Techs | TRNINDEAINDSO | TotalAnnualMaxCapacityInvestment | 2038 | 13.83 | override | 2026-05-26T15:50:36.197048
A_Calibrated_BAU | Secondary Techs | TRNINDEAINDSO | TotalAnnualMaxCapacityInvestment | 2039 | 13.83 | override | 2026-05-26T15:50:36.197048
A_Calibrated_BAU | Secondary Techs | TRNINDEAINDSO | TotalAnnualMaxCapacityInvestment | 2040 | 13.83 | override | 2026-05-26T15:50:36.197048
A_Calibrated_BAU | Secondary Techs | TRNINDEAINDSO | TotalAnnualMaxCapacityInvestment | 2041 | 13.83 | override | 2026-05-26T15:50:36.197048
A_Calibrated_BAU | Secondary Techs | TRNINDEAINDSO | TotalAnnualMaxCapacityInvestment | 2042 | 13.83 | override | 2026-05-26T15:50:36.197048
A_Calibrated_BAU | Secondary Techs | TRNINDEAINDSO | TotalAnnualMaxCapacityInvestment | 2043 | 13.83 | override | 2026-05-26T15:50:36.197048
A_Calibrated_BAU | Secondary Techs | TRNINDEAINDSO | TotalAnnualMaxCapacityInvestment | 2044 | 13.83 | override | 2026-05-26T15:50:36.197048
A_Calibrated_BAU | Secondary Techs | TRNINDEAINDSO | TotalAnnualMaxCapacityInvestment | 2045 | 13.83 | override | 2026-05-26T15:50:36.197048
A_Calibrated_BAU | Secondary Techs | TRNINDEAINDSO | TotalAnnualMaxCapacityInvestment | 2046 | 13.83 | override | 2026-05-26T15:50:36.197048
A_Calibrated_BAU | Secondary Techs | TRNINDEAINDSO | TotalAnnualMaxCapacityInvestment | 2047 | 13.83 | override | 2026-05-26T15:50:36.197048
A_Calibrated_BAU | Secondary Techs | TRNINDEAINDSO | TotalAnnualMaxCapacityInvestment | 2048 | 13.83 | override | 2026-05-26T15:50:36.197048
A_Calibrated_BAU | Secondary Techs | TRNINDEAINDSO | TotalAnnualMaxCapacityInvestment | 2049 | 13.83 | override | 2026-05-26T15:50:36.197048
A_Calibrated_BAU | Secondary Techs | TRNINDEAINDSO | TotalAnnualMaxCapacityInvestment | 2050 | 13.83 | override | 2026-05-26T15:50:36.197048
A_Calibrated_BAU | Secondary Techs | TRNINDNOINDWE | TotalAnnualMaxCapacityInvestment | 2023 | 36.72 | multiplicative | 2026-05-26T15:50:36.197048
A_Calibrated_BAU | Secondary Techs | TRNINDNOINDWE | TotalAnnualMaxCapacityInvestment | 2024 | 36.72 | multiplicative | 2026-05-26T15:50:36.197048
A_Calibrated_BAU | Secondary Techs | TRNINDNOINDWE | TotalAnnualMaxCapacityInvestment | 2025 | 36.72 | multiplicative | 2026-05-26T15:50:36.197048
A_Calibrated_BAU | Secondary Techs | TRNINDNOINDWE | TotalAnnualMaxCapacityInvestment | 2026 | 36.72 | multiplicative | 2026-05-26T15:50:36.197048
A_Calibrated_BAU | Secondary Techs | TRNINDNOINDWE | TotalAnnualMaxCapacityInvestment | 2027 | 36.72 | multiplicative | 2026-05-26T15:50:36.197048
A_Calibrated_BAU | Secondary Techs | TRNINDNOINDWE | TotalAnnualMaxCapacityInvestment | 2028 | 36.72 | multiplicative | 2026-05-26T15:50:36.197048
A_Calibrated_BAU | Secondary Techs | TRNINDNOINDWE | TotalAnnualMaxCapacityInvestment | 2029 | 36.72 | multiplicative | 2026-05-26T15:50:36.197048
A_Calibrated_BAU | Secondary Techs | TRNINDNOINDWE | TotalAnnualMaxCapacityInvestment | 2030 | 36.72 | multiplicative | 2026-05-26T15:50:36.197048
A_Calibrated_BAU | Secondary Techs | TRNINDNOINDWE | TotalAnnualMaxCapacityInvestment | 2031 | 36.72 | multiplicative | 2026-05-26T15:50:36.197048
A_Calibrated_BAU | Secondary Techs | TRNINDNOINDWE | TotalAnnualMaxCapacityInvestment | 2032 | 36.72 | multiplicative | 2026-05-26T15:50:36.197048
A_Calibrated_BAU | Secondary Techs | TRNINDNOINDWE | TotalAnnualMaxCapacityInvestment | 2033 | 36.72 | multiplicative | 2026-05-26T15:50:36.197048
A_Calibrated_BAU | Secondary Techs | TRNINDNOINDWE | TotalAnnualMaxCapacityInvestment | 2034 | 36.72 | multiplicative | 2026-05-26T15:50:36.197048
A_Calibrated_BAU | Secondary Techs | TRNINDNOINDWE | TotalAnnualMaxCapacityInvestment | 2035 | 36.72 | multiplicative | 2026-05-26T15:50:36.197048
A_Calibrated_BAU | Secondary Techs | TRNINDNOINDWE | TotalAnnualMaxCapacityInvestment | 2036 | 36.72 | multiplicative | 2026-05-26T15:50:36.197048
A_Calibrated_BAU | Secondary Techs | TRNINDNOINDWE | TotalAnnualMaxCapacityInvestment | 2037 | 36.72 | multiplicative | 2026-05-26T15:50:36.197048
A_Calibrated_BAU | Secondary Techs | TRNINDNOINDWE | TotalAnnualMaxCapacityInvestment | 2038 | 36.72 | multiplicative | 2026-05-26T15:50:36.197048
A_Calibrated_BAU | Secondary Techs | TRNINDNOINDWE | TotalAnnualMaxCapacityInvestment | 2039 | 36.72 | multiplicative | 2026-05-26T15:50:36.197048
A_Calibrated_BAU | Secondary Techs | TRNINDNOINDWE | TotalAnnualMaxCapacityInvestment | 2040 | 36.72 | multiplicative | 2026-05-26T15:50:36.197048
A_Calibrated_BAU | Secondary Techs | TRNINDNOINDWE | TotalAnnualMaxCapacityInvestment | 2041 | 36.72 | multiplicative | 2026-05-26T15:50:36.197048
A_Calibrated_BAU | Secondary Techs | TRNINDNOINDWE | TotalAnnualMaxCapacityInvestment | 2042 | 36.72 | multiplicative | 2026-05-26T15:50:36.197048
A_Calibrated_BAU | Secondary Techs | TRNINDNOINDWE | TotalAnnualMaxCapacityInvestment | 2043 | 36.72 | multiplicative | 2026-05-26T15:50:36.197048
A_Calibrated_BAU | Secondary Techs | TRNINDNOINDWE | TotalAnnualMaxCapacityInvestment | 2044 | 36.72 | multiplicative | 2026-05-26T15:50:36.197048
A_Calibrated_BAU | Secondary Techs | TRNINDNOINDWE | TotalAnnualMaxCapacityInvestment | 2045 | 36.72 | multiplicative | 2026-05-26T15:50:36.197048
A_Calibrated_BAU | Secondary Techs | TRNINDNOINDWE | TotalAnnualMaxCapacityInvestment | 2046 | 36.72 | multiplicative | 2026-05-26T15:50:36.197048
A_Calibrated_BAU | Secondary Techs | TRNINDNOINDWE | TotalAnnualMaxCapacityInvestment | 2047 | 36.72 | multiplicative | 2026-05-26T15:50:36.197048
A_Calibrated_BAU | Secondary Techs | TRNINDNOINDWE | TotalAnnualMaxCapacityInvestment | 2048 | 36.72 | multiplicative | 2026-05-26T15:50:36.197048
A_Calibrated_BAU | Secondary Techs | TRNINDNOINDWE | TotalAnnualMaxCapacityInvestment | 2049 | 36.72 | multiplicative | 2026-05-26T15:50:36.197048
A_Calibrated_BAU | Secondary Techs | TRNINDNOINDWE | TotalAnnualMaxCapacityInvestment | 2050 | 36.72 | multiplicative | 2026-05-26T15:50:36.197048
A_Calibrated_BAU | Secondary Techs | TRNBGDXXINDNE | TotalAnnualMaxCapacityInvestment | 2023 | 0.16 | override | 2026-05-26T15:50:36.197048
A_Calibrated_BAU | Secondary Techs | TRNBGDXXINDNE | TotalAnnualMaxCapacityInvestment | 2024 | 0.36 | override | 2026-05-26T15:50:36.197048
A_Calibrated_BAU | Secondary Techs | TRNBGDXXINDNE | TotalAnnualMaxCapacityInvestment | 2025 | 0.56 | override | 2026-05-26T15:50:36.197048
A_Calibrated_BAU | Secondary Techs | TRNBGDXXINDNE | TotalAnnualMaxCapacityInvestment | 2026 | 0.76 | override | 2026-05-26T15:50:36.197048
A_Calibrated_BAU | Secondary Techs | TRNBGDXXINDNE | TotalAnnualMaxCapacityInvestment | 2027 | 0.96 | override | 2026-05-26T15:50:36.197048
A_Calibrated_BAU | Secondary Techs | TRNBGDXXINDNE | TotalAnnualMaxCapacityInvestment | 2028 | 1.16 | override | 2026-05-26T15:50:36.197048
A_Calibrated_BAU | Secondary Techs | TRNBGDXXINDNE | TotalAnnualMaxCapacityInvestment | 2029 | 1.3475 | override | 2026-05-26T15:50:36.197048
A_Calibrated_BAU | Secondary Techs | TRNBGDXXINDNE | TotalAnnualMaxCapacityInvestment | 2030 | 1.535 | override | 2026-05-26T15:50:36.197048
A_Calibrated_BAU | Secondary Techs | TRNBGDXXINDNE | TotalAnnualMaxCapacityInvestment | 2031 | 1.7225 | override | 2026-05-26T15:50:36.197048
A_Calibrated_BAU | Secondary Techs | TRNBGDXXINDNE | TotalAnnualMaxCapacityInvestment | 2032 | 1.91 | override | 2026-05-26T15:50:36.197048
A_Calibrated_BAU | Secondary Techs | TRNBGDXXINDNE | TotalAnnualMaxCapacityInvestment | 2033 | 2.16 | override | 2026-05-26T15:50:36.197048
A_Calibrated_BAU | Secondary Techs | TRNBGDXXINDNE | TotalAnnualMaxCapacityInvestment | 2034 | 2.41 | override | 2026-05-26T15:50:36.197048
A_Calibrated_BAU | Secondary Techs | TRNBGDXXINDNE | TotalAnnualMaxCapacityInvestment | 2035 | 2.66 | override | 2026-05-26T15:50:36.197048
A_Calibrated_BAU | Secondary Techs | TRNBGDXXINDNE | TotalAnnualMaxCapacityInvestment | 2036 | 2.66 | override | 2026-05-26T15:50:36.197048
A_Calibrated_BAU | Secondary Techs | TRNBGDXXINDNE | TotalAnnualMaxCapacityInvestment | 2037 | 2.66 | override | 2026-05-26T15:50:36.197048
A_Calibrated_BAU | Secondary Techs | TRNBGDXXINDNE | TotalAnnualMaxCapacityInvestment | 2038 | 2.66 | override | 2026-05-26T15:50:36.197048
A_Calibrated_BAU | Secondary Techs | TRNBGDXXINDNE | TotalAnnualMaxCapacityInvestment | 2039 | 2.66 | override | 2026-05-26T15:50:36.197048
A_Calibrated_BAU | Secondary Techs | TRNBGDXXINDNE | TotalAnnualMaxCapacityInvestment | 2040 | 2.66 | override | 2026-05-26T15:50:36.197048
A_Calibrated_BAU | Secondary Techs | TRNBGDXXINDNE | TotalAnnualMaxCapacityInvestment | 2041 | 2.66 | override | 2026-05-26T15:50:36.197048
A_Calibrated_BAU | Secondary Techs | TRNBGDXXINDNE | TotalAnnualMaxCapacityInvestment | 2042 | 2.66 | override | 2026-05-26T15:50:36.197048
A_Calibrated_BAU | Secondary Techs | TRNBGDXXINDNE | TotalAnnualMaxCapacityInvestment | 2043 | 2.66 | override | 2026-05-26T15:50:36.197048
A_Calibrated_BAU | Secondary Techs | TRNBGDXXINDNE | TotalAnnualMaxCapacityInvestment | 2044 | 2.66 | override | 2026-05-26T15:50:36.197048
A_Calibrated_BAU | Secondary Techs | TRNBGDXXINDNE | TotalAnnualMaxCapacityInvestment | 2045 | 2.66 | override | 2026-05-26T15:50:36.197048
A_Calibrated_BAU | Secondary Techs | TRNBGDXXINDNE | TotalAnnualMaxCapacityInvestment | 2046 | 2.66 | override | 2026-05-26T15:50:36.197048
A_Calibrated_BAU | Secondary Techs | TRNBGDXXINDNE | TotalAnnualMaxCapacityInvestment | 2047 | 2.66 | override | 2026-05-26T15:50:36.197048
A_Calibrated_BAU | Secondary Techs | TRNBGDXXINDNE | TotalAnnualMaxCapacityInvestment | 2048 | 2.66 | override | 2026-05-26T15:50:36.197048
A_Calibrated_BAU | Secondary Techs | TRNBGDXXINDNE | TotalAnnualMaxCapacityInvestment | 2049 | 2.66 | override | 2026-05-26T15:50:36.197048
A_Calibrated_BAU | Secondary Techs | TRNBGDXXINDNE | TotalAnnualMaxCapacityInvestment | 2050 | 2.66 | override | 2026-05-26T15:50:36.197048
A_Calibrated_BAU | Secondary Techs | TRNINDEANPLXX | TotalAnnualMaxCapacityInvestment | 2023 | 1.35 | override | 2026-05-26T15:50:36.197048
A_Calibrated_BAU | Secondary Techs | TRNINDEANPLXX | TotalAnnualMaxCapacityInvestment | 2024 | 1.6 | override | 2026-05-26T15:50:36.197048
A_Calibrated_BAU | Secondary Techs | TRNINDEANPLXX | TotalAnnualMaxCapacityInvestment | 2025 | 1.85 | override | 2026-05-26T15:50:36.197048
A_Calibrated_BAU | Secondary Techs | TRNINDEANPLXX | TotalAnnualMaxCapacityInvestment | 2026 | 2.1 | override | 2026-05-26T15:50:36.197048
A_Calibrated_BAU | Secondary Techs | TRNINDEANPLXX | TotalAnnualMaxCapacityInvestment | 2027 | 2.35 | override | 2026-05-26T15:50:36.197048
A_Calibrated_BAU | Secondary Techs | TRNINDEANPLXX | TotalAnnualMaxCapacityInvestment | 2028 | 3.0167 | override | 2026-05-26T15:50:36.197048
A_Calibrated_BAU | Secondary Techs | TRNINDEANPLXX | TotalAnnualMaxCapacityInvestment | 2029 | 3.6833 | override | 2026-05-26T15:50:36.197048
A_Calibrated_BAU | Secondary Techs | TRNINDEANPLXX | TotalAnnualMaxCapacityInvestment | 2030 | 4.35 | override | 2026-05-26T15:50:36.197048
A_Calibrated_BAU | Secondary Techs | TRNINDEANPLXX | TotalAnnualMaxCapacityInvestment | 2031 | 4.35 | override | 2026-05-26T15:50:36.197048
A_Calibrated_BAU | Secondary Techs | TRNINDEANPLXX | TotalAnnualMaxCapacityInvestment | 2032 | 4.35 | override | 2026-05-26T15:50:36.197048
A_Calibrated_BAU | Secondary Techs | TRNINDEANPLXX | TotalAnnualMaxCapacityInvestment | 2033 | 4.35 | override | 2026-05-26T15:50:36.197048
A_Calibrated_BAU | Secondary Techs | TRNINDEANPLXX | TotalAnnualMaxCapacityInvestment | 2034 | 4.35 | override | 2026-05-26T15:50:36.197048
A_Calibrated_BAU | Secondary Techs | TRNINDEANPLXX | TotalAnnualMaxCapacityInvestment | 2035 | 4.35 | override | 2026-05-26T15:50:36.197048
A_Calibrated_BAU | Secondary Techs | TRNINDEANPLXX | TotalAnnualMaxCapacityInvestment | 2036 | 4.35 | override | 2026-05-26T15:50:36.197048
A_Calibrated_BAU | Secondary Techs | TRNINDEANPLXX | TotalAnnualMaxCapacityInvestment | 2037 | 4.35 | override | 2026-05-26T15:50:36.197048
A_Calibrated_BAU | Secondary Techs | TRNINDEANPLXX | TotalAnnualMaxCapacityInvestment | 2038 | 4.35 | override | 2026-05-26T15:50:36.197048
A_Calibrated_BAU | Secondary Techs | TRNINDEANPLXX | TotalAnnualMaxCapacityInvestment | 2039 | 4.35 | override | 2026-05-26T15:50:36.197048
A_Calibrated_BAU | Secondary Techs | TRNINDEANPLXX | TotalAnnualMaxCapacityInvestment | 2040 | 4.35 | override | 2026-05-26T15:50:36.197048
A_Calibrated_BAU | Secondary Techs | TRNINDEANPLXX | TotalAnnualMaxCapacityInvestment | 2041 | 4.35 | override | 2026-05-26T15:50:36.197048
A_Calibrated_BAU | Secondary Techs | TRNINDEANPLXX | TotalAnnualMaxCapacityInvestment | 2042 | 4.35 | override | 2026-05-26T15:50:36.197048
A_Calibrated_BAU | Secondary Techs | TRNINDEANPLXX | TotalAnnualMaxCapacityInvestment | 2043 | 4.35 | override | 2026-05-26T15:50:36.197048
A_Calibrated_BAU | Secondary Techs | TRNINDEANPLXX | TotalAnnualMaxCapacityInvestment | 2044 | 4.35 | override | 2026-05-26T15:50:36.197048
A_Calibrated_BAU | Secondary Techs | TRNINDEANPLXX | TotalAnnualMaxCapacityInvestment | 2045 | 4.35 | override | 2026-05-26T15:50:36.197048
A_Calibrated_BAU | Secondary Techs | TRNINDEANPLXX | TotalAnnualMaxCapacityInvestment | 2046 | 4.35 | override | 2026-05-26T15:50:36.197048
A_Calibrated_BAU | Secondary Techs | TRNINDEANPLXX | TotalAnnualMaxCapacityInvestment | 2047 | 4.35 | override | 2026-05-26T15:50:36.197048
A_Calibrated_BAU | Secondary Techs | TRNINDEANPLXX | TotalAnnualMaxCapacityInvestment | 2048 | 4.35 | override | 2026-05-26T15:50:36.197048
A_Calibrated_BAU | Secondary Techs | TRNINDEANPLXX | TotalAnnualMaxCapacityInvestment | 2049 | 4.35 | override | 2026-05-26T15:50:36.197048
A_Calibrated_BAU | Secondary Techs | TRNINDEANPLXX | TotalAnnualMaxCapacityInvestment | 2050 | 4.35 | override | 2026-05-26T15:50:36.197048
A_Calibrated_BAU | Secondary Techs | TRNLKAXXMDVXX | TotalAnnualMaxCapacityInvestment | 2023 | 0 | override | 2026-05-26T15:50:36.197048
A_Calibrated_BAU | Secondary Techs | TRNLKAXXMDVXX | TotalAnnualMaxCapacityInvestment | 2024 | 0 | override | 2026-05-26T15:50:36.197048
A_Calibrated_BAU | Secondary Techs | TRNLKAXXMDVXX | TotalAnnualMaxCapacityInvestment | 2025 | 0 | override | 2026-05-26T15:50:36.197048
A_Calibrated_BAU | Secondary Techs | TRNLKAXXMDVXX | TotalAnnualMaxCapacityInvestment | 2026 | 0 | override | 2026-05-26T15:50:36.197048
A_Calibrated_BAU | Secondary Techs | TRNLKAXXMDVXX | TotalAnnualMaxCapacityInvestment | 2027 | 0 | override | 2026-05-26T15:50:36.197048
A_Calibrated_BAU | Secondary Techs | TRNLKAXXMDVXX | TotalAnnualMaxCapacityInvestment | 2028 | 0 | override | 2026-05-26T15:50:36.197048
A_Calibrated_BAU | Secondary Techs | TRNLKAXXMDVXX | TotalAnnualMaxCapacityInvestment | 2029 | 0 | override | 2026-05-26T15:50:36.197048
A_Calibrated_BAU | Secondary Techs | TRNLKAXXMDVXX | TotalAnnualMaxCapacityInvestment | 2030 | 0 | override | 2026-05-26T15:50:36.197048
A_Calibrated_BAU | Secondary Techs | TRNLKAXXMDVXX | TotalAnnualMaxCapacityInvestment | 2031 | 0 | override | 2026-05-26T15:50:36.197048
A_Calibrated_BAU | Secondary Techs | TRNLKAXXMDVXX | TotalAnnualMaxCapacityInvestment | 2032 | 0 | override | 2026-05-26T15:50:36.197048
A_Calibrated_BAU | Secondary Techs | TRNLKAXXMDVXX | TotalAnnualMaxCapacityInvestment | 2033 | 0 | override | 2026-05-26T15:50:36.197048
A_Calibrated_BAU | Secondary Techs | TRNLKAXXMDVXX | TotalAnnualMaxCapacityInvestment | 2034 | 0 | override | 2026-05-26T15:50:36.197048
A_Calibrated_BAU | Secondary Techs | TRNLKAXXMDVXX | TotalAnnualMaxCapacityInvestment | 2035 | 0 | override | 2026-05-26T15:50:36.197048
A_Calibrated_BAU | Secondary Techs | TRNLKAXXMDVXX | TotalAnnualMaxCapacityInvestment | 2036 | 0 | override | 2026-05-26T15:50:36.197048
A_Calibrated_BAU | Secondary Techs | TRNLKAXXMDVXX | TotalAnnualMaxCapacityInvestment | 2037 | 0 | override | 2026-05-26T15:50:36.197048
A_Calibrated_BAU | Secondary Techs | TRNLKAXXMDVXX | TotalAnnualMaxCapacityInvestment | 2038 | 0 | override | 2026-05-26T15:50:36.197048
A_Calibrated_BAU | Secondary Techs | TRNLKAXXMDVXX | TotalAnnualMaxCapacityInvestment | 2039 | 0 | override | 2026-05-26T15:50:36.197048
A_Calibrated_BAU | Secondary Techs | TRNLKAXXMDVXX | TotalAnnualMaxCapacityInvestment | 2040 | 0 | override | 2026-05-26T15:50:36.197048
A_Calibrated_BAU | Secondary Techs | TRNLKAXXMDVXX | TotalAnnualMaxCapacityInvestment | 2041 | 0 | override | 2026-05-26T15:50:36.197048
A_Calibrated_BAU | Secondary Techs | TRNLKAXXMDVXX | TotalAnnualMaxCapacityInvestment | 2042 | 0 | override | 2026-05-26T15:50:36.197048
A_Calibrated_BAU | Secondary Techs | TRNLKAXXMDVXX | TotalAnnualMaxCapacityInvestment | 2043 | 0 | override | 2026-05-26T15:50:36.197048
A_Calibrated_BAU | Secondary Techs | TRNLKAXXMDVXX | TotalAnnualMaxCapacityInvestment | 2044 | 0 | override | 2026-05-26T15:50:36.197048
A_Calibrated_BAU | Secondary Techs | TRNLKAXXMDVXX | TotalAnnualMaxCapacityInvestment | 2045 | 0 | override | 2026-05-26T15:50:36.197048
A_Calibrated_BAU | Secondary Techs | TRNLKAXXMDVXX | TotalAnnualMaxCapacityInvestment | 2046 | 0 | override | 2026-05-26T15:50:36.197048
A_Calibrated_BAU | Secondary Techs | TRNLKAXXMDVXX | TotalAnnualMaxCapacityInvestment | 2047 | 0 | override | 2026-05-26T15:50:36.197048
A_Calibrated_BAU | Secondary Techs | TRNLKAXXMDVXX | TotalAnnualMaxCapacityInvestment | 2048 | 0 | override | 2026-05-26T15:50:36.197048
A_Calibrated_BAU | Secondary Techs | TRNLKAXXMDVXX | TotalAnnualMaxCapacityInvestment | 2049 | 0 | override | 2026-05-26T15:50:36.197048
A_Calibrated_BAU | Secondary Techs | TRNLKAXXMDVXX | TotalAnnualMaxCapacityInvestment | 2050 | 0 | override | 2026-05-26T15:50:36.197048
A_Calibrated_BAU | Secondary Techs | TRNINDNONPLXX | TotalAnnualMaxCapacityInvestment | 2023 | 1.2 | override_clamped_to_rescap | 2026-05-26T15:50:36.197048
A_Calibrated_BAU | Secondary Techs | TRNINDNONPLXX | TotalAnnualMaxCapacityInvestment | 2024 | 1.2 | override_clamped_to_rescap | 2026-05-26T15:50:36.197048
A_Calibrated_BAU | Secondary Techs | TRNINDNONPLXX | TotalAnnualMaxCapacityInvestment | 2025 | 1.5 | override | 2026-05-26T15:50:36.197048
A_Calibrated_BAU | Secondary Techs | TRNINDNONPLXX | TotalAnnualMaxCapacityInvestment | 2026 | 1.8833 | override | 2026-05-26T15:50:36.197048
A_Calibrated_BAU | Secondary Techs | TRNINDNONPLXX | TotalAnnualMaxCapacityInvestment | 2027 | 2.2667 | override | 2026-05-26T15:50:36.197048
A_Calibrated_BAU | Secondary Techs | TRNINDNONPLXX | TotalAnnualMaxCapacityInvestment | 2028 | 2.65 | override | 2026-05-26T15:50:36.197048
A_Calibrated_BAU | Secondary Techs | TRNINDNONPLXX | TotalAnnualMaxCapacityInvestment | 2029 | 2.65 | override | 2026-05-26T15:50:36.197048
A_Calibrated_BAU | Secondary Techs | TRNINDNONPLXX | TotalAnnualMaxCapacityInvestment | 2030 | 2.65 | override | 2026-05-26T15:50:36.197048
A_Calibrated_BAU | Secondary Techs | TRNINDNONPLXX | TotalAnnualMaxCapacityInvestment | 2031 | 2.65 | override | 2026-05-26T15:50:36.197048
A_Calibrated_BAU | Secondary Techs | TRNINDNONPLXX | TotalAnnualMaxCapacityInvestment | 2032 | 2.65 | override | 2026-05-26T15:50:36.197048
A_Calibrated_BAU | Secondary Techs | TRNINDNONPLXX | TotalAnnualMaxCapacityInvestment | 2033 | 2.65 | override | 2026-05-26T15:50:36.197048
A_Calibrated_BAU | Secondary Techs | TRNINDNONPLXX | TotalAnnualMaxCapacityInvestment | 2034 | 2.65 | override | 2026-05-26T15:50:36.197048
A_Calibrated_BAU | Secondary Techs | TRNINDNONPLXX | TotalAnnualMaxCapacityInvestment | 2035 | 2.65 | override | 2026-05-26T15:50:36.197048
A_Calibrated_BAU | Secondary Techs | TRNINDNONPLXX | TotalAnnualMaxCapacityInvestment | 2036 | 2.65 | override | 2026-05-26T15:50:36.197048
A_Calibrated_BAU | Secondary Techs | TRNINDNONPLXX | TotalAnnualMaxCapacityInvestment | 2037 | 2.65 | override | 2026-05-26T15:50:36.197048
A_Calibrated_BAU | Secondary Techs | TRNINDNONPLXX | TotalAnnualMaxCapacityInvestment | 2038 | 2.65 | override | 2026-05-26T15:50:36.197048
A_Calibrated_BAU | Secondary Techs | TRNINDNONPLXX | TotalAnnualMaxCapacityInvestment | 2039 | 2.65 | override | 2026-05-26T15:50:36.197048
A_Calibrated_BAU | Secondary Techs | TRNINDNONPLXX | TotalAnnualMaxCapacityInvestment | 2040 | 2.65 | override | 2026-05-26T15:50:36.197048
A_Calibrated_BAU | Secondary Techs | TRNINDNONPLXX | TotalAnnualMaxCapacityInvestment | 2041 | 2.65 | override | 2026-05-26T15:50:36.197048
A_Calibrated_BAU | Secondary Techs | TRNINDNONPLXX | TotalAnnualMaxCapacityInvestment | 2042 | 2.65 | override | 2026-05-26T15:50:36.197048
A_Calibrated_BAU | Secondary Techs | TRNINDNONPLXX | TotalAnnualMaxCapacityInvestment | 2043 | 2.65 | override | 2026-05-26T15:50:36.197048
A_Calibrated_BAU | Secondary Techs | TRNINDNONPLXX | TotalAnnualMaxCapacityInvestment | 2044 | 2.65 | override | 2026-05-26T15:50:36.197048
A_Calibrated_BAU | Secondary Techs | TRNINDNONPLXX | TotalAnnualMaxCapacityInvestment | 2045 | 2.65 | override | 2026-05-26T15:50:36.197048
A_Calibrated_BAU | Secondary Techs | TRNINDNONPLXX | TotalAnnualMaxCapacityInvestment | 2046 | 2.65 | override | 2026-05-26T15:50:36.197048
A_Calibrated_BAU | Secondary Techs | TRNINDNONPLXX | TotalAnnualMaxCapacityInvestment | 2047 | 2.65 | override | 2026-05-26T15:50:36.197048
A_Calibrated_BAU | Secondary Techs | TRNINDNONPLXX | TotalAnnualMaxCapacityInvestment | 2048 | 2.65 | override | 2026-05-26T15:50:36.197048
A_Calibrated_BAU | Secondary Techs | TRNINDNONPLXX | TotalAnnualMaxCapacityInvestment | 2049 | 2.65 | override | 2026-05-26T15:50:36.197048
A_Calibrated_BAU | Secondary Techs | TRNINDNONPLXX | TotalAnnualMaxCapacityInvestment | 2050 | 2.65 | override | 2026-05-26T15:50:36.197048
A_Calibrated_BAU | Secondary Techs | TRNINDSOINDWE | TotalAnnualMaxCapacityInvestment | 2023 | 18.12 | override | 2026-05-26T15:50:36.197048
A_Calibrated_BAU | Secondary Techs | TRNINDSOINDWE | TotalAnnualMaxCapacityInvestment | 2024 | 19.12 | override | 2026-05-26T15:50:36.197048
A_Calibrated_BAU | Secondary Techs | TRNINDSOINDWE | TotalAnnualMaxCapacityInvestment | 2025 | 20.12 | override | 2026-05-26T15:50:36.197048
A_Calibrated_BAU | Secondary Techs | TRNINDSOINDWE | TotalAnnualMaxCapacityInvestment | 2026 | 21.12 | override | 2026-05-26T15:50:36.197048
A_Calibrated_BAU | Secondary Techs | TRNINDSOINDWE | TotalAnnualMaxCapacityInvestment | 2027 | 22.12 | override | 2026-05-26T15:50:36.197048
A_Calibrated_BAU | Secondary Techs | TRNINDSOINDWE | TotalAnnualMaxCapacityInvestment | 2028 | 23.12 | override | 2026-05-26T15:50:36.197048
A_Calibrated_BAU | Secondary Techs | TRNINDSOINDWE | TotalAnnualMaxCapacityInvestment | 2029 | 23.12 | override | 2026-05-26T15:50:36.197048
A_Calibrated_BAU | Secondary Techs | TRNINDSOINDWE | TotalAnnualMaxCapacityInvestment | 2030 | 23.12 | override | 2026-05-26T15:50:36.197048
A_Calibrated_BAU | Secondary Techs | TRNINDSOINDWE | TotalAnnualMaxCapacityInvestment | 2031 | 23.12 | override | 2026-05-26T15:50:36.197048
A_Calibrated_BAU | Secondary Techs | TRNINDSOINDWE | TotalAnnualMaxCapacityInvestment | 2032 | 23.12 | override | 2026-05-26T15:50:36.197048
A_Calibrated_BAU | Secondary Techs | TRNINDSOINDWE | TotalAnnualMaxCapacityInvestment | 2033 | 23.12 | override | 2026-05-26T15:50:36.197048
A_Calibrated_BAU | Secondary Techs | TRNINDSOINDWE | TotalAnnualMaxCapacityInvestment | 2034 | 23.12 | override | 2026-05-26T15:50:36.197048
A_Calibrated_BAU | Secondary Techs | TRNINDSOINDWE | TotalAnnualMaxCapacityInvestment | 2035 | 23.12 | override | 2026-05-26T15:50:36.197048
A_Calibrated_BAU | Secondary Techs | TRNINDSOINDWE | TotalAnnualMaxCapacityInvestment | 2036 | 23.12 | override | 2026-05-26T15:50:36.197048
A_Calibrated_BAU | Secondary Techs | TRNINDSOINDWE | TotalAnnualMaxCapacityInvestment | 2037 | 23.12 | override | 2026-05-26T15:50:36.197048
A_Calibrated_BAU | Secondary Techs | TRNINDSOINDWE | TotalAnnualMaxCapacityInvestment | 2038 | 23.12 | override | 2026-05-26T15:50:36.197048
A_Calibrated_BAU | Secondary Techs | TRNINDSOINDWE | TotalAnnualMaxCapacityInvestment | 2039 | 23.12 | override | 2026-05-26T15:50:36.197048
A_Calibrated_BAU | Secondary Techs | TRNINDSOINDWE | TotalAnnualMaxCapacityInvestment | 2040 | 23.12 | override | 2026-05-26T15:50:36.197048
A_Calibrated_BAU | Secondary Techs | TRNINDSOINDWE | TotalAnnualMaxCapacityInvestment | 2041 | 23.12 | override | 2026-05-26T15:50:36.197048
A_Calibrated_BAU | Secondary Techs | TRNINDSOINDWE | TotalAnnualMaxCapacityInvestment | 2042 | 23.12 | override | 2026-05-26T15:50:36.197048
A_Calibrated_BAU | Secondary Techs | TRNINDSOINDWE | TotalAnnualMaxCapacityInvestment | 2043 | 23.12 | override | 2026-05-26T15:50:36.197048
A_Calibrated_BAU | Secondary Techs | TRNINDSOINDWE | TotalAnnualMaxCapacityInvestment | 2044 | 23.12 | override | 2026-05-26T15:50:36.197048
A_Calibrated_BAU | Secondary Techs | TRNINDSOINDWE | TotalAnnualMaxCapacityInvestment | 2045 | 23.12 | override | 2026-05-26T15:50:36.197048
A_Calibrated_BAU | Secondary Techs | TRNINDSOINDWE | TotalAnnualMaxCapacityInvestment | 2046 | 23.12 | override | 2026-05-26T15:50:36.197048
A_Calibrated_BAU | Secondary Techs | TRNINDSOINDWE | TotalAnnualMaxCapacityInvestment | 2047 | 23.12 | override | 2026-05-26T15:50:36.197048
A_Calibrated_BAU | Secondary Techs | TRNINDSOINDWE | TotalAnnualMaxCapacityInvestment | 2048 | 23.12 | override | 2026-05-26T15:50:36.197048
A_Calibrated_BAU | Secondary Techs | TRNINDSOINDWE | TotalAnnualMaxCapacityInvestment | 2049 | 23.12 | override | 2026-05-26T15:50:36.197048
A_Calibrated_BAU | Secondary Techs | TRNINDSOINDWE | TotalAnnualMaxCapacityInvestment | 2050 | 23.12 | override | 2026-05-26T15:50:36.197048
A_Calibrated_BAU | Secondary Techs | TRNINDEAINDNO | TotalAnnualMaxCapacityInvestment | 2023 | 22.53 | override | 2026-05-26T15:50:36.197048
A_Calibrated_BAU | Secondary Techs | TRNINDEAINDNO | TotalAnnualMaxCapacityInvestment | 2024 | 23.03 | override | 2026-05-26T15:50:36.197048
A_Calibrated_BAU | Secondary Techs | TRNINDEAINDNO | TotalAnnualMaxCapacityInvestment | 2025 | 23.53 | override | 2026-05-26T15:50:36.197048
A_Calibrated_BAU | Secondary Techs | TRNINDEAINDNO | TotalAnnualMaxCapacityInvestment | 2026 | 24.03 | override | 2026-05-26T15:50:36.197048
A_Calibrated_BAU | Secondary Techs | TRNINDEAINDNO | TotalAnnualMaxCapacityInvestment | 2027 | 24.53 | override | 2026-05-26T15:50:36.197048
A_Calibrated_BAU | Secondary Techs | TRNINDEAINDNO | TotalAnnualMaxCapacityInvestment | 2028 | 25.03 | override | 2026-05-26T15:50:36.197048
A_Calibrated_BAU | Secondary Techs | TRNINDEAINDNO | TotalAnnualMaxCapacityInvestment | 2029 | 25.53 | override | 2026-05-26T15:50:36.197048
A_Calibrated_BAU | Secondary Techs | TRNINDEAINDNO | TotalAnnualMaxCapacityInvestment | 2030 | 25.53 | override | 2026-05-26T15:50:36.197048
A_Calibrated_BAU | Secondary Techs | TRNINDEAINDNO | TotalAnnualMaxCapacityInvestment | 2031 | 25.53 | override | 2026-05-26T15:50:36.197048
A_Calibrated_BAU | Secondary Techs | TRNINDEAINDNO | TotalAnnualMaxCapacityInvestment | 2032 | 25.53 | override | 2026-05-26T15:50:36.197048
A_Calibrated_BAU | Secondary Techs | TRNINDEAINDNO | TotalAnnualMaxCapacityInvestment | 2033 | 25.53 | override | 2026-05-26T15:50:36.197048
A_Calibrated_BAU | Secondary Techs | TRNINDEAINDNO | TotalAnnualMaxCapacityInvestment | 2034 | 25.53 | override | 2026-05-26T15:50:36.197048
A_Calibrated_BAU | Secondary Techs | TRNINDEAINDNO | TotalAnnualMaxCapacityInvestment | 2035 | 25.53 | override | 2026-05-26T15:50:36.197048
A_Calibrated_BAU | Secondary Techs | TRNINDEAINDNO | TotalAnnualMaxCapacityInvestment | 2036 | 25.53 | override | 2026-05-26T15:50:36.197048
A_Calibrated_BAU | Secondary Techs | TRNINDEAINDNO | TotalAnnualMaxCapacityInvestment | 2037 | 25.53 | override | 2026-05-26T15:50:36.197048
A_Calibrated_BAU | Secondary Techs | TRNINDEAINDNO | TotalAnnualMaxCapacityInvestment | 2038 | 25.53 | override | 2026-05-26T15:50:36.197048
A_Calibrated_BAU | Secondary Techs | TRNINDEAINDNO | TotalAnnualMaxCapacityInvestment | 2039 | 25.53 | override | 2026-05-26T15:50:36.197048
A_Calibrated_BAU | Secondary Techs | TRNINDEAINDNO | TotalAnnualMaxCapacityInvestment | 2040 | 25.53 | override | 2026-05-26T15:50:36.197048
A_Calibrated_BAU | Secondary Techs | TRNINDEAINDNO | TotalAnnualMaxCapacityInvestment | 2041 | 25.53 | override | 2026-05-26T15:50:36.197048
A_Calibrated_BAU | Secondary Techs | TRNINDEAINDNO | TotalAnnualMaxCapacityInvestment | 2042 | 25.53 | override | 2026-05-26T15:50:36.197048
A_Calibrated_BAU | Secondary Techs | TRNINDEAINDNO | TotalAnnualMaxCapacityInvestment | 2043 | 25.53 | override | 2026-05-26T15:50:36.197048
A_Calibrated_BAU | Secondary Techs | TRNINDEAINDNO | TotalAnnualMaxCapacityInvestment | 2044 | 25.53 | override | 2026-05-26T15:50:36.197048
A_Calibrated_BAU | Secondary Techs | TRNINDEAINDNO | TotalAnnualMaxCapacityInvestment | 2045 | 25.53 | override | 2026-05-26T15:50:36.197048
A_Calibrated_BAU | Secondary Techs | TRNINDEAINDNO | TotalAnnualMaxCapacityInvestment | 2046 | 25.53 | override | 2026-05-26T15:50:36.197048
A_Calibrated_BAU | Secondary Techs | TRNINDEAINDNO | TotalAnnualMaxCapacityInvestment | 2047 | 25.53 | override | 2026-05-26T15:50:36.197048
A_Calibrated_BAU | Secondary Techs | TRNINDEAINDNO | TotalAnnualMaxCapacityInvestment | 2048 | 25.53 | override | 2026-05-26T15:50:36.197048
A_Calibrated_BAU | Secondary Techs | TRNINDEAINDNO | TotalAnnualMaxCapacityInvestment | 2049 | 25.53 | override | 2026-05-26T15:50:36.197048
A_Calibrated_BAU | Secondary Techs | TRNINDEAINDNO | TotalAnnualMaxCapacityInvestment | 2050 | 25.53 | override | 2026-05-26T15:50:36.197048
A_Calibrated_BAU | Secondary Techs | TRNINDEAINDNE | TotalAnnualMaxCapacityInvestment | 2023 | 3.53 | override | 2026-05-26T15:50:36.197048
A_Calibrated_BAU | Secondary Techs | TRNINDEAINDNE | TotalAnnualMaxCapacityInvestment | 2024 | 4.03 | override | 2026-05-26T15:50:36.197048
A_Calibrated_BAU | Secondary Techs | TRNINDEAINDNE | TotalAnnualMaxCapacityInvestment | 2025 | 4.53 | override | 2026-05-26T15:50:36.197048
A_Calibrated_BAU | Secondary Techs | TRNINDEAINDNE | TotalAnnualMaxCapacityInvestment | 2026 | 5.03 | override | 2026-05-26T15:50:36.197048
A_Calibrated_BAU | Secondary Techs | TRNINDEAINDNE | TotalAnnualMaxCapacityInvestment | 2027 | 5.53 | override | 2026-05-26T15:50:36.197048
A_Calibrated_BAU | Secondary Techs | TRNINDEAINDNE | TotalAnnualMaxCapacityInvestment | 2028 | 5.53 | override | 2026-05-26T15:50:36.197048
A_Calibrated_BAU | Secondary Techs | TRNINDEAINDNE | TotalAnnualMaxCapacityInvestment | 2029 | 5.53 | override | 2026-05-26T15:50:36.197048
A_Calibrated_BAU | Secondary Techs | TRNINDEAINDNE | TotalAnnualMaxCapacityInvestment | 2030 | 5.53 | override | 2026-05-26T15:50:36.197048
A_Calibrated_BAU | Secondary Techs | TRNINDEAINDNE | TotalAnnualMaxCapacityInvestment | 2031 | 5.53 | override | 2026-05-26T15:50:36.197048
A_Calibrated_BAU | Secondary Techs | TRNINDEAINDNE | TotalAnnualMaxCapacityInvestment | 2032 | 5.53 | override | 2026-05-26T15:50:36.197048
A_Calibrated_BAU | Secondary Techs | TRNINDEAINDNE | TotalAnnualMaxCapacityInvestment | 2033 | 5.53 | override | 2026-05-26T15:50:36.197048
A_Calibrated_BAU | Secondary Techs | TRNINDEAINDNE | TotalAnnualMaxCapacityInvestment | 2034 | 5.53 | override | 2026-05-26T15:50:36.197048
A_Calibrated_BAU | Secondary Techs | TRNINDEAINDNE | TotalAnnualMaxCapacityInvestment | 2035 | 5.53 | override | 2026-05-26T15:50:36.197048
A_Calibrated_BAU | Secondary Techs | TRNINDEAINDNE | TotalAnnualMaxCapacityInvestment | 2036 | 5.53 | override | 2026-05-26T15:50:36.197048
A_Calibrated_BAU | Secondary Techs | TRNINDEAINDNE | TotalAnnualMaxCapacityInvestment | 2037 | 5.53 | override | 2026-05-26T15:50:36.197048
A_Calibrated_BAU | Secondary Techs | TRNINDEAINDNE | TotalAnnualMaxCapacityInvestment | 2038 | 5.53 | override | 2026-05-26T15:50:36.197048
A_Calibrated_BAU | Secondary Techs | TRNINDEAINDNE | TotalAnnualMaxCapacityInvestment | 2039 | 5.53 | override | 2026-05-26T15:50:36.197048
A_Calibrated_BAU | Secondary Techs | TRNINDEAINDNE | TotalAnnualMaxCapacityInvestment | 2040 | 5.53 | override | 2026-05-26T15:50:36.197048
A_Calibrated_BAU | Secondary Techs | TRNINDEAINDNE | TotalAnnualMaxCapacityInvestment | 2041 | 5.53 | override | 2026-05-26T15:50:36.197048
A_Calibrated_BAU | Secondary Techs | TRNINDEAINDNE | TotalAnnualMaxCapacityInvestment | 2042 | 5.53 | override | 2026-05-26T15:50:36.197048
A_Calibrated_BAU | Secondary Techs | TRNINDEAINDNE | TotalAnnualMaxCapacityInvestment | 2043 | 5.53 | override | 2026-05-26T15:50:36.197048
A_Calibrated_BAU | Secondary Techs | TRNINDEAINDNE | TotalAnnualMaxCapacityInvestment | 2044 | 5.53 | override | 2026-05-26T15:50:36.197048
A_Calibrated_BAU | Secondary Techs | TRNINDEAINDNE | TotalAnnualMaxCapacityInvestment | 2045 | 5.53 | override | 2026-05-26T15:50:36.197048
A_Calibrated_BAU | Secondary Techs | TRNINDEAINDNE | TotalAnnualMaxCapacityInvestment | 2046 | 5.53 | override | 2026-05-26T15:50:36.197048
A_Calibrated_BAU | Secondary Techs | TRNINDEAINDNE | TotalAnnualMaxCapacityInvestment | 2047 | 5.53 | override | 2026-05-26T15:50:36.197048
A_Calibrated_BAU | Secondary Techs | TRNINDEAINDNE | TotalAnnualMaxCapacityInvestment | 2048 | 5.53 | override | 2026-05-26T15:50:36.197048
A_Calibrated_BAU | Secondary Techs | TRNINDEAINDNE | TotalAnnualMaxCapacityInvestment | 2049 | 5.53 | override | 2026-05-26T15:50:36.197048
A_Calibrated_BAU | Secondary Techs | TRNINDEAINDNE | TotalAnnualMaxCapacityInvestment | 2050 | 5.53 | override | 2026-05-26T15:50:36.197048
A_Calibrated_BAU | Secondary Techs | TRNINDEAINDWE | TotalAnnualMaxCapacityInvestment | 2023 | 21.19 | multiplicative | 2026-05-26T15:50:36.197048
A_Calibrated_BAU | Secondary Techs | TRNINDEAINDWE | TotalAnnualMaxCapacityInvestment | 2024 | 21.19 | multiplicative | 2026-05-26T15:50:36.197048
A_Calibrated_BAU | Secondary Techs | TRNINDEAINDWE | TotalAnnualMaxCapacityInvestment | 2025 | 21.19 | multiplicative | 2026-05-26T15:50:36.197048
A_Calibrated_BAU | Secondary Techs | TRNINDEAINDWE | TotalAnnualMaxCapacityInvestment | 2026 | 21.19 | multiplicative | 2026-05-26T15:50:36.197048
A_Calibrated_BAU | Secondary Techs | TRNINDEAINDWE | TotalAnnualMaxCapacityInvestment | 2027 | 21.19 | multiplicative | 2026-05-26T15:50:36.197048
A_Calibrated_BAU | Secondary Techs | TRNINDEAINDWE | TotalAnnualMaxCapacityInvestment | 2028 | 21.19 | multiplicative | 2026-05-26T15:50:36.197048
A_Calibrated_BAU | Secondary Techs | TRNINDEAINDWE | TotalAnnualMaxCapacityInvestment | 2029 | 21.19 | multiplicative | 2026-05-26T15:50:36.197048
A_Calibrated_BAU | Secondary Techs | TRNINDEAINDWE | TotalAnnualMaxCapacityInvestment | 2030 | 21.19 | multiplicative | 2026-05-26T15:50:36.197048
A_Calibrated_BAU | Secondary Techs | TRNINDEAINDWE | TotalAnnualMaxCapacityInvestment | 2031 | 21.19 | multiplicative | 2026-05-26T15:50:36.197048
A_Calibrated_BAU | Secondary Techs | TRNINDEAINDWE | TotalAnnualMaxCapacityInvestment | 2032 | 21.19 | multiplicative | 2026-05-26T15:50:36.197048
A_Calibrated_BAU | Secondary Techs | TRNINDEAINDWE | TotalAnnualMaxCapacityInvestment | 2033 | 21.19 | multiplicative | 2026-05-26T15:50:36.197048
A_Calibrated_BAU | Secondary Techs | TRNINDEAINDWE | TotalAnnualMaxCapacityInvestment | 2034 | 21.19 | multiplicative | 2026-05-26T15:50:36.197048
A_Calibrated_BAU | Secondary Techs | TRNINDEAINDWE | TotalAnnualMaxCapacityInvestment | 2035 | 21.19 | multiplicative | 2026-05-26T15:50:36.197048
A_Calibrated_BAU | Secondary Techs | TRNINDEAINDWE | TotalAnnualMaxCapacityInvestment | 2036 | 21.19 | multiplicative | 2026-05-26T15:50:36.197048
A_Calibrated_BAU | Secondary Techs | TRNINDEAINDWE | TotalAnnualMaxCapacityInvestment | 2037 | 21.19 | multiplicative | 2026-05-26T15:50:36.197048
A_Calibrated_BAU | Secondary Techs | TRNINDEAINDWE | TotalAnnualMaxCapacityInvestment | 2038 | 21.19 | multiplicative | 2026-05-26T15:50:36.197048
A_Calibrated_BAU | Secondary Techs | TRNINDEAINDWE | TotalAnnualMaxCapacityInvestment | 2039 | 21.19 | multiplicative | 2026-05-26T15:50:36.197048
A_Calibrated_BAU | Secondary Techs | TRNINDEAINDWE | TotalAnnualMaxCapacityInvestment | 2040 | 21.19 | multiplicative | 2026-05-26T15:50:36.197048
A_Calibrated_BAU | Secondary Techs | TRNINDEAINDWE | TotalAnnualMaxCapacityInvestment | 2041 | 21.19 | multiplicative | 2026-05-26T15:50:36.197048
A_Calibrated_BAU | Secondary Techs | TRNINDEAINDWE | TotalAnnualMaxCapacityInvestment | 2042 | 21.19 | multiplicative | 2026-05-26T15:50:36.197048
A_Calibrated_BAU | Secondary Techs | TRNINDEAINDWE | TotalAnnualMaxCapacityInvestment | 2043 | 21.19 | multiplicative | 2026-05-26T15:50:36.197048
A_Calibrated_BAU | Secondary Techs | TRNINDEAINDWE | TotalAnnualMaxCapacityInvestment | 2044 | 21.19 | multiplicative | 2026-05-26T15:50:36.197048
A_Calibrated_BAU | Secondary Techs | TRNINDEAINDWE | TotalAnnualMaxCapacityInvestment | 2045 | 21.19 | multiplicative | 2026-05-26T15:50:36.197048
A_Calibrated_BAU | Secondary Techs | TRNINDEAINDWE | TotalAnnualMaxCapacityInvestment | 2046 | 21.19 | multiplicative | 2026-05-26T15:50:36.197048
A_Calibrated_BAU | Secondary Techs | TRNINDEAINDWE | TotalAnnualMaxCapacityInvestment | 2047 | 21.19 | multiplicative | 2026-05-26T15:50:36.197048
A_Calibrated_BAU | Secondary Techs | TRNINDEAINDWE | TotalAnnualMaxCapacityInvestment | 2048 | 21.19 | multiplicative | 2026-05-26T15:50:36.197048
A_Calibrated_BAU | Secondary Techs | TRNINDEAINDWE | TotalAnnualMaxCapacityInvestment | 2049 | 21.19 | multiplicative | 2026-05-26T15:50:36.197048
A_Calibrated_BAU | Secondary Techs | TRNINDEAINDWE | TotalAnnualMaxCapacityInvestment | 2050 | 21.19 | multiplicative | 2026-05-26T15:50:36.197048
A_Calibrated_BAU | Secondary Techs | TRNINDNEINDNO | TotalAnnualMaxCapacityInvestment | 2023 | 3 | multiplicative | 2026-05-26T15:50:36.197048
A_Calibrated_BAU | Secondary Techs | TRNINDNEINDNO | TotalAnnualMaxCapacityInvestment | 2024 | 3 | multiplicative | 2026-05-26T15:50:36.197048
A_Calibrated_BAU | Secondary Techs | TRNINDNEINDNO | TotalAnnualMaxCapacityInvestment | 2025 | 3 | multiplicative | 2026-05-26T15:50:36.197048
A_Calibrated_BAU | Secondary Techs | TRNINDNEINDNO | TotalAnnualMaxCapacityInvestment | 2026 | 3 | multiplicative | 2026-05-26T15:50:36.197048
A_Calibrated_BAU | Secondary Techs | TRNINDNEINDNO | TotalAnnualMaxCapacityInvestment | 2027 | 3 | multiplicative | 2026-05-26T15:50:36.197048
A_Calibrated_BAU | Secondary Techs | TRNINDNEINDNO | TotalAnnualMaxCapacityInvestment | 2028 | 3 | multiplicative | 2026-05-26T15:50:36.197048
A_Calibrated_BAU | Secondary Techs | TRNINDNEINDNO | TotalAnnualMaxCapacityInvestment | 2029 | 3 | multiplicative | 2026-05-26T15:50:36.197048
A_Calibrated_BAU | Secondary Techs | TRNINDNEINDNO | TotalAnnualMaxCapacityInvestment | 2030 | 3 | multiplicative | 2026-05-26T15:50:36.197048
A_Calibrated_BAU | Secondary Techs | TRNINDNEINDNO | TotalAnnualMaxCapacityInvestment | 2031 | 3 | multiplicative | 2026-05-26T15:50:36.197048
A_Calibrated_BAU | Secondary Techs | TRNINDNEINDNO | TotalAnnualMaxCapacityInvestment | 2032 | 3 | multiplicative | 2026-05-26T15:50:36.197048
A_Calibrated_BAU | Secondary Techs | TRNINDNEINDNO | TotalAnnualMaxCapacityInvestment | 2033 | 3 | multiplicative | 2026-05-26T15:50:36.197048
A_Calibrated_BAU | Secondary Techs | TRNINDNEINDNO | TotalAnnualMaxCapacityInvestment | 2034 | 3 | multiplicative | 2026-05-26T15:50:36.197048
A_Calibrated_BAU | Secondary Techs | TRNINDNEINDNO | TotalAnnualMaxCapacityInvestment | 2035 | 3 | multiplicative | 2026-05-26T15:50:36.197048
A_Calibrated_BAU | Secondary Techs | TRNINDNEINDNO | TotalAnnualMaxCapacityInvestment | 2036 | 3 | multiplicative | 2026-05-26T15:50:36.197048
A_Calibrated_BAU | Secondary Techs | TRNINDNEINDNO | TotalAnnualMaxCapacityInvestment | 2037 | 3 | multiplicative | 2026-05-26T15:50:36.197048
A_Calibrated_BAU | Secondary Techs | TRNINDNEINDNO | TotalAnnualMaxCapacityInvestment | 2038 | 3 | multiplicative | 2026-05-26T15:50:36.197048
A_Calibrated_BAU | Secondary Techs | TRNINDNEINDNO | TotalAnnualMaxCapacityInvestment | 2039 | 3 | multiplicative | 2026-05-26T15:50:36.197048
A_Calibrated_BAU | Secondary Techs | TRNINDNEINDNO | TotalAnnualMaxCapacityInvestment | 2040 | 3 | multiplicative | 2026-05-26T15:50:36.197048
A_Calibrated_BAU | Secondary Techs | TRNINDNEINDNO | TotalAnnualMaxCapacityInvestment | 2041 | 3 | multiplicative | 2026-05-26T15:50:36.197048
A_Calibrated_BAU | Secondary Techs | TRNINDNEINDNO | TotalAnnualMaxCapacityInvestment | 2042 | 3 | multiplicative | 2026-05-26T15:50:36.197048
A_Calibrated_BAU | Secondary Techs | TRNINDNEINDNO | TotalAnnualMaxCapacityInvestment | 2043 | 3 | multiplicative | 2026-05-26T15:50:36.197048
A_Calibrated_BAU | Secondary Techs | TRNINDNEINDNO | TotalAnnualMaxCapacityInvestment | 2044 | 3 | multiplicative | 2026-05-26T15:50:36.197048
A_Calibrated_BAU | Secondary Techs | TRNINDNEINDNO | TotalAnnualMaxCapacityInvestment | 2045 | 3 | multiplicative | 2026-05-26T15:50:36.197048
A_Calibrated_BAU | Secondary Techs | TRNINDNEINDNO | TotalAnnualMaxCapacityInvestment | 2046 | 3 | multiplicative | 2026-05-26T15:50:36.197048
A_Calibrated_BAU | Secondary Techs | TRNINDNEINDNO | TotalAnnualMaxCapacityInvestment | 2047 | 3 | multiplicative | 2026-05-26T15:50:36.197048
A_Calibrated_BAU | Secondary Techs | TRNINDNEINDNO | TotalAnnualMaxCapacityInvestment | 2048 | 3 | multiplicative | 2026-05-26T15:50:36.197048
A_Calibrated_BAU | Secondary Techs | TRNINDNEINDNO | TotalAnnualMaxCapacityInvestment | 2049 | 3 | multiplicative | 2026-05-26T15:50:36.197048
A_Calibrated_BAU | Secondary Techs | TRNINDNEINDNO | TotalAnnualMaxCapacityInvestment | 2050 | 3 | multiplicative | 2026-05-26T15:50:36.197048
A_Calibrated_BAU | Secondary Techs | TRNBGDXXINDEA | TotalAnnualMaxCapacityInvestment | 2023 | 2.5 | override | 2026-05-26T15:50:36.197048
A_Calibrated_BAU | Secondary Techs | TRNBGDXXINDEA | TotalAnnualMaxCapacityInvestment | 2024 | 3.3 | override | 2026-05-26T15:50:36.197048
A_Calibrated_BAU | Secondary Techs | TRNBGDXXINDEA | TotalAnnualMaxCapacityInvestment | 2025 | 4.1 | override | 2026-05-26T15:50:36.197048
A_Calibrated_BAU | Secondary Techs | TRNBGDXXINDEA | TotalAnnualMaxCapacityInvestment | 2026 | 4.9 | override | 2026-05-26T15:50:36.197048
A_Calibrated_BAU | Secondary Techs | TRNBGDXXINDEA | TotalAnnualMaxCapacityInvestment | 2027 | 5.7 | override | 2026-05-26T15:50:36.197048
A_Calibrated_BAU | Secondary Techs | TRNBGDXXINDEA | TotalAnnualMaxCapacityInvestment | 2028 | 6.5 | override | 2026-05-26T15:50:36.197048
A_Calibrated_BAU | Secondary Techs | TRNBGDXXINDEA | TotalAnnualMaxCapacityInvestment | 2029 | 7 | override | 2026-05-26T15:50:36.197048
A_Calibrated_BAU | Secondary Techs | TRNBGDXXINDEA | TotalAnnualMaxCapacityInvestment | 2030 | 7.75 | override | 2026-05-26T15:50:36.197048
A_Calibrated_BAU | Secondary Techs | TRNBGDXXINDEA | TotalAnnualMaxCapacityInvestment | 2031 | 8 | override | 2026-05-26T15:50:36.197048
A_Calibrated_BAU | Secondary Techs | TRNBGDXXINDEA | TotalAnnualMaxCapacityInvestment | 2032 | 8.25 | override | 2026-05-26T15:50:36.197048
A_Calibrated_BAU | Secondary Techs | TRNBGDXXINDEA | TotalAnnualMaxCapacityInvestment | 2033 | 8.5 | override | 2026-05-26T15:50:36.197048
A_Calibrated_BAU | Secondary Techs | TRNBGDXXINDEA | TotalAnnualMaxCapacityInvestment | 2034 | 8.5 | override | 2026-05-26T15:50:36.197048
A_Calibrated_BAU | Secondary Techs | TRNBGDXXINDEA | TotalAnnualMaxCapacityInvestment | 2035 | 8.5 | override | 2026-05-26T15:50:36.197048
A_Calibrated_BAU | Secondary Techs | TRNBGDXXINDEA | TotalAnnualMaxCapacityInvestment | 2036 | 8.5 | override | 2026-05-26T15:50:36.197048
A_Calibrated_BAU | Secondary Techs | TRNBGDXXINDEA | TotalAnnualMaxCapacityInvestment | 2037 | 8.5 | override | 2026-05-26T15:50:36.197048
A_Calibrated_BAU | Secondary Techs | TRNBGDXXINDEA | TotalAnnualMaxCapacityInvestment | 2038 | 8.5 | override | 2026-05-26T15:50:36.197048
A_Calibrated_BAU | Secondary Techs | TRNBGDXXINDEA | TotalAnnualMaxCapacityInvestment | 2039 | 8.5 | override | 2026-05-26T15:50:36.197048
A_Calibrated_BAU | Secondary Techs | TRNBGDXXINDEA | TotalAnnualMaxCapacityInvestment | 2040 | 8.5 | override | 2026-05-26T15:50:36.197048
A_Calibrated_BAU | Secondary Techs | TRNBGDXXINDEA | TotalAnnualMaxCapacityInvestment | 2041 | 8.5 | override | 2026-05-26T15:50:36.197048
A_Calibrated_BAU | Secondary Techs | TRNBGDXXINDEA | TotalAnnualMaxCapacityInvestment | 2042 | 8.5 | override | 2026-05-26T15:50:36.197048
A_Calibrated_BAU | Secondary Techs | TRNBGDXXINDEA | TotalAnnualMaxCapacityInvestment | 2043 | 8.5 | override | 2026-05-26T15:50:36.197048
A_Calibrated_BAU | Secondary Techs | TRNBGDXXINDEA | TotalAnnualMaxCapacityInvestment | 2044 | 8.5 | override | 2026-05-26T15:50:36.197048
A_Calibrated_BAU | Secondary Techs | TRNBGDXXINDEA | TotalAnnualMaxCapacityInvestment | 2045 | 8.5 | override | 2026-05-26T15:50:36.197048
A_Calibrated_BAU | Secondary Techs | TRNBGDXXINDEA | TotalAnnualMaxCapacityInvestment | 2046 | 8.5 | override | 2026-05-26T15:50:36.197048
A_Calibrated_BAU | Secondary Techs | TRNBGDXXINDEA | TotalAnnualMaxCapacityInvestment | 2047 | 8.5 | override | 2026-05-26T15:50:36.197048
A_Calibrated_BAU | Secondary Techs | TRNBGDXXINDEA | TotalAnnualMaxCapacityInvestment | 2048 | 8.5 | override | 2026-05-26T15:50:36.197048
A_Calibrated_BAU | Secondary Techs | TRNBGDXXINDEA | TotalAnnualMaxCapacityInvestment | 2049 | 8.5 | override | 2026-05-26T15:50:36.197048
A_Calibrated_BAU | Secondary Techs | TRNBGDXXINDEA | TotalAnnualMaxCapacityInvestment | 2050 | 8.5 | override | 2026-05-26T15:50:36.197048
A_Calibrated_BAU | Secondary Techs | TRNBTNXXBGDXX | TotalAnnualMaxCapacityInvestment | 2023 | 0 | override | 2026-05-26T15:50:36.197048
A_Calibrated_BAU | Secondary Techs | TRNBTNXXBGDXX | TotalAnnualMaxCapacityInvestment | 2024 | 0 | override | 2026-05-26T15:50:36.197048
A_Calibrated_BAU | Secondary Techs | TRNBTNXXBGDXX | TotalAnnualMaxCapacityInvestment | 2025 | 0 | override | 2026-05-26T15:50:36.197048
A_Calibrated_BAU | Secondary Techs | TRNBTNXXBGDXX | TotalAnnualMaxCapacityInvestment | 2026 | 0 | override | 2026-05-26T15:50:36.197048
A_Calibrated_BAU | Secondary Techs | TRNBTNXXBGDXX | TotalAnnualMaxCapacityInvestment | 2027 | 0 | override | 2026-05-26T15:50:36.197048
A_Calibrated_BAU | Secondary Techs | TRNBTNXXBGDXX | TotalAnnualMaxCapacityInvestment | 2028 | 0 | override | 2026-05-26T15:50:36.197048
A_Calibrated_BAU | Secondary Techs | TRNBTNXXBGDXX | TotalAnnualMaxCapacityInvestment | 2029 | 0 | override | 2026-05-26T15:50:36.197048
A_Calibrated_BAU | Secondary Techs | TRNBTNXXBGDXX | TotalAnnualMaxCapacityInvestment | 2030 | 0 | override | 2026-05-26T15:50:36.197048
A_Calibrated_BAU | Secondary Techs | TRNBTNXXBGDXX | TotalAnnualMaxCapacityInvestment | 2031 | 0 | override | 2026-05-26T15:50:36.197048
A_Calibrated_BAU | Secondary Techs | TRNBTNXXBGDXX | TotalAnnualMaxCapacityInvestment | 2032 | 0 | override | 2026-05-26T15:50:36.197048
A_Calibrated_BAU | Secondary Techs | TRNBTNXXBGDXX | TotalAnnualMaxCapacityInvestment | 2033 | 0 | override | 2026-05-26T15:50:36.197048
A_Calibrated_BAU | Secondary Techs | TRNBTNXXBGDXX | TotalAnnualMaxCapacityInvestment | 2034 | 0.375 | override | 2026-05-26T15:50:36.197048
A_Calibrated_BAU | Secondary Techs | TRNBTNXXBGDXX | TotalAnnualMaxCapacityInvestment | 2035 | 0.75 | override | 2026-05-26T15:50:36.197048
A_Calibrated_BAU | Secondary Techs | TRNBTNXXBGDXX | TotalAnnualMaxCapacityInvestment | 2036 | 0.75 | override | 2026-05-26T15:50:36.197048
A_Calibrated_BAU | Secondary Techs | TRNBTNXXBGDXX | TotalAnnualMaxCapacityInvestment | 2037 | 0.75 | override | 2026-05-26T15:50:36.197048
A_Calibrated_BAU | Secondary Techs | TRNBTNXXBGDXX | TotalAnnualMaxCapacityInvestment | 2038 | 0.75 | override | 2026-05-26T15:50:36.197048
A_Calibrated_BAU | Secondary Techs | TRNBTNXXBGDXX | TotalAnnualMaxCapacityInvestment | 2039 | 0.75 | override | 2026-05-26T15:50:36.197048
A_Calibrated_BAU | Secondary Techs | TRNBTNXXBGDXX | TotalAnnualMaxCapacityInvestment | 2040 | 0.75 | override | 2026-05-26T15:50:36.197048
A_Calibrated_BAU | Secondary Techs | TRNBTNXXBGDXX | TotalAnnualMaxCapacityInvestment | 2041 | 0.75 | override | 2026-05-26T15:50:36.197048
A_Calibrated_BAU | Secondary Techs | TRNBTNXXBGDXX | TotalAnnualMaxCapacityInvestment | 2042 | 0.75 | override | 2026-05-26T15:50:36.197048
A_Calibrated_BAU | Secondary Techs | TRNBTNXXBGDXX | TotalAnnualMaxCapacityInvestment | 2043 | 0.75 | override | 2026-05-26T15:50:36.197048
A_Calibrated_BAU | Secondary Techs | TRNBTNXXBGDXX | TotalAnnualMaxCapacityInvestment | 2044 | 0.75 | override | 2026-05-26T15:50:36.197048
A_Calibrated_BAU | Secondary Techs | TRNBTNXXBGDXX | TotalAnnualMaxCapacityInvestment | 2045 | 0.75 | override | 2026-05-26T15:50:36.197048
A_Calibrated_BAU | Secondary Techs | TRNBTNXXBGDXX | TotalAnnualMaxCapacityInvestment | 2046 | 0.75 | override | 2026-05-26T15:50:36.197048
A_Calibrated_BAU | Secondary Techs | TRNBTNXXBGDXX | TotalAnnualMaxCapacityInvestment | 2047 | 0.75 | override | 2026-05-26T15:50:36.197048
A_Calibrated_BAU | Secondary Techs | TRNBTNXXBGDXX | TotalAnnualMaxCapacityInvestment | 2048 | 0.75 | override | 2026-05-26T15:50:36.197048
A_Calibrated_BAU | Secondary Techs | TRNBTNXXBGDXX | TotalAnnualMaxCapacityInvestment | 2049 | 0.75 | override | 2026-05-26T15:50:36.197048
A_Calibrated_BAU | Secondary Techs | TRNBTNXXBGDXX | TotalAnnualMaxCapacityInvestment | 2050 | 0.75 | override | 2026-05-26T15:50:36.197048
A_Calibrated_BAU | Secondary Techs | TRNBTNXXINDNE | TotalAnnualMaxCapacityInvestment | 2023 | 0.17 | override | 2026-05-26T15:50:36.197048
A_Calibrated_BAU | Secondary Techs | TRNBTNXXINDNE | TotalAnnualMaxCapacityInvestment | 2024 | 0.32 | override | 2026-05-26T15:50:36.197048
A_Calibrated_BAU | Secondary Techs | TRNBTNXXINDNE | TotalAnnualMaxCapacityInvestment | 2025 | 0.47 | override | 2026-05-26T15:50:36.197048
A_Calibrated_BAU | Secondary Techs | TRNBTNXXINDNE | TotalAnnualMaxCapacityInvestment | 2026 | 0.62 | override | 2026-05-26T15:50:36.197048
A_Calibrated_BAU | Secondary Techs | TRNBTNXXINDNE | TotalAnnualMaxCapacityInvestment | 2027 | 0.77 | override | 2026-05-26T15:50:36.197048
A_Calibrated_BAU | Secondary Techs | TRNBTNXXINDNE | TotalAnnualMaxCapacityInvestment | 2028 | 1.02 | override | 2026-05-26T15:50:36.197048
A_Calibrated_BAU | Secondary Techs | TRNBTNXXINDNE | TotalAnnualMaxCapacityInvestment | 2029 | 1.27 | override | 2026-05-26T15:50:36.197048
A_Calibrated_BAU | Secondary Techs | TRNBTNXXINDNE | TotalAnnualMaxCapacityInvestment | 2030 | 2.4 | override | 2026-05-26T15:50:36.197048
A_Calibrated_BAU | Secondary Techs | TRNBTNXXINDNE | TotalAnnualMaxCapacityInvestment | 2031 | 2.4 | override | 2026-05-26T15:50:36.197048
A_Calibrated_BAU | Secondary Techs | TRNBTNXXINDNE | TotalAnnualMaxCapacityInvestment | 2032 | 2.4 | override | 2026-05-26T15:50:36.197048
A_Calibrated_BAU | Secondary Techs | TRNBTNXXINDNE | TotalAnnualMaxCapacityInvestment | 2033 | 2.4 | override | 2026-05-26T15:50:36.197048
A_Calibrated_BAU | Secondary Techs | TRNBTNXXINDNE | TotalAnnualMaxCapacityInvestment | 2034 | 2.4 | override | 2026-05-26T15:50:36.197048
A_Calibrated_BAU | Secondary Techs | TRNBTNXXINDNE | TotalAnnualMaxCapacityInvestment | 2035 | 2.4 | override | 2026-05-26T15:50:36.197048
A_Calibrated_BAU | Secondary Techs | TRNBTNXXINDNE | TotalAnnualMaxCapacityInvestment | 2036 | 2.4 | override | 2026-05-26T15:50:36.197048
A_Calibrated_BAU | Secondary Techs | TRNBTNXXINDNE | TotalAnnualMaxCapacityInvestment | 2037 | 2.4 | override | 2026-05-26T15:50:36.197048
A_Calibrated_BAU | Secondary Techs | TRNBTNXXINDNE | TotalAnnualMaxCapacityInvestment | 2038 | 2.4 | override | 2026-05-26T15:50:36.197048
A_Calibrated_BAU | Secondary Techs | TRNBTNXXINDNE | TotalAnnualMaxCapacityInvestment | 2039 | 2.4 | override | 2026-05-26T15:50:36.197048
A_Calibrated_BAU | Secondary Techs | TRNBTNXXINDNE | TotalAnnualMaxCapacityInvestment | 2040 | 2.4 | override | 2026-05-26T15:50:36.197048
A_Calibrated_BAU | Secondary Techs | TRNBTNXXINDNE | TotalAnnualMaxCapacityInvestment | 2041 | 2.4 | override | 2026-05-26T15:50:36.197048
A_Calibrated_BAU | Secondary Techs | TRNBTNXXINDNE | TotalAnnualMaxCapacityInvestment | 2042 | 2.4 | override | 2026-05-26T15:50:36.197048
A_Calibrated_BAU | Secondary Techs | TRNBTNXXINDNE | TotalAnnualMaxCapacityInvestment | 2043 | 2.4 | override | 2026-05-26T15:50:36.197048
A_Calibrated_BAU | Secondary Techs | TRNBTNXXINDNE | TotalAnnualMaxCapacityInvestment | 2044 | 2.4 | override | 2026-05-26T15:50:36.197048
A_Calibrated_BAU | Secondary Techs | TRNBTNXXINDNE | TotalAnnualMaxCapacityInvestment | 2045 | 2.4 | override | 2026-05-26T15:50:36.197048
A_Calibrated_BAU | Secondary Techs | TRNBTNXXINDNE | TotalAnnualMaxCapacityInvestment | 2046 | 2.4 | override | 2026-05-26T15:50:36.197048
A_Calibrated_BAU | Secondary Techs | TRNBTNXXINDNE | TotalAnnualMaxCapacityInvestment | 2047 | 2.4 | override | 2026-05-26T15:50:36.197048
A_Calibrated_BAU | Secondary Techs | TRNBTNXXINDNE | TotalAnnualMaxCapacityInvestment | 2048 | 2.4 | override | 2026-05-26T15:50:36.197048
A_Calibrated_BAU | Secondary Techs | TRNBTNXXINDNE | TotalAnnualMaxCapacityInvestment | 2049 | 2.4 | override | 2026-05-26T15:50:36.197048
A_Calibrated_BAU | Secondary Techs | TRNBTNXXINDNE | TotalAnnualMaxCapacityInvestment | 2050 | 2.4 | override | 2026-05-26T15:50:36.197048
A_Calibrated_BAU | Secondary Techs | TRNMDVXXINDSO | TotalAnnualMaxCapacityInvestment | 2023 | 0 | override | 2026-05-26T15:50:36.197048
A_Calibrated_BAU | Secondary Techs | TRNMDVXXINDSO | TotalAnnualMaxCapacityInvestment | 2024 | 0 | override | 2026-05-26T15:50:36.197048
A_Calibrated_BAU | Secondary Techs | TRNMDVXXINDSO | TotalAnnualMaxCapacityInvestment | 2025 | 0 | override | 2026-05-26T15:50:36.197048
A_Calibrated_BAU | Secondary Techs | TRNMDVXXINDSO | TotalAnnualMaxCapacityInvestment | 2026 | 0 | override | 2026-05-26T15:50:36.197048
A_Calibrated_BAU | Secondary Techs | TRNMDVXXINDSO | TotalAnnualMaxCapacityInvestment | 2027 | 0 | override | 2026-05-26T15:50:36.197048
A_Calibrated_BAU | Secondary Techs | TRNMDVXXINDSO | TotalAnnualMaxCapacityInvestment | 2028 | 0 | override | 2026-05-26T15:50:36.197048
A_Calibrated_BAU | Secondary Techs | TRNMDVXXINDSO | TotalAnnualMaxCapacityInvestment | 2029 | 0 | override | 2026-05-26T15:50:36.197048
A_Calibrated_BAU | Secondary Techs | TRNMDVXXINDSO | TotalAnnualMaxCapacityInvestment | 2030 | 0 | override | 2026-05-26T15:50:36.197048
A_Calibrated_BAU | Secondary Techs | TRNMDVXXINDSO | TotalAnnualMaxCapacityInvestment | 2031 | 0 | override | 2026-05-26T15:50:36.197048
A_Calibrated_BAU | Secondary Techs | TRNMDVXXINDSO | TotalAnnualMaxCapacityInvestment | 2032 | 0 | override | 2026-05-26T15:50:36.197048
A_Calibrated_BAU | Secondary Techs | TRNMDVXXINDSO | TotalAnnualMaxCapacityInvestment | 2033 | 0 | override | 2026-05-26T15:50:36.197048
A_Calibrated_BAU | Secondary Techs | TRNMDVXXINDSO | TotalAnnualMaxCapacityInvestment | 2034 | 0 | override | 2026-05-26T15:50:36.197048
A_Calibrated_BAU | Secondary Techs | TRNMDVXXINDSO | TotalAnnualMaxCapacityInvestment | 2035 | 0 | override | 2026-05-26T15:50:36.197048
A_Calibrated_BAU | Secondary Techs | TRNMDVXXINDSO | TotalAnnualMaxCapacityInvestment | 2036 | 0 | override | 2026-05-26T15:50:36.197048
A_Calibrated_BAU | Secondary Techs | TRNMDVXXINDSO | TotalAnnualMaxCapacityInvestment | 2037 | 0 | override | 2026-05-26T15:50:36.197048
A_Calibrated_BAU | Secondary Techs | TRNMDVXXINDSO | TotalAnnualMaxCapacityInvestment | 2038 | 0 | override | 2026-05-26T15:50:36.197048
A_Calibrated_BAU | Secondary Techs | TRNMDVXXINDSO | TotalAnnualMaxCapacityInvestment | 2039 | 0 | override | 2026-05-26T15:50:36.197048
A_Calibrated_BAU | Secondary Techs | TRNMDVXXINDSO | TotalAnnualMaxCapacityInvestment | 2040 | 0 | override | 2026-05-26T15:50:36.197048
A_Calibrated_BAU | Secondary Techs | TRNMDVXXINDSO | TotalAnnualMaxCapacityInvestment | 2041 | 0 | override | 2026-05-26T15:50:36.197048
A_Calibrated_BAU | Secondary Techs | TRNMDVXXINDSO | TotalAnnualMaxCapacityInvestment | 2042 | 0 | override | 2026-05-26T15:50:36.197048
A_Calibrated_BAU | Secondary Techs | TRNMDVXXINDSO | TotalAnnualMaxCapacityInvestment | 2043 | 0 | override | 2026-05-26T15:50:36.197048
A_Calibrated_BAU | Secondary Techs | TRNMDVXXINDSO | TotalAnnualMaxCapacityInvestment | 2044 | 0 | override | 2026-05-26T15:50:36.197048
A_Calibrated_BAU | Secondary Techs | TRNMDVXXINDSO | TotalAnnualMaxCapacityInvestment | 2045 | 0 | override | 2026-05-26T15:50:36.197048
A_Calibrated_BAU | Secondary Techs | TRNMDVXXINDSO | TotalAnnualMaxCapacityInvestment | 2046 | 0 | override | 2026-05-26T15:50:36.197048
A_Calibrated_BAU | Secondary Techs | TRNMDVXXINDSO | TotalAnnualMaxCapacityInvestment | 2047 | 0 | override | 2026-05-26T15:50:36.197048
A_Calibrated_BAU | Secondary Techs | TRNMDVXXINDSO | TotalAnnualMaxCapacityInvestment | 2048 | 0 | override | 2026-05-26T15:50:36.197048
A_Calibrated_BAU | Secondary Techs | TRNMDVXXINDSO | TotalAnnualMaxCapacityInvestment | 2049 | 0 | override | 2026-05-26T15:50:36.197048
A_Calibrated_BAU | Secondary Techs | TRNMDVXXINDSO | TotalAnnualMaxCapacityInvestment | 2050 | 0 | override | 2026-05-26T15:50:36.197048
A_Calibrated_BAU | Secondary Techs | TRNNPLXXBGDXX | TotalAnnualMaxCapacityInvestment | 2023 | 0.04 | override | 2026-05-26T15:50:36.197048
A_Calibrated_BAU | Secondary Techs | TRNNPLXXBGDXX | TotalAnnualMaxCapacityInvestment | 2024 | 0.06 | override | 2026-05-26T15:50:36.197048
A_Calibrated_BAU | Secondary Techs | TRNNPLXXBGDXX | TotalAnnualMaxCapacityInvestment | 2025 | 0.08 | override | 2026-05-26T15:50:36.197048
A_Calibrated_BAU | Secondary Techs | TRNNPLXXBGDXX | TotalAnnualMaxCapacityInvestment | 2026 | 0.2 | override | 2026-05-26T15:50:36.197048
A_Calibrated_BAU | Secondary Techs | TRNNPLXXBGDXX | TotalAnnualMaxCapacityInvestment | 2027 | 0.32 | override | 2026-05-26T15:50:36.197048
A_Calibrated_BAU | Secondary Techs | TRNNPLXXBGDXX | TotalAnnualMaxCapacityInvestment | 2028 | 0.44 | override | 2026-05-26T15:50:36.197048
A_Calibrated_BAU | Secondary Techs | TRNNPLXXBGDXX | TotalAnnualMaxCapacityInvestment | 2029 | 0.56 | override | 2026-05-26T15:50:36.197048
A_Calibrated_BAU | Secondary Techs | TRNNPLXXBGDXX | TotalAnnualMaxCapacityInvestment | 2030 | 0.68 | override | 2026-05-26T15:50:36.197048
A_Calibrated_BAU | Secondary Techs | TRNNPLXXBGDXX | TotalAnnualMaxCapacityInvestment | 2031 | 0.8 | override | 2026-05-26T15:50:36.197048
A_Calibrated_BAU | Secondary Techs | TRNNPLXXBGDXX | TotalAnnualMaxCapacityInvestment | 2032 | 0.92 | override | 2026-05-26T15:50:36.197048
A_Calibrated_BAU | Secondary Techs | TRNNPLXXBGDXX | TotalAnnualMaxCapacityInvestment | 2033 | 1.04 | override | 2026-05-26T15:50:36.197048
A_Calibrated_BAU | Secondary Techs | TRNNPLXXBGDXX | TotalAnnualMaxCapacityInvestment | 2034 | 1.04 | override | 2026-05-26T15:50:36.197048
A_Calibrated_BAU | Secondary Techs | TRNNPLXXBGDXX | TotalAnnualMaxCapacityInvestment | 2035 | 1.04 | override | 2026-05-26T15:50:36.197048
A_Calibrated_BAU | Secondary Techs | TRNNPLXXBGDXX | TotalAnnualMaxCapacityInvestment | 2036 | 1.04 | override | 2026-05-26T15:50:36.197048
A_Calibrated_BAU | Secondary Techs | TRNNPLXXBGDXX | TotalAnnualMaxCapacityInvestment | 2037 | 1.04 | override | 2026-05-26T15:50:36.197048
A_Calibrated_BAU | Secondary Techs | TRNNPLXXBGDXX | TotalAnnualMaxCapacityInvestment | 2038 | 1.04 | override | 2026-05-26T15:50:36.197048
A_Calibrated_BAU | Secondary Techs | TRNNPLXXBGDXX | TotalAnnualMaxCapacityInvestment | 2039 | 1.04 | override | 2026-05-26T15:50:36.197048
A_Calibrated_BAU | Secondary Techs | TRNNPLXXBGDXX | TotalAnnualMaxCapacityInvestment | 2040 | 1.04 | override | 2026-05-26T15:50:36.197048
A_Calibrated_BAU | Secondary Techs | TRNNPLXXBGDXX | TotalAnnualMaxCapacityInvestment | 2041 | 1.04 | override | 2026-05-26T15:50:36.197048
A_Calibrated_BAU | Secondary Techs | TRNNPLXXBGDXX | TotalAnnualMaxCapacityInvestment | 2042 | 1.04 | override | 2026-05-26T15:50:36.197048
A_Calibrated_BAU | Secondary Techs | TRNNPLXXBGDXX | TotalAnnualMaxCapacityInvestment | 2043 | 1.04 | override | 2026-05-26T15:50:36.197048
A_Calibrated_BAU | Secondary Techs | TRNNPLXXBGDXX | TotalAnnualMaxCapacityInvestment | 2044 | 1.04 | override | 2026-05-26T15:50:36.197048
A_Calibrated_BAU | Secondary Techs | TRNNPLXXBGDXX | TotalAnnualMaxCapacityInvestment | 2045 | 1.04 | override | 2026-05-26T15:50:36.197048
A_Calibrated_BAU | Secondary Techs | TRNNPLXXBGDXX | TotalAnnualMaxCapacityInvestment | 2046 | 1.04 | override | 2026-05-26T15:50:36.197048
A_Calibrated_BAU | Secondary Techs | TRNNPLXXBGDXX | TotalAnnualMaxCapacityInvestment | 2047 | 1.04 | override | 2026-05-26T15:50:36.197048
A_Calibrated_BAU | Secondary Techs | TRNNPLXXBGDXX | TotalAnnualMaxCapacityInvestment | 2048 | 1.04 | override | 2026-05-26T15:50:36.197048
A_Calibrated_BAU | Secondary Techs | TRNNPLXXBGDXX | TotalAnnualMaxCapacityInvestment | 2049 | 1.04 | override | 2026-05-26T15:50:36.197048
A_Calibrated_BAU | Secondary Techs | TRNNPLXXBGDXX | TotalAnnualMaxCapacityInvestment | 2050 | 1.04 | override | 2026-05-26T15:50:36.197048
BAU | Secondary Techs | PWRWONINDWE | TotalAnnualMaxCapacityInvestment | 2023 | 0 | lid_fill | 2026-05-26T16:12:06.094262
BAU | Secondary Techs | PWRWONINDWE | TotalAnnualMaxCapacityInvestment | 2024 | 1.0954 | lid_fill | 2026-05-26T16:12:06.094262
BAU | Secondary Techs | PWRWONINDWE | TotalAnnualMaxCapacityInvestment | 2025 | 1.1985 | lid_fill | 2026-05-26T16:12:06.094262
BAU | Secondary Techs | PWRWONINDWE | TotalAnnualMaxCapacityInvestment | 2026 | 1.3513 | lid_fill | 2026-05-26T16:12:06.094262
BAU | Secondary Techs | PWRWONINDWE | TotalAnnualMaxCapacityInvestment | 2027 | 1.3031 | lid_fill | 2026-05-26T16:12:06.094262
BAU | Secondary Techs | PWRWONINDWE | TotalAnnualMaxCapacityInvestment | 2028 | 1.3501 | lid_fill | 2026-05-26T16:12:06.094262
BAU | Secondary Techs | PWRWONINDWE | TotalAnnualMaxCapacityInvestment | 2029 | 1.6668 | lid_fill | 2026-05-26T16:12:06.094262
BAU | Secondary Techs | PWRWONINDWE | TotalAnnualMaxCapacityInvestment | 2030 | 0.95088 | lid_fill | 2026-05-26T16:12:06.094262
BAU | Secondary Techs | PWRWONINDWE | TotalAnnualMaxCapacityInvestment | 2031 | 0.91056 | lid_fill | 2026-05-26T16:12:06.094262
BAU | Secondary Techs | PWRWONINDWE | TotalAnnualMaxCapacityInvestment | 2032 | 1.3746 | lid_fill | 2026-05-26T16:12:06.094262
BAU | Secondary Techs | PWRWONINDWE | TotalAnnualMaxCapacityInvestment | 2033 | 1.3746 | lid_fill | 2026-05-26T16:12:06.094262
BAU | Secondary Techs | PWRWONINDWE | TotalAnnualMaxCapacityInvestment | 2034 | 1.3746 | lid_fill | 2026-05-26T16:12:06.094262
BAU | Secondary Techs | PWRWONINDWE | TotalAnnualMaxCapacityInvestment | 2035 | 1.3746 | lid_fill | 2026-05-26T16:12:06.094262
BAU | Secondary Techs | PWRWONINDWE | TotalAnnualMaxCapacityInvestment | 2036 | 1.3746 | lid_fill | 2026-05-26T16:12:06.094262
BAU | Secondary Techs | PWRWONINDWE | TotalAnnualMaxCapacityInvestment | 2037 | 1.5165 | lid_fill | 2026-05-26T16:12:06.094262
BAU | Secondary Techs | PWRWONINDWE | TotalAnnualMaxCapacityInvestment | 2038 | 1.5165 | lid_fill | 2026-05-26T16:12:06.094262
BAU | Secondary Techs | PWRWONINDWE | TotalAnnualMaxCapacityInvestment | 2039 | 1.5166 | lid_fill | 2026-05-26T16:12:06.094262
BAU | Secondary Techs | PWRWONINDWE | TotalAnnualMaxCapacityInvestment | 2040 | 1.5165 | lid_fill | 2026-05-26T16:12:06.094262
BAU | Secondary Techs | PWRWONINDWE | TotalAnnualMaxCapacityInvestment | 2041 | 1.5165 | lid_fill | 2026-05-26T16:12:06.094262
BAU | Secondary Techs | PWRWONINDWE | TotalAnnualMaxCapacityInvestment | 2042 | 1.7022 | lid_fill | 2026-05-26T16:12:06.094262
BAU | Secondary Techs | PWRWONINDWE | TotalAnnualMaxCapacityInvestment | 2043 | 1.7698 | lid_fill | 2026-05-26T16:12:06.094262
BAU | Secondary Techs | PWRWONINDWE | TotalAnnualMaxCapacityInvestment | 2044 | 1.8402 | lid_fill | 2026-05-26T16:12:06.094262
BAU | Secondary Techs | PWRWONINDWE | TotalAnnualMaxCapacityInvestment | 2045 | 1.9134 | lid_fill | 2026-05-26T16:12:06.094262
BAU | Secondary Techs | PWRWONINDWE | TotalAnnualMaxCapacityInvestment | 2046 | 1.9895 | lid_fill | 2026-05-26T16:12:06.094262
BAU | Secondary Techs | PWRWONINDWE | TotalAnnualMaxCapacityInvestment | 2047 | 2.0686 | lid_fill | 2026-05-26T16:12:06.094262
BAU | Secondary Techs | PWRWONINDWE | TotalAnnualMaxCapacityInvestment | 2048 | 2.1508 | lid_fill | 2026-05-26T16:12:06.094262
BAU | Secondary Techs | PWRWONINDWE | TotalAnnualMaxCapacityInvestment | 2049 | 2.2364 | lid_fill | 2026-05-26T16:12:06.094262
BAU | Secondary Techs | PWRWONINDWE | TotalAnnualMaxCapacityInvestment | 2050 | 2.3253 | lid_fill | 2026-05-26T16:12:06.094262
BAU | Secondary Techs | PWRHYDINDNO | TotalAnnualMaxCapacityInvestment | 2023 | 0 | lid_fill | 2026-05-26T16:12:06.094262
BAU | Secondary Techs | PWRHYDINDNO | TotalAnnualMaxCapacityInvestment | 2024 | 1.1991 | lid_fill | 2026-05-26T16:12:06.094262
BAU | Secondary Techs | PWRHYDINDNO | TotalAnnualMaxCapacityInvestment | 2025 | 1.2677 | lid_fill | 2026-05-26T16:12:06.094262
BAU | Secondary Techs | PWRHYDINDNO | TotalAnnualMaxCapacityInvestment | 2026 | 2.0442 | untie_min_inv | 2026-05-26T16:12:06.094262
BAU | Secondary Techs | PWRHYDINDNO | TotalAnnualMaxCapacityInvestment | 2027 | 1.4449 | lid_fill | 2026-05-26T16:12:06.094262
BAU | Secondary Techs | PWRHYDINDNO | TotalAnnualMaxCapacityInvestment | 2028 | 1.8584 | untie_min_inv | 2026-05-26T16:12:06.094262
BAU | Secondary Techs | PWRHYDINDNO | TotalAnnualMaxCapacityInvestment | 2029 | 1.7758 | lid_fill | 2026-05-26T16:12:06.094262
BAU | Secondary Techs | PWRHYDINDNO | TotalAnnualMaxCapacityInvestment | 2030 | 1.3511 | lid_fill | 2026-05-26T16:12:06.094262
BAU | Secondary Techs | PWRHYDINDNO | TotalAnnualMaxCapacityInvestment | 2031 | 1.3629 | lid_fill | 2026-05-26T16:12:06.094262
BAU | Secondary Techs | PWRHYDINDNO | TotalAnnualMaxCapacityInvestment | 2032 | 1.6023 | lid_fill | 2026-05-26T16:12:06.094262
BAU | Secondary Techs | PWRHYDINDNO | TotalAnnualMaxCapacityInvestment | 2033 | 1.6023 | lid_fill | 2026-05-26T16:12:06.094262
BAU | Secondary Techs | PWRHYDINDNO | TotalAnnualMaxCapacityInvestment | 2034 | 1.6023 | lid_fill | 2026-05-26T16:12:06.094262
BAU | Secondary Techs | PWRHYDINDNO | TotalAnnualMaxCapacityInvestment | 2035 | 1.6023 | lid_fill | 2026-05-26T16:12:06.094262
BAU | Secondary Techs | PWRHYDINDNO | TotalAnnualMaxCapacityInvestment | 2036 | 1.6023 | lid_fill | 2026-05-26T16:12:06.094262
BAU | Secondary Techs | PWRHYDINDNO | TotalAnnualMaxCapacityInvestment | 2037 | 1.7424 | lid_fill | 2026-05-26T16:12:06.094262
BAU | Secondary Techs | PWRHYDINDNO | TotalAnnualMaxCapacityInvestment | 2038 | 1.7424 | lid_fill | 2026-05-26T16:12:06.094262
BAU | Secondary Techs | PWRHYDINDNO | TotalAnnualMaxCapacityInvestment | 2039 | 1.7424 | lid_fill | 2026-05-26T16:12:06.094262
BAU | Secondary Techs | PWRHYDINDNO | TotalAnnualMaxCapacityInvestment | 2040 | 1.6645 | lid_fill | 2026-05-26T16:12:06.094262
BAU | Secondary Techs | PWRHYDINDNO | TotalAnnualMaxCapacityInvestment | 2041 | 1.7395 | lid_fill | 2026-05-26T16:12:06.094262
BAU | Secondary Techs | PWRHYDINDNO | TotalAnnualMaxCapacityInvestment | 2042 | 1.9542 | lid_fill | 2026-05-26T16:12:06.094262
BAU | Secondary Techs | PWRHYDINDNO | TotalAnnualMaxCapacityInvestment | 2043 | 2.0345 | lid_fill | 2026-05-26T16:12:06.094262
BAU | Secondary Techs | PWRHYDINDNO | TotalAnnualMaxCapacityInvestment | 2044 | 2.091 | lid_fill | 2026-05-26T16:12:06.094262
BAU | Secondary Techs | PWRHYDINDNO | TotalAnnualMaxCapacityInvestment | 2045 | 2.1344 | lid_fill | 2026-05-26T16:12:06.094262
BAU | Secondary Techs | PWRHYDINDNO | TotalAnnualMaxCapacityInvestment | 2046 | 2.2872 | lid_fill | 2026-05-26T16:12:06.094262
BAU | Secondary Techs | PWRHYDINDNO | TotalAnnualMaxCapacityInvestment | 2047 | 2.3795 | lid_fill | 2026-05-26T16:12:06.094262
BAU | Secondary Techs | PWRHYDINDNO | TotalAnnualMaxCapacityInvestment | 2048 | 2.4755 | lid_fill | 2026-05-26T16:12:06.094262
BAU | Secondary Techs | PWRHYDINDNO | TotalAnnualMaxCapacityInvestment | 2049 | 2.5754 | lid_fill | 2026-05-26T16:12:06.094262
BAU | Secondary Techs | PWRHYDINDNO | TotalAnnualMaxCapacityInvestment | 2050 | 2.6794 | lid_fill | 2026-05-26T16:12:06.094262
BAU | Secondary Techs | PWRBIOINDNO | TotalAnnualMaxCapacityInvestment | 2023 | 0 | lid_fill | 2026-05-26T16:12:06.094262
BAU | Secondary Techs | PWRBIOINDNO | TotalAnnualMaxCapacityInvestment | 2024 | 0.18911 | lid_fill | 2026-05-26T16:12:06.094262
BAU | Secondary Techs | PWRBIOINDNO | TotalAnnualMaxCapacityInvestment | 2025 | 0.19993 | lid_fill | 2026-05-26T16:12:06.094262
BAU | Secondary Techs | PWRBIOINDNO | TotalAnnualMaxCapacityInvestment | 2026 | 0.21466 | lid_fill | 2026-05-26T16:12:06.094262
BAU | Secondary Techs | PWRBIOINDNO | TotalAnnualMaxCapacityInvestment | 2027 | 0.22787 | lid_fill | 2026-05-26T16:12:06.094262
BAU | Secondary Techs | PWRBIOINDNO | TotalAnnualMaxCapacityInvestment | 2028 | 0.23956 | lid_fill | 2026-05-26T16:12:06.094262
BAU | Secondary Techs | PWRBIOINDNO | TotalAnnualMaxCapacityInvestment | 2029 | 0.28006 | lid_fill | 2026-05-26T16:12:06.094262
BAU | Secondary Techs | PWRBIOINDNO | TotalAnnualMaxCapacityInvestment | 2030 | 0.21309 | lid_fill | 2026-05-26T16:12:06.094262
BAU | Secondary Techs | PWRBIOINDNO | TotalAnnualMaxCapacityInvestment | 2031 | 0.21495 | lid_fill | 2026-05-26T16:12:06.094262
BAU | Secondary Techs | PWRBIOINDNO | TotalAnnualMaxCapacityInvestment | 2032 | 0.2527 | lid_fill | 2026-05-26T16:12:06.094262
BAU | Secondary Techs | PWRBIOINDNO | TotalAnnualMaxCapacityInvestment | 2033 | 0.2527 | lid_fill | 2026-05-26T16:12:06.094262
BAU | Secondary Techs | PWRBIOINDNO | TotalAnnualMaxCapacityInvestment | 2034 | 0.2527 | lid_fill | 2026-05-26T16:12:06.094262
BAU | Secondary Techs | PWRBIOINDNO | TotalAnnualMaxCapacityInvestment | 2035 | 0.2527 | lid_fill | 2026-05-26T16:12:06.094262
BAU | Secondary Techs | PWRBIOINDNO | TotalAnnualMaxCapacityInvestment | 2036 | 0.2527 | lid_fill | 2026-05-26T16:12:06.094262
BAU | Secondary Techs | PWRBIOINDNO | TotalAnnualMaxCapacityInvestment | 2037 | 0.2748 | lid_fill | 2026-05-26T16:12:06.094262
BAU | Secondary Techs | PWRBIOINDNO | TotalAnnualMaxCapacityInvestment | 2038 | 0.2748 | lid_fill | 2026-05-26T16:12:06.094262
BAU | Secondary Techs | PWRBIOINDNO | TotalAnnualMaxCapacityInvestment | 2039 | 0.2748 | lid_fill | 2026-05-26T16:12:06.094262
BAU | Secondary Techs | PWRBIOINDNO | TotalAnnualMaxCapacityInvestment | 2040 | 0.26251 | lid_fill | 2026-05-26T16:12:06.094262
BAU | Secondary Techs | PWRBIOINDNO | TotalAnnualMaxCapacityInvestment | 2041 | 0.27434 | lid_fill | 2026-05-26T16:12:06.094262
BAU | Secondary Techs | PWRBIOINDNO | TotalAnnualMaxCapacityInvestment | 2042 | 0.30821 | lid_fill | 2026-05-26T16:12:06.094262
BAU | Secondary Techs | PWRBIOINDNO | TotalAnnualMaxCapacityInvestment | 2043 | 0.32087 | lid_fill | 2026-05-26T16:12:06.094262
BAU | Secondary Techs | PWRBIOINDNO | TotalAnnualMaxCapacityInvestment | 2044 | 0.32978 | lid_fill | 2026-05-26T16:12:06.094262
BAU | Secondary Techs | PWRBIOINDNO | TotalAnnualMaxCapacityInvestment | 2045 | 0.33661 | lid_fill | 2026-05-26T16:12:06.094262
BAU | Secondary Techs | PWRBIOINDNO | TotalAnnualMaxCapacityInvestment | 2046 | 0.36072 | lid_fill | 2026-05-26T16:12:06.094262
BAU | Secondary Techs | PWRBIOINDNO | TotalAnnualMaxCapacityInvestment | 2047 | 0.37527 | lid_fill | 2026-05-26T16:12:06.094262
BAU | Secondary Techs | PWRBIOINDNO | TotalAnnualMaxCapacityInvestment | 2048 | 0.39042 | lid_fill | 2026-05-26T16:12:06.094262
BAU | Secondary Techs | PWRBIOINDNO | TotalAnnualMaxCapacityInvestment | 2049 | 0.40618 | lid_fill | 2026-05-26T16:12:06.094262
BAU | Secondary Techs | PWRBIOINDNO | TotalAnnualMaxCapacityInvestment | 2050 | 0.42257 | lid_fill | 2026-05-26T16:12:06.094262
BAU | Secondary Techs | PWRHYDBTNXX | TotalAnnualMaxCapacityInvestment | 2023 | 0 | lid_fill | 2026-05-26T16:12:06.094262
BAU | Secondary Techs | PWRHYDBTNXX | TotalAnnualMaxCapacityInvestment | 2024 | 0.1674 | lid_fill | 2026-05-26T16:12:06.094262
BAU | Secondary Techs | PWRHYDBTNXX | TotalAnnualMaxCapacityInvestment | 2025 | 1.1494 | untie_min_inv | 2026-05-26T16:12:06.094262
BAU | Secondary Techs | PWRHYDBTNXX | TotalAnnualMaxCapacityInvestment | 2026 | 0.19167 | lid_fill | 2026-05-26T16:12:06.094262
BAU | Secondary Techs | PWRHYDBTNXX | TotalAnnualMaxCapacityInvestment | 2027 | 0.606 | untie_min_inv | 2026-05-26T16:12:06.094262
BAU | Secondary Techs | PWRHYDBTNXX | TotalAnnualMaxCapacityInvestment | 2028 | 0.6767 | untie_min_inv | 2026-05-26T16:12:06.094262
BAU | Secondary Techs | PWRHYDBTNXX | TotalAnnualMaxCapacityInvestment | 2029 | 0.2348 | lid_fill | 2026-05-26T16:12:06.094262
BAU | Secondary Techs | PWRHYDBTNXX | TotalAnnualMaxCapacityInvestment | 2030 | 4.1864 | untie_min_inv | 2026-05-26T16:12:06.094262
BAU | Secondary Techs | PWRHYDBTNXX | TotalAnnualMaxCapacityInvestment | 2031 | 0.26889 | lid_fill | 2026-05-26T16:12:06.094262
BAU | Secondary Techs | PWRHYDBTNXX | TotalAnnualMaxCapacityInvestment | 2032 | 0.28774 | lid_fill | 2026-05-26T16:12:06.094262
BAU | Secondary Techs | PWRHYDBTNXX | TotalAnnualMaxCapacityInvestment | 2033 | 0.30783 | lid_fill | 2026-05-26T16:12:06.094262
BAU | Secondary Techs | PWRHYDBTNXX | TotalAnnualMaxCapacityInvestment | 2034 | 0.32939 | lid_fill | 2026-05-26T16:12:06.094262
BAU | Secondary Techs | PWRHYDBTNXX | TotalAnnualMaxCapacityInvestment | 2035 | 2.6109 | untie_min_inv | 2026-05-26T16:12:06.094262
BAU | Secondary Techs | PWRHYDBTNXX | TotalAnnualMaxCapacityInvestment | 2036 | 0.37714 | lid_fill | 2026-05-26T16:12:06.094262
BAU | Secondary Techs | PWRHYDBTNXX | TotalAnnualMaxCapacityInvestment | 2037 | 0.40333 | lid_fill | 2026-05-26T16:12:06.094262
BAU | Secondary Techs | PWRHYDBTNXX | TotalAnnualMaxCapacityInvestment | 2038 | 0.43166 | lid_fill | 2026-05-26T16:12:06.094262
BAU | Secondary Techs | PWRHYDBTNXX | TotalAnnualMaxCapacityInvestment | 2039 | 0.46192 | lid_fill | 2026-05-26T16:12:06.094262
BAU | Secondary Techs | PWRHYDBTNXX | TotalAnnualMaxCapacityInvestment | 2040 | 0.49409 | lid_fill | 2026-05-26T16:12:06.094262
BAU | Secondary Techs | PWRHYDBTNXX | TotalAnnualMaxCapacityInvestment | 2041 | 0.52874 | lid_fill | 2026-05-26T16:12:06.094262
BAU | Secondary Techs | PWRHYDBTNXX | TotalAnnualMaxCapacityInvestment | 2042 | 0.56565 | lid_fill | 2026-05-26T16:12:06.094262
BAU | Secondary Techs | PWRHYDBTNXX | TotalAnnualMaxCapacityInvestment | 2043 | 0.60528 | lid_fill | 2026-05-26T16:12:06.094262
BAU | Secondary Techs | PWRHYDBTNXX | TotalAnnualMaxCapacityInvestment | 2044 | 0.64749 | lid_fill | 2026-05-26T16:12:06.094262
BAU | Secondary Techs | PWRHYDBTNXX | TotalAnnualMaxCapacityInvestment | 2045 | 0.69299 | lid_fill | 2026-05-26T16:12:06.094262
BAU | Secondary Techs | PWRHYDBTNXX | TotalAnnualMaxCapacityInvestment | 2046 | 0.7413 | lid_fill | 2026-05-26T16:12:06.094262
BAU | Secondary Techs | PWRHYDBTNXX | TotalAnnualMaxCapacityInvestment | 2047 | 0.79323 | lid_fill | 2026-05-26T16:12:06.094262
BAU | Secondary Techs | PWRHYDBTNXX | TotalAnnualMaxCapacityInvestment | 2048 | 0.84865 | lid_fill | 2026-05-26T16:12:06.094262
BAU | Secondary Techs | PWRHYDBTNXX | TotalAnnualMaxCapacityInvestment | 2049 | 0.90803 | lid_fill | 2026-05-26T16:12:06.094262
BAU | Secondary Techs | PWRHYDBTNXX | TotalAnnualMaxCapacityInvestment | 2050 | 0.97158 | lid_fill | 2026-05-26T16:12:06.094262
BAU | Secondary Techs | PWROILINDSO | TotalAnnualMaxCapacityInvestment | 2023 | 0 | lid_fill | 2026-05-26T16:12:06.094262
BAU | Secondary Techs | PWROILINDSO | TotalAnnualMaxCapacityInvestment | 2024 | 0.026178 | lid_fill | 2026-05-26T16:12:06.094262
BAU | Secondary Techs | PWROILINDSO | TotalAnnualMaxCapacityInvestment | 2025 | 0.027795 | lid_fill | 2026-05-26T16:12:06.094262
BAU | Secondary Techs | PWROILINDSO | TotalAnnualMaxCapacityInvestment | 2026 | 0.030604 | lid_fill | 2026-05-26T16:12:06.094262
BAU | Secondary Techs | PWROILINDSO | TotalAnnualMaxCapacityInvestment | 2027 | 0.03096 | lid_fill | 2026-05-26T16:12:06.094262
BAU | Secondary Techs | PWROILINDSO | TotalAnnualMaxCapacityInvestment | 2028 | 0.032249 | lid_fill | 2026-05-26T16:12:06.094262
BAU | Secondary Techs | PWROILINDSO | TotalAnnualMaxCapacityInvestment | 2029 | 0.037352 | lid_fill | 2026-05-26T16:12:06.094262
BAU | Secondary Techs | PWROILINDSO | TotalAnnualMaxCapacityInvestment | 2030 | 0.028918 | lid_fill | 2026-05-26T16:12:06.094262
BAU | Secondary Techs | PWROILINDSO | TotalAnnualMaxCapacityInvestment | 2031 | 0.028183 | lid_fill | 2026-05-26T16:12:06.094262
BAU | Secondary Techs | PWROILINDSO | TotalAnnualMaxCapacityInvestment | 2032 | 0.033858 | lid_fill | 2026-05-26T16:12:06.094262
BAU | Secondary Techs | PWROILINDSO | TotalAnnualMaxCapacityInvestment | 2033 | 0.033857 | lid_fill | 2026-05-26T16:12:06.094262
BAU | Secondary Techs | PWROILINDSO | TotalAnnualMaxCapacityInvestment | 2034 | 0.033858 | lid_fill | 2026-05-26T16:12:06.094262
BAU | Secondary Techs | PWROILINDSO | TotalAnnualMaxCapacityInvestment | 2035 | 0.033857 | lid_fill | 2026-05-26T16:12:06.094262
BAU | Secondary Techs | PWROILINDSO | TotalAnnualMaxCapacityInvestment | 2036 | 0.033858 | lid_fill | 2026-05-26T16:12:06.094262
BAU | Secondary Techs | PWROILINDSO | TotalAnnualMaxCapacityInvestment | 2037 | 0.036198 | lid_fill | 2026-05-26T16:12:06.094262
BAU | Secondary Techs | PWROILINDSO | TotalAnnualMaxCapacityInvestment | 2038 | 0.036198 | lid_fill | 2026-05-26T16:12:06.094262
BAU | Secondary Techs | PWROILINDSO | TotalAnnualMaxCapacityInvestment | 2039 | 0.036198 | lid_fill | 2026-05-26T16:12:06.094262
BAU | Secondary Techs | PWROILINDSO | TotalAnnualMaxCapacityInvestment | 2040 | 0.03534 | lid_fill | 2026-05-26T16:12:06.094262
BAU | Secondary Techs | PWROILINDSO | TotalAnnualMaxCapacityInvestment | 2041 | 0.036167 | lid_fill | 2026-05-26T16:12:06.094262
BAU | Secondary Techs | PWROILINDSO | TotalAnnualMaxCapacityInvestment | 2042 | 0.040488 | lid_fill | 2026-05-26T16:12:06.094262
BAU | Secondary Techs | PWROILINDSO | TotalAnnualMaxCapacityInvestment | 2043 | 0.042061 | lid_fill | 2026-05-26T16:12:06.094262
BAU | Secondary Techs | PWROILINDSO | TotalAnnualMaxCapacityInvestment | 2044 | 0.043694 | lid_fill | 2026-05-26T16:12:06.094262
BAU | Secondary Techs | PWROILINDSO | TotalAnnualMaxCapacityInvestment | 2045 | 0.045391 | lid_fill | 2026-05-26T16:12:06.094262
BAU | Secondary Techs | PWROILINDSO | TotalAnnualMaxCapacityInvestment | 2046 | 0.047154 | lid_fill | 2026-05-26T16:12:06.094262
BAU | Secondary Techs | PWROILINDSO | TotalAnnualMaxCapacityInvestment | 2047 | 0.048986 | lid_fill | 2026-05-26T16:12:06.094262
BAU | Secondary Techs | PWROILINDSO | TotalAnnualMaxCapacityInvestment | 2048 | 0.050888 | lid_fill | 2026-05-26T16:12:06.094262
BAU | Secondary Techs | PWROILINDSO | TotalAnnualMaxCapacityInvestment | 2049 | 0.052864 | lid_fill | 2026-05-26T16:12:06.094262
BAU | Secondary Techs | PWROILINDSO | TotalAnnualMaxCapacityInvestment | 2050 | 0.054918 | lid_fill | 2026-05-26T16:12:06.094262
BAU | Secondary Techs | PWRURNINDSO | TotalAnnualMaxCapacityInvestment | 2023 | 0 | lid_fill | 2026-05-26T16:12:06.094262
BAU | Secondary Techs | PWRURNINDSO | TotalAnnualMaxCapacityInvestment | 2024 | 0.505 | untie_min_inv | 2026-05-26T16:12:06.094262
BAU | Secondary Techs | PWRURNINDSO | TotalAnnualMaxCapacityInvestment | 2025 | 4.04 | untie_min_inv | 2026-05-26T16:12:06.094262
BAU | Secondary Techs | PWRURNINDSO | TotalAnnualMaxCapacityInvestment | 2026 | 0.2343 | lid_fill | 2026-05-26T16:12:06.094262
BAU | Secondary Techs | PWRURNINDSO | TotalAnnualMaxCapacityInvestment | 2027 | 0.23702 | lid_fill | 2026-05-26T16:12:06.094262
BAU | Secondary Techs | PWRURNINDSO | TotalAnnualMaxCapacityInvestment | 2028 | 0.24689 | lid_fill | 2026-05-26T16:12:06.094262
BAU | Secondary Techs | PWRURNINDSO | TotalAnnualMaxCapacityInvestment | 2029 | 0.28596 | lid_fill | 2026-05-26T16:12:06.094262
BAU | Secondary Techs | PWRURNINDSO | TotalAnnualMaxCapacityInvestment | 2030 | 0.22139 | lid_fill | 2026-05-26T16:12:06.094262
BAU | Secondary Techs | PWRURNINDSO | TotalAnnualMaxCapacityInvestment | 2031 | 0.21577 | lid_fill | 2026-05-26T16:12:06.094262
BAU | Secondary Techs | PWRURNINDSO | TotalAnnualMaxCapacityInvestment | 2032 | 0.25921 | lid_fill | 2026-05-26T16:12:06.094262
BAU | Secondary Techs | PWRURNINDSO | TotalAnnualMaxCapacityInvestment | 2033 | 0.2592 | lid_fill | 2026-05-26T16:12:06.094262
BAU | Secondary Techs | PWRURNINDSO | TotalAnnualMaxCapacityInvestment | 2034 | 0.25921 | lid_fill | 2026-05-26T16:12:06.094262
BAU | Secondary Techs | PWRURNINDSO | TotalAnnualMaxCapacityInvestment | 2035 | 0.2592 | lid_fill | 2026-05-26T16:12:06.094262
BAU | Secondary Techs | PWRURNINDSO | TotalAnnualMaxCapacityInvestment | 2036 | 0.25921 | lid_fill | 2026-05-26T16:12:06.094262
BAU | Secondary Techs | PWRURNINDSO | TotalAnnualMaxCapacityInvestment | 2037 | 0.27712 | lid_fill | 2026-05-26T16:12:06.094262
BAU | Secondary Techs | PWRURNINDSO | TotalAnnualMaxCapacityInvestment | 2038 | 0.27712 | lid_fill | 2026-05-26T16:12:06.094262
BAU | Secondary Techs | PWRURNINDSO | TotalAnnualMaxCapacityInvestment | 2039 | 0.27712 | lid_fill | 2026-05-26T16:12:06.094262
BAU | Secondary Techs | PWRURNINDSO | TotalAnnualMaxCapacityInvestment | 2040 | 0.27056 | lid_fill | 2026-05-26T16:12:06.094262
BAU | Secondary Techs | PWRURNINDSO | TotalAnnualMaxCapacityInvestment | 2041 | 0.27689 | lid_fill | 2026-05-26T16:12:06.094262
BAU | Secondary Techs | PWRURNINDSO | TotalAnnualMaxCapacityInvestment | 2042 | 0.30997 | lid_fill | 2026-05-26T16:12:06.094262
BAU | Secondary Techs | PWRURNINDSO | TotalAnnualMaxCapacityInvestment | 2043 | 0.32201 | lid_fill | 2026-05-26T16:12:06.094262
BAU | Secondary Techs | PWRURNINDSO | TotalAnnualMaxCapacityInvestment | 2044 | 0.33451 | lid_fill | 2026-05-26T16:12:06.094262
BAU | Secondary Techs | PWRURNINDSO | TotalAnnualMaxCapacityInvestment | 2045 | 0.3475 | lid_fill | 2026-05-26T16:12:06.094262
BAU | Secondary Techs | PWRURNINDSO | TotalAnnualMaxCapacityInvestment | 2046 | 0.361 | lid_fill | 2026-05-26T16:12:06.094262
BAU | Secondary Techs | PWRURNINDSO | TotalAnnualMaxCapacityInvestment | 2047 | 0.37502 | lid_fill | 2026-05-26T16:12:06.094262
BAU | Secondary Techs | PWRURNINDSO | TotalAnnualMaxCapacityInvestment | 2048 | 0.38959 | lid_fill | 2026-05-26T16:12:06.094262
BAU | Secondary Techs | PWRURNINDSO | TotalAnnualMaxCapacityInvestment | 2049 | 0.40472 | lid_fill | 2026-05-26T16:12:06.094262
BAU | Secondary Techs | PWRURNINDSO | TotalAnnualMaxCapacityInvestment | 2050 | 0.42044 | lid_fill | 2026-05-26T16:12:06.094262
BAU | Secondary Techs | PWRCOABGDXX | TotalAnnualMaxCapacityInvestment | 2023 | 0 | lid_fill | 2026-05-26T16:12:06.094262
BAU | Secondary Techs | PWRCOABGDXX | TotalAnnualMaxCapacityInvestment | 2024 | 0.39701 | lid_fill | 2026-05-26T16:12:06.094262
BAU | Secondary Techs | PWRCOABGDXX | TotalAnnualMaxCapacityInvestment | 2025 | 1.3332 | untie_min_inv | 2026-05-26T16:12:06.094262
BAU | Secondary Techs | PWRCOABGDXX | TotalAnnualMaxCapacityInvestment | 2026 | 0.45269 | lid_fill | 2026-05-26T16:12:06.094262
BAU | Secondary Techs | PWRCOABGDXX | TotalAnnualMaxCapacityInvestment | 2027 | 0.48337 | lid_fill | 2026-05-26T16:12:06.094262
BAU | Secondary Techs | PWRCOABGDXX | TotalAnnualMaxCapacityInvestment | 2028 | 0.51616 | lid_fill | 2026-05-26T16:12:06.094262
BAU | Secondary Techs | PWRCOABGDXX | TotalAnnualMaxCapacityInvestment | 2029 | 0.55117 | lid_fill | 2026-05-26T16:12:06.094262
BAU | Secondary Techs | PWRCOABGDXX | TotalAnnualMaxCapacityInvestment | 2030 | 0.58853 | lid_fill | 2026-05-26T16:12:06.094262
BAU | Secondary Techs | PWRCOABGDXX | TotalAnnualMaxCapacityInvestment | 2031 | 0.49618 | lid_fill | 2026-05-26T16:12:06.094262
BAU | Secondary Techs | PWRCOABGDXX | TotalAnnualMaxCapacityInvestment | 2032 | 0.52275 | lid_fill | 2026-05-26T16:12:06.094262
BAU | Secondary Techs | PWRCOABGDXX | TotalAnnualMaxCapacityInvestment | 2033 | 0.55074 | lid_fill | 2026-05-26T16:12:06.094262
BAU | Secondary Techs | PWRCOABGDXX | TotalAnnualMaxCapacityInvestment | 2034 | 0.58022 | lid_fill | 2026-05-26T16:12:06.094262
BAU | Secondary Techs | PWRCOABGDXX | TotalAnnualMaxCapacityInvestment | 2035 | 0.61129 | lid_fill | 2026-05-26T16:12:06.094262
BAU | Secondary Techs | PWRCOABGDXX | TotalAnnualMaxCapacityInvestment | 2036 | 0.64402 | lid_fill | 2026-05-26T16:12:06.094262
BAU | Secondary Techs | PWRCOABGDXX | TotalAnnualMaxCapacityInvestment | 2037 | 0.67849 | lid_fill | 2026-05-26T16:12:06.094262
BAU | Secondary Techs | PWRCOABGDXX | TotalAnnualMaxCapacityInvestment | 2038 | 0.71483 | lid_fill | 2026-05-26T16:12:06.094262
BAU | Secondary Techs | PWRCOABGDXX | TotalAnnualMaxCapacityInvestment | 2039 | 0.7531 | lid_fill | 2026-05-26T16:12:06.094262
BAU | Secondary Techs | PWRCOABGDXX | TotalAnnualMaxCapacityInvestment | 2040 | 0.79343 | lid_fill | 2026-05-26T16:12:06.094262
BAU | Secondary Techs | PWRCOABGDXX | TotalAnnualMaxCapacityInvestment | 2041 | 0.8359 | lid_fill | 2026-05-26T16:12:06.094262
BAU | Secondary Techs | PWRCOABGDXX | TotalAnnualMaxCapacityInvestment | 2042 | 0.70163 | lid_fill | 2026-05-26T16:12:06.094262
BAU | Secondary Techs | PWRCOABGDXX | TotalAnnualMaxCapacityInvestment | 2043 | 0.73155 | lid_fill | 2026-05-26T16:12:06.094262
BAU | Secondary Techs | PWRCOABGDXX | TotalAnnualMaxCapacityInvestment | 2044 | 0.76275 | lid_fill | 2026-05-26T16:12:06.094262
BAU | Secondary Techs | PWRCOABGDXX | TotalAnnualMaxCapacityInvestment | 2045 | 0.79529 | lid_fill | 2026-05-26T16:12:06.094262
BAU | Secondary Techs | PWRCOABGDXX | TotalAnnualMaxCapacityInvestment | 2046 | 0.82923 | lid_fill | 2026-05-26T16:12:06.094262
BAU | Secondary Techs | PWRCOABGDXX | TotalAnnualMaxCapacityInvestment | 2047 | 0.86459 | lid_fill | 2026-05-26T16:12:06.094262
BAU | Secondary Techs | PWRCOABGDXX | TotalAnnualMaxCapacityInvestment | 2048 | 0.90147 | lid_fill | 2026-05-26T16:12:06.094262
BAU | Secondary Techs | PWRCOABGDXX | TotalAnnualMaxCapacityInvestment | 2049 | 0.93992 | lid_fill | 2026-05-26T16:12:06.094262
BAU | Secondary Techs | PWRCOABGDXX | TotalAnnualMaxCapacityInvestment | 2050 | 0.98002 | lid_fill | 2026-05-26T16:12:06.094262
BAU | Secondary Techs | PWRWASINDNO | TotalAnnualMaxCapacityInvestment | 2023 | 0 | lid_fill | 2026-05-26T16:12:06.094262
BAU | Secondary Techs | PWRWASINDNO | TotalAnnualMaxCapacityInvestment | 2024 | 0.014652 | lid_fill | 2026-05-26T16:12:06.094262
BAU | Secondary Techs | PWRWASINDNO | TotalAnnualMaxCapacityInvestment | 2025 | 0.015491 | lid_fill | 2026-05-26T16:12:06.094262
BAU | Secondary Techs | PWRWASINDNO | TotalAnnualMaxCapacityInvestment | 2026 | 0.016632 | lid_fill | 2026-05-26T16:12:06.094262
BAU | Secondary Techs | PWRWASINDNO | TotalAnnualMaxCapacityInvestment | 2027 | 0.017656 | lid_fill | 2026-05-26T16:12:06.094262
BAU | Secondary Techs | PWRWASINDNO | TotalAnnualMaxCapacityInvestment | 2028 | 0.018562 | lid_fill | 2026-05-26T16:12:06.094262
BAU | Secondary Techs | PWRWASINDNO | TotalAnnualMaxCapacityInvestment | 2029 | 0.021699 | lid_fill | 2026-05-26T16:12:06.094262
BAU | Secondary Techs | PWRWASINDNO | TotalAnnualMaxCapacityInvestment | 2030 | 0.01651 | lid_fill | 2026-05-26T16:12:06.094262
BAU | Secondary Techs | PWRWASINDNO | TotalAnnualMaxCapacityInvestment | 2031 | 0.016654 | lid_fill | 2026-05-26T16:12:06.094262
BAU | Secondary Techs | PWRWASINDNO | TotalAnnualMaxCapacityInvestment | 2032 | 0.019579 | lid_fill | 2026-05-26T16:12:06.094262
BAU | Secondary Techs | PWRWASINDNO | TotalAnnualMaxCapacityInvestment | 2033 | 0.019579 | lid_fill | 2026-05-26T16:12:06.094262
BAU | Secondary Techs | PWRWASINDNO | TotalAnnualMaxCapacityInvestment | 2034 | 0.019579 | lid_fill | 2026-05-26T16:12:06.094262
BAU | Secondary Techs | PWRWASINDNO | TotalAnnualMaxCapacityInvestment | 2035 | 0.019579 | lid_fill | 2026-05-26T16:12:06.094262
BAU | Secondary Techs | PWRWASINDNO | TotalAnnualMaxCapacityInvestment | 2036 | 0.019579 | lid_fill | 2026-05-26T16:12:06.094262
BAU | Secondary Techs | PWRWASINDNO | TotalAnnualMaxCapacityInvestment | 2037 | 0.021291 | lid_fill | 2026-05-26T16:12:06.094262
BAU | Secondary Techs | PWRWASINDNO | TotalAnnualMaxCapacityInvestment | 2038 | 0.021291 | lid_fill | 2026-05-26T16:12:06.094262
BAU | Secondary Techs | PWRWASINDNO | TotalAnnualMaxCapacityInvestment | 2039 | 0.021291 | lid_fill | 2026-05-26T16:12:06.094262
BAU | Secondary Techs | PWRWASINDNO | TotalAnnualMaxCapacityInvestment | 2040 | 0.020339 | lid_fill | 2026-05-26T16:12:06.094262
BAU | Secondary Techs | PWRWASINDNO | TotalAnnualMaxCapacityInvestment | 2041 | 0.021256 | lid_fill | 2026-05-26T16:12:06.094262
BAU | Secondary Techs | PWRWASINDNO | TotalAnnualMaxCapacityInvestment | 2042 | 0.02388 | lid_fill | 2026-05-26T16:12:06.094262
BAU | Secondary Techs | PWRWASINDNO | TotalAnnualMaxCapacityInvestment | 2043 | 0.024861 | lid_fill | 2026-05-26T16:12:06.094262
BAU | Secondary Techs | PWRWASINDNO | TotalAnnualMaxCapacityInvestment | 2044 | 0.025551 | lid_fill | 2026-05-26T16:12:06.094262
BAU | Secondary Techs | PWRWASINDNO | TotalAnnualMaxCapacityInvestment | 2045 | 0.026081 | lid_fill | 2026-05-26T16:12:06.094262
BAU | Secondary Techs | PWRWASINDNO | TotalAnnualMaxCapacityInvestment | 2046 | 0.027948 | lid_fill | 2026-05-26T16:12:06.094262
BAU | Secondary Techs | PWRWASINDNO | TotalAnnualMaxCapacityInvestment | 2047 | 0.029077 | lid_fill | 2026-05-26T16:12:06.094262
BAU | Secondary Techs | PWRWASINDNO | TotalAnnualMaxCapacityInvestment | 2048 | 0.03025 | lid_fill | 2026-05-26T16:12:06.094262
BAU | Secondary Techs | PWRWASINDNO | TotalAnnualMaxCapacityInvestment | 2049 | 0.031471 | lid_fill | 2026-05-26T16:12:06.094262
BAU | Secondary Techs | PWRWASINDNO | TotalAnnualMaxCapacityInvestment | 2050 | 0.032741 | lid_fill | 2026-05-26T16:12:06.094262
BAU | Secondary Techs | PWRWONBTNXX | TotalAnnualMaxCapacityInvestment | 2023 | 0 | lid_fill | 2026-05-26T16:12:06.094262
BAU | Secondary Techs | PWRWONBTNXX | TotalAnnualMaxCapacityInvestment | 2024 | 7.1848e-05 | lid_fill | 2026-05-26T16:12:06.094262
BAU | Secondary Techs | PWRWONBTNXX | TotalAnnualMaxCapacityInvestment | 2025 | 7.6935e-05 | lid_fill | 2026-05-26T16:12:06.094262
BAU | Secondary Techs | PWRWONBTNXX | TotalAnnualMaxCapacityInvestment | 2026 | 8.2264e-05 | lid_fill | 2026-05-26T16:12:06.094262
BAU | Secondary Techs | PWRWONBTNXX | TotalAnnualMaxCapacityInvestment | 2027 | 8.7981e-05 | lid_fill | 2026-05-26T16:12:06.094262
BAU | Secondary Techs | PWRWONBTNXX | TotalAnnualMaxCapacityInvestment | 2028 | 9.4182e-05 | lid_fill | 2026-05-26T16:12:06.094262
BAU | Secondary Techs | PWRWONBTNXX | TotalAnnualMaxCapacityInvestment | 2029 | 0.00010077 | lid_fill | 2026-05-26T16:12:06.094262
BAU | Secondary Techs | PWRWONBTNXX | TotalAnnualMaxCapacityInvestment | 2030 | 0.0001078 | lid_fill | 2026-05-26T16:12:06.094262
BAU | Secondary Techs | PWRWONBTNXX | TotalAnnualMaxCapacityInvestment | 2031 | 0.0001154 | lid_fill | 2026-05-26T16:12:06.094262
BAU | Secondary Techs | PWRWONBTNXX | TotalAnnualMaxCapacityInvestment | 2032 | 0.00012349 | lid_fill | 2026-05-26T16:12:06.094262
BAU | Secondary Techs | PWRWONBTNXX | TotalAnnualMaxCapacityInvestment | 2033 | 0.00013212 | lid_fill | 2026-05-26T16:12:06.094262
BAU | Secondary Techs | PWRWONBTNXX | TotalAnnualMaxCapacityInvestment | 2034 | 0.00014137 | lid_fill | 2026-05-26T16:12:06.094262
BAU | Secondary Techs | PWRWONBTNXX | TotalAnnualMaxCapacityInvestment | 2035 | 0.0001512 | lid_fill | 2026-05-26T16:12:06.094262
BAU | Secondary Techs | PWRWONBTNXX | TotalAnnualMaxCapacityInvestment | 2036 | 0.00016186 | lid_fill | 2026-05-26T16:12:06.094262
BAU | Secondary Techs | PWRWONBTNXX | TotalAnnualMaxCapacityInvestment | 2037 | 0.0001731 | lid_fill | 2026-05-26T16:12:06.094262
BAU | Secondary Techs | PWRWONBTNXX | TotalAnnualMaxCapacityInvestment | 2038 | 0.00018526 | lid_fill | 2026-05-26T16:12:06.094262
BAU | Secondary Techs | PWRWONBTNXX | TotalAnnualMaxCapacityInvestment | 2039 | 0.00019825 | lid_fill | 2026-05-26T16:12:06.094262
BAU | Secondary Techs | PWRWONBTNXX | TotalAnnualMaxCapacityInvestment | 2040 | 0.00021205 | lid_fill | 2026-05-26T16:12:06.094262
BAU | Secondary Techs | PWRWONBTNXX | TotalAnnualMaxCapacityInvestment | 2041 | 0.00022693 | lid_fill | 2026-05-26T16:12:06.094262
BAU | Secondary Techs | PWRWONBTNXX | TotalAnnualMaxCapacityInvestment | 2042 | 0.00024277 | lid_fill | 2026-05-26T16:12:06.094262
BAU | Secondary Techs | PWRWONBTNXX | TotalAnnualMaxCapacityInvestment | 2043 | 0.00025978 | lid_fill | 2026-05-26T16:12:06.094262
BAU | Secondary Techs | PWRWONBTNXX | TotalAnnualMaxCapacityInvestment | 2044 | 0.00027789 | lid_fill | 2026-05-26T16:12:06.094262
BAU | Secondary Techs | PWRWONBTNXX | TotalAnnualMaxCapacityInvestment | 2045 | 0.00029742 | lid_fill | 2026-05-26T16:12:06.094262
BAU | Secondary Techs | PWRWONBTNXX | TotalAnnualMaxCapacityInvestment | 2046 | 0.00031815 | lid_fill | 2026-05-26T16:12:06.094262
BAU | Secondary Techs | PWRWONBTNXX | TotalAnnualMaxCapacityInvestment | 2047 | 0.00034044 | lid_fill | 2026-05-26T16:12:06.094262
BAU | Secondary Techs | PWRWONBTNXX | TotalAnnualMaxCapacityInvestment | 2048 | 0.00036423 | lid_fill | 2026-05-26T16:12:06.094262
BAU | Secondary Techs | PWRWONBTNXX | TotalAnnualMaxCapacityInvestment | 2049 | 0.00038971 | lid_fill | 2026-05-26T16:12:06.094262
BAU | Secondary Techs | PWRWONBTNXX | TotalAnnualMaxCapacityInvestment | 2050 | 0.00041699 | lid_fill | 2026-05-26T16:12:06.094262
BAU | Secondary Techs | PWRHYDINDWE | TotalAnnualMaxCapacityInvestment | 2023 | 0 | lid_fill | 2026-05-26T16:12:06.094262
BAU | Secondary Techs | PWRHYDINDWE | TotalAnnualMaxCapacityInvestment | 2024 | 0.45397 | lid_fill | 2026-05-26T16:12:06.094262
BAU | Secondary Techs | PWRHYDINDWE | TotalAnnualMaxCapacityInvestment | 2025 | 0.49673 | lid_fill | 2026-05-26T16:12:06.094262
BAU | Secondary Techs | PWRHYDINDWE | TotalAnnualMaxCapacityInvestment | 2026 | 1.9392 | untie_min_inv | 2026-05-26T16:12:06.094262
BAU | Secondary Techs | PWRHYDINDWE | TotalAnnualMaxCapacityInvestment | 2027 | 0.54008 | lid_fill | 2026-05-26T16:12:06.094262
BAU | Secondary Techs | PWRHYDINDWE | TotalAnnualMaxCapacityInvestment | 2028 | 2.525 | untie_min_inv | 2026-05-26T16:12:06.094262
BAU | Secondary Techs | PWRHYDINDWE | TotalAnnualMaxCapacityInvestment | 2029 | 0.69081 | lid_fill | 2026-05-26T16:12:06.094262
BAU | Secondary Techs | PWRHYDINDWE | TotalAnnualMaxCapacityInvestment | 2030 | 0.39408 | lid_fill | 2026-05-26T16:12:06.094262
BAU | Secondary Techs | PWRHYDINDWE | TotalAnnualMaxCapacityInvestment | 2031 | 0.37738 | lid_fill | 2026-05-26T16:12:06.094262
BAU | Secondary Techs | PWRHYDINDWE | TotalAnnualMaxCapacityInvestment | 2032 | 0.5697 | lid_fill | 2026-05-26T16:12:06.094262
BAU | Secondary Techs | PWRHYDINDWE | TotalAnnualMaxCapacityInvestment | 2033 | 0.5697 | lid_fill | 2026-05-26T16:12:06.094262
BAU | Secondary Techs | PWRHYDINDWE | TotalAnnualMaxCapacityInvestment | 2034 | 0.5697 | lid_fill | 2026-05-26T16:12:06.094262
BAU | Secondary Techs | PWRHYDINDWE | TotalAnnualMaxCapacityInvestment | 2035 | 0.5697 | lid_fill | 2026-05-26T16:12:06.094262
BAU | Secondary Techs | PWRHYDINDWE | TotalAnnualMaxCapacityInvestment | 2036 | 0.5697 | lid_fill | 2026-05-26T16:12:06.094262
BAU | Secondary Techs | PWRHYDINDWE | TotalAnnualMaxCapacityInvestment | 2037 | 0.62852 | lid_fill | 2026-05-26T16:12:06.094262
BAU | Secondary Techs | PWRHYDINDWE | TotalAnnualMaxCapacityInvestment | 2038 | 0.62852 | lid_fill | 2026-05-26T16:12:06.094262
BAU | Secondary Techs | PWRHYDINDWE | TotalAnnualMaxCapacityInvestment | 2039 | 0.62852 | lid_fill | 2026-05-26T16:12:06.094262
BAU | Secondary Techs | PWRHYDINDWE | TotalAnnualMaxCapacityInvestment | 2040 | 0.62852 | lid_fill | 2026-05-26T16:12:06.094262
BAU | Secondary Techs | PWRHYDINDWE | TotalAnnualMaxCapacityInvestment | 2041 | 0.62852 | lid_fill | 2026-05-26T16:12:06.094262
BAU | Secondary Techs | PWRHYDINDWE | TotalAnnualMaxCapacityInvestment | 2042 | 0.70545 | lid_fill | 2026-05-26T16:12:06.094262
BAU | Secondary Techs | PWRHYDINDWE | TotalAnnualMaxCapacityInvestment | 2043 | 0.7335 | lid_fill | 2026-05-26T16:12:06.094262
BAU | Secondary Techs | PWRHYDINDWE | TotalAnnualMaxCapacityInvestment | 2044 | 0.76266 | lid_fill | 2026-05-26T16:12:06.094262
BAU | Secondary Techs | PWRHYDINDWE | TotalAnnualMaxCapacityInvestment | 2045 | 0.79299 | lid_fill | 2026-05-26T16:12:06.094262
BAU | Secondary Techs | PWRHYDINDWE | TotalAnnualMaxCapacityInvestment | 2046 | 0.82452 | lid_fill | 2026-05-26T16:12:06.094262
BAU | Secondary Techs | PWRHYDINDWE | TotalAnnualMaxCapacityInvestment | 2047 | 0.85731 | lid_fill | 2026-05-26T16:12:06.094262
BAU | Secondary Techs | PWRHYDINDWE | TotalAnnualMaxCapacityInvestment | 2048 | 0.89139 | lid_fill | 2026-05-26T16:12:06.094262
BAU | Secondary Techs | PWRHYDINDWE | TotalAnnualMaxCapacityInvestment | 2049 | 0.92684 | lid_fill | 2026-05-26T16:12:06.094262
BAU | Secondary Techs | PWRHYDINDWE | TotalAnnualMaxCapacityInvestment | 2050 | 0.96369 | lid_fill | 2026-05-26T16:12:06.094262
BAU | Secondary Techs | PWRSPVBGDXX | TotalAnnualMaxCapacityInvestment | 2023 | 0 | lid_fill | 2026-05-26T16:12:06.094262
BAU | Secondary Techs | PWRSPVBGDXX | TotalAnnualMaxCapacityInvestment | 2024 | 0.041985 | lid_fill | 2026-05-26T16:12:06.094262
BAU | Secondary Techs | PWRSPVBGDXX | TotalAnnualMaxCapacityInvestment | 2025 | 3.1159 | untie_min_inv | 2026-05-26T16:12:06.094262
BAU | Secondary Techs | PWRSPVBGDXX | TotalAnnualMaxCapacityInvestment | 2026 | 0.047873 | lid_fill | 2026-05-26T16:12:06.094262
BAU | Secondary Techs | PWRSPVBGDXX | TotalAnnualMaxCapacityInvestment | 2027 | 0.051119 | lid_fill | 2026-05-26T16:12:06.094262
BAU | Secondary Techs | PWRSPVBGDXX | TotalAnnualMaxCapacityInvestment | 2028 | 0.054586 | lid_fill | 2026-05-26T16:12:06.094262
BAU | Secondary Techs | PWRSPVBGDXX | TotalAnnualMaxCapacityInvestment | 2029 | 0.058289 | lid_fill | 2026-05-26T16:12:06.094262
BAU | Secondary Techs | PWRSPVBGDXX | TotalAnnualMaxCapacityInvestment | 2030 | 0.06224 | lid_fill | 2026-05-26T16:12:06.094262
BAU | Secondary Techs | PWRSPVBGDXX | TotalAnnualMaxCapacityInvestment | 2031 | 0.052473 | lid_fill | 2026-05-26T16:12:06.094262
BAU | Secondary Techs | PWRSPVBGDXX | TotalAnnualMaxCapacityInvestment | 2032 | 0.055283 | lid_fill | 2026-05-26T16:12:06.094262
BAU | Secondary Techs | PWRSPVBGDXX | TotalAnnualMaxCapacityInvestment | 2033 | 0.058242 | lid_fill | 2026-05-26T16:12:06.094262
BAU | Secondary Techs | PWRSPVBGDXX | TotalAnnualMaxCapacityInvestment | 2034 | 0.06136 | lid_fill | 2026-05-26T16:12:06.094262
BAU | Secondary Techs | PWRSPVBGDXX | TotalAnnualMaxCapacityInvestment | 2035 | 0.064646 | lid_fill | 2026-05-26T16:12:06.094262
BAU | Secondary Techs | PWRSPVBGDXX | TotalAnnualMaxCapacityInvestment | 2036 | 0.068107 | lid_fill | 2026-05-26T16:12:06.094262
BAU | Secondary Techs | PWRSPVBGDXX | TotalAnnualMaxCapacityInvestment | 2037 | 0.071753 | lid_fill | 2026-05-26T16:12:06.094262
BAU | Secondary Techs | PWRSPVBGDXX | TotalAnnualMaxCapacityInvestment | 2038 | 0.075596 | lid_fill | 2026-05-26T16:12:06.094262
BAU | Secondary Techs | PWRSPVBGDXX | TotalAnnualMaxCapacityInvestment | 2039 | 0.079643 | lid_fill | 2026-05-26T16:12:06.094262
BAU | Secondary Techs | PWRSPVBGDXX | TotalAnnualMaxCapacityInvestment | 2040 | 0.083908 | lid_fill | 2026-05-26T16:12:06.094262
BAU | Secondary Techs | PWRSPVBGDXX | TotalAnnualMaxCapacityInvestment | 2041 | 0.0884 | lid_fill | 2026-05-26T16:12:06.094262
BAU | Secondary Techs | PWRSPVBGDXX | TotalAnnualMaxCapacityInvestment | 2042 | 0.0742 | lid_fill | 2026-05-26T16:12:06.094262
BAU | Secondary Techs | PWRSPVBGDXX | TotalAnnualMaxCapacityInvestment | 2043 | 0.077364 | lid_fill | 2026-05-26T16:12:06.094262
BAU | Secondary Techs | PWRSPVBGDXX | TotalAnnualMaxCapacityInvestment | 2044 | 0.080664 | lid_fill | 2026-05-26T16:12:06.094262
BAU | Secondary Techs | PWRSPVBGDXX | TotalAnnualMaxCapacityInvestment | 2045 | 0.084105 | lid_fill | 2026-05-26T16:12:06.094262
BAU | Secondary Techs | PWRSPVBGDXX | TotalAnnualMaxCapacityInvestment | 2046 | 0.087694 | lid_fill | 2026-05-26T16:12:06.094262
BAU | Secondary Techs | PWRSPVBGDXX | TotalAnnualMaxCapacityInvestment | 2047 | 0.091433 | lid_fill | 2026-05-26T16:12:06.094262
BAU | Secondary Techs | PWRSPVBGDXX | TotalAnnualMaxCapacityInvestment | 2048 | 0.095334 | lid_fill | 2026-05-26T16:12:06.094262
BAU | Secondary Techs | PWRSPVBGDXX | TotalAnnualMaxCapacityInvestment | 2049 | 0.099401 | lid_fill | 2026-05-26T16:12:06.094262
BAU | Secondary Techs | PWRSPVBGDXX | TotalAnnualMaxCapacityInvestment | 2050 | 0.10364 | lid_fill | 2026-05-26T16:12:06.094262
BAU | Secondary Techs | PWRCOAINDWE | TotalAnnualMaxCapacityInvestment | 2023 | 0 | lid_fill | 2026-05-26T16:12:06.094262
BAU | Secondary Techs | PWRCOAINDWE | TotalAnnualMaxCapacityInvestment | 2024 | 5.2684 | lid_fill | 2026-05-26T16:12:06.094262
BAU | Secondary Techs | PWRCOAINDWE | TotalAnnualMaxCapacityInvestment | 2025 | 5.7646 | lid_fill | 2026-05-26T16:12:06.094262
BAU | Secondary Techs | PWRCOAINDWE | TotalAnnualMaxCapacityInvestment | 2026 | 6.4994 | lid_fill | 2026-05-26T16:12:06.094262
BAU | Secondary Techs | PWRCOAINDWE | TotalAnnualMaxCapacityInvestment | 2027 | 6.2677 | lid_fill | 2026-05-26T16:12:06.094262
BAU | Secondary Techs | PWRCOAINDWE | TotalAnnualMaxCapacityInvestment | 2028 | 6.4937 | lid_fill | 2026-05-26T16:12:06.094262
BAU | Secondary Techs | PWRCOAINDWE | TotalAnnualMaxCapacityInvestment | 2029 | 8.017 | lid_fill | 2026-05-26T16:12:06.094262
BAU | Secondary Techs | PWRCOAINDWE | TotalAnnualMaxCapacityInvestment | 2030 | 4.5734 | lid_fill | 2026-05-26T16:12:06.094262
BAU | Secondary Techs | PWRCOAINDWE | TotalAnnualMaxCapacityInvestment | 2031 | 4.3795 | lid_fill | 2026-05-26T16:12:06.094262
BAU | Secondary Techs | PWRCOAINDWE | TotalAnnualMaxCapacityInvestment | 2032 | 6.6116 | lid_fill | 2026-05-26T16:12:06.094262
BAU | Secondary Techs | PWRCOAINDWE | TotalAnnualMaxCapacityInvestment | 2033 | 6.6116 | lid_fill | 2026-05-26T16:12:06.094262
BAU | Secondary Techs | PWRCOAINDWE | TotalAnnualMaxCapacityInvestment | 2034 | 6.6115 | lid_fill | 2026-05-26T16:12:06.094262
BAU | Secondary Techs | PWRCOAINDWE | TotalAnnualMaxCapacityInvestment | 2035 | 6.6116 | lid_fill | 2026-05-26T16:12:06.094262
BAU | Secondary Techs | PWRCOAINDWE | TotalAnnualMaxCapacityInvestment | 2036 | 6.6116 | lid_fill | 2026-05-26T16:12:06.094262
BAU | Secondary Techs | PWRCOAINDWE | TotalAnnualMaxCapacityInvestment | 2037 | 7.2941 | lid_fill | 2026-05-26T16:12:06.094262
BAU | Secondary Techs | PWRCOAINDWE | TotalAnnualMaxCapacityInvestment | 2038 | 7.2941 | lid_fill | 2026-05-26T16:12:06.094262
BAU | Secondary Techs | PWRCOAINDWE | TotalAnnualMaxCapacityInvestment | 2039 | 7.2942 | lid_fill | 2026-05-26T16:12:06.094262
BAU | Secondary Techs | PWRCOAINDWE | TotalAnnualMaxCapacityInvestment | 2040 | 7.2941 | lid_fill | 2026-05-26T16:12:06.094262
BAU | Secondary Techs | PWRCOAINDWE | TotalAnnualMaxCapacityInvestment | 2041 | 7.2941 | lid_fill | 2026-05-26T16:12:06.094262
BAU | Secondary Techs | PWRCOAINDWE | TotalAnnualMaxCapacityInvestment | 2042 | 8.1869 | lid_fill | 2026-05-26T16:12:06.094262
BAU | Secondary Techs | PWRCOAINDWE | TotalAnnualMaxCapacityInvestment | 2043 | 8.5124 | lid_fill | 2026-05-26T16:12:06.094262
BAU | Secondary Techs | PWRCOAINDWE | TotalAnnualMaxCapacityInvestment | 2044 | 8.8509 | lid_fill | 2026-05-26T16:12:06.094262
BAU | Secondary Techs | PWRCOAINDWE | TotalAnnualMaxCapacityInvestment | 2045 | 9.2028 | lid_fill | 2026-05-26T16:12:06.094262
BAU | Secondary Techs | PWRCOAINDWE | TotalAnnualMaxCapacityInvestment | 2046 | 9.5688 | lid_fill | 2026-05-26T16:12:06.094262
BAU | Secondary Techs | PWRCOAINDWE | TotalAnnualMaxCapacityInvestment | 2047 | 9.9493 | lid_fill | 2026-05-26T16:12:06.094262
BAU | Secondary Techs | PWRCOAINDWE | TotalAnnualMaxCapacityInvestment | 2048 | 10.3449 | lid_fill | 2026-05-26T16:12:06.094262
BAU | Secondary Techs | PWRCOAINDWE | TotalAnnualMaxCapacityInvestment | 2049 | 10.7562 | lid_fill | 2026-05-26T16:12:06.094262
BAU | Secondary Techs | PWRCOAINDWE | TotalAnnualMaxCapacityInvestment | 2050 | 11.1839 | lid_fill | 2026-05-26T16:12:06.094262
BAU | Secondary Techs | PWRWONLKAXX | TotalAnnualMaxCapacityInvestment | 2023 | 0 | lid_fill | 2026-05-26T16:12:06.094262
BAU | Secondary Techs | PWRWONLKAXX | TotalAnnualMaxCapacityInvestment | 2024 | 0.021187 | lid_fill | 2026-05-26T16:12:06.094262
BAU | Secondary Techs | PWRWONLKAXX | TotalAnnualMaxCapacityInvestment | 2025 | 0.015954 | lid_fill | 2026-05-26T16:12:06.094262
BAU | Secondary Techs | PWRWONLKAXX | TotalAnnualMaxCapacityInvestment | 2026 | 0.1414 | untie_min_inv | 2026-05-26T16:12:06.094262
BAU | Secondary Techs | PWRWONLKAXX | TotalAnnualMaxCapacityInvestment | 2027 | 0.7373 | untie_min_inv | 2026-05-26T16:12:06.094262
BAU | Secondary Techs | PWRWONLKAXX | TotalAnnualMaxCapacityInvestment | 2028 | 0.202 | untie_min_inv | 2026-05-26T16:12:06.094262
BAU | Secondary Techs | PWRWONLKAXX | TotalAnnualMaxCapacityInvestment | 2029 | 0.1515 | untie_min_inv | 2026-05-26T16:12:06.094262
BAU | Secondary Techs | PWRWONLKAXX | TotalAnnualMaxCapacityInvestment | 2030 | 0.38784 | untie_min_inv | 2026-05-26T16:12:06.094262
BAU | Secondary Techs | PWRWONLKAXX | TotalAnnualMaxCapacityInvestment | 2031 | 0.303 | untie_min_inv | 2026-05-26T16:12:06.094262
BAU | Secondary Techs | PWRWONLKAXX | TotalAnnualMaxCapacityInvestment | 2032 | 0.2222 | untie_min_inv | 2026-05-26T16:12:06.094262
BAU | Secondary Techs | PWRWONLKAXX | TotalAnnualMaxCapacityInvestment | 2033 | 0.020654 | lid_fill | 2026-05-26T16:12:06.094262
BAU | Secondary Techs | PWRWONLKAXX | TotalAnnualMaxCapacityInvestment | 2034 | 0.101 | untie_min_inv | 2026-05-26T16:12:06.094262
BAU | Secondary Techs | PWRWONLKAXX | TotalAnnualMaxCapacityInvestment | 2035 | 0.101 | untie_min_inv | 2026-05-26T16:12:06.094262
BAU | Secondary Techs | PWRWONLKAXX | TotalAnnualMaxCapacityInvestment | 2036 | 0.025061 | lid_fill | 2026-05-26T16:12:06.094262
BAU | Secondary Techs | PWRWONLKAXX | TotalAnnualMaxCapacityInvestment | 2037 | 0.026651 | lid_fill | 2026-05-26T16:12:06.094262
BAU | Secondary Techs | PWRWONLKAXX | TotalAnnualMaxCapacityInvestment | 2038 | 0.101 | untie_min_inv | 2026-05-26T16:12:06.094262
BAU | Secondary Techs | PWRWONLKAXX | TotalAnnualMaxCapacityInvestment | 2039 | 0.101 | untie_min_inv | 2026-05-26T16:12:06.094262
BAU | Secondary Techs | PWRWONLKAXX | TotalAnnualMaxCapacityInvestment | 2040 | 0.030472 | lid_fill | 2026-05-26T16:12:06.094262
BAU | Secondary Techs | PWRWONLKAXX | TotalAnnualMaxCapacityInvestment | 2041 | 0.032042 | lid_fill | 2026-05-26T16:12:06.094262
BAU | Secondary Techs | PWRWONLKAXX | TotalAnnualMaxCapacityInvestment | 2042 | 0.032407 | lid_fill | 2026-05-26T16:12:06.094262
BAU | Secondary Techs | PWRWONLKAXX | TotalAnnualMaxCapacityInvestment | 2043 | 0.505 | untie_min_inv | 2026-05-26T16:12:06.094262
BAU | Secondary Techs | PWRWONLKAXX | TotalAnnualMaxCapacityInvestment | 2044 | 0.034294 | lid_fill | 2026-05-26T16:12:06.094262
BAU | Secondary Techs | PWRWONLKAXX | TotalAnnualMaxCapacityInvestment | 2045 | 0.033718 | lid_fill | 2026-05-26T16:12:06.094262
BAU | Secondary Techs | PWRWONLKAXX | TotalAnnualMaxCapacityInvestment | 2046 | 0.034015 | lid_fill | 2026-05-26T16:12:06.094262
BAU | Secondary Techs | PWRWONLKAXX | TotalAnnualMaxCapacityInvestment | 2047 | 0.034601 | lid_fill | 2026-05-26T16:12:06.094262
BAU | Secondary Techs | PWRWONLKAXX | TotalAnnualMaxCapacityInvestment | 2048 | 0.033703 | lid_fill | 2026-05-26T16:12:06.094262
BAU | Secondary Techs | PWRWONLKAXX | TotalAnnualMaxCapacityInvestment | 2049 | 0.034606 | lid_fill | 2026-05-26T16:12:06.094262
BAU | Secondary Techs | PWRWONLKAXX | TotalAnnualMaxCapacityInvestment | 2050 | 0.035912 | lid_fill | 2026-05-26T16:12:06.094262
BAU | Secondary Techs | PWRURNINDWE | TotalAnnualMaxCapacityInvestment | 2023 | 0 | lid_fill | 2026-05-26T16:12:06.094262
BAU | Secondary Techs | PWRURNINDWE | TotalAnnualMaxCapacityInvestment | 2024 | 0.15599 | lid_fill | 2026-05-26T16:12:06.094262
BAU | Secondary Techs | PWRURNINDWE | TotalAnnualMaxCapacityInvestment | 2025 | 0.17068 | lid_fill | 2026-05-26T16:12:06.094262
BAU | Secondary Techs | PWRURNINDWE | TotalAnnualMaxCapacityInvestment | 2026 | 0.19244 | lid_fill | 2026-05-26T16:12:06.094262
BAU | Secondary Techs | PWRURNINDWE | TotalAnnualMaxCapacityInvestment | 2027 | 0.18558 | lid_fill | 2026-05-26T16:12:06.094262
BAU | Secondary Techs | PWRURNINDWE | TotalAnnualMaxCapacityInvestment | 2028 | 0.19227 | lid_fill | 2026-05-26T16:12:06.094262
BAU | Secondary Techs | PWRURNINDWE | TotalAnnualMaxCapacityInvestment | 2029 | 0.23737 | lid_fill | 2026-05-26T16:12:06.094262
BAU | Secondary Techs | PWRURNINDWE | TotalAnnualMaxCapacityInvestment | 2030 | 0.13541 | lid_fill | 2026-05-26T16:12:06.094262
BAU | Secondary Techs | PWRURNINDWE | TotalAnnualMaxCapacityInvestment | 2031 | 0.12967 | lid_fill | 2026-05-26T16:12:06.094262
BAU | Secondary Techs | PWRURNINDWE | TotalAnnualMaxCapacityInvestment | 2032 | 0.19576 | lid_fill | 2026-05-26T16:12:06.094262
BAU | Secondary Techs | PWRURNINDWE | TotalAnnualMaxCapacityInvestment | 2033 | 0.19576 | lid_fill | 2026-05-26T16:12:06.094262
BAU | Secondary Techs | PWRURNINDWE | TotalAnnualMaxCapacityInvestment | 2034 | 0.19576 | lid_fill | 2026-05-26T16:12:06.094262
BAU | Secondary Techs | PWRURNINDWE | TotalAnnualMaxCapacityInvestment | 2035 | 0.19576 | lid_fill | 2026-05-26T16:12:06.094262
BAU | Secondary Techs | PWRURNINDWE | TotalAnnualMaxCapacityInvestment | 2036 | 0.19576 | lid_fill | 2026-05-26T16:12:06.094262
BAU | Secondary Techs | PWRURNINDWE | TotalAnnualMaxCapacityInvestment | 2037 | 0.21597 | lid_fill | 2026-05-26T16:12:06.094262
BAU | Secondary Techs | PWRURNINDWE | TotalAnnualMaxCapacityInvestment | 2038 | 0.21597 | lid_fill | 2026-05-26T16:12:06.094262
BAU | Secondary Techs | PWRURNINDWE | TotalAnnualMaxCapacityInvestment | 2039 | 0.21597 | lid_fill | 2026-05-26T16:12:06.094262
BAU | Secondary Techs | PWRURNINDWE | TotalAnnualMaxCapacityInvestment | 2040 | 0.21597 | lid_fill | 2026-05-26T16:12:06.094262
BAU | Secondary Techs | PWRURNINDWE | TotalAnnualMaxCapacityInvestment | 2041 | 0.21597 | lid_fill | 2026-05-26T16:12:06.094262
BAU | Secondary Techs | PWRURNINDWE | TotalAnnualMaxCapacityInvestment | 2042 | 0.2424 | lid_fill | 2026-05-26T16:12:06.094262
BAU | Secondary Techs | PWRURNINDWE | TotalAnnualMaxCapacityInvestment | 2043 | 0.25204 | lid_fill | 2026-05-26T16:12:06.094262
BAU | Secondary Techs | PWRURNINDWE | TotalAnnualMaxCapacityInvestment | 2044 | 0.26206 | lid_fill | 2026-05-26T16:12:06.094262
BAU | Secondary Techs | PWRURNINDWE | TotalAnnualMaxCapacityInvestment | 2045 | 0.27248 | lid_fill | 2026-05-26T16:12:06.094262
BAU | Secondary Techs | PWRURNINDWE | TotalAnnualMaxCapacityInvestment | 2046 | 0.28332 | lid_fill | 2026-05-26T16:12:06.094262
BAU | Secondary Techs | PWRURNINDWE | TotalAnnualMaxCapacityInvestment | 2047 | 0.29458 | lid_fill | 2026-05-26T16:12:06.094262
BAU | Secondary Techs | PWRURNINDWE | TotalAnnualMaxCapacityInvestment | 2048 | 0.3063 | lid_fill | 2026-05-26T16:12:06.094262
BAU | Secondary Techs | PWRURNINDWE | TotalAnnualMaxCapacityInvestment | 2049 | 0.31848 | lid_fill | 2026-05-26T16:12:06.094262
BAU | Secondary Techs | PWRURNINDWE | TotalAnnualMaxCapacityInvestment | 2050 | 0.33114 | lid_fill | 2026-05-26T16:12:06.094262
BAU | Secondary Techs | PWRBIOBGDXX | TotalAnnualMaxCapacityInvestment | 2023 | 0 | lid_fill | 2026-05-26T16:12:06.094262
BAU | Secondary Techs | PWRBIOBGDXX | TotalAnnualMaxCapacityInvestment | 2024 | 6.9859e-05 | lid_fill | 2026-05-26T16:12:06.094262
BAU | Secondary Techs | PWRBIOBGDXX | TotalAnnualMaxCapacityInvestment | 2025 | 7.4596e-05 | lid_fill | 2026-05-26T16:12:06.094262
BAU | Secondary Techs | PWRBIOBGDXX | TotalAnnualMaxCapacityInvestment | 2026 | 7.9656e-05 | lid_fill | 2026-05-26T16:12:06.094262
BAU | Secondary Techs | PWRBIOBGDXX | TotalAnnualMaxCapacityInvestment | 2027 | 8.5056e-05 | lid_fill | 2026-05-26T16:12:06.094262
BAU | Secondary Techs | PWRBIOBGDXX | TotalAnnualMaxCapacityInvestment | 2028 | 9.0825e-05 | lid_fill | 2026-05-26T16:12:06.094262
BAU | Secondary Techs | PWRBIOBGDXX | TotalAnnualMaxCapacityInvestment | 2029 | 9.6986e-05 | lid_fill | 2026-05-26T16:12:06.094262
BAU | Secondary Techs | PWRBIOBGDXX | TotalAnnualMaxCapacityInvestment | 2030 | 0.00010356 | lid_fill | 2026-05-26T16:12:06.094262
BAU | Secondary Techs | PWRBIOBGDXX | TotalAnnualMaxCapacityInvestment | 2031 | 8.731e-05 | lid_fill | 2026-05-26T16:12:06.094262
BAU | Secondary Techs | PWRBIOBGDXX | TotalAnnualMaxCapacityInvestment | 2032 | 9.1984e-05 | lid_fill | 2026-05-26T16:12:06.094262
BAU | Secondary Techs | PWRBIOBGDXX | TotalAnnualMaxCapacityInvestment | 2033 | 9.6909e-05 | lid_fill | 2026-05-26T16:12:06.094262
BAU | Secondary Techs | PWRBIOBGDXX | TotalAnnualMaxCapacityInvestment | 2034 | 0.0001021 | lid_fill | 2026-05-26T16:12:06.094262
BAU | Secondary Techs | PWRBIOBGDXX | TotalAnnualMaxCapacityInvestment | 2035 | 0.00010756 | lid_fill | 2026-05-26T16:12:06.094262
BAU | Secondary Techs | PWRBIOBGDXX | TotalAnnualMaxCapacityInvestment | 2036 | 0.00011332 | lid_fill | 2026-05-26T16:12:06.094262
BAU | Secondary Techs | PWRBIOBGDXX | TotalAnnualMaxCapacityInvestment | 2037 | 0.00011939 | lid_fill | 2026-05-26T16:12:06.094262
BAU | Secondary Techs | PWRBIOBGDXX | TotalAnnualMaxCapacityInvestment | 2038 | 0.00012578 | lid_fill | 2026-05-26T16:12:06.094262
BAU | Secondary Techs | PWRBIOBGDXX | TotalAnnualMaxCapacityInvestment | 2039 | 0.00013252 | lid_fill | 2026-05-26T16:12:06.094262
BAU | Secondary Techs | PWRBIOBGDXX | TotalAnnualMaxCapacityInvestment | 2040 | 0.00013961 | lid_fill | 2026-05-26T16:12:06.094262
BAU | Secondary Techs | PWRBIOBGDXX | TotalAnnualMaxCapacityInvestment | 2041 | 0.00014709 | lid_fill | 2026-05-26T16:12:06.094262
BAU | Secondary Techs | PWRBIOBGDXX | TotalAnnualMaxCapacityInvestment | 2042 | 0.00012346 | lid_fill | 2026-05-26T16:12:06.094262
BAU | Secondary Techs | PWRBIOBGDXX | TotalAnnualMaxCapacityInvestment | 2043 | 0.00012873 | lid_fill | 2026-05-26T16:12:06.094262
BAU | Secondary Techs | PWRBIOBGDXX | TotalAnnualMaxCapacityInvestment | 2044 | 0.00013422 | lid_fill | 2026-05-26T16:12:06.094262
BAU | Secondary Techs | PWRBIOBGDXX | TotalAnnualMaxCapacityInvestment | 2045 | 0.00013994 | lid_fill | 2026-05-26T16:12:06.094262
BAU | Secondary Techs | PWRBIOBGDXX | TotalAnnualMaxCapacityInvestment | 2046 | 0.00014591 | lid_fill | 2026-05-26T16:12:06.094262
BAU | Secondary Techs | PWRBIOBGDXX | TotalAnnualMaxCapacityInvestment | 2047 | 0.00015214 | lid_fill | 2026-05-26T16:12:06.094262
BAU | Secondary Techs | PWRBIOBGDXX | TotalAnnualMaxCapacityInvestment | 2048 | 0.00015863 | lid_fill | 2026-05-26T16:12:06.094262
BAU | Secondary Techs | PWRBIOBGDXX | TotalAnnualMaxCapacityInvestment | 2049 | 0.00016539 | lid_fill | 2026-05-26T16:12:06.094262
BAU | Secondary Techs | PWRBIOBGDXX | TotalAnnualMaxCapacityInvestment | 2050 | 0.00017245 | lid_fill | 2026-05-26T16:12:06.094262
BAU | Secondary Techs | PWRWONBGDXX | TotalAnnualMaxCapacityInvestment | 2023 | 0 | lid_fill | 2026-05-26T16:12:06.094262
BAU | Secondary Techs | PWRWONBGDXX | TotalAnnualMaxCapacityInvestment | 2024 | 0.0044011 | lid_fill | 2026-05-26T16:12:06.094262
BAU | Secondary Techs | PWRWONBGDXX | TotalAnnualMaxCapacityInvestment | 2025 | 0.0046996 | lid_fill | 2026-05-26T16:12:06.094262
BAU | Secondary Techs | PWRWONBGDXX | TotalAnnualMaxCapacityInvestment | 2026 | 0.0050183 | lid_fill | 2026-05-26T16:12:06.094262
BAU | Secondary Techs | PWRWONBGDXX | TotalAnnualMaxCapacityInvestment | 2027 | 0.0053585 | lid_fill | 2026-05-26T16:12:06.094262
BAU | Secondary Techs | PWRWONBGDXX | TotalAnnualMaxCapacityInvestment | 2028 | 0.005722 | lid_fill | 2026-05-26T16:12:06.094262
BAU | Secondary Techs | PWRWONBGDXX | TotalAnnualMaxCapacityInvestment | 2029 | 0.0061101 | lid_fill | 2026-05-26T16:12:06.094262
BAU | Secondary Techs | PWRWONBGDXX | TotalAnnualMaxCapacityInvestment | 2030 | 0.0065243 | lid_fill | 2026-05-26T16:12:06.094262
BAU | Secondary Techs | PWRWONBGDXX | TotalAnnualMaxCapacityInvestment | 2031 | 0.0055005 | lid_fill | 2026-05-26T16:12:06.094262
BAU | Secondary Techs | PWRWONBGDXX | TotalAnnualMaxCapacityInvestment | 2032 | 0.005795 | lid_fill | 2026-05-26T16:12:06.094262
BAU | Secondary Techs | PWRWONBGDXX | TotalAnnualMaxCapacityInvestment | 2033 | 0.0061053 | lid_fill | 2026-05-26T16:12:06.094262
BAU | Secondary Techs | PWRWONBGDXX | TotalAnnualMaxCapacityInvestment | 2034 | 0.0064321 | lid_fill | 2026-05-26T16:12:06.094262
BAU | Secondary Techs | PWRWONBGDXX | TotalAnnualMaxCapacityInvestment | 2035 | 0.202 | untie_min_inv | 2026-05-26T16:12:06.094262
BAU | Secondary Techs | PWRWONBGDXX | TotalAnnualMaxCapacityInvestment | 2036 | 0.0071394 | lid_fill | 2026-05-26T16:12:06.094262
BAU | Secondary Techs | PWRWONBGDXX | TotalAnnualMaxCapacityInvestment | 2037 | 0.0075215 | lid_fill | 2026-05-26T16:12:06.094262
BAU | Secondary Techs | PWRWONBGDXX | TotalAnnualMaxCapacityInvestment | 2038 | 0.0079244 | lid_fill | 2026-05-26T16:12:06.094262
BAU | Secondary Techs | PWRWONBGDXX | TotalAnnualMaxCapacityInvestment | 2039 | 0.0083486 | lid_fill | 2026-05-26T16:12:06.094262
BAU | Secondary Techs | PWRWONBGDXX | TotalAnnualMaxCapacityInvestment | 2040 | 0.0087957 | lid_fill | 2026-05-26T16:12:06.094262
BAU | Secondary Techs | PWRWONBGDXX | TotalAnnualMaxCapacityInvestment | 2041 | 0.0092665 | lid_fill | 2026-05-26T16:12:06.094262
BAU | Secondary Techs | PWRWONBGDXX | TotalAnnualMaxCapacityInvestment | 2042 | 0.007778 | lid_fill | 2026-05-26T16:12:06.094262
BAU | Secondary Techs | PWRWONBGDXX | TotalAnnualMaxCapacityInvestment | 2043 | 0.0081097 | lid_fill | 2026-05-26T16:12:06.094262
BAU | Secondary Techs | PWRWONBGDXX | TotalAnnualMaxCapacityInvestment | 2044 | 0.0084557 | lid_fill | 2026-05-26T16:12:06.094262
BAU | Secondary Techs | PWRWONBGDXX | TotalAnnualMaxCapacityInvestment | 2045 | 0.0088164 | lid_fill | 2026-05-26T16:12:06.094262
BAU | Secondary Techs | PWRWONBGDXX | TotalAnnualMaxCapacityInvestment | 2046 | 0.0091926 | lid_fill | 2026-05-26T16:12:06.094262
BAU | Secondary Techs | PWRWONBGDXX | TotalAnnualMaxCapacityInvestment | 2047 | 0.0095845 | lid_fill | 2026-05-26T16:12:06.094262
BAU | Secondary Techs | PWRWONBGDXX | TotalAnnualMaxCapacityInvestment | 2048 | 0.0099934 | lid_fill | 2026-05-26T16:12:06.094262
BAU | Secondary Techs | PWRWONBGDXX | TotalAnnualMaxCapacityInvestment | 2049 | 0.01042 | lid_fill | 2026-05-26T16:12:06.094262
BAU | Secondary Techs | PWRWONBGDXX | TotalAnnualMaxCapacityInvestment | 2050 | 0.010864 | lid_fill | 2026-05-26T16:12:06.094262
BAU | Secondary Techs | PWRSPVNPLXX | TotalAnnualMaxCapacityInvestment | 2023 | 0 | lid_fill | 2026-05-26T16:12:06.094262
BAU | Secondary Techs | PWRSPVNPLXX | TotalAnnualMaxCapacityInvestment | 2024 | 0.0052528 | lid_fill | 2026-05-26T16:12:06.094262
BAU | Secondary Techs | PWRSPVNPLXX | TotalAnnualMaxCapacityInvestment | 2025 | 0.9696 | untie_min_inv | 2026-05-26T16:12:06.094262
BAU | Secondary Techs | PWRSPVNPLXX | TotalAnnualMaxCapacityInvestment | 2026 | 0.0058383 | lid_fill | 2026-05-26T16:12:06.094262
BAU | Secondary Techs | PWRSPVNPLXX | TotalAnnualMaxCapacityInvestment | 2027 | 0.0061649 | lid_fill | 2026-05-26T16:12:06.094262
BAU | Secondary Techs | PWRSPVNPLXX | TotalAnnualMaxCapacityInvestment | 2028 | 0.0070065 | lid_fill | 2026-05-26T16:12:06.094262
BAU | Secondary Techs | PWRSPVNPLXX | TotalAnnualMaxCapacityInvestment | 2029 | 0.007657 | lid_fill | 2026-05-26T16:12:06.094262
BAU | Secondary Techs | PWRSPVNPLXX | TotalAnnualMaxCapacityInvestment | 2030 | 0.0082868 | lid_fill | 2026-05-26T16:12:06.094262
BAU | Secondary Techs | PWRSPVNPLXX | TotalAnnualMaxCapacityInvestment | 2031 | 0.0089664 | lid_fill | 2026-05-26T16:12:06.094262
BAU | Secondary Techs | PWRSPVNPLXX | TotalAnnualMaxCapacityInvestment | 2032 | 0.0097055 | lid_fill | 2026-05-26T16:12:06.094262
BAU | Secondary Techs | PWRSPVNPLXX | TotalAnnualMaxCapacityInvestment | 2033 | 0.010504 | lid_fill | 2026-05-26T16:12:06.094262
BAU | Secondary Techs | PWRSPVNPLXX | TotalAnnualMaxCapacityInvestment | 2034 | 0.0063518 | lid_fill | 2026-05-26T16:12:06.094262
BAU | Secondary Techs | PWRSPVNPLXX | TotalAnnualMaxCapacityInvestment | 2035 | 0.0063518 | lid_fill | 2026-05-26T16:12:06.094262
BAU | Secondary Techs | PWRSPVNPLXX | TotalAnnualMaxCapacityInvestment | 2036 | 0.0063518 | lid_fill | 2026-05-26T16:12:06.094262
BAU | Secondary Techs | PWRSPVNPLXX | TotalAnnualMaxCapacityInvestment | 2037 | 0.0063504 | lid_fill | 2026-05-26T16:12:06.094262
BAU | Secondary Techs | PWRSPVNPLXX | TotalAnnualMaxCapacityInvestment | 2038 | 0.0063518 | lid_fill | 2026-05-26T16:12:06.094262
BAU | Secondary Techs | PWRSPVNPLXX | TotalAnnualMaxCapacityInvestment | 2039 | 0.0063518 | lid_fill | 2026-05-26T16:12:06.094262
BAU | Secondary Techs | PWRSPVNPLXX | TotalAnnualMaxCapacityInvestment | 2040 | 0.0063518 | lid_fill | 2026-05-26T16:12:06.094262
BAU | Secondary Techs | PWRSPVNPLXX | TotalAnnualMaxCapacityInvestment | 2041 | 0.0063518 | lid_fill | 2026-05-26T16:12:06.094262
BAU | Secondary Techs | PWRSPVNPLXX | TotalAnnualMaxCapacityInvestment | 2042 | 0.0063518 | lid_fill | 2026-05-26T16:12:06.094262
BAU | Secondary Techs | PWRSPVNPLXX | TotalAnnualMaxCapacityInvestment | 2043 | 0.0063518 | lid_fill | 2026-05-26T16:12:06.094262
BAU | Secondary Techs | PWRSPVNPLXX | TotalAnnualMaxCapacityInvestment | 2044 | 0.0063518 | lid_fill | 2026-05-26T16:12:06.094262
BAU | Secondary Techs | PWRSPVNPLXX | TotalAnnualMaxCapacityInvestment | 2045 | 0.0063518 | lid_fill | 2026-05-26T16:12:06.094262
BAU | Secondary Techs | PWRSPVNPLXX | TotalAnnualMaxCapacityInvestment | 2046 | 0.0063518 | lid_fill | 2026-05-26T16:12:06.094262
BAU | Secondary Techs | PWRSPVNPLXX | TotalAnnualMaxCapacityInvestment | 2047 | 0.0063518 | lid_fill | 2026-05-26T16:12:06.094262
BAU | Secondary Techs | PWRSPVNPLXX | TotalAnnualMaxCapacityInvestment | 2048 | 0.0063518 | lid_fill | 2026-05-26T16:12:06.094262
BAU | Secondary Techs | PWRSPVNPLXX | TotalAnnualMaxCapacityInvestment | 2049 | 0.0063518 | lid_fill | 2026-05-26T16:12:06.094262
BAU | Secondary Techs | PWRSPVNPLXX | TotalAnnualMaxCapacityInvestment | 2050 | 0.0063518 | lid_fill | 2026-05-26T16:12:06.094262
BAU | Secondary Techs | PWRCSPINDSO | TotalAnnualMaxCapacityInvestment | 2023 | 0 | lid_fill | 2026-05-26T16:12:06.094262
BAU | Secondary Techs | PWRCSPINDSO | TotalAnnualMaxCapacityInvestment | 2024 | 0.0060365 | lid_fill | 2026-05-26T16:12:06.094262
BAU | Secondary Techs | PWRCSPINDSO | TotalAnnualMaxCapacityInvestment | 2025 | 0.0064095 | lid_fill | 2026-05-26T16:12:06.094262
BAU | Secondary Techs | PWRCSPINDSO | TotalAnnualMaxCapacityInvestment | 2026 | 0.0070572 | lid_fill | 2026-05-26T16:12:06.094262
BAU | Secondary Techs | PWRCSPINDSO | TotalAnnualMaxCapacityInvestment | 2027 | 0.0071393 | lid_fill | 2026-05-26T16:12:06.094262
BAU | Secondary Techs | PWRCSPINDSO | TotalAnnualMaxCapacityInvestment | 2028 | 0.0074366 | lid_fill | 2026-05-26T16:12:06.094262
BAU | Secondary Techs | PWRCSPINDSO | TotalAnnualMaxCapacityInvestment | 2029 | 0.0086133 | lid_fill | 2026-05-26T16:12:06.094262
BAU | Secondary Techs | PWRCSPINDSO | TotalAnnualMaxCapacityInvestment | 2030 | 0.0066683 | lid_fill | 2026-05-26T16:12:06.094262
BAU | Secondary Techs | PWRCSPINDSO | TotalAnnualMaxCapacityInvestment | 2031 | 0.006499 | lid_fill | 2026-05-26T16:12:06.094262
BAU | Secondary Techs | PWRCSPINDSO | TotalAnnualMaxCapacityInvestment | 2032 | 0.0078074 | lid_fill | 2026-05-26T16:12:06.094262
BAU | Secondary Techs | PWRCSPINDSO | TotalAnnualMaxCapacityInvestment | 2033 | 0.0078073 | lid_fill | 2026-05-26T16:12:06.094262
BAU | Secondary Techs | PWRCSPINDSO | TotalAnnualMaxCapacityInvestment | 2034 | 0.0078074 | lid_fill | 2026-05-26T16:12:06.094262
BAU | Secondary Techs | PWRCSPINDSO | TotalAnnualMaxCapacityInvestment | 2035 | 0.0078073 | lid_fill | 2026-05-26T16:12:06.094262
BAU | Secondary Techs | PWRCSPINDSO | TotalAnnualMaxCapacityInvestment | 2036 | 0.0078074 | lid_fill | 2026-05-26T16:12:06.094262
BAU | Secondary Techs | PWRCSPINDSO | TotalAnnualMaxCapacityInvestment | 2037 | 0.0083471 | lid_fill | 2026-05-26T16:12:06.094262
BAU | Secondary Techs | PWRCSPINDSO | TotalAnnualMaxCapacityInvestment | 2038 | 0.0083471 | lid_fill | 2026-05-26T16:12:06.094262
BAU | Secondary Techs | PWRCSPINDSO | TotalAnnualMaxCapacityInvestment | 2039 | 0.0083471 | lid_fill | 2026-05-26T16:12:06.094262
BAU | Secondary Techs | PWRCSPINDSO | TotalAnnualMaxCapacityInvestment | 2040 | 0.0081493 | lid_fill | 2026-05-26T16:12:06.094262
BAU | Secondary Techs | PWRCSPINDSO | TotalAnnualMaxCapacityInvestment | 2041 | 0.00834 | lid_fill | 2026-05-26T16:12:06.094262
BAU | Secondary Techs | PWRCSPINDSO | TotalAnnualMaxCapacityInvestment | 2042 | 0.0093363 | lid_fill | 2026-05-26T16:12:06.094262
BAU | Secondary Techs | PWRCSPINDSO | TotalAnnualMaxCapacityInvestment | 2043 | 0.009699 | lid_fill | 2026-05-26T16:12:06.094262
BAU | Secondary Techs | PWRCSPINDSO | TotalAnnualMaxCapacityInvestment | 2044 | 0.010076 | lid_fill | 2026-05-26T16:12:06.094262
BAU | Secondary Techs | PWRCSPINDSO | TotalAnnualMaxCapacityInvestment | 2045 | 0.010467 | lid_fill | 2026-05-26T16:12:06.094262
BAU | Secondary Techs | PWRCSPINDSO | TotalAnnualMaxCapacityInvestment | 2046 | 0.010873 | lid_fill | 2026-05-26T16:12:06.094262
BAU | Secondary Techs | PWRCSPINDSO | TotalAnnualMaxCapacityInvestment | 2047 | 0.011296 | lid_fill | 2026-05-26T16:12:06.094262
BAU | Secondary Techs | PWRCSPINDSO | TotalAnnualMaxCapacityInvestment | 2048 | 0.011735 | lid_fill | 2026-05-26T16:12:06.094262
BAU | Secondary Techs | PWRCSPINDSO | TotalAnnualMaxCapacityInvestment | 2049 | 0.01219 | lid_fill | 2026-05-26T16:12:06.094262
BAU | Secondary Techs | PWRCSPINDSO | TotalAnnualMaxCapacityInvestment | 2050 | 0.012664 | lid_fill | 2026-05-26T16:12:06.094262
BAU | Secondary Techs | PWRBIOINDSO | TotalAnnualMaxCapacityInvestment | 2023 | 0 | lid_fill | 2026-05-26T16:12:06.094262
BAU | Secondary Techs | PWRBIOINDSO | TotalAnnualMaxCapacityInvestment | 2024 | 0.21472 | lid_fill | 2026-05-26T16:12:06.094262
BAU | Secondary Techs | PWRBIOINDSO | TotalAnnualMaxCapacityInvestment | 2025 | 0.22799 | lid_fill | 2026-05-26T16:12:06.094262
BAU | Secondary Techs | PWRBIOINDSO | TotalAnnualMaxCapacityInvestment | 2026 | 0.25103 | lid_fill | 2026-05-26T16:12:06.094262
BAU | Secondary Techs | PWRBIOINDSO | TotalAnnualMaxCapacityInvestment | 2027 | 0.25395 | lid_fill | 2026-05-26T16:12:06.094262
BAU | Secondary Techs | PWRBIOINDSO | TotalAnnualMaxCapacityInvestment | 2028 | 0.26453 | lid_fill | 2026-05-26T16:12:06.094262
BAU | Secondary Techs | PWRBIOINDSO | TotalAnnualMaxCapacityInvestment | 2029 | 0.30638 | lid_fill | 2026-05-26T16:12:06.094262
BAU | Secondary Techs | PWRBIOINDSO | TotalAnnualMaxCapacityInvestment | 2030 | 0.2372 | lid_fill | 2026-05-26T16:12:06.094262
BAU | Secondary Techs | PWRBIOINDSO | TotalAnnualMaxCapacityInvestment | 2031 | 0.23117 | lid_fill | 2026-05-26T16:12:06.094262
BAU | Secondary Techs | PWRBIOINDSO | TotalAnnualMaxCapacityInvestment | 2032 | 0.27772 | lid_fill | 2026-05-26T16:12:06.094262
BAU | Secondary Techs | PWRBIOINDSO | TotalAnnualMaxCapacityInvestment | 2033 | 0.27771 | lid_fill | 2026-05-26T16:12:06.094262
BAU | Secondary Techs | PWRBIOINDSO | TotalAnnualMaxCapacityInvestment | 2034 | 0.27772 | lid_fill | 2026-05-26T16:12:06.094262
BAU | Secondary Techs | PWRBIOINDSO | TotalAnnualMaxCapacityInvestment | 2035 | 0.27771 | lid_fill | 2026-05-26T16:12:06.094262
BAU | Secondary Techs | PWRBIOINDSO | TotalAnnualMaxCapacityInvestment | 2036 | 0.27772 | lid_fill | 2026-05-26T16:12:06.094262
BAU | Secondary Techs | PWRBIOINDSO | TotalAnnualMaxCapacityInvestment | 2037 | 0.29691 | lid_fill | 2026-05-26T16:12:06.094262
BAU | Secondary Techs | PWRBIOINDSO | TotalAnnualMaxCapacityInvestment | 2038 | 0.29691 | lid_fill | 2026-05-26T16:12:06.094262
BAU | Secondary Techs | PWRBIOINDSO | TotalAnnualMaxCapacityInvestment | 2039 | 0.29691 | lid_fill | 2026-05-26T16:12:06.094262
BAU | Secondary Techs | PWRBIOINDSO | TotalAnnualMaxCapacityInvestment | 2040 | 0.28988 | lid_fill | 2026-05-26T16:12:06.094262
BAU | Secondary Techs | PWRBIOINDSO | TotalAnnualMaxCapacityInvestment | 2041 | 0.29666 | lid_fill | 2026-05-26T16:12:06.094262
BAU | Secondary Techs | PWRBIOINDSO | TotalAnnualMaxCapacityInvestment | 2042 | 0.3321 | lid_fill | 2026-05-26T16:12:06.094262
BAU | Secondary Techs | PWRBIOINDSO | TotalAnnualMaxCapacityInvestment | 2043 | 0.345 | lid_fill | 2026-05-26T16:12:06.094262
BAU | Secondary Techs | PWRBIOINDSO | TotalAnnualMaxCapacityInvestment | 2044 | 0.3584 | lid_fill | 2026-05-26T16:12:06.094262
BAU | Secondary Techs | PWRBIOINDSO | TotalAnnualMaxCapacityInvestment | 2045 | 0.37232 | lid_fill | 2026-05-26T16:12:06.094262
BAU | Secondary Techs | PWRBIOINDSO | TotalAnnualMaxCapacityInvestment | 2046 | 0.38678 | lid_fill | 2026-05-26T16:12:06.094262
BAU | Secondary Techs | PWRBIOINDSO | TotalAnnualMaxCapacityInvestment | 2047 | 0.4018 | lid_fill | 2026-05-26T16:12:06.094262
BAU | Secondary Techs | PWRBIOINDSO | TotalAnnualMaxCapacityInvestment | 2048 | 0.41741 | lid_fill | 2026-05-26T16:12:06.094262
BAU | Secondary Techs | PWRBIOINDSO | TotalAnnualMaxCapacityInvestment | 2049 | 0.43362 | lid_fill | 2026-05-26T16:12:06.094262
BAU | Secondary Techs | PWRBIOINDSO | TotalAnnualMaxCapacityInvestment | 2050 | 0.45046 | lid_fill | 2026-05-26T16:12:06.094262
BAU | Secondary Techs | PWRWASINDEA | TotalAnnualMaxCapacityInvestment | 2023 | 0 | lid_fill | 2026-05-26T16:12:06.094262
BAU | Secondary Techs | PWRWASINDEA | TotalAnnualMaxCapacityInvestment | 2024 | 0.00037493 | lid_fill | 2026-05-26T16:12:06.094262
BAU | Secondary Techs | PWRWASINDEA | TotalAnnualMaxCapacityInvestment | 2025 | 0.00042653 | lid_fill | 2026-05-26T16:12:06.094262
BAU | Secondary Techs | PWRWASINDEA | TotalAnnualMaxCapacityInvestment | 2026 | 0.00043551 | lid_fill | 2026-05-26T16:12:06.094262
BAU | Secondary Techs | PWRWASINDEA | TotalAnnualMaxCapacityInvestment | 2027 | 0.00046603 | lid_fill | 2026-05-26T16:12:06.094262
BAU | Secondary Techs | PWRWASINDEA | TotalAnnualMaxCapacityInvestment | 2028 | 0.00048356 | lid_fill | 2026-05-26T16:12:06.094262
BAU | Secondary Techs | PWRWASINDEA | TotalAnnualMaxCapacityInvestment | 2029 | 0.0005827 | lid_fill | 2026-05-26T16:12:06.094262
BAU | Secondary Techs | PWRWASINDEA | TotalAnnualMaxCapacityInvestment | 2030 | 0.00040757 | lid_fill | 2026-05-26T16:12:06.094262
BAU | Secondary Techs | PWRWASINDEA | TotalAnnualMaxCapacityInvestment | 2031 | 0.00039566 | lid_fill | 2026-05-26T16:12:06.094262
BAU | Secondary Techs | PWRWASINDEA | TotalAnnualMaxCapacityInvestment | 2032 | 0.00054243 | lid_fill | 2026-05-26T16:12:06.094262
BAU | Secondary Techs | PWRWASINDEA | TotalAnnualMaxCapacityInvestment | 2033 | 0.00054243 | lid_fill | 2026-05-26T16:12:06.094262
BAU | Secondary Techs | PWRWASINDEA | TotalAnnualMaxCapacityInvestment | 2034 | 0.00054243 | lid_fill | 2026-05-26T16:12:06.094262
BAU | Secondary Techs | PWRWASINDEA | TotalAnnualMaxCapacityInvestment | 2035 | 0.00054243 | lid_fill | 2026-05-26T16:12:06.094262
BAU | Secondary Techs | PWRWASINDEA | TotalAnnualMaxCapacityInvestment | 2036 | 0.00054243 | lid_fill | 2026-05-26T16:12:06.094262
BAU | Secondary Techs | PWRWASINDEA | TotalAnnualMaxCapacityInvestment | 2037 | 0.00061315 | lid_fill | 2026-05-26T16:12:06.094262
BAU | Secondary Techs | PWRWASINDEA | TotalAnnualMaxCapacityInvestment | 2038 | 0.00061315 | lid_fill | 2026-05-26T16:12:06.094262
BAU | Secondary Techs | PWRWASINDEA | TotalAnnualMaxCapacityInvestment | 2039 | 0.00061314 | lid_fill | 2026-05-26T16:12:06.094262
BAU | Secondary Techs | PWRWASINDEA | TotalAnnualMaxCapacityInvestment | 2040 | 0.00061315 | lid_fill | 2026-05-26T16:12:06.094262
BAU | Secondary Techs | PWRWASINDEA | TotalAnnualMaxCapacityInvestment | 2041 | 0.00061315 | lid_fill | 2026-05-26T16:12:06.094262
BAU | Secondary Techs | PWRWASINDEA | TotalAnnualMaxCapacityInvestment | 2042 | 0.00069942 | lid_fill | 2026-05-26T16:12:06.094262
BAU | Secondary Techs | PWRWASINDEA | TotalAnnualMaxCapacityInvestment | 2043 | 0.00073126 | lid_fill | 2026-05-26T16:12:06.094262
BAU | Secondary Techs | PWRWASINDEA | TotalAnnualMaxCapacityInvestment | 2044 | 0.00076458 | lid_fill | 2026-05-26T16:12:06.094262
BAU | Secondary Techs | PWRWASINDEA | TotalAnnualMaxCapacityInvestment | 2045 | 0.0007994 | lid_fill | 2026-05-26T16:12:06.094262
BAU | Secondary Techs | PWRWASINDEA | TotalAnnualMaxCapacityInvestment | 2046 | 0.00083581 | lid_fill | 2026-05-26T16:12:06.094262
BAU | Secondary Techs | PWRWASINDEA | TotalAnnualMaxCapacityInvestment | 2047 | 0.00087388 | lid_fill | 2026-05-26T16:12:06.094262
BAU | Secondary Techs | PWRWASINDEA | TotalAnnualMaxCapacityInvestment | 2048 | 0.00091368 | lid_fill | 2026-05-26T16:12:06.094262
BAU | Secondary Techs | PWRWASINDEA | TotalAnnualMaxCapacityInvestment | 2049 | 0.00095531 | lid_fill | 2026-05-26T16:12:06.094262
BAU | Secondary Techs | PWRWASINDEA | TotalAnnualMaxCapacityInvestment | 2050 | 0.00099881 | lid_fill | 2026-05-26T16:12:06.094262
BAU | Secondary Techs | PWRSPVINDWE | TotalAnnualMaxCapacityInvestment | 2023 | 0.15958 | untie_min_inv | 2026-05-26T16:12:06.094262
BAU | Secondary Techs | PWRSPVINDWE | TotalAnnualMaxCapacityInvestment | 2024 | 4.2329 | untie_min_inv | 2026-05-26T16:12:06.094262
BAU | Secondary Techs | PWRSPVINDWE | TotalAnnualMaxCapacityInvestment | 2025 | 5.4166 | untie_min_inv | 2026-05-26T16:12:06.094262
BAU | Secondary Techs | PWRSPVINDWE | TotalAnnualMaxCapacityInvestment | 2026 | 9.8505 | untie_min_inv | 2026-05-26T16:12:06.094262
BAU | Secondary Techs | PWRSPVINDWE | TotalAnnualMaxCapacityInvestment | 2027 | 5.4742 | untie_min_inv | 2026-05-26T16:12:06.094262
BAU | Secondary Techs | PWRSPVINDWE | TotalAnnualMaxCapacityInvestment | 2028 | 2.5755 | untie_min_inv | 2026-05-26T16:12:06.094262
BAU | Secondary Techs | PWRSPVINDWE | TotalAnnualMaxCapacityInvestment | 2029 | 1.6636 | lid_fill | 2026-05-26T16:12:06.094262
BAU | Secondary Techs | PWRSPVINDWE | TotalAnnualMaxCapacityInvestment | 2030 | 0.94903 | lid_fill | 2026-05-26T16:12:06.094262
BAU | Secondary Techs | PWRSPVINDWE | TotalAnnualMaxCapacityInvestment | 2031 | 0.90879 | lid_fill | 2026-05-26T16:12:06.094262
BAU | Secondary Techs | PWRSPVINDWE | TotalAnnualMaxCapacityInvestment | 2032 | 1.372 | lid_fill | 2026-05-26T16:12:06.094262
BAU | Secondary Techs | PWRSPVINDWE | TotalAnnualMaxCapacityInvestment | 2033 | 1.372 | lid_fill | 2026-05-26T16:12:06.094262
BAU | Secondary Techs | PWRSPVINDWE | TotalAnnualMaxCapacityInvestment | 2034 | 1.372 | lid_fill | 2026-05-26T16:12:06.094262
BAU | Secondary Techs | PWRSPVINDWE | TotalAnnualMaxCapacityInvestment | 2035 | 1.372 | lid_fill | 2026-05-26T16:12:06.094262
BAU | Secondary Techs | PWRSPVINDWE | TotalAnnualMaxCapacityInvestment | 2036 | 1.372 | lid_fill | 2026-05-26T16:12:06.094262
BAU | Secondary Techs | PWRSPVINDWE | TotalAnnualMaxCapacityInvestment | 2037 | 1.5136 | lid_fill | 2026-05-26T16:12:06.094262
BAU | Secondary Techs | PWRSPVINDWE | TotalAnnualMaxCapacityInvestment | 2038 | 1.5136 | lid_fill | 2026-05-26T16:12:06.094262
BAU | Secondary Techs | PWRSPVINDWE | TotalAnnualMaxCapacityInvestment | 2039 | 1.5136 | lid_fill | 2026-05-26T16:12:06.094262
BAU | Secondary Techs | PWRSPVINDWE | TotalAnnualMaxCapacityInvestment | 2040 | 1.5136 | lid_fill | 2026-05-26T16:12:06.094262
BAU | Secondary Techs | PWRSPVINDWE | TotalAnnualMaxCapacityInvestment | 2041 | 1.5136 | lid_fill | 2026-05-26T16:12:06.094262
BAU | Secondary Techs | PWRSPVINDWE | TotalAnnualMaxCapacityInvestment | 2042 | 1.6989 | lid_fill | 2026-05-26T16:12:06.094262
BAU | Secondary Techs | PWRSPVINDWE | TotalAnnualMaxCapacityInvestment | 2043 | 1.7664 | lid_fill | 2026-05-26T16:12:06.094262
BAU | Secondary Techs | PWRSPVINDWE | TotalAnnualMaxCapacityInvestment | 2044 | 1.8366 | lid_fill | 2026-05-26T16:12:06.094262
BAU | Secondary Techs | PWRSPVINDWE | TotalAnnualMaxCapacityInvestment | 2045 | 1.9097 | lid_fill | 2026-05-26T16:12:06.094262
BAU | Secondary Techs | PWRSPVINDWE | TotalAnnualMaxCapacityInvestment | 2046 | 1.9856 | lid_fill | 2026-05-26T16:12:06.094262
BAU | Secondary Techs | PWRSPVINDWE | TotalAnnualMaxCapacityInvestment | 2047 | 2.0646 | lid_fill | 2026-05-26T16:12:06.094262
BAU | Secondary Techs | PWRSPVINDWE | TotalAnnualMaxCapacityInvestment | 2048 | 2.1467 | lid_fill | 2026-05-26T16:12:06.094262
BAU | Secondary Techs | PWRSPVINDWE | TotalAnnualMaxCapacityInvestment | 2049 | 2.232 | lid_fill | 2026-05-26T16:12:06.094262
BAU | Secondary Techs | PWRSPVINDWE | TotalAnnualMaxCapacityInvestment | 2050 | 2.3208 | lid_fill | 2026-05-26T16:12:06.094262
BAU | Secondary Techs | PWRWASLKAXX | TotalAnnualMaxCapacityInvestment | 2023 | 0 | lid_fill | 2026-05-26T16:12:06.094262
BAU | Secondary Techs | PWRWASLKAXX | TotalAnnualMaxCapacityInvestment | 2024 | 0.00080254 | lid_fill | 2026-05-26T16:12:06.094262
BAU | Secondary Techs | PWRWASLKAXX | TotalAnnualMaxCapacityInvestment | 2025 | 0.00060431 | lid_fill | 2026-05-26T16:12:06.094262
BAU | Secondary Techs | PWRWASLKAXX | TotalAnnualMaxCapacityInvestment | 2026 | 0.00060558 | lid_fill | 2026-05-26T16:12:06.094262
BAU | Secondary Techs | PWRWASLKAXX | TotalAnnualMaxCapacityInvestment | 2027 | 0.00064159 | lid_fill | 2026-05-26T16:12:06.094262
BAU | Secondary Techs | PWRWASLKAXX | TotalAnnualMaxCapacityInvestment | 2028 | 0.0006756 | lid_fill | 2026-05-26T16:12:06.094262
BAU | Secondary Techs | PWRWASLKAXX | TotalAnnualMaxCapacityInvestment | 2029 | 0.00071233 | lid_fill | 2026-05-26T16:12:06.094262
BAU | Secondary Techs | PWRWASLKAXX | TotalAnnualMaxCapacityInvestment | 2030 | 0.00077053 | lid_fill | 2026-05-26T16:12:06.094262
BAU | Secondary Techs | PWRWASLKAXX | TotalAnnualMaxCapacityInvestment | 2031 | 0.00071961 | lid_fill | 2026-05-26T16:12:06.094262
BAU | Secondary Techs | PWRWASLKAXX | TotalAnnualMaxCapacityInvestment | 2032 | 0.00075143 | lid_fill | 2026-05-26T16:12:06.094262
BAU | Secondary Techs | PWRWASLKAXX | TotalAnnualMaxCapacityInvestment | 2033 | 0.00078235 | lid_fill | 2026-05-26T16:12:06.094262
BAU | Secondary Techs | PWRWASLKAXX | TotalAnnualMaxCapacityInvestment | 2034 | 0.00082163 | lid_fill | 2026-05-26T16:12:06.094262
BAU | Secondary Techs | PWRWASLKAXX | TotalAnnualMaxCapacityInvestment | 2035 | 0.00087546 | lid_fill | 2026-05-26T16:12:06.094262
BAU | Secondary Techs | PWRWASLKAXX | TotalAnnualMaxCapacityInvestment | 2036 | 0.00094929 | lid_fill | 2026-05-26T16:12:06.094262
BAU | Secondary Techs | PWRWASLKAXX | TotalAnnualMaxCapacityInvestment | 2037 | 0.0010095 | lid_fill | 2026-05-26T16:12:06.094262
BAU | Secondary Techs | PWRWASLKAXX | TotalAnnualMaxCapacityInvestment | 2038 | 0.0010742 | lid_fill | 2026-05-26T16:12:06.094262
BAU | Secondary Techs | PWRWASLKAXX | TotalAnnualMaxCapacityInvestment | 2039 | 0.0011006 | lid_fill | 2026-05-26T16:12:06.094262
BAU | Secondary Techs | PWRWASLKAXX | TotalAnnualMaxCapacityInvestment | 2040 | 0.0011542 | lid_fill | 2026-05-26T16:12:06.094262
BAU | Secondary Techs | PWRWASLKAXX | TotalAnnualMaxCapacityInvestment | 2041 | 0.0012137 | lid_fill | 2026-05-26T16:12:06.094262
BAU | Secondary Techs | PWRWASLKAXX | TotalAnnualMaxCapacityInvestment | 2042 | 0.0012275 | lid_fill | 2026-05-26T16:12:06.094262
BAU | Secondary Techs | PWRWASLKAXX | TotalAnnualMaxCapacityInvestment | 2043 | 0.0012583 | lid_fill | 2026-05-26T16:12:06.094262
BAU | Secondary Techs | PWRWASLKAXX | TotalAnnualMaxCapacityInvestment | 2044 | 0.001299 | lid_fill | 2026-05-26T16:12:06.094262
BAU | Secondary Techs | PWRWASLKAXX | TotalAnnualMaxCapacityInvestment | 2045 | 0.0012772 | lid_fill | 2026-05-26T16:12:06.094262
BAU | Secondary Techs | PWRWASLKAXX | TotalAnnualMaxCapacityInvestment | 2046 | 0.0012885 | lid_fill | 2026-05-26T16:12:06.094262
BAU | Secondary Techs | PWRWASLKAXX | TotalAnnualMaxCapacityInvestment | 2047 | 0.0013106 | lid_fill | 2026-05-26T16:12:06.094262
BAU | Secondary Techs | PWRWASLKAXX | TotalAnnualMaxCapacityInvestment | 2048 | 0.0012766 | lid_fill | 2026-05-26T16:12:06.094262
BAU | Secondary Techs | PWRWASLKAXX | TotalAnnualMaxCapacityInvestment | 2049 | 0.0013108 | lid_fill | 2026-05-26T16:12:06.094262
BAU | Secondary Techs | PWRWASLKAXX | TotalAnnualMaxCapacityInvestment | 2050 | 0.0013603 | lid_fill | 2026-05-26T16:12:06.094262
BAU | Secondary Techs | PWRSPVINDEA | TotalAnnualMaxCapacityInvestment | 2023 | 0.07575 | untie_min_inv | 2026-05-26T16:12:06.094262
BAU | Secondary Techs | PWRSPVINDEA | TotalAnnualMaxCapacityInvestment | 2024 | 0.062475 | lid_fill | 2026-05-26T16:12:06.094262
BAU | Secondary Techs | PWRSPVINDEA | TotalAnnualMaxCapacityInvestment | 2025 | 0.36158 | untie_min_inv | 2026-05-26T16:12:06.094262
BAU | Secondary Techs | PWRSPVINDEA | TotalAnnualMaxCapacityInvestment | 2026 | 0.07257 | lid_fill | 2026-05-26T16:12:06.094262
BAU | Secondary Techs | PWRSPVINDEA | TotalAnnualMaxCapacityInvestment | 2027 | 0.101 | untie_min_inv | 2026-05-26T16:12:06.094262
BAU | Secondary Techs | PWRSPVINDEA | TotalAnnualMaxCapacityInvestment | 2028 | 0.080577 | lid_fill | 2026-05-26T16:12:06.094262
BAU | Secondary Techs | PWRSPVINDEA | TotalAnnualMaxCapacityInvestment | 2029 | 0.097097 | lid_fill | 2026-05-26T16:12:06.094262
BAU | Secondary Techs | PWRSPVINDEA | TotalAnnualMaxCapacityInvestment | 2030 | 0.067914 | lid_fill | 2026-05-26T16:12:06.094262
BAU | Secondary Techs | PWRSPVINDEA | TotalAnnualMaxCapacityInvestment | 2031 | 0.06593 | lid_fill | 2026-05-26T16:12:06.094262
BAU | Secondary Techs | PWRSPVINDEA | TotalAnnualMaxCapacityInvestment | 2032 | 0.090387 | lid_fill | 2026-05-26T16:12:06.094262
BAU | Secondary Techs | PWRSPVINDEA | TotalAnnualMaxCapacityInvestment | 2033 | 0.090386 | lid_fill | 2026-05-26T16:12:06.094262
BAU | Secondary Techs | PWRSPVINDEA | TotalAnnualMaxCapacityInvestment | 2034 | 0.090387 | lid_fill | 2026-05-26T16:12:06.094262
BAU | Secondary Techs | PWRSPVINDEA | TotalAnnualMaxCapacityInvestment | 2035 | 0.090386 | lid_fill | 2026-05-26T16:12:06.094262
BAU | Secondary Techs | PWRSPVINDEA | TotalAnnualMaxCapacityInvestment | 2036 | 0.090387 | lid_fill | 2026-05-26T16:12:06.094262
BAU | Secondary Techs | PWRSPVINDEA | TotalAnnualMaxCapacityInvestment | 2037 | 0.10217 | lid_fill | 2026-05-26T16:12:06.094262
BAU | Secondary Techs | PWRSPVINDEA | TotalAnnualMaxCapacityInvestment | 2038 | 0.10217 | lid_fill | 2026-05-26T16:12:06.094262
BAU | Secondary Techs | PWRSPVINDEA | TotalAnnualMaxCapacityInvestment | 2039 | 0.10217 | lid_fill | 2026-05-26T16:12:06.094262
BAU | Secondary Techs | PWRSPVINDEA | TotalAnnualMaxCapacityInvestment | 2040 | 0.10217 | lid_fill | 2026-05-26T16:12:06.094262
BAU | Secondary Techs | PWRSPVINDEA | TotalAnnualMaxCapacityInvestment | 2041 | 0.10217 | lid_fill | 2026-05-26T16:12:06.094262
BAU | Secondary Techs | PWRSPVINDEA | TotalAnnualMaxCapacityInvestment | 2042 | 0.11655 | lid_fill | 2026-05-26T16:12:06.094262
BAU | Secondary Techs | PWRSPVINDEA | TotalAnnualMaxCapacityInvestment | 2043 | 0.12185 | lid_fill | 2026-05-26T16:12:06.094262
BAU | Secondary Techs | PWRSPVINDEA | TotalAnnualMaxCapacityInvestment | 2044 | 0.1274 | lid_fill | 2026-05-26T16:12:06.094262
BAU | Secondary Techs | PWRSPVINDEA | TotalAnnualMaxCapacityInvestment | 2045 | 0.13321 | lid_fill | 2026-05-26T16:12:06.094262
BAU | Secondary Techs | PWRSPVINDEA | TotalAnnualMaxCapacityInvestment | 2046 | 0.13927 | lid_fill | 2026-05-26T16:12:06.094262
BAU | Secondary Techs | PWRSPVINDEA | TotalAnnualMaxCapacityInvestment | 2047 | 0.14562 | lid_fill | 2026-05-26T16:12:06.094262
BAU | Secondary Techs | PWRSPVINDEA | TotalAnnualMaxCapacityInvestment | 2048 | 0.15225 | lid_fill | 2026-05-26T16:12:06.094262
BAU | Secondary Techs | PWRSPVINDEA | TotalAnnualMaxCapacityInvestment | 2049 | 0.15919 | lid_fill | 2026-05-26T16:12:06.094262
BAU | Secondary Techs | PWRSPVINDEA | TotalAnnualMaxCapacityInvestment | 2050 | 0.16644 | lid_fill | 2026-05-26T16:12:06.094262
BAU | Secondary Techs | PWRNGSINDEA | TotalAnnualMaxCapacityInvestment | 2023 | 0 | lid_fill | 2026-05-26T16:12:06.094262
BAU | Secondary Techs | PWRNGSINDEA | TotalAnnualMaxCapacityInvestment | 2024 | 0.0051714 | lid_fill | 2026-05-26T16:12:06.094262
BAU | Secondary Techs | PWRNGSINDEA | TotalAnnualMaxCapacityInvestment | 2025 | 0.0058832 | lid_fill | 2026-05-26T16:12:06.094262
BAU | Secondary Techs | PWRNGSINDEA | TotalAnnualMaxCapacityInvestment | 2026 | 0.006007 | lid_fill | 2026-05-26T16:12:06.094262
BAU | Secondary Techs | PWRNGSINDEA | TotalAnnualMaxCapacityInvestment | 2027 | 0.006428 | lid_fill | 2026-05-26T16:12:06.094262
BAU | Secondary Techs | PWRNGSINDEA | TotalAnnualMaxCapacityInvestment | 2028 | 0.0066698 | lid_fill | 2026-05-26T16:12:06.094262
BAU | Secondary Techs | PWRNGSINDEA | TotalAnnualMaxCapacityInvestment | 2029 | 0.0080372 | lid_fill | 2026-05-26T16:12:06.094262
BAU | Secondary Techs | PWRNGSINDEA | TotalAnnualMaxCapacityInvestment | 2030 | 0.0056216 | lid_fill | 2026-05-26T16:12:06.094262
BAU | Secondary Techs | PWRNGSINDEA | TotalAnnualMaxCapacityInvestment | 2031 | 0.0054574 | lid_fill | 2026-05-26T16:12:06.094262
BAU | Secondary Techs | PWRNGSINDEA | TotalAnnualMaxCapacityInvestment | 2032 | 0.0074819 | lid_fill | 2026-05-26T16:12:06.094262
BAU | Secondary Techs | PWRNGSINDEA | TotalAnnualMaxCapacityInvestment | 2033 | 0.0074817 | lid_fill | 2026-05-26T16:12:06.094262
BAU | Secondary Techs | PWRNGSINDEA | TotalAnnualMaxCapacityInvestment | 2034 | 0.0074819 | lid_fill | 2026-05-26T16:12:06.094262
BAU | Secondary Techs | PWRNGSINDEA | TotalAnnualMaxCapacityInvestment | 2035 | 0.0074817 | lid_fill | 2026-05-26T16:12:06.094262
BAU | Secondary Techs | PWRNGSINDEA | TotalAnnualMaxCapacityInvestment | 2036 | 0.0074819 | lid_fill | 2026-05-26T16:12:06.094262
BAU | Secondary Techs | PWRNGSINDEA | TotalAnnualMaxCapacityInvestment | 2037 | 0.0084572 | lid_fill | 2026-05-26T16:12:06.094262
BAU | Secondary Techs | PWRNGSINDEA | TotalAnnualMaxCapacityInvestment | 2038 | 0.0084572 | lid_fill | 2026-05-26T16:12:06.094262
BAU | Secondary Techs | PWRNGSINDEA | TotalAnnualMaxCapacityInvestment | 2039 | 0.0084571 | lid_fill | 2026-05-26T16:12:06.094262
BAU | Secondary Techs | PWRNGSINDEA | TotalAnnualMaxCapacityInvestment | 2040 | 0.0084572 | lid_fill | 2026-05-26T16:12:06.094262
BAU | Secondary Techs | PWRNGSINDEA | TotalAnnualMaxCapacityInvestment | 2041 | 0.0084572 | lid_fill | 2026-05-26T16:12:06.094262
BAU | Secondary Techs | PWRNGSINDEA | TotalAnnualMaxCapacityInvestment | 2042 | 0.0096471 | lid_fill | 2026-05-26T16:12:06.094262
BAU | Secondary Techs | PWRNGSINDEA | TotalAnnualMaxCapacityInvestment | 2043 | 0.010086 | lid_fill | 2026-05-26T16:12:06.094262
BAU | Secondary Techs | PWRNGSINDEA | TotalAnnualMaxCapacityInvestment | 2044 | 0.010546 | lid_fill | 2026-05-26T16:12:06.094262
BAU | Secondary Techs | PWRNGSINDEA | TotalAnnualMaxCapacityInvestment | 2045 | 0.011026 | lid_fill | 2026-05-26T16:12:06.094262
BAU | Secondary Techs | PWRNGSINDEA | TotalAnnualMaxCapacityInvestment | 2046 | 0.011528 | lid_fill | 2026-05-26T16:12:06.094262
BAU | Secondary Techs | PWRNGSINDEA | TotalAnnualMaxCapacityInvestment | 2047 | 0.012054 | lid_fill | 2026-05-26T16:12:06.094262
BAU | Secondary Techs | PWRNGSINDEA | TotalAnnualMaxCapacityInvestment | 2048 | 0.012603 | lid_fill | 2026-05-26T16:12:06.094262
BAU | Secondary Techs | PWRNGSINDEA | TotalAnnualMaxCapacityInvestment | 2049 | 0.013177 | lid_fill | 2026-05-26T16:12:06.094262
BAU | Secondary Techs | PWRNGSINDEA | TotalAnnualMaxCapacityInvestment | 2050 | 0.013777 | lid_fill | 2026-05-26T16:12:06.094262
BAU | Secondary Techs | PWRBIOLKAXX | TotalAnnualMaxCapacityInvestment | 2023 | 0 | lid_fill | 2026-05-26T16:12:06.094262
BAU | Secondary Techs | PWRBIOLKAXX | TotalAnnualMaxCapacityInvestment | 2024 | 0.0035312 | lid_fill | 2026-05-26T16:12:06.094262
BAU | Secondary Techs | PWRBIOLKAXX | TotalAnnualMaxCapacityInvestment | 2025 | 0.0101 | untie_min_inv | 2026-05-26T16:12:06.094262
BAU | Secondary Techs | PWRBIOLKAXX | TotalAnnualMaxCapacityInvestment | 2026 | 0.01515 | untie_min_inv | 2026-05-26T16:12:06.094262
BAU | Secondary Techs | PWRBIOLKAXX | TotalAnnualMaxCapacityInvestment | 2027 | 0.0202 | untie_min_inv | 2026-05-26T16:12:06.094262
BAU | Secondary Techs | PWRBIOLKAXX | TotalAnnualMaxCapacityInvestment | 2028 | 0.0202 | untie_min_inv | 2026-05-26T16:12:06.094262
BAU | Secondary Techs | PWRBIOLKAXX | TotalAnnualMaxCapacityInvestment | 2029 | 0.0202 | untie_min_inv | 2026-05-26T16:12:06.094262
BAU | Secondary Techs | PWRBIOLKAXX | TotalAnnualMaxCapacityInvestment | 2030 | 0.0202 | untie_min_inv | 2026-05-26T16:12:06.094262
BAU | Secondary Techs | PWRBIOLKAXX | TotalAnnualMaxCapacityInvestment | 2031 | 0.0202 | untie_min_inv | 2026-05-26T16:12:06.094262
BAU | Secondary Techs | PWRBIOLKAXX | TotalAnnualMaxCapacityInvestment | 2032 | 0.0033063 | lid_fill | 2026-05-26T16:12:06.094262
BAU | Secondary Techs | PWRBIOLKAXX | TotalAnnualMaxCapacityInvestment | 2033 | 0.0034423 | lid_fill | 2026-05-26T16:12:06.094262
BAU | Secondary Techs | PWRBIOLKAXX | TotalAnnualMaxCapacityInvestment | 2034 | 0.0036152 | lid_fill | 2026-05-26T16:12:06.094262
BAU | Secondary Techs | PWRBIOLKAXX | TotalAnnualMaxCapacityInvestment | 2035 | 0.003852 | lid_fill | 2026-05-26T16:12:06.094262
BAU | Secondary Techs | PWRBIOLKAXX | TotalAnnualMaxCapacityInvestment | 2036 | 0.0041769 | lid_fill | 2026-05-26T16:12:06.094262
BAU | Secondary Techs | PWRBIOLKAXX | TotalAnnualMaxCapacityInvestment | 2037 | 0.0044418 | lid_fill | 2026-05-26T16:12:06.094262
BAU | Secondary Techs | PWRBIOLKAXX | TotalAnnualMaxCapacityInvestment | 2038 | 0.0047266 | lid_fill | 2026-05-26T16:12:06.094262
BAU | Secondary Techs | PWRBIOLKAXX | TotalAnnualMaxCapacityInvestment | 2039 | 0.0048426 | lid_fill | 2026-05-26T16:12:06.094262
BAU | Secondary Techs | PWRBIOLKAXX | TotalAnnualMaxCapacityInvestment | 2040 | 0.0050787 | lid_fill | 2026-05-26T16:12:06.094262
BAU | Secondary Techs | PWRBIOLKAXX | TotalAnnualMaxCapacityInvestment | 2041 | 0.0053403 | lid_fill | 2026-05-26T16:12:06.094262
BAU | Secondary Techs | PWRBIOLKAXX | TotalAnnualMaxCapacityInvestment | 2042 | 0.0054012 | lid_fill | 2026-05-26T16:12:06.094262
BAU | Secondary Techs | PWRBIOLKAXX | TotalAnnualMaxCapacityInvestment | 2043 | 0.0055364 | lid_fill | 2026-05-26T16:12:06.094262
BAU | Secondary Techs | PWRBIOLKAXX | TotalAnnualMaxCapacityInvestment | 2044 | 0.0057156 | lid_fill | 2026-05-26T16:12:06.094262
BAU | Secondary Techs | PWRBIOLKAXX | TotalAnnualMaxCapacityInvestment | 2045 | 0.0056196 | lid_fill | 2026-05-26T16:12:06.094262
BAU | Secondary Techs | PWRBIOLKAXX | TotalAnnualMaxCapacityInvestment | 2046 | 0.0056692 | lid_fill | 2026-05-26T16:12:06.094262
BAU | Secondary Techs | PWRBIOLKAXX | TotalAnnualMaxCapacityInvestment | 2047 | 0.0057668 | lid_fill | 2026-05-26T16:12:06.094262
BAU | Secondary Techs | PWRBIOLKAXX | TotalAnnualMaxCapacityInvestment | 2048 | 0.0056172 | lid_fill | 2026-05-26T16:12:06.094262
BAU | Secondary Techs | PWRBIOLKAXX | TotalAnnualMaxCapacityInvestment | 2049 | 0.0057676 | lid_fill | 2026-05-26T16:12:06.094262
BAU | Secondary Techs | PWRBIOLKAXX | TotalAnnualMaxCapacityInvestment | 2050 | 0.0059853 | lid_fill | 2026-05-26T16:12:06.094262
BAU | Secondary Techs | PWRBIOINDWE | TotalAnnualMaxCapacityInvestment | 2023 | 0 | lid_fill | 2026-05-26T16:12:06.094262
BAU | Secondary Techs | PWRBIOINDWE | TotalAnnualMaxCapacityInvestment | 2024 | 0.18692 | lid_fill | 2026-05-26T16:12:06.094262
BAU | Secondary Techs | PWRBIOINDWE | TotalAnnualMaxCapacityInvestment | 2025 | 0.20453 | lid_fill | 2026-05-26T16:12:06.094262
BAU | Secondary Techs | PWRBIOINDWE | TotalAnnualMaxCapacityInvestment | 2026 | 0.2306 | lid_fill | 2026-05-26T16:12:06.094262
BAU | Secondary Techs | PWRBIOINDWE | TotalAnnualMaxCapacityInvestment | 2027 | 0.22238 | lid_fill | 2026-05-26T16:12:06.094262
BAU | Secondary Techs | PWRBIOINDWE | TotalAnnualMaxCapacityInvestment | 2028 | 0.23039 | lid_fill | 2026-05-26T16:12:06.094262
BAU | Secondary Techs | PWRBIOINDWE | TotalAnnualMaxCapacityInvestment | 2029 | 0.28444 | lid_fill | 2026-05-26T16:12:06.094262
BAU | Secondary Techs | PWRBIOINDWE | TotalAnnualMaxCapacityInvestment | 2030 | 0.16226 | lid_fill | 2026-05-26T16:12:06.094262
BAU | Secondary Techs | PWRBIOINDWE | TotalAnnualMaxCapacityInvestment | 2031 | 0.15538 | lid_fill | 2026-05-26T16:12:06.094262
BAU | Secondary Techs | PWRBIOINDWE | TotalAnnualMaxCapacityInvestment | 2032 | 0.23457 | lid_fill | 2026-05-26T16:12:06.094262
BAU | Secondary Techs | PWRBIOINDWE | TotalAnnualMaxCapacityInvestment | 2033 | 0.23457 | lid_fill | 2026-05-26T16:12:06.094262
BAU | Secondary Techs | PWRBIOINDWE | TotalAnnualMaxCapacityInvestment | 2034 | 0.23457 | lid_fill | 2026-05-26T16:12:06.094262
BAU | Secondary Techs | PWRBIOINDWE | TotalAnnualMaxCapacityInvestment | 2035 | 0.23457 | lid_fill | 2026-05-26T16:12:06.094262
BAU | Secondary Techs | PWRBIOINDWE | TotalAnnualMaxCapacityInvestment | 2036 | 0.23457 | lid_fill | 2026-05-26T16:12:06.094262
BAU | Secondary Techs | PWRBIOINDWE | TotalAnnualMaxCapacityInvestment | 2037 | 0.25879 | lid_fill | 2026-05-26T16:12:06.094262
BAU | Secondary Techs | PWRBIOINDWE | TotalAnnualMaxCapacityInvestment | 2038 | 0.25879 | lid_fill | 2026-05-26T16:12:06.094262
BAU | Secondary Techs | PWRBIOINDWE | TotalAnnualMaxCapacityInvestment | 2039 | 0.25879 | lid_fill | 2026-05-26T16:12:06.094262
BAU | Secondary Techs | PWRBIOINDWE | TotalAnnualMaxCapacityInvestment | 2040 | 0.25879 | lid_fill | 2026-05-26T16:12:06.094262
BAU | Secondary Techs | PWRBIOINDWE | TotalAnnualMaxCapacityInvestment | 2041 | 0.25879 | lid_fill | 2026-05-26T16:12:06.094262
BAU | Secondary Techs | PWRBIOINDWE | TotalAnnualMaxCapacityInvestment | 2042 | 0.29047 | lid_fill | 2026-05-26T16:12:06.094262
BAU | Secondary Techs | PWRBIOINDWE | TotalAnnualMaxCapacityInvestment | 2043 | 0.30202 | lid_fill | 2026-05-26T16:12:06.094262
BAU | Secondary Techs | PWRBIOINDWE | TotalAnnualMaxCapacityInvestment | 2044 | 0.31402 | lid_fill | 2026-05-26T16:12:06.094262
BAU | Secondary Techs | PWRBIOINDWE | TotalAnnualMaxCapacityInvestment | 2045 | 0.32651 | lid_fill | 2026-05-26T16:12:06.094262
BAU | Secondary Techs | PWRBIOINDWE | TotalAnnualMaxCapacityInvestment | 2046 | 0.3395 | lid_fill | 2026-05-26T16:12:06.094262
BAU | Secondary Techs | PWRBIOINDWE | TotalAnnualMaxCapacityInvestment | 2047 | 0.35299 | lid_fill | 2026-05-26T16:12:06.094262
BAU | Secondary Techs | PWRBIOINDWE | TotalAnnualMaxCapacityInvestment | 2048 | 0.36703 | lid_fill | 2026-05-26T16:12:06.094262
BAU | Secondary Techs | PWRBIOINDWE | TotalAnnualMaxCapacityInvestment | 2049 | 0.38163 | lid_fill | 2026-05-26T16:12:06.094262
BAU | Secondary Techs | PWRBIOINDWE | TotalAnnualMaxCapacityInvestment | 2050 | 0.3968 | lid_fill | 2026-05-26T16:12:06.094262
BAU | Secondary Techs | PWRHYDNPLXX | TotalAnnualMaxCapacityInvestment | 2023 | 0 | lid_fill | 2026-05-26T16:12:06.094262
BAU | Secondary Techs | PWRHYDNPLXX | TotalAnnualMaxCapacityInvestment | 2024 | 0.21819 | lid_fill | 2026-05-26T16:12:06.094262
BAU | Secondary Techs | PWRHYDNPLXX | TotalAnnualMaxCapacityInvestment | 2025 | 0.54096 | untie_min_inv | 2026-05-26T16:12:06.094262
BAU | Secondary Techs | PWRHYDNPLXX | TotalAnnualMaxCapacityInvestment | 2026 | 0.24251 | lid_fill | 2026-05-26T16:12:06.094262
BAU | Secondary Techs | PWRHYDNPLXX | TotalAnnualMaxCapacityInvestment | 2027 | 0.25608 | lid_fill | 2026-05-26T16:12:06.094262
BAU | Secondary Techs | PWRHYDNPLXX | TotalAnnualMaxCapacityInvestment | 2028 | 0.29104 | lid_fill | 2026-05-26T16:12:06.094262
BAU | Secondary Techs | PWRHYDNPLXX | TotalAnnualMaxCapacityInvestment | 2029 | 0.31806 | lid_fill | 2026-05-26T16:12:06.094262
BAU | Secondary Techs | PWRHYDNPLXX | TotalAnnualMaxCapacityInvestment | 2030 | 0.34422 | lid_fill | 2026-05-26T16:12:06.094262
BAU | Secondary Techs | PWRHYDNPLXX | TotalAnnualMaxCapacityInvestment | 2031 | 0.37245 | lid_fill | 2026-05-26T16:12:06.094262
BAU | Secondary Techs | PWRHYDNPLXX | TotalAnnualMaxCapacityInvestment | 2032 | 0.40315 | lid_fill | 2026-05-26T16:12:06.094262
BAU | Secondary Techs | PWRHYDNPLXX | TotalAnnualMaxCapacityInvestment | 2033 | 0.43633 | lid_fill | 2026-05-26T16:12:06.094262
BAU | Secondary Techs | PWRHYDNPLXX | TotalAnnualMaxCapacityInvestment | 2034 | 0.26384 | lid_fill | 2026-05-26T16:12:06.094262
BAU | Secondary Techs | PWRHYDNPLXX | TotalAnnualMaxCapacityInvestment | 2035 | 0.26384 | lid_fill | 2026-05-26T16:12:06.094262
BAU | Secondary Techs | PWRHYDNPLXX | TotalAnnualMaxCapacityInvestment | 2036 | 0.26384 | lid_fill | 2026-05-26T16:12:06.094262
BAU | Secondary Techs | PWRHYDNPLXX | TotalAnnualMaxCapacityInvestment | 2037 | 0.26379 | lid_fill | 2026-05-26T16:12:06.094262
BAU | Secondary Techs | PWRHYDNPLXX | TotalAnnualMaxCapacityInvestment | 2038 | 0.26384 | lid_fill | 2026-05-26T16:12:06.094262
BAU | Secondary Techs | PWRHYDNPLXX | TotalAnnualMaxCapacityInvestment | 2039 | 0.26384 | lid_fill | 2026-05-26T16:12:06.094262
BAU | Secondary Techs | PWRHYDNPLXX | TotalAnnualMaxCapacityInvestment | 2040 | 0.26384 | lid_fill | 2026-05-26T16:12:06.094262
BAU | Secondary Techs | PWRHYDNPLXX | TotalAnnualMaxCapacityInvestment | 2041 | 0.26384 | lid_fill | 2026-05-26T16:12:06.094262
BAU | Secondary Techs | PWRHYDNPLXX | TotalAnnualMaxCapacityInvestment | 2042 | 0.26384 | lid_fill | 2026-05-26T16:12:06.094262
BAU | Secondary Techs | PWRHYDNPLXX | TotalAnnualMaxCapacityInvestment | 2043 | 0.26384 | lid_fill | 2026-05-26T16:12:06.094262
BAU | Secondary Techs | PWRHYDNPLXX | TotalAnnualMaxCapacityInvestment | 2044 | 0.26384 | lid_fill | 2026-05-26T16:12:06.094262
BAU | Secondary Techs | PWRHYDNPLXX | TotalAnnualMaxCapacityInvestment | 2045 | 0.26384 | lid_fill | 2026-05-26T16:12:06.094262
BAU | Secondary Techs | PWRHYDNPLXX | TotalAnnualMaxCapacityInvestment | 2046 | 0.26384 | lid_fill | 2026-05-26T16:12:06.094262
BAU | Secondary Techs | PWRHYDNPLXX | TotalAnnualMaxCapacityInvestment | 2047 | 0.26384 | lid_fill | 2026-05-26T16:12:06.094262
BAU | Secondary Techs | PWRHYDNPLXX | TotalAnnualMaxCapacityInvestment | 2048 | 0.26384 | lid_fill | 2026-05-26T16:12:06.094262
BAU | Secondary Techs | PWRHYDNPLXX | TotalAnnualMaxCapacityInvestment | 2049 | 0.26384 | lid_fill | 2026-05-26T16:12:06.094262
BAU | Secondary Techs | PWRHYDNPLXX | TotalAnnualMaxCapacityInvestment | 2050 | 0.26384 | lid_fill | 2026-05-26T16:12:06.094262
BAU | Secondary Techs | PWRBIOINDNE | TotalAnnualMaxCapacityInvestment | 2023 | 0 | lid_fill | 2026-05-26T16:12:06.094262
BAU | Secondary Techs | PWRBIOINDNE | TotalAnnualMaxCapacityInvestment | 2024 | 0.00092517 | lid_fill | 2026-05-26T16:12:06.094262
BAU | Secondary Techs | PWRBIOINDNE | TotalAnnualMaxCapacityInvestment | 2025 | 0.00098372 | lid_fill | 2026-05-26T16:12:06.094262
BAU | Secondary Techs | PWRBIOINDNE | TotalAnnualMaxCapacityInvestment | 2026 | 0.0010796 | lid_fill | 2026-05-26T16:12:06.094262
BAU | Secondary Techs | PWRBIOINDNE | TotalAnnualMaxCapacityInvestment | 2027 | 0.0010837 | lid_fill | 2026-05-26T16:12:06.094262
BAU | Secondary Techs | PWRBIOINDNE | TotalAnnualMaxCapacityInvestment | 2028 | 0.0011399 | lid_fill | 2026-05-26T16:12:06.094262
BAU | Secondary Techs | PWRBIOINDNE | TotalAnnualMaxCapacityInvestment | 2029 | 0.0012546 | lid_fill | 2026-05-26T16:12:06.094262
BAU | Secondary Techs | PWRBIOINDNE | TotalAnnualMaxCapacityInvestment | 2030 | 0.0011876 | lid_fill | 2026-05-26T16:12:06.094262
BAU | Secondary Techs | PWRBIOINDNE | TotalAnnualMaxCapacityInvestment | 2031 | 0.0011657 | lid_fill | 2026-05-26T16:12:06.094262
BAU | Secondary Techs | PWRBIOINDNE | TotalAnnualMaxCapacityInvestment | 2032 | 0.0013958 | lid_fill | 2026-05-26T16:12:06.094262
BAU | Secondary Techs | PWRBIOINDNE | TotalAnnualMaxCapacityInvestment | 2033 | 0.0013958 | lid_fill | 2026-05-26T16:12:06.094262
BAU | Secondary Techs | PWRBIOINDNE | TotalAnnualMaxCapacityInvestment | 2034 | 0.0013958 | lid_fill | 2026-05-26T16:12:06.094262
BAU | Secondary Techs | PWRBIOINDNE | TotalAnnualMaxCapacityInvestment | 2035 | 0.0013958 | lid_fill | 2026-05-26T16:12:06.094262
BAU | Secondary Techs | PWRBIOINDNE | TotalAnnualMaxCapacityInvestment | 2036 | 0.0013958 | lid_fill | 2026-05-26T16:12:06.094262
BAU | Secondary Techs | PWRBIOINDNE | TotalAnnualMaxCapacityInvestment | 2037 | 0.0016359 | lid_fill | 2026-05-26T16:12:06.094262
BAU | Secondary Techs | PWRBIOINDNE | TotalAnnualMaxCapacityInvestment | 2038 | 0.0016359 | lid_fill | 2026-05-26T16:12:06.094262
BAU | Secondary Techs | PWRBIOINDNE | TotalAnnualMaxCapacityInvestment | 2039 | 0.0016356 | lid_fill | 2026-05-26T16:12:06.094262
BAU | Secondary Techs | PWRBIOINDNE | TotalAnnualMaxCapacityInvestment | 2040 | 0.0016359 | lid_fill | 2026-05-26T16:12:06.094262
BAU | Secondary Techs | PWRBIOINDNE | TotalAnnualMaxCapacityInvestment | 2041 | 0.0016359 | lid_fill | 2026-05-26T16:12:06.094262
BAU | Secondary Techs | PWRBIOINDNE | TotalAnnualMaxCapacityInvestment | 2042 | 0.0018696 | lid_fill | 2026-05-26T16:12:06.094262
BAU | Secondary Techs | PWRBIOINDNE | TotalAnnualMaxCapacityInvestment | 2043 | 0.001956 | lid_fill | 2026-05-26T16:12:06.094262
BAU | Secondary Techs | PWRBIOINDNE | TotalAnnualMaxCapacityInvestment | 2044 | 0.0020464 | lid_fill | 2026-05-26T16:12:06.094262
BAU | Secondary Techs | PWRBIOINDNE | TotalAnnualMaxCapacityInvestment | 2045 | 0.0021412 | lid_fill | 2026-05-26T16:12:06.094262
BAU | Secondary Techs | PWRBIOINDNE | TotalAnnualMaxCapacityInvestment | 2046 | 0.0022401 | lid_fill | 2026-05-26T16:12:06.094262
BAU | Secondary Techs | PWRBIOINDNE | TotalAnnualMaxCapacityInvestment | 2047 | 0.0023435 | lid_fill | 2026-05-26T16:12:06.094262
BAU | Secondary Techs | PWRBIOINDNE | TotalAnnualMaxCapacityInvestment | 2048 | 0.0024522 | lid_fill | 2026-05-26T16:12:06.094262
BAU | Secondary Techs | PWRBIOINDNE | TotalAnnualMaxCapacityInvestment | 2049 | 0.0025654 | lid_fill | 2026-05-26T16:12:06.094262
BAU | Secondary Techs | PWRBIOINDNE | TotalAnnualMaxCapacityInvestment | 2050 | 0.002684 | lid_fill | 2026-05-26T16:12:06.094262
BAU | Secondary Techs | PWRNGSINDNO | TotalAnnualMaxCapacityInvestment | 2023 | 0 | lid_fill | 2026-05-26T16:12:06.094262
BAU | Secondary Techs | PWRNGSINDNO | TotalAnnualMaxCapacityInvestment | 2024 | 0.36386 | lid_fill | 2026-05-26T16:12:06.094262
BAU | Secondary Techs | PWRNGSINDNO | TotalAnnualMaxCapacityInvestment | 2025 | 0.38469 | lid_fill | 2026-05-26T16:12:06.094262
BAU | Secondary Techs | PWRNGSINDNO | TotalAnnualMaxCapacityInvestment | 2026 | 0.41302 | lid_fill | 2026-05-26T16:12:06.094262
BAU | Secondary Techs | PWRNGSINDNO | TotalAnnualMaxCapacityInvestment | 2027 | 0.43845 | lid_fill | 2026-05-26T16:12:06.094262
BAU | Secondary Techs | PWRNGSINDNO | TotalAnnualMaxCapacityInvestment | 2028 | 0.46095 | lid_fill | 2026-05-26T16:12:06.094262
BAU | Secondary Techs | PWRNGSINDNO | TotalAnnualMaxCapacityInvestment | 2029 | 0.53886 | lid_fill | 2026-05-26T16:12:06.094262
BAU | Secondary Techs | PWRNGSINDNO | TotalAnnualMaxCapacityInvestment | 2030 | 0.41 | lid_fill | 2026-05-26T16:12:06.094262
BAU | Secondary Techs | PWRNGSINDNO | TotalAnnualMaxCapacityInvestment | 2031 | 0.41358 | lid_fill | 2026-05-26T16:12:06.094262
BAU | Secondary Techs | PWRNGSINDNO | TotalAnnualMaxCapacityInvestment | 2032 | 0.48622 | lid_fill | 2026-05-26T16:12:06.094262
BAU | Secondary Techs | PWRNGSINDNO | TotalAnnualMaxCapacityInvestment | 2033 | 0.48621 | lid_fill | 2026-05-26T16:12:06.094262
BAU | Secondary Techs | PWRNGSINDNO | TotalAnnualMaxCapacityInvestment | 2034 | 0.48622 | lid_fill | 2026-05-26T16:12:06.094262
BAU | Secondary Techs | PWRNGSINDNO | TotalAnnualMaxCapacityInvestment | 2035 | 0.48621 | lid_fill | 2026-05-26T16:12:06.094262
BAU | Secondary Techs | PWRNGSINDNO | TotalAnnualMaxCapacityInvestment | 2036 | 0.48622 | lid_fill | 2026-05-26T16:12:06.094262
BAU | Secondary Techs | PWRNGSINDNO | TotalAnnualMaxCapacityInvestment | 2037 | 0.52874 | lid_fill | 2026-05-26T16:12:06.094262
BAU | Secondary Techs | PWRNGSINDNO | TotalAnnualMaxCapacityInvestment | 2038 | 0.52874 | lid_fill | 2026-05-26T16:12:06.094262
BAU | Secondary Techs | PWRNGSINDNO | TotalAnnualMaxCapacityInvestment | 2039 | 0.52874 | lid_fill | 2026-05-26T16:12:06.094262
BAU | Secondary Techs | PWRNGSINDNO | TotalAnnualMaxCapacityInvestment | 2040 | 0.50509 | lid_fill | 2026-05-26T16:12:06.094262
BAU | Secondary Techs | PWRNGSINDNO | TotalAnnualMaxCapacityInvestment | 2041 | 0.52786 | lid_fill | 2026-05-26T16:12:06.094262
BAU | Secondary Techs | PWRNGSINDNO | TotalAnnualMaxCapacityInvestment | 2042 | 0.59302 | lid_fill | 2026-05-26T16:12:06.094262
BAU | Secondary Techs | PWRNGSINDNO | TotalAnnualMaxCapacityInvestment | 2043 | 0.61739 | lid_fill | 2026-05-26T16:12:06.094262
BAU | Secondary Techs | PWRNGSINDNO | TotalAnnualMaxCapacityInvestment | 2044 | 0.63452 | lid_fill | 2026-05-26T16:12:06.094262
BAU | Secondary Techs | PWRNGSINDNO | TotalAnnualMaxCapacityInvestment | 2045 | 0.64768 | lid_fill | 2026-05-26T16:12:06.094262
BAU | Secondary Techs | PWRNGSINDNO | TotalAnnualMaxCapacityInvestment | 2046 | 0.69405 | lid_fill | 2026-05-26T16:12:06.094262
BAU | Secondary Techs | PWRNGSINDNO | TotalAnnualMaxCapacityInvestment | 2047 | 0.72207 | lid_fill | 2026-05-26T16:12:06.094262
BAU | Secondary Techs | PWRNGSINDNO | TotalAnnualMaxCapacityInvestment | 2048 | 0.7512 | lid_fill | 2026-05-26T16:12:06.094262
BAU | Secondary Techs | PWRNGSINDNO | TotalAnnualMaxCapacityInvestment | 2049 | 0.78152 | lid_fill | 2026-05-26T16:12:06.094262
BAU | Secondary Techs | PWRNGSINDNO | TotalAnnualMaxCapacityInvestment | 2050 | 0.81307 | lid_fill | 2026-05-26T16:12:06.094262
BAU | Secondary Techs | PWRSPVINDNE | TotalAnnualMaxCapacityInvestment | 2023 | 0 | lid_fill | 2026-05-26T16:12:06.094262
BAU | Secondary Techs | PWRSPVINDNE | TotalAnnualMaxCapacityInvestment | 2024 | 0.013154 | lid_fill | 2026-05-26T16:12:06.094262
BAU | Secondary Techs | PWRSPVINDNE | TotalAnnualMaxCapacityInvestment | 2025 | 0.1212 | untie_min_inv | 2026-05-26T16:12:06.094262
BAU | Secondary Techs | PWRSPVINDNE | TotalAnnualMaxCapacityInvestment | 2026 | 0.015349 | lid_fill | 2026-05-26T16:12:06.094262
BAU | Secondary Techs | PWRSPVINDNE | TotalAnnualMaxCapacityInvestment | 2027 | 0.015408 | lid_fill | 2026-05-26T16:12:06.094262
BAU | Secondary Techs | PWRSPVINDNE | TotalAnnualMaxCapacityInvestment | 2028 | 0.016206 | lid_fill | 2026-05-26T16:12:06.094262
BAU | Secondary Techs | PWRSPVINDNE | TotalAnnualMaxCapacityInvestment | 2029 | 0.017837 | lid_fill | 2026-05-26T16:12:06.094262
BAU | Secondary Techs | PWRSPVINDNE | TotalAnnualMaxCapacityInvestment | 2030 | 0.016885 | lid_fill | 2026-05-26T16:12:06.094262
BAU | Secondary Techs | PWRSPVINDNE | TotalAnnualMaxCapacityInvestment | 2031 | 0.016573 | lid_fill | 2026-05-26T16:12:06.094262
BAU | Secondary Techs | PWRSPVINDNE | TotalAnnualMaxCapacityInvestment | 2032 | 0.019845 | lid_fill | 2026-05-26T16:12:06.094262
BAU | Secondary Techs | PWRSPVINDNE | TotalAnnualMaxCapacityInvestment | 2033 | 0.019845 | lid_fill | 2026-05-26T16:12:06.094262
BAU | Secondary Techs | PWRSPVINDNE | TotalAnnualMaxCapacityInvestment | 2034 | 0.019845 | lid_fill | 2026-05-26T16:12:06.094262
BAU | Secondary Techs | PWRSPVINDNE | TotalAnnualMaxCapacityInvestment | 2035 | 0.019845 | lid_fill | 2026-05-26T16:12:06.094262
BAU | Secondary Techs | PWRSPVINDNE | TotalAnnualMaxCapacityInvestment | 2036 | 0.019845 | lid_fill | 2026-05-26T16:12:06.094262
BAU | Secondary Techs | PWRSPVINDNE | TotalAnnualMaxCapacityInvestment | 2037 | 0.023258 | lid_fill | 2026-05-26T16:12:06.094262
BAU | Secondary Techs | PWRSPVINDNE | TotalAnnualMaxCapacityInvestment | 2038 | 0.023258 | lid_fill | 2026-05-26T16:12:06.094262
BAU | Secondary Techs | PWRSPVINDNE | TotalAnnualMaxCapacityInvestment | 2039 | 0.023255 | lid_fill | 2026-05-26T16:12:06.094262
BAU | Secondary Techs | PWRSPVINDNE | TotalAnnualMaxCapacityInvestment | 2040 | 0.023258 | lid_fill | 2026-05-26T16:12:06.094262
BAU | Secondary Techs | PWRSPVINDNE | TotalAnnualMaxCapacityInvestment | 2041 | 0.023258 | lid_fill | 2026-05-26T16:12:06.094262
BAU | Secondary Techs | PWRSPVINDNE | TotalAnnualMaxCapacityInvestment | 2042 | 0.026582 | lid_fill | 2026-05-26T16:12:06.094262
BAU | Secondary Techs | PWRSPVINDNE | TotalAnnualMaxCapacityInvestment | 2043 | 0.027809 | lid_fill | 2026-05-26T16:12:06.094262
BAU | Secondary Techs | PWRSPVINDNE | TotalAnnualMaxCapacityInvestment | 2044 | 0.029095 | lid_fill | 2026-05-26T16:12:06.094262
BAU | Secondary Techs | PWRSPVINDNE | TotalAnnualMaxCapacityInvestment | 2045 | 0.030442 | lid_fill | 2026-05-26T16:12:06.094262
BAU | Secondary Techs | PWRSPVINDNE | TotalAnnualMaxCapacityInvestment | 2046 | 0.031848 | lid_fill | 2026-05-26T16:12:06.094262
BAU | Secondary Techs | PWRSPVINDNE | TotalAnnualMaxCapacityInvestment | 2047 | 0.033319 | lid_fill | 2026-05-26T16:12:06.094262
BAU | Secondary Techs | PWRSPVINDNE | TotalAnnualMaxCapacityInvestment | 2048 | 0.034864 | lid_fill | 2026-05-26T16:12:06.094262
BAU | Secondary Techs | PWRSPVINDNE | TotalAnnualMaxCapacityInvestment | 2049 | 0.036474 | lid_fill | 2026-05-26T16:12:06.094262
BAU | Secondary Techs | PWRSPVINDNE | TotalAnnualMaxCapacityInvestment | 2050 | 0.03816 | lid_fill | 2026-05-26T16:12:06.094262
BAU | Secondary Techs | PWRHYDINDNE | TotalAnnualMaxCapacityInvestment | 2023 | 0 | lid_fill | 2026-05-26T16:12:06.094262
BAU | Secondary Techs | PWRHYDINDNE | TotalAnnualMaxCapacityInvestment | 2024 | 0.11869 | lid_fill | 2026-05-26T16:12:06.094262
BAU | Secondary Techs | PWRHYDINDNE | TotalAnnualMaxCapacityInvestment | 2025 | 0.1262 | lid_fill | 2026-05-26T16:12:06.094262
BAU | Secondary Techs | PWRHYDINDNE | TotalAnnualMaxCapacityInvestment | 2026 | 1.8887 | untie_min_inv | 2026-05-26T16:12:06.094262
BAU | Secondary Techs | PWRHYDINDNE | TotalAnnualMaxCapacityInvestment | 2027 | 0.13903 | lid_fill | 2026-05-26T16:12:06.094262
BAU | Secondary Techs | PWRHYDINDNE | TotalAnnualMaxCapacityInvestment | 2028 | 0.14624 | lid_fill | 2026-05-26T16:12:06.094262
BAU | Secondary Techs | PWRHYDINDNE | TotalAnnualMaxCapacityInvestment | 2029 | 0.43026 | untie_min_inv | 2026-05-26T16:12:06.094262
BAU | Secondary Techs | PWRHYDINDNE | TotalAnnualMaxCapacityInvestment | 2030 | 0.15236 | lid_fill | 2026-05-26T16:12:06.094262
BAU | Secondary Techs | PWRHYDINDNE | TotalAnnualMaxCapacityInvestment | 2031 | 0.14955 | lid_fill | 2026-05-26T16:12:06.094262
BAU | Secondary Techs | PWRHYDINDNE | TotalAnnualMaxCapacityInvestment | 2032 | 2.9088 | untie_min_inv | 2026-05-26T16:12:06.094262
BAU | Secondary Techs | PWRHYDINDNE | TotalAnnualMaxCapacityInvestment | 2033 | 0.17907 | lid_fill | 2026-05-26T16:12:06.094262
BAU | Secondary Techs | PWRHYDINDNE | TotalAnnualMaxCapacityInvestment | 2034 | 0.17907 | lid_fill | 2026-05-26T16:12:06.094262
BAU | Secondary Techs | PWRHYDINDNE | TotalAnnualMaxCapacityInvestment | 2035 | 0.17907 | lid_fill | 2026-05-26T16:12:06.094262
BAU | Secondary Techs | PWRHYDINDNE | TotalAnnualMaxCapacityInvestment | 2036 | 0.17907 | lid_fill | 2026-05-26T16:12:06.094262
BAU | Secondary Techs | PWRHYDINDNE | TotalAnnualMaxCapacityInvestment | 2037 | 0.20987 | lid_fill | 2026-05-26T16:12:06.094262
BAU | Secondary Techs | PWRHYDINDNE | TotalAnnualMaxCapacityInvestment | 2038 | 0.20987 | lid_fill | 2026-05-26T16:12:06.094262
BAU | Secondary Techs | PWRHYDINDNE | TotalAnnualMaxCapacityInvestment | 2039 | 0.20984 | lid_fill | 2026-05-26T16:12:06.094262
BAU | Secondary Techs | PWRHYDINDNE | TotalAnnualMaxCapacityInvestment | 2040 | 0.20987 | lid_fill | 2026-05-26T16:12:06.094262
BAU | Secondary Techs | PWRHYDINDNE | TotalAnnualMaxCapacityInvestment | 2041 | 0.20987 | lid_fill | 2026-05-26T16:12:06.094262
BAU | Secondary Techs | PWRHYDINDNE | TotalAnnualMaxCapacityInvestment | 2042 | 0.23986 | lid_fill | 2026-05-26T16:12:06.094262
BAU | Secondary Techs | PWRHYDINDNE | TotalAnnualMaxCapacityInvestment | 2043 | 0.25093 | lid_fill | 2026-05-26T16:12:06.094262
BAU | Secondary Techs | PWRHYDINDNE | TotalAnnualMaxCapacityInvestment | 2044 | 0.26253 | lid_fill | 2026-05-26T16:12:06.094262
BAU | Secondary Techs | PWRHYDINDNE | TotalAnnualMaxCapacityInvestment | 2045 | 0.27469 | lid_fill | 2026-05-26T16:12:06.094262
BAU | Secondary Techs | PWRHYDINDNE | TotalAnnualMaxCapacityInvestment | 2046 | 0.28738 | lid_fill | 2026-05-26T16:12:06.094262
BAU | Secondary Techs | PWRHYDINDNE | TotalAnnualMaxCapacityInvestment | 2047 | 0.30065 | lid_fill | 2026-05-26T16:12:06.094262
BAU | Secondary Techs | PWRHYDINDNE | TotalAnnualMaxCapacityInvestment | 2048 | 0.31459 | lid_fill | 2026-05-26T16:12:06.094262
BAU | Secondary Techs | PWRHYDINDNE | TotalAnnualMaxCapacityInvestment | 2049 | 0.32911 | lid_fill | 2026-05-26T16:12:06.094262
BAU | Secondary Techs | PWRHYDINDNE | TotalAnnualMaxCapacityInvestment | 2050 | 0.34433 | lid_fill | 2026-05-26T16:12:06.094262
BAU | Secondary Techs | PWRSPVBTNXX | TotalAnnualMaxCapacityInvestment | 2023 | 0 | lid_fill | 2026-05-26T16:12:06.094262
BAU | Secondary Techs | PWRSPVBTNXX | TotalAnnualMaxCapacityInvestment | 2024 | 0.0001437 | lid_fill | 2026-05-26T16:12:06.094262
BAU | Secondary Techs | PWRSPVBTNXX | TotalAnnualMaxCapacityInvestment | 2025 | 0.00015387 | lid_fill | 2026-05-26T16:12:06.094262
BAU | Secondary Techs | PWRSPVBTNXX | TotalAnnualMaxCapacityInvestment | 2026 | 0.00016453 | lid_fill | 2026-05-26T16:12:06.094262
BAU | Secondary Techs | PWRSPVBTNXX | TotalAnnualMaxCapacityInvestment | 2027 | 0.00017596 | lid_fill | 2026-05-26T16:12:06.094262
BAU | Secondary Techs | PWRSPVBTNXX | TotalAnnualMaxCapacityInvestment | 2028 | 0.00018836 | lid_fill | 2026-05-26T16:12:06.094262
BAU | Secondary Techs | PWRSPVBTNXX | TotalAnnualMaxCapacityInvestment | 2029 | 0.00020154 | lid_fill | 2026-05-26T16:12:06.094262
BAU | Secondary Techs | PWRSPVBTNXX | TotalAnnualMaxCapacityInvestment | 2030 | 0.0505 | untie_min_inv | 2026-05-26T16:12:06.094262
BAU | Secondary Techs | PWRSPVBTNXX | TotalAnnualMaxCapacityInvestment | 2031 | 0.0002308 | lid_fill | 2026-05-26T16:12:06.094262
BAU | Secondary Techs | PWRSPVBTNXX | TotalAnnualMaxCapacityInvestment | 2032 | 0.00024699 | lid_fill | 2026-05-26T16:12:06.094262
BAU | Secondary Techs | PWRSPVBTNXX | TotalAnnualMaxCapacityInvestment | 2033 | 0.00026423 | lid_fill | 2026-05-26T16:12:06.094262
BAU | Secondary Techs | PWRSPVBTNXX | TotalAnnualMaxCapacityInvestment | 2034 | 0.00028274 | lid_fill | 2026-05-26T16:12:06.094262
BAU | Secondary Techs | PWRSPVBTNXX | TotalAnnualMaxCapacityInvestment | 2035 | 0.00030241 | lid_fill | 2026-05-26T16:12:06.094262
BAU | Secondary Techs | PWRSPVBTNXX | TotalAnnualMaxCapacityInvestment | 2036 | 0.00032373 | lid_fill | 2026-05-26T16:12:06.094262
BAU | Secondary Techs | PWRSPVBTNXX | TotalAnnualMaxCapacityInvestment | 2037 | 0.00034621 | lid_fill | 2026-05-26T16:12:06.094262
BAU | Secondary Techs | PWRSPVBTNXX | TotalAnnualMaxCapacityInvestment | 2038 | 0.00037053 | lid_fill | 2026-05-26T16:12:06.094262
BAU | Secondary Techs | PWRSPVBTNXX | TotalAnnualMaxCapacityInvestment | 2039 | 0.00039649 | lid_fill | 2026-05-26T16:12:06.094262
BAU | Secondary Techs | PWRSPVBTNXX | TotalAnnualMaxCapacityInvestment | 2040 | 0.00042411 | lid_fill | 2026-05-26T16:12:06.094262
BAU | Secondary Techs | PWRSPVBTNXX | TotalAnnualMaxCapacityInvestment | 2041 | 0.00045386 | lid_fill | 2026-05-26T16:12:06.094262
BAU | Secondary Techs | PWRSPVBTNXX | TotalAnnualMaxCapacityInvestment | 2042 | 0.00048554 | lid_fill | 2026-05-26T16:12:06.094262
BAU | Secondary Techs | PWRSPVBTNXX | TotalAnnualMaxCapacityInvestment | 2043 | 0.00051955 | lid_fill | 2026-05-26T16:12:06.094262
BAU | Secondary Techs | PWRSPVBTNXX | TotalAnnualMaxCapacityInvestment | 2044 | 0.00055579 | lid_fill | 2026-05-26T16:12:06.094262
BAU | Secondary Techs | PWRSPVBTNXX | TotalAnnualMaxCapacityInvestment | 2045 | 0.00059484 | lid_fill | 2026-05-26T16:12:06.094262
BAU | Secondary Techs | PWRSPVBTNXX | TotalAnnualMaxCapacityInvestment | 2046 | 0.00063631 | lid_fill | 2026-05-26T16:12:06.094262
BAU | Secondary Techs | PWRSPVBTNXX | TotalAnnualMaxCapacityInvestment | 2047 | 0.00068088 | lid_fill | 2026-05-26T16:12:06.094262
BAU | Secondary Techs | PWRSPVBTNXX | TotalAnnualMaxCapacityInvestment | 2048 | 0.00072846 | lid_fill | 2026-05-26T16:12:06.094262
BAU | Secondary Techs | PWRSPVBTNXX | TotalAnnualMaxCapacityInvestment | 2049 | 0.00077942 | lid_fill | 2026-05-26T16:12:06.094262
BAU | Secondary Techs | PWRSPVBTNXX | TotalAnnualMaxCapacityInvestment | 2050 | 0.00083397 | lid_fill | 2026-05-26T16:12:06.094262
BAU | Secondary Techs | PWROILBGDXX | TotalAnnualMaxCapacityInvestment | 2023 | 0 | lid_fill | 2026-05-26T16:12:06.094262
BAU | Secondary Techs | PWROILBGDXX | TotalAnnualMaxCapacityInvestment | 2024 | 0.40749 | lid_fill | 2026-05-26T16:12:06.094262
BAU | Secondary Techs | PWROILBGDXX | TotalAnnualMaxCapacityInvestment | 2025 | 0.43512 | lid_fill | 2026-05-26T16:12:06.094262
BAU | Secondary Techs | PWROILBGDXX | TotalAnnualMaxCapacityInvestment | 2026 | 0.46463 | lid_fill | 2026-05-26T16:12:06.094262
BAU | Secondary Techs | PWROILBGDXX | TotalAnnualMaxCapacityInvestment | 2027 | 0.49613 | lid_fill | 2026-05-26T16:12:06.094262
BAU | Secondary Techs | PWROILBGDXX | TotalAnnualMaxCapacityInvestment | 2028 | 0.52978 | lid_fill | 2026-05-26T16:12:06.094262
BAU | Secondary Techs | PWROILBGDXX | TotalAnnualMaxCapacityInvestment | 2029 | 0.56572 | lid_fill | 2026-05-26T16:12:06.094262
BAU | Secondary Techs | PWROILBGDXX | TotalAnnualMaxCapacityInvestment | 2030 | 0.60407 | lid_fill | 2026-05-26T16:12:06.094262
BAU | Secondary Techs | PWROILBGDXX | TotalAnnualMaxCapacityInvestment | 2031 | 0.50928 | lid_fill | 2026-05-26T16:12:06.094262
BAU | Secondary Techs | PWROILBGDXX | TotalAnnualMaxCapacityInvestment | 2032 | 0.53654 | lid_fill | 2026-05-26T16:12:06.094262
BAU | Secondary Techs | PWROILBGDXX | TotalAnnualMaxCapacityInvestment | 2033 | 0.56527 | lid_fill | 2026-05-26T16:12:06.094262
BAU | Secondary Techs | PWROILBGDXX | TotalAnnualMaxCapacityInvestment | 2034 | 0.59553 | lid_fill | 2026-05-26T16:12:06.094262
BAU | Secondary Techs | PWROILBGDXX | TotalAnnualMaxCapacityInvestment | 2035 | 0.62742 | lid_fill | 2026-05-26T16:12:06.094262
BAU | Secondary Techs | PWROILBGDXX | TotalAnnualMaxCapacityInvestment | 2036 | 0.66102 | lid_fill | 2026-05-26T16:12:06.094262
BAU | Secondary Techs | PWROILBGDXX | TotalAnnualMaxCapacityInvestment | 2037 | 0.6964 | lid_fill | 2026-05-26T16:12:06.094262
BAU | Secondary Techs | PWROILBGDXX | TotalAnnualMaxCapacityInvestment | 2038 | 0.7337 | lid_fill | 2026-05-26T16:12:06.094262
BAU | Secondary Techs | PWROILBGDXX | TotalAnnualMaxCapacityInvestment | 2039 | 0.77297 | lid_fill | 2026-05-26T16:12:06.094262
BAU | Secondary Techs | PWROILBGDXX | TotalAnnualMaxCapacityInvestment | 2040 | 0.81437 | lid_fill | 2026-05-26T16:12:06.094262
BAU | Secondary Techs | PWROILBGDXX | TotalAnnualMaxCapacityInvestment | 2041 | 0.85796 | lid_fill | 2026-05-26T16:12:06.094262
BAU | Secondary Techs | PWROILBGDXX | TotalAnnualMaxCapacityInvestment | 2042 | 0.72015 | lid_fill | 2026-05-26T16:12:06.094262
BAU | Secondary Techs | PWROILBGDXX | TotalAnnualMaxCapacityInvestment | 2043 | 0.75086 | lid_fill | 2026-05-26T16:12:06.094262
BAU | Secondary Techs | PWROILBGDXX | TotalAnnualMaxCapacityInvestment | 2044 | 0.78289 | lid_fill | 2026-05-26T16:12:06.094262
BAU | Secondary Techs | PWROILBGDXX | TotalAnnualMaxCapacityInvestment | 2045 | 0.81628 | lid_fill | 2026-05-26T16:12:06.094262
BAU | Secondary Techs | PWROILBGDXX | TotalAnnualMaxCapacityInvestment | 2046 | 0.85111 | lid_fill | 2026-05-26T16:12:06.094262
BAU | Secondary Techs | PWROILBGDXX | TotalAnnualMaxCapacityInvestment | 2047 | 0.88741 | lid_fill | 2026-05-26T16:12:06.094262
BAU | Secondary Techs | PWROILBGDXX | TotalAnnualMaxCapacityInvestment | 2048 | 0.92526 | lid_fill | 2026-05-26T16:12:06.094262
BAU | Secondary Techs | PWROILBGDXX | TotalAnnualMaxCapacityInvestment | 2049 | 0.96473 | lid_fill | 2026-05-26T16:12:06.094262
BAU | Secondary Techs | PWROILBGDXX | TotalAnnualMaxCapacityInvestment | 2050 | 1.0059 | lid_fill | 2026-05-26T16:12:06.094262
BAU | Secondary Techs | PWRCOALKAXX | TotalAnnualMaxCapacityInvestment | 2023 | 0 | lid_fill | 2026-05-26T16:12:06.094262
BAU | Secondary Techs | PWRCOALKAXX | TotalAnnualMaxCapacityInvestment | 2024 | 0.065005 | lid_fill | 2026-05-26T16:12:06.094262
BAU | Secondary Techs | PWRCOALKAXX | TotalAnnualMaxCapacityInvestment | 2025 | 0.048949 | lid_fill | 2026-05-26T16:12:06.094262
BAU | Secondary Techs | PWRCOALKAXX | TotalAnnualMaxCapacityInvestment | 2026 | 0.049052 | lid_fill | 2026-05-26T16:12:06.094262
BAU | Secondary Techs | PWRCOALKAXX | TotalAnnualMaxCapacityInvestment | 2027 | 0.051969 | lid_fill | 2026-05-26T16:12:06.094262
BAU | Secondary Techs | PWRCOALKAXX | TotalAnnualMaxCapacityInvestment | 2028 | 0.054724 | lid_fill | 2026-05-26T16:12:06.094262
BAU | Secondary Techs | PWRCOALKAXX | TotalAnnualMaxCapacityInvestment | 2029 | 0.057699 | lid_fill | 2026-05-26T16:12:06.094262
BAU | Secondary Techs | PWRCOALKAXX | TotalAnnualMaxCapacityInvestment | 2030 | 0.062413 | lid_fill | 2026-05-26T16:12:06.094262
BAU | Secondary Techs | PWRCOALKAXX | TotalAnnualMaxCapacityInvestment | 2031 | 0.058288 | lid_fill | 2026-05-26T16:12:06.094262
BAU | Secondary Techs | PWRCOALKAXX | TotalAnnualMaxCapacityInvestment | 2032 | 0.060866 | lid_fill | 2026-05-26T16:12:06.094262
BAU | Secondary Techs | PWRCOALKAXX | TotalAnnualMaxCapacityInvestment | 2033 | 0.06337 | lid_fill | 2026-05-26T16:12:06.094262
BAU | Secondary Techs | PWRCOALKAXX | TotalAnnualMaxCapacityInvestment | 2034 | 0.066552 | lid_fill | 2026-05-26T16:12:06.094262
BAU | Secondary Techs | PWRCOALKAXX | TotalAnnualMaxCapacityInvestment | 2035 | 0.070912 | lid_fill | 2026-05-26T16:12:06.094262
BAU | Secondary Techs | PWRCOALKAXX | TotalAnnualMaxCapacityInvestment | 2036 | 0.076893 | lid_fill | 2026-05-26T16:12:06.094262
BAU | Secondary Techs | PWRCOALKAXX | TotalAnnualMaxCapacityInvestment | 2037 | 0.081769 | lid_fill | 2026-05-26T16:12:06.094262
BAU | Secondary Techs | PWRCOALKAXX | TotalAnnualMaxCapacityInvestment | 2038 | 0.087013 | lid_fill | 2026-05-26T16:12:06.094262
BAU | Secondary Techs | PWRCOALKAXX | TotalAnnualMaxCapacityInvestment | 2039 | 0.089149 | lid_fill | 2026-05-26T16:12:06.094262
BAU | Secondary Techs | PWRCOALKAXX | TotalAnnualMaxCapacityInvestment | 2040 | 0.093494 | lid_fill | 2026-05-26T16:12:06.094262
BAU | Secondary Techs | PWRCOALKAXX | TotalAnnualMaxCapacityInvestment | 2041 | 0.098311 | lid_fill | 2026-05-26T16:12:06.094262
BAU | Secondary Techs | PWRCOALKAXX | TotalAnnualMaxCapacityInvestment | 2042 | 0.09943 | lid_fill | 2026-05-26T16:12:06.094262
BAU | Secondary Techs | PWRCOALKAXX | TotalAnnualMaxCapacityInvestment | 2043 | 0.10192 | lid_fill | 2026-05-26T16:12:06.094262
BAU | Secondary Techs | PWRCOALKAXX | TotalAnnualMaxCapacityInvestment | 2044 | 0.10522 | lid_fill | 2026-05-26T16:12:06.094262
BAU | Secondary Techs | PWRCOALKAXX | TotalAnnualMaxCapacityInvestment | 2045 | 0.10345 | lid_fill | 2026-05-26T16:12:06.094262
BAU | Secondary Techs | PWRCOALKAXX | TotalAnnualMaxCapacityInvestment | 2046 | 0.10437 | lid_fill | 2026-05-26T16:12:06.094262
BAU | Secondary Techs | PWRCOALKAXX | TotalAnnualMaxCapacityInvestment | 2047 | 0.10616 | lid_fill | 2026-05-26T16:12:06.094262
BAU | Secondary Techs | PWRCOALKAXX | TotalAnnualMaxCapacityInvestment | 2048 | 0.10341 | lid_fill | 2026-05-26T16:12:06.094262
BAU | Secondary Techs | PWRCOALKAXX | TotalAnnualMaxCapacityInvestment | 2049 | 0.10618 | lid_fill | 2026-05-26T16:12:06.094262
BAU | Secondary Techs | PWRCOALKAXX | TotalAnnualMaxCapacityInvestment | 2050 | 0.11018 | lid_fill | 2026-05-26T16:12:06.094262
BAU | Secondary Techs | PWRCOAINDNO | TotalAnnualMaxCapacityInvestment | 2023 | 0 | lid_fill | 2026-05-26T16:12:06.094262
BAU | Secondary Techs | PWRCOAINDNO | TotalAnnualMaxCapacityInvestment | 2024 | 2.7837 | lid_fill | 2026-05-26T16:12:06.094262
BAU | Secondary Techs | PWRCOAINDNO | TotalAnnualMaxCapacityInvestment | 2025 | 2.9431 | lid_fill | 2026-05-26T16:12:06.094262
BAU | Secondary Techs | PWRCOAINDNO | TotalAnnualMaxCapacityInvestment | 2026 | 3.1598 | lid_fill | 2026-05-26T16:12:06.094262
BAU | Secondary Techs | PWRCOAINDNO | TotalAnnualMaxCapacityInvestment | 2027 | 3.3543 | lid_fill | 2026-05-26T16:12:06.094262
BAU | Secondary Techs | PWRCOAINDNO | TotalAnnualMaxCapacityInvestment | 2028 | 3.5265 | lid_fill | 2026-05-26T16:12:06.094262
BAU | Secondary Techs | PWRCOAINDNO | TotalAnnualMaxCapacityInvestment | 2029 | 4.1226 | lid_fill | 2026-05-26T16:12:06.094262
BAU | Secondary Techs | PWRCOAINDNO | TotalAnnualMaxCapacityInvestment | 2030 | 3.1368 | lid_fill | 2026-05-26T16:12:06.094262
BAU | Secondary Techs | PWRCOAINDNO | TotalAnnualMaxCapacityInvestment | 2031 | 3.1641 | lid_fill | 2026-05-26T16:12:06.094262
BAU | Secondary Techs | PWRCOAINDNO | TotalAnnualMaxCapacityInvestment | 2032 | 3.7198 | lid_fill | 2026-05-26T16:12:06.094262
BAU | Secondary Techs | PWRCOAINDNO | TotalAnnualMaxCapacityInvestment | 2033 | 3.7198 | lid_fill | 2026-05-26T16:12:06.094262
BAU | Secondary Techs | PWRCOAINDNO | TotalAnnualMaxCapacityInvestment | 2034 | 3.7198 | lid_fill | 2026-05-26T16:12:06.094262
BAU | Secondary Techs | PWRCOAINDNO | TotalAnnualMaxCapacityInvestment | 2035 | 3.7198 | lid_fill | 2026-05-26T16:12:06.094262
BAU | Secondary Techs | PWRCOAINDNO | TotalAnnualMaxCapacityInvestment | 2036 | 3.7198 | lid_fill | 2026-05-26T16:12:06.094262
BAU | Secondary Techs | PWRCOAINDNO | TotalAnnualMaxCapacityInvestment | 2037 | 4.0451 | lid_fill | 2026-05-26T16:12:06.094262
BAU | Secondary Techs | PWRCOAINDNO | TotalAnnualMaxCapacityInvestment | 2038 | 4.0451 | lid_fill | 2026-05-26T16:12:06.094262
BAU | Secondary Techs | PWRCOAINDNO | TotalAnnualMaxCapacityInvestment | 2039 | 4.0451 | lid_fill | 2026-05-26T16:12:06.094262
BAU | Secondary Techs | PWRCOAINDNO | TotalAnnualMaxCapacityInvestment | 2040 | 3.8642 | lid_fill | 2026-05-26T16:12:06.094262
BAU | Secondary Techs | PWRCOAINDNO | TotalAnnualMaxCapacityInvestment | 2041 | 4.0384 | lid_fill | 2026-05-26T16:12:06.094262
BAU | Secondary Techs | PWRCOAINDNO | TotalAnnualMaxCapacityInvestment | 2042 | 4.5369 | lid_fill | 2026-05-26T16:12:06.094262
BAU | Secondary Techs | PWRCOAINDNO | TotalAnnualMaxCapacityInvestment | 2043 | 4.7234 | lid_fill | 2026-05-26T16:12:06.094262
BAU | Secondary Techs | PWRCOAINDNO | TotalAnnualMaxCapacityInvestment | 2044 | 4.8544 | lid_fill | 2026-05-26T16:12:06.094262
BAU | Secondary Techs | PWRCOAINDNO | TotalAnnualMaxCapacityInvestment | 2045 | 4.9551 | lid_fill | 2026-05-26T16:12:06.094262
BAU | Secondary Techs | PWRCOAINDNO | TotalAnnualMaxCapacityInvestment | 2046 | 5.3099 | lid_fill | 2026-05-26T16:12:06.094262
BAU | Secondary Techs | PWRCOAINDNO | TotalAnnualMaxCapacityInvestment | 2047 | 5.5242 | lid_fill | 2026-05-26T16:12:06.094262
BAU | Secondary Techs | PWRCOAINDNO | TotalAnnualMaxCapacityInvestment | 2048 | 5.7471 | lid_fill | 2026-05-26T16:12:06.094262
BAU | Secondary Techs | PWRCOAINDNO | TotalAnnualMaxCapacityInvestment | 2049 | 5.9791 | lid_fill | 2026-05-26T16:12:06.094262
BAU | Secondary Techs | PWRCOAINDNO | TotalAnnualMaxCapacityInvestment | 2050 | 6.2204 | lid_fill | 2026-05-26T16:12:06.094262
BAU | Secondary Techs | PWRHYDINDSO | TotalAnnualMaxCapacityInvestment | 2023 | 0 | lid_fill | 2026-05-26T16:12:06.094262
BAU | Secondary Techs | PWRHYDINDSO | TotalAnnualMaxCapacityInvestment | 2024 | 0.70911 | lid_fill | 2026-05-26T16:12:06.094262
BAU | Secondary Techs | PWRHYDINDSO | TotalAnnualMaxCapacityInvestment | 2025 | 0.75292 | lid_fill | 2026-05-26T16:12:06.094262
BAU | Secondary Techs | PWRHYDINDSO | TotalAnnualMaxCapacityInvestment | 2026 | 1.2423 | untie_min_inv | 2026-05-26T16:12:06.094262
BAU | Secondary Techs | PWRHYDINDSO | TotalAnnualMaxCapacityInvestment | 2027 | 1.6564 | untie_min_inv | 2026-05-26T16:12:06.094262
BAU | Secondary Techs | PWRHYDINDSO | TotalAnnualMaxCapacityInvestment | 2028 | 0.9696 | untie_min_inv | 2026-05-26T16:12:06.094262
BAU | Secondary Techs | PWRHYDINDSO | TotalAnnualMaxCapacityInvestment | 2029 | 4.3935 | untie_min_inv | 2026-05-26T16:12:06.094262
BAU | Secondary Techs | PWRHYDINDSO | TotalAnnualMaxCapacityInvestment | 2030 | 0.78332 | lid_fill | 2026-05-26T16:12:06.094262
BAU | Secondary Techs | PWRHYDINDSO | TotalAnnualMaxCapacityInvestment | 2031 | 0.76343 | lid_fill | 2026-05-26T16:12:06.094262
BAU | Secondary Techs | PWRHYDINDSO | TotalAnnualMaxCapacityInvestment | 2032 | 0.91713 | lid_fill | 2026-05-26T16:12:06.094262
BAU | Secondary Techs | PWRHYDINDSO | TotalAnnualMaxCapacityInvestment | 2033 | 0.91713 | lid_fill | 2026-05-26T16:12:06.094262
BAU | Secondary Techs | PWRHYDINDSO | TotalAnnualMaxCapacityInvestment | 2034 | 0.91713 | lid_fill | 2026-05-26T16:12:06.094262
BAU | Secondary Techs | PWRHYDINDSO | TotalAnnualMaxCapacityInvestment | 2035 | 0.91713 | lid_fill | 2026-05-26T16:12:06.094262
BAU | Secondary Techs | PWRHYDINDSO | TotalAnnualMaxCapacityInvestment | 2036 | 0.91713 | lid_fill | 2026-05-26T16:12:06.094262
BAU | Secondary Techs | PWRHYDINDSO | TotalAnnualMaxCapacityInvestment | 2037 | 0.98053 | lid_fill | 2026-05-26T16:12:06.094262
BAU | Secondary Techs | PWRHYDINDSO | TotalAnnualMaxCapacityInvestment | 2038 | 0.98053 | lid_fill | 2026-05-26T16:12:06.094262
BAU | Secondary Techs | PWRHYDINDSO | TotalAnnualMaxCapacityInvestment | 2039 | 0.98053 | lid_fill | 2026-05-26T16:12:06.094262
BAU | Secondary Techs | PWRHYDINDSO | TotalAnnualMaxCapacityInvestment | 2040 | 0.95729 | lid_fill | 2026-05-26T16:12:06.094262
BAU | Secondary Techs | PWRHYDINDSO | TotalAnnualMaxCapacityInvestment | 2041 | 0.9797 | lid_fill | 2026-05-26T16:12:06.094262
BAU | Secondary Techs | PWRHYDINDSO | TotalAnnualMaxCapacityInvestment | 2042 | 1.0967 | lid_fill | 2026-05-26T16:12:06.094262
BAU | Secondary Techs | PWRHYDINDSO | TotalAnnualMaxCapacityInvestment | 2043 | 1.1393 | lid_fill | 2026-05-26T16:12:06.094262
BAU | Secondary Techs | PWRHYDINDSO | TotalAnnualMaxCapacityInvestment | 2044 | 1.1836 | lid_fill | 2026-05-26T16:12:06.094262
BAU | Secondary Techs | PWRHYDINDSO | TotalAnnualMaxCapacityInvestment | 2045 | 1.2296 | lid_fill | 2026-05-26T16:12:06.094262
BAU | Secondary Techs | PWRHYDINDSO | TotalAnnualMaxCapacityInvestment | 2046 | 1.2773 | lid_fill | 2026-05-26T16:12:06.094262
BAU | Secondary Techs | PWRHYDINDSO | TotalAnnualMaxCapacityInvestment | 2047 | 1.3269 | lid_fill | 2026-05-26T16:12:06.094262
BAU | Secondary Techs | PWRHYDINDSO | TotalAnnualMaxCapacityInvestment | 2048 | 1.3785 | lid_fill | 2026-05-26T16:12:06.094262
BAU | Secondary Techs | PWRHYDINDSO | TotalAnnualMaxCapacityInvestment | 2049 | 1.432 | lid_fill | 2026-05-26T16:12:06.094262
BAU | Secondary Techs | PWRHYDINDSO | TotalAnnualMaxCapacityInvestment | 2050 | 1.4876 | lid_fill | 2026-05-26T16:12:06.094262
BAU | Secondary Techs | PWRSPVINDSO | TotalAnnualMaxCapacityInvestment | 2023 | 0.101 | untie_min_inv | 2026-05-26T16:12:06.094262
BAU | Secondary Techs | PWRSPVINDSO | TotalAnnualMaxCapacityInvestment | 2024 | 1.5112 | lid_fill | 2026-05-26T16:12:06.094262
BAU | Secondary Techs | PWRSPVINDSO | TotalAnnualMaxCapacityInvestment | 2025 | 1.6046 | lid_fill | 2026-05-26T16:12:06.094262
BAU | Secondary Techs | PWRSPVINDSO | TotalAnnualMaxCapacityInvestment | 2026 | 1.919 | untie_min_inv | 2026-05-26T16:12:06.094262
BAU | Secondary Techs | PWRSPVINDSO | TotalAnnualMaxCapacityInvestment | 2027 | 1.7873 | lid_fill | 2026-05-26T16:12:06.094262
BAU | Secondary Techs | PWRSPVINDSO | TotalAnnualMaxCapacityInvestment | 2028 | 1.8617 | lid_fill | 2026-05-26T16:12:06.094262
BAU | Secondary Techs | PWRSPVINDSO | TotalAnnualMaxCapacityInvestment | 2029 | 2.1563 | lid_fill | 2026-05-26T16:12:06.094262
BAU | Secondary Techs | PWRSPVINDSO | TotalAnnualMaxCapacityInvestment | 2030 | 1.6694 | lid_fill | 2026-05-26T16:12:06.094262
BAU | Secondary Techs | PWRSPVINDSO | TotalAnnualMaxCapacityInvestment | 2031 | 1.627 | lid_fill | 2026-05-26T16:12:06.094262
BAU | Secondary Techs | PWRSPVINDSO | TotalAnnualMaxCapacityInvestment | 2032 | 1.9546 | lid_fill | 2026-05-26T16:12:06.094262
BAU | Secondary Techs | PWRSPVINDSO | TotalAnnualMaxCapacityInvestment | 2033 | 1.9546 | lid_fill | 2026-05-26T16:12:06.094262
BAU | Secondary Techs | PWRSPVINDSO | TotalAnnualMaxCapacityInvestment | 2034 | 1.9546 | lid_fill | 2026-05-26T16:12:06.094262
BAU | Secondary Techs | PWRSPVINDSO | TotalAnnualMaxCapacityInvestment | 2035 | 1.9546 | lid_fill | 2026-05-26T16:12:06.094262
BAU | Secondary Techs | PWRSPVINDSO | TotalAnnualMaxCapacityInvestment | 2036 | 1.9546 | lid_fill | 2026-05-26T16:12:06.094262
BAU | Secondary Techs | PWRSPVINDSO | TotalAnnualMaxCapacityInvestment | 2037 | 2.0897 | lid_fill | 2026-05-26T16:12:06.094262
BAU | Secondary Techs | PWRSPVINDSO | TotalAnnualMaxCapacityInvestment | 2038 | 2.0897 | lid_fill | 2026-05-26T16:12:06.094262
BAU | Secondary Techs | PWRSPVINDSO | TotalAnnualMaxCapacityInvestment | 2039 | 2.0897 | lid_fill | 2026-05-26T16:12:06.094262
BAU | Secondary Techs | PWRSPVINDSO | TotalAnnualMaxCapacityInvestment | 2040 | 2.0402 | lid_fill | 2026-05-26T16:12:06.094262
BAU | Secondary Techs | PWRSPVINDSO | TotalAnnualMaxCapacityInvestment | 2041 | 2.0879 | lid_fill | 2026-05-26T16:12:06.094262
BAU | Secondary Techs | PWRSPVINDSO | TotalAnnualMaxCapacityInvestment | 2042 | 2.3374 | lid_fill | 2026-05-26T16:12:06.094262
BAU | Secondary Techs | PWRSPVINDSO | TotalAnnualMaxCapacityInvestment | 2043 | 2.4282 | lid_fill | 2026-05-26T16:12:06.094262
BAU | Secondary Techs | PWRSPVINDSO | TotalAnnualMaxCapacityInvestment | 2044 | 2.5224 | lid_fill | 2026-05-26T16:12:06.094262
BAU | Secondary Techs | PWRSPVINDSO | TotalAnnualMaxCapacityInvestment | 2045 | 2.6204 | lid_fill | 2026-05-26T16:12:06.094262
BAU | Secondary Techs | PWRSPVINDSO | TotalAnnualMaxCapacityInvestment | 2046 | 2.7222 | lid_fill | 2026-05-26T16:12:06.094262
BAU | Secondary Techs | PWRSPVINDSO | TotalAnnualMaxCapacityInvestment | 2047 | 2.8279 | lid_fill | 2026-05-26T16:12:06.094262
BAU | Secondary Techs | PWRSPVINDSO | TotalAnnualMaxCapacityInvestment | 2048 | 2.9377 | lid_fill | 2026-05-26T16:12:06.094262
BAU | Secondary Techs | PWRSPVINDSO | TotalAnnualMaxCapacityInvestment | 2049 | 3.0518 | lid_fill | 2026-05-26T16:12:06.094262
BAU | Secondary Techs | PWRSPVINDSO | TotalAnnualMaxCapacityInvestment | 2050 | 3.1704 | lid_fill | 2026-05-26T16:12:06.094262
BAU | Secondary Techs | PWRCOAINDEA | TotalAnnualMaxCapacityInvestment | 2023 | 0 | lid_fill | 2026-05-26T16:12:06.094262
BAU | Secondary Techs | PWRCOAINDEA | TotalAnnualMaxCapacityInvestment | 2024 | 2.3916 | lid_fill | 2026-05-26T16:12:06.094262
BAU | Secondary Techs | PWRCOAINDEA | TotalAnnualMaxCapacityInvestment | 2025 | 2.7207 | lid_fill | 2026-05-26T16:12:06.094262
BAU | Secondary Techs | PWRCOAINDEA | TotalAnnualMaxCapacityInvestment | 2026 | 2.778 | lid_fill | 2026-05-26T16:12:06.094262
BAU | Secondary Techs | PWRCOAINDEA | TotalAnnualMaxCapacityInvestment | 2027 | 2.9727 | lid_fill | 2026-05-26T16:12:06.094262
BAU | Secondary Techs | PWRCOAINDEA | TotalAnnualMaxCapacityInvestment | 2028 | 3.0845 | lid_fill | 2026-05-26T16:12:06.094262
BAU | Secondary Techs | PWRCOAINDEA | TotalAnnualMaxCapacityInvestment | 2029 | 3.7169 | lid_fill | 2026-05-26T16:12:06.094262
BAU | Secondary Techs | PWRCOAINDEA | TotalAnnualMaxCapacityInvestment | 2030 | 2.5998 | lid_fill | 2026-05-26T16:12:06.094262
BAU | Secondary Techs | PWRCOAINDEA | TotalAnnualMaxCapacityInvestment | 2031 | 2.5238 | lid_fill | 2026-05-26T16:12:06.094262
BAU | Secondary Techs | PWRCOAINDEA | TotalAnnualMaxCapacityInvestment | 2032 | 3.4601 | lid_fill | 2026-05-26T16:12:06.094262
BAU | Secondary Techs | PWRCOAINDEA | TotalAnnualMaxCapacityInvestment | 2033 | 3.46 | lid_fill | 2026-05-26T16:12:06.094262
BAU | Secondary Techs | PWRCOAINDEA | TotalAnnualMaxCapacityInvestment | 2034 | 3.4601 | lid_fill | 2026-05-26T16:12:06.094262
BAU | Secondary Techs | PWRCOAINDEA | TotalAnnualMaxCapacityInvestment | 2035 | 8.1204 | untie_min_inv | 2026-05-26T16:12:06.094262
BAU | Secondary Techs | PWRCOAINDEA | TotalAnnualMaxCapacityInvestment | 2036 | 3.4601 | lid_fill | 2026-05-26T16:12:06.094262
BAU | Secondary Techs | PWRCOAINDEA | TotalAnnualMaxCapacityInvestment | 2037 | 3.9111 | lid_fill | 2026-05-26T16:12:06.094262
BAU | Secondary Techs | PWRCOAINDEA | TotalAnnualMaxCapacityInvestment | 2038 | 3.9111 | lid_fill | 2026-05-26T16:12:06.094262
BAU | Secondary Techs | PWRCOAINDEA | TotalAnnualMaxCapacityInvestment | 2039 | 3.9111 | lid_fill | 2026-05-26T16:12:06.094262
BAU | Secondary Techs | PWRCOAINDEA | TotalAnnualMaxCapacityInvestment | 2040 | 3.9111 | lid_fill | 2026-05-26T16:12:06.094262
BAU | Secondary Techs | PWRCOAINDEA | TotalAnnualMaxCapacityInvestment | 2041 | 3.9111 | lid_fill | 2026-05-26T16:12:06.094262
BAU | Secondary Techs | PWRCOAINDEA | TotalAnnualMaxCapacityInvestment | 2042 | 4.4614 | lid_fill | 2026-05-26T16:12:06.094262
BAU | Secondary Techs | PWRCOAINDEA | TotalAnnualMaxCapacityInvestment | 2043 | 4.6646 | lid_fill | 2026-05-26T16:12:06.094262
BAU | Secondary Techs | PWRCOAINDEA | TotalAnnualMaxCapacityInvestment | 2044 | 4.8771 | lid_fill | 2026-05-26T16:12:06.094262
BAU | Secondary Techs | PWRCOAINDEA | TotalAnnualMaxCapacityInvestment | 2045 | 5.0992 | lid_fill | 2026-05-26T16:12:06.094262
BAU | Secondary Techs | PWRCOAINDEA | TotalAnnualMaxCapacityInvestment | 2046 | 5.3315 | lid_fill | 2026-05-26T16:12:06.094262
BAU | Secondary Techs | PWRCOAINDEA | TotalAnnualMaxCapacityInvestment | 2047 | 5.5743 | lid_fill | 2026-05-26T16:12:06.094262
BAU | Secondary Techs | PWRCOAINDEA | TotalAnnualMaxCapacityInvestment | 2048 | 5.8282 | lid_fill | 2026-05-26T16:12:06.094262
BAU | Secondary Techs | PWRCOAINDEA | TotalAnnualMaxCapacityInvestment | 2049 | 6.0937 | lid_fill | 2026-05-26T16:12:06.094262
BAU | Secondary Techs | PWRCOAINDEA | TotalAnnualMaxCapacityInvestment | 2050 | 6.3712 | lid_fill | 2026-05-26T16:12:06.094262
BAU | Secondary Techs | PWRSPVINDNO | TotalAnnualMaxCapacityInvestment | 2023 | 0.19479 | untie_min_inv | 2026-05-26T16:12:06.094262
BAU | Secondary Techs | PWRSPVINDNO | TotalAnnualMaxCapacityInvestment | 2024 | 1.3817 | lid_fill | 2026-05-26T16:12:06.094262
BAU | Secondary Techs | PWRSPVINDNO | TotalAnnualMaxCapacityInvestment | 2025 | 9.4325 | untie_min_inv | 2026-05-26T16:12:06.094262
BAU | Secondary Techs | PWRSPVINDNO | TotalAnnualMaxCapacityInvestment | 2026 | 18.6052 | untie_min_inv | 2026-05-26T16:12:06.094262
BAU | Secondary Techs | PWRSPVINDNO | TotalAnnualMaxCapacityInvestment | 2027 | 11.2554 | untie_min_inv | 2026-05-26T16:12:06.094262
BAU | Secondary Techs | PWRSPVINDNO | TotalAnnualMaxCapacityInvestment | 2028 | 1.7503 | lid_fill | 2026-05-26T16:12:06.094262
BAU | Secondary Techs | PWRSPVINDNO | TotalAnnualMaxCapacityInvestment | 2029 | 2.0462 | lid_fill | 2026-05-26T16:12:06.094262
BAU | Secondary Techs | PWRSPVINDNO | TotalAnnualMaxCapacityInvestment | 2030 | 7.8063 | untie_min_inv | 2026-05-26T16:12:06.094262
BAU | Secondary Techs | PWRSPVINDNO | TotalAnnualMaxCapacityInvestment | 2031 | 1.5705 | lid_fill | 2026-05-26T16:12:06.094262
BAU | Secondary Techs | PWRSPVINDNO | TotalAnnualMaxCapacityInvestment | 2032 | 1.8463 | lid_fill | 2026-05-26T16:12:06.094262
BAU | Secondary Techs | PWRSPVINDNO | TotalAnnualMaxCapacityInvestment | 2033 | 1.8463 | lid_fill | 2026-05-26T16:12:06.094262
BAU | Secondary Techs | PWRSPVINDNO | TotalAnnualMaxCapacityInvestment | 2034 | 1.8463 | lid_fill | 2026-05-26T16:12:06.094262
BAU | Secondary Techs | PWRSPVINDNO | TotalAnnualMaxCapacityInvestment | 2035 | 7.7275 | untie_min_inv | 2026-05-26T16:12:06.094262
BAU | Secondary Techs | PWRSPVINDNO | TotalAnnualMaxCapacityInvestment | 2036 | 1.8463 | lid_fill | 2026-05-26T16:12:06.094262
BAU | Secondary Techs | PWRSPVINDNO | TotalAnnualMaxCapacityInvestment | 2037 | 2.0078 | lid_fill | 2026-05-26T16:12:06.094262
BAU | Secondary Techs | PWRSPVINDNO | TotalAnnualMaxCapacityInvestment | 2038 | 2.0078 | lid_fill | 2026-05-26T16:12:06.094262
BAU | Secondary Techs | PWRSPVINDNO | TotalAnnualMaxCapacityInvestment | 2039 | 2.0078 | lid_fill | 2026-05-26T16:12:06.094262
BAU | Secondary Techs | PWRSPVINDNO | TotalAnnualMaxCapacityInvestment | 2040 | 1.918 | lid_fill | 2026-05-26T16:12:06.094262
BAU | Secondary Techs | PWRSPVINDNO | TotalAnnualMaxCapacityInvestment | 2041 | 2.0044 | lid_fill | 2026-05-26T16:12:06.094262
BAU | Secondary Techs | PWRSPVINDNO | TotalAnnualMaxCapacityInvestment | 2042 | 2.2519 | lid_fill | 2026-05-26T16:12:06.094262
BAU | Secondary Techs | PWRSPVINDNO | TotalAnnualMaxCapacityInvestment | 2043 | 2.3444 | lid_fill | 2026-05-26T16:12:06.094262
BAU | Secondary Techs | PWRSPVINDNO | TotalAnnualMaxCapacityInvestment | 2044 | 2.4094 | lid_fill | 2026-05-26T16:12:06.094262
BAU | Secondary Techs | PWRSPVINDNO | TotalAnnualMaxCapacityInvestment | 2045 | 2.4594 | lid_fill | 2026-05-26T16:12:06.094262
BAU | Secondary Techs | PWRSPVINDNO | TotalAnnualMaxCapacityInvestment | 2046 | 2.6355 | lid_fill | 2026-05-26T16:12:06.094262
BAU | Secondary Techs | PWRSPVINDNO | TotalAnnualMaxCapacityInvestment | 2047 | 2.7419 | lid_fill | 2026-05-26T16:12:06.094262
BAU | Secondary Techs | PWRSPVINDNO | TotalAnnualMaxCapacityInvestment | 2048 | 2.8525 | lid_fill | 2026-05-26T16:12:06.094262
BAU | Secondary Techs | PWRSPVINDNO | TotalAnnualMaxCapacityInvestment | 2049 | 2.9676 | lid_fill | 2026-05-26T16:12:06.094262
BAU | Secondary Techs | PWRSPVINDNO | TotalAnnualMaxCapacityInvestment | 2050 | 3.0874 | lid_fill | 2026-05-26T16:12:06.094262
BAU | Secondary Techs | PWRURNINDNO | TotalAnnualMaxCapacityInvestment | 2023 | 0 | lid_fill | 2026-05-26T16:12:06.094262
BAU | Secondary Techs | PWRURNINDNO | TotalAnnualMaxCapacityInvestment | 2024 | 0.098325 | lid_fill | 2026-05-26T16:12:06.094262
BAU | Secondary Techs | PWRURNINDNO | TotalAnnualMaxCapacityInvestment | 2025 | 0.10395 | lid_fill | 2026-05-26T16:12:06.094262
BAU | Secondary Techs | PWRURNINDNO | TotalAnnualMaxCapacityInvestment | 2026 | 0.707 | untie_min_inv | 2026-05-26T16:12:06.094262
BAU | Secondary Techs | PWRURNINDNO | TotalAnnualMaxCapacityInvestment | 2027 | 0.11848 | lid_fill | 2026-05-26T16:12:06.094262
BAU | Secondary Techs | PWRURNINDNO | TotalAnnualMaxCapacityInvestment | 2028 | 0.12456 | lid_fill | 2026-05-26T16:12:06.094262
BAU | Secondary Techs | PWRURNINDNO | TotalAnnualMaxCapacityInvestment | 2029 | 1.414 | untie_min_inv | 2026-05-26T16:12:06.094262
BAU | Secondary Techs | PWRURNINDNO | TotalAnnualMaxCapacityInvestment | 2030 | 0.11079 | lid_fill | 2026-05-26T16:12:06.094262
BAU | Secondary Techs | PWRURNINDNO | TotalAnnualMaxCapacityInvestment | 2031 | 0.11176 | lid_fill | 2026-05-26T16:12:06.094262
BAU | Secondary Techs | PWRURNINDNO | TotalAnnualMaxCapacityInvestment | 2032 | 0.13139 | lid_fill | 2026-05-26T16:12:06.094262
BAU | Secondary Techs | PWRURNINDNO | TotalAnnualMaxCapacityInvestment | 2033 | 0.13139 | lid_fill | 2026-05-26T16:12:06.094262
BAU | Secondary Techs | PWRURNINDNO | TotalAnnualMaxCapacityInvestment | 2034 | 0.13139 | lid_fill | 2026-05-26T16:12:06.094262
BAU | Secondary Techs | PWRURNINDNO | TotalAnnualMaxCapacityInvestment | 2035 | 0.13139 | lid_fill | 2026-05-26T16:12:06.094262
BAU | Secondary Techs | PWRURNINDNO | TotalAnnualMaxCapacityInvestment | 2036 | 0.13139 | lid_fill | 2026-05-26T16:12:06.094262
BAU | Secondary Techs | PWRURNINDNO | TotalAnnualMaxCapacityInvestment | 2037 | 0.14288 | lid_fill | 2026-05-26T16:12:06.094262
BAU | Secondary Techs | PWRURNINDNO | TotalAnnualMaxCapacityInvestment | 2038 | 0.14288 | lid_fill | 2026-05-26T16:12:06.094262
BAU | Secondary Techs | PWRURNINDNO | TotalAnnualMaxCapacityInvestment | 2039 | 0.14288 | lid_fill | 2026-05-26T16:12:06.094262
BAU | Secondary Techs | PWRURNINDNO | TotalAnnualMaxCapacityInvestment | 2040 | 0.13649 | lid_fill | 2026-05-26T16:12:06.094262
BAU | Secondary Techs | PWRURNINDNO | TotalAnnualMaxCapacityInvestment | 2041 | 0.14264 | lid_fill | 2026-05-26T16:12:06.094262
BAU | Secondary Techs | PWRURNINDNO | TotalAnnualMaxCapacityInvestment | 2042 | 0.16025 | lid_fill | 2026-05-26T16:12:06.094262
BAU | Secondary Techs | PWRURNINDNO | TotalAnnualMaxCapacityInvestment | 2043 | 0.16683 | lid_fill | 2026-05-26T16:12:06.094262
BAU | Secondary Techs | PWRURNINDNO | TotalAnnualMaxCapacityInvestment | 2044 | 0.17146 | lid_fill | 2026-05-26T16:12:06.094262
BAU | Secondary Techs | PWRURNINDNO | TotalAnnualMaxCapacityInvestment | 2045 | 0.17502 | lid_fill | 2026-05-26T16:12:06.094262
BAU | Secondary Techs | PWRURNINDNO | TotalAnnualMaxCapacityInvestment | 2046 | 0.18755 | lid_fill | 2026-05-26T16:12:06.094262
BAU | Secondary Techs | PWRURNINDNO | TotalAnnualMaxCapacityInvestment | 2047 | 0.19512 | lid_fill | 2026-05-26T16:12:06.094262
BAU | Secondary Techs | PWRURNINDNO | TotalAnnualMaxCapacityInvestment | 2048 | 0.20299 | lid_fill | 2026-05-26T16:12:06.094262
BAU | Secondary Techs | PWRURNINDNO | TotalAnnualMaxCapacityInvestment | 2049 | 0.21119 | lid_fill | 2026-05-26T16:12:06.094262
BAU | Secondary Techs | PWRURNINDNO | TotalAnnualMaxCapacityInvestment | 2050 | 0.21971 | lid_fill | 2026-05-26T16:12:06.094262
BAU | Secondary Techs | PWRWONINDNO | TotalAnnualMaxCapacityInvestment | 2023 | 0 | lid_fill | 2026-05-26T16:12:06.094262
BAU | Secondary Techs | PWRWONINDNO | TotalAnnualMaxCapacityInvestment | 2024 | 0.313 | lid_fill | 2026-05-26T16:12:06.094262
BAU | Secondary Techs | PWRWONINDNO | TotalAnnualMaxCapacityInvestment | 2025 | 0.33092 | lid_fill | 2026-05-26T16:12:06.094262
BAU | Secondary Techs | PWRWONINDNO | TotalAnnualMaxCapacityInvestment | 2026 | 0.35529 | lid_fill | 2026-05-26T16:12:06.094262
BAU | Secondary Techs | PWRWONINDNO | TotalAnnualMaxCapacityInvestment | 2027 | 0.37716 | lid_fill | 2026-05-26T16:12:06.094262
BAU | Secondary Techs | PWRWONINDNO | TotalAnnualMaxCapacityInvestment | 2028 | 0.39651 | lid_fill | 2026-05-26T16:12:06.094262
BAU | Secondary Techs | PWRWONINDNO | TotalAnnualMaxCapacityInvestment | 2029 | 0.46354 | lid_fill | 2026-05-26T16:12:06.094262
BAU | Secondary Techs | PWRWONINDNO | TotalAnnualMaxCapacityInvestment | 2030 | 0.35269 | lid_fill | 2026-05-26T16:12:06.094262
BAU | Secondary Techs | PWRWONINDNO | TotalAnnualMaxCapacityInvestment | 2031 | 0.35577 | lid_fill | 2026-05-26T16:12:06.094262
BAU | Secondary Techs | PWRWONINDNO | TotalAnnualMaxCapacityInvestment | 2032 | 0.41825 | lid_fill | 2026-05-26T16:12:06.094262
BAU | Secondary Techs | PWRWONINDNO | TotalAnnualMaxCapacityInvestment | 2033 | 0.41825 | lid_fill | 2026-05-26T16:12:06.094262
BAU | Secondary Techs | PWRWONINDNO | TotalAnnualMaxCapacityInvestment | 2034 | 0.41825 | lid_fill | 2026-05-26T16:12:06.094262
BAU | Secondary Techs | PWRWONINDNO | TotalAnnualMaxCapacityInvestment | 2035 | 0.41825 | lid_fill | 2026-05-26T16:12:06.094262
BAU | Secondary Techs | PWRWONINDNO | TotalAnnualMaxCapacityInvestment | 2036 | 0.41825 | lid_fill | 2026-05-26T16:12:06.094262
BAU | Secondary Techs | PWRWONINDNO | TotalAnnualMaxCapacityInvestment | 2037 | 0.45483 | lid_fill | 2026-05-26T16:12:06.094262
BAU | Secondary Techs | PWRWONINDNO | TotalAnnualMaxCapacityInvestment | 2038 | 0.45483 | lid_fill | 2026-05-26T16:12:06.094262
BAU | Secondary Techs | PWRWONINDNO | TotalAnnualMaxCapacityInvestment | 2039 | 0.45483 | lid_fill | 2026-05-26T16:12:06.094262
BAU | Secondary Techs | PWRWONINDNO | TotalAnnualMaxCapacityInvestment | 2040 | 0.43449 | lid_fill | 2026-05-26T16:12:06.094262
BAU | Secondary Techs | PWRWONINDNO | TotalAnnualMaxCapacityInvestment | 2041 | 0.45407 | lid_fill | 2026-05-26T16:12:06.094262
BAU | Secondary Techs | PWRWONINDNO | TotalAnnualMaxCapacityInvestment | 2042 | 0.51013 | lid_fill | 2026-05-26T16:12:06.094262
BAU | Secondary Techs | PWRWONINDNO | TotalAnnualMaxCapacityInvestment | 2043 | 0.53109 | lid_fill | 2026-05-26T16:12:06.094262
BAU | Secondary Techs | PWRWONINDNO | TotalAnnualMaxCapacityInvestment | 2044 | 0.54583 | lid_fill | 2026-05-26T16:12:06.094262
BAU | Secondary Techs | PWRWONINDNO | TotalAnnualMaxCapacityInvestment | 2045 | 0.55714 | lid_fill | 2026-05-26T16:12:06.094262
BAU | Secondary Techs | PWRWONINDNO | TotalAnnualMaxCapacityInvestment | 2046 | 0.59704 | lid_fill | 2026-05-26T16:12:06.094262
BAU | Secondary Techs | PWRWONINDNO | TotalAnnualMaxCapacityInvestment | 2047 | 0.62113 | lid_fill | 2026-05-26T16:12:06.094262
BAU | Secondary Techs | PWRWONINDNO | TotalAnnualMaxCapacityInvestment | 2048 | 0.6462 | lid_fill | 2026-05-26T16:12:06.094262
BAU | Secondary Techs | PWRWONINDNO | TotalAnnualMaxCapacityInvestment | 2049 | 0.67228 | lid_fill | 2026-05-26T16:12:06.094262
BAU | Secondary Techs | PWRWONINDNO | TotalAnnualMaxCapacityInvestment | 2050 | 0.69941 | lid_fill | 2026-05-26T16:12:06.094262
BAU | Secondary Techs | PWRBIONPLXX | TotalAnnualMaxCapacityInvestment | 2023 | 0 | lid_fill | 2026-05-26T16:12:06.094262
BAU | Secondary Techs | PWRBIONPLXX | TotalAnnualMaxCapacityInvestment | 2024 | 0.00048487 | lid_fill | 2026-05-26T16:12:06.094262
BAU | Secondary Techs | PWRBIONPLXX | TotalAnnualMaxCapacityInvestment | 2025 | 0.00051094 | lid_fill | 2026-05-26T16:12:06.094262
BAU | Secondary Techs | PWRBIONPLXX | TotalAnnualMaxCapacityInvestment | 2026 | 0.00053892 | lid_fill | 2026-05-26T16:12:06.094262
BAU | Secondary Techs | PWRBIONPLXX | TotalAnnualMaxCapacityInvestment | 2027 | 0.00056907 | lid_fill | 2026-05-26T16:12:06.094262
BAU | Secondary Techs | PWRBIONPLXX | TotalAnnualMaxCapacityInvestment | 2028 | 0.00064675 | lid_fill | 2026-05-26T16:12:06.094262
BAU | Secondary Techs | PWRBIONPLXX | TotalAnnualMaxCapacityInvestment | 2029 | 0.0007068 | lid_fill | 2026-05-26T16:12:06.094262
BAU | Secondary Techs | PWRBIONPLXX | TotalAnnualMaxCapacityInvestment | 2030 | 0.00076493 | lid_fill | 2026-05-26T16:12:06.094262
BAU | Secondary Techs | PWRBIONPLXX | TotalAnnualMaxCapacityInvestment | 2031 | 0.00082767 | lid_fill | 2026-05-26T16:12:06.094262
BAU | Secondary Techs | PWRBIONPLXX | TotalAnnualMaxCapacityInvestment | 2032 | 0.00089589 | lid_fill | 2026-05-26T16:12:06.094262
BAU | Secondary Techs | PWRBIONPLXX | TotalAnnualMaxCapacityInvestment | 2033 | 0.00096961 | lid_fill | 2026-05-26T16:12:06.094262
BAU | Secondary Techs | PWRBIONPLXX | TotalAnnualMaxCapacityInvestment | 2034 | 0.00058632 | lid_fill | 2026-05-26T16:12:06.094262
BAU | Secondary Techs | PWRBIONPLXX | TotalAnnualMaxCapacityInvestment | 2035 | 0.00058632 | lid_fill | 2026-05-26T16:12:06.094262
BAU | Secondary Techs | PWRBIONPLXX | TotalAnnualMaxCapacityInvestment | 2036 | 0.00058632 | lid_fill | 2026-05-26T16:12:06.094262
BAU | Secondary Techs | PWRBIONPLXX | TotalAnnualMaxCapacityInvestment | 2037 | 0.00058619 | lid_fill | 2026-05-26T16:12:06.094262
BAU | Secondary Techs | PWRBIONPLXX | TotalAnnualMaxCapacityInvestment | 2038 | 0.00058632 | lid_fill | 2026-05-26T16:12:06.094262
BAU | Secondary Techs | PWRBIONPLXX | TotalAnnualMaxCapacityInvestment | 2039 | 0.00058632 | lid_fill | 2026-05-26T16:12:06.094262
BAU | Secondary Techs | PWRBIONPLXX | TotalAnnualMaxCapacityInvestment | 2040 | 0.00058632 | lid_fill | 2026-05-26T16:12:06.094262
BAU | Secondary Techs | PWRBIONPLXX | TotalAnnualMaxCapacityInvestment | 2041 | 0.00058632 | lid_fill | 2026-05-26T16:12:06.094262
BAU | Secondary Techs | PWRBIONPLXX | TotalAnnualMaxCapacityInvestment | 2042 | 0.00058632 | lid_fill | 2026-05-26T16:12:06.094262
BAU | Secondary Techs | PWRBIONPLXX | TotalAnnualMaxCapacityInvestment | 2043 | 0.00058632 | lid_fill | 2026-05-26T16:12:06.094262
BAU | Secondary Techs | PWRBIONPLXX | TotalAnnualMaxCapacityInvestment | 2044 | 0.00058632 | lid_fill | 2026-05-26T16:12:06.094262
BAU | Secondary Techs | PWRBIONPLXX | TotalAnnualMaxCapacityInvestment | 2045 | 0.00058632 | lid_fill | 2026-05-26T16:12:06.094262
BAU | Secondary Techs | PWRBIONPLXX | TotalAnnualMaxCapacityInvestment | 2046 | 0.00058632 | lid_fill | 2026-05-26T16:12:06.094262
BAU | Secondary Techs | PWRBIONPLXX | TotalAnnualMaxCapacityInvestment | 2047 | 0.00058632 | lid_fill | 2026-05-26T16:12:06.094262
BAU | Secondary Techs | PWRBIONPLXX | TotalAnnualMaxCapacityInvestment | 2048 | 0.00058632 | lid_fill | 2026-05-26T16:12:06.094262
BAU | Secondary Techs | PWRBIONPLXX | TotalAnnualMaxCapacityInvestment | 2049 | 0.00058632 | lid_fill | 2026-05-26T16:12:06.094262
BAU | Secondary Techs | PWRBIONPLXX | TotalAnnualMaxCapacityInvestment | 2050 | 0.00058632 | lid_fill | 2026-05-26T16:12:06.094262
BAU | Secondary Techs | PWRSPVLKAXX | TotalAnnualMaxCapacityInvestment | 2023 | 0 | lid_fill | 2026-05-26T16:12:06.094262
BAU | Secondary Techs | PWRSPVLKAXX | TotalAnnualMaxCapacityInvestment | 2024 | 0.076 | lid_fill | 2026-05-26T16:12:06.094262
BAU | Secondary Techs | PWRSPVLKAXX | TotalAnnualMaxCapacityInvestment | 2025 | 0.202 | untie_min_inv | 2026-05-26T16:12:06.094262
BAU | Secondary Techs | PWRSPVLKAXX | TotalAnnualMaxCapacityInvestment | 2026 | 0.4747 | untie_min_inv | 2026-05-26T16:12:06.094262
BAU | Secondary Techs | PWRSPVLKAXX | TotalAnnualMaxCapacityInvestment | 2027 | 0.505 | untie_min_inv | 2026-05-26T16:12:06.094262
BAU | Secondary Techs | PWRSPVLKAXX | TotalAnnualMaxCapacityInvestment | 2028 | 0.505 | untie_min_inv | 2026-05-26T16:12:06.094262
BAU | Secondary Techs | PWRSPVLKAXX | TotalAnnualMaxCapacityInvestment | 2029 | 0.8787 | untie_min_inv | 2026-05-26T16:12:06.094262
BAU | Secondary Techs | PWRSPVLKAXX | TotalAnnualMaxCapacityInvestment | 2030 | 0.4545 | untie_min_inv | 2026-05-26T16:12:06.094262
BAU | Secondary Techs | PWRSPVLKAXX | TotalAnnualMaxCapacityInvestment | 2031 | 0.4545 | untie_min_inv | 2026-05-26T16:12:06.094262
BAU | Secondary Techs | PWRSPVLKAXX | TotalAnnualMaxCapacityInvestment | 2032 | 0.3535 | untie_min_inv | 2026-05-26T16:12:06.094262
BAU | Secondary Techs | PWRSPVLKAXX | TotalAnnualMaxCapacityInvestment | 2033 | 0.074089 | lid_fill | 2026-05-26T16:12:06.094262
BAU | Secondary Techs | PWRSPVLKAXX | TotalAnnualMaxCapacityInvestment | 2034 | 0.3535 | untie_min_inv | 2026-05-26T16:12:06.094262
BAU | Secondary Techs | PWRSPVLKAXX | TotalAnnualMaxCapacityInvestment | 2035 | 0.3535 | untie_min_inv | 2026-05-26T16:12:06.094262
BAU | Secondary Techs | PWRSPVLKAXX | TotalAnnualMaxCapacityInvestment | 2036 | 0.3535 | untie_min_inv | 2026-05-26T16:12:06.094262
BAU | Secondary Techs | PWRSPVLKAXX | TotalAnnualMaxCapacityInvestment | 2037 | 0.095599 | lid_fill | 2026-05-26T16:12:06.094262
BAU | Secondary Techs | PWRSPVLKAXX | TotalAnnualMaxCapacityInvestment | 2038 | 0.404 | untie_min_inv | 2026-05-26T16:12:06.094262
BAU | Secondary Techs | PWRSPVLKAXX | TotalAnnualMaxCapacityInvestment | 2039 | 0.404 | untie_min_inv | 2026-05-26T16:12:06.094262
BAU | Secondary Techs | PWRSPVLKAXX | TotalAnnualMaxCapacityInvestment | 2040 | 0.10931 | lid_fill | 2026-05-26T16:12:06.094262
BAU | Secondary Techs | PWRSPVLKAXX | TotalAnnualMaxCapacityInvestment | 2041 | 0.11494 | lid_fill | 2026-05-26T16:12:06.094262
BAU | Secondary Techs | PWRSPVLKAXX | TotalAnnualMaxCapacityInvestment | 2042 | 0.11625 | lid_fill | 2026-05-26T16:12:06.094262
BAU | Secondary Techs | PWRSPVLKAXX | TotalAnnualMaxCapacityInvestment | 2043 | 0.11916 | lid_fill | 2026-05-26T16:12:06.094262
BAU | Secondary Techs | PWRSPVLKAXX | TotalAnnualMaxCapacityInvestment | 2044 | 0.4545 | untie_min_inv | 2026-05-26T16:12:06.094262
BAU | Secondary Techs | PWRSPVLKAXX | TotalAnnualMaxCapacityInvestment | 2045 | 0.12095 | lid_fill | 2026-05-26T16:12:06.094262
BAU | Secondary Techs | PWRSPVLKAXX | TotalAnnualMaxCapacityInvestment | 2046 | 0.12202 | lid_fill | 2026-05-26T16:12:06.094262
BAU | Secondary Techs | PWRSPVLKAXX | TotalAnnualMaxCapacityInvestment | 2047 | 0.12412 | lid_fill | 2026-05-26T16:12:06.094262
BAU | Secondary Techs | PWRSPVLKAXX | TotalAnnualMaxCapacityInvestment | 2048 | 0.1209 | lid_fill | 2026-05-26T16:12:06.094262
BAU | Secondary Techs | PWRSPVLKAXX | TotalAnnualMaxCapacityInvestment | 2049 | 0.12414 | lid_fill | 2026-05-26T16:12:06.094262
BAU | Secondary Techs | PWRSPVLKAXX | TotalAnnualMaxCapacityInvestment | 2050 | 0.12882 | lid_fill | 2026-05-26T16:12:06.094262
BAU | Secondary Techs | PWRWASINDSO | TotalAnnualMaxCapacityInvestment | 2023 | 0 | lid_fill | 2026-05-26T16:12:06.094262
BAU | Secondary Techs | PWRWASINDSO | TotalAnnualMaxCapacityInvestment | 2024 | 0.011395 | lid_fill | 2026-05-26T16:12:06.094262
BAU | Secondary Techs | PWRWASINDSO | TotalAnnualMaxCapacityInvestment | 2025 | 0.012099 | lid_fill | 2026-05-26T16:12:06.094262
BAU | Secondary Techs | PWRWASINDSO | TotalAnnualMaxCapacityInvestment | 2026 | 0.013321 | lid_fill | 2026-05-26T16:12:06.094262
BAU | Secondary Techs | PWRWASINDSO | TotalAnnualMaxCapacityInvestment | 2027 | 0.013476 | lid_fill | 2026-05-26T16:12:06.094262
BAU | Secondary Techs | PWRWASINDSO | TotalAnnualMaxCapacityInvestment | 2028 | 0.014037 | lid_fill | 2026-05-26T16:12:06.094262
BAU | Secondary Techs | PWRWASINDSO | TotalAnnualMaxCapacityInvestment | 2029 | 0.016258 | lid_fill | 2026-05-26T16:12:06.094262
BAU | Secondary Techs | PWRWASINDSO | TotalAnnualMaxCapacityInvestment | 2030 | 0.012587 | lid_fill | 2026-05-26T16:12:06.094262
BAU | Secondary Techs | PWRWASINDSO | TotalAnnualMaxCapacityInvestment | 2031 | 0.012267 | lid_fill | 2026-05-26T16:12:06.094262
BAU | Secondary Techs | PWRWASINDSO | TotalAnnualMaxCapacityInvestment | 2032 | 0.014737 | lid_fill | 2026-05-26T16:12:06.094262
BAU | Secondary Techs | PWRWASINDSO | TotalAnnualMaxCapacityInvestment | 2033 | 0.014737 | lid_fill | 2026-05-26T16:12:06.094262
BAU | Secondary Techs | PWRWASINDSO | TotalAnnualMaxCapacityInvestment | 2034 | 0.014737 | lid_fill | 2026-05-26T16:12:06.094262
BAU | Secondary Techs | PWRWASINDSO | TotalAnnualMaxCapacityInvestment | 2035 | 0.014737 | lid_fill | 2026-05-26T16:12:06.094262
BAU | Secondary Techs | PWRWASINDSO | TotalAnnualMaxCapacityInvestment | 2036 | 0.014737 | lid_fill | 2026-05-26T16:12:06.094262
BAU | Secondary Techs | PWRWASINDSO | TotalAnnualMaxCapacityInvestment | 2037 | 0.015756 | lid_fill | 2026-05-26T16:12:06.094262
BAU | Secondary Techs | PWRWASINDSO | TotalAnnualMaxCapacityInvestment | 2038 | 0.015756 | lid_fill | 2026-05-26T16:12:06.094262
BAU | Secondary Techs | PWRWASINDSO | TotalAnnualMaxCapacityInvestment | 2039 | 0.015756 | lid_fill | 2026-05-26T16:12:06.094262
BAU | Secondary Techs | PWRWASINDSO | TotalAnnualMaxCapacityInvestment | 2040 | 0.015383 | lid_fill | 2026-05-26T16:12:06.094262
BAU | Secondary Techs | PWRWASINDSO | TotalAnnualMaxCapacityInvestment | 2041 | 0.015743 | lid_fill | 2026-05-26T16:12:06.094262
BAU | Secondary Techs | PWRWASINDSO | TotalAnnualMaxCapacityInvestment | 2042 | 0.017623 | lid_fill | 2026-05-26T16:12:06.094262
BAU | Secondary Techs | PWRWASINDSO | TotalAnnualMaxCapacityInvestment | 2043 | 0.018308 | lid_fill | 2026-05-26T16:12:06.094262
BAU | Secondary Techs | PWRWASINDSO | TotalAnnualMaxCapacityInvestment | 2044 | 0.019019 | lid_fill | 2026-05-26T16:12:06.094262
BAU | Secondary Techs | PWRWASINDSO | TotalAnnualMaxCapacityInvestment | 2045 | 0.019757 | lid_fill | 2026-05-26T16:12:06.094262
BAU | Secondary Techs | PWRWASINDSO | TotalAnnualMaxCapacityInvestment | 2046 | 0.020525 | lid_fill | 2026-05-26T16:12:06.094262
BAU | Secondary Techs | PWRWASINDSO | TotalAnnualMaxCapacityInvestment | 2047 | 0.021322 | lid_fill | 2026-05-26T16:12:06.094262
BAU | Secondary Techs | PWRWASINDSO | TotalAnnualMaxCapacityInvestment | 2048 | 0.02215 | lid_fill | 2026-05-26T16:12:06.094262
BAU | Secondary Techs | PWRWASINDSO | TotalAnnualMaxCapacityInvestment | 2049 | 0.02301 | lid_fill | 2026-05-26T16:12:06.094262
BAU | Secondary Techs | PWRWASINDSO | TotalAnnualMaxCapacityInvestment | 2050 | 0.023904 | lid_fill | 2026-05-26T16:12:06.094262
BAU | Secondary Techs | PWRWONINDSO | TotalAnnualMaxCapacityInvestment | 2023 | 0 | lid_fill | 2026-05-26T16:12:06.094262
BAU | Secondary Techs | PWRWONINDSO | TotalAnnualMaxCapacityInvestment | 2024 | 1.1831 | lid_fill | 2026-05-26T16:12:06.094262
BAU | Secondary Techs | PWRWONINDSO | TotalAnnualMaxCapacityInvestment | 2025 | 1.2562 | lid_fill | 2026-05-26T16:12:06.094262
BAU | Secondary Techs | PWRWONINDSO | TotalAnnualMaxCapacityInvestment | 2026 | 1.3832 | lid_fill | 2026-05-26T16:12:06.094262
BAU | Secondary Techs | PWRWONINDSO | TotalAnnualMaxCapacityInvestment | 2027 | 1.3992 | lid_fill | 2026-05-26T16:12:06.094262
BAU | Secondary Techs | PWRWONINDSO | TotalAnnualMaxCapacityInvestment | 2028 | 1.4575 | lid_fill | 2026-05-26T16:12:06.094262
BAU | Secondary Techs | PWRWONINDSO | TotalAnnualMaxCapacityInvestment | 2029 | 1.6881 | lid_fill | 2026-05-26T16:12:06.094262
BAU | Secondary Techs | PWRWONINDSO | TotalAnnualMaxCapacityInvestment | 2030 | 1.3069 | lid_fill | 2026-05-26T16:12:06.094262
BAU | Secondary Techs | PWRWONINDSO | TotalAnnualMaxCapacityInvestment | 2031 | 1.2738 | lid_fill | 2026-05-26T16:12:06.094262
BAU | Secondary Techs | PWRWONINDSO | TotalAnnualMaxCapacityInvestment | 2032 | 1.5302 | lid_fill | 2026-05-26T16:12:06.094262
BAU | Secondary Techs | PWRWONINDSO | TotalAnnualMaxCapacityInvestment | 2033 | 1.5302 | lid_fill | 2026-05-26T16:12:06.094262
BAU | Secondary Techs | PWRWONINDSO | TotalAnnualMaxCapacityInvestment | 2034 | 1.5302 | lid_fill | 2026-05-26T16:12:06.094262
BAU | Secondary Techs | PWRWONINDSO | TotalAnnualMaxCapacityInvestment | 2035 | 1.5302 | lid_fill | 2026-05-26T16:12:06.094262
BAU | Secondary Techs | PWRWONINDSO | TotalAnnualMaxCapacityInvestment | 2036 | 1.5302 | lid_fill | 2026-05-26T16:12:06.094262
BAU | Secondary Techs | PWRWONINDSO | TotalAnnualMaxCapacityInvestment | 2037 | 1.636 | lid_fill | 2026-05-26T16:12:06.094262
BAU | Secondary Techs | PWRWONINDSO | TotalAnnualMaxCapacityInvestment | 2038 | 1.636 | lid_fill | 2026-05-26T16:12:06.094262
BAU | Secondary Techs | PWRWONINDSO | TotalAnnualMaxCapacityInvestment | 2039 | 1.636 | lid_fill | 2026-05-26T16:12:06.094262
BAU | Secondary Techs | PWRWONINDSO | TotalAnnualMaxCapacityInvestment | 2040 | 1.5972 | lid_fill | 2026-05-26T16:12:06.094262
BAU | Secondary Techs | PWRWONINDSO | TotalAnnualMaxCapacityInvestment | 2041 | 1.6346 | lid_fill | 2026-05-26T16:12:06.094262
BAU | Secondary Techs | PWRWONINDSO | TotalAnnualMaxCapacityInvestment | 2042 | 1.8299 | lid_fill | 2026-05-26T16:12:06.094262
BAU | Secondary Techs | PWRWONINDSO | TotalAnnualMaxCapacityInvestment | 2043 | 1.901 | lid_fill | 2026-05-26T16:12:06.094262
BAU | Secondary Techs | PWRWONINDSO | TotalAnnualMaxCapacityInvestment | 2044 | 1.9748 | lid_fill | 2026-05-26T16:12:06.094262
BAU | Secondary Techs | PWRWONINDSO | TotalAnnualMaxCapacityInvestment | 2045 | 2.0515 | lid_fill | 2026-05-26T16:12:06.094262
BAU | Secondary Techs | PWRWONINDSO | TotalAnnualMaxCapacityInvestment | 2046 | 2.1311 | lid_fill | 2026-05-26T16:12:06.094262
BAU | Secondary Techs | PWRWONINDSO | TotalAnnualMaxCapacityInvestment | 2047 | 2.2139 | lid_fill | 2026-05-26T16:12:06.094262
BAU | Secondary Techs | PWRWONINDSO | TotalAnnualMaxCapacityInvestment | 2048 | 2.2999 | lid_fill | 2026-05-26T16:12:06.094262
BAU | Secondary Techs | PWRWONINDSO | TotalAnnualMaxCapacityInvestment | 2049 | 2.3892 | lid_fill | 2026-05-26T16:12:06.094262
BAU | Secondary Techs | PWRWONINDSO | TotalAnnualMaxCapacityInvestment | 2050 | 2.482 | lid_fill | 2026-05-26T16:12:06.094262
BAU | Secondary Techs | PWRWASINDWE | TotalAnnualMaxCapacityInvestment | 2023 | 0 | lid_fill | 2026-05-26T16:12:06.094262
BAU | Secondary Techs | PWRWASINDWE | TotalAnnualMaxCapacityInvestment | 2024 | 0.0072505 | lid_fill | 2026-05-26T16:12:06.094262
BAU | Secondary Techs | PWRWASINDWE | TotalAnnualMaxCapacityInvestment | 2025 | 0.0079334 | lid_fill | 2026-05-26T16:12:06.094262
BAU | Secondary Techs | PWRWASINDWE | TotalAnnualMaxCapacityInvestment | 2026 | 0.0089446 | lid_fill | 2026-05-26T16:12:06.094262
BAU | Secondary Techs | PWRWASINDWE | TotalAnnualMaxCapacityInvestment | 2027 | 0.0086257 | lid_fill | 2026-05-26T16:12:06.094262
BAU | Secondary Techs | PWRWASINDWE | TotalAnnualMaxCapacityInvestment | 2028 | 0.0089368 | lid_fill | 2026-05-26T16:12:06.094262
BAU | Secondary Techs | PWRWASINDWE | TotalAnnualMaxCapacityInvestment | 2029 | 0.011033 | lid_fill | 2026-05-26T16:12:06.094262
BAU | Secondary Techs | PWRWASINDWE | TotalAnnualMaxCapacityInvestment | 2030 | 0.006294 | lid_fill | 2026-05-26T16:12:06.094262
BAU | Secondary Techs | PWRWASINDWE | TotalAnnualMaxCapacityInvestment | 2031 | 0.0060272 | lid_fill | 2026-05-26T16:12:06.094262
BAU | Secondary Techs | PWRWASINDWE | TotalAnnualMaxCapacityInvestment | 2032 | 0.0090989 | lid_fill | 2026-05-26T16:12:06.094262
BAU | Secondary Techs | PWRWASINDWE | TotalAnnualMaxCapacityInvestment | 2033 | 0.0090989 | lid_fill | 2026-05-26T16:12:06.094262
BAU | Secondary Techs | PWRWASINDWE | TotalAnnualMaxCapacityInvestment | 2034 | 0.0090989 | lid_fill | 2026-05-26T16:12:06.094262
BAU | Secondary Techs | PWRWASINDWE | TotalAnnualMaxCapacityInvestment | 2035 | 0.0090989 | lid_fill | 2026-05-26T16:12:06.094262
BAU | Secondary Techs | PWRWASINDWE | TotalAnnualMaxCapacityInvestment | 2036 | 0.0090989 | lid_fill | 2026-05-26T16:12:06.094262
BAU | Secondary Techs | PWRWASINDWE | TotalAnnualMaxCapacityInvestment | 2037 | 0.010038 | lid_fill | 2026-05-26T16:12:06.094262
BAU | Secondary Techs | PWRWASINDWE | TotalAnnualMaxCapacityInvestment | 2038 | 0.010038 | lid_fill | 2026-05-26T16:12:06.094262
BAU | Secondary Techs | PWRWASINDWE | TotalAnnualMaxCapacityInvestment | 2039 | 0.010038 | lid_fill | 2026-05-26T16:12:06.094262
BAU | Secondary Techs | PWRWASINDWE | TotalAnnualMaxCapacityInvestment | 2040 | 0.010038 | lid_fill | 2026-05-26T16:12:06.094262
BAU | Secondary Techs | PWRWASINDWE | TotalAnnualMaxCapacityInvestment | 2041 | 0.010038 | lid_fill | 2026-05-26T16:12:06.094262
BAU | Secondary Techs | PWRWASINDWE | TotalAnnualMaxCapacityInvestment | 2042 | 0.011267 | lid_fill | 2026-05-26T16:12:06.094262
BAU | Secondary Techs | PWRWASINDWE | TotalAnnualMaxCapacityInvestment | 2043 | 0.011715 | lid_fill | 2026-05-26T16:12:06.094262
BAU | Secondary Techs | PWRWASINDWE | TotalAnnualMaxCapacityInvestment | 2044 | 0.012181 | lid_fill | 2026-05-26T16:12:06.094262
BAU | Secondary Techs | PWRWASINDWE | TotalAnnualMaxCapacityInvestment | 2045 | 0.012665 | lid_fill | 2026-05-26T16:12:06.094262
BAU | Secondary Techs | PWRWASINDWE | TotalAnnualMaxCapacityInvestment | 2046 | 0.013169 | lid_fill | 2026-05-26T16:12:06.094262
BAU | Secondary Techs | PWRWASINDWE | TotalAnnualMaxCapacityInvestment | 2047 | 0.013692 | lid_fill | 2026-05-26T16:12:06.094262
BAU | Secondary Techs | PWRWASINDWE | TotalAnnualMaxCapacityInvestment | 2048 | 0.014237 | lid_fill | 2026-05-26T16:12:06.094262
BAU | Secondary Techs | PWRWASINDWE | TotalAnnualMaxCapacityInvestment | 2049 | 0.014803 | lid_fill | 2026-05-26T16:12:06.094262
BAU | Secondary Techs | PWRWASINDWE | TotalAnnualMaxCapacityInvestment | 2050 | 0.015391 | lid_fill | 2026-05-26T16:12:06.094262
BAU | Secondary Techs | PWRNGSINDWE | TotalAnnualMaxCapacityInvestment | 2023 | 0 | lid_fill | 2026-05-26T16:12:06.094262
BAU | Secondary Techs | PWRNGSINDWE | TotalAnnualMaxCapacityInvestment | 2024 | 0.66363 | lid_fill | 2026-05-26T16:12:06.094262
BAU | Secondary Techs | PWRNGSINDWE | TotalAnnualMaxCapacityInvestment | 2025 | 0.72614 | lid_fill | 2026-05-26T16:12:06.094262
BAU | Secondary Techs | PWRNGSINDWE | TotalAnnualMaxCapacityInvestment | 2026 | 0.8187 | lid_fill | 2026-05-26T16:12:06.094262
BAU | Secondary Techs | PWRNGSINDWE | TotalAnnualMaxCapacityInvestment | 2027 | 0.78951 | lid_fill | 2026-05-26T16:12:06.094262
BAU | Secondary Techs | PWRNGSINDWE | TotalAnnualMaxCapacityInvestment | 2028 | 0.81798 | lid_fill | 2026-05-26T16:12:06.094262
BAU | Secondary Techs | PWRNGSINDWE | TotalAnnualMaxCapacityInvestment | 2029 | 1.0099 | lid_fill | 2026-05-26T16:12:06.094262
BAU | Secondary Techs | PWRNGSINDWE | TotalAnnualMaxCapacityInvestment | 2030 | 0.57609 | lid_fill | 2026-05-26T16:12:06.094262
BAU | Secondary Techs | PWRNGSINDWE | TotalAnnualMaxCapacityInvestment | 2031 | 0.55167 | lid_fill | 2026-05-26T16:12:06.094262
BAU | Secondary Techs | PWRNGSINDWE | TotalAnnualMaxCapacityInvestment | 2032 | 0.83282 | lid_fill | 2026-05-26T16:12:06.094262
BAU | Secondary Techs | PWRNGSINDWE | TotalAnnualMaxCapacityInvestment | 2033 | 0.83282 | lid_fill | 2026-05-26T16:12:06.094262
BAU | Secondary Techs | PWRNGSINDWE | TotalAnnualMaxCapacityInvestment | 2034 | 0.83282 | lid_fill | 2026-05-26T16:12:06.094262
BAU | Secondary Techs | PWRNGSINDWE | TotalAnnualMaxCapacityInvestment | 2035 | 0.83282 | lid_fill | 2026-05-26T16:12:06.094262
BAU | Secondary Techs | PWRNGSINDWE | TotalAnnualMaxCapacityInvestment | 2036 | 0.83282 | lid_fill | 2026-05-26T16:12:06.094262
BAU | Secondary Techs | PWRNGSINDWE | TotalAnnualMaxCapacityInvestment | 2037 | 0.9188 | lid_fill | 2026-05-26T16:12:06.094262
BAU | Secondary Techs | PWRNGSINDWE | TotalAnnualMaxCapacityInvestment | 2038 | 0.9188 | lid_fill | 2026-05-26T16:12:06.094262
BAU | Secondary Techs | PWRNGSINDWE | TotalAnnualMaxCapacityInvestment | 2039 | 0.91881 | lid_fill | 2026-05-26T16:12:06.094262
BAU | Secondary Techs | PWRNGSINDWE | TotalAnnualMaxCapacityInvestment | 2040 | 0.9188 | lid_fill | 2026-05-26T16:12:06.094262
BAU | Secondary Techs | PWRNGSINDWE | TotalAnnualMaxCapacityInvestment | 2041 | 0.9188 | lid_fill | 2026-05-26T16:12:06.094262
BAU | Secondary Techs | PWRNGSINDWE | TotalAnnualMaxCapacityInvestment | 2042 | 1.0313 | lid_fill | 2026-05-26T16:12:06.094262
BAU | Secondary Techs | PWRNGSINDWE | TotalAnnualMaxCapacityInvestment | 2043 | 1.0723 | lid_fill | 2026-05-26T16:12:06.094262
BAU | Secondary Techs | PWRNGSINDWE | TotalAnnualMaxCapacityInvestment | 2044 | 1.1149 | lid_fill | 2026-05-26T16:12:06.094262
BAU | Secondary Techs | PWRNGSINDWE | TotalAnnualMaxCapacityInvestment | 2045 | 1.1592 | lid_fill | 2026-05-26T16:12:06.094262
BAU | Secondary Techs | PWRNGSINDWE | TotalAnnualMaxCapacityInvestment | 2046 | 1.2053 | lid_fill | 2026-05-26T16:12:06.094262
BAU | Secondary Techs | PWRNGSINDWE | TotalAnnualMaxCapacityInvestment | 2047 | 1.2533 | lid_fill | 2026-05-26T16:12:06.094262
BAU | Secondary Techs | PWRNGSINDWE | TotalAnnualMaxCapacityInvestment | 2048 | 1.3031 | lid_fill | 2026-05-26T16:12:06.094262
BAU | Secondary Techs | PWRNGSINDWE | TotalAnnualMaxCapacityInvestment | 2049 | 1.3549 | lid_fill | 2026-05-26T16:12:06.094262
BAU | Secondary Techs | PWRNGSINDWE | TotalAnnualMaxCapacityInvestment | 2050 | 1.4088 | lid_fill | 2026-05-26T16:12:06.094262
BAU | Secondary Techs | PWRHYDBGDXX | TotalAnnualMaxCapacityInvestment | 2023 | 0 | lid_fill | 2026-05-26T16:12:06.094262
BAU | Secondary Techs | PWRHYDBGDXX | TotalAnnualMaxCapacityInvestment | 2024 | 0.016068 | lid_fill | 2026-05-26T16:12:06.094262
BAU | Secondary Techs | PWRHYDBGDXX | TotalAnnualMaxCapacityInvestment | 2025 | 0.017157 | lid_fill | 2026-05-26T16:12:06.094262
BAU | Secondary Techs | PWRHYDBGDXX | TotalAnnualMaxCapacityInvestment | 2026 | 0.018321 | lid_fill | 2026-05-26T16:12:06.094262
BAU | Secondary Techs | PWRHYDBGDXX | TotalAnnualMaxCapacityInvestment | 2027 | 0.019563 | lid_fill | 2026-05-26T16:12:06.094262
BAU | Secondary Techs | PWRHYDBGDXX | TotalAnnualMaxCapacityInvestment | 2028 | 0.02089 | lid_fill | 2026-05-26T16:12:06.094262
BAU | Secondary Techs | PWRHYDBGDXX | TotalAnnualMaxCapacityInvestment | 2029 | 0.022307 | lid_fill | 2026-05-26T16:12:06.094262
BAU | Secondary Techs | PWRHYDBGDXX | TotalAnnualMaxCapacityInvestment | 2030 | 0.023819 | lid_fill | 2026-05-26T16:12:06.094262
BAU | Secondary Techs | PWRHYDBGDXX | TotalAnnualMaxCapacityInvestment | 2031 | 0.020081 | lid_fill | 2026-05-26T16:12:06.094262
BAU | Secondary Techs | PWRHYDBGDXX | TotalAnnualMaxCapacityInvestment | 2032 | 0.021156 | lid_fill | 2026-05-26T16:12:06.094262
BAU | Secondary Techs | PWRHYDBGDXX | TotalAnnualMaxCapacityInvestment | 2033 | 0.022289 | lid_fill | 2026-05-26T16:12:06.094262
BAU | Secondary Techs | PWRHYDBGDXX | TotalAnnualMaxCapacityInvestment | 2034 | 0.023482 | lid_fill | 2026-05-26T16:12:06.094262
BAU | Secondary Techs | PWRHYDBGDXX | TotalAnnualMaxCapacityInvestment | 2035 | 0.02474 | lid_fill | 2026-05-26T16:12:06.094262
BAU | Secondary Techs | PWRHYDBGDXX | TotalAnnualMaxCapacityInvestment | 2036 | 0.026064 | lid_fill | 2026-05-26T16:12:06.094262
BAU | Secondary Techs | PWRHYDBGDXX | TotalAnnualMaxCapacityInvestment | 2037 | 0.027459 | lid_fill | 2026-05-26T16:12:06.094262
BAU | Secondary Techs | PWRHYDBGDXX | TotalAnnualMaxCapacityInvestment | 2038 | 0.02893 | lid_fill | 2026-05-26T16:12:06.094262
BAU | Secondary Techs | PWRHYDBGDXX | TotalAnnualMaxCapacityInvestment | 2039 | 0.030479 | lid_fill | 2026-05-26T16:12:06.094262
BAU | Secondary Techs | PWRHYDBGDXX | TotalAnnualMaxCapacityInvestment | 2040 | 0.032111 | lid_fill | 2026-05-26T16:12:06.094262
BAU | Secondary Techs | PWRHYDBGDXX | TotalAnnualMaxCapacityInvestment | 2041 | 0.03383 | lid_fill | 2026-05-26T16:12:06.094262
BAU | Secondary Techs | PWRHYDBGDXX | TotalAnnualMaxCapacityInvestment | 2042 | 0.028396 | lid_fill | 2026-05-26T16:12:06.094262
BAU | Secondary Techs | PWRHYDBGDXX | TotalAnnualMaxCapacityInvestment | 2043 | 0.029607 | lid_fill | 2026-05-26T16:12:06.094262
BAU | Secondary Techs | PWRHYDBGDXX | TotalAnnualMaxCapacityInvestment | 2044 | 0.03087 | lid_fill | 2026-05-26T16:12:06.094262
BAU | Secondary Techs | PWRHYDBGDXX | TotalAnnualMaxCapacityInvestment | 2045 | 0.032187 | lid_fill | 2026-05-26T16:12:06.094262
BAU | Secondary Techs | PWRHYDBGDXX | TotalAnnualMaxCapacityInvestment | 2046 | 0.03356 | lid_fill | 2026-05-26T16:12:06.094262
BAU | Secondary Techs | PWRHYDBGDXX | TotalAnnualMaxCapacityInvestment | 2047 | 0.034991 | lid_fill | 2026-05-26T16:12:06.094262
BAU | Secondary Techs | PWRHYDBGDXX | TotalAnnualMaxCapacityInvestment | 2048 | 0.036484 | lid_fill | 2026-05-26T16:12:06.094262
BAU | Secondary Techs | PWRHYDBGDXX | TotalAnnualMaxCapacityInvestment | 2049 | 0.03804 | lid_fill | 2026-05-26T16:12:06.094262
BAU | Secondary Techs | PWRHYDBGDXX | TotalAnnualMaxCapacityInvestment | 2050 | 0.039663 | lid_fill | 2026-05-26T16:12:06.094262
BAU | Secondary Techs | PWRCSPINDNO | TotalAnnualMaxCapacityInvestment | 2023 | 0 | lid_fill | 2026-05-26T16:12:06.094262
BAU | Secondary Techs | PWRCSPINDNO | TotalAnnualMaxCapacityInvestment | 2024 | 0.021577 | lid_fill | 2026-05-26T16:12:06.094262
BAU | Secondary Techs | PWRCSPINDNO | TotalAnnualMaxCapacityInvestment | 2025 | 0.022812 | lid_fill | 2026-05-26T16:12:06.094262
BAU | Secondary Techs | PWRCSPINDNO | TotalAnnualMaxCapacityInvestment | 2026 | 0.024492 | lid_fill | 2026-05-26T16:12:06.094262
BAU | Secondary Techs | PWRCSPINDNO | TotalAnnualMaxCapacityInvestment | 2027 | 0.026 | lid_fill | 2026-05-26T16:12:06.094262
BAU | Secondary Techs | PWRCSPINDNO | TotalAnnualMaxCapacityInvestment | 2028 | 0.027334 | lid_fill | 2026-05-26T16:12:06.094262
BAU | Secondary Techs | PWRCSPINDNO | TotalAnnualMaxCapacityInvestment | 2029 | 0.031954 | lid_fill | 2026-05-26T16:12:06.094262
BAU | Secondary Techs | PWRCSPINDNO | TotalAnnualMaxCapacityInvestment | 2030 | 0.024313 | lid_fill | 2026-05-26T16:12:06.094262
BAU | Secondary Techs | PWRCSPINDNO | TotalAnnualMaxCapacityInvestment | 2031 | 0.024525 | lid_fill | 2026-05-26T16:12:06.094262
BAU | Secondary Techs | PWRCSPINDNO | TotalAnnualMaxCapacityInvestment | 2032 | 0.028832 | lid_fill | 2026-05-26T16:12:06.094262
BAU | Secondary Techs | PWRCSPINDNO | TotalAnnualMaxCapacityInvestment | 2033 | 0.028832 | lid_fill | 2026-05-26T16:12:06.094262
BAU | Secondary Techs | PWRCSPINDNO | TotalAnnualMaxCapacityInvestment | 2034 | 0.028832 | lid_fill | 2026-05-26T16:12:06.094262
BAU | Secondary Techs | PWRCSPINDNO | TotalAnnualMaxCapacityInvestment | 2035 | 0.028832 | lid_fill | 2026-05-26T16:12:06.094262
BAU | Secondary Techs | PWRCSPINDNO | TotalAnnualMaxCapacityInvestment | 2036 | 0.028832 | lid_fill | 2026-05-26T16:12:06.094262
BAU | Secondary Techs | PWRCSPINDNO | TotalAnnualMaxCapacityInvestment | 2037 | 0.031354 | lid_fill | 2026-05-26T16:12:06.094262
BAU | Secondary Techs | PWRCSPINDNO | TotalAnnualMaxCapacityInvestment | 2038 | 0.031354 | lid_fill | 2026-05-26T16:12:06.094262
BAU | Secondary Techs | PWRCSPINDNO | TotalAnnualMaxCapacityInvestment | 2039 | 0.031354 | lid_fill | 2026-05-26T16:12:06.094262
BAU | Secondary Techs | PWRCSPINDNO | TotalAnnualMaxCapacityInvestment | 2040 | 0.029952 | lid_fill | 2026-05-26T16:12:06.094262
BAU | Secondary Techs | PWRCSPINDNO | TotalAnnualMaxCapacityInvestment | 2041 | 0.031302 | lid_fill | 2026-05-26T16:12:06.094262
BAU | Secondary Techs | PWRCSPINDNO | TotalAnnualMaxCapacityInvestment | 2042 | 0.035166 | lid_fill | 2026-05-26T16:12:06.094262
BAU | Secondary Techs | PWRCSPINDNO | TotalAnnualMaxCapacityInvestment | 2043 | 0.036611 | lid_fill | 2026-05-26T16:12:06.094262
BAU | Secondary Techs | PWRCSPINDNO | TotalAnnualMaxCapacityInvestment | 2044 | 0.037627 | lid_fill | 2026-05-26T16:12:06.094262
BAU | Secondary Techs | PWRCSPINDNO | TotalAnnualMaxCapacityInvestment | 2045 | 0.038407 | lid_fill | 2026-05-26T16:12:06.094262
BAU | Secondary Techs | PWRCSPINDNO | TotalAnnualMaxCapacityInvestment | 2046 | 0.041157 | lid_fill | 2026-05-26T16:12:06.094262
BAU | Secondary Techs | PWRCSPINDNO | TotalAnnualMaxCapacityInvestment | 2047 | 0.042818 | lid_fill | 2026-05-26T16:12:06.094262
BAU | Secondary Techs | PWRCSPINDNO | TotalAnnualMaxCapacityInvestment | 2048 | 0.044546 | lid_fill | 2026-05-26T16:12:06.094262
BAU | Secondary Techs | PWRCSPINDNO | TotalAnnualMaxCapacityInvestment | 2049 | 0.046344 | lid_fill | 2026-05-26T16:12:06.094262
BAU | Secondary Techs | PWRCSPINDNO | TotalAnnualMaxCapacityInvestment | 2050 | 0.048214 | lid_fill | 2026-05-26T16:12:06.094262
BAU | Secondary Techs | PWRNGSLKAXX | TotalAnnualMaxCapacityInvestment | 2023 | 0 | lid_fill | 2026-05-26T16:12:06.094262
BAU | Secondary Techs | PWRNGSLKAXX | TotalAnnualMaxCapacityInvestment | 2024 | 0 | lid_fill | 2026-05-26T16:12:06.094262
BAU | Secondary Techs | PWRNGSLKAXX | TotalAnnualMaxCapacityInvestment | 2025 | 0.23735 | untie_min_inv | 2026-05-26T16:12:06.094262
BAU | Secondary Techs | PWRNGSLKAXX | TotalAnnualMaxCapacityInvestment | 2026 | 0.3535 | untie_min_inv | 2026-05-26T16:12:06.094262
BAU | Secondary Techs | PWRNGSLKAXX | TotalAnnualMaxCapacityInvestment | 2027 | 0.11615 | untie_min_inv | 2026-05-26T16:12:06.094262
BAU | Secondary Techs | PWRNGSLKAXX | TotalAnnualMaxCapacityInvestment | 2028 | 0.202 | untie_min_inv | 2026-05-26T16:12:06.094262
BAU | Secondary Techs | PWRNGSLKAXX | TotalAnnualMaxCapacityInvestment | 2029 | 0 | lid_fill | 2026-05-26T16:12:06.094262
BAU | Secondary Techs | PWRNGSLKAXX | TotalAnnualMaxCapacityInvestment | 2030 | 0.1313 | untie_min_inv | 2026-05-26T16:12:06.094262
BAU | Secondary Techs | PWRNGSLKAXX | TotalAnnualMaxCapacityInvestment | 2031 | 0.101 | untie_min_inv | 2026-05-26T16:12:06.094262
BAU | Secondary Techs | PWRNGSLKAXX | TotalAnnualMaxCapacityInvestment | 2032 | 0 | lid_fill | 2026-05-26T16:12:06.094262
BAU | Secondary Techs | PWRNGSLKAXX | TotalAnnualMaxCapacityInvestment | 2033 | 0 | lid_fill | 2026-05-26T16:12:06.094262
BAU | Secondary Techs | PWRNGSLKAXX | TotalAnnualMaxCapacityInvestment | 2034 | 0 | lid_fill | 2026-05-26T16:12:06.094262
BAU | Secondary Techs | PWRNGSLKAXX | TotalAnnualMaxCapacityInvestment | 2035 | 0.303 | untie_min_inv | 2026-05-26T16:12:06.094262
BAU | Secondary Techs | PWRNGSLKAXX | TotalAnnualMaxCapacityInvestment | 2036 | 0.202 | untie_min_inv | 2026-05-26T16:12:06.094262
BAU | Secondary Techs | PWRNGSLKAXX | TotalAnnualMaxCapacityInvestment | 2037 | 0.202 | untie_min_inv | 2026-05-26T16:12:06.094262
BAU | Secondary Techs | PWRNGSLKAXX | TotalAnnualMaxCapacityInvestment | 2038 | 0.202 | untie_min_inv | 2026-05-26T16:12:06.094262
BAU | Secondary Techs | PWRNGSLKAXX | TotalAnnualMaxCapacityInvestment | 2039 | 0.202 | untie_min_inv | 2026-05-26T16:12:06.094262
BAU | Secondary Techs | PWRNGSLKAXX | TotalAnnualMaxCapacityInvestment | 2040 | 0.202 | untie_min_inv | 2026-05-26T16:12:06.094262
BAU | Secondary Techs | PWRNGSLKAXX | TotalAnnualMaxCapacityInvestment | 2041 | 0 | lid_fill | 2026-05-26T16:12:06.094262
BAU | Secondary Techs | PWRNGSLKAXX | TotalAnnualMaxCapacityInvestment | 2042 | 0 | lid_fill | 2026-05-26T16:12:06.094262
BAU | Secondary Techs | PWRNGSLKAXX | TotalAnnualMaxCapacityInvestment | 2043 | 0 | lid_fill | 2026-05-26T16:12:06.094262
BAU | Secondary Techs | PWRNGSLKAXX | TotalAnnualMaxCapacityInvestment | 2044 | 0.202 | untie_min_inv | 2026-05-26T16:12:06.094262
BAU | Secondary Techs | PWRNGSLKAXX | TotalAnnualMaxCapacityInvestment | 2045 | 0 | lid_fill | 2026-05-26T16:12:06.094262
BAU | Secondary Techs | PWRNGSLKAXX | TotalAnnualMaxCapacityInvestment | 2046 | 0 | lid_fill | 2026-05-26T16:12:06.094262
BAU | Secondary Techs | PWRNGSLKAXX | TotalAnnualMaxCapacityInvestment | 2047 | 0 | lid_fill | 2026-05-26T16:12:06.094262
BAU | Secondary Techs | PWRNGSLKAXX | TotalAnnualMaxCapacityInvestment | 2048 | 0 | lid_fill | 2026-05-26T16:12:06.094262
BAU | Secondary Techs | PWRNGSLKAXX | TotalAnnualMaxCapacityInvestment | 2049 | 0 | lid_fill | 2026-05-26T16:12:06.094262
BAU | Secondary Techs | PWRNGSLKAXX | TotalAnnualMaxCapacityInvestment | 2050 | 0 | lid_fill | 2026-05-26T16:12:06.094262
BAU | Secondary Techs | PWROILINDNE | TotalAnnualMaxCapacityInvestment | 2023 | 0 | lid_fill | 2026-05-26T16:12:06.094262
BAU | Secondary Techs | PWROILINDNE | TotalAnnualMaxCapacityInvestment | 2024 | 0.002108 | lid_fill | 2026-05-26T16:12:06.094262
BAU | Secondary Techs | PWROILINDNE | TotalAnnualMaxCapacityInvestment | 2025 | 0.0022414 | lid_fill | 2026-05-26T16:12:06.094262
BAU | Secondary Techs | PWROILINDNE | TotalAnnualMaxCapacityInvestment | 2026 | 0.0024598 | lid_fill | 2026-05-26T16:12:06.094262
BAU | Secondary Techs | PWROILINDNE | TotalAnnualMaxCapacityInvestment | 2027 | 0.0024692 | lid_fill | 2026-05-26T16:12:06.094262
BAU | Secondary Techs | PWROILINDNE | TotalAnnualMaxCapacityInvestment | 2028 | 0.0025972 | lid_fill | 2026-05-26T16:12:06.094262
BAU | Secondary Techs | PWROILINDNE | TotalAnnualMaxCapacityInvestment | 2029 | 0.0028586 | lid_fill | 2026-05-26T16:12:06.094262
BAU | Secondary Techs | PWROILINDNE | TotalAnnualMaxCapacityInvestment | 2030 | 0.0027059 | lid_fill | 2026-05-26T16:12:06.094262
BAU | Secondary Techs | PWROILINDNE | TotalAnnualMaxCapacityInvestment | 2031 | 0.002656 | lid_fill | 2026-05-26T16:12:06.094262
BAU | Secondary Techs | PWROILINDNE | TotalAnnualMaxCapacityInvestment | 2032 | 0.0031803 | lid_fill | 2026-05-26T16:12:06.094262
BAU | Secondary Techs | PWROILINDNE | TotalAnnualMaxCapacityInvestment | 2033 | 0.0031803 | lid_fill | 2026-05-26T16:12:06.094262
BAU | Secondary Techs | PWROILINDNE | TotalAnnualMaxCapacityInvestment | 2034 | 0.0031803 | lid_fill | 2026-05-26T16:12:06.094262
BAU | Secondary Techs | PWROILINDNE | TotalAnnualMaxCapacityInvestment | 2035 | 0.0031803 | lid_fill | 2026-05-26T16:12:06.094262
BAU | Secondary Techs | PWROILINDNE | TotalAnnualMaxCapacityInvestment | 2036 | 0.0031803 | lid_fill | 2026-05-26T16:12:06.094262
BAU | Secondary Techs | PWROILINDNE | TotalAnnualMaxCapacityInvestment | 2037 | 0.0037273 | lid_fill | 2026-05-26T16:12:06.094262
BAU | Secondary Techs | PWROILINDNE | TotalAnnualMaxCapacityInvestment | 2038 | 0.0037273 | lid_fill | 2026-05-26T16:12:06.094262
BAU | Secondary Techs | PWROILINDNE | TotalAnnualMaxCapacityInvestment | 2039 | 0.0037268 | lid_fill | 2026-05-26T16:12:06.094262
BAU | Secondary Techs | PWROILINDNE | TotalAnnualMaxCapacityInvestment | 2040 | 0.0037273 | lid_fill | 2026-05-26T16:12:06.094262
BAU | Secondary Techs | PWROILINDNE | TotalAnnualMaxCapacityInvestment | 2041 | 0.0037273 | lid_fill | 2026-05-26T16:12:06.094262
BAU | Secondary Techs | PWROILINDNE | TotalAnnualMaxCapacityInvestment | 2042 | 0.0042599 | lid_fill | 2026-05-26T16:12:06.094262
BAU | Secondary Techs | PWROILINDNE | TotalAnnualMaxCapacityInvestment | 2043 | 0.0044566 | lid_fill | 2026-05-26T16:12:06.094262
BAU | Secondary Techs | PWROILINDNE | TotalAnnualMaxCapacityInvestment | 2044 | 0.0046627 | lid_fill | 2026-05-26T16:12:06.094262
BAU | Secondary Techs | PWROILINDNE | TotalAnnualMaxCapacityInvestment | 2045 | 0.0048786 | lid_fill | 2026-05-26T16:12:06.094262
BAU | Secondary Techs | PWROILINDNE | TotalAnnualMaxCapacityInvestment | 2046 | 0.0051039 | lid_fill | 2026-05-26T16:12:06.094262
BAU | Secondary Techs | PWROILINDNE | TotalAnnualMaxCapacityInvestment | 2047 | 0.0053396 | lid_fill | 2026-05-26T16:12:06.094262
BAU | Secondary Techs | PWROILINDNE | TotalAnnualMaxCapacityInvestment | 2048 | 0.0055872 | lid_fill | 2026-05-26T16:12:06.094262
BAU | Secondary Techs | PWROILINDNE | TotalAnnualMaxCapacityInvestment | 2049 | 0.0058451 | lid_fill | 2026-05-26T16:12:06.094262
BAU | Secondary Techs | PWROILINDNE | TotalAnnualMaxCapacityInvestment | 2050 | 0.0061154 | lid_fill | 2026-05-26T16:12:06.094262
BAU | Secondary Techs | PWRCOAINDNE | TotalAnnualMaxCapacityInvestment | 2023 | 0 | lid_fill | 2026-05-26T16:12:06.094262
BAU | Secondary Techs | PWRCOAINDNE | TotalAnnualMaxCapacityInvestment | 2024 | 0.043916 | lid_fill | 2026-05-26T16:12:06.094262
BAU | Secondary Techs | PWRCOAINDNE | TotalAnnualMaxCapacityInvestment | 2025 | 0.046696 | lid_fill | 2026-05-26T16:12:06.094262
BAU | Secondary Techs | PWRCOAINDNE | TotalAnnualMaxCapacityInvestment | 2026 | 0.051246 | lid_fill | 2026-05-26T16:12:06.094262
BAU | Secondary Techs | PWRCOAINDNE | TotalAnnualMaxCapacityInvestment | 2027 | 0.051442 | lid_fill | 2026-05-26T16:12:06.094262
BAU | Secondary Techs | PWRCOAINDNE | TotalAnnualMaxCapacityInvestment | 2028 | 0.054108 | lid_fill | 2026-05-26T16:12:06.094262
BAU | Secondary Techs | PWRCOAINDNE | TotalAnnualMaxCapacityInvestment | 2029 | 0.059554 | lid_fill | 2026-05-26T16:12:06.094262
BAU | Secondary Techs | PWRCOAINDNE | TotalAnnualMaxCapacityInvestment | 2030 | 0.056373 | lid_fill | 2026-05-26T16:12:06.094262
BAU | Secondary Techs | PWRCOAINDNE | TotalAnnualMaxCapacityInvestment | 2031 | 0.055333 | lid_fill | 2026-05-26T16:12:06.094262
BAU | Secondary Techs | PWRCOAINDNE | TotalAnnualMaxCapacityInvestment | 2032 | 0.066255 | lid_fill | 2026-05-26T16:12:06.094262
BAU | Secondary Techs | PWRCOAINDNE | TotalAnnualMaxCapacityInvestment | 2033 | 0.066255 | lid_fill | 2026-05-26T16:12:06.094262
BAU | Secondary Techs | PWRCOAINDNE | TotalAnnualMaxCapacityInvestment | 2034 | 0.066255 | lid_fill | 2026-05-26T16:12:06.094262
BAU | Secondary Techs | PWRCOAINDNE | TotalAnnualMaxCapacityInvestment | 2035 | 0.066255 | lid_fill | 2026-05-26T16:12:06.094262
BAU | Secondary Techs | PWRCOAINDNE | TotalAnnualMaxCapacityInvestment | 2036 | 0.066255 | lid_fill | 2026-05-26T16:12:06.094262
BAU | Secondary Techs | PWRCOAINDNE | TotalAnnualMaxCapacityInvestment | 2037 | 0.077651 | lid_fill | 2026-05-26T16:12:06.094262
BAU | Secondary Techs | PWRCOAINDNE | TotalAnnualMaxCapacityInvestment | 2038 | 0.077651 | lid_fill | 2026-05-26T16:12:06.094262
BAU | Secondary Techs | PWRCOAINDNE | TotalAnnualMaxCapacityInvestment | 2039 | 0.077641 | lid_fill | 2026-05-26T16:12:06.094262
BAU | Secondary Techs | PWRCOAINDNE | TotalAnnualMaxCapacityInvestment | 2040 | 0.077651 | lid_fill | 2026-05-26T16:12:06.094262
BAU | Secondary Techs | PWRCOAINDNE | TotalAnnualMaxCapacityInvestment | 2041 | 0.077651 | lid_fill | 2026-05-26T16:12:06.094262
BAU | Secondary Techs | PWRCOAINDNE | TotalAnnualMaxCapacityInvestment | 2042 | 0.088749 | lid_fill | 2026-05-26T16:12:06.094262
BAU | Secondary Techs | PWRCOAINDNE | TotalAnnualMaxCapacityInvestment | 2043 | 0.092846 | lid_fill | 2026-05-26T16:12:06.094262
BAU | Secondary Techs | PWRCOAINDNE | TotalAnnualMaxCapacityInvestment | 2044 | 0.097139 | lid_fill | 2026-05-26T16:12:06.094262
BAU | Secondary Techs | PWRCOAINDNE | TotalAnnualMaxCapacityInvestment | 2045 | 0.10164 | lid_fill | 2026-05-26T16:12:06.094262
BAU | Secondary Techs | PWRCOAINDNE | TotalAnnualMaxCapacityInvestment | 2046 | 0.10633 | lid_fill | 2026-05-26T16:12:06.094262
BAU | Secondary Techs | PWRCOAINDNE | TotalAnnualMaxCapacityInvestment | 2047 | 0.11124 | lid_fill | 2026-05-26T16:12:06.094262
BAU | Secondary Techs | PWRCOAINDNE | TotalAnnualMaxCapacityInvestment | 2048 | 0.1164 | lid_fill | 2026-05-26T16:12:06.094262
BAU | Secondary Techs | PWRCOAINDNE | TotalAnnualMaxCapacityInvestment | 2049 | 0.12177 | lid_fill | 2026-05-26T16:12:06.094262
BAU | Secondary Techs | PWRCOAINDNE | TotalAnnualMaxCapacityInvestment | 2050 | 0.1274 | lid_fill | 2026-05-26T16:12:06.094262
BAU | Secondary Techs | PWRURNBGDXX | TotalAnnualMaxCapacityInvestment | 2023 | 0 | lid_fill | 2026-05-26T16:12:06.094262
BAU | Secondary Techs | PWRURNBGDXX | TotalAnnualMaxCapacityInvestment | 2024 | 1.212 | untie_min_inv | 2026-05-26T16:12:06.094262
BAU | Secondary Techs | PWRURNBGDXX | TotalAnnualMaxCapacityInvestment | 2025 | 1.212 | untie_min_inv | 2026-05-26T16:12:06.094262
BAU | Secondary Techs | PWRURNBGDXX | TotalAnnualMaxCapacityInvestment | 2026 | 0 | lid_fill | 2026-05-26T16:12:06.094262
BAU | Secondary Techs | PWRURNBGDXX | TotalAnnualMaxCapacityInvestment | 2027 | 0 | lid_fill | 2026-05-26T16:12:06.094262
BAU | Secondary Techs | PWRURNBGDXX | TotalAnnualMaxCapacityInvestment | 2028 | 0 | lid_fill | 2026-05-26T16:12:06.094262
BAU | Secondary Techs | PWRURNBGDXX | TotalAnnualMaxCapacityInvestment | 2029 | 0 | lid_fill | 2026-05-26T16:12:06.094262
BAU | Secondary Techs | PWRURNBGDXX | TotalAnnualMaxCapacityInvestment | 2030 | 0 | lid_fill | 2026-05-26T16:12:06.094262
BAU | Secondary Techs | PWRURNBGDXX | TotalAnnualMaxCapacityInvestment | 2031 | 0 | lid_fill | 2026-05-26T16:12:06.094262
BAU | Secondary Techs | PWRURNBGDXX | TotalAnnualMaxCapacityInvestment | 2032 | 0 | lid_fill | 2026-05-26T16:12:06.094262
BAU | Secondary Techs | PWRURNBGDXX | TotalAnnualMaxCapacityInvestment | 2033 | 0 | lid_fill | 2026-05-26T16:12:06.094262
BAU | Secondary Techs | PWRURNBGDXX | TotalAnnualMaxCapacityInvestment | 2034 | 0 | lid_fill | 2026-05-26T16:12:06.094262
BAU | Secondary Techs | PWRURNBGDXX | TotalAnnualMaxCapacityInvestment | 2035 | 0 | lid_fill | 2026-05-26T16:12:06.094262
BAU | Secondary Techs | PWRURNBGDXX | TotalAnnualMaxCapacityInvestment | 2036 | 0 | lid_fill | 2026-05-26T16:12:06.094262
BAU | Secondary Techs | PWRURNBGDXX | TotalAnnualMaxCapacityInvestment | 2037 | 0 | lid_fill | 2026-05-26T16:12:06.094262
BAU | Secondary Techs | PWRURNBGDXX | TotalAnnualMaxCapacityInvestment | 2038 | 0 | lid_fill | 2026-05-26T16:12:06.094262
BAU | Secondary Techs | PWRURNBGDXX | TotalAnnualMaxCapacityInvestment | 2039 | 0 | lid_fill | 2026-05-26T16:12:06.094262
BAU | Secondary Techs | PWRURNBGDXX | TotalAnnualMaxCapacityInvestment | 2040 | 0 | lid_fill | 2026-05-26T16:12:06.094262
BAU | Secondary Techs | PWRURNBGDXX | TotalAnnualMaxCapacityInvestment | 2041 | 0 | lid_fill | 2026-05-26T16:12:06.094262
BAU | Secondary Techs | PWRURNBGDXX | TotalAnnualMaxCapacityInvestment | 2042 | 0 | lid_fill | 2026-05-26T16:12:06.094262
BAU | Secondary Techs | PWRURNBGDXX | TotalAnnualMaxCapacityInvestment | 2043 | 0 | lid_fill | 2026-05-26T16:12:06.094262
BAU | Secondary Techs | PWRURNBGDXX | TotalAnnualMaxCapacityInvestment | 2044 | 0 | lid_fill | 2026-05-26T16:12:06.094262
BAU | Secondary Techs | PWRURNBGDXX | TotalAnnualMaxCapacityInvestment | 2045 | 0 | lid_fill | 2026-05-26T16:12:06.094262
BAU | Secondary Techs | PWRURNBGDXX | TotalAnnualMaxCapacityInvestment | 2046 | 0 | lid_fill | 2026-05-26T16:12:06.094262
BAU | Secondary Techs | PWRURNBGDXX | TotalAnnualMaxCapacityInvestment | 2047 | 0 | lid_fill | 2026-05-26T16:12:06.094262
BAU | Secondary Techs | PWRURNBGDXX | TotalAnnualMaxCapacityInvestment | 2048 | 0 | lid_fill | 2026-05-26T16:12:06.094262
BAU | Secondary Techs | PWRURNBGDXX | TotalAnnualMaxCapacityInvestment | 2049 | 0 | lid_fill | 2026-05-26T16:12:06.094262
BAU | Secondary Techs | PWRURNBGDXX | TotalAnnualMaxCapacityInvestment | 2050 | 0 | lid_fill | 2026-05-26T16:12:06.094262
BAU | Secondary Techs | PWROILLKAXX | TotalAnnualMaxCapacityInvestment | 2023 | 0 | lid_fill | 2026-05-26T16:12:06.094262
BAU | Secondary Techs | PWROILLKAXX | TotalAnnualMaxCapacityInvestment | 2024 | 0.093736 | lid_fill | 2026-05-26T16:12:06.094262
BAU | Secondary Techs | PWROILLKAXX | TotalAnnualMaxCapacityInvestment | 2025 | 0.070584 | lid_fill | 2026-05-26T16:12:06.094262
BAU | Secondary Techs | PWROILLKAXX | TotalAnnualMaxCapacityInvestment | 2026 | 0.20402 | untie_min_inv | 2026-05-26T16:12:06.094262
BAU | Secondary Techs | PWROILLKAXX | TotalAnnualMaxCapacityInvestment | 2027 | 0.074938 | lid_fill | 2026-05-26T16:12:06.094262
BAU | Secondary Techs | PWROILLKAXX | TotalAnnualMaxCapacityInvestment | 2028 | 0.07891 | lid_fill | 2026-05-26T16:12:06.094262
BAU | Secondary Techs | PWROILLKAXX | TotalAnnualMaxCapacityInvestment | 2029 | 0.083201 | lid_fill | 2026-05-26T16:12:06.094262
BAU | Secondary Techs | PWROILLKAXX | TotalAnnualMaxCapacityInvestment | 2030 | 0.089998 | lid_fill | 2026-05-26T16:12:06.094262
BAU | Secondary Techs | PWROILLKAXX | TotalAnnualMaxCapacityInvestment | 2031 | 0.08405 | lid_fill | 2026-05-26T16:12:06.094262
BAU | Secondary Techs | PWROILLKAXX | TotalAnnualMaxCapacityInvestment | 2032 | 0.087768 | lid_fill | 2026-05-26T16:12:06.094262
BAU | Secondary Techs | PWROILLKAXX | TotalAnnualMaxCapacityInvestment | 2033 | 0.091378 | lid_fill | 2026-05-26T16:12:06.094262
BAU | Secondary Techs | PWROILLKAXX | TotalAnnualMaxCapacityInvestment | 2034 | 0.095967 | lid_fill | 2026-05-26T16:12:06.094262
BAU | Secondary Techs | PWROILLKAXX | TotalAnnualMaxCapacityInvestment | 2035 | 0.10225 | lid_fill | 2026-05-26T16:12:06.094262
BAU | Secondary Techs | PWROILLKAXX | TotalAnnualMaxCapacityInvestment | 2036 | 0.11088 | lid_fill | 2026-05-26T16:12:06.094262
BAU | Secondary Techs | PWROILLKAXX | TotalAnnualMaxCapacityInvestment | 2037 | 0.11791 | lid_fill | 2026-05-26T16:12:06.094262
BAU | Secondary Techs | PWROILLKAXX | TotalAnnualMaxCapacityInvestment | 2038 | 0.12547 | lid_fill | 2026-05-26T16:12:06.094262
BAU | Secondary Techs | PWROILLKAXX | TotalAnnualMaxCapacityInvestment | 2039 | 0.12855 | lid_fill | 2026-05-26T16:12:06.094262
BAU | Secondary Techs | PWROILLKAXX | TotalAnnualMaxCapacityInvestment | 2040 | 0.13482 | lid_fill | 2026-05-26T16:12:06.094262
BAU | Secondary Techs | PWROILLKAXX | TotalAnnualMaxCapacityInvestment | 2041 | 0.14176 | lid_fill | 2026-05-26T16:12:06.094262
BAU | Secondary Techs | PWROILLKAXX | TotalAnnualMaxCapacityInvestment | 2042 | 0.14338 | lid_fill | 2026-05-26T16:12:06.094262
BAU | Secondary Techs | PWROILLKAXX | TotalAnnualMaxCapacityInvestment | 2043 | 0.14697 | lid_fill | 2026-05-26T16:12:06.094262
BAU | Secondary Techs | PWROILLKAXX | TotalAnnualMaxCapacityInvestment | 2044 | 0.15172 | lid_fill | 2026-05-26T16:12:06.094262
BAU | Secondary Techs | PWROILLKAXX | TotalAnnualMaxCapacityInvestment | 2045 | 0.14918 | lid_fill | 2026-05-26T16:12:06.094262
BAU | Secondary Techs | PWROILLKAXX | TotalAnnualMaxCapacityInvestment | 2046 | 0.15049 | lid_fill | 2026-05-26T16:12:06.094262
BAU | Secondary Techs | PWROILLKAXX | TotalAnnualMaxCapacityInvestment | 2047 | 0.15308 | lid_fill | 2026-05-26T16:12:06.094262
BAU | Secondary Techs | PWROILLKAXX | TotalAnnualMaxCapacityInvestment | 2048 | 0.14911 | lid_fill | 2026-05-26T16:12:06.094262
BAU | Secondary Techs | PWROILLKAXX | TotalAnnualMaxCapacityInvestment | 2049 | 0.1531 | lid_fill | 2026-05-26T16:12:06.094262
BAU | Secondary Techs | PWROILLKAXX | TotalAnnualMaxCapacityInvestment | 2050 | 0.15888 | lid_fill | 2026-05-26T16:12:06.094262
BAU | Secondary Techs | PWRHYDINDEA | TotalAnnualMaxCapacityInvestment | 2023 | 0 | lid_fill | 2026-05-26T16:12:06.094262
BAU | Secondary Techs | PWRHYDINDEA | TotalAnnualMaxCapacityInvestment | 2024 | 0.38708 | lid_fill | 2026-05-26T16:12:06.094262
BAU | Secondary Techs | PWRHYDINDEA | TotalAnnualMaxCapacityInvestment | 2025 | 0.44035 | lid_fill | 2026-05-26T16:12:06.094262
BAU | Secondary Techs | PWRHYDINDEA | TotalAnnualMaxCapacityInvestment | 2026 | 0.44963 | lid_fill | 2026-05-26T16:12:06.094262
BAU | Secondary Techs | PWRHYDINDEA | TotalAnnualMaxCapacityInvestment | 2027 | 0.505 | untie_min_inv | 2026-05-26T16:12:06.094262
BAU | Secondary Techs | PWRHYDINDEA | TotalAnnualMaxCapacityInvestment | 2028 | 0.49924 | lid_fill | 2026-05-26T16:12:06.094262
BAU | Secondary Techs | PWRHYDINDEA | TotalAnnualMaxCapacityInvestment | 2029 | 0.60159 | lid_fill | 2026-05-26T16:12:06.094262
BAU | Secondary Techs | PWRHYDINDEA | TotalAnnualMaxCapacityInvestment | 2030 | 0.42078 | lid_fill | 2026-05-26T16:12:06.094262
BAU | Secondary Techs | PWRHYDINDEA | TotalAnnualMaxCapacityInvestment | 2031 | 0.40848 | lid_fill | 2026-05-26T16:12:06.094262
BAU | Secondary Techs | PWRHYDINDEA | TotalAnnualMaxCapacityInvestment | 2032 | 0.56002 | lid_fill | 2026-05-26T16:12:06.094262
BAU | Secondary Techs | PWRHYDINDEA | TotalAnnualMaxCapacityInvestment | 2033 | 0.56001 | lid_fill | 2026-05-26T16:12:06.094262
BAU | Secondary Techs | PWRHYDINDEA | TotalAnnualMaxCapacityInvestment | 2034 | 0.56002 | lid_fill | 2026-05-26T16:12:06.094262
BAU | Secondary Techs | PWRHYDINDEA | TotalAnnualMaxCapacityInvestment | 2035 | 0.56001 | lid_fill | 2026-05-26T16:12:06.094262
BAU | Secondary Techs | PWRHYDINDEA | TotalAnnualMaxCapacityInvestment | 2036 | 0.56002 | lid_fill | 2026-05-26T16:12:06.094262
BAU | Secondary Techs | PWRHYDINDEA | TotalAnnualMaxCapacityInvestment | 2037 | 0.63302 | lid_fill | 2026-05-26T16:12:06.094262
BAU | Secondary Techs | PWRHYDINDEA | TotalAnnualMaxCapacityInvestment | 2038 | 0.63302 | lid_fill | 2026-05-26T16:12:06.094262
BAU | Secondary Techs | PWRHYDINDEA | TotalAnnualMaxCapacityInvestment | 2039 | 0.63301 | lid_fill | 2026-05-26T16:12:06.094262
BAU | Secondary Techs | PWRHYDINDEA | TotalAnnualMaxCapacityInvestment | 2040 | 0.63302 | lid_fill | 2026-05-26T16:12:06.094262
BAU | Secondary Techs | PWRHYDINDEA | TotalAnnualMaxCapacityInvestment | 2041 | 0.63302 | lid_fill | 2026-05-26T16:12:06.094262
BAU | Secondary Techs | PWRHYDINDEA | TotalAnnualMaxCapacityInvestment | 2042 | 0.72209 | lid_fill | 2026-05-26T16:12:06.094262
BAU | Secondary Techs | PWRHYDINDEA | TotalAnnualMaxCapacityInvestment | 2043 | 0.75496 | lid_fill | 2026-05-26T16:12:06.094262
BAU | Secondary Techs | PWRHYDINDEA | TotalAnnualMaxCapacityInvestment | 2044 | 0.78937 | lid_fill | 2026-05-26T16:12:06.094262
BAU | Secondary Techs | PWRHYDINDEA | TotalAnnualMaxCapacityInvestment | 2045 | 0.82531 | lid_fill | 2026-05-26T16:12:06.094262
BAU | Secondary Techs | PWRHYDINDEA | TotalAnnualMaxCapacityInvestment | 2046 | 0.8629 | lid_fill | 2026-05-26T16:12:06.094262
BAU | Secondary Techs | PWRHYDINDEA | TotalAnnualMaxCapacityInvestment | 2047 | 0.90221 | lid_fill | 2026-05-26T16:12:06.094262
BAU | Secondary Techs | PWRHYDINDEA | TotalAnnualMaxCapacityInvestment | 2048 | 0.9433 | lid_fill | 2026-05-26T16:12:06.094262
BAU | Secondary Techs | PWRHYDINDEA | TotalAnnualMaxCapacityInvestment | 2049 | 0.98628 | lid_fill | 2026-05-26T16:12:06.094262
BAU | Secondary Techs | PWRHYDINDEA | TotalAnnualMaxCapacityInvestment | 2050 | 1.0312 | lid_fill | 2026-05-26T16:12:06.094262
BAU | Secondary Techs | PWRNGSINDSO | TotalAnnualMaxCapacityInvestment | 2023 | 0 | lid_fill | 2026-05-26T16:12:06.094262
BAU | Secondary Techs | PWRNGSINDSO | TotalAnnualMaxCapacityInvestment | 2024 | 0.39189 | lid_fill | 2026-05-26T16:12:06.094262
BAU | Secondary Techs | PWRNGSINDSO | TotalAnnualMaxCapacityInvestment | 2025 | 0.4161 | lid_fill | 2026-05-26T16:12:06.094262
BAU | Secondary Techs | PWRNGSINDSO | TotalAnnualMaxCapacityInvestment | 2026 | 0.45816 | lid_fill | 2026-05-26T16:12:06.094262
BAU | Secondary Techs | PWRNGSINDSO | TotalAnnualMaxCapacityInvestment | 2027 | 0.46348 | lid_fill | 2026-05-26T16:12:06.094262
BAU | Secondary Techs | PWRNGSINDSO | TotalAnnualMaxCapacityInvestment | 2028 | 0.48278 | lid_fill | 2026-05-26T16:12:06.094262
BAU | Secondary Techs | PWRNGSINDSO | TotalAnnualMaxCapacityInvestment | 2029 | 0.55917 | lid_fill | 2026-05-26T16:12:06.094262
BAU | Secondary Techs | PWRNGSINDSO | TotalAnnualMaxCapacityInvestment | 2030 | 0.4329 | lid_fill | 2026-05-26T16:12:06.094262
BAU | Secondary Techs | PWRNGSINDSO | TotalAnnualMaxCapacityInvestment | 2031 | 0.42191 | lid_fill | 2026-05-26T16:12:06.094262
BAU | Secondary Techs | PWRNGSINDSO | TotalAnnualMaxCapacityInvestment | 2032 | 0.50686 | lid_fill | 2026-05-26T16:12:06.094262
BAU | Secondary Techs | PWRNGSINDSO | TotalAnnualMaxCapacityInvestment | 2033 | 0.50685 | lid_fill | 2026-05-26T16:12:06.094262
BAU | Secondary Techs | PWRNGSINDSO | TotalAnnualMaxCapacityInvestment | 2034 | 0.50686 | lid_fill | 2026-05-26T16:12:06.094262
BAU | Secondary Techs | PWRNGSINDSO | TotalAnnualMaxCapacityInvestment | 2035 | 0.50685 | lid_fill | 2026-05-26T16:12:06.094262
BAU | Secondary Techs | PWRNGSINDSO | TotalAnnualMaxCapacityInvestment | 2036 | 0.50686 | lid_fill | 2026-05-26T16:12:06.094262
BAU | Secondary Techs | PWRNGSINDSO | TotalAnnualMaxCapacityInvestment | 2037 | 0.54189 | lid_fill | 2026-05-26T16:12:06.094262
BAU | Secondary Techs | PWRNGSINDSO | TotalAnnualMaxCapacityInvestment | 2038 | 0.54189 | lid_fill | 2026-05-26T16:12:06.094262
BAU | Secondary Techs | PWRNGSINDSO | TotalAnnualMaxCapacityInvestment | 2039 | 0.54189 | lid_fill | 2026-05-26T16:12:06.094262
BAU | Secondary Techs | PWRNGSINDSO | TotalAnnualMaxCapacityInvestment | 2040 | 0.52905 | lid_fill | 2026-05-26T16:12:06.094262
BAU | Secondary Techs | PWRNGSINDSO | TotalAnnualMaxCapacityInvestment | 2041 | 0.54143 | lid_fill | 2026-05-26T16:12:06.094262
BAU | Secondary Techs | PWRNGSINDSO | TotalAnnualMaxCapacityInvestment | 2042 | 0.60612 | lid_fill | 2026-05-26T16:12:06.094262
BAU | Secondary Techs | PWRNGSINDSO | TotalAnnualMaxCapacityInvestment | 2043 | 0.62966 | lid_fill | 2026-05-26T16:12:06.094262
BAU | Secondary Techs | PWRNGSINDSO | TotalAnnualMaxCapacityInvestment | 2044 | 0.65411 | lid_fill | 2026-05-26T16:12:06.094262
BAU | Secondary Techs | PWRNGSINDSO | TotalAnnualMaxCapacityInvestment | 2045 | 0.67952 | lid_fill | 2026-05-26T16:12:06.094262
BAU | Secondary Techs | PWRNGSINDSO | TotalAnnualMaxCapacityInvestment | 2046 | 0.70591 | lid_fill | 2026-05-26T16:12:06.094262
BAU | Secondary Techs | PWRNGSINDSO | TotalAnnualMaxCapacityInvestment | 2047 | 0.73333 | lid_fill | 2026-05-26T16:12:06.094262
BAU | Secondary Techs | PWRNGSINDSO | TotalAnnualMaxCapacityInvestment | 2048 | 0.76181 | lid_fill | 2026-05-26T16:12:06.094262
BAU | Secondary Techs | PWRNGSINDSO | TotalAnnualMaxCapacityInvestment | 2049 | 0.79139 | lid_fill | 2026-05-26T16:12:06.094262
BAU | Secondary Techs | PWRNGSINDSO | TotalAnnualMaxCapacityInvestment | 2050 | 0.82213 | lid_fill | 2026-05-26T16:12:06.094262
BAU | Secondary Techs | PWRSPVMDVXX | TotalAnnualMaxCapacityInvestment | 2023 | 0 | lid_fill | 2026-05-26T16:12:06.094262
BAU | Secondary Techs | PWRSPVMDVXX | TotalAnnualMaxCapacityInvestment | 2024 | 0.007171 | untie_min_inv | 2026-05-26T16:12:06.094262
BAU | Secondary Techs | PWRSPVMDVXX | TotalAnnualMaxCapacityInvestment | 2025 | 0.03232 | untie_min_inv | 2026-05-26T16:12:06.094262
BAU | Secondary Techs | PWRSPVMDVXX | TotalAnnualMaxCapacityInvestment | 2026 | 0.03636 | untie_min_inv | 2026-05-26T16:12:06.094262
BAU | Secondary Techs | PWRSPVMDVXX | TotalAnnualMaxCapacityInvestment | 2027 | 0.0022828 | lid_fill | 2026-05-26T16:12:06.094262
BAU | Secondary Techs | PWRSPVMDVXX | TotalAnnualMaxCapacityInvestment | 2028 | 0.27472 | untie_min_inv | 2026-05-26T16:12:06.094262
BAU | Secondary Techs | PWRSPVMDVXX | TotalAnnualMaxCapacityInvestment | 2029 | 0.0030227 | lid_fill | 2026-05-26T16:12:06.094262
BAU | Secondary Techs | PWRSPVMDVXX | TotalAnnualMaxCapacityInvestment | 2030 | 0.003212 | lid_fill | 2026-05-26T16:12:06.094262
BAU | Secondary Techs | PWRSPVMDVXX | TotalAnnualMaxCapacityInvestment | 2031 | 0.0034184 | lid_fill | 2026-05-26T16:12:06.094262
BAU | Secondary Techs | PWRSPVMDVXX | TotalAnnualMaxCapacityInvestment | 2032 | 0.0036421 | lid_fill | 2026-05-26T16:12:06.094262
BAU | Secondary Techs | PWRSPVMDVXX | TotalAnnualMaxCapacityInvestment | 2033 | 0.0038773 | lid_fill | 2026-05-26T16:12:06.094262
BAU | Secondary Techs | PWRSPVMDVXX | TotalAnnualMaxCapacityInvestment | 2034 | 0.0035274 | lid_fill | 2026-05-26T16:12:06.094262
BAU | Secondary Techs | PWRSPVMDVXX | TotalAnnualMaxCapacityInvestment | 2035 | 0.0037396 | lid_fill | 2026-05-26T16:12:06.094262
BAU | Secondary Techs | PWRSPVMDVXX | TotalAnnualMaxCapacityInvestment | 2036 | 0.0039748 | lid_fill | 2026-05-26T16:12:06.094262
BAU | Secondary Techs | PWRSPVMDVXX | TotalAnnualMaxCapacityInvestment | 2037 | 0.0042272 | lid_fill | 2026-05-26T16:12:06.094262
BAU | Secondary Techs | PWRSPVMDVXX | TotalAnnualMaxCapacityInvestment | 2038 | 0.0044967 | lid_fill | 2026-05-26T16:12:06.094262
BAU | Secondary Techs | PWRSPVMDVXX | TotalAnnualMaxCapacityInvestment | 2039 | 0.0047835 | lid_fill | 2026-05-26T16:12:06.094262
BAU | Secondary Techs | PWRSPVMDVXX | TotalAnnualMaxCapacityInvestment | 2040 | 0.0050875 | lid_fill | 2026-05-26T16:12:06.094262
BAU | Secondary Techs | PWRSPVMDVXX | TotalAnnualMaxCapacityInvestment | 2041 | 0.0028965 | lid_fill | 2026-05-26T16:12:06.094262
BAU | Secondary Techs | PWRSPVMDVXX | TotalAnnualMaxCapacityInvestment | 2042 | 0.0029825 | lid_fill | 2026-05-26T16:12:06.094262
BAU | Secondary Techs | PWRSPVMDVXX | TotalAnnualMaxCapacityInvestment | 2043 | 0.0030743 | lid_fill | 2026-05-26T16:12:06.094262
BAU | Secondary Techs | PWRSPVMDVXX | TotalAnnualMaxCapacityInvestment | 2044 | 0.0031661 | lid_fill | 2026-05-26T16:12:06.094262
BAU | Secondary Techs | PWRSPVMDVXX | TotalAnnualMaxCapacityInvestment | 2045 | 0.0032636 | lid_fill | 2026-05-26T16:12:06.094262
BAU | Secondary Techs | PWRSPVMDVXX | TotalAnnualMaxCapacityInvestment | 2046 | 0.002799 | lid_fill | 2026-05-26T16:12:06.094262
BAU | Secondary Techs | PWRSPVMDVXX | TotalAnnualMaxCapacityInvestment | 2047 | 0.0028678 | lid_fill | 2026-05-26T16:12:06.094262
BAU | Secondary Techs | PWRSPVMDVXX | TotalAnnualMaxCapacityInvestment | 2048 | 0.0029366 | lid_fill | 2026-05-26T16:12:06.094262
BAU | Secondary Techs | PWRSPVMDVXX | TotalAnnualMaxCapacityInvestment | 2049 | 0.0030169 | lid_fill | 2026-05-26T16:12:06.094262
BAU | Secondary Techs | PWRSPVMDVXX | TotalAnnualMaxCapacityInvestment | 2050 | 0.0030858 | lid_fill | 2026-05-26T16:12:06.094262
BAU | Secondary Techs | PWRNGSINDNE | TotalAnnualMaxCapacityInvestment | 2023 | 0 | lid_fill | 2026-05-26T16:12:06.094262
BAU | Secondary Techs | PWRNGSINDNE | TotalAnnualMaxCapacityInvestment | 2024 | 0.097494 | lid_fill | 2026-05-26T16:12:06.094262
BAU | Secondary Techs | PWRNGSINDNE | TotalAnnualMaxCapacityInvestment | 2025 | 0.10366 | lid_fill | 2026-05-26T16:12:06.094262
BAU | Secondary Techs | PWRNGSINDNE | TotalAnnualMaxCapacityInvestment | 2026 | 0.11377 | lid_fill | 2026-05-26T16:12:06.094262
BAU | Secondary Techs | PWRNGSINDNE | TotalAnnualMaxCapacityInvestment | 2027 | 0.1142 | lid_fill | 2026-05-26T16:12:06.094262
BAU | Secondary Techs | PWRNGSINDNE | TotalAnnualMaxCapacityInvestment | 2028 | 0.12012 | lid_fill | 2026-05-26T16:12:06.094262
BAU | Secondary Techs | PWRNGSINDNE | TotalAnnualMaxCapacityInvestment | 2029 | 0.13221 | lid_fill | 2026-05-26T16:12:06.094262
BAU | Secondary Techs | PWRNGSINDNE | TotalAnnualMaxCapacityInvestment | 2030 | 0.12515 | lid_fill | 2026-05-26T16:12:06.094262
BAU | Secondary Techs | PWRNGSINDNE | TotalAnnualMaxCapacityInvestment | 2031 | 0.12284 | lid_fill | 2026-05-26T16:12:06.094262
BAU | Secondary Techs | PWRNGSINDNE | TotalAnnualMaxCapacityInvestment | 2032 | 0.14709 | lid_fill | 2026-05-26T16:12:06.094262
BAU | Secondary Techs | PWRNGSINDNE | TotalAnnualMaxCapacityInvestment | 2033 | 0.14709 | lid_fill | 2026-05-26T16:12:06.094262
BAU | Secondary Techs | PWRNGSINDNE | TotalAnnualMaxCapacityInvestment | 2034 | 0.14709 | lid_fill | 2026-05-26T16:12:06.094262
BAU | Secondary Techs | PWRNGSINDNE | TotalAnnualMaxCapacityInvestment | 2035 | 0.14709 | lid_fill | 2026-05-26T16:12:06.094262
BAU | Secondary Techs | PWRNGSINDNE | TotalAnnualMaxCapacityInvestment | 2036 | 0.14709 | lid_fill | 2026-05-26T16:12:06.094262
BAU | Secondary Techs | PWRNGSINDNE | TotalAnnualMaxCapacityInvestment | 2037 | 0.17239 | lid_fill | 2026-05-26T16:12:06.094262
BAU | Secondary Techs | PWRNGSINDNE | TotalAnnualMaxCapacityInvestment | 2038 | 0.17239 | lid_fill | 2026-05-26T16:12:06.094262
BAU | Secondary Techs | PWRNGSINDNE | TotalAnnualMaxCapacityInvestment | 2039 | 0.17236 | lid_fill | 2026-05-26T16:12:06.094262
BAU | Secondary Techs | PWRNGSINDNE | TotalAnnualMaxCapacityInvestment | 2040 | 0.17239 | lid_fill | 2026-05-26T16:12:06.094262
BAU | Secondary Techs | PWRNGSINDNE | TotalAnnualMaxCapacityInvestment | 2041 | 0.17239 | lid_fill | 2026-05-26T16:12:06.094262
BAU | Secondary Techs | PWRNGSINDNE | TotalAnnualMaxCapacityInvestment | 2042 | 0.19702 | lid_fill | 2026-05-26T16:12:06.094262
BAU | Secondary Techs | PWRNGSINDNE | TotalAnnualMaxCapacityInvestment | 2043 | 0.20612 | lid_fill | 2026-05-26T16:12:06.094262
BAU | Secondary Techs | PWRNGSINDNE | TotalAnnualMaxCapacityInvestment | 2044 | 0.21565 | lid_fill | 2026-05-26T16:12:06.094262
BAU | Secondary Techs | PWRNGSINDNE | TotalAnnualMaxCapacityInvestment | 2045 | 0.22564 | lid_fill | 2026-05-26T16:12:06.094262
BAU | Secondary Techs | PWRNGSINDNE | TotalAnnualMaxCapacityInvestment | 2046 | 0.23606 | lid_fill | 2026-05-26T16:12:06.094262
BAU | Secondary Techs | PWRNGSINDNE | TotalAnnualMaxCapacityInvestment | 2047 | 0.24696 | lid_fill | 2026-05-26T16:12:06.094262
BAU | Secondary Techs | PWRNGSINDNE | TotalAnnualMaxCapacityInvestment | 2048 | 0.25841 | lid_fill | 2026-05-26T16:12:06.094262
BAU | Secondary Techs | PWRNGSINDNE | TotalAnnualMaxCapacityInvestment | 2049 | 0.27034 | lid_fill | 2026-05-26T16:12:06.094262
BAU | Secondary Techs | PWRNGSINDNE | TotalAnnualMaxCapacityInvestment | 2050 | 0.28284 | lid_fill | 2026-05-26T16:12:06.094262
BAU | Secondary Techs | PWRHYDLKAXX | TotalAnnualMaxCapacityInvestment | 2023 | 0 | lid_fill | 2026-05-26T16:12:06.094262
BAU | Secondary Techs | PWRHYDLKAXX | TotalAnnualMaxCapacityInvestment | 2024 | 0.14727 | lid_fill | 2026-05-26T16:12:06.094262
BAU | Secondary Techs | PWRHYDLKAXX | TotalAnnualMaxCapacityInvestment | 2025 | 0.11089 | lid_fill | 2026-05-26T16:12:06.094262
BAU | Secondary Techs | PWRHYDLKAXX | TotalAnnualMaxCapacityInvestment | 2026 | 0.11112 | lid_fill | 2026-05-26T16:12:06.094262
BAU | Secondary Techs | PWRHYDLKAXX | TotalAnnualMaxCapacityInvestment | 2027 | 0.11773 | lid_fill | 2026-05-26T16:12:06.094262
BAU | Secondary Techs | PWRHYDLKAXX | TotalAnnualMaxCapacityInvestment | 2028 | 0.12397 | lid_fill | 2026-05-26T16:12:06.094262
BAU | Secondary Techs | PWRHYDLKAXX | TotalAnnualMaxCapacityInvestment | 2029 | 0.13071 | lid_fill | 2026-05-26T16:12:06.094262
BAU | Secondary Techs | PWRHYDLKAXX | TotalAnnualMaxCapacityInvestment | 2030 | 0.14139 | lid_fill | 2026-05-26T16:12:06.094262
BAU | Secondary Techs | PWRHYDLKAXX | TotalAnnualMaxCapacityInvestment | 2031 | 0.13205 | lid_fill | 2026-05-26T16:12:06.094262
BAU | Secondary Techs | PWRHYDLKAXX | TotalAnnualMaxCapacityInvestment | 2032 | 0.13789 | lid_fill | 2026-05-26T16:12:06.094262
BAU | Secondary Techs | PWRHYDLKAXX | TotalAnnualMaxCapacityInvestment | 2033 | 0.14356 | lid_fill | 2026-05-26T16:12:06.094262
BAU | Secondary Techs | PWRHYDLKAXX | TotalAnnualMaxCapacityInvestment | 2034 | 0.606 | untie_min_inv | 2026-05-26T16:12:06.094262
BAU | Secondary Techs | PWRHYDLKAXX | TotalAnnualMaxCapacityInvestment | 2035 | 0.16065 | lid_fill | 2026-05-26T16:12:06.094262
BAU | Secondary Techs | PWRHYDLKAXX | TotalAnnualMaxCapacityInvestment | 2036 | 0.1742 | lid_fill | 2026-05-26T16:12:06.094262
BAU | Secondary Techs | PWRHYDLKAXX | TotalAnnualMaxCapacityInvestment | 2037 | 0.18524 | lid_fill | 2026-05-26T16:12:06.094262
BAU | Secondary Techs | PWRHYDLKAXX | TotalAnnualMaxCapacityInvestment | 2038 | 0.19712 | lid_fill | 2026-05-26T16:12:06.094262
BAU | Secondary Techs | PWRHYDLKAXX | TotalAnnualMaxCapacityInvestment | 2039 | 0.20196 | lid_fill | 2026-05-26T16:12:06.094262
BAU | Secondary Techs | PWRHYDLKAXX | TotalAnnualMaxCapacityInvestment | 2040 | 0.2118 | lid_fill | 2026-05-26T16:12:06.094262
BAU | Secondary Techs | PWRHYDLKAXX | TotalAnnualMaxCapacityInvestment | 2041 | 0.22272 | lid_fill | 2026-05-26T16:12:06.094262
BAU | Secondary Techs | PWRHYDLKAXX | TotalAnnualMaxCapacityInvestment | 2042 | 0.22525 | lid_fill | 2026-05-26T16:12:06.094262
BAU | Secondary Techs | PWRHYDLKAXX | TotalAnnualMaxCapacityInvestment | 2043 | 0.23089 | lid_fill | 2026-05-26T16:12:06.094262
BAU | Secondary Techs | PWRHYDLKAXX | TotalAnnualMaxCapacityInvestment | 2044 | 0.23837 | lid_fill | 2026-05-26T16:12:06.094262
BAU | Secondary Techs | PWRHYDLKAXX | TotalAnnualMaxCapacityInvestment | 2045 | 0.23436 | lid_fill | 2026-05-26T16:12:06.094262
BAU | Secondary Techs | PWRHYDLKAXX | TotalAnnualMaxCapacityInvestment | 2046 | 0.23643 | lid_fill | 2026-05-26T16:12:06.094262
BAU | Secondary Techs | PWRHYDLKAXX | TotalAnnualMaxCapacityInvestment | 2047 | 0.2405 | lid_fill | 2026-05-26T16:12:06.094262
BAU | Secondary Techs | PWRHYDLKAXX | TotalAnnualMaxCapacityInvestment | 2048 | 0.23426 | lid_fill | 2026-05-26T16:12:06.094262
BAU | Secondary Techs | PWRHYDLKAXX | TotalAnnualMaxCapacityInvestment | 2049 | 0.24054 | lid_fill | 2026-05-26T16:12:06.094262
BAU | Secondary Techs | PWRHYDLKAXX | TotalAnnualMaxCapacityInvestment | 2050 | 0.24961 | lid_fill | 2026-05-26T16:12:06.094262
BAU | Secondary Techs | PWRCOAINDSO | TotalAnnualMaxCapacityInvestment | 2023 | 0 | lid_fill | 2026-05-26T16:12:06.094262
BAU | Secondary Techs | PWRCOAINDSO | TotalAnnualMaxCapacityInvestment | 2024 | 2.7163 | lid_fill | 2026-05-26T16:12:06.094262
BAU | Secondary Techs | PWRCOAINDSO | TotalAnnualMaxCapacityInvestment | 2025 | 3.232 | untie_min_inv | 2026-05-26T16:12:06.094262
BAU | Secondary Techs | PWRCOAINDSO | TotalAnnualMaxCapacityInvestment | 2026 | 3.1756 | lid_fill | 2026-05-26T16:12:06.094262
BAU | Secondary Techs | PWRCOAINDSO | TotalAnnualMaxCapacityInvestment | 2027 | 3.2125 | lid_fill | 2026-05-26T16:12:06.094262
BAU | Secondary Techs | PWRCOAINDSO | TotalAnnualMaxCapacityInvestment | 2028 | 3.3463 | lid_fill | 2026-05-26T16:12:06.094262
BAU | Secondary Techs | PWRCOAINDSO | TotalAnnualMaxCapacityInvestment | 2029 | 3.8758 | lid_fill | 2026-05-26T16:12:06.094262
BAU | Secondary Techs | PWRCOAINDSO | TotalAnnualMaxCapacityInvestment | 2030 | 3.0006 | lid_fill | 2026-05-26T16:12:06.094262
BAU | Secondary Techs | PWRCOAINDSO | TotalAnnualMaxCapacityInvestment | 2031 | 2.9244 | lid_fill | 2026-05-26T16:12:06.094262
BAU | Secondary Techs | PWRCOAINDSO | TotalAnnualMaxCapacityInvestment | 2032 | 3.5132 | lid_fill | 2026-05-26T16:12:06.094262
BAU | Secondary Techs | PWRCOAINDSO | TotalAnnualMaxCapacityInvestment | 2033 | 3.5131 | lid_fill | 2026-05-26T16:12:06.094262
BAU | Secondary Techs | PWRCOAINDSO | TotalAnnualMaxCapacityInvestment | 2034 | 3.5132 | lid_fill | 2026-05-26T16:12:06.094262
BAU | Secondary Techs | PWRCOAINDSO | TotalAnnualMaxCapacityInvestment | 2035 | 3.5131 | lid_fill | 2026-05-26T16:12:06.094262
BAU | Secondary Techs | PWRCOAINDSO | TotalAnnualMaxCapacityInvestment | 2036 | 3.5132 | lid_fill | 2026-05-26T16:12:06.094262
BAU | Secondary Techs | PWRCOAINDSO | TotalAnnualMaxCapacityInvestment | 2037 | 3.756 | lid_fill | 2026-05-26T16:12:06.094262
BAU | Secondary Techs | PWRCOAINDSO | TotalAnnualMaxCapacityInvestment | 2038 | 3.756 | lid_fill | 2026-05-26T16:12:06.094262
BAU | Secondary Techs | PWRCOAINDSO | TotalAnnualMaxCapacityInvestment | 2039 | 3.756 | lid_fill | 2026-05-26T16:12:06.094262
BAU | Secondary Techs | PWRCOAINDSO | TotalAnnualMaxCapacityInvestment | 2040 | 3.667 | lid_fill | 2026-05-26T16:12:06.094262
BAU | Secondary Techs | PWRCOAINDSO | TotalAnnualMaxCapacityInvestment | 2041 | 3.7528 | lid_fill | 2026-05-26T16:12:06.094262
BAU | Secondary Techs | PWRCOAINDSO | TotalAnnualMaxCapacityInvestment | 2042 | 4.2012 | lid_fill | 2026-05-26T16:12:06.094262
BAU | Secondary Techs | PWRCOAINDSO | TotalAnnualMaxCapacityInvestment | 2043 | 4.3644 | lid_fill | 2026-05-26T16:12:06.094262
BAU | Secondary Techs | PWRCOAINDSO | TotalAnnualMaxCapacityInvestment | 2044 | 4.5338 | lid_fill | 2026-05-26T16:12:06.094262
BAU | Secondary Techs | PWRCOAINDSO | TotalAnnualMaxCapacityInvestment | 2045 | 4.7099 | lid_fill | 2026-05-26T16:12:06.094262
BAU | Secondary Techs | PWRCOAINDSO | TotalAnnualMaxCapacityInvestment | 2046 | 4.8929 | lid_fill | 2026-05-26T16:12:06.094262
BAU | Secondary Techs | PWRCOAINDSO | TotalAnnualMaxCapacityInvestment | 2047 | 5.0829 | lid_fill | 2026-05-26T16:12:06.094262
BAU | Secondary Techs | PWRCOAINDSO | TotalAnnualMaxCapacityInvestment | 2048 | 5.2803 | lid_fill | 2026-05-26T16:12:06.094262
BAU | Secondary Techs | PWRCOAINDSO | TotalAnnualMaxCapacityInvestment | 2049 | 5.4854 | lid_fill | 2026-05-26T16:12:06.094262
BAU | Secondary Techs | PWRCOAINDSO | TotalAnnualMaxCapacityInvestment | 2050 | 5.6984 | lid_fill | 2026-05-26T16:12:06.094262
BAU | Secondary Techs | PWRBIOINDEA | TotalAnnualMaxCapacityInvestment | 2023 | 0 | lid_fill | 2026-05-26T16:12:06.094262
BAU | Secondary Techs | PWRBIOINDEA | TotalAnnualMaxCapacityInvestment | 2024 | 0.034056 | lid_fill | 2026-05-26T16:12:06.094262
BAU | Secondary Techs | PWRBIOINDEA | TotalAnnualMaxCapacityInvestment | 2025 | 0.038743 | lid_fill | 2026-05-26T16:12:06.094262
BAU | Secondary Techs | PWRBIOINDEA | TotalAnnualMaxCapacityInvestment | 2026 | 0.039559 | lid_fill | 2026-05-26T16:12:06.094262
BAU | Secondary Techs | PWRBIOINDEA | TotalAnnualMaxCapacityInvestment | 2027 | 0.042332 | lid_fill | 2026-05-26T16:12:06.094262
BAU | Secondary Techs | PWRBIOINDEA | TotalAnnualMaxCapacityInvestment | 2028 | 0.043924 | lid_fill | 2026-05-26T16:12:06.094262
BAU | Secondary Techs | PWRBIOINDEA | TotalAnnualMaxCapacityInvestment | 2029 | 0.052929 | lid_fill | 2026-05-26T16:12:06.094262
BAU | Secondary Techs | PWRBIOINDEA | TotalAnnualMaxCapacityInvestment | 2030 | 0.037021 | lid_fill | 2026-05-26T16:12:06.094262
BAU | Secondary Techs | PWRBIOINDEA | TotalAnnualMaxCapacityInvestment | 2031 | 0.035939 | lid_fill | 2026-05-26T16:12:06.094262
BAU | Secondary Techs | PWRBIOINDEA | TotalAnnualMaxCapacityInvestment | 2032 | 0.049272 | lid_fill | 2026-05-26T16:12:06.094262
BAU | Secondary Techs | PWRBIOINDEA | TotalAnnualMaxCapacityInvestment | 2033 | 0.049271 | lid_fill | 2026-05-26T16:12:06.094262
BAU | Secondary Techs | PWRBIOINDEA | TotalAnnualMaxCapacityInvestment | 2034 | 0.049272 | lid_fill | 2026-05-26T16:12:06.094262
BAU | Secondary Techs | PWRBIOINDEA | TotalAnnualMaxCapacityInvestment | 2035 | 0.049271 | lid_fill | 2026-05-26T16:12:06.094262
BAU | Secondary Techs | PWRBIOINDEA | TotalAnnualMaxCapacityInvestment | 2036 | 0.049272 | lid_fill | 2026-05-26T16:12:06.094262
BAU | Secondary Techs | PWRBIOINDEA | TotalAnnualMaxCapacityInvestment | 2037 | 0.055695 | lid_fill | 2026-05-26T16:12:06.094262
BAU | Secondary Techs | PWRBIOINDEA | TotalAnnualMaxCapacityInvestment | 2038 | 0.055695 | lid_fill | 2026-05-26T16:12:06.094262
BAU | Secondary Techs | PWRBIOINDEA | TotalAnnualMaxCapacityInvestment | 2039 | 0.055694 | lid_fill | 2026-05-26T16:12:06.094262
BAU | Secondary Techs | PWRBIOINDEA | TotalAnnualMaxCapacityInvestment | 2040 | 0.055695 | lid_fill | 2026-05-26T16:12:06.094262
BAU | Secondary Techs | PWRBIOINDEA | TotalAnnualMaxCapacityInvestment | 2041 | 0.055695 | lid_fill | 2026-05-26T16:12:06.094262
BAU | Secondary Techs | PWRBIOINDEA | TotalAnnualMaxCapacityInvestment | 2042 | 0.063531 | lid_fill | 2026-05-26T16:12:06.094262
BAU | Secondary Techs | PWRBIOINDEA | TotalAnnualMaxCapacityInvestment | 2043 | 0.066424 | lid_fill | 2026-05-26T16:12:06.094262
BAU | Secondary Techs | PWRBIOINDEA | TotalAnnualMaxCapacityInvestment | 2044 | 0.069451 | lid_fill | 2026-05-26T16:12:06.094262
BAU | Secondary Techs | PWRBIOINDEA | TotalAnnualMaxCapacityInvestment | 2045 | 0.072613 | lid_fill | 2026-05-26T16:12:06.094262
BAU | Secondary Techs | PWRBIOINDEA | TotalAnnualMaxCapacityInvestment | 2046 | 0.075921 | lid_fill | 2026-05-26T16:12:06.094262
BAU | Secondary Techs | PWRBIOINDEA | TotalAnnualMaxCapacityInvestment | 2047 | 0.079379 | lid_fill | 2026-05-26T16:12:06.094262
BAU | Secondary Techs | PWRBIOINDEA | TotalAnnualMaxCapacityInvestment | 2048 | 0.082994 | lid_fill | 2026-05-26T16:12:06.094262
BAU | Secondary Techs | PWRBIOINDEA | TotalAnnualMaxCapacityInvestment | 2049 | 0.086775 | lid_fill | 2026-05-26T16:12:06.094262
BAU | Secondary Techs | PWRBIOINDEA | TotalAnnualMaxCapacityInvestment | 2050 | 0.090727 | lid_fill | 2026-05-26T16:12:06.094262
BAU | Secondary Techs | PWRNGSBGDXX | TotalAnnualMaxCapacityInvestment | 2023 | 0 | lid_fill | 2026-05-26T16:12:06.094262
BAU | Secondary Techs | PWRNGSBGDXX | TotalAnnualMaxCapacityInvestment | 2024 | 0.91082 | lid_fill | 2026-05-26T16:12:06.094262
BAU | Secondary Techs | PWRNGSBGDXX | TotalAnnualMaxCapacityInvestment | 2025 | 5.858 | untie_min_inv | 2026-05-26T16:12:06.094262
BAU | Secondary Techs | PWRNGSBGDXX | TotalAnnualMaxCapacityInvestment | 2026 | 1.0386 | lid_fill | 2026-05-26T16:12:06.094262
BAU | Secondary Techs | PWRNGSBGDXX | TotalAnnualMaxCapacityInvestment | 2027 | 1.109 | lid_fill | 2026-05-26T16:12:06.094262
BAU | Secondary Techs | PWRNGSBGDXX | TotalAnnualMaxCapacityInvestment | 2028 | 1.1842 | lid_fill | 2026-05-26T16:12:06.094262
BAU | Secondary Techs | PWRNGSBGDXX | TotalAnnualMaxCapacityInvestment | 2029 | 1.2645 | lid_fill | 2026-05-26T16:12:06.094262
BAU | Secondary Techs | PWRNGSBGDXX | TotalAnnualMaxCapacityInvestment | 2030 | 1.3502 | lid_fill | 2026-05-26T16:12:06.094262
BAU | Secondary Techs | PWRNGSBGDXX | TotalAnnualMaxCapacityInvestment | 2031 | 1.1383 | lid_fill | 2026-05-26T16:12:06.094262
BAU | Secondary Techs | PWRNGSBGDXX | TotalAnnualMaxCapacityInvestment | 2032 | 1.1993 | lid_fill | 2026-05-26T16:12:06.094262
BAU | Secondary Techs | PWRNGSBGDXX | TotalAnnualMaxCapacityInvestment | 2033 | 1.2635 | lid_fill | 2026-05-26T16:12:06.094262
BAU | Secondary Techs | PWRNGSBGDXX | TotalAnnualMaxCapacityInvestment | 2034 | 1.3311 | lid_fill | 2026-05-26T16:12:06.094262
BAU | Secondary Techs | PWRNGSBGDXX | TotalAnnualMaxCapacityInvestment | 2035 | 1.4024 | lid_fill | 2026-05-26T16:12:06.094262
BAU | Secondary Techs | PWRNGSBGDXX | TotalAnnualMaxCapacityInvestment | 2036 | 1.4775 | lid_fill | 2026-05-26T16:12:06.094262
BAU | Secondary Techs | PWRNGSBGDXX | TotalAnnualMaxCapacityInvestment | 2037 | 1.5566 | lid_fill | 2026-05-26T16:12:06.094262
BAU | Secondary Techs | PWRNGSBGDXX | TotalAnnualMaxCapacityInvestment | 2038 | 1.64 | lid_fill | 2026-05-26T16:12:06.094262
BAU | Secondary Techs | PWRNGSBGDXX | TotalAnnualMaxCapacityInvestment | 2039 | 1.7278 | lid_fill | 2026-05-26T16:12:06.094262
BAU | Secondary Techs | PWRNGSBGDXX | TotalAnnualMaxCapacityInvestment | 2040 | 1.8203 | lid_fill | 2026-05-26T16:12:06.094262
BAU | Secondary Techs | PWRNGSBGDXX | TotalAnnualMaxCapacityInvestment | 2041 | 1.9177 | lid_fill | 2026-05-26T16:12:06.094262
BAU | Secondary Techs | PWRNGSBGDXX | TotalAnnualMaxCapacityInvestment | 2042 | 1.6097 | lid_fill | 2026-05-26T16:12:06.094262
BAU | Secondary Techs | PWRNGSBGDXX | TotalAnnualMaxCapacityInvestment | 2043 | 1.6783 | lid_fill | 2026-05-26T16:12:06.094262
BAU | Secondary Techs | PWRNGSBGDXX | TotalAnnualMaxCapacityInvestment | 2044 | 1.7499 | lid_fill | 2026-05-26T16:12:06.094262
BAU | Secondary Techs | PWRNGSBGDXX | TotalAnnualMaxCapacityInvestment | 2045 | 1.8246 | lid_fill | 2026-05-26T16:12:06.094262
BAU | Secondary Techs | PWRNGSBGDXX | TotalAnnualMaxCapacityInvestment | 2046 | 1.9024 | lid_fill | 2026-05-26T16:12:06.094262
BAU | Secondary Techs | PWRNGSBGDXX | TotalAnnualMaxCapacityInvestment | 2047 | 1.9835 | lid_fill | 2026-05-26T16:12:06.094262
BAU | Secondary Techs | PWRNGSBGDXX | TotalAnnualMaxCapacityInvestment | 2048 | 2.0682 | lid_fill | 2026-05-26T16:12:06.094262
BAU | Secondary Techs | PWRNGSBGDXX | TotalAnnualMaxCapacityInvestment | 2049 | 2.1564 | lid_fill | 2026-05-26T16:12:06.094262
BAU | Secondary Techs | PWRNGSBGDXX | TotalAnnualMaxCapacityInvestment | 2050 | 2.2484 | lid_fill | 2026-05-26T16:12:06.094262
BAU | Secondary Techs | PWROILMDVXX | TotalAnnualMaxCapacityInvestment | 2023 | 0 | lid_fill | 2026-05-26T16:12:06.094262
BAU | Secondary Techs | PWROILMDVXX | TotalAnnualMaxCapacityInvestment | 2024 | 0.02686 | lid_fill | 2026-05-26T16:12:06.094262
BAU | Secondary Techs | PWROILMDVXX | TotalAnnualMaxCapacityInvestment | 2025 | 0.028672 | lid_fill | 2026-05-26T16:12:06.094262
BAU | Secondary Techs | PWROILMDVXX | TotalAnnualMaxCapacityInvestment | 2026 | 0.03065 | lid_fill | 2026-05-26T16:12:06.094262
BAU | Secondary Techs | PWROILMDVXX | TotalAnnualMaxCapacityInvestment | 2027 | 0.032792 | lid_fill | 2026-05-26T16:12:06.094262
BAU | Secondary Techs | PWROILMDVXX | TotalAnnualMaxCapacityInvestment | 2028 | 0.035099 | lid_fill | 2026-05-26T16:12:06.094262
BAU | Secondary Techs | PWROILMDVXX | TotalAnnualMaxCapacityInvestment | 2029 | 0.04342 | lid_fill | 2026-05-26T16:12:06.094262
BAU | Secondary Techs | PWROILMDVXX | TotalAnnualMaxCapacityInvestment | 2030 | 0.046139 | lid_fill | 2026-05-26T16:12:06.094262
BAU | Secondary Techs | PWROILMDVXX | TotalAnnualMaxCapacityInvestment | 2031 | 0.049105 | lid_fill | 2026-05-26T16:12:06.094262
BAU | Secondary Techs | PWROILMDVXX | TotalAnnualMaxCapacityInvestment | 2032 | 0.052319 | lid_fill | 2026-05-26T16:12:06.094262
BAU | Secondary Techs | PWROILMDVXX | TotalAnnualMaxCapacityInvestment | 2033 | 0.055697 | lid_fill | 2026-05-26T16:12:06.094262
BAU | Secondary Techs | PWROILMDVXX | TotalAnnualMaxCapacityInvestment | 2034 | 0.050671 | lid_fill | 2026-05-26T16:12:06.094262
BAU | Secondary Techs | PWROILMDVXX | TotalAnnualMaxCapacityInvestment | 2035 | 0.053719 | lid_fill | 2026-05-26T16:12:06.094262
BAU | Secondary Techs | PWROILMDVXX | TotalAnnualMaxCapacityInvestment | 2036 | 0.057097 | lid_fill | 2026-05-26T16:12:06.094262
BAU | Secondary Techs | PWROILMDVXX | TotalAnnualMaxCapacityInvestment | 2037 | 0.060723 | lid_fill | 2026-05-26T16:12:06.094262
BAU | Secondary Techs | PWROILMDVXX | TotalAnnualMaxCapacityInvestment | 2038 | 0.064595 | lid_fill | 2026-05-26T16:12:06.094262
BAU | Secondary Techs | PWROILMDVXX | TotalAnnualMaxCapacityInvestment | 2039 | 0.068715 | lid_fill | 2026-05-26T16:12:06.094262
BAU | Secondary Techs | PWROILMDVXX | TotalAnnualMaxCapacityInvestment | 2040 | 0.073081 | lid_fill | 2026-05-26T16:12:06.094262
BAU | Secondary Techs | PWROILMDVXX | TotalAnnualMaxCapacityInvestment | 2041 | 0.041608 | lid_fill | 2026-05-26T16:12:06.094262
BAU | Secondary Techs | PWROILMDVXX | TotalAnnualMaxCapacityInvestment | 2042 | 0.042844 | lid_fill | 2026-05-26T16:12:06.094262
BAU | Secondary Techs | PWROILMDVXX | TotalAnnualMaxCapacityInvestment | 2043 | 0.044162 | lid_fill | 2026-05-26T16:12:06.094262
BAU | Secondary Techs | PWROILMDVXX | TotalAnnualMaxCapacityInvestment | 2044 | 0.04548 | lid_fill | 2026-05-26T16:12:06.094262
BAU | Secondary Techs | PWROILMDVXX | TotalAnnualMaxCapacityInvestment | 2045 | 0.046881 | lid_fill | 2026-05-26T16:12:06.094262
BAU | Secondary Techs | PWROILMDVXX | TotalAnnualMaxCapacityInvestment | 2046 | 0.040207 | lid_fill | 2026-05-26T16:12:06.094262
BAU | Secondary Techs | PWROILMDVXX | TotalAnnualMaxCapacityInvestment | 2047 | 0.041196 | lid_fill | 2026-05-26T16:12:06.094262
BAU | Secondary Techs | PWROILMDVXX | TotalAnnualMaxCapacityInvestment | 2048 | 0.042184 | lid_fill | 2026-05-26T16:12:06.094262
BAU | Secondary Techs | PWROILMDVXX | TotalAnnualMaxCapacityInvestment | 2049 | 0.043338 | lid_fill | 2026-05-26T16:12:06.094262
BAU | Secondary Techs | PWROILMDVXX | TotalAnnualMaxCapacityInvestment | 2050 | 0.044327 | lid_fill | 2026-05-26T16:12:06.094262
BAU | Secondary Techs | PWROILNPLXX | TotalAnnualMaxCapacityInvestment | 2023 | 0 | lid_fill | 2026-05-26T16:12:06.094262
BAU | Secondary Techs | PWROILNPLXX | TotalAnnualMaxCapacityInvestment | 2024 | 0.004283 | lid_fill | 2026-05-26T16:12:06.094262
BAU | Secondary Techs | PWROILNPLXX | TotalAnnualMaxCapacityInvestment | 2025 | 0.0045133 | lid_fill | 2026-05-26T16:12:06.094262
BAU | Secondary Techs | PWROILNPLXX | TotalAnnualMaxCapacityInvestment | 2026 | 0.0047604 | lid_fill | 2026-05-26T16:12:06.094262
BAU | Secondary Techs | PWROILNPLXX | TotalAnnualMaxCapacityInvestment | 2027 | 0.0050268 | lid_fill | 2026-05-26T16:12:06.094262
BAU | Secondary Techs | PWROILNPLXX | TotalAnnualMaxCapacityInvestment | 2028 | 0.005713 | lid_fill | 2026-05-26T16:12:06.094262
BAU | Secondary Techs | PWROILNPLXX | TotalAnnualMaxCapacityInvestment | 2029 | 0.0062434 | lid_fill | 2026-05-26T16:12:06.094262
BAU | Secondary Techs | PWROILNPLXX | TotalAnnualMaxCapacityInvestment | 2030 | 0.0067569 | lid_fill | 2026-05-26T16:12:06.094262
BAU | Secondary Techs | PWROILNPLXX | TotalAnnualMaxCapacityInvestment | 2031 | 0.0073111 | lid_fill | 2026-05-26T16:12:06.094262
BAU | Secondary Techs | PWROILNPLXX | TotalAnnualMaxCapacityInvestment | 2032 | 0.0079137 | lid_fill | 2026-05-26T16:12:06.094262
BAU | Secondary Techs | PWROILNPLXX | TotalAnnualMaxCapacityInvestment | 2033 | 0.0085649 | lid_fill | 2026-05-26T16:12:06.094262
BAU | Secondary Techs | PWROILNPLXX | TotalAnnualMaxCapacityInvestment | 2034 | 0.0051791 | lid_fill | 2026-05-26T16:12:06.094262
BAU | Secondary Techs | PWROILNPLXX | TotalAnnualMaxCapacityInvestment | 2035 | 0.0051791 | lid_fill | 2026-05-26T16:12:06.094262
BAU | Secondary Techs | PWROILNPLXX | TotalAnnualMaxCapacityInvestment | 2036 | 0.0051791 | lid_fill | 2026-05-26T16:12:06.094262
BAU | Secondary Techs | PWROILNPLXX | TotalAnnualMaxCapacityInvestment | 2037 | 0.005178 | lid_fill | 2026-05-26T16:12:06.094262
BAU | Secondary Techs | PWROILNPLXX | TotalAnnualMaxCapacityInvestment | 2038 | 0.0051791 | lid_fill | 2026-05-26T16:12:06.094262
BAU | Secondary Techs | PWROILNPLXX | TotalAnnualMaxCapacityInvestment | 2039 | 0.0051791 | lid_fill | 2026-05-26T16:12:06.094262
BAU | Secondary Techs | PWROILNPLXX | TotalAnnualMaxCapacityInvestment | 2040 | 0.0051791 | lid_fill | 2026-05-26T16:12:06.094262
BAU | Secondary Techs | PWROILNPLXX | TotalAnnualMaxCapacityInvestment | 2041 | 0.0051791 | lid_fill | 2026-05-26T16:12:06.094262
BAU | Secondary Techs | PWROILNPLXX | TotalAnnualMaxCapacityInvestment | 2042 | 0.0051791 | lid_fill | 2026-05-26T16:12:06.094262
BAU | Secondary Techs | PWROILNPLXX | TotalAnnualMaxCapacityInvestment | 2043 | 0.0051791 | lid_fill | 2026-05-26T16:12:06.094262
BAU | Secondary Techs | PWROILNPLXX | TotalAnnualMaxCapacityInvestment | 2044 | 0.0051791 | lid_fill | 2026-05-26T16:12:06.094262
BAU | Secondary Techs | PWROILNPLXX | TotalAnnualMaxCapacityInvestment | 2045 | 0.0051791 | lid_fill | 2026-05-26T16:12:06.094262
BAU | Secondary Techs | PWROILNPLXX | TotalAnnualMaxCapacityInvestment | 2046 | 0.0051791 | lid_fill | 2026-05-26T16:12:06.094262
BAU | Secondary Techs | PWROILNPLXX | TotalAnnualMaxCapacityInvestment | 2047 | 0.0051791 | lid_fill | 2026-05-26T16:12:06.094262
BAU | Secondary Techs | PWROILNPLXX | TotalAnnualMaxCapacityInvestment | 2048 | 0.0051791 | lid_fill | 2026-05-26T16:12:06.094262
BAU | Secondary Techs | PWROILNPLXX | TotalAnnualMaxCapacityInvestment | 2049 | 0.0051791 | lid_fill | 2026-05-26T16:12:06.094262
BAU | Secondary Techs | PWROILNPLXX | TotalAnnualMaxCapacityInvestment | 2050 | 0.0051791 | lid_fill | 2026-05-26T16:12:06.094262
BAU | Secondary Techs | PWRSHPINDEA | TotalAnnualMaxCapacityInvestment | 2023 | 0 | lid_fill | 2026-05-26T16:12:06.094262
BAU | Secondary Techs | PWRSHPINDEA | TotalAnnualMaxCapacityInvestment | 2024 | 0.02225 | lid_fill | 2026-05-26T16:12:06.094262
BAU | Secondary Techs | PWRSHPINDEA | TotalAnnualMaxCapacityInvestment | 2025 | 0.025312 | lid_fill | 2026-05-26T16:12:06.094262
BAU | Secondary Techs | PWRSHPINDEA | TotalAnnualMaxCapacityInvestment | 2026 | 0.025845 | lid_fill | 2026-05-26T16:12:06.094262
BAU | Secondary Techs | PWRSHPINDEA | TotalAnnualMaxCapacityInvestment | 2027 | 0.027657 | lid_fill | 2026-05-26T16:12:06.094262
BAU | Secondary Techs | PWRSHPINDEA | TotalAnnualMaxCapacityInvestment | 2028 | 0.028697 | lid_fill | 2026-05-26T16:12:06.094262
BAU | Secondary Techs | PWRSHPINDEA | TotalAnnualMaxCapacityInvestment | 2029 | 0.03458 | lid_fill | 2026-05-26T16:12:06.094262
BAU | Secondary Techs | PWRSHPINDEA | TotalAnnualMaxCapacityInvestment | 2030 | 0.024187 | lid_fill | 2026-05-26T16:12:06.094262
BAU | Secondary Techs | PWRSHPINDEA | TotalAnnualMaxCapacityInvestment | 2031 | 0.02348 | lid_fill | 2026-05-26T16:12:06.094262
BAU | Secondary Techs | PWRSHPINDEA | TotalAnnualMaxCapacityInvestment | 2032 | 0.032191 | lid_fill | 2026-05-26T16:12:06.094262
BAU | Secondary Techs | PWRSHPINDEA | TotalAnnualMaxCapacityInvestment | 2033 | 0.03219 | lid_fill | 2026-05-26T16:12:06.094262
BAU | Secondary Techs | PWRSHPINDEA | TotalAnnualMaxCapacityInvestment | 2034 | 0.032191 | lid_fill | 2026-05-26T16:12:06.094262
BAU | Secondary Techs | PWRSHPINDEA | TotalAnnualMaxCapacityInvestment | 2035 | 0.03219 | lid_fill | 2026-05-26T16:12:06.094262
BAU | Secondary Techs | PWRSHPINDEA | TotalAnnualMaxCapacityInvestment | 2036 | 0.032191 | lid_fill | 2026-05-26T16:12:06.094262
BAU | Secondary Techs | PWRSHPINDEA | TotalAnnualMaxCapacityInvestment | 2037 | 0.036387 | lid_fill | 2026-05-26T16:12:06.094262
BAU | Secondary Techs | PWRSHPINDEA | TotalAnnualMaxCapacityInvestment | 2038 | 0.036387 | lid_fill | 2026-05-26T16:12:06.094262
BAU | Secondary Techs | PWRSHPINDEA | TotalAnnualMaxCapacityInvestment | 2039 | 0.036386 | lid_fill | 2026-05-26T16:12:06.094262
BAU | Secondary Techs | PWRSHPINDEA | TotalAnnualMaxCapacityInvestment | 2040 | 0.036387 | lid_fill | 2026-05-26T16:12:06.094262
BAU | Secondary Techs | PWRSHPINDEA | TotalAnnualMaxCapacityInvestment | 2041 | 0.036387 | lid_fill | 2026-05-26T16:12:06.094262
BAU | Secondary Techs | PWRSHPINDEA | TotalAnnualMaxCapacityInvestment | 2042 | 0.041507 | lid_fill | 2026-05-26T16:12:06.094262
BAU | Secondary Techs | PWRSHPINDEA | TotalAnnualMaxCapacityInvestment | 2043 | 0.043397 | lid_fill | 2026-05-26T16:12:06.094262
BAU | Secondary Techs | PWRSHPINDEA | TotalAnnualMaxCapacityInvestment | 2044 | 0.045374 | lid_fill | 2026-05-26T16:12:06.094262
BAU | Secondary Techs | PWRSHPINDEA | TotalAnnualMaxCapacityInvestment | 2045 | 0.04744 | lid_fill | 2026-05-26T16:12:06.094262
BAU | Secondary Techs | PWRSHPINDEA | TotalAnnualMaxCapacityInvestment | 2046 | 0.049601 | lid_fill | 2026-05-26T16:12:06.094262
BAU | Secondary Techs | PWRSHPINDEA | TotalAnnualMaxCapacityInvestment | 2047 | 0.051861 | lid_fill | 2026-05-26T16:12:06.094262
BAU | Secondary Techs | PWRSHPINDEA | TotalAnnualMaxCapacityInvestment | 2048 | 0.054222 | lid_fill | 2026-05-26T16:12:06.094262
BAU | Secondary Techs | PWRSHPINDEA | TotalAnnualMaxCapacityInvestment | 2049 | 0.056693 | lid_fill | 2026-05-26T16:12:06.094262
BAU | Secondary Techs | PWRSHPINDEA | TotalAnnualMaxCapacityInvestment | 2050 | 0.059274 | lid_fill | 2026-05-26T16:12:06.094262
BAU | Secondary Techs | PWRSHPINDNE | TotalAnnualMaxCapacityInvestment | 2023 | 0 | lid_fill | 2026-05-26T16:12:06.094262
BAU | Secondary Techs | PWRSHPINDNE | TotalAnnualMaxCapacityInvestment | 2024 | 0.017528 | lid_fill | 2026-05-26T16:12:06.094262
BAU | Secondary Techs | PWRSHPINDNE | TotalAnnualMaxCapacityInvestment | 2025 | 0.018638 | lid_fill | 2026-05-26T16:12:06.094262
BAU | Secondary Techs | PWRSHPINDNE | TotalAnnualMaxCapacityInvestment | 2026 | 0.020454 | lid_fill | 2026-05-26T16:12:06.094262
BAU | Secondary Techs | PWRSHPINDNE | TotalAnnualMaxCapacityInvestment | 2027 | 0.020532 | lid_fill | 2026-05-26T16:12:06.094262
BAU | Secondary Techs | PWRSHPINDNE | TotalAnnualMaxCapacityInvestment | 2028 | 0.021596 | lid_fill | 2026-05-26T16:12:06.094262
BAU | Secondary Techs | PWRSHPINDNE | TotalAnnualMaxCapacityInvestment | 2029 | 0.02377 | lid_fill | 2026-05-26T16:12:06.094262
BAU | Secondary Techs | PWRSHPINDNE | TotalAnnualMaxCapacityInvestment | 2030 | 0.0225 | lid_fill | 2026-05-26T16:12:06.094262
BAU | Secondary Techs | PWRSHPINDNE | TotalAnnualMaxCapacityInvestment | 2031 | 0.022085 | lid_fill | 2026-05-26T16:12:06.094262
BAU | Secondary Techs | PWRSHPINDNE | TotalAnnualMaxCapacityInvestment | 2032 | 0.026445 | lid_fill | 2026-05-26T16:12:06.094262
BAU | Secondary Techs | PWRSHPINDNE | TotalAnnualMaxCapacityInvestment | 2033 | 0.026445 | lid_fill | 2026-05-26T16:12:06.094262
BAU | Secondary Techs | PWRSHPINDNE | TotalAnnualMaxCapacityInvestment | 2034 | 0.026445 | lid_fill | 2026-05-26T16:12:06.094262
BAU | Secondary Techs | PWRSHPINDNE | TotalAnnualMaxCapacityInvestment | 2035 | 0.026445 | lid_fill | 2026-05-26T16:12:06.094262
BAU | Secondary Techs | PWRSHPINDNE | TotalAnnualMaxCapacityInvestment | 2036 | 0.026445 | lid_fill | 2026-05-26T16:12:06.094262
BAU | Secondary Techs | PWRSHPINDNE | TotalAnnualMaxCapacityInvestment | 2037 | 0.030993 | lid_fill | 2026-05-26T16:12:06.094262
BAU | Secondary Techs | PWRSHPINDNE | TotalAnnualMaxCapacityInvestment | 2038 | 0.030993 | lid_fill | 2026-05-26T16:12:06.094262
BAU | Secondary Techs | PWRSHPINDNE | TotalAnnualMaxCapacityInvestment | 2039 | 0.030989 | lid_fill | 2026-05-26T16:12:06.094262
BAU | Secondary Techs | PWRSHPINDNE | TotalAnnualMaxCapacityInvestment | 2040 | 0.030993 | lid_fill | 2026-05-26T16:12:06.094262
BAU | Secondary Techs | PWRSHPINDNE | TotalAnnualMaxCapacityInvestment | 2041 | 0.030993 | lid_fill | 2026-05-26T16:12:06.094262
BAU | Secondary Techs | PWRSHPINDNE | TotalAnnualMaxCapacityInvestment | 2042 | 0.035423 | lid_fill | 2026-05-26T16:12:06.094262
BAU | Secondary Techs | PWRSHPINDNE | TotalAnnualMaxCapacityInvestment | 2043 | 0.037058 | lid_fill | 2026-05-26T16:12:06.094262
BAU | Secondary Techs | PWRSHPINDNE | TotalAnnualMaxCapacityInvestment | 2044 | 0.038771 | lid_fill | 2026-05-26T16:12:06.094262
BAU | Secondary Techs | PWRSHPINDNE | TotalAnnualMaxCapacityInvestment | 2045 | 0.040567 | lid_fill | 2026-05-26T16:12:06.094262
BAU | Secondary Techs | PWRSHPINDNE | TotalAnnualMaxCapacityInvestment | 2046 | 0.042441 | lid_fill | 2026-05-26T16:12:06.094262
BAU | Secondary Techs | PWRSHPINDNE | TotalAnnualMaxCapacityInvestment | 2047 | 0.0444 | lid_fill | 2026-05-26T16:12:06.094262
BAU | Secondary Techs | PWRSHPINDNE | TotalAnnualMaxCapacityInvestment | 2048 | 0.046459 | lid_fill | 2026-05-26T16:12:06.094262
BAU | Secondary Techs | PWRSHPINDNE | TotalAnnualMaxCapacityInvestment | 2049 | 0.048604 | lid_fill | 2026-05-26T16:12:06.094262
BAU | Secondary Techs | PWRSHPINDNE | TotalAnnualMaxCapacityInvestment | 2050 | 0.050851 | lid_fill | 2026-05-26T16:12:06.094262
BAU | Secondary Techs | PWRSHPINDNO | TotalAnnualMaxCapacityInvestment | 2023 | 0 | lid_fill | 2026-05-26T16:12:06.094262
BAU | Secondary Techs | PWRSHPINDNO | TotalAnnualMaxCapacityInvestment | 2024 | 0.10433 | lid_fill | 2026-05-26T16:12:06.094262
BAU | Secondary Techs | PWRSHPINDNO | TotalAnnualMaxCapacityInvestment | 2025 | 0.1103 | lid_fill | 2026-05-26T16:12:06.094262
BAU | Secondary Techs | PWRSHPINDNO | TotalAnnualMaxCapacityInvestment | 2026 | 0.11842 | lid_fill | 2026-05-26T16:12:06.094262
BAU | Secondary Techs | PWRSHPINDNO | TotalAnnualMaxCapacityInvestment | 2027 | 0.12571 | lid_fill | 2026-05-26T16:12:06.094262
BAU | Secondary Techs | PWRSHPINDNO | TotalAnnualMaxCapacityInvestment | 2028 | 0.13216 | lid_fill | 2026-05-26T16:12:06.094262
BAU | Secondary Techs | PWRSHPINDNO | TotalAnnualMaxCapacityInvestment | 2029 | 0.1545 | lid_fill | 2026-05-26T16:12:06.094262
BAU | Secondary Techs | PWRSHPINDNO | TotalAnnualMaxCapacityInvestment | 2030 | 0.11756 | lid_fill | 2026-05-26T16:12:06.094262
BAU | Secondary Techs | PWRSHPINDNO | TotalAnnualMaxCapacityInvestment | 2031 | 0.11858 | lid_fill | 2026-05-26T16:12:06.094262
BAU | Secondary Techs | PWRSHPINDNO | TotalAnnualMaxCapacityInvestment | 2032 | 0.13941 | lid_fill | 2026-05-26T16:12:06.094262
BAU | Secondary Techs | PWRSHPINDNO | TotalAnnualMaxCapacityInvestment | 2033 | 0.13941 | lid_fill | 2026-05-26T16:12:06.094262
BAU | Secondary Techs | PWRSHPINDNO | TotalAnnualMaxCapacityInvestment | 2034 | 0.13941 | lid_fill | 2026-05-26T16:12:06.094262
BAU | Secondary Techs | PWRSHPINDNO | TotalAnnualMaxCapacityInvestment | 2035 | 0.13941 | lid_fill | 2026-05-26T16:12:06.094262
BAU | Secondary Techs | PWRSHPINDNO | TotalAnnualMaxCapacityInvestment | 2036 | 0.13941 | lid_fill | 2026-05-26T16:12:06.094262
BAU | Secondary Techs | PWRSHPINDNO | TotalAnnualMaxCapacityInvestment | 2037 | 0.1516 | lid_fill | 2026-05-26T16:12:06.094262
BAU | Secondary Techs | PWRSHPINDNO | TotalAnnualMaxCapacityInvestment | 2038 | 0.1516 | lid_fill | 2026-05-26T16:12:06.094262
BAU | Secondary Techs | PWRSHPINDNO | TotalAnnualMaxCapacityInvestment | 2039 | 0.1516 | lid_fill | 2026-05-26T16:12:06.094262
BAU | Secondary Techs | PWRSHPINDNO | TotalAnnualMaxCapacityInvestment | 2040 | 0.14482 | lid_fill | 2026-05-26T16:12:06.094262
BAU | Secondary Techs | PWRSHPINDNO | TotalAnnualMaxCapacityInvestment | 2041 | 0.15135 | lid_fill | 2026-05-26T16:12:06.094262
BAU | Secondary Techs | PWRSHPINDNO | TotalAnnualMaxCapacityInvestment | 2042 | 0.17003 | lid_fill | 2026-05-26T16:12:06.094262
BAU | Secondary Techs | PWRSHPINDNO | TotalAnnualMaxCapacityInvestment | 2043 | 0.17702 | lid_fill | 2026-05-26T16:12:06.094262
BAU | Secondary Techs | PWRSHPINDNO | TotalAnnualMaxCapacityInvestment | 2044 | 0.18193 | lid_fill | 2026-05-26T16:12:06.094262
BAU | Secondary Techs | PWRSHPINDNO | TotalAnnualMaxCapacityInvestment | 2045 | 0.1857 | lid_fill | 2026-05-26T16:12:06.094262
BAU | Secondary Techs | PWRSHPINDNO | TotalAnnualMaxCapacityInvestment | 2046 | 0.199 | lid_fill | 2026-05-26T16:12:06.094262
BAU | Secondary Techs | PWRSHPINDNO | TotalAnnualMaxCapacityInvestment | 2047 | 0.20703 | lid_fill | 2026-05-26T16:12:06.094262
BAU | Secondary Techs | PWRSHPINDNO | TotalAnnualMaxCapacityInvestment | 2048 | 0.21539 | lid_fill | 2026-05-26T16:12:06.094262
BAU | Secondary Techs | PWRSHPINDNO | TotalAnnualMaxCapacityInvestment | 2049 | 0.22408 | lid_fill | 2026-05-26T16:12:06.094262
BAU | Secondary Techs | PWRSHPINDNO | TotalAnnualMaxCapacityInvestment | 2050 | 0.23312 | lid_fill | 2026-05-26T16:12:06.094262
BAU | Secondary Techs | PWRSHPINDSO | TotalAnnualMaxCapacityInvestment | 2023 | 0 | lid_fill | 2026-05-26T16:12:06.094262
BAU | Secondary Techs | PWRSHPINDSO | TotalAnnualMaxCapacityInvestment | 2024 | 0.1167 | lid_fill | 2026-05-26T16:12:06.094262
BAU | Secondary Techs | PWRSHPINDSO | TotalAnnualMaxCapacityInvestment | 2025 | 0.12391 | lid_fill | 2026-05-26T16:12:06.094262
BAU | Secondary Techs | PWRSHPINDSO | TotalAnnualMaxCapacityInvestment | 2026 | 0.13644 | lid_fill | 2026-05-26T16:12:06.094262
BAU | Secondary Techs | PWRSHPINDSO | TotalAnnualMaxCapacityInvestment | 2027 | 0.13802 | lid_fill | 2026-05-26T16:12:06.094262
BAU | Secondary Techs | PWRSHPINDSO | TotalAnnualMaxCapacityInvestment | 2028 | 0.14377 | lid_fill | 2026-05-26T16:12:06.094262
BAU | Secondary Techs | PWRSHPINDSO | TotalAnnualMaxCapacityInvestment | 2029 | 0.16652 | lid_fill | 2026-05-26T16:12:06.094262
BAU | Secondary Techs | PWRSHPINDSO | TotalAnnualMaxCapacityInvestment | 2030 | 0.12892 | lid_fill | 2026-05-26T16:12:06.094262
BAU | Secondary Techs | PWRSHPINDSO | TotalAnnualMaxCapacityInvestment | 2031 | 0.12564 | lid_fill | 2026-05-26T16:12:06.094262
BAU | Secondary Techs | PWRSHPINDSO | TotalAnnualMaxCapacityInvestment | 2032 | 0.15094 | lid_fill | 2026-05-26T16:12:06.094262
BAU | Secondary Techs | PWRSHPINDSO | TotalAnnualMaxCapacityInvestment | 2033 | 0.15094 | lid_fill | 2026-05-26T16:12:06.094262
BAU | Secondary Techs | PWRSHPINDSO | TotalAnnualMaxCapacityInvestment | 2034 | 0.15094 | lid_fill | 2026-05-26T16:12:06.094262
BAU | Secondary Techs | PWRSHPINDSO | TotalAnnualMaxCapacityInvestment | 2035 | 0.15094 | lid_fill | 2026-05-26T16:12:06.094262
BAU | Secondary Techs | PWRSHPINDSO | TotalAnnualMaxCapacityInvestment | 2036 | 0.15094 | lid_fill | 2026-05-26T16:12:06.094262
BAU | Secondary Techs | PWRSHPINDSO | TotalAnnualMaxCapacityInvestment | 2037 | 0.16137 | lid_fill | 2026-05-26T16:12:06.094262
BAU | Secondary Techs | PWRSHPINDSO | TotalAnnualMaxCapacityInvestment | 2038 | 0.16137 | lid_fill | 2026-05-26T16:12:06.094262
BAU | Secondary Techs | PWRSHPINDSO | TotalAnnualMaxCapacityInvestment | 2039 | 0.16137 | lid_fill | 2026-05-26T16:12:06.094262
BAU | Secondary Techs | PWRSHPINDSO | TotalAnnualMaxCapacityInvestment | 2040 | 0.15755 | lid_fill | 2026-05-26T16:12:06.094262
BAU | Secondary Techs | PWRSHPINDSO | TotalAnnualMaxCapacityInvestment | 2041 | 0.16124 | lid_fill | 2026-05-26T16:12:06.094262
BAU | Secondary Techs | PWRSHPINDSO | TotalAnnualMaxCapacityInvestment | 2042 | 0.1805 | lid_fill | 2026-05-26T16:12:06.094262
BAU | Secondary Techs | PWRSHPINDSO | TotalAnnualMaxCapacityInvestment | 2043 | 0.18751 | lid_fill | 2026-05-26T16:12:06.094262
BAU | Secondary Techs | PWRSHPINDSO | TotalAnnualMaxCapacityInvestment | 2044 | 0.19479 | lid_fill | 2026-05-26T16:12:06.094262
BAU | Secondary Techs | PWRSHPINDSO | TotalAnnualMaxCapacityInvestment | 2045 | 0.20236 | lid_fill | 2026-05-26T16:12:06.094262
BAU | Secondary Techs | PWRSHPINDSO | TotalAnnualMaxCapacityInvestment | 2046 | 0.21022 | lid_fill | 2026-05-26T16:12:06.094262
BAU | Secondary Techs | PWRSHPINDSO | TotalAnnualMaxCapacityInvestment | 2047 | 0.21838 | lid_fill | 2026-05-26T16:12:06.094262
BAU | Secondary Techs | PWRSHPINDSO | TotalAnnualMaxCapacityInvestment | 2048 | 0.22686 | lid_fill | 2026-05-26T16:12:06.094262
BAU | Secondary Techs | PWRSHPINDSO | TotalAnnualMaxCapacityInvestment | 2049 | 0.23567 | lid_fill | 2026-05-26T16:12:06.094262
BAU | Secondary Techs | PWRSHPINDSO | TotalAnnualMaxCapacityInvestment | 2050 | 0.24483 | lid_fill | 2026-05-26T16:12:06.094262
BAU | Secondary Techs | PWRSHPINDWE | TotalAnnualMaxCapacityInvestment | 2023 | 0 | lid_fill | 2026-05-26T16:12:06.094262
BAU | Secondary Techs | PWRSHPINDWE | TotalAnnualMaxCapacityInvestment | 2024 | 0.041387 | lid_fill | 2026-05-26T16:12:06.094262
BAU | Secondary Techs | PWRSHPINDWE | TotalAnnualMaxCapacityInvestment | 2025 | 0.045285 | lid_fill | 2026-05-26T16:12:06.094262
BAU | Secondary Techs | PWRSHPINDWE | TotalAnnualMaxCapacityInvestment | 2026 | 0.051057 | lid_fill | 2026-05-26T16:12:06.094262
BAU | Secondary Techs | PWRSHPINDWE | TotalAnnualMaxCapacityInvestment | 2027 | 0.049237 | lid_fill | 2026-05-26T16:12:06.094262
BAU | Secondary Techs | PWRSHPINDWE | TotalAnnualMaxCapacityInvestment | 2028 | 0.051012 | lid_fill | 2026-05-26T16:12:06.094262
BAU | Secondary Techs | PWRSHPINDWE | TotalAnnualMaxCapacityInvestment | 2029 | 0.062979 | lid_fill | 2026-05-26T16:12:06.094262
BAU | Secondary Techs | PWRSHPINDWE | TotalAnnualMaxCapacityInvestment | 2030 | 0.035927 | lid_fill | 2026-05-26T16:12:06.094262
BAU | Secondary Techs | PWRSHPINDWE | TotalAnnualMaxCapacityInvestment | 2031 | 0.034404 | lid_fill | 2026-05-26T16:12:06.094262
BAU | Secondary Techs | PWRSHPINDWE | TotalAnnualMaxCapacityInvestment | 2032 | 0.051938 | lid_fill | 2026-05-26T16:12:06.094262
BAU | Secondary Techs | PWRSHPINDWE | TotalAnnualMaxCapacityInvestment | 2033 | 0.051938 | lid_fill | 2026-05-26T16:12:06.094262
BAU | Secondary Techs | PWRSHPINDWE | TotalAnnualMaxCapacityInvestment | 2034 | 0.051937 | lid_fill | 2026-05-26T16:12:06.094262
BAU | Secondary Techs | PWRSHPINDWE | TotalAnnualMaxCapacityInvestment | 2035 | 0.051938 | lid_fill | 2026-05-26T16:12:06.094262
BAU | Secondary Techs | PWRSHPINDWE | TotalAnnualMaxCapacityInvestment | 2036 | 0.051938 | lid_fill | 2026-05-26T16:12:06.094262
BAU | Secondary Techs | PWRSHPINDWE | TotalAnnualMaxCapacityInvestment | 2037 | 0.0573 | lid_fill | 2026-05-26T16:12:06.094262
BAU | Secondary Techs | PWRSHPINDWE | TotalAnnualMaxCapacityInvestment | 2038 | 0.0573 | lid_fill | 2026-05-26T16:12:06.094262
BAU | Secondary Techs | PWRSHPINDWE | TotalAnnualMaxCapacityInvestment | 2039 | 0.0573 | lid_fill | 2026-05-26T16:12:06.094262
BAU | Secondary Techs | PWRSHPINDWE | TotalAnnualMaxCapacityInvestment | 2040 | 0.0573 | lid_fill | 2026-05-26T16:12:06.094262
BAU | Secondary Techs | PWRSHPINDWE | TotalAnnualMaxCapacityInvestment | 2041 | 0.0573 | lid_fill | 2026-05-26T16:12:06.094262
BAU | Secondary Techs | PWRSHPINDWE | TotalAnnualMaxCapacityInvestment | 2042 | 0.064313 | lid_fill | 2026-05-26T16:12:06.094262
BAU | Secondary Techs | PWRSHPINDWE | TotalAnnualMaxCapacityInvestment | 2043 | 0.06687 | lid_fill | 2026-05-26T16:12:06.094262
BAU | Secondary Techs | PWRSHPINDWE | TotalAnnualMaxCapacityInvestment | 2044 | 0.069529 | lid_fill | 2026-05-26T16:12:06.094262
BAU | Secondary Techs | PWRSHPINDWE | TotalAnnualMaxCapacityInvestment | 2045 | 0.072294 | lid_fill | 2026-05-26T16:12:06.094262
BAU | Secondary Techs | PWRSHPINDWE | TotalAnnualMaxCapacityInvestment | 2046 | 0.075169 | lid_fill | 2026-05-26T16:12:06.094262
BAU | Secondary Techs | PWRSHPINDWE | TotalAnnualMaxCapacityInvestment | 2047 | 0.078157 | lid_fill | 2026-05-26T16:12:06.094262
BAU | Secondary Techs | PWRSHPINDWE | TotalAnnualMaxCapacityInvestment | 2048 | 0.081265 | lid_fill | 2026-05-26T16:12:06.094262
BAU | Secondary Techs | PWRSHPINDWE | TotalAnnualMaxCapacityInvestment | 2049 | 0.084497 | lid_fill | 2026-05-26T16:12:06.094262
BAU | Secondary Techs | PWRSHPINDWE | TotalAnnualMaxCapacityInvestment | 2050 | 0.087856 | lid_fill | 2026-05-26T16:12:06.094262
BAU | Secondary Techs | PWRWONMDVXX | TotalAnnualMaxCapacityInvestment | 2023 | 0 | lid_fill | 2026-05-26T16:12:06.094262
BAU | Secondary Techs | PWRWONMDVXX | TotalAnnualMaxCapacityInvestment | 2024 | 0 | lid_fill | 2026-05-26T16:12:06.094262
BAU | Secondary Techs | PWRWONMDVXX | TotalAnnualMaxCapacityInvestment | 2025 | 0 | lid_fill | 2026-05-26T16:12:06.094262
BAU | Secondary Techs | PWRWONMDVXX | TotalAnnualMaxCapacityInvestment | 2026 | 0 | lid_fill | 2026-05-26T16:12:06.094262
BAU | Secondary Techs | PWRWONMDVXX | TotalAnnualMaxCapacityInvestment | 2027 | 0 | lid_fill | 2026-05-26T16:12:06.094262
BAU | Secondary Techs | PWRWONMDVXX | TotalAnnualMaxCapacityInvestment | 2028 | 0.00202 | untie_min_inv | 2026-05-26T16:12:06.094262
BAU | Secondary Techs | PWRWONMDVXX | TotalAnnualMaxCapacityInvestment | 2029 | 0 | lid_fill | 2026-05-26T16:12:06.094262
BAU | Secondary Techs | PWRWONMDVXX | TotalAnnualMaxCapacityInvestment | 2030 | 0 | lid_fill | 2026-05-26T16:12:06.094262
BAU | Secondary Techs | PWRWONMDVXX | TotalAnnualMaxCapacityInvestment | 2031 | 0 | lid_fill | 2026-05-26T16:12:06.094262
BAU | Secondary Techs | PWRWONMDVXX | TotalAnnualMaxCapacityInvestment | 2032 | 0 | lid_fill | 2026-05-26T16:12:06.094262
BAU | Secondary Techs | PWRWONMDVXX | TotalAnnualMaxCapacityInvestment | 2033 | 0 | lid_fill | 2026-05-26T16:12:06.094262
BAU | Secondary Techs | PWRWONMDVXX | TotalAnnualMaxCapacityInvestment | 2034 | 0 | lid_fill | 2026-05-26T16:12:06.094262
BAU | Secondary Techs | PWRWONMDVXX | TotalAnnualMaxCapacityInvestment | 2035 | 0 | lid_fill | 2026-05-26T16:12:06.094262
BAU | Secondary Techs | PWRWONMDVXX | TotalAnnualMaxCapacityInvestment | 2036 | 0 | lid_fill | 2026-05-26T16:12:06.094262
BAU | Secondary Techs | PWRWONMDVXX | TotalAnnualMaxCapacityInvestment | 2037 | 0 | lid_fill | 2026-05-26T16:12:06.094262
BAU | Secondary Techs | PWRWONMDVXX | TotalAnnualMaxCapacityInvestment | 2038 | 0 | lid_fill | 2026-05-26T16:12:06.094262
BAU | Secondary Techs | PWRWONMDVXX | TotalAnnualMaxCapacityInvestment | 2039 | 0 | lid_fill | 2026-05-26T16:12:06.094262
BAU | Secondary Techs | PWRWONMDVXX | TotalAnnualMaxCapacityInvestment | 2040 | 0 | lid_fill | 2026-05-26T16:12:06.094262
BAU | Secondary Techs | PWRWONMDVXX | TotalAnnualMaxCapacityInvestment | 2041 | 0 | lid_fill | 2026-05-26T16:12:06.094262
BAU | Secondary Techs | PWRWONMDVXX | TotalAnnualMaxCapacityInvestment | 2042 | 0 | lid_fill | 2026-05-26T16:12:06.094262
BAU | Secondary Techs | PWRWONMDVXX | TotalAnnualMaxCapacityInvestment | 2043 | 0 | lid_fill | 2026-05-26T16:12:06.094262
BAU | Secondary Techs | PWRWONMDVXX | TotalAnnualMaxCapacityInvestment | 2044 | 0 | lid_fill | 2026-05-26T16:12:06.094262
BAU | Secondary Techs | PWRWONMDVXX | TotalAnnualMaxCapacityInvestment | 2045 | 0 | lid_fill | 2026-05-26T16:12:06.094262
BAU | Secondary Techs | PWRWONMDVXX | TotalAnnualMaxCapacityInvestment | 2046 | 0 | lid_fill | 2026-05-26T16:12:06.094262
BAU | Secondary Techs | PWRWONMDVXX | TotalAnnualMaxCapacityInvestment | 2047 | 0 | lid_fill | 2026-05-26T16:12:06.094262
BAU | Secondary Techs | PWRWONMDVXX | TotalAnnualMaxCapacityInvestment | 2048 | 0 | lid_fill | 2026-05-26T16:12:06.094262
BAU | Secondary Techs | PWRWONMDVXX | TotalAnnualMaxCapacityInvestment | 2049 | 0 | lid_fill | 2026-05-26T16:12:06.094262
BAU | Secondary Techs | PWRWONMDVXX | TotalAnnualMaxCapacityInvestment | 2050 | 0 | lid_fill | 2026-05-26T16:12:06.094262
B_Optimised_VRE | Secondary Techs | PWRCOABGDXX | ResidualCapacity | 2029 | 5.5206 |  | 2026-05-26T22:45:04.411391
B_Optimised_VRE | Secondary Techs | PWRCOABGDXX | ResidualCapacity | 2030 | 5.3583 |  | 2026-05-26T22:45:04.411391
B_Optimised_VRE | Secondary Techs | PWRCOABGDXX | ResidualCapacity | 2031 | 5.1959 |  | 2026-05-26T22:45:04.411391
B_Optimised_VRE | Secondary Techs | PWRCOABGDXX | ResidualCapacity | 2032 | 5.0335 |  | 2026-05-26T22:45:04.411391
B_Optimised_VRE | Secondary Techs | PWRCOABGDXX | ResidualCapacity | 2033 | 4.8711 |  | 2026-05-26T22:45:04.411391
B_Optimised_VRE | Secondary Techs | PWRCOABGDXX | ResidualCapacity | 2034 | 4.7088 |  | 2026-05-26T22:45:04.411391
B_Optimised_VRE | Secondary Techs | PWRCOABGDXX | ResidualCapacity | 2035 | 4.5464 |  | 2026-05-26T22:45:04.411391
B_Optimised_VRE | Secondary Techs | PWRCOABGDXX | ResidualCapacity | 2036 | 4.384 |  | 2026-05-26T22:45:04.411391
B_Optimised_VRE | Secondary Techs | PWRCOABGDXX | ResidualCapacity | 2037 | 4.2217 |  | 2026-05-26T22:45:04.411391
B_Optimised_VRE | Secondary Techs | PWRCOABGDXX | ResidualCapacity | 2038 | 4.0593 |  | 2026-05-26T22:45:04.411391
B_Optimised_VRE | Secondary Techs | PWRCOABGDXX | ResidualCapacity | 2039 | 3.8969 |  | 2026-05-26T22:45:04.411391
B_Optimised_VRE | Secondary Techs | PWRCOABGDXX | ResidualCapacity | 2040 | 3.7345 |  | 2026-05-26T22:45:04.411391
B_Optimised_VRE | Secondary Techs | PWRCOABGDXX | ResidualCapacity | 2041 | 3.5722 |  | 2026-05-26T22:45:04.411391
B_Optimised_VRE | Secondary Techs | PWRCOABGDXX | ResidualCapacity | 2042 | 3.4098 |  | 2026-05-26T22:45:04.411391
B_Optimised_VRE | Secondary Techs | PWRCOABGDXX | ResidualCapacity | 2043 | 3.2474 |  | 2026-05-26T22:45:04.411391
B_Optimised_VRE | Secondary Techs | PWRCOABGDXX | ResidualCapacity | 2044 | 3.0851 |  | 2026-05-26T22:45:04.411391
B_Optimised_VRE | Secondary Techs | PWRCOABGDXX | ResidualCapacity | 2045 | 2.9227 |  | 2026-05-26T22:45:04.411391
B_Optimised_VRE | Secondary Techs | PWRCOABGDXX | ResidualCapacity | 2046 | 2.7603 |  | 2026-05-26T22:45:04.411391
B_Optimised_VRE | Secondary Techs | PWRCOABGDXX | ResidualCapacity | 2047 | 2.5979 |  | 2026-05-26T22:45:04.411391
B_Optimised_VRE | Secondary Techs | PWRCOABGDXX | ResidualCapacity | 2048 | 2.4356 |  | 2026-05-26T22:45:04.411391
B_Optimised_VRE | Secondary Techs | PWRCOABGDXX | ResidualCapacity | 2049 | 2.2732 |  | 2026-05-26T22:45:04.411391
B_Optimised_VRE | Secondary Techs | PWRCOABGDXX | ResidualCapacity | 2050 | 2.1108 |  | 2026-05-26T22:45:04.411391
B_Optimised_VRE | Secondary Techs | PWRCOAINDWE | ResidualCapacity | 2029 | 83.335 |  | 2026-05-26T22:45:04.411391
B_Optimised_VRE | Secondary Techs | PWRCOAINDWE | ResidualCapacity | 2030 | 80.8839 |  | 2026-05-26T22:45:04.411391
B_Optimised_VRE | Secondary Techs | PWRCOAINDWE | ResidualCapacity | 2031 | 78.4329 |  | 2026-05-26T22:45:04.411391
B_Optimised_VRE | Secondary Techs | PWRCOAINDWE | ResidualCapacity | 2032 | 75.9819 |  | 2026-05-26T22:45:04.411391
B_Optimised_VRE | Secondary Techs | PWRCOAINDWE | ResidualCapacity | 2033 | 73.5309 |  | 2026-05-26T22:45:04.411391
B_Optimised_VRE | Secondary Techs | PWRCOAINDWE | ResidualCapacity | 2034 | 71.0798 |  | 2026-05-26T22:45:04.411391
B_Optimised_VRE | Secondary Techs | PWRCOAINDWE | ResidualCapacity | 2035 | 68.6288 |  | 2026-05-26T22:45:04.411391
B_Optimised_VRE | Secondary Techs | PWRCOAINDWE | ResidualCapacity | 2036 | 66.1778 |  | 2026-05-26T22:45:04.411391
B_Optimised_VRE | Secondary Techs | PWRCOAINDWE | ResidualCapacity | 2037 | 63.7267 |  | 2026-05-26T22:45:04.411391
B_Optimised_VRE | Secondary Techs | PWRCOAINDWE | ResidualCapacity | 2038 | 61.2757 |  | 2026-05-26T22:45:04.411391
B_Optimised_VRE | Secondary Techs | PWRCOAINDWE | ResidualCapacity | 2039 | 58.8247 |  | 2026-05-26T22:45:04.411391
B_Optimised_VRE | Secondary Techs | PWRCOAINDWE | ResidualCapacity | 2040 | 56.3737 |  | 2026-05-26T22:45:04.411391
B_Optimised_VRE | Secondary Techs | PWRCOAINDWE | ResidualCapacity | 2041 | 53.9226 |  | 2026-05-26T22:45:04.411391
B_Optimised_VRE | Secondary Techs | PWRCOAINDWE | ResidualCapacity | 2042 | 51.4716 |  | 2026-05-26T22:45:04.411391
B_Optimised_VRE | Secondary Techs | PWRCOAINDWE | ResidualCapacity | 2043 | 49.0206 |  | 2026-05-26T22:45:04.411391
B_Optimised_VRE | Secondary Techs | PWRCOAINDWE | ResidualCapacity | 2044 | 46.5695 |  | 2026-05-26T22:45:04.411391
B_Optimised_VRE | Secondary Techs | PWRCOAINDWE | ResidualCapacity | 2045 | 44.1185 |  | 2026-05-26T22:45:04.411391
B_Optimised_VRE | Secondary Techs | PWRCOAINDWE | ResidualCapacity | 2046 | 41.6675 |  | 2026-05-26T22:45:04.411391
B_Optimised_VRE | Secondary Techs | PWRCOAINDWE | ResidualCapacity | 2047 | 39.2165 |  | 2026-05-26T22:45:04.411391
B_Optimised_VRE | Secondary Techs | PWRCOAINDWE | ResidualCapacity | 2048 | 36.7654 |  | 2026-05-26T22:45:04.411391
B_Optimised_VRE | Secondary Techs | PWRCOAINDWE | ResidualCapacity | 2049 | 34.3144 |  | 2026-05-26T22:45:04.411391
B_Optimised_VRE | Secondary Techs | PWRCOAINDWE | ResidualCapacity | 2050 | 31.8634 |  | 2026-05-26T22:45:04.411391
B_Optimised_VRE | Secondary Techs | PWRNGSINDEA | ResidualCapacity | 2029 | 0.077333 |  | 2026-05-26T22:45:04.411391
B_Optimised_VRE | Secondary Techs | PWRNGSINDEA | ResidualCapacity | 2030 | 0.074667 |  | 2026-05-26T22:45:04.411391
B_Optimised_VRE | Secondary Techs | PWRNGSINDEA | ResidualCapacity | 2031 | 0.072 |  | 2026-05-26T22:45:04.411391
B_Optimised_VRE | Secondary Techs | PWRNGSINDEA | ResidualCapacity | 2032 | 0.069333 |  | 2026-05-26T22:45:04.411391
B_Optimised_VRE | Secondary Techs | PWRNGSINDEA | ResidualCapacity | 2033 | 0.066667 |  | 2026-05-26T22:45:04.411391
B_Optimised_VRE | Secondary Techs | PWRNGSINDEA | ResidualCapacity | 2034 | 0.064 |  | 2026-05-26T22:45:04.411391
B_Optimised_VRE | Secondary Techs | PWRNGSINDEA | ResidualCapacity | 2035 | 0.061333 |  | 2026-05-26T22:45:04.411391
B_Optimised_VRE | Secondary Techs | PWRNGSINDEA | ResidualCapacity | 2036 | 0.058667 |  | 2026-05-26T22:45:04.411391
B_Optimised_VRE | Secondary Techs | PWRNGSINDEA | ResidualCapacity | 2037 | 0.056 |  | 2026-05-26T22:45:04.411391
B_Optimised_VRE | Secondary Techs | PWRNGSINDEA | ResidualCapacity | 2038 | 0.053333 |  | 2026-05-26T22:45:04.411391
B_Optimised_VRE | Secondary Techs | PWRNGSINDEA | ResidualCapacity | 2039 | 0.050667 |  | 2026-05-26T22:45:04.411391
B_Optimised_VRE | Secondary Techs | PWRNGSINDEA | ResidualCapacity | 2040 | 0.048 |  | 2026-05-26T22:45:04.411391
B_Optimised_VRE | Secondary Techs | PWRNGSINDEA | ResidualCapacity | 2041 | 0.045333 |  | 2026-05-26T22:45:04.411391
B_Optimised_VRE | Secondary Techs | PWRNGSINDEA | ResidualCapacity | 2042 | 0.042667 |  | 2026-05-26T22:45:04.411391
B_Optimised_VRE | Secondary Techs | PWRNGSINDEA | ResidualCapacity | 2043 | 0.04 |  | 2026-05-26T22:45:04.411391
B_Optimised_VRE | Secondary Techs | PWRNGSINDEA | ResidualCapacity | 2044 | 0.037333 |  | 2026-05-26T22:45:04.411391
B_Optimised_VRE | Secondary Techs | PWRNGSINDEA | ResidualCapacity | 2045 | 0.034667 |  | 2026-05-26T22:45:04.411391
B_Optimised_VRE | Secondary Techs | PWRNGSINDEA | ResidualCapacity | 2046 | 0.032 |  | 2026-05-26T22:45:04.411391
B_Optimised_VRE | Secondary Techs | PWRNGSINDEA | ResidualCapacity | 2047 | 0.029333 |  | 2026-05-26T22:45:04.411391
B_Optimised_VRE | Secondary Techs | PWRNGSINDEA | ResidualCapacity | 2048 | 0.026667 |  | 2026-05-26T22:45:04.411391
B_Optimised_VRE | Secondary Techs | PWRNGSINDEA | ResidualCapacity | 2049 | 0.024 |  | 2026-05-26T22:45:04.411391
B_Optimised_VRE | Secondary Techs | PWRNGSINDEA | ResidualCapacity | 2050 | 0.021333 |  | 2026-05-26T22:45:04.411391
B_Optimised_VRE | Secondary Techs | PWRNGSINDNO | ResidualCapacity | 2029 | 5.7952 |  | 2026-05-26T22:45:04.411391
B_Optimised_VRE | Secondary Techs | PWRNGSINDNO | ResidualCapacity | 2030 | 5.5953 |  | 2026-05-26T22:45:04.411391
B_Optimised_VRE | Secondary Techs | PWRNGSINDNO | ResidualCapacity | 2031 | 5.3955 |  | 2026-05-26T22:45:04.411391
B_Optimised_VRE | Secondary Techs | PWRNGSINDNO | ResidualCapacity | 2032 | 5.1957 |  | 2026-05-26T22:45:04.411391
B_Optimised_VRE | Secondary Techs | PWRNGSINDNO | ResidualCapacity | 2033 | 4.9958 |  | 2026-05-26T22:45:04.411391
B_Optimised_VRE | Secondary Techs | PWRNGSINDNO | ResidualCapacity | 2034 | 4.796 |  | 2026-05-26T22:45:04.411391
B_Optimised_VRE | Secondary Techs | PWRNGSINDNO | ResidualCapacity | 2035 | 4.5962 |  | 2026-05-26T22:45:04.411391
B_Optimised_VRE | Secondary Techs | PWRNGSINDNO | ResidualCapacity | 2036 | 4.3963 |  | 2026-05-26T22:45:04.411391
B_Optimised_VRE | Secondary Techs | PWRNGSINDNO | ResidualCapacity | 2037 | 4.1965 |  | 2026-05-26T22:45:04.411391
B_Optimised_VRE | Secondary Techs | PWRNGSINDNO | ResidualCapacity | 2038 | 3.9967 |  | 2026-05-26T22:45:04.411391
B_Optimised_VRE | Secondary Techs | PWRNGSINDNO | ResidualCapacity | 2039 | 3.7968 |  | 2026-05-26T22:45:04.411391
B_Optimised_VRE | Secondary Techs | PWRNGSINDNO | ResidualCapacity | 2040 | 3.597 |  | 2026-05-26T22:45:04.411391
B_Optimised_VRE | Secondary Techs | PWRNGSINDNO | ResidualCapacity | 2041 | 3.3972 |  | 2026-05-26T22:45:04.411391
B_Optimised_VRE | Secondary Techs | PWRNGSINDNO | ResidualCapacity | 2042 | 3.1973 |  | 2026-05-26T22:45:04.411391
B_Optimised_VRE | Secondary Techs | PWRNGSINDNO | ResidualCapacity | 2043 | 2.9975 |  | 2026-05-26T22:45:04.411391
B_Optimised_VRE | Secondary Techs | PWRNGSINDNO | ResidualCapacity | 2044 | 2.7977 |  | 2026-05-26T22:45:04.411391
B_Optimised_VRE | Secondary Techs | PWRNGSINDNO | ResidualCapacity | 2045 | 2.5978 |  | 2026-05-26T22:45:04.411391
B_Optimised_VRE | Secondary Techs | PWRNGSINDNO | ResidualCapacity | 2046 | 2.398 |  | 2026-05-26T22:45:04.411391
B_Optimised_VRE | Secondary Techs | PWRNGSINDNO | ResidualCapacity | 2047 | 2.1982 |  | 2026-05-26T22:45:04.411391
B_Optimised_VRE | Secondary Techs | PWRNGSINDNO | ResidualCapacity | 2048 | 1.9983 |  | 2026-05-26T22:45:04.411391
B_Optimised_VRE | Secondary Techs | PWRNGSINDNO | ResidualCapacity | 2049 | 1.7985 |  | 2026-05-26T22:45:04.411391
B_Optimised_VRE | Secondary Techs | PWRNGSINDNO | ResidualCapacity | 2050 | 1.5987 |  | 2026-05-26T22:45:04.411391
B_Optimised_VRE | Secondary Techs | PWRCOALKAXX | ResidualCapacity | 2029 | 0.78686 |  | 2026-05-26T22:45:04.411391
B_Optimised_VRE | Secondary Techs | PWRCOALKAXX | ResidualCapacity | 2030 | 0.76371 |  | 2026-05-26T22:45:04.411391
B_Optimised_VRE | Secondary Techs | PWRCOALKAXX | ResidualCapacity | 2031 | 0.74057 |  | 2026-05-26T22:45:04.411391
B_Optimised_VRE | Secondary Techs | PWRCOALKAXX | ResidualCapacity | 2032 | 0.71743 |  | 2026-05-26T22:45:04.411391
B_Optimised_VRE | Secondary Techs | PWRCOALKAXX | ResidualCapacity | 2033 | 0.69429 |  | 2026-05-26T22:45:04.411391
B_Optimised_VRE | Secondary Techs | PWRCOALKAXX | ResidualCapacity | 2034 | 0.67114 |  | 2026-05-26T22:45:04.411391
B_Optimised_VRE | Secondary Techs | PWRCOALKAXX | ResidualCapacity | 2035 | 0.648 |  | 2026-05-26T22:45:04.411391
B_Optimised_VRE | Secondary Techs | PWRCOALKAXX | ResidualCapacity | 2036 | 0.62486 |  | 2026-05-26T22:45:04.411391
B_Optimised_VRE | Secondary Techs | PWRCOALKAXX | ResidualCapacity | 2037 | 0.60171 |  | 2026-05-26T22:45:04.411391
B_Optimised_VRE | Secondary Techs | PWRCOALKAXX | ResidualCapacity | 2038 | 0.57857 |  | 2026-05-26T22:45:04.411391
B_Optimised_VRE | Secondary Techs | PWRCOALKAXX | ResidualCapacity | 2039 | 0.55543 |  | 2026-05-26T22:45:04.411391
B_Optimised_VRE | Secondary Techs | PWRCOALKAXX | ResidualCapacity | 2040 | 0.53229 |  | 2026-05-26T22:45:04.411391
B_Optimised_VRE | Secondary Techs | PWRCOALKAXX | ResidualCapacity | 2041 | 0.50914 |  | 2026-05-26T22:45:04.411391
B_Optimised_VRE | Secondary Techs | PWRCOALKAXX | ResidualCapacity | 2042 | 0.486 |  | 2026-05-26T22:45:04.411391
B_Optimised_VRE | Secondary Techs | PWRCOALKAXX | ResidualCapacity | 2043 | 0.46286 |  | 2026-05-26T22:45:04.411391
B_Optimised_VRE | Secondary Techs | PWRCOALKAXX | ResidualCapacity | 2044 | 0.43971 |  | 2026-05-26T22:45:04.411391
B_Optimised_VRE | Secondary Techs | PWRCOALKAXX | ResidualCapacity | 2045 | 0.41657 |  | 2026-05-26T22:45:04.411391
B_Optimised_VRE | Secondary Techs | PWRCOALKAXX | ResidualCapacity | 2046 | 0.39343 |  | 2026-05-26T22:45:04.411391
B_Optimised_VRE | Secondary Techs | PWRCOALKAXX | ResidualCapacity | 2047 | 0.37029 |  | 2026-05-26T22:45:04.411391
B_Optimised_VRE | Secondary Techs | PWRCOALKAXX | ResidualCapacity | 2048 | 0.34714 |  | 2026-05-26T22:45:04.411391
B_Optimised_VRE | Secondary Techs | PWRCOALKAXX | ResidualCapacity | 2049 | 0.324 |  | 2026-05-26T22:45:04.411391
B_Optimised_VRE | Secondary Techs | PWRCOALKAXX | ResidualCapacity | 2050 | 0.30086 |  | 2026-05-26T22:45:04.411391
B_Optimised_VRE | Secondary Techs | PWRCOAINDNO | ResidualCapacity | 2029 | 44.5546 |  | 2026-05-26T22:45:04.411391
B_Optimised_VRE | Secondary Techs | PWRCOAINDNO | ResidualCapacity | 2030 | 43.2441 |  | 2026-05-26T22:45:04.411391
B_Optimised_VRE | Secondary Techs | PWRCOAINDNO | ResidualCapacity | 2031 | 41.9337 |  | 2026-05-26T22:45:04.411391
B_Optimised_VRE | Secondary Techs | PWRCOAINDNO | ResidualCapacity | 2032 | 40.6233 |  | 2026-05-26T22:45:04.411391
B_Optimised_VRE | Secondary Techs | PWRCOAINDNO | ResidualCapacity | 2033 | 39.3129 |  | 2026-05-26T22:45:04.411391
B_Optimised_VRE | Secondary Techs | PWRCOAINDNO | ResidualCapacity | 2034 | 38.0024 |  | 2026-05-26T22:45:04.411391
B_Optimised_VRE | Secondary Techs | PWRCOAINDNO | ResidualCapacity | 2035 | 36.692 |  | 2026-05-26T22:45:04.411391
B_Optimised_VRE | Secondary Techs | PWRCOAINDNO | ResidualCapacity | 2036 | 35.3816 |  | 2026-05-26T22:45:04.411391
B_Optimised_VRE | Secondary Techs | PWRCOAINDNO | ResidualCapacity | 2037 | 34.0711 |  | 2026-05-26T22:45:04.411391
B_Optimised_VRE | Secondary Techs | PWRCOAINDNO | ResidualCapacity | 2038 | 32.7607 |  | 2026-05-26T22:45:04.411391
B_Optimised_VRE | Secondary Techs | PWRCOAINDNO | ResidualCapacity | 2039 | 31.4503 |  | 2026-05-26T22:45:04.411391
B_Optimised_VRE | Secondary Techs | PWRCOAINDNO | ResidualCapacity | 2040 | 30.1399 |  | 2026-05-26T22:45:04.411391
B_Optimised_VRE | Secondary Techs | PWRCOAINDNO | ResidualCapacity | 2041 | 28.8294 |  | 2026-05-26T22:45:04.411391
B_Optimised_VRE | Secondary Techs | PWRCOAINDNO | ResidualCapacity | 2042 | 27.519 |  | 2026-05-26T22:45:04.411391
B_Optimised_VRE | Secondary Techs | PWRCOAINDNO | ResidualCapacity | 2043 | 26.2086 |  | 2026-05-26T22:45:04.411391
B_Optimised_VRE | Secondary Techs | PWRCOAINDNO | ResidualCapacity | 2044 | 24.8981 |  | 2026-05-26T22:45:04.411391
B_Optimised_VRE | Secondary Techs | PWRCOAINDNO | ResidualCapacity | 2045 | 23.5877 |  | 2026-05-26T22:45:04.411391
B_Optimised_VRE | Secondary Techs | PWRCOAINDNO | ResidualCapacity | 2046 | 22.2773 |  | 2026-05-26T22:45:04.411391
B_Optimised_VRE | Secondary Techs | PWRCOAINDNO | ResidualCapacity | 2047 | 20.9669 |  | 2026-05-26T22:45:04.411391
B_Optimised_VRE | Secondary Techs | PWRCOAINDNO | ResidualCapacity | 2048 | 19.6564 |  | 2026-05-26T22:45:04.411391
B_Optimised_VRE | Secondary Techs | PWRCOAINDNO | ResidualCapacity | 2049 | 18.346 |  | 2026-05-26T22:45:04.411391
B_Optimised_VRE | Secondary Techs | PWRCOAINDNO | ResidualCapacity | 2050 | 17.0356 |  | 2026-05-26T22:45:04.411391
B_Optimised_VRE | Secondary Techs | PWRCOAINDEA | ResidualCapacity | 2029 | 35.9399 |  | 2026-05-26T22:45:04.411391
B_Optimised_VRE | Secondary Techs | PWRCOAINDEA | ResidualCapacity | 2030 | 34.8829 |  | 2026-05-26T22:45:04.411391
B_Optimised_VRE | Secondary Techs | PWRCOAINDEA | ResidualCapacity | 2031 | 33.8258 |  | 2026-05-26T22:45:04.411391
B_Optimised_VRE | Secondary Techs | PWRCOAINDEA | ResidualCapacity | 2032 | 32.7688 |  | 2026-05-26T22:45:04.411391
B_Optimised_VRE | Secondary Techs | PWRCOAINDEA | ResidualCapacity | 2033 | 31.7117 |  | 2026-05-26T22:45:04.411391
B_Optimised_VRE | Secondary Techs | PWRCOAINDEA | ResidualCapacity | 2034 | 30.6547 |  | 2026-05-26T22:45:04.411391
B_Optimised_VRE | Secondary Techs | PWRCOAINDEA | ResidualCapacity | 2035 | 29.5976 |  | 2026-05-26T22:45:04.411391
B_Optimised_VRE | Secondary Techs | PWRCOAINDEA | ResidualCapacity | 2036 | 28.5405 |  | 2026-05-26T22:45:04.411391
B_Optimised_VRE | Secondary Techs | PWRCOAINDEA | ResidualCapacity | 2037 | 27.4835 |  | 2026-05-26T22:45:04.411391
B_Optimised_VRE | Secondary Techs | PWRCOAINDEA | ResidualCapacity | 2038 | 26.4264 |  | 2026-05-26T22:45:04.411391
B_Optimised_VRE | Secondary Techs | PWRCOAINDEA | ResidualCapacity | 2039 | 25.3694 |  | 2026-05-26T22:45:04.411391
B_Optimised_VRE | Secondary Techs | PWRCOAINDEA | ResidualCapacity | 2040 | 24.3123 |  | 2026-05-26T22:45:04.411391
B_Optimised_VRE | Secondary Techs | PWRCOAINDEA | ResidualCapacity | 2041 | 23.2553 |  | 2026-05-26T22:45:04.411391
B_Optimised_VRE | Secondary Techs | PWRCOAINDEA | ResidualCapacity | 2042 | 22.1982 |  | 2026-05-26T22:45:04.411391
B_Optimised_VRE | Secondary Techs | PWRCOAINDEA | ResidualCapacity | 2043 | 21.1411 |  | 2026-05-26T22:45:04.411391
B_Optimised_VRE | Secondary Techs | PWRCOAINDEA | ResidualCapacity | 2044 | 20.0841 |  | 2026-05-26T22:45:04.411391
B_Optimised_VRE | Secondary Techs | PWRCOAINDEA | ResidualCapacity | 2045 | 19.027 |  | 2026-05-26T22:45:04.411391
B_Optimised_VRE | Secondary Techs | PWRCOAINDEA | ResidualCapacity | 2046 | 17.97 |  | 2026-05-26T22:45:04.411391
B_Optimised_VRE | Secondary Techs | PWRCOAINDEA | ResidualCapacity | 2047 | 16.9129 |  | 2026-05-26T22:45:04.411391
B_Optimised_VRE | Secondary Techs | PWRCOAINDEA | ResidualCapacity | 2048 | 15.8559 |  | 2026-05-26T22:45:04.411391
B_Optimised_VRE | Secondary Techs | PWRCOAINDEA | ResidualCapacity | 2049 | 14.7988 |  | 2026-05-26T22:45:04.411391
B_Optimised_VRE | Secondary Techs | PWRCOAINDEA | ResidualCapacity | 2050 | 13.7417 |  | 2026-05-26T22:45:04.411391
B_Optimised_VRE | Secondary Techs | PWRNGSINDWE | ResidualCapacity | 2029 | 10.4458 |  | 2026-05-26T22:45:04.411391
B_Optimised_VRE | Secondary Techs | PWRNGSINDWE | ResidualCapacity | 2030 | 10.0856 |  | 2026-05-26T22:45:04.411391
B_Optimised_VRE | Secondary Techs | PWRNGSINDWE | ResidualCapacity | 2031 | 9.7254 |  | 2026-05-26T22:45:04.411391
B_Optimised_VRE | Secondary Techs | PWRNGSINDWE | ResidualCapacity | 2032 | 9.3652 |  | 2026-05-26T22:45:04.411391
B_Optimised_VRE | Secondary Techs | PWRNGSINDWE | ResidualCapacity | 2033 | 9.005 |  | 2026-05-26T22:45:04.411391
B_Optimised_VRE | Secondary Techs | PWRNGSINDWE | ResidualCapacity | 2034 | 8.6448 |  | 2026-05-26T22:45:04.411391
B_Optimised_VRE | Secondary Techs | PWRNGSINDWE | ResidualCapacity | 2035 | 8.2846 |  | 2026-05-26T22:45:04.411391
B_Optimised_VRE | Secondary Techs | PWRNGSINDWE | ResidualCapacity | 2036 | 7.9244 |  | 2026-05-26T22:45:04.411391
B_Optimised_VRE | Secondary Techs | PWRNGSINDWE | ResidualCapacity | 2037 | 7.5642 |  | 2026-05-26T22:45:04.411391
B_Optimised_VRE | Secondary Techs | PWRNGSINDWE | ResidualCapacity | 2038 | 7.204 |  | 2026-05-26T22:45:04.411391
B_Optimised_VRE | Secondary Techs | PWRNGSINDWE | ResidualCapacity | 2039 | 6.8438 |  | 2026-05-26T22:45:04.411391
B_Optimised_VRE | Secondary Techs | PWRNGSINDWE | ResidualCapacity | 2040 | 6.4836 |  | 2026-05-26T22:45:04.411391
B_Optimised_VRE | Secondary Techs | PWRNGSINDWE | ResidualCapacity | 2041 | 6.1234 |  | 2026-05-26T22:45:04.411391
B_Optimised_VRE | Secondary Techs | PWRNGSINDWE | ResidualCapacity | 2042 | 5.7632 |  | 2026-05-26T22:45:04.411391
B_Optimised_VRE | Secondary Techs | PWRNGSINDWE | ResidualCapacity | 2043 | 5.403 |  | 2026-05-26T22:45:04.411391
B_Optimised_VRE | Secondary Techs | PWRNGSINDWE | ResidualCapacity | 2044 | 5.0428 |  | 2026-05-26T22:45:04.411391
B_Optimised_VRE | Secondary Techs | PWRNGSINDWE | ResidualCapacity | 2045 | 4.6826 |  | 2026-05-26T22:45:04.411391
B_Optimised_VRE | Secondary Techs | PWRNGSINDWE | ResidualCapacity | 2046 | 4.3224 |  | 2026-05-26T22:45:04.411391
B_Optimised_VRE | Secondary Techs | PWRNGSINDWE | ResidualCapacity | 2047 | 3.9622 |  | 2026-05-26T22:45:04.411391
B_Optimised_VRE | Secondary Techs | PWRNGSINDWE | ResidualCapacity | 2048 | 3.602 |  | 2026-05-26T22:45:04.411391
B_Optimised_VRE | Secondary Techs | PWRNGSINDWE | ResidualCapacity | 2049 | 3.2418 |  | 2026-05-26T22:45:04.411391
B_Optimised_VRE | Secondary Techs | PWRNGSINDWE | ResidualCapacity | 2050 | 2.8816 |  | 2026-05-26T22:45:04.411391
B_Optimised_VRE | Secondary Techs | PWRCOAINDNE | ResidualCapacity | 2029 | 0.72857 |  | 2026-05-26T22:45:04.411391
B_Optimised_VRE | Secondary Techs | PWRCOAINDNE | ResidualCapacity | 2030 | 0.70714 |  | 2026-05-26T22:45:04.411391
B_Optimised_VRE | Secondary Techs | PWRCOAINDNE | ResidualCapacity | 2031 | 0.68571 |  | 2026-05-26T22:45:04.411391
B_Optimised_VRE | Secondary Techs | PWRCOAINDNE | ResidualCapacity | 2032 | 0.66429 |  | 2026-05-26T22:45:04.411391
B_Optimised_VRE | Secondary Techs | PWRCOAINDNE | ResidualCapacity | 2033 | 0.64286 |  | 2026-05-26T22:45:04.411391
B_Optimised_VRE | Secondary Techs | PWRCOAINDNE | ResidualCapacity | 2034 | 0.62143 |  | 2026-05-26T22:45:04.411391
B_Optimised_VRE | Secondary Techs | PWRCOAINDNE | ResidualCapacity | 2035 | 0.6 |  | 2026-05-26T22:45:04.411391
B_Optimised_VRE | Secondary Techs | PWRCOAINDNE | ResidualCapacity | 2036 | 0.57857 |  | 2026-05-26T22:45:04.411391
B_Optimised_VRE | Secondary Techs | PWRCOAINDNE | ResidualCapacity | 2037 | 0.55714 |  | 2026-05-26T22:45:04.411391
B_Optimised_VRE | Secondary Techs | PWRCOAINDNE | ResidualCapacity | 2038 | 0.53571 |  | 2026-05-26T22:45:04.411391
B_Optimised_VRE | Secondary Techs | PWRCOAINDNE | ResidualCapacity | 2039 | 0.51429 |  | 2026-05-26T22:45:04.411391
B_Optimised_VRE | Secondary Techs | PWRCOAINDNE | ResidualCapacity | 2040 | 0.49286 |  | 2026-05-26T22:45:04.411391
B_Optimised_VRE | Secondary Techs | PWRCOAINDNE | ResidualCapacity | 2041 | 0.47143 |  | 2026-05-26T22:45:04.411391
B_Optimised_VRE | Secondary Techs | PWRCOAINDNE | ResidualCapacity | 2042 | 0.45 |  | 2026-05-26T22:45:04.411391
B_Optimised_VRE | Secondary Techs | PWRCOAINDNE | ResidualCapacity | 2043 | 0.42857 |  | 2026-05-26T22:45:04.411391
B_Optimised_VRE | Secondary Techs | PWRCOAINDNE | ResidualCapacity | 2044 | 0.40714 |  | 2026-05-26T22:45:04.411391
B_Optimised_VRE | Secondary Techs | PWRCOAINDNE | ResidualCapacity | 2045 | 0.38571 |  | 2026-05-26T22:45:04.411391
B_Optimised_VRE | Secondary Techs | PWRCOAINDNE | ResidualCapacity | 2046 | 0.36429 |  | 2026-05-26T22:45:04.411391
B_Optimised_VRE | Secondary Techs | PWRCOAINDNE | ResidualCapacity | 2047 | 0.34286 |  | 2026-05-26T22:45:04.411391
B_Optimised_VRE | Secondary Techs | PWRCOAINDNE | ResidualCapacity | 2048 | 0.32143 |  | 2026-05-26T22:45:04.411391
B_Optimised_VRE | Secondary Techs | PWRCOAINDNE | ResidualCapacity | 2049 | 0.3 |  | 2026-05-26T22:45:04.411391
B_Optimised_VRE | Secondary Techs | PWRCOAINDNE | ResidualCapacity | 2050 | 0.27857 |  | 2026-05-26T22:45:04.411391
B_Optimised_VRE | Secondary Techs | PWRNGSINDSO | ResidualCapacity | 2029 | 6.2756 |  | 2026-05-26T22:45:04.411391
B_Optimised_VRE | Secondary Techs | PWRNGSINDSO | ResidualCapacity | 2030 | 6.0592 |  | 2026-05-26T22:45:04.411391
B_Optimised_VRE | Secondary Techs | PWRNGSINDSO | ResidualCapacity | 2031 | 5.8428 |  | 2026-05-26T22:45:04.411391
B_Optimised_VRE | Secondary Techs | PWRNGSINDSO | ResidualCapacity | 2032 | 5.6264 |  | 2026-05-26T22:45:04.411391
B_Optimised_VRE | Secondary Techs | PWRNGSINDSO | ResidualCapacity | 2033 | 5.41 |  | 2026-05-26T22:45:04.411391
B_Optimised_VRE | Secondary Techs | PWRNGSINDSO | ResidualCapacity | 2034 | 5.1936 |  | 2026-05-26T22:45:04.411391
B_Optimised_VRE | Secondary Techs | PWRNGSINDSO | ResidualCapacity | 2035 | 4.9772 |  | 2026-05-26T22:45:04.411391
B_Optimised_VRE | Secondary Techs | PWRNGSINDSO | ResidualCapacity | 2036 | 4.7608 |  | 2026-05-26T22:45:04.411391
B_Optimised_VRE | Secondary Techs | PWRNGSINDSO | ResidualCapacity | 2037 | 4.5444 |  | 2026-05-26T22:45:04.411391
B_Optimised_VRE | Secondary Techs | PWRNGSINDSO | ResidualCapacity | 2038 | 4.328 |  | 2026-05-26T22:45:04.411391
B_Optimised_VRE | Secondary Techs | PWRNGSINDSO | ResidualCapacity | 2039 | 4.1116 |  | 2026-05-26T22:45:04.411391
B_Optimised_VRE | Secondary Techs | PWRNGSINDSO | ResidualCapacity | 2040 | 3.8952 |  | 2026-05-26T22:45:04.411391
B_Optimised_VRE | Secondary Techs | PWRNGSINDSO | ResidualCapacity | 2041 | 3.6788 |  | 2026-05-26T22:45:04.411391
B_Optimised_VRE | Secondary Techs | PWRNGSINDSO | ResidualCapacity | 2042 | 3.4624 |  | 2026-05-26T22:45:04.411391
B_Optimised_VRE | Secondary Techs | PWRNGSINDSO | ResidualCapacity | 2043 | 3.246 |  | 2026-05-26T22:45:04.411391
B_Optimised_VRE | Secondary Techs | PWRNGSINDSO | ResidualCapacity | 2044 | 3.0296 |  | 2026-05-26T22:45:04.411391
B_Optimised_VRE | Secondary Techs | PWRNGSINDSO | ResidualCapacity | 2045 | 2.8132 |  | 2026-05-26T22:45:04.411391
B_Optimised_VRE | Secondary Techs | PWRNGSINDSO | ResidualCapacity | 2046 | 2.5968 |  | 2026-05-26T22:45:04.411391
B_Optimised_VRE | Secondary Techs | PWRNGSINDSO | ResidualCapacity | 2047 | 2.3804 |  | 2026-05-26T22:45:04.411391
B_Optimised_VRE | Secondary Techs | PWRNGSINDSO | ResidualCapacity | 2048 | 2.164 |  | 2026-05-26T22:45:04.411391
B_Optimised_VRE | Secondary Techs | PWRNGSINDSO | ResidualCapacity | 2049 | 1.9476 |  | 2026-05-26T22:45:04.411391
B_Optimised_VRE | Secondary Techs | PWRNGSINDSO | ResidualCapacity | 2050 | 1.7312 |  | 2026-05-26T22:45:04.411391
B_Optimised_VRE | Secondary Techs | PWRNGSINDNE | ResidualCapacity | 2029 | 1.6095 |  | 2026-05-26T22:45:04.411391
B_Optimised_VRE | Secondary Techs | PWRNGSINDNE | ResidualCapacity | 2030 | 1.554 |  | 2026-05-26T22:45:04.411391
B_Optimised_VRE | Secondary Techs | PWRNGSINDNE | ResidualCapacity | 2031 | 1.4985 |  | 2026-05-26T22:45:04.411391
B_Optimised_VRE | Secondary Techs | PWRNGSINDNE | ResidualCapacity | 2032 | 1.443 |  | 2026-05-26T22:45:04.411391
B_Optimised_VRE | Secondary Techs | PWRNGSINDNE | ResidualCapacity | 2033 | 1.3875 |  | 2026-05-26T22:45:04.411391
B_Optimised_VRE | Secondary Techs | PWRNGSINDNE | ResidualCapacity | 2034 | 1.332 |  | 2026-05-26T22:45:04.411391
B_Optimised_VRE | Secondary Techs | PWRNGSINDNE | ResidualCapacity | 2035 | 1.2765 |  | 2026-05-26T22:45:04.411391
B_Optimised_VRE | Secondary Techs | PWRNGSINDNE | ResidualCapacity | 2036 | 1.221 |  | 2026-05-26T22:45:04.411391
B_Optimised_VRE | Secondary Techs | PWRNGSINDNE | ResidualCapacity | 2037 | 1.1655 |  | 2026-05-26T22:45:04.411391
B_Optimised_VRE | Secondary Techs | PWRNGSINDNE | ResidualCapacity | 2038 | 1.11 |  | 2026-05-26T22:45:04.411391
B_Optimised_VRE | Secondary Techs | PWRNGSINDNE | ResidualCapacity | 2039 | 1.0545 |  | 2026-05-26T22:45:04.411391
B_Optimised_VRE | Secondary Techs | PWRNGSINDNE | ResidualCapacity | 2040 | 0.999 |  | 2026-05-26T22:45:04.411391
B_Optimised_VRE | Secondary Techs | PWRNGSINDNE | ResidualCapacity | 2041 | 0.9435 |  | 2026-05-26T22:45:04.411391
B_Optimised_VRE | Secondary Techs | PWRNGSINDNE | ResidualCapacity | 2042 | 0.888 |  | 2026-05-26T22:45:04.411391
B_Optimised_VRE | Secondary Techs | PWRNGSINDNE | ResidualCapacity | 2043 | 0.8325 |  | 2026-05-26T22:45:04.411391
B_Optimised_VRE | Secondary Techs | PWRNGSINDNE | ResidualCapacity | 2044 | 0.777 |  | 2026-05-26T22:45:04.411391
B_Optimised_VRE | Secondary Techs | PWRNGSINDNE | ResidualCapacity | 2045 | 0.7215 |  | 2026-05-26T22:45:04.411391
B_Optimised_VRE | Secondary Techs | PWRNGSINDNE | ResidualCapacity | 2046 | 0.666 |  | 2026-05-26T22:45:04.411391
B_Optimised_VRE | Secondary Techs | PWRNGSINDNE | ResidualCapacity | 2047 | 0.6105 |  | 2026-05-26T22:45:04.411391
B_Optimised_VRE | Secondary Techs | PWRNGSINDNE | ResidualCapacity | 2048 | 0.555 |  | 2026-05-26T22:45:04.411391
B_Optimised_VRE | Secondary Techs | PWRNGSINDNE | ResidualCapacity | 2049 | 0.4995 |  | 2026-05-26T22:45:04.411391
B_Optimised_VRE | Secondary Techs | PWRNGSINDNE | ResidualCapacity | 2050 | 0.444 |  | 2026-05-26T22:45:04.411391
B_Optimised_VRE | Secondary Techs | PWRCOAINDSO | ResidualCapacity | 2029 | 43.7123 |  | 2026-05-26T22:45:04.411391
B_Optimised_VRE | Secondary Techs | PWRCOAINDSO | ResidualCapacity | 2030 | 42.4267 |  | 2026-05-26T22:45:04.411391
B_Optimised_VRE | Secondary Techs | PWRCOAINDSO | ResidualCapacity | 2031 | 41.141 |  | 2026-05-26T22:45:04.411391
B_Optimised_VRE | Secondary Techs | PWRCOAINDSO | ResidualCapacity | 2032 | 39.8554 |  | 2026-05-26T22:45:04.411391
B_Optimised_VRE | Secondary Techs | PWRCOAINDSO | ResidualCapacity | 2033 | 38.5697 |  | 2026-05-26T22:45:04.411391
B_Optimised_VRE | Secondary Techs | PWRCOAINDSO | ResidualCapacity | 2034 | 37.2841 |  | 2026-05-26T22:45:04.411391
B_Optimised_VRE | Secondary Techs | PWRCOAINDSO | ResidualCapacity | 2035 | 35.9984 |  | 2026-05-26T22:45:04.411391
B_Optimised_VRE | Secondary Techs | PWRCOAINDSO | ResidualCapacity | 2036 | 34.7127 |  | 2026-05-26T22:45:04.411391
B_Optimised_VRE | Secondary Techs | PWRCOAINDSO | ResidualCapacity | 2037 | 33.4271 |  | 2026-05-26T22:45:04.411391
B_Optimised_VRE | Secondary Techs | PWRCOAINDSO | ResidualCapacity | 2038 | 32.1414 |  | 2026-05-26T22:45:04.411391
B_Optimised_VRE | Secondary Techs | PWRCOAINDSO | ResidualCapacity | 2039 | 30.8558 |  | 2026-05-26T22:45:04.411391
B_Optimised_VRE | Secondary Techs | PWRCOAINDSO | ResidualCapacity | 2040 | 29.5701 |  | 2026-05-26T22:45:04.411391
B_Optimised_VRE | Secondary Techs | PWRCOAINDSO | ResidualCapacity | 2041 | 28.2845 |  | 2026-05-26T22:45:04.411391
B_Optimised_VRE | Secondary Techs | PWRCOAINDSO | ResidualCapacity | 2042 | 26.9988 |  | 2026-05-26T22:45:04.411391
B_Optimised_VRE | Secondary Techs | PWRCOAINDSO | ResidualCapacity | 2043 | 25.7131 |  | 2026-05-26T22:45:04.411391
B_Optimised_VRE | Secondary Techs | PWRCOAINDSO | ResidualCapacity | 2044 | 24.4275 |  | 2026-05-26T22:45:04.411391
B_Optimised_VRE | Secondary Techs | PWRCOAINDSO | ResidualCapacity | 2045 | 23.1418 |  | 2026-05-26T22:45:04.411391
B_Optimised_VRE | Secondary Techs | PWRCOAINDSO | ResidualCapacity | 2046 | 21.8562 |  | 2026-05-26T22:45:04.411391
B_Optimised_VRE | Secondary Techs | PWRCOAINDSO | ResidualCapacity | 2047 | 20.5705 |  | 2026-05-26T22:45:04.411391
B_Optimised_VRE | Secondary Techs | PWRCOAINDSO | ResidualCapacity | 2048 | 19.2849 |  | 2026-05-26T22:45:04.411391
B_Optimised_VRE | Secondary Techs | PWRCOAINDSO | ResidualCapacity | 2049 | 17.9992 |  | 2026-05-26T22:45:04.411391
B_Optimised_VRE | Secondary Techs | PWRCOAINDSO | ResidualCapacity | 2050 | 16.7135 |  | 2026-05-26T22:45:04.411391
B_Optimised_VRE | Secondary Techs | PWRNGSBGDXX | ResidualCapacity | 2029 | 12.6034 |  | 2026-05-26T22:45:04.411391
B_Optimised_VRE | Secondary Techs | PWRNGSBGDXX | ResidualCapacity | 2030 | 12.1688 |  | 2026-05-26T22:45:04.411391
B_Optimised_VRE | Secondary Techs | PWRNGSBGDXX | ResidualCapacity | 2031 | 11.7342 |  | 2026-05-26T22:45:04.411391
B_Optimised_VRE | Secondary Techs | PWRNGSBGDXX | ResidualCapacity | 2032 | 11.2996 |  | 2026-05-26T22:45:04.411391
B_Optimised_VRE | Secondary Techs | PWRNGSBGDXX | ResidualCapacity | 2033 | 10.865 |  | 2026-05-26T22:45:04.411391
B_Optimised_VRE | Secondary Techs | PWRNGSBGDXX | ResidualCapacity | 2034 | 10.4304 |  | 2026-05-26T22:45:04.411391
B_Optimised_VRE | Secondary Techs | PWRNGSBGDXX | ResidualCapacity | 2035 | 9.9958 |  | 2026-05-26T22:45:04.411391
B_Optimised_VRE | Secondary Techs | PWRNGSBGDXX | ResidualCapacity | 2036 | 9.5612 |  | 2026-05-26T22:45:04.411391
B_Optimised_VRE | Secondary Techs | PWRNGSBGDXX | ResidualCapacity | 2037 | 9.1266 |  | 2026-05-26T22:45:04.411391
B_Optimised_VRE | Secondary Techs | PWRNGSBGDXX | ResidualCapacity | 2038 | 8.692 |  | 2026-05-26T22:45:04.411391
B_Optimised_VRE | Secondary Techs | PWRNGSBGDXX | ResidualCapacity | 2039 | 8.2574 |  | 2026-05-26T22:45:04.411391
B_Optimised_VRE | Secondary Techs | PWRNGSBGDXX | ResidualCapacity | 2040 | 7.8228 |  | 2026-05-26T22:45:04.411391
B_Optimised_VRE | Secondary Techs | PWRNGSBGDXX | ResidualCapacity | 2041 | 7.3882 |  | 2026-05-26T22:45:04.411391
B_Optimised_VRE | Secondary Techs | PWRNGSBGDXX | ResidualCapacity | 2042 | 6.9536 |  | 2026-05-26T22:45:04.411391
B_Optimised_VRE | Secondary Techs | PWRNGSBGDXX | ResidualCapacity | 2043 | 6.519 |  | 2026-05-26T22:45:04.411391
B_Optimised_VRE | Secondary Techs | PWRNGSBGDXX | ResidualCapacity | 2044 | 6.0844 |  | 2026-05-26T22:45:04.411391
B_Optimised_VRE | Secondary Techs | PWRNGSBGDXX | ResidualCapacity | 2045 | 5.6498 |  | 2026-05-26T22:45:04.411391
B_Optimised_VRE | Secondary Techs | PWRNGSBGDXX | ResidualCapacity | 2046 | 5.2152 |  | 2026-05-26T22:45:04.411391
B_Optimised_VRE | Secondary Techs | PWRNGSBGDXX | ResidualCapacity | 2047 | 4.7806 |  | 2026-05-26T22:45:04.411391
B_Optimised_VRE | Secondary Techs | PWRNGSBGDXX | ResidualCapacity | 2048 | 4.346 |  | 2026-05-26T22:45:04.411391
B_Optimised_VRE | Secondary Techs | PWRNGSBGDXX | ResidualCapacity | 2049 | 3.9114 |  | 2026-05-26T22:45:04.411391
B_Optimised_VRE | Secondary Techs | PWRNGSBGDXX | ResidualCapacity | 2050 | 3.4768 |  | 2026-05-26T22:45:04.411391
B_Optimised_VRE | Secondary Techs | PWRLDSBTNXX | TotalAnnualMaxCapacityInvestment | 2023 | 9999 | exempt_maxcap_uncapped | 2026-05-26T22:45:09.372185
B_Optimised_VRE | Secondary Techs | PWRLDSBTNXX | TotalAnnualMaxCapacityInvestment | 2024 | 9999 | exempt_maxcap_uncapped | 2026-05-26T22:45:09.372185
B_Optimised_VRE | Secondary Techs | PWRLDSBTNXX | TotalAnnualMaxCapacityInvestment | 2025 | 9999 | exempt_maxcap_uncapped | 2026-05-26T22:45:09.372185
B_Optimised_VRE | Secondary Techs | PWRLDSBTNXX | TotalAnnualMaxCapacityInvestment | 2026 | 9999 | exempt_maxcap_uncapped | 2026-05-26T22:45:09.372185
B_Optimised_VRE | Secondary Techs | PWRLDSBTNXX | TotalAnnualMaxCapacityInvestment | 2027 | 9999 | exempt_maxcap_uncapped | 2026-05-26T22:45:09.372185
B_Optimised_VRE | Secondary Techs | PWRLDSBTNXX | TotalAnnualMaxCapacityInvestment | 2028 | 9999 | exempt_maxcap_uncapped | 2026-05-26T22:45:09.372185
B_Optimised_VRE | Secondary Techs | PWRLDSBTNXX | TotalAnnualMaxCapacityInvestment | 2029 | 9999 | exempt_maxcap_uncapped | 2026-05-26T22:45:09.372185
B_Optimised_VRE | Secondary Techs | PWRLDSBTNXX | TotalAnnualMaxCapacityInvestment | 2030 | 9999 | exempt_maxcap_uncapped | 2026-05-26T22:45:09.372185
B_Optimised_VRE | Secondary Techs | PWRLDSBTNXX | TotalAnnualMaxCapacityInvestment | 2031 | 9999 | exempt_maxcap_uncapped | 2026-05-26T22:45:09.372185
B_Optimised_VRE | Secondary Techs | PWRLDSBTNXX | TotalAnnualMaxCapacityInvestment | 2032 | 9999 | exempt_maxcap_uncapped | 2026-05-26T22:45:09.372185
B_Optimised_VRE | Secondary Techs | PWRLDSBTNXX | TotalAnnualMaxCapacityInvestment | 2033 | 9999 | exempt_maxcap_uncapped | 2026-05-26T22:45:09.372185
B_Optimised_VRE | Secondary Techs | PWRLDSBTNXX | TotalAnnualMaxCapacityInvestment | 2034 | 9999 | exempt_maxcap_uncapped | 2026-05-26T22:45:09.372185
B_Optimised_VRE | Secondary Techs | PWRLDSBTNXX | TotalAnnualMaxCapacityInvestment | 2035 | 9999 | exempt_maxcap_uncapped | 2026-05-26T22:45:09.372185
B_Optimised_VRE | Secondary Techs | PWRLDSBTNXX | TotalAnnualMaxCapacityInvestment | 2036 | 9999 | exempt_maxcap_uncapped | 2026-05-26T22:45:09.372185
B_Optimised_VRE | Secondary Techs | PWRLDSBTNXX | TotalAnnualMaxCapacityInvestment | 2037 | 9999 | exempt_maxcap_uncapped | 2026-05-26T22:45:09.372185
B_Optimised_VRE | Secondary Techs | PWRLDSBTNXX | TotalAnnualMaxCapacityInvestment | 2038 | 9999 | exempt_maxcap_uncapped | 2026-05-26T22:45:09.372185
B_Optimised_VRE | Secondary Techs | PWRLDSBTNXX | TotalAnnualMaxCapacityInvestment | 2039 | 9999 | exempt_maxcap_uncapped | 2026-05-26T22:45:09.372185
B_Optimised_VRE | Secondary Techs | PWRLDSBTNXX | TotalAnnualMaxCapacityInvestment | 2040 | 9999 | exempt_maxcap_uncapped | 2026-05-26T22:45:09.372185
B_Optimised_VRE | Secondary Techs | PWRLDSBTNXX | TotalAnnualMaxCapacityInvestment | 2041 | 9999 | exempt_maxcap_uncapped | 2026-05-26T22:45:09.372185
B_Optimised_VRE | Secondary Techs | PWRLDSBTNXX | TotalAnnualMaxCapacityInvestment | 2042 | 9999 | exempt_maxcap_uncapped | 2026-05-26T22:45:09.372185
B_Optimised_VRE | Secondary Techs | PWRLDSBTNXX | TotalAnnualMaxCapacityInvestment | 2043 | 9999 | exempt_maxcap_uncapped | 2026-05-26T22:45:09.372185
B_Optimised_VRE | Secondary Techs | PWRLDSBTNXX | TotalAnnualMaxCapacityInvestment | 2044 | 9999 | exempt_maxcap_uncapped | 2026-05-26T22:45:09.372185
B_Optimised_VRE | Secondary Techs | PWRLDSBTNXX | TotalAnnualMaxCapacityInvestment | 2045 | 9999 | exempt_maxcap_uncapped | 2026-05-26T22:45:09.372185
B_Optimised_VRE | Secondary Techs | PWRLDSBTNXX | TotalAnnualMaxCapacityInvestment | 2046 | 9999 | exempt_maxcap_uncapped | 2026-05-26T22:45:09.372185
B_Optimised_VRE | Secondary Techs | PWRLDSBTNXX | TotalAnnualMaxCapacityInvestment | 2047 | 9999 | exempt_maxcap_uncapped | 2026-05-26T22:45:09.372185
B_Optimised_VRE | Secondary Techs | PWRLDSBTNXX | TotalAnnualMaxCapacityInvestment | 2048 | 9999 | exempt_maxcap_uncapped | 2026-05-26T22:45:09.372185
B_Optimised_VRE | Secondary Techs | PWRLDSBTNXX | TotalAnnualMaxCapacityInvestment | 2049 | 9999 | exempt_maxcap_uncapped | 2026-05-26T22:45:09.372185
B_Optimised_VRE | Secondary Techs | PWRLDSBTNXX | TotalAnnualMaxCapacityInvestment | 2050 | 9999 | exempt_maxcap_uncapped | 2026-05-26T22:45:09.372185
B_Optimised_VRE | Secondary Techs | PWRLDSBTNXX | TotalAnnualMaxCapacityInvestment | 2023 | 9999 | exempt_uncapped | 2026-05-26T22:45:09.372185
B_Optimised_VRE | Secondary Techs | PWRLDSBTNXX | TotalAnnualMaxCapacityInvestment | 2024 | 9999 | exempt_uncapped | 2026-05-26T22:45:09.372185
B_Optimised_VRE | Secondary Techs | PWRLDSBTNXX | TotalAnnualMaxCapacityInvestment | 2025 | 9999 | exempt_uncapped | 2026-05-26T22:45:09.372185
B_Optimised_VRE | Secondary Techs | PWRLDSBTNXX | TotalAnnualMaxCapacityInvestment | 2026 | 9999 | exempt_uncapped | 2026-05-26T22:45:09.372185
B_Optimised_VRE | Secondary Techs | PWRLDSBTNXX | TotalAnnualMaxCapacityInvestment | 2027 | 9999 | exempt_uncapped | 2026-05-26T22:45:09.372185
B_Optimised_VRE | Secondary Techs | PWRLDSBTNXX | TotalAnnualMaxCapacityInvestment | 2028 | 9999 | exempt_uncapped | 2026-05-26T22:45:09.372185
B_Optimised_VRE | Secondary Techs | PWRLDSBTNXX | TotalAnnualMaxCapacityInvestment | 2029 | 9999 | exempt_uncapped | 2026-05-26T22:45:09.372185
B_Optimised_VRE | Secondary Techs | PWRLDSBTNXX | TotalAnnualMaxCapacityInvestment | 2030 | 9999 | exempt_uncapped | 2026-05-26T22:45:09.372185
B_Optimised_VRE | Secondary Techs | PWRLDSBTNXX | TotalAnnualMaxCapacityInvestment | 2031 | 9999 | exempt_uncapped | 2026-05-26T22:45:09.372185
B_Optimised_VRE | Secondary Techs | PWRLDSBTNXX | TotalAnnualMaxCapacityInvestment | 2032 | 9999 | exempt_uncapped | 2026-05-26T22:45:09.372185
B_Optimised_VRE | Secondary Techs | PWRLDSBTNXX | TotalAnnualMaxCapacityInvestment | 2033 | 9999 | exempt_uncapped | 2026-05-26T22:45:09.372185
B_Optimised_VRE | Secondary Techs | PWRLDSBTNXX | TotalAnnualMaxCapacityInvestment | 2034 | 9999 | exempt_uncapped | 2026-05-26T22:45:09.372185
B_Optimised_VRE | Secondary Techs | PWRLDSBTNXX | TotalAnnualMaxCapacityInvestment | 2035 | 9999 | exempt_uncapped | 2026-05-26T22:45:09.372185
B_Optimised_VRE | Secondary Techs | PWRLDSBTNXX | TotalAnnualMaxCapacityInvestment | 2036 | 9999 | exempt_uncapped | 2026-05-26T22:45:09.372185
B_Optimised_VRE | Secondary Techs | PWRLDSBTNXX | TotalAnnualMaxCapacityInvestment | 2037 | 9999 | exempt_uncapped | 2026-05-26T22:45:09.372185
B_Optimised_VRE | Secondary Techs | PWRLDSBTNXX | TotalAnnualMaxCapacityInvestment | 2038 | 9999 | exempt_uncapped | 2026-05-26T22:45:09.372185
B_Optimised_VRE | Secondary Techs | PWRLDSBTNXX | TotalAnnualMaxCapacityInvestment | 2039 | 9999 | exempt_uncapped | 2026-05-26T22:45:09.372185
B_Optimised_VRE | Secondary Techs | PWRLDSBTNXX | TotalAnnualMaxCapacityInvestment | 2040 | 9999 | exempt_uncapped | 2026-05-26T22:45:09.372185
B_Optimised_VRE | Secondary Techs | PWRLDSBTNXX | TotalAnnualMaxCapacityInvestment | 2041 | 9999 | exempt_uncapped | 2026-05-26T22:45:09.372185
B_Optimised_VRE | Secondary Techs | PWRLDSBTNXX | TotalAnnualMaxCapacityInvestment | 2042 | 9999 | exempt_uncapped | 2026-05-26T22:45:09.372185
B_Optimised_VRE | Secondary Techs | PWRLDSBTNXX | TotalAnnualMaxCapacityInvestment | 2043 | 9999 | exempt_uncapped | 2026-05-26T22:45:09.372185
B_Optimised_VRE | Secondary Techs | PWRLDSBTNXX | TotalAnnualMaxCapacityInvestment | 2044 | 9999 | exempt_uncapped | 2026-05-26T22:45:09.372185
B_Optimised_VRE | Secondary Techs | PWRLDSBTNXX | TotalAnnualMaxCapacityInvestment | 2045 | 9999 | exempt_uncapped | 2026-05-26T22:45:09.372185
B_Optimised_VRE | Secondary Techs | PWRLDSBTNXX | TotalAnnualMaxCapacityInvestment | 2046 | 9999 | exempt_uncapped | 2026-05-26T22:45:09.372185
B_Optimised_VRE | Secondary Techs | PWRLDSBTNXX | TotalAnnualMaxCapacityInvestment | 2047 | 9999 | exempt_uncapped | 2026-05-26T22:45:09.372185
B_Optimised_VRE | Secondary Techs | PWRLDSBTNXX | TotalAnnualMaxCapacityInvestment | 2048 | 9999 | exempt_uncapped | 2026-05-26T22:45:09.372185
B_Optimised_VRE | Secondary Techs | PWRLDSBTNXX | TotalAnnualMaxCapacityInvestment | 2049 | 9999 | exempt_uncapped | 2026-05-26T22:45:09.372185
B_Optimised_VRE | Secondary Techs | PWRLDSBTNXX | TotalAnnualMaxCapacityInvestment | 2050 | 9999 | exempt_uncapped | 2026-05-26T22:45:09.372185
B_Optimised_VRE | Secondary Techs | PWRWONINDWE | TotalAnnualMaxCapacityInvestment | 2023 | 0.1 | lid_floor | 2026-05-26T22:45:09.372185
B_Optimised_VRE | Secondary Techs | PWRWONINDWE | TotalAnnualMaxCapacityInvestment | 2024 | 1.0954 | lid_fill | 2026-05-26T22:45:09.372185
B_Optimised_VRE | Secondary Techs | PWRWONINDWE | TotalAnnualMaxCapacityInvestment | 2025 | 1.1985 | lid_fill | 2026-05-26T22:45:09.372185
B_Optimised_VRE | Secondary Techs | PWRWONINDWE | TotalAnnualMaxCapacityInvestment | 2026 | 1.3513 | lid_fill | 2026-05-26T22:45:09.372185
B_Optimised_VRE | Secondary Techs | PWRWONINDWE | TotalAnnualMaxCapacityInvestment | 2027 | 1.3031 | lid_fill | 2026-05-26T22:45:09.372185
B_Optimised_VRE | Secondary Techs | PWRWONINDWE | TotalAnnualMaxCapacityInvestment | 2028 | 1.3951 | lid_relaxed | 2026-05-26T22:45:09.372185
B_Optimised_VRE | Secondary Techs | PWRWONINDWE | TotalAnnualMaxCapacityInvestment | 2029 | 1.2339 | lid_relaxed | 2026-05-26T22:45:09.372185
B_Optimised_VRE | Secondary Techs | PWRWONINDWE | TotalAnnualMaxCapacityInvestment | 2030 | 0.44461 | lid_relaxed | 2026-05-26T22:45:09.372185
B_Optimised_VRE | Secondary Techs | PWRWONINDWE | TotalAnnualMaxCapacityInvestment | 2031 | 0.37573 | lid_relaxed | 2026-05-26T22:45:09.372185
B_Optimised_VRE | Secondary Techs | PWRWONINDWE | TotalAnnualMaxCapacityInvestment | 2032 | 0.85296 | lid_relaxed | 2026-05-26T22:45:09.372185
B_Optimised_VRE | Secondary Techs | PWRWONINDWE | TotalAnnualMaxCapacityInvestment | 2033 | 0.81729 | lid_relaxed | 2026-05-26T22:45:09.372185
B_Optimised_VRE | Secondary Techs | PWRWONINDWE | TotalAnnualMaxCapacityInvestment | 2034 | 0.77737 | lid_relaxed | 2026-05-26T22:45:09.372185
B_Optimised_VRE | Secondary Techs | PWRWONINDWE | TotalAnnualMaxCapacityInvestment | 2035 | 0.73324 | lid_relaxed | 2026-05-26T22:45:09.372185
B_Optimised_VRE | Secondary Techs | PWRWONINDWE | TotalAnnualMaxCapacityInvestment | 2036 | 0.68486 | lid_relaxed | 2026-05-26T22:45:09.372185
B_Optimised_VRE | Secondary Techs | PWRWONINDWE | TotalAnnualMaxCapacityInvestment | 2037 | 0.79416 | lid_relaxed | 2026-05-26T22:45:09.372185
B_Optimised_VRE | Secondary Techs | PWRWONINDWE | TotalAnnualMaxCapacityInvestment | 2038 | 0.73424 | lid_relaxed | 2026-05-26T22:45:09.372185
B_Optimised_VRE | Secondary Techs | PWRWONINDWE | TotalAnnualMaxCapacityInvestment | 2039 | 0.66967 | lid_relaxed | 2026-05-26T22:45:09.372185
B_Optimised_VRE | Secondary Techs | PWRWONINDWE | TotalAnnualMaxCapacityInvestment | 2040 | 0.6004 | lid_relaxed | 2026-05-26T22:45:09.372185
B_Optimised_VRE | Secondary Techs | PWRWONINDWE | TotalAnnualMaxCapacityInvestment | 2041 | 0.60177 | lid_adequacy_scaled | 2026-05-26T22:45:09.372185
B_Optimised_VRE | Secondary Techs | PWRWONINDWE | TotalAnnualMaxCapacityInvestment | 2042 | 1.2787 | lid_adequacy_scaled | 2026-05-26T22:45:09.372185
B_Optimised_VRE | Secondary Techs | PWRWONINDWE | TotalAnnualMaxCapacityInvestment | 2043 | 2.0049 | lid_adequacy_scaled | 2026-05-26T22:45:09.372185
B_Optimised_VRE | Secondary Techs | PWRWONINDWE | TotalAnnualMaxCapacityInvestment | 2044 | 2.7841 | lid_adequacy_scaled | 2026-05-26T22:45:09.372185
B_Optimised_VRE | Secondary Techs | PWRWONINDWE | TotalAnnualMaxCapacityInvestment | 2045 | 3.6119 | lid_adequacy_scaled | 2026-05-26T22:45:09.372185
B_Optimised_VRE | Secondary Techs | PWRWONINDWE | TotalAnnualMaxCapacityInvestment | 2046 | 4.9823 | lid_adequacy_scaled | 2026-05-26T22:45:09.372185
B_Optimised_VRE | Secondary Techs | PWRWONINDWE | TotalAnnualMaxCapacityInvestment | 2047 | 6.4543 | lid_adequacy_scaled | 2026-05-26T22:45:09.372185
B_Optimised_VRE | Secondary Techs | PWRWONINDWE | TotalAnnualMaxCapacityInvestment | 2048 | 8.0091 | lid_adequacy_scaled | 2026-05-26T22:45:09.372185
B_Optimised_VRE | Secondary Techs | PWRWONINDWE | TotalAnnualMaxCapacityInvestment | 2049 | 9.6242 | lid_adequacy_scaled | 2026-05-26T22:45:09.372185
B_Optimised_VRE | Secondary Techs | PWRWONINDWE | TotalAnnualMaxCapacityInvestment | 2050 | 11.2692 | lid_adequacy_scaled | 2026-05-26T22:45:09.372185
B_Optimised_VRE | Secondary Techs | PWRHYDINDNO | TotalAnnualMaxCapacityInvestment | 2023 | 0.1 | lid_floor | 2026-05-26T22:45:09.372185
B_Optimised_VRE | Secondary Techs | PWRHYDINDNO | TotalAnnualMaxCapacityInvestment | 2024 | 1.1991 | lid_fill | 2026-05-26T22:45:09.372185
B_Optimised_VRE | Secondary Techs | PWRHYDINDNO | TotalAnnualMaxCapacityInvestment | 2025 | 1.2677 | lid_fill | 2026-05-26T22:45:09.372185
B_Optimised_VRE | Secondary Techs | PWRHYDINDNO | TotalAnnualMaxCapacityInvestment | 2026 | 2.0442 | untie_min_inv | 2026-05-26T22:45:09.372185
B_Optimised_VRE | Secondary Techs | PWRHYDINDNO | TotalAnnualMaxCapacityInvestment | 2027 | 1.4449 | lid_fill | 2026-05-26T22:45:09.372185
B_Optimised_VRE | Secondary Techs | PWRHYDINDNO | TotalAnnualMaxCapacityInvestment | 2028 | 1.8584 | untie_min_inv | 2026-05-26T22:45:09.372185
B_Optimised_VRE | Secondary Techs | PWRHYDINDNO | TotalAnnualMaxCapacityInvestment | 2029 | 1.4543 | lid_relaxed | 2026-05-26T22:45:09.372185
B_Optimised_VRE | Secondary Techs | PWRHYDINDNO | TotalAnnualMaxCapacityInvestment | 2030 | 0.99058 | lid_relaxed | 2026-05-26T22:45:09.372185
B_Optimised_VRE | Secondary Techs | PWRHYDINDNO | TotalAnnualMaxCapacityInvestment | 2031 | 0.99582 | lid_relaxed | 2026-05-26T22:45:09.372185
B_Optimised_VRE | Secondary Techs | PWRHYDINDNO | TotalAnnualMaxCapacityInvestment | 2032 | 1.2516 | lid_relaxed | 2026-05-26T22:45:09.372185
B_Optimised_VRE | Secondary Techs | PWRHYDINDNO | TotalAnnualMaxCapacityInvestment | 2033 | 1.2386 | lid_relaxed | 2026-05-26T22:45:09.372185
B_Optimised_VRE | Secondary Techs | PWRHYDINDNO | TotalAnnualMaxCapacityInvestment | 2034 | 1.2221 | lid_relaxed | 2026-05-26T22:45:09.372185
B_Optimised_VRE | Secondary Techs | PWRHYDINDNO | TotalAnnualMaxCapacityInvestment | 2035 | 1.2018 | lid_relaxed | 2026-05-26T22:45:09.372185
B_Optimised_VRE | Secondary Techs | PWRHYDINDNO | TotalAnnualMaxCapacityInvestment | 2036 | 1.178 | lid_relaxed | 2026-05-26T22:45:09.372185
B_Optimised_VRE | Secondary Techs | PWRHYDINDNO | TotalAnnualMaxCapacityInvestment | 2037 | 1.3192 | lid_relaxed | 2026-05-26T22:45:09.372185
B_Optimised_VRE | Secondary Techs | PWRHYDINDNO | TotalAnnualMaxCapacityInvestment | 2038 | 1.2873 | lid_relaxed | 2026-05-26T22:45:09.372185
B_Optimised_VRE | Secondary Techs | PWRHYDINDNO | TotalAnnualMaxCapacityInvestment | 2039 | 1.2515 | lid_relaxed | 2026-05-26T22:45:09.372185
B_Optimised_VRE | Secondary Techs | PWRHYDINDNO | TotalAnnualMaxCapacityInvestment | 2040 | 1.0948 | lid_relaxed | 2026-05-26T22:45:09.372185
B_Optimised_VRE | Secondary Techs | PWRHYDINDNO | TotalAnnualMaxCapacityInvestment | 2041 | 1.2088 | lid_relaxed | 2026-05-26T22:45:09.372185
B_Optimised_VRE | Secondary Techs | PWRHYDINDNO | TotalAnnualMaxCapacityInvestment | 2042 | 1.4925 | lid_relaxed | 2026-05-26T22:45:09.372185
B_Optimised_VRE | Secondary Techs | PWRHYDINDNO | TotalAnnualMaxCapacityInvestment | 2043 | 2.3042 | lid_adequacy_scaled | 2026-05-26T22:45:09.372185
B_Optimised_VRE | Secondary Techs | PWRHYDINDNO | TotalAnnualMaxCapacityInvestment | 2044 | 3.2043 | lid_adequacy_scaled | 2026-05-26T22:45:09.372185
B_Optimised_VRE | Secondary Techs | PWRHYDINDNO | TotalAnnualMaxCapacityInvestment | 2045 | 4.1636 | lid_adequacy_scaled | 2026-05-26T22:45:09.372185
B_Optimised_VRE | Secondary Techs | PWRHYDINDNO | TotalAnnualMaxCapacityInvestment | 2046 | 5.7308 | lid_adequacy_scaled | 2026-05-26T22:45:09.372185
B_Optimised_VRE | Secondary Techs | PWRHYDINDNO | TotalAnnualMaxCapacityInvestment | 2047 | 7.4204 | lid_adequacy_scaled | 2026-05-26T22:45:09.372185
B_Optimised_VRE | Secondary Techs | PWRHYDINDNO | TotalAnnualMaxCapacityInvestment | 2048 | 9.2303 | lid_adequacy_scaled | 2026-05-26T22:45:09.372185
B_Optimised_VRE | Secondary Techs | PWRHYDINDNO | TotalAnnualMaxCapacityInvestment | 2049 | 11.1548 | lid_adequacy_scaled | 2026-05-26T22:45:09.372185
B_Optimised_VRE | Secondary Techs | PWRHYDINDNO | TotalAnnualMaxCapacityInvestment | 2050 | 13.1892 | lid_adequacy_scaled | 2026-05-26T22:45:09.372185
B_Optimised_VRE | Secondary Techs | PWRBIOINDNO | TotalAnnualMaxCapacityInvestment | 2023 | 0 | lid_floor_suppressed | 2026-05-26T22:45:09.372185
B_Optimised_VRE | Secondary Techs | PWRBIOINDNO | TotalAnnualMaxCapacityInvestment | 2024 | 0.18911 | lid_fill | 2026-05-26T22:45:09.372185
B_Optimised_VRE | Secondary Techs | PWRBIOINDNO | TotalAnnualMaxCapacityInvestment | 2025 | 0.19993 | lid_fill | 2026-05-26T22:45:09.372185
B_Optimised_VRE | Secondary Techs | PWRBIOINDNO | TotalAnnualMaxCapacityInvestment | 2026 | 0.21466 | lid_fill | 2026-05-26T22:45:09.372185
B_Optimised_VRE | Secondary Techs | PWRBIOINDNO | TotalAnnualMaxCapacityInvestment | 2027 | 0.22787 | lid_fill | 2026-05-26T22:45:09.372185
B_Optimised_VRE | Secondary Techs | PWRBIOINDNO | TotalAnnualMaxCapacityInvestment | 2028 | 0.23956 | lid_family_capped | 2026-05-26T22:45:09.372185
B_Optimised_VRE | Secondary Techs | PWRBIOINDNO | TotalAnnualMaxCapacityInvestment | 2029 | 0.21503 | lid_family_capped | 2026-05-26T22:45:09.372185
B_Optimised_VRE | Secondary Techs | PWRBIOINDNO | TotalAnnualMaxCapacityInvestment | 2030 | 0.14202 | lid_family_capped | 2026-05-26T22:45:09.372185
B_Optimised_VRE | Secondary Techs | PWRBIOINDNO | TotalAnnualMaxCapacityInvestment | 2031 | 0.13777 | lid_family_capped | 2026-05-26T22:45:09.372185
B_Optimised_VRE | Secondary Techs | PWRBIOINDNO | TotalAnnualMaxCapacityInvestment | 2032 | 0.16728 | lid_family_capped | 2026-05-26T22:45:09.372185
B_Optimised_VRE | Secondary Techs | PWRBIOINDNO | TotalAnnualMaxCapacityInvestment | 2033 | 0.16012 | lid_family_capped | 2026-05-26T22:45:09.372185
B_Optimised_VRE | Secondary Techs | PWRBIOINDNO | TotalAnnualMaxCapacityInvestment | 2034 | 0.15296 | lid_family_capped | 2026-05-26T22:45:09.372185
B_Optimised_VRE | Secondary Techs | PWRBIOINDNO | TotalAnnualMaxCapacityInvestment | 2035 | 0.1458 | lid_family_capped | 2026-05-26T22:45:09.372185
B_Optimised_VRE | Secondary Techs | PWRBIOINDNO | TotalAnnualMaxCapacityInvestment | 2036 | 0.13864 | lid_family_capped | 2026-05-26T22:45:09.372185
B_Optimised_VRE | Secondary Techs | PWRBIOINDNO | TotalAnnualMaxCapacityInvestment | 2037 | 0.15076 | lid_family_capped | 2026-05-26T22:45:09.372185
B_Optimised_VRE | Secondary Techs | PWRBIOINDNO | TotalAnnualMaxCapacityInvestment | 2038 | 0.14297 | lid_family_capped | 2026-05-26T22:45:09.372185
B_Optimised_VRE | Secondary Techs | PWRBIOINDNO | TotalAnnualMaxCapacityInvestment | 2039 | 0.13519 | lid_family_capped | 2026-05-26T22:45:09.372185
B_Optimised_VRE | Secondary Techs | PWRBIOINDNO | TotalAnnualMaxCapacityInvestment | 2040 | 0.11511 | lid_family_capped | 2026-05-26T22:45:09.372185
B_Optimised_VRE | Secondary Techs | PWRBIOINDNO | TotalAnnualMaxCapacityInvestment | 2041 | 0.11915 | lid_family_capped | 2026-05-26T22:45:09.372185
B_Optimised_VRE | Secondary Techs | PWRBIOINDNO | TotalAnnualMaxCapacityInvestment | 2042 | 0.13846 | lid_family_capped | 2026-05-26T22:45:09.372185
B_Optimised_VRE | Secondary Techs | PWRBIOINDNO | TotalAnnualMaxCapacityInvestment | 2043 | 0.20188 | lid_adequacy_scaled | 2026-05-26T22:45:09.372185
B_Optimised_VRE | Secondary Techs | PWRBIOINDNO | TotalAnnualMaxCapacityInvestment | 2044 | 0.26598 | lid_adequacy_scaled | 2026-05-26T22:45:09.372185
B_Optimised_VRE | Secondary Techs | PWRBIOINDNO | TotalAnnualMaxCapacityInvestment | 2045 | 0.32832 | lid_adequacy_scaled | 2026-05-26T22:45:09.372185
B_Optimised_VRE | Secondary Techs | PWRBIOINDNO | TotalAnnualMaxCapacityInvestment | 2046 | 0.41082 | lid_adequacy_scaled | 2026-05-26T22:45:09.372185
B_Optimised_VRE | Secondary Techs | PWRBIOINDNO | TotalAnnualMaxCapacityInvestment | 2047 | 0.48762 | lid_adequacy_scaled | 2026-05-26T22:45:09.372185
B_Optimised_VRE | Secondary Techs | PWRBIOINDNO | TotalAnnualMaxCapacityInvestment | 2048 | 0.55989 | lid_adequacy_scaled | 2026-05-26T22:45:09.372185
B_Optimised_VRE | Secondary Techs | PWRBIOINDNO | TotalAnnualMaxCapacityInvestment | 2049 | 0.6283 | lid_adequacy_scaled | 2026-05-26T22:45:09.372185
B_Optimised_VRE | Secondary Techs | PWRBIOINDNO | TotalAnnualMaxCapacityInvestment | 2050 | 0.69336 | lid_adequacy_scaled | 2026-05-26T22:45:09.372185
B_Optimised_VRE | Secondary Techs | PWRHYDBTNXX | TotalAnnualMaxCapacityInvestment | 2023 | 0.1 | lid_floor | 2026-05-26T22:45:09.372185
B_Optimised_VRE | Secondary Techs | PWRHYDBTNXX | TotalAnnualMaxCapacityInvestment | 2024 | 0.1674 | lid_fill | 2026-05-26T22:45:09.372185
B_Optimised_VRE | Secondary Techs | PWRHYDBTNXX | TotalAnnualMaxCapacityInvestment | 2025 | 1.1494 | untie_min_inv | 2026-05-26T22:45:09.372185
B_Optimised_VRE | Secondary Techs | PWRHYDBTNXX | TotalAnnualMaxCapacityInvestment | 2026 | 0.19167 | lid_fill | 2026-05-26T22:45:09.372185
B_Optimised_VRE | Secondary Techs | PWRHYDBTNXX | TotalAnnualMaxCapacityInvestment | 2027 | 0.606 | untie_min_inv | 2026-05-26T22:45:09.372185
B_Optimised_VRE | Secondary Techs | PWRHYDBTNXX | TotalAnnualMaxCapacityInvestment | 2028 | 0.6767 | untie_min_inv | 2026-05-26T22:45:09.372185
B_Optimised_VRE | Secondary Techs | PWRHYDBTNXX | TotalAnnualMaxCapacityInvestment | 2029 | 0.25045 | lid_relaxed | 2026-05-26T22:45:09.372185
B_Optimised_VRE | Secondary Techs | PWRHYDBTNXX | TotalAnnualMaxCapacityInvestment | 2030 | 4.1864 | untie_min_inv | 2026-05-26T22:45:09.372185
B_Optimised_VRE | Secondary Techs | PWRHYDBTNXX | TotalAnnualMaxCapacityInvestment | 2031 | 0.30653 | lid_relaxed | 2026-05-26T22:45:09.372185
B_Optimised_VRE | Secondary Techs | PWRHYDBTNXX | TotalAnnualMaxCapacityInvestment | 2032 | 0.33953 | lid_relaxed | 2026-05-26T22:45:09.372185
B_Optimised_VRE | Secondary Techs | PWRHYDBTNXX | TotalAnnualMaxCapacityInvestment | 2033 | 0.37555 | lid_relaxed | 2026-05-26T22:45:09.372185
B_Optimised_VRE | Secondary Techs | PWRHYDBTNXX | TotalAnnualMaxCapacityInvestment | 2034 | 0.41503 | lid_relaxed | 2026-05-26T22:45:09.372185
B_Optimised_VRE | Secondary Techs | PWRHYDBTNXX | TotalAnnualMaxCapacityInvestment | 2035 | 2.6109 | untie_min_inv | 2026-05-26T22:45:09.372185
B_Optimised_VRE | Secondary Techs | PWRHYDBTNXX | TotalAnnualMaxCapacityInvestment | 2036 | 0.50537 | lid_relaxed | 2026-05-26T22:45:09.372185
B_Optimised_VRE | Secondary Techs | PWRHYDBTNXX | TotalAnnualMaxCapacityInvestment | 2037 | 0.55659 | lid_relaxed | 2026-05-26T22:45:09.372185
B_Optimised_VRE | Secondary Techs | PWRHYDBTNXX | TotalAnnualMaxCapacityInvestment | 2038 | 0.61296 | lid_relaxed | 2026-05-26T22:45:09.372185
B_Optimised_VRE | Secondary Techs | PWRHYDBTNXX | TotalAnnualMaxCapacityInvestment | 2039 | 0.6744 | lid_relaxed | 2026-05-26T22:45:09.372185
B_Optimised_VRE | Secondary Techs | PWRHYDBTNXX | TotalAnnualMaxCapacityInvestment | 2040 | 0.74113 | lid_relaxed | 2026-05-26T22:45:09.372185
B_Optimised_VRE | Secondary Techs | PWRHYDBTNXX | TotalAnnualMaxCapacityInvestment | 2041 | 0.84599 | lid_relaxed | 2026-05-26T22:45:09.372185
B_Optimised_VRE | Secondary Techs | PWRHYDBTNXX | TotalAnnualMaxCapacityInvestment | 2042 | 0.96161 | lid_relaxed | 2026-05-26T22:45:09.372185
B_Optimised_VRE | Secondary Techs | PWRHYDBTNXX | TotalAnnualMaxCapacityInvestment | 2043 | 1.0895 | lid_relaxed | 2026-05-26T22:45:09.372185
B_Optimised_VRE | Secondary Techs | PWRHYDBTNXX | TotalAnnualMaxCapacityInvestment | 2044 | 1.2302 | lid_relaxed | 2026-05-26T22:45:09.372185
B_Optimised_VRE | Secondary Techs | PWRHYDBTNXX | TotalAnnualMaxCapacityInvestment | 2045 | 1.386 | lid_relaxed | 2026-05-26T22:45:09.372185
B_Optimised_VRE | Secondary Techs | PWRHYDBTNXX | TotalAnnualMaxCapacityInvestment | 2046 | 1.6309 | lid_relaxed | 2026-05-26T22:45:09.372185
B_Optimised_VRE | Secondary Techs | PWRHYDBTNXX | TotalAnnualMaxCapacityInvestment | 2047 | 1.9037 | lid_relaxed | 2026-05-26T22:45:09.372185
B_Optimised_VRE | Secondary Techs | PWRHYDBTNXX | TotalAnnualMaxCapacityInvestment | 2048 | 2.2065 | lid_relaxed | 2026-05-26T22:45:09.372185
B_Optimised_VRE | Secondary Techs | PWRHYDBTNXX | TotalAnnualMaxCapacityInvestment | 2049 | 2.5425 | lid_relaxed | 2026-05-26T22:45:09.372185
B_Optimised_VRE | Secondary Techs | PWRHYDBTNXX | TotalAnnualMaxCapacityInvestment | 2050 | 2.9147 | lid_relaxed | 2026-05-26T22:45:09.372185
B_Optimised_VRE | Secondary Techs | PWRLDSMDVXX | TotalAnnualMaxCapacityInvestment | 2023 | 9999 | exempt_maxcap_uncapped | 2026-05-26T22:45:09.372185
B_Optimised_VRE | Secondary Techs | PWRLDSMDVXX | TotalAnnualMaxCapacityInvestment | 2024 | 9999 | exempt_maxcap_uncapped | 2026-05-26T22:45:09.372185
B_Optimised_VRE | Secondary Techs | PWRLDSMDVXX | TotalAnnualMaxCapacityInvestment | 2025 | 9999 | exempt_maxcap_uncapped | 2026-05-26T22:45:09.372185
B_Optimised_VRE | Secondary Techs | PWRLDSMDVXX | TotalAnnualMaxCapacityInvestment | 2026 | 9999 | exempt_maxcap_uncapped | 2026-05-26T22:45:09.372185
B_Optimised_VRE | Secondary Techs | PWRLDSMDVXX | TotalAnnualMaxCapacityInvestment | 2027 | 9999 | exempt_maxcap_uncapped | 2026-05-26T22:45:09.372185
B_Optimised_VRE | Secondary Techs | PWRLDSMDVXX | TotalAnnualMaxCapacityInvestment | 2028 | 9999 | exempt_maxcap_uncapped | 2026-05-26T22:45:09.372185
B_Optimised_VRE | Secondary Techs | PWRLDSMDVXX | TotalAnnualMaxCapacityInvestment | 2029 | 9999 | exempt_maxcap_uncapped | 2026-05-26T22:45:09.372185
B_Optimised_VRE | Secondary Techs | PWRLDSMDVXX | TotalAnnualMaxCapacityInvestment | 2030 | 9999 | exempt_maxcap_uncapped | 2026-05-26T22:45:09.372185
B_Optimised_VRE | Secondary Techs | PWRLDSMDVXX | TotalAnnualMaxCapacityInvestment | 2031 | 9999 | exempt_maxcap_uncapped | 2026-05-26T22:45:09.372185
B_Optimised_VRE | Secondary Techs | PWRLDSMDVXX | TotalAnnualMaxCapacityInvestment | 2032 | 9999 | exempt_maxcap_uncapped | 2026-05-26T22:45:09.372185
B_Optimised_VRE | Secondary Techs | PWRLDSMDVXX | TotalAnnualMaxCapacityInvestment | 2033 | 9999 | exempt_maxcap_uncapped | 2026-05-26T22:45:09.372185
B_Optimised_VRE | Secondary Techs | PWRLDSMDVXX | TotalAnnualMaxCapacityInvestment | 2034 | 9999 | exempt_maxcap_uncapped | 2026-05-26T22:45:09.372185
B_Optimised_VRE | Secondary Techs | PWRLDSMDVXX | TotalAnnualMaxCapacityInvestment | 2035 | 9999 | exempt_maxcap_uncapped | 2026-05-26T22:45:09.372185
B_Optimised_VRE | Secondary Techs | PWRLDSMDVXX | TotalAnnualMaxCapacityInvestment | 2036 | 9999 | exempt_maxcap_uncapped | 2026-05-26T22:45:09.372185
B_Optimised_VRE | Secondary Techs | PWRLDSMDVXX | TotalAnnualMaxCapacityInvestment | 2037 | 9999 | exempt_maxcap_uncapped | 2026-05-26T22:45:09.372185
B_Optimised_VRE | Secondary Techs | PWRLDSMDVXX | TotalAnnualMaxCapacityInvestment | 2038 | 9999 | exempt_maxcap_uncapped | 2026-05-26T22:45:09.372185
B_Optimised_VRE | Secondary Techs | PWRLDSMDVXX | TotalAnnualMaxCapacityInvestment | 2039 | 9999 | exempt_maxcap_uncapped | 2026-05-26T22:45:09.372185
B_Optimised_VRE | Secondary Techs | PWRLDSMDVXX | TotalAnnualMaxCapacityInvestment | 2040 | 9999 | exempt_maxcap_uncapped | 2026-05-26T22:45:09.372185
B_Optimised_VRE | Secondary Techs | PWRLDSMDVXX | TotalAnnualMaxCapacityInvestment | 2041 | 9999 | exempt_maxcap_uncapped | 2026-05-26T22:45:09.372185
B_Optimised_VRE | Secondary Techs | PWRLDSMDVXX | TotalAnnualMaxCapacityInvestment | 2042 | 9999 | exempt_maxcap_uncapped | 2026-05-26T22:45:09.372185
B_Optimised_VRE | Secondary Techs | PWRLDSMDVXX | TotalAnnualMaxCapacityInvestment | 2043 | 9999 | exempt_maxcap_uncapped | 2026-05-26T22:45:09.372185
B_Optimised_VRE | Secondary Techs | PWRLDSMDVXX | TotalAnnualMaxCapacityInvestment | 2044 | 9999 | exempt_maxcap_uncapped | 2026-05-26T22:45:09.372185
B_Optimised_VRE | Secondary Techs | PWRLDSMDVXX | TotalAnnualMaxCapacityInvestment | 2045 | 9999 | exempt_maxcap_uncapped | 2026-05-26T22:45:09.372185
B_Optimised_VRE | Secondary Techs | PWRLDSMDVXX | TotalAnnualMaxCapacityInvestment | 2046 | 9999 | exempt_maxcap_uncapped | 2026-05-26T22:45:09.372185
B_Optimised_VRE | Secondary Techs | PWRLDSMDVXX | TotalAnnualMaxCapacityInvestment | 2047 | 9999 | exempt_maxcap_uncapped | 2026-05-26T22:45:09.372185
B_Optimised_VRE | Secondary Techs | PWRLDSMDVXX | TotalAnnualMaxCapacityInvestment | 2048 | 9999 | exempt_maxcap_uncapped | 2026-05-26T22:45:09.372185
B_Optimised_VRE | Secondary Techs | PWRLDSMDVXX | TotalAnnualMaxCapacityInvestment | 2049 | 9999 | exempt_maxcap_uncapped | 2026-05-26T22:45:09.372185
B_Optimised_VRE | Secondary Techs | PWRLDSMDVXX | TotalAnnualMaxCapacityInvestment | 2050 | 9999 | exempt_maxcap_uncapped | 2026-05-26T22:45:09.372185
B_Optimised_VRE | Secondary Techs | PWRLDSMDVXX | TotalAnnualMaxCapacityInvestment | 2023 | 9999 | exempt_uncapped | 2026-05-26T22:45:09.372185
B_Optimised_VRE | Secondary Techs | PWRLDSMDVXX | TotalAnnualMaxCapacityInvestment | 2024 | 9999 | exempt_uncapped | 2026-05-26T22:45:09.372185
B_Optimised_VRE | Secondary Techs | PWRLDSMDVXX | TotalAnnualMaxCapacityInvestment | 2025 | 9999 | exempt_uncapped | 2026-05-26T22:45:09.372185
B_Optimised_VRE | Secondary Techs | PWRLDSMDVXX | TotalAnnualMaxCapacityInvestment | 2026 | 9999 | exempt_uncapped | 2026-05-26T22:45:09.372185
B_Optimised_VRE | Secondary Techs | PWRLDSMDVXX | TotalAnnualMaxCapacityInvestment | 2027 | 9999 | exempt_uncapped | 2026-05-26T22:45:09.372185
B_Optimised_VRE | Secondary Techs | PWRLDSMDVXX | TotalAnnualMaxCapacityInvestment | 2028 | 9999 | exempt_uncapped | 2026-05-26T22:45:09.372185
B_Optimised_VRE | Secondary Techs | PWRLDSMDVXX | TotalAnnualMaxCapacityInvestment | 2029 | 9999 | exempt_uncapped | 2026-05-26T22:45:09.372185
B_Optimised_VRE | Secondary Techs | PWRLDSMDVXX | TotalAnnualMaxCapacityInvestment | 2030 | 9999 | exempt_uncapped | 2026-05-26T22:45:09.372185
B_Optimised_VRE | Secondary Techs | PWRLDSMDVXX | TotalAnnualMaxCapacityInvestment | 2031 | 9999 | exempt_uncapped | 2026-05-26T22:45:09.372185
B_Optimised_VRE | Secondary Techs | PWRLDSMDVXX | TotalAnnualMaxCapacityInvestment | 2032 | 9999 | exempt_uncapped | 2026-05-26T22:45:09.372185
B_Optimised_VRE | Secondary Techs | PWRLDSMDVXX | TotalAnnualMaxCapacityInvestment | 2033 | 9999 | exempt_uncapped | 2026-05-26T22:45:09.372185
B_Optimised_VRE | Secondary Techs | PWRLDSMDVXX | TotalAnnualMaxCapacityInvestment | 2034 | 9999 | exempt_uncapped | 2026-05-26T22:45:09.372185
B_Optimised_VRE | Secondary Techs | PWRLDSMDVXX | TotalAnnualMaxCapacityInvestment | 2035 | 9999 | exempt_uncapped | 2026-05-26T22:45:09.372185
B_Optimised_VRE | Secondary Techs | PWRLDSMDVXX | TotalAnnualMaxCapacityInvestment | 2036 | 9999 | exempt_uncapped | 2026-05-26T22:45:09.372185
B_Optimised_VRE | Secondary Techs | PWRLDSMDVXX | TotalAnnualMaxCapacityInvestment | 2037 | 9999 | exempt_uncapped | 2026-05-26T22:45:09.372185
B_Optimised_VRE | Secondary Techs | PWRLDSMDVXX | TotalAnnualMaxCapacityInvestment | 2038 | 9999 | exempt_uncapped | 2026-05-26T22:45:09.372185
B_Optimised_VRE | Secondary Techs | PWRLDSMDVXX | TotalAnnualMaxCapacityInvestment | 2039 | 9999 | exempt_uncapped | 2026-05-26T22:45:09.372185
B_Optimised_VRE | Secondary Techs | PWRLDSMDVXX | TotalAnnualMaxCapacityInvestment | 2040 | 9999 | exempt_uncapped | 2026-05-26T22:45:09.372185
B_Optimised_VRE | Secondary Techs | PWRLDSMDVXX | TotalAnnualMaxCapacityInvestment | 2041 | 9999 | exempt_uncapped | 2026-05-26T22:45:09.372185
B_Optimised_VRE | Secondary Techs | PWRLDSMDVXX | TotalAnnualMaxCapacityInvestment | 2042 | 9999 | exempt_uncapped | 2026-05-26T22:45:09.372185
B_Optimised_VRE | Secondary Techs | PWRLDSMDVXX | TotalAnnualMaxCapacityInvestment | 2043 | 9999 | exempt_uncapped | 2026-05-26T22:45:09.372185
B_Optimised_VRE | Secondary Techs | PWRLDSMDVXX | TotalAnnualMaxCapacityInvestment | 2044 | 9999 | exempt_uncapped | 2026-05-26T22:45:09.372185
B_Optimised_VRE | Secondary Techs | PWRLDSMDVXX | TotalAnnualMaxCapacityInvestment | 2045 | 9999 | exempt_uncapped | 2026-05-26T22:45:09.372185
B_Optimised_VRE | Secondary Techs | PWRLDSMDVXX | TotalAnnualMaxCapacityInvestment | 2046 | 9999 | exempt_uncapped | 2026-05-26T22:45:09.372185
B_Optimised_VRE | Secondary Techs | PWRLDSMDVXX | TotalAnnualMaxCapacityInvestment | 2047 | 9999 | exempt_uncapped | 2026-05-26T22:45:09.372185
B_Optimised_VRE | Secondary Techs | PWRLDSMDVXX | TotalAnnualMaxCapacityInvestment | 2048 | 9999 | exempt_uncapped | 2026-05-26T22:45:09.372185
B_Optimised_VRE | Secondary Techs | PWRLDSMDVXX | TotalAnnualMaxCapacityInvestment | 2049 | 9999 | exempt_uncapped | 2026-05-26T22:45:09.372185
B_Optimised_VRE | Secondary Techs | PWRLDSMDVXX | TotalAnnualMaxCapacityInvestment | 2050 | 9999 | exempt_uncapped | 2026-05-26T22:45:09.372185
B_Optimised_VRE | Secondary Techs | PWROILINDSO | TotalAnnualMaxCapacityInvestment | 2023 | 0.1 | lid_floor | 2026-05-26T22:45:09.372185
B_Optimised_VRE | Secondary Techs | PWROILINDSO | TotalAnnualMaxCapacityInvestment | 2024 | 0.1 | lid_floor | 2026-05-26T22:45:09.372185
B_Optimised_VRE | Secondary Techs | PWROILINDSO | TotalAnnualMaxCapacityInvestment | 2025 | 0.1 | lid_floor | 2026-05-26T22:45:09.372185
B_Optimised_VRE | Secondary Techs | PWROILINDSO | TotalAnnualMaxCapacityInvestment | 2026 | 0.1 | lid_floor | 2026-05-26T22:45:09.372185
B_Optimised_VRE | Secondary Techs | PWROILINDSO | TotalAnnualMaxCapacityInvestment | 2027 | 0.1 | lid_floor | 2026-05-26T22:45:09.372185
B_Optimised_VRE | Secondary Techs | PWROILINDSO | TotalAnnualMaxCapacityInvestment | 2028 | 0.1 | lid_floor | 2026-05-26T22:45:09.372185
B_Optimised_VRE | Secondary Techs | PWROILINDSO | TotalAnnualMaxCapacityInvestment | 2029 | 0.1 | lid_floor | 2026-05-26T22:45:09.372185
B_Optimised_VRE | Secondary Techs | PWROILINDSO | TotalAnnualMaxCapacityInvestment | 2030 | 0.1 | lid_floor | 2026-05-26T22:45:09.372185
B_Optimised_VRE | Secondary Techs | PWROILINDSO | TotalAnnualMaxCapacityInvestment | 2031 | 0.1 | lid_floor | 2026-05-26T22:45:09.372185
B_Optimised_VRE | Secondary Techs | PWROILINDSO | TotalAnnualMaxCapacityInvestment | 2032 | 0.1 | lid_floor | 2026-05-26T22:45:09.372185
B_Optimised_VRE | Secondary Techs | PWROILINDSO | TotalAnnualMaxCapacityInvestment | 2033 | 0.1 | lid_floor | 2026-05-26T22:45:09.372185
B_Optimised_VRE | Secondary Techs | PWROILINDSO | TotalAnnualMaxCapacityInvestment | 2034 | 0.1 | lid_floor | 2026-05-26T22:45:09.372185
B_Optimised_VRE | Secondary Techs | PWROILINDSO | TotalAnnualMaxCapacityInvestment | 2035 | 0.1 | lid_floor | 2026-05-26T22:45:09.372185
B_Optimised_VRE | Secondary Techs | PWROILINDSO | TotalAnnualMaxCapacityInvestment | 2036 | 0.1 | lid_floor | 2026-05-26T22:45:09.372185
B_Optimised_VRE | Secondary Techs | PWROILINDSO | TotalAnnualMaxCapacityInvestment | 2037 | 0.1 | lid_floor | 2026-05-26T22:45:09.372185
B_Optimised_VRE | Secondary Techs | PWROILINDSO | TotalAnnualMaxCapacityInvestment | 2038 | 0.1 | lid_floor | 2026-05-26T22:45:09.372185
B_Optimised_VRE | Secondary Techs | PWROILINDSO | TotalAnnualMaxCapacityInvestment | 2039 | 0.1 | lid_floor | 2026-05-26T22:45:09.372185
B_Optimised_VRE | Secondary Techs | PWROILINDSO | TotalAnnualMaxCapacityInvestment | 2040 | 0.1 | lid_floor | 2026-05-26T22:45:09.372185
B_Optimised_VRE | Secondary Techs | PWROILINDSO | TotalAnnualMaxCapacityInvestment | 2041 | 0.1 | lid_floor | 2026-05-26T22:45:09.372185
B_Optimised_VRE | Secondary Techs | PWROILINDSO | TotalAnnualMaxCapacityInvestment | 2042 | 0.1 | lid_floor | 2026-05-26T22:45:09.372185
B_Optimised_VRE | Secondary Techs | PWROILINDSO | TotalAnnualMaxCapacityInvestment | 2043 | 0.13554 | lid_adequacy_scaled | 2026-05-26T22:45:09.372185
B_Optimised_VRE | Secondary Techs | PWROILINDSO | TotalAnnualMaxCapacityInvestment | 2044 | 0.17677 | lid_adequacy_scaled | 2026-05-26T22:45:09.372185
B_Optimised_VRE | Secondary Techs | PWROILINDSO | TotalAnnualMaxCapacityInvestment | 2045 | 0.21646 | lid_adequacy_scaled | 2026-05-26T22:45:09.372185
B_Optimised_VRE | Secondary Techs | PWROILINDSO | TotalAnnualMaxCapacityInvestment | 2046 | 0.26778 | lid_adequacy_scaled | 2026-05-26T22:45:09.372185
B_Optimised_VRE | Secondary Techs | PWROILINDSO | TotalAnnualMaxCapacityInvestment | 2047 | 0.31493 | lid_adequacy_scaled | 2026-05-26T22:45:09.372185
B_Optimised_VRE | Secondary Techs | PWROILINDSO | TotalAnnualMaxCapacityInvestment | 2048 | 0.35873 | lid_adequacy_scaled | 2026-05-26T22:45:09.372185
B_Optimised_VRE | Secondary Techs | PWROILINDSO | TotalAnnualMaxCapacityInvestment | 2049 | 0.39983 | lid_adequacy_scaled | 2026-05-26T22:45:09.372185
B_Optimised_VRE | Secondary Techs | PWROILINDSO | TotalAnnualMaxCapacityInvestment | 2050 | 0.43878 | lid_adequacy_scaled | 2026-05-26T22:45:09.372185
B_Optimised_VRE | Secondary Techs | PWRURNINDSO | TotalAnnualMaxCapacityInvestment | 2023 | 0.1 | lid_floor | 2026-05-26T22:45:09.372185
B_Optimised_VRE | Secondary Techs | PWRURNINDSO | TotalAnnualMaxCapacityInvestment | 2024 | 0.505 | untie_min_inv | 2026-05-26T22:45:09.372185
B_Optimised_VRE | Secondary Techs | PWRURNINDSO | TotalAnnualMaxCapacityInvestment | 2025 | 4.04 | untie_min_inv | 2026-05-26T22:45:09.372185
B_Optimised_VRE | Secondary Techs | PWRURNINDSO | TotalAnnualMaxCapacityInvestment | 2026 | 0.2343 | lid_fill | 2026-05-26T22:45:09.372185
B_Optimised_VRE | Secondary Techs | PWRURNINDSO | TotalAnnualMaxCapacityInvestment | 2027 | 0.23702 | lid_fill | 2026-05-26T22:45:09.372185
B_Optimised_VRE | Secondary Techs | PWRURNINDSO | TotalAnnualMaxCapacityInvestment | 2028 | 0.25512 | lid_relaxed | 2026-05-26T22:45:09.372185
B_Optimised_VRE | Secondary Techs | PWRURNINDSO | TotalAnnualMaxCapacityInvestment | 2029 | 0.23858 | lid_relaxed | 2026-05-26T22:45:09.372185
B_Optimised_VRE | Secondary Techs | PWRURNINDSO | TotalAnnualMaxCapacityInvestment | 2030 | 0.16877 | lid_relaxed | 2026-05-26T22:45:09.372185
B_Optimised_VRE | Secondary Techs | PWRURNINDSO | TotalAnnualMaxCapacityInvestment | 2031 | 0.16229 | lid_relaxed | 2026-05-26T22:45:09.372185
B_Optimised_VRE | Secondary Techs | PWRURNINDSO | TotalAnnualMaxCapacityInvestment | 2032 | 0.2101 | lid_relaxed | 2026-05-26T22:45:09.372185
B_Optimised_VRE | Secondary Techs | PWRURNINDSO | TotalAnnualMaxCapacityInvestment | 2033 | 0.20913 | lid_relaxed | 2026-05-26T22:45:09.372185
B_Optimised_VRE | Secondary Techs | PWRURNINDSO | TotalAnnualMaxCapacityInvestment | 2034 | 0.20763 | lid_relaxed | 2026-05-26T22:45:09.372185
B_Optimised_VRE | Secondary Techs | PWRURNINDSO | TotalAnnualMaxCapacityInvestment | 2035 | 0.2056 | lid_relaxed | 2026-05-26T22:45:09.372185
B_Optimised_VRE | Secondary Techs | PWRURNINDSO | TotalAnnualMaxCapacityInvestment | 2036 | 0.20304 | lid_relaxed | 2026-05-26T22:45:09.372185
B_Optimised_VRE | Secondary Techs | PWRURNINDSO | TotalAnnualMaxCapacityInvestment | 2037 | 0.22183 | lid_relaxed | 2026-05-26T22:45:09.372185
B_Optimised_VRE | Secondary Techs | PWRURNINDSO | TotalAnnualMaxCapacityInvestment | 2038 | 0.21819 | lid_relaxed | 2026-05-26T22:45:09.372185
B_Optimised_VRE | Secondary Techs | PWRURNINDSO | TotalAnnualMaxCapacityInvestment | 2039 | 0.21398 | lid_relaxed | 2026-05-26T22:45:09.372185
B_Optimised_VRE | Secondary Techs | PWRURNINDSO | TotalAnnualMaxCapacityInvestment | 2040 | 0.19936 | lid_relaxed | 2026-05-26T22:45:09.372185
B_Optimised_VRE | Secondary Techs | PWRURNINDSO | TotalAnnualMaxCapacityInvestment | 2041 | 0.19822 | lid_family_capped | 2026-05-26T22:45:09.372185
B_Optimised_VRE | Secondary Techs | PWRURNINDSO | TotalAnnualMaxCapacityInvestment | 2042 | 0.22831 | lid_family_capped | 2026-05-26T22:45:09.372185
B_Optimised_VRE | Secondary Techs | PWRURNINDSO | TotalAnnualMaxCapacityInvestment | 2043 | 0.3131 | lid_adequacy_scaled | 2026-05-26T22:45:09.372185
B_Optimised_VRE | Secondary Techs | PWRURNINDSO | TotalAnnualMaxCapacityInvestment | 2044 | 0.41282 | lid_adequacy_scaled | 2026-05-26T22:45:09.372185
B_Optimised_VRE | Secondary Techs | PWRURNINDSO | TotalAnnualMaxCapacityInvestment | 2045 | 0.51069 | lid_adequacy_scaled | 2026-05-26T22:45:09.372185
B_Optimised_VRE | Secondary Techs | PWRURNINDSO | TotalAnnualMaxCapacityInvestment | 2046 | 0.63775 | lid_adequacy_scaled | 2026-05-26T22:45:09.372185
B_Optimised_VRE | Secondary Techs | PWRURNINDSO | TotalAnnualMaxCapacityInvestment | 2047 | 0.7565 | lid_adequacy_scaled | 2026-05-26T22:45:09.372185
B_Optimised_VRE | Secondary Techs | PWRURNINDSO | TotalAnnualMaxCapacityInvestment | 2048 | 0.86832 | lid_adequacy_scaled | 2026-05-26T22:45:09.372185
B_Optimised_VRE | Secondary Techs | PWRURNINDSO | TotalAnnualMaxCapacityInvestment | 2049 | 0.97431 | lid_adequacy_scaled | 2026-05-26T22:45:09.372185
B_Optimised_VRE | Secondary Techs | PWRURNINDSO | TotalAnnualMaxCapacityInvestment | 2050 | 1.0753 | lid_adequacy_scaled | 2026-05-26T22:45:09.372185
B_Optimised_VRE | Secondary Techs | PWRCOABGDXX | TotalAnnualMaxCapacityInvestment | 2023 | 0 | lid_floor_suppressed | 2026-05-26T22:45:09.372185
B_Optimised_VRE | Secondary Techs | PWRCOABGDXX | TotalAnnualMaxCapacityInvestment | 2024 | 0.39701 | lid_fill | 2026-05-26T22:45:09.372185
B_Optimised_VRE | Secondary Techs | PWRCOABGDXX | TotalAnnualMaxCapacityInvestment | 2025 | 1.3332 | untie_min_inv | 2026-05-26T22:45:09.372185
B_Optimised_VRE | Secondary Techs | PWRCOABGDXX | TotalAnnualMaxCapacityInvestment | 2026 | 0.45269 | lid_fill | 2026-05-26T22:45:09.372185
B_Optimised_VRE | Secondary Techs | PWRCOABGDXX | TotalAnnualMaxCapacityInvestment | 2027 | 0.48337 | lid_fill | 2026-05-26T22:45:09.372185
B_Optimised_VRE | Secondary Techs | PWRCOABGDXX | TotalAnnualMaxCapacityInvestment | 2028 | 0.51616 | lid_family_capped | 2026-05-26T22:45:09.372185
B_Optimised_VRE | Secondary Techs | PWRCOABGDXX | TotalAnnualMaxCapacityInvestment | 2029 | 0.34759 | lid_family_capped | 2026-05-26T22:45:09.372185
B_Optimised_VRE | Secondary Techs | PWRCOABGDXX | TotalAnnualMaxCapacityInvestment | 2030 | 0.35734 | lid_family_capped | 2026-05-26T22:45:09.372185
B_Optimised_VRE | Secondary Techs | PWRCOABGDXX | TotalAnnualMaxCapacityInvestment | 2031 | 0.24388 | lid_family_capped | 2026-05-26T22:45:09.372185
B_Optimised_VRE | Secondary Techs | PWRCOABGDXX | TotalAnnualMaxCapacityInvestment | 2032 | 0.24467 | lid_family_capped | 2026-05-26T22:45:09.372185
B_Optimised_VRE | Secondary Techs | PWRCOABGDXX | TotalAnnualMaxCapacityInvestment | 2033 | 0.24485 | lid_family_capped | 2026-05-26T22:45:09.372185
B_Optimised_VRE | Secondary Techs | PWRCOABGDXX | TotalAnnualMaxCapacityInvestment | 2034 | 0.24435 | lid_family_capped | 2026-05-26T22:45:09.372185
B_Optimised_VRE | Secondary Techs | PWRCOABGDXX | TotalAnnualMaxCapacityInvestment | 2035 | 0.2431 | lid_family_capped | 2026-05-26T22:45:09.372185
B_Optimised_VRE | Secondary Techs | PWRCOABGDXX | TotalAnnualMaxCapacityInvestment | 2036 | 0.24101 | lid_family_capped | 2026-05-26T22:45:09.372185
B_Optimised_VRE | Secondary Techs | PWRCOABGDXX | TotalAnnualMaxCapacityInvestment | 2037 | 0.23798 | lid_family_capped | 2026-05-26T22:45:09.372185
B_Optimised_VRE | Secondary Techs | PWRCOABGDXX | TotalAnnualMaxCapacityInvestment | 2038 | 0.23397 | lid_family_capped | 2026-05-26T22:45:09.372185
B_Optimised_VRE | Secondary Techs | PWRCOABGDXX | TotalAnnualMaxCapacityInvestment | 2039 | 0.22883 | lid_family_capped | 2026-05-26T22:45:09.372185
B_Optimised_VRE | Secondary Techs | PWRCOABGDXX | TotalAnnualMaxCapacityInvestment | 2040 | 0.22247 | lid_family_capped | 2026-05-26T22:45:09.372185
B_Optimised_VRE | Secondary Techs | PWRCOABGDXX | TotalAnnualMaxCapacityInvestment | 2041 | 0.21477 | lid_family_capped | 2026-05-26T22:45:09.372185
B_Optimised_VRE | Secondary Techs | PWRCOABGDXX | TotalAnnualMaxCapacityInvestment | 2042 | 0.15614 | lid_adequacy_scaled | 2026-05-26T22:45:09.372185
B_Optimised_VRE | Secondary Techs | PWRCOABGDXX | TotalAnnualMaxCapacityInvestment | 2043 | 0.21141 | lid_adequacy_scaled | 2026-05-26T22:45:09.372185
B_Optimised_VRE | Secondary Techs | PWRCOABGDXX | TotalAnnualMaxCapacityInvestment | 2044 | 0.24235 | lid_adequacy_scaled | 2026-05-26T22:45:09.372185
B_Optimised_VRE | Secondary Techs | PWRCOABGDXX | TotalAnnualMaxCapacityInvestment | 2045 | 0.23779 | lid_adequacy_scaled | 2026-05-26T22:45:09.372185
B_Optimised_VRE | Secondary Techs | PWRCOABGDXX | TotalAnnualMaxCapacityInvestment | 2046 | 0.1838 | lid_adequacy_scaled | 2026-05-26T22:45:09.372185
B_Optimised_VRE | Secondary Techs | PWRCOABGDXX | TotalAnnualMaxCapacityInvestment | 2047 | 0.03837 | lid_adequacy_scaled | 2026-05-26T22:45:09.372185
B_Optimised_VRE | Secondary Techs | PWRCOABGDXX | TotalAnnualMaxCapacityInvestment | 2048 | 0 | lid_adequacy_scaled | 2026-05-26T22:45:09.372185
B_Optimised_VRE | Secondary Techs | PWRCOABGDXX | TotalAnnualMaxCapacityInvestment | 2049 | 0 | lid_adequacy_scaled | 2026-05-26T22:45:09.372185
B_Optimised_VRE | Secondary Techs | PWRCOABGDXX | TotalAnnualMaxCapacityInvestment | 2050 | 0 | lid_adequacy_scaled | 2026-05-26T22:45:09.372185
B_Optimised_VRE | Secondary Techs | PWRLDSINDNE | TotalAnnualMaxCapacityInvestment | 2023 | 9999 | exempt_maxcap_uncapped | 2026-05-26T22:45:09.372185
B_Optimised_VRE | Secondary Techs | PWRLDSINDNE | TotalAnnualMaxCapacityInvestment | 2024 | 9999 | exempt_maxcap_uncapped | 2026-05-26T22:45:09.372185
B_Optimised_VRE | Secondary Techs | PWRLDSINDNE | TotalAnnualMaxCapacityInvestment | 2025 | 9999 | exempt_maxcap_uncapped | 2026-05-26T22:45:09.372185
B_Optimised_VRE | Secondary Techs | PWRLDSINDNE | TotalAnnualMaxCapacityInvestment | 2026 | 9999 | exempt_maxcap_uncapped | 2026-05-26T22:45:09.372185
B_Optimised_VRE | Secondary Techs | PWRLDSINDNE | TotalAnnualMaxCapacityInvestment | 2027 | 9999 | exempt_maxcap_uncapped | 2026-05-26T22:45:09.372185
B_Optimised_VRE | Secondary Techs | PWRLDSINDNE | TotalAnnualMaxCapacityInvestment | 2028 | 9999 | exempt_maxcap_uncapped | 2026-05-26T22:45:09.372185
B_Optimised_VRE | Secondary Techs | PWRLDSINDNE | TotalAnnualMaxCapacityInvestment | 2029 | 9999 | exempt_maxcap_uncapped | 2026-05-26T22:45:09.372185
B_Optimised_VRE | Secondary Techs | PWRLDSINDNE | TotalAnnualMaxCapacityInvestment | 2030 | 9999 | exempt_maxcap_uncapped | 2026-05-26T22:45:09.372185
B_Optimised_VRE | Secondary Techs | PWRLDSINDNE | TotalAnnualMaxCapacityInvestment | 2031 | 9999 | exempt_maxcap_uncapped | 2026-05-26T22:45:09.372185
B_Optimised_VRE | Secondary Techs | PWRLDSINDNE | TotalAnnualMaxCapacityInvestment | 2032 | 9999 | exempt_maxcap_uncapped | 2026-05-26T22:45:09.372185
B_Optimised_VRE | Secondary Techs | PWRLDSINDNE | TotalAnnualMaxCapacityInvestment | 2033 | 9999 | exempt_maxcap_uncapped | 2026-05-26T22:45:09.372185
B_Optimised_VRE | Secondary Techs | PWRLDSINDNE | TotalAnnualMaxCapacityInvestment | 2034 | 9999 | exempt_maxcap_uncapped | 2026-05-26T22:45:09.372185
B_Optimised_VRE | Secondary Techs | PWRLDSINDNE | TotalAnnualMaxCapacityInvestment | 2035 | 9999 | exempt_maxcap_uncapped | 2026-05-26T22:45:09.372185
B_Optimised_VRE | Secondary Techs | PWRLDSINDNE | TotalAnnualMaxCapacityInvestment | 2036 | 9999 | exempt_maxcap_uncapped | 2026-05-26T22:45:09.372185
B_Optimised_VRE | Secondary Techs | PWRLDSINDNE | TotalAnnualMaxCapacityInvestment | 2037 | 9999 | exempt_maxcap_uncapped | 2026-05-26T22:45:09.372185
B_Optimised_VRE | Secondary Techs | PWRLDSINDNE | TotalAnnualMaxCapacityInvestment | 2038 | 9999 | exempt_maxcap_uncapped | 2026-05-26T22:45:09.372185
B_Optimised_VRE | Secondary Techs | PWRLDSINDNE | TotalAnnualMaxCapacityInvestment | 2039 | 9999 | exempt_maxcap_uncapped | 2026-05-26T22:45:09.372185
B_Optimised_VRE | Secondary Techs | PWRLDSINDNE | TotalAnnualMaxCapacityInvestment | 2040 | 9999 | exempt_maxcap_uncapped | 2026-05-26T22:45:09.372185
B_Optimised_VRE | Secondary Techs | PWRLDSINDNE | TotalAnnualMaxCapacityInvestment | 2041 | 9999 | exempt_maxcap_uncapped | 2026-05-26T22:45:09.372185
B_Optimised_VRE | Secondary Techs | PWRLDSINDNE | TotalAnnualMaxCapacityInvestment | 2042 | 9999 | exempt_maxcap_uncapped | 2026-05-26T22:45:09.372185
B_Optimised_VRE | Secondary Techs | PWRLDSINDNE | TotalAnnualMaxCapacityInvestment | 2043 | 9999 | exempt_maxcap_uncapped | 2026-05-26T22:45:09.372185
B_Optimised_VRE | Secondary Techs | PWRLDSINDNE | TotalAnnualMaxCapacityInvestment | 2044 | 9999 | exempt_maxcap_uncapped | 2026-05-26T22:45:09.372185
B_Optimised_VRE | Secondary Techs | PWRLDSINDNE | TotalAnnualMaxCapacityInvestment | 2045 | 9999 | exempt_maxcap_uncapped | 2026-05-26T22:45:09.372185
B_Optimised_VRE | Secondary Techs | PWRLDSINDNE | TotalAnnualMaxCapacityInvestment | 2046 | 9999 | exempt_maxcap_uncapped | 2026-05-26T22:45:09.372185
B_Optimised_VRE | Secondary Techs | PWRLDSINDNE | TotalAnnualMaxCapacityInvestment | 2047 | 9999 | exempt_maxcap_uncapped | 2026-05-26T22:45:09.372185
B_Optimised_VRE | Secondary Techs | PWRLDSINDNE | TotalAnnualMaxCapacityInvestment | 2048 | 9999 | exempt_maxcap_uncapped | 2026-05-26T22:45:09.372185
B_Optimised_VRE | Secondary Techs | PWRLDSINDNE | TotalAnnualMaxCapacityInvestment | 2049 | 9999 | exempt_maxcap_uncapped | 2026-05-26T22:45:09.372185
B_Optimised_VRE | Secondary Techs | PWRLDSINDNE | TotalAnnualMaxCapacityInvestment | 2050 | 9999 | exempt_maxcap_uncapped | 2026-05-26T22:45:09.372185
B_Optimised_VRE | Secondary Techs | PWRLDSINDNE | TotalAnnualMaxCapacityInvestment | 2023 | 9999 | exempt_uncapped | 2026-05-26T22:45:09.372185
B_Optimised_VRE | Secondary Techs | PWRLDSINDNE | TotalAnnualMaxCapacityInvestment | 2024 | 9999 | exempt_uncapped | 2026-05-26T22:45:09.372185
B_Optimised_VRE | Secondary Techs | PWRLDSINDNE | TotalAnnualMaxCapacityInvestment | 2025 | 9999 | exempt_uncapped | 2026-05-26T22:45:09.372185
B_Optimised_VRE | Secondary Techs | PWRLDSINDNE | TotalAnnualMaxCapacityInvestment | 2026 | 9999 | exempt_uncapped | 2026-05-26T22:45:09.372185
B_Optimised_VRE | Secondary Techs | PWRLDSINDNE | TotalAnnualMaxCapacityInvestment | 2027 | 9999 | exempt_uncapped | 2026-05-26T22:45:09.372185
B_Optimised_VRE | Secondary Techs | PWRLDSINDNE | TotalAnnualMaxCapacityInvestment | 2028 | 9999 | exempt_uncapped | 2026-05-26T22:45:09.372185
B_Optimised_VRE | Secondary Techs | PWRLDSINDNE | TotalAnnualMaxCapacityInvestment | 2029 | 9999 | exempt_uncapped | 2026-05-26T22:45:09.372185
B_Optimised_VRE | Secondary Techs | PWRLDSINDNE | TotalAnnualMaxCapacityInvestment | 2030 | 9999 | exempt_uncapped | 2026-05-26T22:45:09.372185
B_Optimised_VRE | Secondary Techs | PWRLDSINDNE | TotalAnnualMaxCapacityInvestment | 2031 | 9999 | exempt_uncapped | 2026-05-26T22:45:09.372185
B_Optimised_VRE | Secondary Techs | PWRLDSINDNE | TotalAnnualMaxCapacityInvestment | 2032 | 9999 | exempt_uncapped | 2026-05-26T22:45:09.372185
B_Optimised_VRE | Secondary Techs | PWRLDSINDNE | TotalAnnualMaxCapacityInvestment | 2033 | 9999 | exempt_uncapped | 2026-05-26T22:45:09.372185
B_Optimised_VRE | Secondary Techs | PWRLDSINDNE | TotalAnnualMaxCapacityInvestment | 2034 | 9999 | exempt_uncapped | 2026-05-26T22:45:09.372185
B_Optimised_VRE | Secondary Techs | PWRLDSINDNE | TotalAnnualMaxCapacityInvestment | 2035 | 9999 | exempt_uncapped | 2026-05-26T22:45:09.372185
B_Optimised_VRE | Secondary Techs | PWRLDSINDNE | TotalAnnualMaxCapacityInvestment | 2036 | 9999 | exempt_uncapped | 2026-05-26T22:45:09.372185
B_Optimised_VRE | Secondary Techs | PWRLDSINDNE | TotalAnnualMaxCapacityInvestment | 2037 | 9999 | exempt_uncapped | 2026-05-26T22:45:09.372185
B_Optimised_VRE | Secondary Techs | PWRLDSINDNE | TotalAnnualMaxCapacityInvestment | 2038 | 9999 | exempt_uncapped | 2026-05-26T22:45:09.372185
B_Optimised_VRE | Secondary Techs | PWRLDSINDNE | TotalAnnualMaxCapacityInvestment | 2039 | 9999 | exempt_uncapped | 2026-05-26T22:45:09.372185
B_Optimised_VRE | Secondary Techs | PWRLDSINDNE | TotalAnnualMaxCapacityInvestment | 2040 | 9999 | exempt_uncapped | 2026-05-26T22:45:09.372185
B_Optimised_VRE | Secondary Techs | PWRLDSINDNE | TotalAnnualMaxCapacityInvestment | 2041 | 9999 | exempt_uncapped | 2026-05-26T22:45:09.372185
B_Optimised_VRE | Secondary Techs | PWRLDSINDNE | TotalAnnualMaxCapacityInvestment | 2042 | 9999 | exempt_uncapped | 2026-05-26T22:45:09.372185
B_Optimised_VRE | Secondary Techs | PWRLDSINDNE | TotalAnnualMaxCapacityInvestment | 2043 | 9999 | exempt_uncapped | 2026-05-26T22:45:09.372185
B_Optimised_VRE | Secondary Techs | PWRLDSINDNE | TotalAnnualMaxCapacityInvestment | 2044 | 9999 | exempt_uncapped | 2026-05-26T22:45:09.372185
B_Optimised_VRE | Secondary Techs | PWRLDSINDNE | TotalAnnualMaxCapacityInvestment | 2045 | 9999 | exempt_uncapped | 2026-05-26T22:45:09.372185
B_Optimised_VRE | Secondary Techs | PWRLDSINDNE | TotalAnnualMaxCapacityInvestment | 2046 | 9999 | exempt_uncapped | 2026-05-26T22:45:09.372185
B_Optimised_VRE | Secondary Techs | PWRLDSINDNE | TotalAnnualMaxCapacityInvestment | 2047 | 9999 | exempt_uncapped | 2026-05-26T22:45:09.372185
B_Optimised_VRE | Secondary Techs | PWRLDSINDNE | TotalAnnualMaxCapacityInvestment | 2048 | 9999 | exempt_uncapped | 2026-05-26T22:45:09.372185
B_Optimised_VRE | Secondary Techs | PWRLDSINDNE | TotalAnnualMaxCapacityInvestment | 2049 | 9999 | exempt_uncapped | 2026-05-26T22:45:09.372185
B_Optimised_VRE | Secondary Techs | PWRLDSINDNE | TotalAnnualMaxCapacityInvestment | 2050 | 9999 | exempt_uncapped | 2026-05-26T22:45:09.372185
B_Optimised_VRE | Secondary Techs | PWRWASINDNO | TotalAnnualMaxCapacityInvestment | 2023 | 0 | lid_floor_suppressed | 2026-05-26T22:45:09.372185
B_Optimised_VRE | Secondary Techs | PWRWASINDNO | TotalAnnualMaxCapacityInvestment | 2024 | 0.014652 | lid_floor_suppressed | 2026-05-26T22:45:09.372185
B_Optimised_VRE | Secondary Techs | PWRWASINDNO | TotalAnnualMaxCapacityInvestment | 2025 | 0.015491 | lid_floor_suppressed | 2026-05-26T22:45:09.372185
B_Optimised_VRE | Secondary Techs | PWRWASINDNO | TotalAnnualMaxCapacityInvestment | 2026 | 0.016632 | lid_floor_suppressed | 2026-05-26T22:45:09.372185
B_Optimised_VRE | Secondary Techs | PWRWASINDNO | TotalAnnualMaxCapacityInvestment | 2027 | 0.017656 | lid_floor_suppressed | 2026-05-26T22:45:09.372185
B_Optimised_VRE | Secondary Techs | PWRWASINDNO | TotalAnnualMaxCapacityInvestment | 2028 | 0.018562 | lid_floor_suppressed | 2026-05-26T22:45:09.372185
B_Optimised_VRE | Secondary Techs | PWRWASINDNO | TotalAnnualMaxCapacityInvestment | 2029 | 0.016661 | lid_floor_suppressed | 2026-05-26T22:45:09.372185
B_Optimised_VRE | Secondary Techs | PWRWASINDNO | TotalAnnualMaxCapacityInvestment | 2030 | 0.011004 | lid_floor_suppressed | 2026-05-26T22:45:09.372185
B_Optimised_VRE | Secondary Techs | PWRWASINDNO | TotalAnnualMaxCapacityInvestment | 2031 | 0.010674 | lid_floor_suppressed | 2026-05-26T22:45:09.372185
B_Optimised_VRE | Secondary Techs | PWRWASINDNO | TotalAnnualMaxCapacityInvestment | 2032 | 0.012961 | lid_floor_suppressed | 2026-05-26T22:45:09.372185
B_Optimised_VRE | Secondary Techs | PWRWASINDNO | TotalAnnualMaxCapacityInvestment | 2033 | 0.012406 | lid_floor_suppressed | 2026-05-26T22:45:09.372185
B_Optimised_VRE | Secondary Techs | PWRWASINDNO | TotalAnnualMaxCapacityInvestment | 2034 | 0.011852 | lid_floor_suppressed | 2026-05-26T22:45:09.372185
B_Optimised_VRE | Secondary Techs | PWRWASINDNO | TotalAnnualMaxCapacityInvestment | 2035 | 0.011297 | lid_floor_suppressed | 2026-05-26T22:45:09.372185
B_Optimised_VRE | Secondary Techs | PWRWASINDNO | TotalAnnualMaxCapacityInvestment | 2036 | 0.010742 | lid_floor_suppressed | 2026-05-26T22:45:09.372185
B_Optimised_VRE | Secondary Techs | PWRWASINDNO | TotalAnnualMaxCapacityInvestment | 2037 | 0.011681 | lid_floor_suppressed | 2026-05-26T22:45:09.372185
B_Optimised_VRE | Secondary Techs | PWRWASINDNO | TotalAnnualMaxCapacityInvestment | 2038 | 0.011078 | lid_floor_suppressed | 2026-05-26T22:45:09.372185
B_Optimised_VRE | Secondary Techs | PWRWASINDNO | TotalAnnualMaxCapacityInvestment | 2039 | 0.010474 | lid_floor_suppressed | 2026-05-26T22:45:09.372185
B_Optimised_VRE | Secondary Techs | PWRWASINDNO | TotalAnnualMaxCapacityInvestment | 2040 | 0.0089187 | lid_floor_suppressed | 2026-05-26T22:45:09.372185
B_Optimised_VRE | Secondary Techs | PWRWASINDNO | TotalAnnualMaxCapacityInvestment | 2041 | 0.0092321 | lid_floor_suppressed | 2026-05-26T22:45:09.372185
B_Optimised_VRE | Secondary Techs | PWRWASINDNO | TotalAnnualMaxCapacityInvestment | 2042 | 0.010728 | lid_floor_suppressed | 2026-05-26T22:45:09.372185
B_Optimised_VRE | Secondary Techs | PWRWASINDNO | TotalAnnualMaxCapacityInvestment | 2043 | 0.015642 | lid_adequacy_scaled | 2026-05-26T22:45:09.372185
B_Optimised_VRE | Secondary Techs | PWRWASINDNO | TotalAnnualMaxCapacityInvestment | 2044 | 0.020608 | lid_adequacy_scaled | 2026-05-26T22:45:09.372185
B_Optimised_VRE | Secondary Techs | PWRWASINDNO | TotalAnnualMaxCapacityInvestment | 2045 | 0.025439 | lid_adequacy_scaled | 2026-05-26T22:45:09.372185
B_Optimised_VRE | Secondary Techs | PWRWASINDNO | TotalAnnualMaxCapacityInvestment | 2046 | 0.031831 | lid_adequacy_scaled | 2026-05-26T22:45:09.372185
B_Optimised_VRE | Secondary Techs | PWRWASINDNO | TotalAnnualMaxCapacityInvestment | 2047 | 0.037781 | lid_adequacy_scaled | 2026-05-26T22:45:09.372185
B_Optimised_VRE | Secondary Techs | PWRWASINDNO | TotalAnnualMaxCapacityInvestment | 2048 | 0.043381 | lid_adequacy_scaled | 2026-05-26T22:45:09.372185
B_Optimised_VRE | Secondary Techs | PWRWASINDNO | TotalAnnualMaxCapacityInvestment | 2049 | 0.048681 | lid_adequacy_scaled | 2026-05-26T22:45:09.372185
B_Optimised_VRE | Secondary Techs | PWRWASINDNO | TotalAnnualMaxCapacityInvestment | 2050 | 0.053722 | lid_adequacy_scaled | 2026-05-26T22:45:09.372185
B_Optimised_VRE | Secondary Techs | PWRSDSINDNO | TotalAnnualMaxCapacityInvestment | 2023 | 9999 | exempt_maxcap_uncapped | 2026-05-26T22:45:09.372185
B_Optimised_VRE | Secondary Techs | PWRSDSINDNO | TotalAnnualMaxCapacityInvestment | 2024 | 9999 | exempt_maxcap_uncapped | 2026-05-26T22:45:09.372185
B_Optimised_VRE | Secondary Techs | PWRSDSINDNO | TotalAnnualMaxCapacityInvestment | 2025 | 9999 | exempt_maxcap_uncapped | 2026-05-26T22:45:09.372185
B_Optimised_VRE | Secondary Techs | PWRSDSINDNO | TotalAnnualMaxCapacityInvestment | 2026 | 9999 | exempt_maxcap_uncapped | 2026-05-26T22:45:09.372185
B_Optimised_VRE | Secondary Techs | PWRSDSINDNO | TotalAnnualMaxCapacityInvestment | 2027 | 9999 | exempt_maxcap_uncapped | 2026-05-26T22:45:09.372185
B_Optimised_VRE | Secondary Techs | PWRSDSINDNO | TotalAnnualMaxCapacityInvestment | 2028 | 9999 | exempt_maxcap_uncapped | 2026-05-26T22:45:09.372185
B_Optimised_VRE | Secondary Techs | PWRSDSINDNO | TotalAnnualMaxCapacityInvestment | 2029 | 9999 | exempt_maxcap_uncapped | 2026-05-26T22:45:09.372185
B_Optimised_VRE | Secondary Techs | PWRSDSINDNO | TotalAnnualMaxCapacityInvestment | 2030 | 9999 | exempt_maxcap_uncapped | 2026-05-26T22:45:09.372185
B_Optimised_VRE | Secondary Techs | PWRSDSINDNO | TotalAnnualMaxCapacityInvestment | 2031 | 9999 | exempt_maxcap_uncapped | 2026-05-26T22:45:09.372185
B_Optimised_VRE | Secondary Techs | PWRSDSINDNO | TotalAnnualMaxCapacityInvestment | 2032 | 9999 | exempt_maxcap_uncapped | 2026-05-26T22:45:09.372185
B_Optimised_VRE | Secondary Techs | PWRSDSINDNO | TotalAnnualMaxCapacityInvestment | 2033 | 9999 | exempt_maxcap_uncapped | 2026-05-26T22:45:09.372185
B_Optimised_VRE | Secondary Techs | PWRSDSINDNO | TotalAnnualMaxCapacityInvestment | 2034 | 9999 | exempt_maxcap_uncapped | 2026-05-26T22:45:09.372185
B_Optimised_VRE | Secondary Techs | PWRSDSINDNO | TotalAnnualMaxCapacityInvestment | 2035 | 9999 | exempt_maxcap_uncapped | 2026-05-26T22:45:09.372185
B_Optimised_VRE | Secondary Techs | PWRSDSINDNO | TotalAnnualMaxCapacityInvestment | 2036 | 9999 | exempt_maxcap_uncapped | 2026-05-26T22:45:09.372185
B_Optimised_VRE | Secondary Techs | PWRSDSINDNO | TotalAnnualMaxCapacityInvestment | 2037 | 9999 | exempt_maxcap_uncapped | 2026-05-26T22:45:09.372185
B_Optimised_VRE | Secondary Techs | PWRSDSINDNO | TotalAnnualMaxCapacityInvestment | 2038 | 9999 | exempt_maxcap_uncapped | 2026-05-26T22:45:09.372185
B_Optimised_VRE | Secondary Techs | PWRSDSINDNO | TotalAnnualMaxCapacityInvestment | 2039 | 9999 | exempt_maxcap_uncapped | 2026-05-26T22:45:09.372185
B_Optimised_VRE | Secondary Techs | PWRSDSINDNO | TotalAnnualMaxCapacityInvestment | 2040 | 9999 | exempt_maxcap_uncapped | 2026-05-26T22:45:09.372185
B_Optimised_VRE | Secondary Techs | PWRSDSINDNO | TotalAnnualMaxCapacityInvestment | 2041 | 9999 | exempt_maxcap_uncapped | 2026-05-26T22:45:09.372185
B_Optimised_VRE | Secondary Techs | PWRSDSINDNO | TotalAnnualMaxCapacityInvestment | 2042 | 9999 | exempt_maxcap_uncapped | 2026-05-26T22:45:09.372185
B_Optimised_VRE | Secondary Techs | PWRSDSINDNO | TotalAnnualMaxCapacityInvestment | 2043 | 9999 | exempt_maxcap_uncapped | 2026-05-26T22:45:09.372185
B_Optimised_VRE | Secondary Techs | PWRSDSINDNO | TotalAnnualMaxCapacityInvestment | 2044 | 9999 | exempt_maxcap_uncapped | 2026-05-26T22:45:09.372185
B_Optimised_VRE | Secondary Techs | PWRSDSINDNO | TotalAnnualMaxCapacityInvestment | 2045 | 9999 | exempt_maxcap_uncapped | 2026-05-26T22:45:09.372185
B_Optimised_VRE | Secondary Techs | PWRSDSINDNO | TotalAnnualMaxCapacityInvestment | 2046 | 9999 | exempt_maxcap_uncapped | 2026-05-26T22:45:09.372185
B_Optimised_VRE | Secondary Techs | PWRSDSINDNO | TotalAnnualMaxCapacityInvestment | 2047 | 9999 | exempt_maxcap_uncapped | 2026-05-26T22:45:09.372185
B_Optimised_VRE | Secondary Techs | PWRSDSINDNO | TotalAnnualMaxCapacityInvestment | 2048 | 9999 | exempt_maxcap_uncapped | 2026-05-26T22:45:09.372185
B_Optimised_VRE | Secondary Techs | PWRSDSINDNO | TotalAnnualMaxCapacityInvestment | 2049 | 9999 | exempt_maxcap_uncapped | 2026-05-26T22:45:09.372185
B_Optimised_VRE | Secondary Techs | PWRSDSINDNO | TotalAnnualMaxCapacityInvestment | 2050 | 9999 | exempt_maxcap_uncapped | 2026-05-26T22:45:09.372185
B_Optimised_VRE | Secondary Techs | PWRSDSINDNO | TotalAnnualMaxCapacityInvestment | 2023 | 9999 | exempt_uncapped | 2026-05-26T22:45:09.372185
B_Optimised_VRE | Secondary Techs | PWRSDSINDNO | TotalAnnualMaxCapacityInvestment | 2024 | 9999 | exempt_uncapped | 2026-05-26T22:45:09.372185
B_Optimised_VRE | Secondary Techs | PWRSDSINDNO | TotalAnnualMaxCapacityInvestment | 2025 | 9999 | exempt_uncapped | 2026-05-26T22:45:09.372185
B_Optimised_VRE | Secondary Techs | PWRSDSINDNO | TotalAnnualMaxCapacityInvestment | 2026 | 9999 | exempt_uncapped | 2026-05-26T22:45:09.372185
B_Optimised_VRE | Secondary Techs | PWRSDSINDNO | TotalAnnualMaxCapacityInvestment | 2027 | 9999 | exempt_uncapped | 2026-05-26T22:45:09.372185
B_Optimised_VRE | Secondary Techs | PWRSDSINDNO | TotalAnnualMaxCapacityInvestment | 2028 | 9999 | exempt_uncapped | 2026-05-26T22:45:09.372185
B_Optimised_VRE | Secondary Techs | PWRSDSINDNO | TotalAnnualMaxCapacityInvestment | 2029 | 9999 | exempt_uncapped | 2026-05-26T22:45:09.372185
B_Optimised_VRE | Secondary Techs | PWRSDSINDNO | TotalAnnualMaxCapacityInvestment | 2030 | 9999 | exempt_uncapped | 2026-05-26T22:45:09.372185
B_Optimised_VRE | Secondary Techs | PWRSDSINDNO | TotalAnnualMaxCapacityInvestment | 2031 | 9999 | exempt_uncapped | 2026-05-26T22:45:09.372185
B_Optimised_VRE | Secondary Techs | PWRSDSINDNO | TotalAnnualMaxCapacityInvestment | 2032 | 9999 | exempt_uncapped | 2026-05-26T22:45:09.372185
B_Optimised_VRE | Secondary Techs | PWRSDSINDNO | TotalAnnualMaxCapacityInvestment | 2033 | 9999 | exempt_uncapped | 2026-05-26T22:45:09.372185
B_Optimised_VRE | Secondary Techs | PWRSDSINDNO | TotalAnnualMaxCapacityInvestment | 2034 | 9999 | exempt_uncapped | 2026-05-26T22:45:09.372185
B_Optimised_VRE | Secondary Techs | PWRSDSINDNO | TotalAnnualMaxCapacityInvestment | 2035 | 9999 | exempt_uncapped | 2026-05-26T22:45:09.372185
B_Optimised_VRE | Secondary Techs | PWRSDSINDNO | TotalAnnualMaxCapacityInvestment | 2036 | 9999 | exempt_uncapped | 2026-05-26T22:45:09.372185
B_Optimised_VRE | Secondary Techs | PWRSDSINDNO | TotalAnnualMaxCapacityInvestment | 2037 | 9999 | exempt_uncapped | 2026-05-26T22:45:09.372185
B_Optimised_VRE | Secondary Techs | PWRSDSINDNO | TotalAnnualMaxCapacityInvestment | 2038 | 9999 | exempt_uncapped | 2026-05-26T22:45:09.372185
B_Optimised_VRE | Secondary Techs | PWRSDSINDNO | TotalAnnualMaxCapacityInvestment | 2039 | 9999 | exempt_uncapped | 2026-05-26T22:45:09.372185
B_Optimised_VRE | Secondary Techs | PWRSDSINDNO | TotalAnnualMaxCapacityInvestment | 2040 | 9999 | exempt_uncapped | 2026-05-26T22:45:09.372185
B_Optimised_VRE | Secondary Techs | PWRSDSINDNO | TotalAnnualMaxCapacityInvestment | 2041 | 9999 | exempt_uncapped | 2026-05-26T22:45:09.372185
B_Optimised_VRE | Secondary Techs | PWRSDSINDNO | TotalAnnualMaxCapacityInvestment | 2042 | 9999 | exempt_uncapped | 2026-05-26T22:45:09.372185
B_Optimised_VRE | Secondary Techs | PWRSDSINDNO | TotalAnnualMaxCapacityInvestment | 2043 | 9999 | exempt_uncapped | 2026-05-26T22:45:09.372185
B_Optimised_VRE | Secondary Techs | PWRSDSINDNO | TotalAnnualMaxCapacityInvestment | 2044 | 9999 | exempt_uncapped | 2026-05-26T22:45:09.372185
B_Optimised_VRE | Secondary Techs | PWRSDSINDNO | TotalAnnualMaxCapacityInvestment | 2045 | 9999 | exempt_uncapped | 2026-05-26T22:45:09.372185
B_Optimised_VRE | Secondary Techs | PWRSDSINDNO | TotalAnnualMaxCapacityInvestment | 2046 | 9999 | exempt_uncapped | 2026-05-26T22:45:09.372185
B_Optimised_VRE | Secondary Techs | PWRSDSINDNO | TotalAnnualMaxCapacityInvestment | 2047 | 9999 | exempt_uncapped | 2026-05-26T22:45:09.372185
B_Optimised_VRE | Secondary Techs | PWRSDSINDNO | TotalAnnualMaxCapacityInvestment | 2048 | 9999 | exempt_uncapped | 2026-05-26T22:45:09.372185
B_Optimised_VRE | Secondary Techs | PWRSDSINDNO | TotalAnnualMaxCapacityInvestment | 2049 | 9999 | exempt_uncapped | 2026-05-26T22:45:09.372185
B_Optimised_VRE | Secondary Techs | PWRSDSINDNO | TotalAnnualMaxCapacityInvestment | 2050 | 9999 | exempt_uncapped | 2026-05-26T22:45:09.372185
B_Optimised_VRE | Secondary Techs | PWRWONBTNXX | TotalAnnualMaxCapacityInvestment | 2023 | 0.1 | lid_floor | 2026-05-26T22:45:09.372185
B_Optimised_VRE | Secondary Techs | PWRWONBTNXX | TotalAnnualMaxCapacityInvestment | 2024 | 0.1 | lid_floor | 2026-05-26T22:45:09.372185
B_Optimised_VRE | Secondary Techs | PWRWONBTNXX | TotalAnnualMaxCapacityInvestment | 2025 | 0.1 | lid_floor | 2026-05-26T22:45:09.372185
B_Optimised_VRE | Secondary Techs | PWRWONBTNXX | TotalAnnualMaxCapacityInvestment | 2026 | 0.1 | lid_floor | 2026-05-26T22:45:09.372185
B_Optimised_VRE | Secondary Techs | PWRWONBTNXX | TotalAnnualMaxCapacityInvestment | 2027 | 0.1 | lid_floor | 2026-05-26T22:45:09.372185
B_Optimised_VRE | Secondary Techs | PWRWONBTNXX | TotalAnnualMaxCapacityInvestment | 2028 | 0.1 | lid_floor | 2026-05-26T22:45:09.372185
B_Optimised_VRE | Secondary Techs | PWRWONBTNXX | TotalAnnualMaxCapacityInvestment | 2029 | 0.1 | lid_floor | 2026-05-26T22:45:09.372185
B_Optimised_VRE | Secondary Techs | PWRWONBTNXX | TotalAnnualMaxCapacityInvestment | 2030 | 0.1 | lid_floor | 2026-05-26T22:45:09.372185
B_Optimised_VRE | Secondary Techs | PWRWONBTNXX | TotalAnnualMaxCapacityInvestment | 2031 | 0.1 | lid_floor | 2026-05-26T22:45:09.372185
B_Optimised_VRE | Secondary Techs | PWRWONBTNXX | TotalAnnualMaxCapacityInvestment | 2032 | 0.1 | lid_floor | 2026-05-26T22:45:09.372185
B_Optimised_VRE | Secondary Techs | PWRWONBTNXX | TotalAnnualMaxCapacityInvestment | 2033 | 0.1 | lid_floor | 2026-05-26T22:45:09.372185
B_Optimised_VRE | Secondary Techs | PWRWONBTNXX | TotalAnnualMaxCapacityInvestment | 2034 | 0.1 | lid_floor | 2026-05-26T22:45:09.372185
B_Optimised_VRE | Secondary Techs | PWRWONBTNXX | TotalAnnualMaxCapacityInvestment | 2035 | 0.1 | lid_floor | 2026-05-26T22:45:09.372185
B_Optimised_VRE | Secondary Techs | PWRWONBTNXX | TotalAnnualMaxCapacityInvestment | 2036 | 0.1 | lid_floor | 2026-05-26T22:45:09.372185
B_Optimised_VRE | Secondary Techs | PWRWONBTNXX | TotalAnnualMaxCapacityInvestment | 2037 | 0.1 | lid_floor | 2026-05-26T22:45:09.372185
B_Optimised_VRE | Secondary Techs | PWRWONBTNXX | TotalAnnualMaxCapacityInvestment | 2038 | 0.1 | lid_floor | 2026-05-26T22:45:09.372185
B_Optimised_VRE | Secondary Techs | PWRWONBTNXX | TotalAnnualMaxCapacityInvestment | 2039 | 0.1 | lid_floor | 2026-05-26T22:45:09.372185
B_Optimised_VRE | Secondary Techs | PWRWONBTNXX | TotalAnnualMaxCapacityInvestment | 2040 | 0.1 | lid_floor | 2026-05-26T22:45:09.372185
B_Optimised_VRE | Secondary Techs | PWRWONBTNXX | TotalAnnualMaxCapacityInvestment | 2041 | 0.1 | lid_floor | 2026-05-26T22:45:09.372185
B_Optimised_VRE | Secondary Techs | PWRWONBTNXX | TotalAnnualMaxCapacityInvestment | 2042 | 0.1 | lid_floor | 2026-05-26T22:45:09.372185
B_Optimised_VRE | Secondary Techs | PWRWONBTNXX | TotalAnnualMaxCapacityInvestment | 2043 | 0.1 | lid_floor | 2026-05-26T22:45:09.372185
B_Optimised_VRE | Secondary Techs | PWRWONBTNXX | TotalAnnualMaxCapacityInvestment | 2044 | 0.1 | lid_floor | 2026-05-26T22:45:09.372185
B_Optimised_VRE | Secondary Techs | PWRWONBTNXX | TotalAnnualMaxCapacityInvestment | 2045 | 0.1 | lid_floor | 2026-05-26T22:45:09.372185
B_Optimised_VRE | Secondary Techs | PWRWONBTNXX | TotalAnnualMaxCapacityInvestment | 2046 | 0.1 | lid_floor | 2026-05-26T22:45:09.372185
B_Optimised_VRE | Secondary Techs | PWRWONBTNXX | TotalAnnualMaxCapacityInvestment | 2047 | 0.1 | lid_floor | 2026-05-26T22:45:09.372185
B_Optimised_VRE | Secondary Techs | PWRWONBTNXX | TotalAnnualMaxCapacityInvestment | 2048 | 0.1 | lid_floor | 2026-05-26T22:45:09.372185
B_Optimised_VRE | Secondary Techs | PWRWONBTNXX | TotalAnnualMaxCapacityInvestment | 2049 | 0.1 | lid_floor | 2026-05-26T22:45:09.372185
B_Optimised_VRE | Secondary Techs | PWRWONBTNXX | TotalAnnualMaxCapacityInvestment | 2050 | 0.1 | lid_floor | 2026-05-26T22:45:09.372185
B_Optimised_VRE | Secondary Techs | PWRHYDINDWE | TotalAnnualMaxCapacityInvestment | 2023 | 0.1 | lid_floor | 2026-05-26T22:45:09.372185
B_Optimised_VRE | Secondary Techs | PWRHYDINDWE | TotalAnnualMaxCapacityInvestment | 2024 | 0.45397 | lid_fill | 2026-05-26T22:45:09.372185
B_Optimised_VRE | Secondary Techs | PWRHYDINDWE | TotalAnnualMaxCapacityInvestment | 2025 | 0.49673 | lid_fill | 2026-05-26T22:45:09.372185
B_Optimised_VRE | Secondary Techs | PWRHYDINDWE | TotalAnnualMaxCapacityInvestment | 2026 | 1.9392 | untie_min_inv | 2026-05-26T22:45:09.372185
B_Optimised_VRE | Secondary Techs | PWRHYDINDWE | TotalAnnualMaxCapacityInvestment | 2027 | 0.54008 | lid_fill | 2026-05-26T22:45:09.372185
B_Optimised_VRE | Secondary Techs | PWRHYDINDWE | TotalAnnualMaxCapacityInvestment | 2028 | 2.525 | untie_min_inv | 2026-05-26T22:45:09.372185
B_Optimised_VRE | Secondary Techs | PWRHYDINDWE | TotalAnnualMaxCapacityInvestment | 2029 | 0.51138 | lid_relaxed | 2026-05-26T22:45:09.372185
B_Optimised_VRE | Secondary Techs | PWRHYDINDWE | TotalAnnualMaxCapacityInvestment | 2030 | 0.18427 | lid_relaxed | 2026-05-26T22:45:09.372185
B_Optimised_VRE | Secondary Techs | PWRHYDINDWE | TotalAnnualMaxCapacityInvestment | 2031 | 0.15572 | lid_relaxed | 2026-05-26T22:45:09.372185
B_Optimised_VRE | Secondary Techs | PWRHYDINDWE | TotalAnnualMaxCapacityInvestment | 2032 | 0.3535 | lid_relaxed | 2026-05-26T22:45:09.372185
B_Optimised_VRE | Secondary Techs | PWRHYDINDWE | TotalAnnualMaxCapacityInvestment | 2033 | 0.33872 | lid_relaxed | 2026-05-26T22:45:09.372185
B_Optimised_VRE | Secondary Techs | PWRHYDINDWE | TotalAnnualMaxCapacityInvestment | 2034 | 0.32217 | lid_relaxed | 2026-05-26T22:45:09.372185
B_Optimised_VRE | Secondary Techs | PWRHYDINDWE | TotalAnnualMaxCapacityInvestment | 2035 | 0.4848 | untie_min_inv | 2026-05-26T22:45:09.372185
B_Optimised_VRE | Secondary Techs | PWRHYDINDWE | TotalAnnualMaxCapacityInvestment | 2036 | 0.28384 | lid_relaxed | 2026-05-26T22:45:09.372185
B_Optimised_VRE | Secondary Techs | PWRHYDINDWE | TotalAnnualMaxCapacityInvestment | 2037 | 0.32913 | lid_relaxed | 2026-05-26T22:45:09.372185
B_Optimised_VRE | Secondary Techs | PWRHYDINDWE | TotalAnnualMaxCapacityInvestment | 2038 | 0.3043 | lid_relaxed | 2026-05-26T22:45:09.372185
B_Optimised_VRE | Secondary Techs | PWRHYDINDWE | TotalAnnualMaxCapacityInvestment | 2039 | 0.27754 | lid_relaxed | 2026-05-26T22:45:09.372185
B_Optimised_VRE | Secondary Techs | PWRHYDINDWE | TotalAnnualMaxCapacityInvestment | 2040 | 0.24883 | lid_relaxed | 2026-05-26T22:45:09.372185
B_Optimised_VRE | Secondary Techs | PWRHYDINDWE | TotalAnnualMaxCapacityInvestment | 2041 | 0.2494 | lid_adequacy_scaled | 2026-05-26T22:45:09.372185
B_Optimised_VRE | Secondary Techs | PWRHYDINDWE | TotalAnnualMaxCapacityInvestment | 2042 | 0.52993 | lid_adequacy_scaled | 2026-05-26T22:45:09.372185
B_Optimised_VRE | Secondary Techs | PWRHYDINDWE | TotalAnnualMaxCapacityInvestment | 2043 | 0.8309 | lid_adequacy_scaled | 2026-05-26T22:45:09.372185
B_Optimised_VRE | Secondary Techs | PWRHYDINDWE | TotalAnnualMaxCapacityInvestment | 2044 | 1.1538 | lid_adequacy_scaled | 2026-05-26T22:45:09.372185
B_Optimised_VRE | Secondary Techs | PWRHYDINDWE | TotalAnnualMaxCapacityInvestment | 2045 | 1.4969 | lid_adequacy_scaled | 2026-05-26T22:45:09.372185
B_Optimised_VRE | Secondary Techs | PWRHYDINDWE | TotalAnnualMaxCapacityInvestment | 2046 | 2.0649 | lid_adequacy_scaled | 2026-05-26T22:45:09.372185
B_Optimised_VRE | Secondary Techs | PWRHYDINDWE | TotalAnnualMaxCapacityInvestment | 2047 | 2.6749 | lid_adequacy_scaled | 2026-05-26T22:45:09.372185
B_Optimised_VRE | Secondary Techs | PWRHYDINDWE | TotalAnnualMaxCapacityInvestment | 2048 | 3.3193 | lid_adequacy_scaled | 2026-05-26T22:45:09.372185
B_Optimised_VRE | Secondary Techs | PWRHYDINDWE | TotalAnnualMaxCapacityInvestment | 2049 | 3.9887 | lid_adequacy_scaled | 2026-05-26T22:45:09.372185
B_Optimised_VRE | Secondary Techs | PWRHYDINDWE | TotalAnnualMaxCapacityInvestment | 2050 | 4.6704 | lid_adequacy_scaled | 2026-05-26T22:45:09.372185
B_Optimised_VRE | Secondary Techs | PWRSPVBGDXX | TotalAnnualMaxCapacityInvestment | 2023 | 0.1 | lid_floor | 2026-05-26T22:45:09.372185
B_Optimised_VRE | Secondary Techs | PWRSPVBGDXX | TotalAnnualMaxCapacityInvestment | 2024 | 0.1 | lid_floor | 2026-05-26T22:45:09.372185
B_Optimised_VRE | Secondary Techs | PWRSPVBGDXX | TotalAnnualMaxCapacityInvestment | 2025 | 3.1159 | untie_min_inv | 2026-05-26T22:45:09.372185
B_Optimised_VRE | Secondary Techs | PWRSPVBGDXX | TotalAnnualMaxCapacityInvestment | 2026 | 0.1 | lid_floor | 2026-05-26T22:45:09.372185
B_Optimised_VRE | Secondary Techs | PWRSPVBGDXX | TotalAnnualMaxCapacityInvestment | 2027 | 0.1 | lid_floor | 2026-05-26T22:45:09.372185
B_Optimised_VRE | Secondary Techs | PWRSPVBGDXX | TotalAnnualMaxCapacityInvestment | 2028 | 0.1 | lid_floor | 2026-05-26T22:45:09.372185
B_Optimised_VRE | Secondary Techs | PWRSPVBGDXX | TotalAnnualMaxCapacityInvestment | 2029 | 0.1 | lid_floor | 2026-05-26T22:45:09.372185
B_Optimised_VRE | Secondary Techs | PWRSPVBGDXX | TotalAnnualMaxCapacityInvestment | 2030 | 0.1 | lid_floor | 2026-05-26T22:45:09.372185
B_Optimised_VRE | Secondary Techs | PWRSPVBGDXX | TotalAnnualMaxCapacityInvestment | 2031 | 0.1 | lid_floor | 2026-05-26T22:45:09.372185
B_Optimised_VRE | Secondary Techs | PWRSPVBGDXX | TotalAnnualMaxCapacityInvestment | 2032 | 0.1 | lid_floor | 2026-05-26T22:45:09.372185
B_Optimised_VRE | Secondary Techs | PWRSPVBGDXX | TotalAnnualMaxCapacityInvestment | 2033 | 0.1 | lid_floor | 2026-05-26T22:45:09.372185
B_Optimised_VRE | Secondary Techs | PWRSPVBGDXX | TotalAnnualMaxCapacityInvestment | 2034 | 0.1 | lid_floor | 2026-05-26T22:45:09.372185
B_Optimised_VRE | Secondary Techs | PWRSPVBGDXX | TotalAnnualMaxCapacityInvestment | 2035 | 0.1 | lid_floor | 2026-05-26T22:45:09.372185
B_Optimised_VRE | Secondary Techs | PWRSPVBGDXX | TotalAnnualMaxCapacityInvestment | 2036 | 0.1 | lid_floor | 2026-05-26T22:45:09.372185
B_Optimised_VRE | Secondary Techs | PWRSPVBGDXX | TotalAnnualMaxCapacityInvestment | 2037 | 0.1 | lid_floor | 2026-05-26T22:45:09.372185
B_Optimised_VRE | Secondary Techs | PWRSPVBGDXX | TotalAnnualMaxCapacityInvestment | 2038 | 0.1 | lid_floor | 2026-05-26T22:45:09.372185
B_Optimised_VRE | Secondary Techs | PWRSPVBGDXX | TotalAnnualMaxCapacityInvestment | 2039 | 0.1 | lid_floor | 2026-05-26T22:45:09.372185
B_Optimised_VRE | Secondary Techs | PWRSPVBGDXX | TotalAnnualMaxCapacityInvestment | 2040 | 0.1 | lid_floor | 2026-05-26T22:45:09.372185
B_Optimised_VRE | Secondary Techs | PWRSPVBGDXX | TotalAnnualMaxCapacityInvestment | 2041 | 0.1 | lid_floor | 2026-05-26T22:45:09.372185
B_Optimised_VRE | Secondary Techs | PWRSPVBGDXX | TotalAnnualMaxCapacityInvestment | 2042 | 0.18288 | lid_adequacy_scaled | 2026-05-26T22:45:09.372185
B_Optimised_VRE | Secondary Techs | PWRSPVBGDXX | TotalAnnualMaxCapacityInvestment | 2043 | 0.29424 | lid_adequacy_scaled | 2026-05-26T22:45:09.372185
B_Optimised_VRE | Secondary Techs | PWRSPVBGDXX | TotalAnnualMaxCapacityInvestment | 2044 | 0.42497 | lid_adequacy_scaled | 2026-05-26T22:45:09.372185
B_Optimised_VRE | Secondary Techs | PWRSPVBGDXX | TotalAnnualMaxCapacityInvestment | 2045 | 0.58277 | lid_adequacy_scaled | 2026-05-26T22:45:09.372185
B_Optimised_VRE | Secondary Techs | PWRSPVBGDXX | TotalAnnualMaxCapacityInvestment | 2046 | 0.7957 | lid_adequacy_scaled | 2026-05-26T22:45:09.372185
B_Optimised_VRE | Secondary Techs | PWRSPVBGDXX | TotalAnnualMaxCapacityInvestment | 2047 | 1.011 | lid_adequacy_scaled | 2026-05-26T22:45:09.372185
B_Optimised_VRE | Secondary Techs | PWRSPVBGDXX | TotalAnnualMaxCapacityInvestment | 2048 | 1.2063 | lid_adequacy_scaled | 2026-05-26T22:45:09.372185
B_Optimised_VRE | Secondary Techs | PWRSPVBGDXX | TotalAnnualMaxCapacityInvestment | 2049 | 1.392 | lid_adequacy_scaled | 2026-05-26T22:45:09.372185
B_Optimised_VRE | Secondary Techs | PWRSPVBGDXX | TotalAnnualMaxCapacityInvestment | 2050 | 1.5731 | lid_adequacy_scaled | 2026-05-26T22:45:09.372185
B_Optimised_VRE | Secondary Techs | PWRLDSBGDXX | TotalAnnualMaxCapacityInvestment | 2023 | 9999 | exempt_maxcap_uncapped | 2026-05-26T22:45:09.372185
B_Optimised_VRE | Secondary Techs | PWRLDSBGDXX | TotalAnnualMaxCapacityInvestment | 2024 | 9999 | exempt_maxcap_uncapped | 2026-05-26T22:45:09.372185
B_Optimised_VRE | Secondary Techs | PWRLDSBGDXX | TotalAnnualMaxCapacityInvestment | 2025 | 9999 | exempt_maxcap_uncapped | 2026-05-26T22:45:09.372185
B_Optimised_VRE | Secondary Techs | PWRLDSBGDXX | TotalAnnualMaxCapacityInvestment | 2026 | 9999 | exempt_maxcap_uncapped | 2026-05-26T22:45:09.372185
B_Optimised_VRE | Secondary Techs | PWRLDSBGDXX | TotalAnnualMaxCapacityInvestment | 2027 | 9999 | exempt_maxcap_uncapped | 2026-05-26T22:45:09.372185
B_Optimised_VRE | Secondary Techs | PWRLDSBGDXX | TotalAnnualMaxCapacityInvestment | 2028 | 9999 | exempt_maxcap_uncapped | 2026-05-26T22:45:09.372185
B_Optimised_VRE | Secondary Techs | PWRLDSBGDXX | TotalAnnualMaxCapacityInvestment | 2029 | 9999 | exempt_maxcap_uncapped | 2026-05-26T22:45:09.372185
B_Optimised_VRE | Secondary Techs | PWRLDSBGDXX | TotalAnnualMaxCapacityInvestment | 2030 | 9999 | exempt_maxcap_uncapped | 2026-05-26T22:45:09.372185
B_Optimised_VRE | Secondary Techs | PWRLDSBGDXX | TotalAnnualMaxCapacityInvestment | 2031 | 9999 | exempt_maxcap_uncapped | 2026-05-26T22:45:09.372185
B_Optimised_VRE | Secondary Techs | PWRLDSBGDXX | TotalAnnualMaxCapacityInvestment | 2032 | 9999 | exempt_maxcap_uncapped | 2026-05-26T22:45:09.372185
B_Optimised_VRE | Secondary Techs | PWRLDSBGDXX | TotalAnnualMaxCapacityInvestment | 2033 | 9999 | exempt_maxcap_uncapped | 2026-05-26T22:45:09.372185
B_Optimised_VRE | Secondary Techs | PWRLDSBGDXX | TotalAnnualMaxCapacityInvestment | 2034 | 9999 | exempt_maxcap_uncapped | 2026-05-26T22:45:09.372185
B_Optimised_VRE | Secondary Techs | PWRLDSBGDXX | TotalAnnualMaxCapacityInvestment | 2035 | 9999 | exempt_maxcap_uncapped | 2026-05-26T22:45:09.372185
B_Optimised_VRE | Secondary Techs | PWRLDSBGDXX | TotalAnnualMaxCapacityInvestment | 2036 | 9999 | exempt_maxcap_uncapped | 2026-05-26T22:45:09.372185
B_Optimised_VRE | Secondary Techs | PWRLDSBGDXX | TotalAnnualMaxCapacityInvestment | 2037 | 9999 | exempt_maxcap_uncapped | 2026-05-26T22:45:09.372185
B_Optimised_VRE | Secondary Techs | PWRLDSBGDXX | TotalAnnualMaxCapacityInvestment | 2038 | 9999 | exempt_maxcap_uncapped | 2026-05-26T22:45:09.372185
B_Optimised_VRE | Secondary Techs | PWRLDSBGDXX | TotalAnnualMaxCapacityInvestment | 2039 | 9999 | exempt_maxcap_uncapped | 2026-05-26T22:45:09.372185
B_Optimised_VRE | Secondary Techs | PWRLDSBGDXX | TotalAnnualMaxCapacityInvestment | 2040 | 9999 | exempt_maxcap_uncapped | 2026-05-26T22:45:09.372185
B_Optimised_VRE | Secondary Techs | PWRLDSBGDXX | TotalAnnualMaxCapacityInvestment | 2041 | 9999 | exempt_maxcap_uncapped | 2026-05-26T22:45:09.372185
B_Optimised_VRE | Secondary Techs | PWRLDSBGDXX | TotalAnnualMaxCapacityInvestment | 2042 | 9999 | exempt_maxcap_uncapped | 2026-05-26T22:45:09.372185
B_Optimised_VRE | Secondary Techs | PWRLDSBGDXX | TotalAnnualMaxCapacityInvestment | 2043 | 9999 | exempt_maxcap_uncapped | 2026-05-26T22:45:09.372185
B_Optimised_VRE | Secondary Techs | PWRLDSBGDXX | TotalAnnualMaxCapacityInvestment | 2044 | 9999 | exempt_maxcap_uncapped | 2026-05-26T22:45:09.372185
B_Optimised_VRE | Secondary Techs | PWRLDSBGDXX | TotalAnnualMaxCapacityInvestment | 2045 | 9999 | exempt_maxcap_uncapped | 2026-05-26T22:45:09.372185
B_Optimised_VRE | Secondary Techs | PWRLDSBGDXX | TotalAnnualMaxCapacityInvestment | 2046 | 9999 | exempt_maxcap_uncapped | 2026-05-26T22:45:09.372185
B_Optimised_VRE | Secondary Techs | PWRLDSBGDXX | TotalAnnualMaxCapacityInvestment | 2047 | 9999 | exempt_maxcap_uncapped | 2026-05-26T22:45:09.372185
B_Optimised_VRE | Secondary Techs | PWRLDSBGDXX | TotalAnnualMaxCapacityInvestment | 2048 | 9999 | exempt_maxcap_uncapped | 2026-05-26T22:45:09.372185
B_Optimised_VRE | Secondary Techs | PWRLDSBGDXX | TotalAnnualMaxCapacityInvestment | 2049 | 9999 | exempt_maxcap_uncapped | 2026-05-26T22:45:09.372185
B_Optimised_VRE | Secondary Techs | PWRLDSBGDXX | TotalAnnualMaxCapacityInvestment | 2050 | 9999 | exempt_maxcap_uncapped | 2026-05-26T22:45:09.372185
B_Optimised_VRE | Secondary Techs | PWRLDSBGDXX | TotalAnnualMaxCapacityInvestment | 2023 | 9999 | exempt_uncapped | 2026-05-26T22:45:09.372185
B_Optimised_VRE | Secondary Techs | PWRLDSBGDXX | TotalAnnualMaxCapacityInvestment | 2024 | 9999 | exempt_uncapped | 2026-05-26T22:45:09.372185
B_Optimised_VRE | Secondary Techs | PWRLDSBGDXX | TotalAnnualMaxCapacityInvestment | 2025 | 9999 | exempt_uncapped | 2026-05-26T22:45:09.372185
B_Optimised_VRE | Secondary Techs | PWRLDSBGDXX | TotalAnnualMaxCapacityInvestment | 2026 | 9999 | exempt_uncapped | 2026-05-26T22:45:09.372185
B_Optimised_VRE | Secondary Techs | PWRLDSBGDXX | TotalAnnualMaxCapacityInvestment | 2027 | 9999 | exempt_uncapped | 2026-05-26T22:45:09.372185
B_Optimised_VRE | Secondary Techs | PWRLDSBGDXX | TotalAnnualMaxCapacityInvestment | 2028 | 9999 | exempt_uncapped | 2026-05-26T22:45:09.372185
B_Optimised_VRE | Secondary Techs | PWRLDSBGDXX | TotalAnnualMaxCapacityInvestment | 2029 | 9999 | exempt_uncapped | 2026-05-26T22:45:09.372185
B_Optimised_VRE | Secondary Techs | PWRLDSBGDXX | TotalAnnualMaxCapacityInvestment | 2030 | 9999 | exempt_uncapped | 2026-05-26T22:45:09.372185
B_Optimised_VRE | Secondary Techs | PWRLDSBGDXX | TotalAnnualMaxCapacityInvestment | 2031 | 9999 | exempt_uncapped | 2026-05-26T22:45:09.372185
B_Optimised_VRE | Secondary Techs | PWRLDSBGDXX | TotalAnnualMaxCapacityInvestment | 2032 | 9999 | exempt_uncapped | 2026-05-26T22:45:09.372185
B_Optimised_VRE | Secondary Techs | PWRLDSBGDXX | TotalAnnualMaxCapacityInvestment | 2033 | 9999 | exempt_uncapped | 2026-05-26T22:45:09.372185
B_Optimised_VRE | Secondary Techs | PWRLDSBGDXX | TotalAnnualMaxCapacityInvestment | 2034 | 9999 | exempt_uncapped | 2026-05-26T22:45:09.372185
B_Optimised_VRE | Secondary Techs | PWRLDSBGDXX | TotalAnnualMaxCapacityInvestment | 2035 | 9999 | exempt_uncapped | 2026-05-26T22:45:09.372185
B_Optimised_VRE | Secondary Techs | PWRLDSBGDXX | TotalAnnualMaxCapacityInvestment | 2036 | 9999 | exempt_uncapped | 2026-05-26T22:45:09.372185
B_Optimised_VRE | Secondary Techs | PWRLDSBGDXX | TotalAnnualMaxCapacityInvestment | 2037 | 9999 | exempt_uncapped | 2026-05-26T22:45:09.372185
B_Optimised_VRE | Secondary Techs | PWRLDSBGDXX | TotalAnnualMaxCapacityInvestment | 2038 | 9999 | exempt_uncapped | 2026-05-26T22:45:09.372185
B_Optimised_VRE | Secondary Techs | PWRLDSBGDXX | TotalAnnualMaxCapacityInvestment | 2039 | 9999 | exempt_uncapped | 2026-05-26T22:45:09.372185
B_Optimised_VRE | Secondary Techs | PWRLDSBGDXX | TotalAnnualMaxCapacityInvestment | 2040 | 9999 | exempt_uncapped | 2026-05-26T22:45:09.372185
B_Optimised_VRE | Secondary Techs | PWRLDSBGDXX | TotalAnnualMaxCapacityInvestment | 2041 | 9999 | exempt_uncapped | 2026-05-26T22:45:09.372185
B_Optimised_VRE | Secondary Techs | PWRLDSBGDXX | TotalAnnualMaxCapacityInvestment | 2042 | 9999 | exempt_uncapped | 2026-05-26T22:45:09.372185
B_Optimised_VRE | Secondary Techs | PWRLDSBGDXX | TotalAnnualMaxCapacityInvestment | 2043 | 9999 | exempt_uncapped | 2026-05-26T22:45:09.372185
B_Optimised_VRE | Secondary Techs | PWRLDSBGDXX | TotalAnnualMaxCapacityInvestment | 2044 | 9999 | exempt_uncapped | 2026-05-26T22:45:09.372185
B_Optimised_VRE | Secondary Techs | PWRLDSBGDXX | TotalAnnualMaxCapacityInvestment | 2045 | 9999 | exempt_uncapped | 2026-05-26T22:45:09.372185
B_Optimised_VRE | Secondary Techs | PWRLDSBGDXX | TotalAnnualMaxCapacityInvestment | 2046 | 9999 | exempt_uncapped | 2026-05-26T22:45:09.372185
B_Optimised_VRE | Secondary Techs | PWRLDSBGDXX | TotalAnnualMaxCapacityInvestment | 2047 | 9999 | exempt_uncapped | 2026-05-26T22:45:09.372185
B_Optimised_VRE | Secondary Techs | PWRLDSBGDXX | TotalAnnualMaxCapacityInvestment | 2048 | 9999 | exempt_uncapped | 2026-05-26T22:45:09.372185
B_Optimised_VRE | Secondary Techs | PWRLDSBGDXX | TotalAnnualMaxCapacityInvestment | 2049 | 9999 | exempt_uncapped | 2026-05-26T22:45:09.372185
B_Optimised_VRE | Secondary Techs | PWRLDSBGDXX | TotalAnnualMaxCapacityInvestment | 2050 | 9999 | exempt_uncapped | 2026-05-26T22:45:09.372185
B_Optimised_VRE | Secondary Techs | PWRCOAINDWE | TotalAnnualMaxCapacityInvestment | 2023 | 0 | lid_floor_suppressed | 2026-05-26T22:45:09.372185
B_Optimised_VRE | Secondary Techs | PWRCOAINDWE | TotalAnnualMaxCapacityInvestment | 2024 | 5.2684 | lid_fill | 2026-05-26T22:45:09.372185
B_Optimised_VRE | Secondary Techs | PWRCOAINDWE | TotalAnnualMaxCapacityInvestment | 2025 | 5.7646 | lid_fill | 2026-05-26T22:45:09.372185
B_Optimised_VRE | Secondary Techs | PWRCOAINDWE | TotalAnnualMaxCapacityInvestment | 2026 | 6.4994 | lid_fill | 2026-05-26T22:45:09.372185
B_Optimised_VRE | Secondary Techs | PWRCOAINDWE | TotalAnnualMaxCapacityInvestment | 2027 | 6.2677 | lid_fill | 2026-05-26T22:45:09.372185
B_Optimised_VRE | Secondary Techs | PWRCOAINDWE | TotalAnnualMaxCapacityInvestment | 2028 | 6.4937 | lid_family_capped | 2026-05-26T22:45:09.372185
B_Optimised_VRE | Secondary Techs | PWRCOAINDWE | TotalAnnualMaxCapacityInvestment | 2029 | 5.5638 | lid_family_capped | 2026-05-26T22:45:09.372185
B_Optimised_VRE | Secondary Techs | PWRCOAINDWE | TotalAnnualMaxCapacityInvestment | 2030 | 1.944 | lid_family_capped | 2026-05-26T22:45:09.372185
B_Optimised_VRE | Secondary Techs | PWRCOAINDWE | TotalAnnualMaxCapacityInvestment | 2031 | 1.5852 | lid_family_capped | 2026-05-26T22:45:09.372185
B_Optimised_VRE | Secondary Techs | PWRCOAINDWE | TotalAnnualMaxCapacityInvestment | 2032 | 3.4767 | lid_family_capped | 2026-05-26T22:45:09.372185
B_Optimised_VRE | Secondary Techs | PWRCOAINDWE | TotalAnnualMaxCapacityInvestment | 2033 | 3.222 | lid_family_capped | 2026-05-26T22:45:09.372185
B_Optimised_VRE | Secondary Techs | PWRCOAINDWE | TotalAnnualMaxCapacityInvestment | 2034 | 2.9674 | lid_family_capped | 2026-05-26T22:45:09.372185
B_Optimised_VRE | Secondary Techs | PWRCOAINDWE | TotalAnnualMaxCapacityInvestment | 2035 | 6.0751 | untie_min_inv | 2026-05-26T22:45:09.372185
B_Optimised_VRE | Secondary Techs | PWRCOAINDWE | TotalAnnualMaxCapacityInvestment | 2036 | 2.4582 | lid_family_capped | 2026-05-26T22:45:09.372185
B_Optimised_VRE | Secondary Techs | PWRCOAINDWE | TotalAnnualMaxCapacityInvestment | 2037 | 2.7679 | lid_family_capped | 2026-05-26T22:45:09.372185
B_Optimised_VRE | Secondary Techs | PWRCOAINDWE | TotalAnnualMaxCapacityInvestment | 2038 | 2.487 | lid_family_capped | 2026-05-26T22:45:09.372185
B_Optimised_VRE | Secondary Techs | PWRCOAINDWE | TotalAnnualMaxCapacityInvestment | 2039 | 2.2061 | lid_family_capped | 2026-05-26T22:45:09.372185
B_Optimised_VRE | Secondary Techs | PWRCOAINDWE | TotalAnnualMaxCapacityInvestment | 2040 | 1.9252 | lid_family_capped | 2026-05-26T22:45:09.372185
B_Optimised_VRE | Secondary Techs | PWRCOAINDWE | TotalAnnualMaxCapacityInvestment | 2041 | 1.809 | lid_adequacy_scaled | 2026-05-26T22:45:09.372185
B_Optimised_VRE | Secondary Techs | PWRCOAINDWE | TotalAnnualMaxCapacityInvestment | 2042 | 3.6176 | lid_adequacy_scaled | 2026-05-26T22:45:09.372185
B_Optimised_VRE | Secondary Techs | PWRCOAINDWE | TotalAnnualMaxCapacityInvestment | 2043 | 5.3571 | lid_adequacy_scaled | 2026-05-26T22:45:09.372185
B_Optimised_VRE | Secondary Techs | PWRCOAINDWE | TotalAnnualMaxCapacityInvestment | 2044 | 7.0477 | lid_adequacy_scaled | 2026-05-26T22:45:09.372185
B_Optimised_VRE | Secondary Techs | PWRCOAINDWE | TotalAnnualMaxCapacityInvestment | 2045 | 8.6862 | lid_adequacy_scaled | 2026-05-26T22:45:09.372185
B_Optimised_VRE | Secondary Techs | PWRCOAINDWE | TotalAnnualMaxCapacityInvestment | 2046 | 10.8924 | lid_adequacy_scaled | 2026-05-26T22:45:09.372185
B_Optimised_VRE | Secondary Techs | PWRCOAINDWE | TotalAnnualMaxCapacityInvestment | 2047 | 12.9346 | lid_adequacy_scaled | 2026-05-26T22:45:09.372185
B_Optimised_VRE | Secondary Techs | PWRCOAINDWE | TotalAnnualMaxCapacityInvestment | 2048 | 14.8158 | lid_adequacy_scaled | 2026-05-26T22:45:09.372185
B_Optimised_VRE | Secondary Techs | PWRCOAINDWE | TotalAnnualMaxCapacityInvestment | 2049 | 16.532 | lid_adequacy_scaled | 2026-05-26T22:45:09.372185
B_Optimised_VRE | Secondary Techs | PWRCOAINDWE | TotalAnnualMaxCapacityInvestment | 2050 | 18.0672 | lid_adequacy_scaled | 2026-05-26T22:45:09.372185
B_Optimised_VRE | Secondary Techs | PWRWONLKAXX | TotalAnnualMaxCapacityInvestment | 2023 | 0.1 | lid_floor | 2026-05-26T22:45:09.372185
B_Optimised_VRE | Secondary Techs | PWRWONLKAXX | TotalAnnualMaxCapacityInvestment | 2024 | 0.1 | lid_floor | 2026-05-26T22:45:09.372185
B_Optimised_VRE | Secondary Techs | PWRWONLKAXX | TotalAnnualMaxCapacityInvestment | 2025 | 0.1 | lid_floor | 2026-05-26T22:45:09.372185
B_Optimised_VRE | Secondary Techs | PWRWONLKAXX | TotalAnnualMaxCapacityInvestment | 2026 | 0.1414 | untie_min_inv | 2026-05-26T22:45:09.372185
B_Optimised_VRE | Secondary Techs | PWRWONLKAXX | TotalAnnualMaxCapacityInvestment | 2027 | 0.7373 | untie_min_inv | 2026-05-26T22:45:09.372185
B_Optimised_VRE | Secondary Techs | PWRWONLKAXX | TotalAnnualMaxCapacityInvestment | 2028 | 0.202 | untie_min_inv | 2026-05-26T22:45:09.372185
B_Optimised_VRE | Secondary Techs | PWRWONLKAXX | TotalAnnualMaxCapacityInvestment | 2029 | 0.1515 | untie_min_inv | 2026-05-26T22:45:09.372185
B_Optimised_VRE | Secondary Techs | PWRWONLKAXX | TotalAnnualMaxCapacityInvestment | 2030 | 0.38784 | untie_min_inv | 2026-05-26T22:45:09.372185
B_Optimised_VRE | Secondary Techs | PWRWONLKAXX | TotalAnnualMaxCapacityInvestment | 2031 | 0.303 | untie_min_inv | 2026-05-26T22:45:09.372185
B_Optimised_VRE | Secondary Techs | PWRWONLKAXX | TotalAnnualMaxCapacityInvestment | 2032 | 0.2222 | untie_min_inv | 2026-05-26T22:45:09.372185
B_Optimised_VRE | Secondary Techs | PWRWONLKAXX | TotalAnnualMaxCapacityInvestment | 2033 | 0.1 | lid_floor | 2026-05-26T22:45:09.372185
B_Optimised_VRE | Secondary Techs | PWRWONLKAXX | TotalAnnualMaxCapacityInvestment | 2034 | 0.101 | untie_min_inv | 2026-05-26T22:45:09.372185
B_Optimised_VRE | Secondary Techs | PWRWONLKAXX | TotalAnnualMaxCapacityInvestment | 2035 | 0.101 | untie_min_inv | 2026-05-26T22:45:09.372185
B_Optimised_VRE | Secondary Techs | PWRWONLKAXX | TotalAnnualMaxCapacityInvestment | 2036 | 0.1 | lid_floor | 2026-05-26T22:45:09.372185
B_Optimised_VRE | Secondary Techs | PWRWONLKAXX | TotalAnnualMaxCapacityInvestment | 2037 | 0.1 | lid_floor | 2026-05-26T22:45:09.372185
B_Optimised_VRE | Secondary Techs | PWRWONLKAXX | TotalAnnualMaxCapacityInvestment | 2038 | 0.101 | untie_min_inv | 2026-05-26T22:45:09.372185
B_Optimised_VRE | Secondary Techs | PWRWONLKAXX | TotalAnnualMaxCapacityInvestment | 2039 | 0.101 | untie_min_inv | 2026-05-26T22:45:09.372185
B_Optimised_VRE | Secondary Techs | PWRWONLKAXX | TotalAnnualMaxCapacityInvestment | 2040 | 0.1 | lid_floor | 2026-05-26T22:45:09.372185
B_Optimised_VRE | Secondary Techs | PWRWONLKAXX | TotalAnnualMaxCapacityInvestment | 2041 | 0.1 | lid_floor | 2026-05-26T22:45:09.372185
B_Optimised_VRE | Secondary Techs | PWRWONLKAXX | TotalAnnualMaxCapacityInvestment | 2042 | 0.1 | lid_floor | 2026-05-26T22:45:09.372185
B_Optimised_VRE | Secondary Techs | PWRWONLKAXX | TotalAnnualMaxCapacityInvestment | 2043 | 0.505 | untie_min_inv | 2026-05-26T22:45:09.372185
B_Optimised_VRE | Secondary Techs | PWRWONLKAXX | TotalAnnualMaxCapacityInvestment | 2044 | 0.1 | lid_floor | 2026-05-26T22:45:09.372185
B_Optimised_VRE | Secondary Techs | PWRWONLKAXX | TotalAnnualMaxCapacityInvestment | 2045 | 0.10452 | lid_adequacy_scaled | 2026-05-26T22:45:09.372185
B_Optimised_VRE | Secondary Techs | PWRWONLKAXX | TotalAnnualMaxCapacityInvestment | 2046 | 0.13327 | lid_adequacy_scaled | 2026-05-26T22:45:09.372185
B_Optimised_VRE | Secondary Techs | PWRWONLKAXX | TotalAnnualMaxCapacityInvestment | 2047 | 0.15997 | lid_adequacy_scaled | 2026-05-26T22:45:09.372185
B_Optimised_VRE | Secondary Techs | PWRWONLKAXX | TotalAnnualMaxCapacityInvestment | 2048 | 0.19306 | lid_adequacy_scaled | 2026-05-26T22:45:09.372185
B_Optimised_VRE | Secondary Techs | PWRWONLKAXX | TotalAnnualMaxCapacityInvestment | 2049 | 0.21658 | lid_adequacy_scaled | 2026-05-26T22:45:09.372185
B_Optimised_VRE | Secondary Techs | PWRWONLKAXX | TotalAnnualMaxCapacityInvestment | 2050 | 0.23643 | lid_adequacy_scaled | 2026-05-26T22:45:09.372185
B_Optimised_VRE | Secondary Techs | PWRURNINDWE | TotalAnnualMaxCapacityInvestment | 2023 | 0.1 | lid_floor | 2026-05-26T22:45:09.372185
B_Optimised_VRE | Secondary Techs | PWRURNINDWE | TotalAnnualMaxCapacityInvestment | 2024 | 0.15599 | lid_fill | 2026-05-26T22:45:09.372185
B_Optimised_VRE | Secondary Techs | PWRURNINDWE | TotalAnnualMaxCapacityInvestment | 2025 | 0.17068 | lid_fill | 2026-05-26T22:45:09.372185
B_Optimised_VRE | Secondary Techs | PWRURNINDWE | TotalAnnualMaxCapacityInvestment | 2026 | 0.19244 | lid_fill | 2026-05-26T22:45:09.372185
B_Optimised_VRE | Secondary Techs | PWRURNINDWE | TotalAnnualMaxCapacityInvestment | 2027 | 0.18558 | lid_fill | 2026-05-26T22:45:09.372185
B_Optimised_VRE | Secondary Techs | PWRURNINDWE | TotalAnnualMaxCapacityInvestment | 2028 | 0.19868 | lid_relaxed | 2026-05-26T22:45:09.372185
B_Optimised_VRE | Secondary Techs | PWRURNINDWE | TotalAnnualMaxCapacityInvestment | 2029 | 0.17572 | lid_relaxed | 2026-05-26T22:45:09.372185
B_Optimised_VRE | Secondary Techs | PWRURNINDWE | TotalAnnualMaxCapacityInvestment | 2030 | 0.1 | lid_floor | 2026-05-26T22:45:09.372185
B_Optimised_VRE | Secondary Techs | PWRURNINDWE | TotalAnnualMaxCapacityInvestment | 2031 | 0.1 | lid_floor | 2026-05-26T22:45:09.372185
B_Optimised_VRE | Secondary Techs | PWRURNINDWE | TotalAnnualMaxCapacityInvestment | 2032 | 0.12147 | lid_relaxed | 2026-05-26T22:45:09.372185
B_Optimised_VRE | Secondary Techs | PWRURNINDWE | TotalAnnualMaxCapacityInvestment | 2033 | 0.11639 | lid_relaxed | 2026-05-26T22:45:09.372185
B_Optimised_VRE | Secondary Techs | PWRURNINDWE | TotalAnnualMaxCapacityInvestment | 2034 | 0.1107 | lid_relaxed | 2026-05-26T22:45:09.372185
B_Optimised_VRE | Secondary Techs | PWRURNINDWE | TotalAnnualMaxCapacityInvestment | 2035 | 0.10442 | lid_relaxed | 2026-05-26T22:45:09.372185
B_Optimised_VRE | Secondary Techs | PWRURNINDWE | TotalAnnualMaxCapacityInvestment | 2036 | 0.1 | lid_floor | 2026-05-26T22:45:09.372185
B_Optimised_VRE | Secondary Techs | PWRURNINDWE | TotalAnnualMaxCapacityInvestment | 2037 | 0.11309 | lid_relaxed | 2026-05-26T22:45:09.372185
B_Optimised_VRE | Secondary Techs | PWRURNINDWE | TotalAnnualMaxCapacityInvestment | 2038 | 0.10456 | lid_relaxed | 2026-05-26T22:45:09.372185
B_Optimised_VRE | Secondary Techs | PWRURNINDWE | TotalAnnualMaxCapacityInvestment | 2039 | 0.1 | lid_floor | 2026-05-26T22:45:09.372185
B_Optimised_VRE | Secondary Techs | PWRURNINDWE | TotalAnnualMaxCapacityInvestment | 2040 | 0.1 | lid_floor | 2026-05-26T22:45:09.372185
B_Optimised_VRE | Secondary Techs | PWRURNINDWE | TotalAnnualMaxCapacityInvestment | 2041 | 0.11002 | lid_adequacy_scaled | 2026-05-26T22:45:09.372185
B_Optimised_VRE | Secondary Techs | PWRURNINDWE | TotalAnnualMaxCapacityInvestment | 2042 | 0.1795 | lid_adequacy_scaled | 2026-05-26T22:45:09.372185
B_Optimised_VRE | Secondary Techs | PWRURNINDWE | TotalAnnualMaxCapacityInvestment | 2043 | 0.27733 | lid_adequacy_scaled | 2026-05-26T22:45:09.372185
B_Optimised_VRE | Secondary Techs | PWRURNINDWE | TotalAnnualMaxCapacityInvestment | 2044 | 0.38344 | lid_adequacy_scaled | 2026-05-26T22:45:09.372185
B_Optimised_VRE | Secondary Techs | PWRURNINDWE | TotalAnnualMaxCapacityInvestment | 2045 | 0.50096 | lid_adequacy_scaled | 2026-05-26T22:45:09.372185
B_Optimised_VRE | Secondary Techs | PWRURNINDWE | TotalAnnualMaxCapacityInvestment | 2046 | 0.67294 | lid_adequacy_scaled | 2026-05-26T22:45:09.372185
B_Optimised_VRE | Secondary Techs | PWRURNINDWE | TotalAnnualMaxCapacityInvestment | 2047 | 0.86728 | lid_adequacy_scaled | 2026-05-26T22:45:09.372185
B_Optimised_VRE | Secondary Techs | PWRURNINDWE | TotalAnnualMaxCapacityInvestment | 2048 | 1.0963 | lid_adequacy_scaled | 2026-05-26T22:45:09.372185
B_Optimised_VRE | Secondary Techs | PWRURNINDWE | TotalAnnualMaxCapacityInvestment | 2049 | 1.3798 | lid_adequacy_scaled | 2026-05-26T22:45:09.372185
B_Optimised_VRE | Secondary Techs | PWRURNINDWE | TotalAnnualMaxCapacityInvestment | 2050 | 1.7534 | lid_adequacy_scaled | 2026-05-26T22:45:09.372185
B_Optimised_VRE | Secondary Techs | PWRBIOBGDXX | TotalAnnualMaxCapacityInvestment | 2023 | 0 | lid_floor_suppressed | 2026-05-26T22:45:09.372185
B_Optimised_VRE | Secondary Techs | PWRBIOBGDXX | TotalAnnualMaxCapacityInvestment | 2024 | 6.9859e-05 | lid_floor_suppressed | 2026-05-26T22:45:09.372185
B_Optimised_VRE | Secondary Techs | PWRBIOBGDXX | TotalAnnualMaxCapacityInvestment | 2025 | 7.4596e-05 | lid_floor_suppressed | 2026-05-26T22:45:09.372185
B_Optimised_VRE | Secondary Techs | PWRBIOBGDXX | TotalAnnualMaxCapacityInvestment | 2026 | 7.9656e-05 | lid_floor_suppressed | 2026-05-26T22:45:09.372185
B_Optimised_VRE | Secondary Techs | PWRBIOBGDXX | TotalAnnualMaxCapacityInvestment | 2027 | 8.5056e-05 | lid_floor_suppressed | 2026-05-26T22:45:09.372185
B_Optimised_VRE | Secondary Techs | PWRBIOBGDXX | TotalAnnualMaxCapacityInvestment | 2028 | 9.0825e-05 | lid_floor_suppressed | 2026-05-26T22:45:09.372185
B_Optimised_VRE | Secondary Techs | PWRBIOBGDXX | TotalAnnualMaxCapacityInvestment | 2029 | 6.1164e-05 | lid_floor_suppressed | 2026-05-26T22:45:09.372185
B_Optimised_VRE | Secondary Techs | PWRBIOBGDXX | TotalAnnualMaxCapacityInvestment | 2030 | 6.2879e-05 | lid_floor_suppressed | 2026-05-26T22:45:09.372185
B_Optimised_VRE | Secondary Techs | PWRBIOBGDXX | TotalAnnualMaxCapacityInvestment | 2031 | 4.2914e-05 | lid_floor_suppressed | 2026-05-26T22:45:09.372185
B_Optimised_VRE | Secondary Techs | PWRBIOBGDXX | TotalAnnualMaxCapacityInvestment | 2032 | 4.3054e-05 | lid_floor_suppressed | 2026-05-26T22:45:09.372185
B_Optimised_VRE | Secondary Techs | PWRBIOBGDXX | TotalAnnualMaxCapacityInvestment | 2033 | 4.3085e-05 | lid_floor_suppressed | 2026-05-26T22:45:09.372185
B_Optimised_VRE | Secondary Techs | PWRBIOBGDXX | TotalAnnualMaxCapacityInvestment | 2034 | 4.2997e-05 | lid_floor_suppressed | 2026-05-26T22:45:09.372185
B_Optimised_VRE | Secondary Techs | PWRBIOBGDXX | TotalAnnualMaxCapacityInvestment | 2035 | 4.2776e-05 | lid_floor_suppressed | 2026-05-26T22:45:09.372185
B_Optimised_VRE | Secondary Techs | PWRBIOBGDXX | TotalAnnualMaxCapacityInvestment | 2036 | 4.2408e-05 | lid_floor_suppressed | 2026-05-26T22:45:09.372185
B_Optimised_VRE | Secondary Techs | PWRBIOBGDXX | TotalAnnualMaxCapacityInvestment | 2037 | 4.1876e-05 | lid_floor_suppressed | 2026-05-26T22:45:09.372185
B_Optimised_VRE | Secondary Techs | PWRBIOBGDXX | TotalAnnualMaxCapacityInvestment | 2038 | 4.1171e-05 | lid_floor_suppressed | 2026-05-26T22:45:09.372185
B_Optimised_VRE | Secondary Techs | PWRBIOBGDXX | TotalAnnualMaxCapacityInvestment | 2039 | 4.0265e-05 | lid_floor_suppressed | 2026-05-26T22:45:09.372185
B_Optimised_VRE | Secondary Techs | PWRBIOBGDXX | TotalAnnualMaxCapacityInvestment | 2040 | 3.9147e-05 | lid_floor_suppressed | 2026-05-26T22:45:09.372185
B_Optimised_VRE | Secondary Techs | PWRBIOBGDXX | TotalAnnualMaxCapacityInvestment | 2041 | 3.7791e-05 | lid_floor_suppressed | 2026-05-26T22:45:09.372185
B_Optimised_VRE | Secondary Techs | PWRBIOBGDXX | TotalAnnualMaxCapacityInvestment | 2042 | 2.7474e-05 | lid_adequacy_scaled | 2026-05-26T22:45:09.372185
B_Optimised_VRE | Secondary Techs | PWRBIOBGDXX | TotalAnnualMaxCapacityInvestment | 2043 | 3.7201e-05 | lid_adequacy_scaled | 2026-05-26T22:45:09.372185
B_Optimised_VRE | Secondary Techs | PWRBIOBGDXX | TotalAnnualMaxCapacityInvestment | 2044 | 4.2644e-05 | lid_adequacy_scaled | 2026-05-26T22:45:09.372185
B_Optimised_VRE | Secondary Techs | PWRBIOBGDXX | TotalAnnualMaxCapacityInvestment | 2045 | 4.1842e-05 | lid_adequacy_scaled | 2026-05-26T22:45:09.372185
B_Optimised_VRE | Secondary Techs | PWRBIOBGDXX | TotalAnnualMaxCapacityInvestment | 2046 | 3.2341e-05 | lid_adequacy_scaled | 2026-05-26T22:45:09.372185
B_Optimised_VRE | Secondary Techs | PWRBIOBGDXX | TotalAnnualMaxCapacityInvestment | 2047 | 6.7516e-06 | lid_adequacy_scaled | 2026-05-26T22:45:09.372185
B_Optimised_VRE | Secondary Techs | PWRBIOBGDXX | TotalAnnualMaxCapacityInvestment | 2048 | 0 | lid_adequacy_scaled | 2026-05-26T22:45:09.372185
B_Optimised_VRE | Secondary Techs | PWRBIOBGDXX | TotalAnnualMaxCapacityInvestment | 2049 | 0 | lid_adequacy_scaled | 2026-05-26T22:45:09.372185
B_Optimised_VRE | Secondary Techs | PWRBIOBGDXX | TotalAnnualMaxCapacityInvestment | 2050 | 0 | lid_adequacy_scaled | 2026-05-26T22:45:09.372185
B_Optimised_VRE | Secondary Techs | PWRWONBGDXX | TotalAnnualMaxCapacityInvestment | 2023 | 0.1 | lid_floor | 2026-05-26T22:45:09.372185
B_Optimised_VRE | Secondary Techs | PWRWONBGDXX | TotalAnnualMaxCapacityInvestment | 2024 | 0.1 | lid_floor | 2026-05-26T22:45:09.372185
B_Optimised_VRE | Secondary Techs | PWRWONBGDXX | TotalAnnualMaxCapacityInvestment | 2025 | 0.1 | lid_floor | 2026-05-26T22:45:09.372185
B_Optimised_VRE | Secondary Techs | PWRWONBGDXX | TotalAnnualMaxCapacityInvestment | 2026 | 0.1 | lid_floor | 2026-05-26T22:45:09.372185
B_Optimised_VRE | Secondary Techs | PWRWONBGDXX | TotalAnnualMaxCapacityInvestment | 2027 | 0.1 | lid_floor | 2026-05-26T22:45:09.372185
B_Optimised_VRE | Secondary Techs | PWRWONBGDXX | TotalAnnualMaxCapacityInvestment | 2028 | 0.1 | lid_floor | 2026-05-26T22:45:09.372185
B_Optimised_VRE | Secondary Techs | PWRWONBGDXX | TotalAnnualMaxCapacityInvestment | 2029 | 0.1 | lid_floor | 2026-05-26T22:45:09.372185
B_Optimised_VRE | Secondary Techs | PWRWONBGDXX | TotalAnnualMaxCapacityInvestment | 2030 | 0.1 | lid_floor | 2026-05-26T22:45:09.372185
B_Optimised_VRE | Secondary Techs | PWRWONBGDXX | TotalAnnualMaxCapacityInvestment | 2031 | 0.1 | lid_floor | 2026-05-26T22:45:09.372185
B_Optimised_VRE | Secondary Techs | PWRWONBGDXX | TotalAnnualMaxCapacityInvestment | 2032 | 0.1 | lid_floor | 2026-05-26T22:45:09.372185
B_Optimised_VRE | Secondary Techs | PWRWONBGDXX | TotalAnnualMaxCapacityInvestment | 2033 | 0.1 | lid_floor | 2026-05-26T22:45:09.372185
B_Optimised_VRE | Secondary Techs | PWRWONBGDXX | TotalAnnualMaxCapacityInvestment | 2034 | 0.1 | lid_floor | 2026-05-26T22:45:09.372185
B_Optimised_VRE | Secondary Techs | PWRWONBGDXX | TotalAnnualMaxCapacityInvestment | 2035 | 0.202 | untie_min_inv | 2026-05-26T22:45:09.372185
B_Optimised_VRE | Secondary Techs | PWRWONBGDXX | TotalAnnualMaxCapacityInvestment | 2036 | 0.1 | lid_floor | 2026-05-26T22:45:09.372185
B_Optimised_VRE | Secondary Techs | PWRWONBGDXX | TotalAnnualMaxCapacityInvestment | 2037 | 0.1 | lid_floor | 2026-05-26T22:45:09.372185
B_Optimised_VRE | Secondary Techs | PWRWONBGDXX | TotalAnnualMaxCapacityInvestment | 2038 | 0.1 | lid_floor | 2026-05-26T22:45:09.372185
B_Optimised_VRE | Secondary Techs | PWRWONBGDXX | TotalAnnualMaxCapacityInvestment | 2039 | 0.1 | lid_floor | 2026-05-26T22:45:09.372185
B_Optimised_VRE | Secondary Techs | PWRWONBGDXX | TotalAnnualMaxCapacityInvestment | 2040 | 0.1 | lid_floor | 2026-05-26T22:45:09.372185
B_Optimised_VRE | Secondary Techs | PWRWONBGDXX | TotalAnnualMaxCapacityInvestment | 2041 | 0.1 | lid_floor | 2026-05-26T22:45:09.372185
B_Optimised_VRE | Secondary Techs | PWRWONBGDXX | TotalAnnualMaxCapacityInvestment | 2042 | 0.18288 | lid_adequacy_scaled | 2026-05-26T22:45:09.372185
B_Optimised_VRE | Secondary Techs | PWRWONBGDXX | TotalAnnualMaxCapacityInvestment | 2043 | 0.29424 | lid_adequacy_scaled | 2026-05-26T22:45:09.372185
B_Optimised_VRE | Secondary Techs | PWRWONBGDXX | TotalAnnualMaxCapacityInvestment | 2044 | 0.42497 | lid_adequacy_scaled | 2026-05-26T22:45:09.372185
B_Optimised_VRE | Secondary Techs | PWRWONBGDXX | TotalAnnualMaxCapacityInvestment | 2045 | 0.58277 | lid_adequacy_scaled | 2026-05-26T22:45:09.372185
B_Optimised_VRE | Secondary Techs | PWRWONBGDXX | TotalAnnualMaxCapacityInvestment | 2046 | 0.7957 | lid_adequacy_scaled | 2026-05-26T22:45:09.372185
B_Optimised_VRE | Secondary Techs | PWRWONBGDXX | TotalAnnualMaxCapacityInvestment | 2047 | 1.011 | lid_adequacy_scaled | 2026-05-26T22:45:09.372185
B_Optimised_VRE | Secondary Techs | PWRWONBGDXX | TotalAnnualMaxCapacityInvestment | 2048 | 1.2063 | lid_adequacy_scaled | 2026-05-26T22:45:09.372185
B_Optimised_VRE | Secondary Techs | PWRWONBGDXX | TotalAnnualMaxCapacityInvestment | 2049 | 1.392 | lid_adequacy_scaled | 2026-05-26T22:45:09.372185
B_Optimised_VRE | Secondary Techs | PWRWONBGDXX | TotalAnnualMaxCapacityInvestment | 2050 | 1.5731 | lid_adequacy_scaled | 2026-05-26T22:45:09.372185
B_Optimised_VRE | Secondary Techs | PWRLDSINDNO | TotalAnnualMaxCapacityInvestment | 2023 | 9999 | exempt_maxcap_uncapped | 2026-05-26T22:45:09.372185
B_Optimised_VRE | Secondary Techs | PWRLDSINDNO | TotalAnnualMaxCapacityInvestment | 2024 | 9999 | exempt_maxcap_uncapped | 2026-05-26T22:45:09.372185
B_Optimised_VRE | Secondary Techs | PWRLDSINDNO | TotalAnnualMaxCapacityInvestment | 2025 | 9999 | exempt_maxcap_uncapped | 2026-05-26T22:45:09.372185
B_Optimised_VRE | Secondary Techs | PWRLDSINDNO | TotalAnnualMaxCapacityInvestment | 2026 | 9999 | exempt_maxcap_uncapped | 2026-05-26T22:45:09.372185
B_Optimised_VRE | Secondary Techs | PWRLDSINDNO | TotalAnnualMaxCapacityInvestment | 2027 | 9999 | exempt_maxcap_uncapped | 2026-05-26T22:45:09.372185
B_Optimised_VRE | Secondary Techs | PWRLDSINDNO | TotalAnnualMaxCapacityInvestment | 2028 | 9999 | exempt_maxcap_uncapped | 2026-05-26T22:45:09.372185
B_Optimised_VRE | Secondary Techs | PWRLDSINDNO | TotalAnnualMaxCapacityInvestment | 2029 | 9999 | exempt_maxcap_uncapped | 2026-05-26T22:45:09.372185
B_Optimised_VRE | Secondary Techs | PWRLDSINDNO | TotalAnnualMaxCapacityInvestment | 2030 | 9999 | exempt_maxcap_uncapped | 2026-05-26T22:45:09.372185
B_Optimised_VRE | Secondary Techs | PWRLDSINDNO | TotalAnnualMaxCapacityInvestment | 2031 | 9999 | exempt_maxcap_uncapped | 2026-05-26T22:45:09.372185
B_Optimised_VRE | Secondary Techs | PWRLDSINDNO | TotalAnnualMaxCapacityInvestment | 2032 | 9999 | exempt_maxcap_uncapped | 2026-05-26T22:45:09.372185
B_Optimised_VRE | Secondary Techs | PWRLDSINDNO | TotalAnnualMaxCapacityInvestment | 2033 | 9999 | exempt_maxcap_uncapped | 2026-05-26T22:45:09.372185
B_Optimised_VRE | Secondary Techs | PWRLDSINDNO | TotalAnnualMaxCapacityInvestment | 2034 | 9999 | exempt_maxcap_uncapped | 2026-05-26T22:45:09.372185
B_Optimised_VRE | Secondary Techs | PWRLDSINDNO | TotalAnnualMaxCapacityInvestment | 2035 | 9999 | exempt_maxcap_uncapped | 2026-05-26T22:45:09.372185
B_Optimised_VRE | Secondary Techs | PWRLDSINDNO | TotalAnnualMaxCapacityInvestment | 2036 | 9999 | exempt_maxcap_uncapped | 2026-05-26T22:45:09.372185
B_Optimised_VRE | Secondary Techs | PWRLDSINDNO | TotalAnnualMaxCapacityInvestment | 2037 | 9999 | exempt_maxcap_uncapped | 2026-05-26T22:45:09.372185
B_Optimised_VRE | Secondary Techs | PWRLDSINDNO | TotalAnnualMaxCapacityInvestment | 2038 | 9999 | exempt_maxcap_uncapped | 2026-05-26T22:45:09.372185
B_Optimised_VRE | Secondary Techs | PWRLDSINDNO | TotalAnnualMaxCapacityInvestment | 2039 | 9999 | exempt_maxcap_uncapped | 2026-05-26T22:45:09.372185
B_Optimised_VRE | Secondary Techs | PWRLDSINDNO | TotalAnnualMaxCapacityInvestment | 2040 | 9999 | exempt_maxcap_uncapped | 2026-05-26T22:45:09.372185
B_Optimised_VRE | Secondary Techs | PWRLDSINDNO | TotalAnnualMaxCapacityInvestment | 2041 | 9999 | exempt_maxcap_uncapped | 2026-05-26T22:45:09.372185
B_Optimised_VRE | Secondary Techs | PWRLDSINDNO | TotalAnnualMaxCapacityInvestment | 2042 | 9999 | exempt_maxcap_uncapped | 2026-05-26T22:45:09.372185
B_Optimised_VRE | Secondary Techs | PWRLDSINDNO | TotalAnnualMaxCapacityInvestment | 2043 | 9999 | exempt_maxcap_uncapped | 2026-05-26T22:45:09.372185
B_Optimised_VRE | Secondary Techs | PWRLDSINDNO | TotalAnnualMaxCapacityInvestment | 2044 | 9999 | exempt_maxcap_uncapped | 2026-05-26T22:45:09.372185
B_Optimised_VRE | Secondary Techs | PWRLDSINDNO | TotalAnnualMaxCapacityInvestment | 2045 | 9999 | exempt_maxcap_uncapped | 2026-05-26T22:45:09.372185
B_Optimised_VRE | Secondary Techs | PWRLDSINDNO | TotalAnnualMaxCapacityInvestment | 2046 | 9999 | exempt_maxcap_uncapped | 2026-05-26T22:45:09.372185
B_Optimised_VRE | Secondary Techs | PWRLDSINDNO | TotalAnnualMaxCapacityInvestment | 2047 | 9999 | exempt_maxcap_uncapped | 2026-05-26T22:45:09.372185
B_Optimised_VRE | Secondary Techs | PWRLDSINDNO | TotalAnnualMaxCapacityInvestment | 2048 | 9999 | exempt_maxcap_uncapped | 2026-05-26T22:45:09.372185
B_Optimised_VRE | Secondary Techs | PWRLDSINDNO | TotalAnnualMaxCapacityInvestment | 2049 | 9999 | exempt_maxcap_uncapped | 2026-05-26T22:45:09.372185
B_Optimised_VRE | Secondary Techs | PWRLDSINDNO | TotalAnnualMaxCapacityInvestment | 2050 | 9999 | exempt_maxcap_uncapped | 2026-05-26T22:45:09.372185
B_Optimised_VRE | Secondary Techs | PWRLDSINDNO | TotalAnnualMaxCapacityInvestment | 2023 | 9999 | exempt_uncapped | 2026-05-26T22:45:09.372185
B_Optimised_VRE | Secondary Techs | PWRLDSINDNO | TotalAnnualMaxCapacityInvestment | 2024 | 9999 | exempt_uncapped | 2026-05-26T22:45:09.372185
B_Optimised_VRE | Secondary Techs | PWRLDSINDNO | TotalAnnualMaxCapacityInvestment | 2025 | 9999 | exempt_uncapped | 2026-05-26T22:45:09.372185
B_Optimised_VRE | Secondary Techs | PWRLDSINDNO | TotalAnnualMaxCapacityInvestment | 2026 | 9999 | exempt_uncapped | 2026-05-26T22:45:09.372185
B_Optimised_VRE | Secondary Techs | PWRLDSINDNO | TotalAnnualMaxCapacityInvestment | 2027 | 9999 | exempt_uncapped | 2026-05-26T22:45:09.372185
B_Optimised_VRE | Secondary Techs | PWRLDSINDNO | TotalAnnualMaxCapacityInvestment | 2028 | 9999 | exempt_uncapped | 2026-05-26T22:45:09.372185
B_Optimised_VRE | Secondary Techs | PWRLDSINDNO | TotalAnnualMaxCapacityInvestment | 2029 | 9999 | exempt_uncapped | 2026-05-26T22:45:09.372185
B_Optimised_VRE | Secondary Techs | PWRLDSINDNO | TotalAnnualMaxCapacityInvestment | 2030 | 9999 | exempt_uncapped | 2026-05-26T22:45:09.372185
B_Optimised_VRE | Secondary Techs | PWRLDSINDNO | TotalAnnualMaxCapacityInvestment | 2031 | 9999 | exempt_uncapped | 2026-05-26T22:45:09.372185
B_Optimised_VRE | Secondary Techs | PWRLDSINDNO | TotalAnnualMaxCapacityInvestment | 2032 | 9999 | exempt_uncapped | 2026-05-26T22:45:09.372185
B_Optimised_VRE | Secondary Techs | PWRLDSINDNO | TotalAnnualMaxCapacityInvestment | 2033 | 9999 | exempt_uncapped | 2026-05-26T22:45:09.372185
B_Optimised_VRE | Secondary Techs | PWRLDSINDNO | TotalAnnualMaxCapacityInvestment | 2034 | 9999 | exempt_uncapped | 2026-05-26T22:45:09.372185
B_Optimised_VRE | Secondary Techs | PWRLDSINDNO | TotalAnnualMaxCapacityInvestment | 2035 | 9999 | exempt_uncapped | 2026-05-26T22:45:09.372185
B_Optimised_VRE | Secondary Techs | PWRLDSINDNO | TotalAnnualMaxCapacityInvestment | 2036 | 9999 | exempt_uncapped | 2026-05-26T22:45:09.372185
B_Optimised_VRE | Secondary Techs | PWRLDSINDNO | TotalAnnualMaxCapacityInvestment | 2037 | 9999 | exempt_uncapped | 2026-05-26T22:45:09.372185
B_Optimised_VRE | Secondary Techs | PWRLDSINDNO | TotalAnnualMaxCapacityInvestment | 2038 | 9999 | exempt_uncapped | 2026-05-26T22:45:09.372185
B_Optimised_VRE | Secondary Techs | PWRLDSINDNO | TotalAnnualMaxCapacityInvestment | 2039 | 9999 | exempt_uncapped | 2026-05-26T22:45:09.372185
B_Optimised_VRE | Secondary Techs | PWRLDSINDNO | TotalAnnualMaxCapacityInvestment | 2040 | 9999 | exempt_uncapped | 2026-05-26T22:45:09.372185
B_Optimised_VRE | Secondary Techs | PWRLDSINDNO | TotalAnnualMaxCapacityInvestment | 2041 | 9999 | exempt_uncapped | 2026-05-26T22:45:09.372185
B_Optimised_VRE | Secondary Techs | PWRLDSINDNO | TotalAnnualMaxCapacityInvestment | 2042 | 9999 | exempt_uncapped | 2026-05-26T22:45:09.372185
B_Optimised_VRE | Secondary Techs | PWRLDSINDNO | TotalAnnualMaxCapacityInvestment | 2043 | 9999 | exempt_uncapped | 2026-05-26T22:45:09.372185
B_Optimised_VRE | Secondary Techs | PWRLDSINDNO | TotalAnnualMaxCapacityInvestment | 2044 | 9999 | exempt_uncapped | 2026-05-26T22:45:09.372185
B_Optimised_VRE | Secondary Techs | PWRLDSINDNO | TotalAnnualMaxCapacityInvestment | 2045 | 9999 | exempt_uncapped | 2026-05-26T22:45:09.372185
B_Optimised_VRE | Secondary Techs | PWRLDSINDNO | TotalAnnualMaxCapacityInvestment | 2046 | 9999 | exempt_uncapped | 2026-05-26T22:45:09.372185
B_Optimised_VRE | Secondary Techs | PWRLDSINDNO | TotalAnnualMaxCapacityInvestment | 2047 | 9999 | exempt_uncapped | 2026-05-26T22:45:09.372185
B_Optimised_VRE | Secondary Techs | PWRLDSINDNO | TotalAnnualMaxCapacityInvestment | 2048 | 9999 | exempt_uncapped | 2026-05-26T22:45:09.372185
B_Optimised_VRE | Secondary Techs | PWRLDSINDNO | TotalAnnualMaxCapacityInvestment | 2049 | 9999 | exempt_uncapped | 2026-05-26T22:45:09.372185
B_Optimised_VRE | Secondary Techs | PWRLDSINDNO | TotalAnnualMaxCapacityInvestment | 2050 | 9999 | exempt_uncapped | 2026-05-26T22:45:09.372185
B_Optimised_VRE | Secondary Techs | PWRSPVNPLXX | TotalAnnualMaxCapacityInvestment | 2023 | 0.1 | lid_floor | 2026-05-26T22:45:09.372185
B_Optimised_VRE | Secondary Techs | PWRSPVNPLXX | TotalAnnualMaxCapacityInvestment | 2024 | 0.1 | lid_floor | 2026-05-26T22:45:09.372185
B_Optimised_VRE | Secondary Techs | PWRSPVNPLXX | TotalAnnualMaxCapacityInvestment | 2025 | 0.9696 | untie_min_inv | 2026-05-26T22:45:09.372185
B_Optimised_VRE | Secondary Techs | PWRSPVNPLXX | TotalAnnualMaxCapacityInvestment | 2026 | 0.1 | lid_floor | 2026-05-26T22:45:09.372185
B_Optimised_VRE | Secondary Techs | PWRSPVNPLXX | TotalAnnualMaxCapacityInvestment | 2027 | 0.1 | lid_floor | 2026-05-26T22:45:09.372185
B_Optimised_VRE | Secondary Techs | PWRSPVNPLXX | TotalAnnualMaxCapacityInvestment | 2028 | 0.1 | lid_floor | 2026-05-26T22:45:09.372185
B_Optimised_VRE | Secondary Techs | PWRSPVNPLXX | TotalAnnualMaxCapacityInvestment | 2029 | 0.1 | lid_floor | 2026-05-26T22:45:09.372185
B_Optimised_VRE | Secondary Techs | PWRSPVNPLXX | TotalAnnualMaxCapacityInvestment | 2030 | 0.1 | lid_floor | 2026-05-26T22:45:09.372185
B_Optimised_VRE | Secondary Techs | PWRSPVNPLXX | TotalAnnualMaxCapacityInvestment | 2031 | 0.1 | lid_floor | 2026-05-26T22:45:09.372185
B_Optimised_VRE | Secondary Techs | PWRSPVNPLXX | TotalAnnualMaxCapacityInvestment | 2032 | 0.1 | lid_floor | 2026-05-26T22:45:09.372185
B_Optimised_VRE | Secondary Techs | PWRSPVNPLXX | TotalAnnualMaxCapacityInvestment | 2033 | 0.1 | lid_floor | 2026-05-26T22:45:09.372185
B_Optimised_VRE | Secondary Techs | PWRSPVNPLXX | TotalAnnualMaxCapacityInvestment | 2034 | 0.1 | lid_floor | 2026-05-26T22:45:09.372185
B_Optimised_VRE | Secondary Techs | PWRSPVNPLXX | TotalAnnualMaxCapacityInvestment | 2035 | 0.1 | lid_floor | 2026-05-26T22:45:09.372185
B_Optimised_VRE | Secondary Techs | PWRSPVNPLXX | TotalAnnualMaxCapacityInvestment | 2036 | 0.1 | lid_floor | 2026-05-26T22:45:09.372185
B_Optimised_VRE | Secondary Techs | PWRSPVNPLXX | TotalAnnualMaxCapacityInvestment | 2037 | 0.1 | lid_floor | 2026-05-26T22:45:09.372185
B_Optimised_VRE | Secondary Techs | PWRSPVNPLXX | TotalAnnualMaxCapacityInvestment | 2038 | 0.1 | lid_floor | 2026-05-26T22:45:09.372185
B_Optimised_VRE | Secondary Techs | PWRSPVNPLXX | TotalAnnualMaxCapacityInvestment | 2039 | 0.1 | lid_floor | 2026-05-26T22:45:09.372185
B_Optimised_VRE | Secondary Techs | PWRSPVNPLXX | TotalAnnualMaxCapacityInvestment | 2040 | 0.1 | lid_floor | 2026-05-26T22:45:09.372185
B_Optimised_VRE | Secondary Techs | PWRSPVNPLXX | TotalAnnualMaxCapacityInvestment | 2041 | 0.1 | lid_floor | 2026-05-26T22:45:09.372185
B_Optimised_VRE | Secondary Techs | PWRSPVNPLXX | TotalAnnualMaxCapacityInvestment | 2042 | 0.1 | lid_floor | 2026-05-26T22:45:09.372185
B_Optimised_VRE | Secondary Techs | PWRSPVNPLXX | TotalAnnualMaxCapacityInvestment | 2043 | 0.1 | lid_floor | 2026-05-26T22:45:09.372185
B_Optimised_VRE | Secondary Techs | PWRSPVNPLXX | TotalAnnualMaxCapacityInvestment | 2044 | 0.1 | lid_floor | 2026-05-26T22:45:09.372185
B_Optimised_VRE | Secondary Techs | PWRSPVNPLXX | TotalAnnualMaxCapacityInvestment | 2045 | 0.1 | lid_floor | 2026-05-26T22:45:09.372185
B_Optimised_VRE | Secondary Techs | PWRSPVNPLXX | TotalAnnualMaxCapacityInvestment | 2046 | 0.11767 | lid_adequacy_scaled | 2026-05-26T22:45:09.372185
B_Optimised_VRE | Secondary Techs | PWRSPVNPLXX | TotalAnnualMaxCapacityInvestment | 2047 | 0.13951 | lid_adequacy_scaled | 2026-05-26T22:45:09.372185
B_Optimised_VRE | Secondary Techs | PWRSPVNPLXX | TotalAnnualMaxCapacityInvestment | 2048 | 0.16011 | lid_adequacy_scaled | 2026-05-26T22:45:09.372185
B_Optimised_VRE | Secondary Techs | PWRSPVNPLXX | TotalAnnualMaxCapacityInvestment | 2049 | 0.17967 | lid_adequacy_scaled | 2026-05-26T22:45:09.372185
B_Optimised_VRE | Secondary Techs | PWRSPVNPLXX | TotalAnnualMaxCapacityInvestment | 2050 | 0.19837 | lid_adequacy_scaled | 2026-05-26T22:45:09.372185
B_Optimised_VRE | Secondary Techs | PWRSDSINDWE | TotalAnnualMaxCapacityInvestment | 2023 | 9999 | exempt_maxcap_uncapped | 2026-05-26T22:45:09.372185
B_Optimised_VRE | Secondary Techs | PWRSDSINDWE | TotalAnnualMaxCapacityInvestment | 2024 | 9999 | exempt_maxcap_uncapped | 2026-05-26T22:45:09.372185
B_Optimised_VRE | Secondary Techs | PWRSDSINDWE | TotalAnnualMaxCapacityInvestment | 2025 | 9999 | exempt_maxcap_uncapped | 2026-05-26T22:45:09.372185
B_Optimised_VRE | Secondary Techs | PWRSDSINDWE | TotalAnnualMaxCapacityInvestment | 2026 | 9999 | exempt_maxcap_uncapped | 2026-05-26T22:45:09.372185
B_Optimised_VRE | Secondary Techs | PWRSDSINDWE | TotalAnnualMaxCapacityInvestment | 2027 | 9999 | exempt_maxcap_uncapped | 2026-05-26T22:45:09.372185
B_Optimised_VRE | Secondary Techs | PWRSDSINDWE | TotalAnnualMaxCapacityInvestment | 2028 | 9999 | exempt_maxcap_uncapped | 2026-05-26T22:45:09.372185
B_Optimised_VRE | Secondary Techs | PWRSDSINDWE | TotalAnnualMaxCapacityInvestment | 2029 | 9999 | exempt_maxcap_uncapped | 2026-05-26T22:45:09.372185
B_Optimised_VRE | Secondary Techs | PWRSDSINDWE | TotalAnnualMaxCapacityInvestment | 2030 | 9999 | exempt_maxcap_uncapped | 2026-05-26T22:45:09.372185
B_Optimised_VRE | Secondary Techs | PWRSDSINDWE | TotalAnnualMaxCapacityInvestment | 2031 | 9999 | exempt_maxcap_uncapped | 2026-05-26T22:45:09.372185
B_Optimised_VRE | Secondary Techs | PWRSDSINDWE | TotalAnnualMaxCapacityInvestment | 2032 | 9999 | exempt_maxcap_uncapped | 2026-05-26T22:45:09.372185
B_Optimised_VRE | Secondary Techs | PWRSDSINDWE | TotalAnnualMaxCapacityInvestment | 2033 | 9999 | exempt_maxcap_uncapped | 2026-05-26T22:45:09.372185
B_Optimised_VRE | Secondary Techs | PWRSDSINDWE | TotalAnnualMaxCapacityInvestment | 2034 | 9999 | exempt_maxcap_uncapped | 2026-05-26T22:45:09.372185
B_Optimised_VRE | Secondary Techs | PWRSDSINDWE | TotalAnnualMaxCapacityInvestment | 2035 | 9999 | exempt_maxcap_uncapped | 2026-05-26T22:45:09.372185
B_Optimised_VRE | Secondary Techs | PWRSDSINDWE | TotalAnnualMaxCapacityInvestment | 2036 | 9999 | exempt_maxcap_uncapped | 2026-05-26T22:45:09.372185
B_Optimised_VRE | Secondary Techs | PWRSDSINDWE | TotalAnnualMaxCapacityInvestment | 2037 | 9999 | exempt_maxcap_uncapped | 2026-05-26T22:45:09.372185
B_Optimised_VRE | Secondary Techs | PWRSDSINDWE | TotalAnnualMaxCapacityInvestment | 2038 | 9999 | exempt_maxcap_uncapped | 2026-05-26T22:45:09.372185
B_Optimised_VRE | Secondary Techs | PWRSDSINDWE | TotalAnnualMaxCapacityInvestment | 2039 | 9999 | exempt_maxcap_uncapped | 2026-05-26T22:45:09.372185
B_Optimised_VRE | Secondary Techs | PWRSDSINDWE | TotalAnnualMaxCapacityInvestment | 2040 | 9999 | exempt_maxcap_uncapped | 2026-05-26T22:45:09.372185
B_Optimised_VRE | Secondary Techs | PWRSDSINDWE | TotalAnnualMaxCapacityInvestment | 2041 | 9999 | exempt_maxcap_uncapped | 2026-05-26T22:45:09.372185
B_Optimised_VRE | Secondary Techs | PWRSDSINDWE | TotalAnnualMaxCapacityInvestment | 2042 | 9999 | exempt_maxcap_uncapped | 2026-05-26T22:45:09.372185
B_Optimised_VRE | Secondary Techs | PWRSDSINDWE | TotalAnnualMaxCapacityInvestment | 2043 | 9999 | exempt_maxcap_uncapped | 2026-05-26T22:45:09.372185
B_Optimised_VRE | Secondary Techs | PWRSDSINDWE | TotalAnnualMaxCapacityInvestment | 2044 | 9999 | exempt_maxcap_uncapped | 2026-05-26T22:45:09.372185
B_Optimised_VRE | Secondary Techs | PWRSDSINDWE | TotalAnnualMaxCapacityInvestment | 2045 | 9999 | exempt_maxcap_uncapped | 2026-05-26T22:45:09.372185
B_Optimised_VRE | Secondary Techs | PWRSDSINDWE | TotalAnnualMaxCapacityInvestment | 2046 | 9999 | exempt_maxcap_uncapped | 2026-05-26T22:45:09.372185
B_Optimised_VRE | Secondary Techs | PWRSDSINDWE | TotalAnnualMaxCapacityInvestment | 2047 | 9999 | exempt_maxcap_uncapped | 2026-05-26T22:45:09.372185
B_Optimised_VRE | Secondary Techs | PWRSDSINDWE | TotalAnnualMaxCapacityInvestment | 2048 | 9999 | exempt_maxcap_uncapped | 2026-05-26T22:45:09.372185
B_Optimised_VRE | Secondary Techs | PWRSDSINDWE | TotalAnnualMaxCapacityInvestment | 2049 | 9999 | exempt_maxcap_uncapped | 2026-05-26T22:45:09.372185
B_Optimised_VRE | Secondary Techs | PWRSDSINDWE | TotalAnnualMaxCapacityInvestment | 2050 | 9999 | exempt_maxcap_uncapped | 2026-05-26T22:45:09.372185
B_Optimised_VRE | Secondary Techs | PWRSDSINDWE | TotalAnnualMaxCapacityInvestment | 2023 | 9999 | exempt_uncapped | 2026-05-26T22:45:09.372185
B_Optimised_VRE | Secondary Techs | PWRSDSINDWE | TotalAnnualMaxCapacityInvestment | 2024 | 9999 | exempt_uncapped | 2026-05-26T22:45:09.372185
B_Optimised_VRE | Secondary Techs | PWRSDSINDWE | TotalAnnualMaxCapacityInvestment | 2025 | 9999 | exempt_uncapped | 2026-05-26T22:45:09.372185
B_Optimised_VRE | Secondary Techs | PWRSDSINDWE | TotalAnnualMaxCapacityInvestment | 2026 | 9999 | exempt_uncapped | 2026-05-26T22:45:09.372185
B_Optimised_VRE | Secondary Techs | PWRSDSINDWE | TotalAnnualMaxCapacityInvestment | 2027 | 9999 | exempt_uncapped | 2026-05-26T22:45:09.372185
B_Optimised_VRE | Secondary Techs | PWRSDSINDWE | TotalAnnualMaxCapacityInvestment | 2028 | 9999 | exempt_uncapped | 2026-05-26T22:45:09.372185
B_Optimised_VRE | Secondary Techs | PWRSDSINDWE | TotalAnnualMaxCapacityInvestment | 2029 | 9999 | exempt_uncapped | 2026-05-26T22:45:09.372185
B_Optimised_VRE | Secondary Techs | PWRSDSINDWE | TotalAnnualMaxCapacityInvestment | 2030 | 9999 | exempt_uncapped | 2026-05-26T22:45:09.372185
B_Optimised_VRE | Secondary Techs | PWRSDSINDWE | TotalAnnualMaxCapacityInvestment | 2031 | 9999 | exempt_uncapped | 2026-05-26T22:45:09.372185
B_Optimised_VRE | Secondary Techs | PWRSDSINDWE | TotalAnnualMaxCapacityInvestment | 2032 | 9999 | exempt_uncapped | 2026-05-26T22:45:09.372185
B_Optimised_VRE | Secondary Techs | PWRSDSINDWE | TotalAnnualMaxCapacityInvestment | 2033 | 9999 | exempt_uncapped | 2026-05-26T22:45:09.372185
B_Optimised_VRE | Secondary Techs | PWRSDSINDWE | TotalAnnualMaxCapacityInvestment | 2034 | 9999 | exempt_uncapped | 2026-05-26T22:45:09.372185
B_Optimised_VRE | Secondary Techs | PWRSDSINDWE | TotalAnnualMaxCapacityInvestment | 2035 | 9999 | exempt_uncapped | 2026-05-26T22:45:09.372185
B_Optimised_VRE | Secondary Techs | PWRSDSINDWE | TotalAnnualMaxCapacityInvestment | 2036 | 9999 | exempt_uncapped | 2026-05-26T22:45:09.372185
B_Optimised_VRE | Secondary Techs | PWRSDSINDWE | TotalAnnualMaxCapacityInvestment | 2037 | 9999 | exempt_uncapped | 2026-05-26T22:45:09.372185
B_Optimised_VRE | Secondary Techs | PWRSDSINDWE | TotalAnnualMaxCapacityInvestment | 2038 | 9999 | exempt_uncapped | 2026-05-26T22:45:09.372185
B_Optimised_VRE | Secondary Techs | PWRSDSINDWE | TotalAnnualMaxCapacityInvestment | 2039 | 9999 | exempt_uncapped | 2026-05-26T22:45:09.372185
B_Optimised_VRE | Secondary Techs | PWRSDSINDWE | TotalAnnualMaxCapacityInvestment | 2040 | 9999 | exempt_uncapped | 2026-05-26T22:45:09.372185
B_Optimised_VRE | Secondary Techs | PWRSDSINDWE | TotalAnnualMaxCapacityInvestment | 2041 | 9999 | exempt_uncapped | 2026-05-26T22:45:09.372185
B_Optimised_VRE | Secondary Techs | PWRSDSINDWE | TotalAnnualMaxCapacityInvestment | 2042 | 9999 | exempt_uncapped | 2026-05-26T22:45:09.372185
B_Optimised_VRE | Secondary Techs | PWRSDSINDWE | TotalAnnualMaxCapacityInvestment | 2043 | 9999 | exempt_uncapped | 2026-05-26T22:45:09.372185
B_Optimised_VRE | Secondary Techs | PWRSDSINDWE | TotalAnnualMaxCapacityInvestment | 2044 | 9999 | exempt_uncapped | 2026-05-26T22:45:09.372185
B_Optimised_VRE | Secondary Techs | PWRSDSINDWE | TotalAnnualMaxCapacityInvestment | 2045 | 9999 | exempt_uncapped | 2026-05-26T22:45:09.372185
B_Optimised_VRE | Secondary Techs | PWRSDSINDWE | TotalAnnualMaxCapacityInvestment | 2046 | 9999 | exempt_uncapped | 2026-05-26T22:45:09.372185
B_Optimised_VRE | Secondary Techs | PWRSDSINDWE | TotalAnnualMaxCapacityInvestment | 2047 | 9999 | exempt_uncapped | 2026-05-26T22:45:09.372185
B_Optimised_VRE | Secondary Techs | PWRSDSINDWE | TotalAnnualMaxCapacityInvestment | 2048 | 9999 | exempt_uncapped | 2026-05-26T22:45:09.372185
B_Optimised_VRE | Secondary Techs | PWRSDSINDWE | TotalAnnualMaxCapacityInvestment | 2049 | 9999 | exempt_uncapped | 2026-05-26T22:45:09.372185
B_Optimised_VRE | Secondary Techs | PWRSDSINDWE | TotalAnnualMaxCapacityInvestment | 2050 | 9999 | exempt_uncapped | 2026-05-26T22:45:09.372185
B_Optimised_VRE | Secondary Techs | PWRCSPINDSO | TotalAnnualMaxCapacityInvestment | 2023 | 0.1 | lid_floor | 2026-05-26T22:45:09.372185
B_Optimised_VRE | Secondary Techs | PWRCSPINDSO | TotalAnnualMaxCapacityInvestment | 2024 | 0.1 | lid_floor | 2026-05-26T22:45:09.372185
B_Optimised_VRE | Secondary Techs | PWRCSPINDSO | TotalAnnualMaxCapacityInvestment | 2025 | 0.1 | lid_floor | 2026-05-26T22:45:09.372185
B_Optimised_VRE | Secondary Techs | PWRCSPINDSO | TotalAnnualMaxCapacityInvestment | 2026 | 0.1 | lid_floor | 2026-05-26T22:45:09.372185
B_Optimised_VRE | Secondary Techs | PWRCSPINDSO | TotalAnnualMaxCapacityInvestment | 2027 | 0.1 | lid_floor | 2026-05-26T22:45:09.372185
B_Optimised_VRE | Secondary Techs | PWRCSPINDSO | TotalAnnualMaxCapacityInvestment | 2028 | 0.1 | lid_floor | 2026-05-26T22:45:09.372185
B_Optimised_VRE | Secondary Techs | PWRCSPINDSO | TotalAnnualMaxCapacityInvestment | 2029 | 0.1 | lid_floor | 2026-05-26T22:45:09.372185
B_Optimised_VRE | Secondary Techs | PWRCSPINDSO | TotalAnnualMaxCapacityInvestment | 2030 | 0.1 | lid_floor | 2026-05-26T22:45:09.372185
B_Optimised_VRE | Secondary Techs | PWRCSPINDSO | TotalAnnualMaxCapacityInvestment | 2031 | 0.1 | lid_floor | 2026-05-26T22:45:09.372185
B_Optimised_VRE | Secondary Techs | PWRCSPINDSO | TotalAnnualMaxCapacityInvestment | 2032 | 0.1 | lid_floor | 2026-05-26T22:45:09.372185
B_Optimised_VRE | Secondary Techs | PWRCSPINDSO | TotalAnnualMaxCapacityInvestment | 2033 | 0.1 | lid_floor | 2026-05-26T22:45:09.372185
B_Optimised_VRE | Secondary Techs | PWRCSPINDSO | TotalAnnualMaxCapacityInvestment | 2034 | 0.1 | lid_floor | 2026-05-26T22:45:09.372185
B_Optimised_VRE | Secondary Techs | PWRCSPINDSO | TotalAnnualMaxCapacityInvestment | 2035 | 0.1 | lid_floor | 2026-05-26T22:45:09.372185
B_Optimised_VRE | Secondary Techs | PWRCSPINDSO | TotalAnnualMaxCapacityInvestment | 2036 | 0.1 | lid_floor | 2026-05-26T22:45:09.372185
B_Optimised_VRE | Secondary Techs | PWRCSPINDSO | TotalAnnualMaxCapacityInvestment | 2037 | 0.1 | lid_floor | 2026-05-26T22:45:09.372185
B_Optimised_VRE | Secondary Techs | PWRCSPINDSO | TotalAnnualMaxCapacityInvestment | 2038 | 0.1 | lid_floor | 2026-05-26T22:45:09.372185
B_Optimised_VRE | Secondary Techs | PWRCSPINDSO | TotalAnnualMaxCapacityInvestment | 2039 | 0.1 | lid_floor | 2026-05-26T22:45:09.372185
B_Optimised_VRE | Secondary Techs | PWRCSPINDSO | TotalAnnualMaxCapacityInvestment | 2040 | 0.1 | lid_floor | 2026-05-26T22:45:09.372185
B_Optimised_VRE | Secondary Techs | PWRCSPINDSO | TotalAnnualMaxCapacityInvestment | 2041 | 0.1 | lid_floor | 2026-05-26T22:45:09.372185
B_Optimised_VRE | Secondary Techs | PWRCSPINDSO | TotalAnnualMaxCapacityInvestment | 2042 | 0.1 | lid_floor | 2026-05-26T22:45:09.372185
B_Optimised_VRE | Secondary Techs | PWRCSPINDSO | TotalAnnualMaxCapacityInvestment | 2043 | 0.13554 | lid_adequacy_scaled | 2026-05-26T22:45:09.372185
B_Optimised_VRE | Secondary Techs | PWRCSPINDSO | TotalAnnualMaxCapacityInvestment | 2044 | 0.17677 | lid_adequacy_scaled | 2026-05-26T22:45:09.372185
B_Optimised_VRE | Secondary Techs | PWRCSPINDSO | TotalAnnualMaxCapacityInvestment | 2045 | 0.21646 | lid_adequacy_scaled | 2026-05-26T22:45:09.372185
B_Optimised_VRE | Secondary Techs | PWRCSPINDSO | TotalAnnualMaxCapacityInvestment | 2046 | 0.26778 | lid_adequacy_scaled | 2026-05-26T22:45:09.372185
B_Optimised_VRE | Secondary Techs | PWRCSPINDSO | TotalAnnualMaxCapacityInvestment | 2047 | 0.31493 | lid_adequacy_scaled | 2026-05-26T22:45:09.372185
B_Optimised_VRE | Secondary Techs | PWRCSPINDSO | TotalAnnualMaxCapacityInvestment | 2048 | 0.35873 | lid_adequacy_scaled | 2026-05-26T22:45:09.372185
B_Optimised_VRE | Secondary Techs | PWRCSPINDSO | TotalAnnualMaxCapacityInvestment | 2049 | 0.39983 | lid_adequacy_scaled | 2026-05-26T22:45:09.372185
B_Optimised_VRE | Secondary Techs | PWRCSPINDSO | TotalAnnualMaxCapacityInvestment | 2050 | 0.43878 | lid_adequacy_scaled | 2026-05-26T22:45:09.372185
B_Optimised_VRE | Secondary Techs | PWRBIOINDSO | TotalAnnualMaxCapacityInvestment | 2023 | 0 | lid_floor_suppressed | 2026-05-26T22:45:09.372185
B_Optimised_VRE | Secondary Techs | PWRBIOINDSO | TotalAnnualMaxCapacityInvestment | 2024 | 0.21472 | lid_fill | 2026-05-26T22:45:09.372185
B_Optimised_VRE | Secondary Techs | PWRBIOINDSO | TotalAnnualMaxCapacityInvestment | 2025 | 0.22799 | lid_fill | 2026-05-26T22:45:09.372185
B_Optimised_VRE | Secondary Techs | PWRBIOINDSO | TotalAnnualMaxCapacityInvestment | 2026 | 0.25103 | lid_fill | 2026-05-26T22:45:09.372185
B_Optimised_VRE | Secondary Techs | PWRBIOINDSO | TotalAnnualMaxCapacityInvestment | 2027 | 0.25395 | lid_fill | 2026-05-26T22:45:09.372185
B_Optimised_VRE | Secondary Techs | PWRBIOINDSO | TotalAnnualMaxCapacityInvestment | 2028 | 0.26453 | lid_family_capped | 2026-05-26T22:45:09.372185
B_Optimised_VRE | Secondary Techs | PWRBIOINDSO | TotalAnnualMaxCapacityInvestment | 2029 | 0.23964 | lid_family_capped | 2026-05-26T22:45:09.372185
B_Optimised_VRE | Secondary Techs | PWRBIOINDSO | TotalAnnualMaxCapacityInvestment | 2030 | 0.16439 | lid_family_capped | 2026-05-26T22:45:09.372185
B_Optimised_VRE | Secondary Techs | PWRBIOINDSO | TotalAnnualMaxCapacityInvestment | 2031 | 0.15252 | lid_family_capped | 2026-05-26T22:45:09.372185
B_Optimised_VRE | Secondary Techs | PWRBIOINDSO | TotalAnnualMaxCapacityInvestment | 2032 | 0.19077 | lid_family_capped | 2026-05-26T22:45:09.372185
B_Optimised_VRE | Secondary Techs | PWRBIOINDSO | TotalAnnualMaxCapacityInvestment | 2033 | 0.18366 | lid_family_capped | 2026-05-26T22:45:09.372185
B_Optimised_VRE | Secondary Techs | PWRBIOINDSO | TotalAnnualMaxCapacityInvestment | 2034 | 0.17656 | lid_family_capped | 2026-05-26T22:45:09.372185
B_Optimised_VRE | Secondary Techs | PWRBIOINDSO | TotalAnnualMaxCapacityInvestment | 2035 | 0.16945 | lid_family_capped | 2026-05-26T22:45:09.372185
B_Optimised_VRE | Secondary Techs | PWRBIOINDSO | TotalAnnualMaxCapacityInvestment | 2036 | 0.16235 | lid_family_capped | 2026-05-26T22:45:09.372185
B_Optimised_VRE | Secondary Techs | PWRBIOINDSO | TotalAnnualMaxCapacityInvestment | 2037 | 0.17223 | lid_family_capped | 2026-05-26T22:45:09.372185
B_Optimised_VRE | Secondary Techs | PWRBIOINDSO | TotalAnnualMaxCapacityInvestment | 2038 | 0.16463 | lid_family_capped | 2026-05-26T22:45:09.372185
B_Optimised_VRE | Secondary Techs | PWRBIOINDSO | TotalAnnualMaxCapacityInvestment | 2039 | 0.15703 | lid_family_capped | 2026-05-26T22:45:09.372185
B_Optimised_VRE | Secondary Techs | PWRBIOINDSO | TotalAnnualMaxCapacityInvestment | 2040 | 0.1424 | lid_family_capped | 2026-05-26T22:45:09.372185
B_Optimised_VRE | Secondary Techs | PWRBIOINDSO | TotalAnnualMaxCapacityInvestment | 2041 | 0.14158 | lid_family_capped | 2026-05-26T22:45:09.372185
B_Optimised_VRE | Secondary Techs | PWRBIOINDSO | TotalAnnualMaxCapacityInvestment | 2042 | 0.16307 | lid_family_capped | 2026-05-26T22:45:09.372185
B_Optimised_VRE | Secondary Techs | PWRBIOINDSO | TotalAnnualMaxCapacityInvestment | 2043 | 0.22364 | lid_adequacy_scaled | 2026-05-26T22:45:09.372185
B_Optimised_VRE | Secondary Techs | PWRBIOINDSO | TotalAnnualMaxCapacityInvestment | 2044 | 0.29487 | lid_adequacy_scaled | 2026-05-26T22:45:09.372185
B_Optimised_VRE | Secondary Techs | PWRBIOINDSO | TotalAnnualMaxCapacityInvestment | 2045 | 0.36478 | lid_adequacy_scaled | 2026-05-26T22:45:09.372185
B_Optimised_VRE | Secondary Techs | PWRBIOINDSO | TotalAnnualMaxCapacityInvestment | 2046 | 0.45553 | lid_adequacy_scaled | 2026-05-26T22:45:09.372185
B_Optimised_VRE | Secondary Techs | PWRBIOINDSO | TotalAnnualMaxCapacityInvestment | 2047 | 0.54035 | lid_adequacy_scaled | 2026-05-26T22:45:09.372185
B_Optimised_VRE | Secondary Techs | PWRBIOINDSO | TotalAnnualMaxCapacityInvestment | 2048 | 0.62022 | lid_adequacy_scaled | 2026-05-26T22:45:09.372185
B_Optimised_VRE | Secondary Techs | PWRBIOINDSO | TotalAnnualMaxCapacityInvestment | 2049 | 0.69593 | lid_adequacy_scaled | 2026-05-26T22:45:09.372185
B_Optimised_VRE | Secondary Techs | PWRBIOINDSO | TotalAnnualMaxCapacityInvestment | 2050 | 0.76809 | lid_adequacy_scaled | 2026-05-26T22:45:09.372185
B_Optimised_VRE | Secondary Techs | PWRWASINDEA | TotalAnnualMaxCapacityInvestment | 2023 | 0 | lid_floor_suppressed | 2026-05-26T22:45:09.372185
B_Optimised_VRE | Secondary Techs | PWRWASINDEA | TotalAnnualMaxCapacityInvestment | 2024 | 0.00037493 | lid_floor_suppressed | 2026-05-26T22:45:09.372185
B_Optimised_VRE | Secondary Techs | PWRWASINDEA | TotalAnnualMaxCapacityInvestment | 2025 | 0.00042653 | lid_floor_suppressed | 2026-05-26T22:45:09.372185
B_Optimised_VRE | Secondary Techs | PWRWASINDEA | TotalAnnualMaxCapacityInvestment | 2026 | 0.00043551 | lid_floor_suppressed | 2026-05-26T22:45:09.372185
B_Optimised_VRE | Secondary Techs | PWRWASINDEA | TotalAnnualMaxCapacityInvestment | 2027 | 0.00046603 | lid_floor_suppressed | 2026-05-26T22:45:09.372185
B_Optimised_VRE | Secondary Techs | PWRWASINDEA | TotalAnnualMaxCapacityInvestment | 2028 | 0.00048356 | lid_floor_suppressed | 2026-05-26T22:45:09.372185
B_Optimised_VRE | Secondary Techs | PWRWASINDEA | TotalAnnualMaxCapacityInvestment | 2029 | 0.00037565 | lid_floor_suppressed | 2026-05-26T22:45:09.372185
B_Optimised_VRE | Secondary Techs | PWRWASINDEA | TotalAnnualMaxCapacityInvestment | 2030 | 0.00018128 | lid_floor_suppressed | 2026-05-26T22:45:09.372185
B_Optimised_VRE | Secondary Techs | PWRWASINDEA | TotalAnnualMaxCapacityInvestment | 2031 | 0.00015098 | lid_floor_suppressed | 2026-05-26T22:45:09.372185
B_Optimised_VRE | Secondary Techs | PWRWASINDEA | TotalAnnualMaxCapacityInvestment | 2032 | 0.00026523 | lid_floor_suppressed | 2026-05-26T22:45:09.372185
B_Optimised_VRE | Secondary Techs | PWRWASINDEA | TotalAnnualMaxCapacityInvestment | 2033 | 0.00023962 | lid_floor_suppressed | 2026-05-26T22:45:09.372185
B_Optimised_VRE | Secondary Techs | PWRWASINDEA | TotalAnnualMaxCapacityInvestment | 2034 | 0.00021403 | lid_floor_suppressed | 2026-05-26T22:45:09.372185
B_Optimised_VRE | Secondary Techs | PWRWASINDEA | TotalAnnualMaxCapacityInvestment | 2035 | 0.00018842 | lid_floor_suppressed | 2026-05-26T22:45:09.372185
B_Optimised_VRE | Secondary Techs | PWRWASINDEA | TotalAnnualMaxCapacityInvestment | 2036 | 0.00016283 | lid_floor_suppressed | 2026-05-26T22:45:09.372185
B_Optimised_VRE | Secondary Techs | PWRWASINDEA | TotalAnnualMaxCapacityInvestment | 2037 | 0.00019292 | lid_floor_suppressed | 2026-05-26T22:45:09.372185
B_Optimised_VRE | Secondary Techs | PWRWASINDEA | TotalAnnualMaxCapacityInvestment | 2038 | 0.00016398 | lid_floor_suppressed | 2026-05-26T22:45:09.372185
B_Optimised_VRE | Secondary Techs | PWRWASINDEA | TotalAnnualMaxCapacityInvestment | 2039 | 0.00013504 | lid_floor_suppressed | 2026-05-26T22:45:09.372185
B_Optimised_VRE | Secondary Techs | PWRWASINDEA | TotalAnnualMaxCapacityInvestment | 2040 | 0.00010611 | lid_floor_suppressed | 2026-05-26T22:45:09.372185
B_Optimised_VRE | Secondary Techs | PWRWASINDEA | TotalAnnualMaxCapacityInvestment | 2041 | 9.9822e-05 | lid_adequacy_scaled | 2026-05-26T22:45:09.372185
B_Optimised_VRE | Secondary Techs | PWRWASINDEA | TotalAnnualMaxCapacityInvestment | 2042 | 0.00021903 | lid_adequacy_scaled | 2026-05-26T22:45:09.372185
B_Optimised_VRE | Secondary Techs | PWRWASINDEA | TotalAnnualMaxCapacityInvestment | 2043 | 0.00031764 | lid_adequacy_scaled | 2026-05-26T22:45:09.372185
B_Optimised_VRE | Secondary Techs | PWRWASINDEA | TotalAnnualMaxCapacityInvestment | 2044 | 0.00040366 | lid_adequacy_scaled | 2026-05-26T22:45:09.372185
B_Optimised_VRE | Secondary Techs | PWRWASINDEA | TotalAnnualMaxCapacityInvestment | 2045 | 0.00046942 | lid_adequacy_scaled | 2026-05-26T22:45:09.372185
B_Optimised_VRE | Secondary Techs | PWRWASINDEA | TotalAnnualMaxCapacityInvestment | 2046 | 0.00053788 | lid_adequacy_scaled | 2026-05-26T22:45:09.372185
B_Optimised_VRE | Secondary Techs | PWRWASINDEA | TotalAnnualMaxCapacityInvestment | 2047 | 0.0004959 | lid_adequacy_scaled | 2026-05-26T22:45:09.372185
B_Optimised_VRE | Secondary Techs | PWRWASINDEA | TotalAnnualMaxCapacityInvestment | 2048 | 0.00023519 | lid_adequacy_scaled | 2026-05-26T22:45:09.372185
B_Optimised_VRE | Secondary Techs | PWRWASINDEA | TotalAnnualMaxCapacityInvestment | 2049 | 0 | lid_adequacy_scaled | 2026-05-26T22:45:09.372185
B_Optimised_VRE | Secondary Techs | PWRWASINDEA | TotalAnnualMaxCapacityInvestment | 2050 | 0 | lid_adequacy_scaled | 2026-05-26T22:45:09.372185
B_Optimised_VRE | Secondary Techs | PWRSPVINDWE | TotalAnnualMaxCapacityInvestment | 2023 | 0.15958 | untie_min_inv | 2026-05-26T22:45:09.372185
B_Optimised_VRE | Secondary Techs | PWRSPVINDWE | TotalAnnualMaxCapacityInvestment | 2024 | 4.2329 | untie_min_inv | 2026-05-26T22:45:09.372185
B_Optimised_VRE | Secondary Techs | PWRSPVINDWE | TotalAnnualMaxCapacityInvestment | 2025 | 5.4166 | untie_min_inv | 2026-05-26T22:45:09.372185
B_Optimised_VRE | Secondary Techs | PWRSPVINDWE | TotalAnnualMaxCapacityInvestment | 2026 | 9.8505 | untie_min_inv | 2026-05-26T22:45:09.372185
B_Optimised_VRE | Secondary Techs | PWRSPVINDWE | TotalAnnualMaxCapacityInvestment | 2027 | 5.4742 | untie_min_inv | 2026-05-26T22:45:09.372185
B_Optimised_VRE | Secondary Techs | PWRSPVINDWE | TotalAnnualMaxCapacityInvestment | 2028 | 2.5755 | untie_min_inv | 2026-05-26T22:45:09.372185
B_Optimised_VRE | Secondary Techs | PWRSPVINDWE | TotalAnnualMaxCapacityInvestment | 2029 | 1.2315 | lid_relaxed | 2026-05-26T22:45:09.372185
B_Optimised_VRE | Secondary Techs | PWRSPVINDWE | TotalAnnualMaxCapacityInvestment | 2030 | 0.44375 | lid_relaxed | 2026-05-26T22:45:09.372185
B_Optimised_VRE | Secondary Techs | PWRSPVINDWE | TotalAnnualMaxCapacityInvestment | 2031 | 0.375 | lid_relaxed | 2026-05-26T22:45:09.372185
B_Optimised_VRE | Secondary Techs | PWRSPVINDWE | TotalAnnualMaxCapacityInvestment | 2032 | 0.8513 | lid_relaxed | 2026-05-26T22:45:09.372185
B_Optimised_VRE | Secondary Techs | PWRSPVINDWE | TotalAnnualMaxCapacityInvestment | 2033 | 0.8157 | lid_relaxed | 2026-05-26T22:45:09.372185
B_Optimised_VRE | Secondary Techs | PWRSPVINDWE | TotalAnnualMaxCapacityInvestment | 2034 | 0.77586 | lid_relaxed | 2026-05-26T22:45:09.372185
B_Optimised_VRE | Secondary Techs | PWRSPVINDWE | TotalAnnualMaxCapacityInvestment | 2035 | 0.73181 | lid_relaxed | 2026-05-26T22:45:09.372185
B_Optimised_VRE | Secondary Techs | PWRSPVINDWE | TotalAnnualMaxCapacityInvestment | 2036 | 0.68353 | lid_relaxed | 2026-05-26T22:45:09.372185
B_Optimised_VRE | Secondary Techs | PWRSPVINDWE | TotalAnnualMaxCapacityInvestment | 2037 | 0.79261 | lid_relaxed | 2026-05-26T22:45:09.372185
B_Optimised_VRE | Secondary Techs | PWRSPVINDWE | TotalAnnualMaxCapacityInvestment | 2038 | 0.73282 | lid_relaxed | 2026-05-26T22:45:09.372185
B_Optimised_VRE | Secondary Techs | PWRSPVINDWE | TotalAnnualMaxCapacityInvestment | 2039 | 0.66837 | lid_relaxed | 2026-05-26T22:45:09.372185
B_Optimised_VRE | Secondary Techs | PWRSPVINDWE | TotalAnnualMaxCapacityInvestment | 2040 | 0.59923 | lid_relaxed | 2026-05-26T22:45:09.372185
B_Optimised_VRE | Secondary Techs | PWRSPVINDWE | TotalAnnualMaxCapacityInvestment | 2041 | 0.6006 | lid_adequacy_scaled | 2026-05-26T22:45:09.372185
B_Optimised_VRE | Secondary Techs | PWRSPVINDWE | TotalAnnualMaxCapacityInvestment | 2042 | 1.2762 | lid_adequacy_scaled | 2026-05-26T22:45:09.372185
B_Optimised_VRE | Secondary Techs | PWRSPVINDWE | TotalAnnualMaxCapacityInvestment | 2043 | 2.001 | lid_adequacy_scaled | 2026-05-26T22:45:09.372185
B_Optimised_VRE | Secondary Techs | PWRSPVINDWE | TotalAnnualMaxCapacityInvestment | 2044 | 2.7787 | lid_adequacy_scaled | 2026-05-26T22:45:09.372185
B_Optimised_VRE | Secondary Techs | PWRSPVINDWE | TotalAnnualMaxCapacityInvestment | 2045 | 3.6049 | lid_adequacy_scaled | 2026-05-26T22:45:09.372185
B_Optimised_VRE | Secondary Techs | PWRSPVINDWE | TotalAnnualMaxCapacityInvestment | 2046 | 4.9726 | lid_adequacy_scaled | 2026-05-26T22:45:09.372185
B_Optimised_VRE | Secondary Techs | PWRSPVINDWE | TotalAnnualMaxCapacityInvestment | 2047 | 6.4417 | lid_adequacy_scaled | 2026-05-26T22:45:09.372185
B_Optimised_VRE | Secondary Techs | PWRSPVINDWE | TotalAnnualMaxCapacityInvestment | 2048 | 7.9935 | lid_adequacy_scaled | 2026-05-26T22:45:09.372185
B_Optimised_VRE | Secondary Techs | PWRSPVINDWE | TotalAnnualMaxCapacityInvestment | 2049 | 9.6055 | lid_adequacy_scaled | 2026-05-26T22:45:09.372185
B_Optimised_VRE | Secondary Techs | PWRSPVINDWE | TotalAnnualMaxCapacityInvestment | 2050 | 11.2473 | lid_adequacy_scaled | 2026-05-26T22:45:09.372185
B_Optimised_VRE | Secondary Techs | PWRWASLKAXX | TotalAnnualMaxCapacityInvestment | 2023 | 0 | lid_floor_suppressed | 2026-05-26T22:45:09.372185
B_Optimised_VRE | Secondary Techs | PWRWASLKAXX | TotalAnnualMaxCapacityInvestment | 2024 | 0.00080254 | lid_floor_suppressed | 2026-05-26T22:45:09.372185
B_Optimised_VRE | Secondary Techs | PWRWASLKAXX | TotalAnnualMaxCapacityInvestment | 2025 | 0.00060431 | lid_floor_suppressed | 2026-05-26T22:45:09.372185
B_Optimised_VRE | Secondary Techs | PWRWASLKAXX | TotalAnnualMaxCapacityInvestment | 2026 | 0.00060558 | lid_floor_suppressed | 2026-05-26T22:45:09.372185
B_Optimised_VRE | Secondary Techs | PWRWASLKAXX | TotalAnnualMaxCapacityInvestment | 2027 | 0.00064159 | lid_floor_suppressed | 2026-05-26T22:45:09.372185
B_Optimised_VRE | Secondary Techs | PWRWASLKAXX | TotalAnnualMaxCapacityInvestment | 2028 | 0.0006756 | lid_floor_suppressed | 2026-05-26T22:45:09.372185
B_Optimised_VRE | Secondary Techs | PWRWASLKAXX | TotalAnnualMaxCapacityInvestment | 2029 | 0.00064744 | lid_floor_suppressed | 2026-05-26T22:45:09.372185
B_Optimised_VRE | Secondary Techs | PWRWASLKAXX | TotalAnnualMaxCapacityInvestment | 2030 | 0.00069861 | lid_floor_suppressed | 2026-05-26T22:45:09.372185
B_Optimised_VRE | Secondary Techs | PWRWASLKAXX | TotalAnnualMaxCapacityInvestment | 2031 | 0.00064136 | lid_floor_suppressed | 2026-05-26T22:45:09.372185
B_Optimised_VRE | Secondary Techs | PWRWASLKAXX | TotalAnnualMaxCapacityInvestment | 2032 | 0.00066605 | lid_floor_suppressed | 2026-05-26T22:45:09.372185
B_Optimised_VRE | Secondary Techs | PWRWASLKAXX | TotalAnnualMaxCapacityInvestment | 2033 | 0.00068941 | lid_floor_suppressed | 2026-05-26T22:45:09.372185
B_Optimised_VRE | Secondary Techs | PWRWASLKAXX | TotalAnnualMaxCapacityInvestment | 2034 | 0.00072049 | lid_floor_suppressed | 2026-05-26T22:45:09.372185
B_Optimised_VRE | Secondary Techs | PWRWASLKAXX | TotalAnnualMaxCapacityInvestment | 2035 | 0.00076511 | lid_floor_suppressed | 2026-05-26T22:45:09.372185
B_Optimised_VRE | Secondary Techs | PWRWASLKAXX | TotalAnnualMaxCapacityInvestment | 2036 | 0.00082827 | lid_floor_suppressed | 2026-05-26T22:45:09.372185
B_Optimised_VRE | Secondary Techs | PWRWASLKAXX | TotalAnnualMaxCapacityInvestment | 2037 | 0.00087735 | lid_floor_suppressed | 2026-05-26T22:45:09.372185
B_Optimised_VRE | Secondary Techs | PWRWASLKAXX | TotalAnnualMaxCapacityInvestment | 2038 | 0.00092993 | lid_floor_suppressed | 2026-05-26T22:45:09.372185
B_Optimised_VRE | Secondary Techs | PWRWASLKAXX | TotalAnnualMaxCapacityInvestment | 2039 | 0.00094519 | lid_floor_suppressed | 2026-05-26T22:45:09.372185
B_Optimised_VRE | Secondary Techs | PWRWASLKAXX | TotalAnnualMaxCapacityInvestment | 2040 | 0.00098587 | lid_floor_suppressed | 2026-05-26T22:45:09.372185
B_Optimised_VRE | Secondary Techs | PWRWASLKAXX | TotalAnnualMaxCapacityInvestment | 2041 | 0.0010313 | lid_floor_suppressed | 2026-05-26T22:45:09.372185
B_Optimised_VRE | Secondary Techs | PWRWASLKAXX | TotalAnnualMaxCapacityInvestment | 2042 | 0.0010332 | lid_floor_suppressed | 2026-05-26T22:45:09.372185
B_Optimised_VRE | Secondary Techs | PWRWASLKAXX | TotalAnnualMaxCapacityInvestment | 2043 | 0.0010506 | lid_floor_suppressed | 2026-05-26T22:45:09.372185
B_Optimised_VRE | Secondary Techs | PWRWASLKAXX | TotalAnnualMaxCapacityInvestment | 2044 | 0.0010769 | lid_floor_suppressed | 2026-05-26T22:45:09.372185
B_Optimised_VRE | Secondary Techs | PWRWASLKAXX | TotalAnnualMaxCapacityInvestment | 2045 | 0.0010922 | lid_adequacy_scaled | 2026-05-26T22:45:09.372185
B_Optimised_VRE | Secondary Techs | PWRWASLKAXX | TotalAnnualMaxCapacityInvestment | 2046 | 0.0013908 | lid_adequacy_scaled | 2026-05-26T22:45:09.372185
B_Optimised_VRE | Secondary Techs | PWRWASLKAXX | TotalAnnualMaxCapacityInvestment | 2047 | 0.0016832 | lid_adequacy_scaled | 2026-05-26T22:45:09.372185
B_Optimised_VRE | Secondary Techs | PWRWASLKAXX | TotalAnnualMaxCapacityInvestment | 2048 | 0.0019486 | lid_adequacy_scaled | 2026-05-26T22:45:09.372185
B_Optimised_VRE | Secondary Techs | PWRWASLKAXX | TotalAnnualMaxCapacityInvestment | 2049 | 0.0022277 | lid_adequacy_scaled | 2026-05-26T22:45:09.372185
B_Optimised_VRE | Secondary Techs | PWRWASLKAXX | TotalAnnualMaxCapacityInvestment | 2050 | 0.0025089 | lid_adequacy_scaled | 2026-05-26T22:45:09.372185
B_Optimised_VRE | Secondary Techs | PWRSPVINDEA | TotalAnnualMaxCapacityInvestment | 2023 | 0.1 | lid_floor | 2026-05-26T22:45:09.372185
B_Optimised_VRE | Secondary Techs | PWRSPVINDEA | TotalAnnualMaxCapacityInvestment | 2024 | 0.1 | lid_floor | 2026-05-26T22:45:09.372185
B_Optimised_VRE | Secondary Techs | PWRSPVINDEA | TotalAnnualMaxCapacityInvestment | 2025 | 0.36158 | untie_min_inv | 2026-05-26T22:45:09.372185
B_Optimised_VRE | Secondary Techs | PWRSPVINDEA | TotalAnnualMaxCapacityInvestment | 2026 | 0.1 | lid_floor | 2026-05-26T22:45:09.372185
B_Optimised_VRE | Secondary Techs | PWRSPVINDEA | TotalAnnualMaxCapacityInvestment | 2027 | 0.101 | untie_min_inv | 2026-05-26T22:45:09.372185
B_Optimised_VRE | Secondary Techs | PWRSPVINDEA | TotalAnnualMaxCapacityInvestment | 2028 | 0.1 | lid_floor | 2026-05-26T22:45:09.372185
B_Optimised_VRE | Secondary Techs | PWRSPVINDEA | TotalAnnualMaxCapacityInvestment | 2029 | 0.1 | lid_floor | 2026-05-26T22:45:09.372185
B_Optimised_VRE | Secondary Techs | PWRSPVINDEA | TotalAnnualMaxCapacityInvestment | 2030 | 0.1 | lid_floor | 2026-05-26T22:45:09.372185
B_Optimised_VRE | Secondary Techs | PWRSPVINDEA | TotalAnnualMaxCapacityInvestment | 2031 | 0.1 | lid_floor | 2026-05-26T22:45:09.372185
B_Optimised_VRE | Secondary Techs | PWRSPVINDEA | TotalAnnualMaxCapacityInvestment | 2032 | 0.1 | lid_floor | 2026-05-26T22:45:09.372185
B_Optimised_VRE | Secondary Techs | PWRSPVINDEA | TotalAnnualMaxCapacityInvestment | 2033 | 0.1 | lid_floor | 2026-05-26T22:45:09.372185
B_Optimised_VRE | Secondary Techs | PWRSPVINDEA | TotalAnnualMaxCapacityInvestment | 2034 | 0.1 | lid_floor | 2026-05-26T22:45:09.372185
B_Optimised_VRE | Secondary Techs | PWRSPVINDEA | TotalAnnualMaxCapacityInvestment | 2035 | 0.1 | lid_floor | 2026-05-26T22:45:09.372185
B_Optimised_VRE | Secondary Techs | PWRSPVINDEA | TotalAnnualMaxCapacityInvestment | 2036 | 0.1 | lid_floor | 2026-05-26T22:45:09.372185
B_Optimised_VRE | Secondary Techs | PWRSPVINDEA | TotalAnnualMaxCapacityInvestment | 2037 | 0.1 | lid_floor | 2026-05-26T22:45:09.372185
B_Optimised_VRE | Secondary Techs | PWRSPVINDEA | TotalAnnualMaxCapacityInvestment | 2038 | 0.1 | lid_floor | 2026-05-26T22:45:09.372185
B_Optimised_VRE | Secondary Techs | PWRSPVINDEA | TotalAnnualMaxCapacityInvestment | 2039 | 0.1 | lid_floor | 2026-05-26T22:45:09.372185
B_Optimised_VRE | Secondary Techs | PWRSPVINDEA | TotalAnnualMaxCapacityInvestment | 2040 | 0.1 | lid_floor | 2026-05-26T22:45:09.372185
B_Optimised_VRE | Secondary Techs | PWRSPVINDEA | TotalAnnualMaxCapacityInvestment | 2041 | 0.12935 | lid_adequacy_scaled | 2026-05-26T22:45:09.372185
B_Optimised_VRE | Secondary Techs | PWRSPVINDEA | TotalAnnualMaxCapacityInvestment | 2042 | 0.20663 | lid_adequacy_scaled | 2026-05-26T22:45:09.372185
B_Optimised_VRE | Secondary Techs | PWRSPVINDEA | TotalAnnualMaxCapacityInvestment | 2043 | 0.33947 | lid_adequacy_scaled | 2026-05-26T22:45:09.372185
B_Optimised_VRE | Secondary Techs | PWRSPVINDEA | TotalAnnualMaxCapacityInvestment | 2044 | 0.50585 | lid_adequacy_scaled | 2026-05-26T22:45:09.372185
B_Optimised_VRE | Secondary Techs | PWRSPVINDEA | TotalAnnualMaxCapacityInvestment | 2045 | 0.72708 | lid_adequacy_scaled | 2026-05-26T22:45:09.372185
B_Optimised_VRE | Secondary Techs | PWRSPVINDEA | TotalAnnualMaxCapacityInvestment | 2046 | 1.1257 | lid_adequacy_scaled | 2026-05-26T22:45:09.372185
B_Optimised_VRE | Secondary Techs | PWRSPVINDEA | TotalAnnualMaxCapacityInvestment | 2047 | 1.6904 | lid_adequacy_scaled | 2026-05-26T22:45:09.372185
B_Optimised_VRE | Secondary Techs | PWRSPVINDEA | TotalAnnualMaxCapacityInvestment | 2048 | 2.5819 | lid_adequacy_scaled | 2026-05-26T22:45:09.372185
B_Optimised_VRE | Secondary Techs | PWRSPVINDEA | TotalAnnualMaxCapacityInvestment | 2049 | 3.426 | lid_adequacy_scaled | 2026-05-26T22:45:09.372185
B_Optimised_VRE | Secondary Techs | PWRSPVINDEA | TotalAnnualMaxCapacityInvestment | 2050 | 3.8802 | lid_adequacy_scaled | 2026-05-26T22:45:09.372185
B_Optimised_VRE | Secondary Techs | PWRNGSINDEA | TotalAnnualMaxCapacityInvestment | 2023 | 0.1 | lid_floor | 2026-05-26T22:45:09.372185
B_Optimised_VRE | Secondary Techs | PWRNGSINDEA | TotalAnnualMaxCapacityInvestment | 2024 | 0.1 | lid_floor | 2026-05-26T22:45:09.372185
B_Optimised_VRE | Secondary Techs | PWRNGSINDEA | TotalAnnualMaxCapacityInvestment | 2025 | 0.1 | lid_floor | 2026-05-26T22:45:09.372185
B_Optimised_VRE | Secondary Techs | PWRNGSINDEA | TotalAnnualMaxCapacityInvestment | 2026 | 0.1 | lid_floor | 2026-05-26T22:45:09.372185
B_Optimised_VRE | Secondary Techs | PWRNGSINDEA | TotalAnnualMaxCapacityInvestment | 2027 | 0.1 | lid_floor | 2026-05-26T22:45:09.372185
B_Optimised_VRE | Secondary Techs | PWRNGSINDEA | TotalAnnualMaxCapacityInvestment | 2028 | 0.1 | lid_floor | 2026-05-26T22:45:09.372185
B_Optimised_VRE | Secondary Techs | PWRNGSINDEA | TotalAnnualMaxCapacityInvestment | 2029 | 0.1 | lid_floor | 2026-05-26T22:45:09.372185
B_Optimised_VRE | Secondary Techs | PWRNGSINDEA | TotalAnnualMaxCapacityInvestment | 2030 | 0.1 | lid_floor | 2026-05-26T22:45:09.372185
B_Optimised_VRE | Secondary Techs | PWRNGSINDEA | TotalAnnualMaxCapacityInvestment | 2031 | 0.1 | lid_floor | 2026-05-26T22:45:09.372185
B_Optimised_VRE | Secondary Techs | PWRNGSINDEA | TotalAnnualMaxCapacityInvestment | 2032 | 0.1 | lid_floor | 2026-05-26T22:45:09.372185
B_Optimised_VRE | Secondary Techs | PWRNGSINDEA | TotalAnnualMaxCapacityInvestment | 2033 | 0.1 | lid_floor | 2026-05-26T22:45:09.372185
B_Optimised_VRE | Secondary Techs | PWRNGSINDEA | TotalAnnualMaxCapacityInvestment | 2034 | 0.1 | lid_floor | 2026-05-26T22:45:09.372185
B_Optimised_VRE | Secondary Techs | PWRNGSINDEA | TotalAnnualMaxCapacityInvestment | 2035 | 0.1 | lid_floor | 2026-05-26T22:45:09.372185
B_Optimised_VRE | Secondary Techs | PWRNGSINDEA | TotalAnnualMaxCapacityInvestment | 2036 | 0.1 | lid_floor | 2026-05-26T22:45:09.372185
B_Optimised_VRE | Secondary Techs | PWRNGSINDEA | TotalAnnualMaxCapacityInvestment | 2037 | 0.1 | lid_floor | 2026-05-26T22:45:09.372185
B_Optimised_VRE | Secondary Techs | PWRNGSINDEA | TotalAnnualMaxCapacityInvestment | 2038 | 0.1 | lid_floor | 2026-05-26T22:45:09.372185
B_Optimised_VRE | Secondary Techs | PWRNGSINDEA | TotalAnnualMaxCapacityInvestment | 2039 | 0.1 | lid_floor | 2026-05-26T22:45:09.372185
B_Optimised_VRE | Secondary Techs | PWRNGSINDEA | TotalAnnualMaxCapacityInvestment | 2040 | 0.1 | lid_floor | 2026-05-26T22:45:09.372185
B_Optimised_VRE | Secondary Techs | PWRNGSINDEA | TotalAnnualMaxCapacityInvestment | 2041 | 0.12935 | lid_adequacy_scaled | 2026-05-26T22:45:09.372185
B_Optimised_VRE | Secondary Techs | PWRNGSINDEA | TotalAnnualMaxCapacityInvestment | 2042 | 0.20663 | lid_adequacy_scaled | 2026-05-26T22:45:09.372185
B_Optimised_VRE | Secondary Techs | PWRNGSINDEA | TotalAnnualMaxCapacityInvestment | 2043 | 0.33947 | lid_adequacy_scaled | 2026-05-26T22:45:09.372185
B_Optimised_VRE | Secondary Techs | PWRNGSINDEA | TotalAnnualMaxCapacityInvestment | 2044 | 0.50585 | lid_adequacy_scaled | 2026-05-26T22:45:09.372185
B_Optimised_VRE | Secondary Techs | PWRNGSINDEA | TotalAnnualMaxCapacityInvestment | 2045 | 0.72708 | lid_adequacy_scaled | 2026-05-26T22:45:09.372185
B_Optimised_VRE | Secondary Techs | PWRNGSINDEA | TotalAnnualMaxCapacityInvestment | 2046 | 1.1257 | lid_adequacy_scaled | 2026-05-26T22:45:09.372185
B_Optimised_VRE | Secondary Techs | PWRNGSINDEA | TotalAnnualMaxCapacityInvestment | 2047 | 1.6904 | lid_adequacy_scaled | 2026-05-26T22:45:09.372185
B_Optimised_VRE | Secondary Techs | PWRNGSINDEA | TotalAnnualMaxCapacityInvestment | 2048 | 2.5819 | lid_adequacy_scaled | 2026-05-26T22:45:09.372185
B_Optimised_VRE | Secondary Techs | PWRNGSINDEA | TotalAnnualMaxCapacityInvestment | 2049 | 3.426 | lid_adequacy_scaled | 2026-05-26T22:45:09.372185
B_Optimised_VRE | Secondary Techs | PWRNGSINDEA | TotalAnnualMaxCapacityInvestment | 2050 | 3.8802 | lid_adequacy_scaled | 2026-05-26T22:45:09.372185
B_Optimised_VRE | Secondary Techs | PWRSDSBGDXX | TotalAnnualMaxCapacityInvestment | 2023 | 9999 | exempt_maxcap_uncapped | 2026-05-26T22:45:09.372185
B_Optimised_VRE | Secondary Techs | PWRSDSBGDXX | TotalAnnualMaxCapacityInvestment | 2024 | 9999 | exempt_maxcap_uncapped | 2026-05-26T22:45:09.372185
B_Optimised_VRE | Secondary Techs | PWRSDSBGDXX | TotalAnnualMaxCapacityInvestment | 2025 | 9999 | exempt_maxcap_uncapped | 2026-05-26T22:45:09.372185
B_Optimised_VRE | Secondary Techs | PWRSDSBGDXX | TotalAnnualMaxCapacityInvestment | 2026 | 9999 | exempt_maxcap_uncapped | 2026-05-26T22:45:09.372185
B_Optimised_VRE | Secondary Techs | PWRSDSBGDXX | TotalAnnualMaxCapacityInvestment | 2027 | 9999 | exempt_maxcap_uncapped | 2026-05-26T22:45:09.372185
B_Optimised_VRE | Secondary Techs | PWRSDSBGDXX | TotalAnnualMaxCapacityInvestment | 2028 | 9999 | exempt_maxcap_uncapped | 2026-05-26T22:45:09.372185
B_Optimised_VRE | Secondary Techs | PWRSDSBGDXX | TotalAnnualMaxCapacityInvestment | 2029 | 9999 | exempt_maxcap_uncapped | 2026-05-26T22:45:09.372185
B_Optimised_VRE | Secondary Techs | PWRSDSBGDXX | TotalAnnualMaxCapacityInvestment | 2030 | 9999 | exempt_maxcap_uncapped | 2026-05-26T22:45:09.372185
B_Optimised_VRE | Secondary Techs | PWRSDSBGDXX | TotalAnnualMaxCapacityInvestment | 2031 | 9999 | exempt_maxcap_uncapped | 2026-05-26T22:45:09.372185
B_Optimised_VRE | Secondary Techs | PWRSDSBGDXX | TotalAnnualMaxCapacityInvestment | 2032 | 9999 | exempt_maxcap_uncapped | 2026-05-26T22:45:09.372185
B_Optimised_VRE | Secondary Techs | PWRSDSBGDXX | TotalAnnualMaxCapacityInvestment | 2033 | 9999 | exempt_maxcap_uncapped | 2026-05-26T22:45:09.372185
B_Optimised_VRE | Secondary Techs | PWRSDSBGDXX | TotalAnnualMaxCapacityInvestment | 2034 | 9999 | exempt_maxcap_uncapped | 2026-05-26T22:45:09.372185
B_Optimised_VRE | Secondary Techs | PWRSDSBGDXX | TotalAnnualMaxCapacityInvestment | 2035 | 9999 | exempt_maxcap_uncapped | 2026-05-26T22:45:09.372185
B_Optimised_VRE | Secondary Techs | PWRSDSBGDXX | TotalAnnualMaxCapacityInvestment | 2036 | 9999 | exempt_maxcap_uncapped | 2026-05-26T22:45:09.372185
B_Optimised_VRE | Secondary Techs | PWRSDSBGDXX | TotalAnnualMaxCapacityInvestment | 2037 | 9999 | exempt_maxcap_uncapped | 2026-05-26T22:45:09.372185
B_Optimised_VRE | Secondary Techs | PWRSDSBGDXX | TotalAnnualMaxCapacityInvestment | 2038 | 9999 | exempt_maxcap_uncapped | 2026-05-26T22:45:09.372185
B_Optimised_VRE | Secondary Techs | PWRSDSBGDXX | TotalAnnualMaxCapacityInvestment | 2039 | 9999 | exempt_maxcap_uncapped | 2026-05-26T22:45:09.372185
B_Optimised_VRE | Secondary Techs | PWRSDSBGDXX | TotalAnnualMaxCapacityInvestment | 2040 | 9999 | exempt_maxcap_uncapped | 2026-05-26T22:45:09.372185
B_Optimised_VRE | Secondary Techs | PWRSDSBGDXX | TotalAnnualMaxCapacityInvestment | 2041 | 9999 | exempt_maxcap_uncapped | 2026-05-26T22:45:09.372185
B_Optimised_VRE | Secondary Techs | PWRSDSBGDXX | TotalAnnualMaxCapacityInvestment | 2042 | 9999 | exempt_maxcap_uncapped | 2026-05-26T22:45:09.372185
B_Optimised_VRE | Secondary Techs | PWRSDSBGDXX | TotalAnnualMaxCapacityInvestment | 2043 | 9999 | exempt_maxcap_uncapped | 2026-05-26T22:45:09.372185
B_Optimised_VRE | Secondary Techs | PWRSDSBGDXX | TotalAnnualMaxCapacityInvestment | 2044 | 9999 | exempt_maxcap_uncapped | 2026-05-26T22:45:09.372185
B_Optimised_VRE | Secondary Techs | PWRSDSBGDXX | TotalAnnualMaxCapacityInvestment | 2045 | 9999 | exempt_maxcap_uncapped | 2026-05-26T22:45:09.372185
B_Optimised_VRE | Secondary Techs | PWRSDSBGDXX | TotalAnnualMaxCapacityInvestment | 2046 | 9999 | exempt_maxcap_uncapped | 2026-05-26T22:45:09.372185
B_Optimised_VRE | Secondary Techs | PWRSDSBGDXX | TotalAnnualMaxCapacityInvestment | 2047 | 9999 | exempt_maxcap_uncapped | 2026-05-26T22:45:09.372185
B_Optimised_VRE | Secondary Techs | PWRSDSBGDXX | TotalAnnualMaxCapacityInvestment | 2048 | 9999 | exempt_maxcap_uncapped | 2026-05-26T22:45:09.372185
B_Optimised_VRE | Secondary Techs | PWRSDSBGDXX | TotalAnnualMaxCapacityInvestment | 2049 | 9999 | exempt_maxcap_uncapped | 2026-05-26T22:45:09.372185
B_Optimised_VRE | Secondary Techs | PWRSDSBGDXX | TotalAnnualMaxCapacityInvestment | 2050 | 9999 | exempt_maxcap_uncapped | 2026-05-26T22:45:09.372185
B_Optimised_VRE | Secondary Techs | PWRSDSBGDXX | TotalAnnualMaxCapacityInvestment | 2023 | 9999 | exempt_uncapped | 2026-05-26T22:45:09.372185
B_Optimised_VRE | Secondary Techs | PWRSDSBGDXX | TotalAnnualMaxCapacityInvestment | 2024 | 9999 | exempt_uncapped | 2026-05-26T22:45:09.372185
B_Optimised_VRE | Secondary Techs | PWRSDSBGDXX | TotalAnnualMaxCapacityInvestment | 2025 | 9999 | exempt_uncapped | 2026-05-26T22:45:09.372185
B_Optimised_VRE | Secondary Techs | PWRSDSBGDXX | TotalAnnualMaxCapacityInvestment | 2026 | 9999 | exempt_uncapped | 2026-05-26T22:45:09.372185
B_Optimised_VRE | Secondary Techs | PWRSDSBGDXX | TotalAnnualMaxCapacityInvestment | 2027 | 9999 | exempt_uncapped | 2026-05-26T22:45:09.372185
B_Optimised_VRE | Secondary Techs | PWRSDSBGDXX | TotalAnnualMaxCapacityInvestment | 2028 | 9999 | exempt_uncapped | 2026-05-26T22:45:09.372185
B_Optimised_VRE | Secondary Techs | PWRSDSBGDXX | TotalAnnualMaxCapacityInvestment | 2029 | 9999 | exempt_uncapped | 2026-05-26T22:45:09.372185
B_Optimised_VRE | Secondary Techs | PWRSDSBGDXX | TotalAnnualMaxCapacityInvestment | 2030 | 9999 | exempt_uncapped | 2026-05-26T22:45:09.372185
B_Optimised_VRE | Secondary Techs | PWRSDSBGDXX | TotalAnnualMaxCapacityInvestment | 2031 | 9999 | exempt_uncapped | 2026-05-26T22:45:09.372185
B_Optimised_VRE | Secondary Techs | PWRSDSBGDXX | TotalAnnualMaxCapacityInvestment | 2032 | 9999 | exempt_uncapped | 2026-05-26T22:45:09.372185
B_Optimised_VRE | Secondary Techs | PWRSDSBGDXX | TotalAnnualMaxCapacityInvestment | 2033 | 9999 | exempt_uncapped | 2026-05-26T22:45:09.372185
B_Optimised_VRE | Secondary Techs | PWRSDSBGDXX | TotalAnnualMaxCapacityInvestment | 2034 | 9999 | exempt_uncapped | 2026-05-26T22:45:09.372185
B_Optimised_VRE | Secondary Techs | PWRSDSBGDXX | TotalAnnualMaxCapacityInvestment | 2035 | 9999 | exempt_uncapped | 2026-05-26T22:45:09.372185
B_Optimised_VRE | Secondary Techs | PWRSDSBGDXX | TotalAnnualMaxCapacityInvestment | 2036 | 9999 | exempt_uncapped | 2026-05-26T22:45:09.372185
B_Optimised_VRE | Secondary Techs | PWRSDSBGDXX | TotalAnnualMaxCapacityInvestment | 2037 | 9999 | exempt_uncapped | 2026-05-26T22:45:09.372185
B_Optimised_VRE | Secondary Techs | PWRSDSBGDXX | TotalAnnualMaxCapacityInvestment | 2038 | 9999 | exempt_uncapped | 2026-05-26T22:45:09.372185
B_Optimised_VRE | Secondary Techs | PWRSDSBGDXX | TotalAnnualMaxCapacityInvestment | 2039 | 9999 | exempt_uncapped | 2026-05-26T22:45:09.372185
B_Optimised_VRE | Secondary Techs | PWRSDSBGDXX | TotalAnnualMaxCapacityInvestment | 2040 | 9999 | exempt_uncapped | 2026-05-26T22:45:09.372185
B_Optimised_VRE | Secondary Techs | PWRSDSBGDXX | TotalAnnualMaxCapacityInvestment | 2041 | 9999 | exempt_uncapped | 2026-05-26T22:45:09.372185
B_Optimised_VRE | Secondary Techs | PWRSDSBGDXX | TotalAnnualMaxCapacityInvestment | 2042 | 9999 | exempt_uncapped | 2026-05-26T22:45:09.372185
B_Optimised_VRE | Secondary Techs | PWRSDSBGDXX | TotalAnnualMaxCapacityInvestment | 2043 | 9999 | exempt_uncapped | 2026-05-26T22:45:09.372185
B_Optimised_VRE | Secondary Techs | PWRSDSBGDXX | TotalAnnualMaxCapacityInvestment | 2044 | 9999 | exempt_uncapped | 2026-05-26T22:45:09.372185
B_Optimised_VRE | Secondary Techs | PWRSDSBGDXX | TotalAnnualMaxCapacityInvestment | 2045 | 9999 | exempt_uncapped | 2026-05-26T22:45:09.372185
B_Optimised_VRE | Secondary Techs | PWRSDSBGDXX | TotalAnnualMaxCapacityInvestment | 2046 | 9999 | exempt_uncapped | 2026-05-26T22:45:09.372185
B_Optimised_VRE | Secondary Techs | PWRSDSBGDXX | TotalAnnualMaxCapacityInvestment | 2047 | 9999 | exempt_uncapped | 2026-05-26T22:45:09.372185
B_Optimised_VRE | Secondary Techs | PWRSDSBGDXX | TotalAnnualMaxCapacityInvestment | 2048 | 9999 | exempt_uncapped | 2026-05-26T22:45:09.372185
B_Optimised_VRE | Secondary Techs | PWRSDSBGDXX | TotalAnnualMaxCapacityInvestment | 2049 | 9999 | exempt_uncapped | 2026-05-26T22:45:09.372185
B_Optimised_VRE | Secondary Techs | PWRSDSBGDXX | TotalAnnualMaxCapacityInvestment | 2050 | 9999 | exempt_uncapped | 2026-05-26T22:45:09.372185
B_Optimised_VRE | Secondary Techs | PWRBIOLKAXX | TotalAnnualMaxCapacityInvestment | 2023 | 0 | lid_floor_suppressed | 2026-05-26T22:45:09.372185
B_Optimised_VRE | Secondary Techs | PWRBIOLKAXX | TotalAnnualMaxCapacityInvestment | 2024 | 0.0035312 | lid_floor_suppressed | 2026-05-26T22:45:09.372185
B_Optimised_VRE | Secondary Techs | PWRBIOLKAXX | TotalAnnualMaxCapacityInvestment | 2025 | 0.0101 | untie_min_inv | 2026-05-26T22:45:09.372185
B_Optimised_VRE | Secondary Techs | PWRBIOLKAXX | TotalAnnualMaxCapacityInvestment | 2026 | 0.01515 | untie_min_inv | 2026-05-26T22:45:09.372185
B_Optimised_VRE | Secondary Techs | PWRBIOLKAXX | TotalAnnualMaxCapacityInvestment | 2027 | 0.0202 | untie_min_inv | 2026-05-26T22:45:09.372185
B_Optimised_VRE | Secondary Techs | PWRBIOLKAXX | TotalAnnualMaxCapacityInvestment | 2028 | 0.0202 | untie_min_inv | 2026-05-26T22:45:09.372185
B_Optimised_VRE | Secondary Techs | PWRBIOLKAXX | TotalAnnualMaxCapacityInvestment | 2029 | 0.0202 | untie_min_inv | 2026-05-26T22:45:09.372185
B_Optimised_VRE | Secondary Techs | PWRBIOLKAXX | TotalAnnualMaxCapacityInvestment | 2030 | 0.0202 | untie_min_inv | 2026-05-26T22:45:09.372185
B_Optimised_VRE | Secondary Techs | PWRBIOLKAXX | TotalAnnualMaxCapacityInvestment | 2031 | 0.0202 | untie_min_inv | 2026-05-26T22:45:09.372185
B_Optimised_VRE | Secondary Techs | PWRBIOLKAXX | TotalAnnualMaxCapacityInvestment | 2032 | 0.0029306 | lid_floor_suppressed | 2026-05-26T22:45:09.372185
B_Optimised_VRE | Secondary Techs | PWRBIOLKAXX | TotalAnnualMaxCapacityInvestment | 2033 | 0.0030334 | lid_floor_suppressed | 2026-05-26T22:45:09.372185
B_Optimised_VRE | Secondary Techs | PWRBIOLKAXX | TotalAnnualMaxCapacityInvestment | 2034 | 0.0031701 | lid_floor_suppressed | 2026-05-26T22:45:09.372185
B_Optimised_VRE | Secondary Techs | PWRBIOLKAXX | TotalAnnualMaxCapacityInvestment | 2035 | 0.0033665 | lid_floor_suppressed | 2026-05-26T22:45:09.372185
B_Optimised_VRE | Secondary Techs | PWRBIOLKAXX | TotalAnnualMaxCapacityInvestment | 2036 | 0.0036444 | lid_floor_suppressed | 2026-05-26T22:45:09.372185
B_Optimised_VRE | Secondary Techs | PWRBIOLKAXX | TotalAnnualMaxCapacityInvestment | 2037 | 0.0038603 | lid_floor_suppressed | 2026-05-26T22:45:09.372185
B_Optimised_VRE | Secondary Techs | PWRBIOLKAXX | TotalAnnualMaxCapacityInvestment | 2038 | 0.0040917 | lid_floor_suppressed | 2026-05-26T22:45:09.372185
B_Optimised_VRE | Secondary Techs | PWRBIOLKAXX | TotalAnnualMaxCapacityInvestment | 2039 | 0.0041588 | lid_floor_suppressed | 2026-05-26T22:45:09.372185
B_Optimised_VRE | Secondary Techs | PWRBIOLKAXX | TotalAnnualMaxCapacityInvestment | 2040 | 0.0043378 | lid_floor_suppressed | 2026-05-26T22:45:09.372185
B_Optimised_VRE | Secondary Techs | PWRBIOLKAXX | TotalAnnualMaxCapacityInvestment | 2041 | 0.0045377 | lid_floor_suppressed | 2026-05-26T22:45:09.372185
B_Optimised_VRE | Secondary Techs | PWRBIOLKAXX | TotalAnnualMaxCapacityInvestment | 2042 | 0.004546 | lid_floor_suppressed | 2026-05-26T22:45:09.372185
B_Optimised_VRE | Secondary Techs | PWRBIOLKAXX | TotalAnnualMaxCapacityInvestment | 2043 | 0.0046227 | lid_floor_suppressed | 2026-05-26T22:45:09.372185
B_Optimised_VRE | Secondary Techs | PWRBIOLKAXX | TotalAnnualMaxCapacityInvestment | 2044 | 0.0047384 | lid_floor_suppressed | 2026-05-26T22:45:09.372185
B_Optimised_VRE | Secondary Techs | PWRBIOLKAXX | TotalAnnualMaxCapacityInvestment | 2045 | 0.0048056 | lid_adequacy_scaled | 2026-05-26T22:45:09.372185
B_Optimised_VRE | Secondary Techs | PWRBIOLKAXX | TotalAnnualMaxCapacityInvestment | 2046 | 0.0061197 | lid_adequacy_scaled | 2026-05-26T22:45:09.372185
B_Optimised_VRE | Secondary Techs | PWRBIOLKAXX | TotalAnnualMaxCapacityInvestment | 2047 | 0.0074059 | lid_adequacy_scaled | 2026-05-26T22:45:09.372185
B_Optimised_VRE | Secondary Techs | PWRBIOLKAXX | TotalAnnualMaxCapacityInvestment | 2048 | 0.0085737 | lid_adequacy_scaled | 2026-05-26T22:45:09.372185
B_Optimised_VRE | Secondary Techs | PWRBIOLKAXX | TotalAnnualMaxCapacityInvestment | 2049 | 0.0098019 | lid_adequacy_scaled | 2026-05-26T22:45:09.372185
B_Optimised_VRE | Secondary Techs | PWRBIOLKAXX | TotalAnnualMaxCapacityInvestment | 2050 | 0.011039 | lid_adequacy_scaled | 2026-05-26T22:45:09.372185
B_Optimised_VRE | Secondary Techs | PWRLDSINDEA | TotalAnnualMaxCapacityInvestment | 2023 | 9999 | exempt_maxcap_uncapped | 2026-05-26T22:45:09.372185
B_Optimised_VRE | Secondary Techs | PWRLDSINDEA | TotalAnnualMaxCapacityInvestment | 2024 | 9999 | exempt_maxcap_uncapped | 2026-05-26T22:45:09.372185
B_Optimised_VRE | Secondary Techs | PWRLDSINDEA | TotalAnnualMaxCapacityInvestment | 2025 | 9999 | exempt_maxcap_uncapped | 2026-05-26T22:45:09.372185
B_Optimised_VRE | Secondary Techs | PWRLDSINDEA | TotalAnnualMaxCapacityInvestment | 2026 | 9999 | exempt_maxcap_uncapped | 2026-05-26T22:45:09.372185
B_Optimised_VRE | Secondary Techs | PWRLDSINDEA | TotalAnnualMaxCapacityInvestment | 2027 | 9999 | exempt_maxcap_uncapped | 2026-05-26T22:45:09.372185
B_Optimised_VRE | Secondary Techs | PWRLDSINDEA | TotalAnnualMaxCapacityInvestment | 2028 | 9999 | exempt_maxcap_uncapped | 2026-05-26T22:45:09.372185
B_Optimised_VRE | Secondary Techs | PWRLDSINDEA | TotalAnnualMaxCapacityInvestment | 2029 | 9999 | exempt_maxcap_uncapped | 2026-05-26T22:45:09.372185
B_Optimised_VRE | Secondary Techs | PWRLDSINDEA | TotalAnnualMaxCapacityInvestment | 2030 | 9999 | exempt_maxcap_uncapped | 2026-05-26T22:45:09.372185
B_Optimised_VRE | Secondary Techs | PWRLDSINDEA | TotalAnnualMaxCapacityInvestment | 2031 | 9999 | exempt_maxcap_uncapped | 2026-05-26T22:45:09.372185
B_Optimised_VRE | Secondary Techs | PWRLDSINDEA | TotalAnnualMaxCapacityInvestment | 2032 | 9999 | exempt_maxcap_uncapped | 2026-05-26T22:45:09.372185
B_Optimised_VRE | Secondary Techs | PWRLDSINDEA | TotalAnnualMaxCapacityInvestment | 2033 | 9999 | exempt_maxcap_uncapped | 2026-05-26T22:45:09.372185
B_Optimised_VRE | Secondary Techs | PWRLDSINDEA | TotalAnnualMaxCapacityInvestment | 2034 | 9999 | exempt_maxcap_uncapped | 2026-05-26T22:45:09.372185
B_Optimised_VRE | Secondary Techs | PWRLDSINDEA | TotalAnnualMaxCapacityInvestment | 2035 | 9999 | exempt_maxcap_uncapped | 2026-05-26T22:45:09.372185
B_Optimised_VRE | Secondary Techs | PWRLDSINDEA | TotalAnnualMaxCapacityInvestment | 2036 | 9999 | exempt_maxcap_uncapped | 2026-05-26T22:45:09.372185
B_Optimised_VRE | Secondary Techs | PWRLDSINDEA | TotalAnnualMaxCapacityInvestment | 2037 | 9999 | exempt_maxcap_uncapped | 2026-05-26T22:45:09.372185
B_Optimised_VRE | Secondary Techs | PWRLDSINDEA | TotalAnnualMaxCapacityInvestment | 2038 | 9999 | exempt_maxcap_uncapped | 2026-05-26T22:45:09.372185
B_Optimised_VRE | Secondary Techs | PWRLDSINDEA | TotalAnnualMaxCapacityInvestment | 2039 | 9999 | exempt_maxcap_uncapped | 2026-05-26T22:45:09.372185
B_Optimised_VRE | Secondary Techs | PWRLDSINDEA | TotalAnnualMaxCapacityInvestment | 2040 | 9999 | exempt_maxcap_uncapped | 2026-05-26T22:45:09.372185
B_Optimised_VRE | Secondary Techs | PWRLDSINDEA | TotalAnnualMaxCapacityInvestment | 2041 | 9999 | exempt_maxcap_uncapped | 2026-05-26T22:45:09.372185
B_Optimised_VRE | Secondary Techs | PWRLDSINDEA | TotalAnnualMaxCapacityInvestment | 2042 | 9999 | exempt_maxcap_uncapped | 2026-05-26T22:45:09.372185
B_Optimised_VRE | Secondary Techs | PWRLDSINDEA | TotalAnnualMaxCapacityInvestment | 2043 | 9999 | exempt_maxcap_uncapped | 2026-05-26T22:45:09.372185
B_Optimised_VRE | Secondary Techs | PWRLDSINDEA | TotalAnnualMaxCapacityInvestment | 2044 | 9999 | exempt_maxcap_uncapped | 2026-05-26T22:45:09.372185
B_Optimised_VRE | Secondary Techs | PWRLDSINDEA | TotalAnnualMaxCapacityInvestment | 2045 | 9999 | exempt_maxcap_uncapped | 2026-05-26T22:45:09.372185
B_Optimised_VRE | Secondary Techs | PWRLDSINDEA | TotalAnnualMaxCapacityInvestment | 2046 | 9999 | exempt_maxcap_uncapped | 2026-05-26T22:45:09.372185
B_Optimised_VRE | Secondary Techs | PWRLDSINDEA | TotalAnnualMaxCapacityInvestment | 2047 | 9999 | exempt_maxcap_uncapped | 2026-05-26T22:45:09.372185
B_Optimised_VRE | Secondary Techs | PWRLDSINDEA | TotalAnnualMaxCapacityInvestment | 2048 | 9999 | exempt_maxcap_uncapped | 2026-05-26T22:45:09.372185
B_Optimised_VRE | Secondary Techs | PWRLDSINDEA | TotalAnnualMaxCapacityInvestment | 2049 | 9999 | exempt_maxcap_uncapped | 2026-05-26T22:45:09.372185
B_Optimised_VRE | Secondary Techs | PWRLDSINDEA | TotalAnnualMaxCapacityInvestment | 2050 | 9999 | exempt_maxcap_uncapped | 2026-05-26T22:45:09.372185
B_Optimised_VRE | Secondary Techs | PWRLDSINDEA | TotalAnnualMaxCapacityInvestment | 2023 | 9999 | exempt_uncapped | 2026-05-26T22:45:09.372185
B_Optimised_VRE | Secondary Techs | PWRLDSINDEA | TotalAnnualMaxCapacityInvestment | 2024 | 9999 | exempt_uncapped | 2026-05-26T22:45:09.372185
B_Optimised_VRE | Secondary Techs | PWRLDSINDEA | TotalAnnualMaxCapacityInvestment | 2025 | 9999 | exempt_uncapped | 2026-05-26T22:45:09.372185
B_Optimised_VRE | Secondary Techs | PWRLDSINDEA | TotalAnnualMaxCapacityInvestment | 2026 | 9999 | exempt_uncapped | 2026-05-26T22:45:09.372185
B_Optimised_VRE | Secondary Techs | PWRLDSINDEA | TotalAnnualMaxCapacityInvestment | 2027 | 9999 | exempt_uncapped | 2026-05-26T22:45:09.372185
B_Optimised_VRE | Secondary Techs | PWRLDSINDEA | TotalAnnualMaxCapacityInvestment | 2028 | 9999 | exempt_uncapped | 2026-05-26T22:45:09.372185
B_Optimised_VRE | Secondary Techs | PWRLDSINDEA | TotalAnnualMaxCapacityInvestment | 2029 | 9999 | exempt_uncapped | 2026-05-26T22:45:09.372185
B_Optimised_VRE | Secondary Techs | PWRLDSINDEA | TotalAnnualMaxCapacityInvestment | 2030 | 9999 | exempt_uncapped | 2026-05-26T22:45:09.372185
B_Optimised_VRE | Secondary Techs | PWRLDSINDEA | TotalAnnualMaxCapacityInvestment | 2031 | 9999 | exempt_uncapped | 2026-05-26T22:45:09.372185
B_Optimised_VRE | Secondary Techs | PWRLDSINDEA | TotalAnnualMaxCapacityInvestment | 2032 | 9999 | exempt_uncapped | 2026-05-26T22:45:09.372185
B_Optimised_VRE | Secondary Techs | PWRLDSINDEA | TotalAnnualMaxCapacityInvestment | 2033 | 9999 | exempt_uncapped | 2026-05-26T22:45:09.372185
B_Optimised_VRE | Secondary Techs | PWRLDSINDEA | TotalAnnualMaxCapacityInvestment | 2034 | 9999 | exempt_uncapped | 2026-05-26T22:45:09.372185
B_Optimised_VRE | Secondary Techs | PWRLDSINDEA | TotalAnnualMaxCapacityInvestment | 2035 | 9999 | exempt_uncapped | 2026-05-26T22:45:09.372185
B_Optimised_VRE | Secondary Techs | PWRLDSINDEA | TotalAnnualMaxCapacityInvestment | 2036 | 9999 | exempt_uncapped | 2026-05-26T22:45:09.372185
B_Optimised_VRE | Secondary Techs | PWRLDSINDEA | TotalAnnualMaxCapacityInvestment | 2037 | 9999 | exempt_uncapped | 2026-05-26T22:45:09.372185
B_Optimised_VRE | Secondary Techs | PWRLDSINDEA | TotalAnnualMaxCapacityInvestment | 2038 | 9999 | exempt_uncapped | 2026-05-26T22:45:09.372185
B_Optimised_VRE | Secondary Techs | PWRLDSINDEA | TotalAnnualMaxCapacityInvestment | 2039 | 9999 | exempt_uncapped | 2026-05-26T22:45:09.372185
B_Optimised_VRE | Secondary Techs | PWRLDSINDEA | TotalAnnualMaxCapacityInvestment | 2040 | 9999 | exempt_uncapped | 2026-05-26T22:45:09.372185
B_Optimised_VRE | Secondary Techs | PWRLDSINDEA | TotalAnnualMaxCapacityInvestment | 2041 | 9999 | exempt_uncapped | 2026-05-26T22:45:09.372185
B_Optimised_VRE | Secondary Techs | PWRLDSINDEA | TotalAnnualMaxCapacityInvestment | 2042 | 9999 | exempt_uncapped | 2026-05-26T22:45:09.372185
B_Optimised_VRE | Secondary Techs | PWRLDSINDEA | TotalAnnualMaxCapacityInvestment | 2043 | 9999 | exempt_uncapped | 2026-05-26T22:45:09.372185
B_Optimised_VRE | Secondary Techs | PWRLDSINDEA | TotalAnnualMaxCapacityInvestment | 2044 | 9999 | exempt_uncapped | 2026-05-26T22:45:09.372185
B_Optimised_VRE | Secondary Techs | PWRLDSINDEA | TotalAnnualMaxCapacityInvestment | 2045 | 9999 | exempt_uncapped | 2026-05-26T22:45:09.372185
B_Optimised_VRE | Secondary Techs | PWRLDSINDEA | TotalAnnualMaxCapacityInvestment | 2046 | 9999 | exempt_uncapped | 2026-05-26T22:45:09.372185
B_Optimised_VRE | Secondary Techs | PWRLDSINDEA | TotalAnnualMaxCapacityInvestment | 2047 | 9999 | exempt_uncapped | 2026-05-26T22:45:09.372185
B_Optimised_VRE | Secondary Techs | PWRLDSINDEA | TotalAnnualMaxCapacityInvestment | 2048 | 9999 | exempt_uncapped | 2026-05-26T22:45:09.372185
B_Optimised_VRE | Secondary Techs | PWRLDSINDEA | TotalAnnualMaxCapacityInvestment | 2049 | 9999 | exempt_uncapped | 2026-05-26T22:45:09.372185
B_Optimised_VRE | Secondary Techs | PWRLDSINDEA | TotalAnnualMaxCapacityInvestment | 2050 | 9999 | exempt_uncapped | 2026-05-26T22:45:09.372185
B_Optimised_VRE | Secondary Techs | PWRBIOINDWE | TotalAnnualMaxCapacityInvestment | 2023 | 0 | lid_floor_suppressed | 2026-05-26T22:45:09.372185
B_Optimised_VRE | Secondary Techs | PWRBIOINDWE | TotalAnnualMaxCapacityInvestment | 2024 | 0.18692 | lid_fill | 2026-05-26T22:45:09.372185
B_Optimised_VRE | Secondary Techs | PWRBIOINDWE | TotalAnnualMaxCapacityInvestment | 2025 | 0.20453 | lid_fill | 2026-05-26T22:45:09.372185
B_Optimised_VRE | Secondary Techs | PWRBIOINDWE | TotalAnnualMaxCapacityInvestment | 2026 | 0.2306 | lid_fill | 2026-05-26T22:45:09.372185
B_Optimised_VRE | Secondary Techs | PWRBIOINDWE | TotalAnnualMaxCapacityInvestment | 2027 | 0.22238 | lid_fill | 2026-05-26T22:45:09.372185
B_Optimised_VRE | Secondary Techs | PWRBIOINDWE | TotalAnnualMaxCapacityInvestment | 2028 | 0.23039 | lid_family_capped | 2026-05-26T22:45:09.372185
B_Optimised_VRE | Secondary Techs | PWRBIOINDWE | TotalAnnualMaxCapacityInvestment | 2029 | 0.1974 | lid_family_capped | 2026-05-26T22:45:09.372185
B_Optimised_VRE | Secondary Techs | PWRBIOINDWE | TotalAnnualMaxCapacityInvestment | 2030 | 0.068973 | lid_floor_suppressed | 2026-05-26T22:45:09.372185
B_Optimised_VRE | Secondary Techs | PWRBIOINDWE | TotalAnnualMaxCapacityInvestment | 2031 | 0.056242 | lid_floor_suppressed | 2026-05-26T22:45:09.372185
B_Optimised_VRE | Secondary Techs | PWRBIOINDWE | TotalAnnualMaxCapacityInvestment | 2032 | 0.12335 | lid_family_capped | 2026-05-26T22:45:09.372185
B_Optimised_VRE | Secondary Techs | PWRBIOINDWE | TotalAnnualMaxCapacityInvestment | 2033 | 0.11432 | lid_family_capped | 2026-05-26T22:45:09.372185
B_Optimised_VRE | Secondary Techs | PWRBIOINDWE | TotalAnnualMaxCapacityInvestment | 2034 | 0.10528 | lid_family_capped | 2026-05-26T22:45:09.372185
B_Optimised_VRE | Secondary Techs | PWRBIOINDWE | TotalAnnualMaxCapacityInvestment | 2035 | 0.096249 | lid_floor_suppressed | 2026-05-26T22:45:09.372185
B_Optimised_VRE | Secondary Techs | PWRBIOINDWE | TotalAnnualMaxCapacityInvestment | 2036 | 0.087216 | lid_floor_suppressed | 2026-05-26T22:45:09.372185
B_Optimised_VRE | Secondary Techs | PWRBIOINDWE | TotalAnnualMaxCapacityInvestment | 2037 | 0.098202 | lid_floor_suppressed | 2026-05-26T22:45:09.372185
B_Optimised_VRE | Secondary Techs | PWRBIOINDWE | TotalAnnualMaxCapacityInvestment | 2038 | 0.088236 | lid_floor_suppressed | 2026-05-26T22:45:09.372185
B_Optimised_VRE | Secondary Techs | PWRBIOINDWE | TotalAnnualMaxCapacityInvestment | 2039 | 0.078271 | lid_floor_suppressed | 2026-05-26T22:45:09.372185
B_Optimised_VRE | Secondary Techs | PWRBIOINDWE | TotalAnnualMaxCapacityInvestment | 2040 | 0.068303 | lid_floor_suppressed | 2026-05-26T22:45:09.372185
B_Optimised_VRE | Secondary Techs | PWRBIOINDWE | TotalAnnualMaxCapacityInvestment | 2041 | 0.064181 | lid_adequacy_scaled | 2026-05-26T22:45:09.372185
B_Optimised_VRE | Secondary Techs | PWRBIOINDWE | TotalAnnualMaxCapacityInvestment | 2042 | 0.12835 | lid_adequacy_scaled | 2026-05-26T22:45:09.372185
B_Optimised_VRE | Secondary Techs | PWRBIOINDWE | TotalAnnualMaxCapacityInvestment | 2043 | 0.19007 | lid_adequacy_scaled | 2026-05-26T22:45:09.372185
B_Optimised_VRE | Secondary Techs | PWRBIOINDWE | TotalAnnualMaxCapacityInvestment | 2044 | 0.25005 | lid_adequacy_scaled | 2026-05-26T22:45:09.372185
B_Optimised_VRE | Secondary Techs | PWRBIOINDWE | TotalAnnualMaxCapacityInvestment | 2045 | 0.30818 | lid_adequacy_scaled | 2026-05-26T22:45:09.372185
B_Optimised_VRE | Secondary Techs | PWRBIOINDWE | TotalAnnualMaxCapacityInvestment | 2046 | 0.38646 | lid_adequacy_scaled | 2026-05-26T22:45:09.372185
B_Optimised_VRE | Secondary Techs | PWRBIOINDWE | TotalAnnualMaxCapacityInvestment | 2047 | 0.45891 | lid_adequacy_scaled | 2026-05-26T22:45:09.372185
B_Optimised_VRE | Secondary Techs | PWRBIOINDWE | TotalAnnualMaxCapacityInvestment | 2048 | 0.52566 | lid_adequacy_scaled | 2026-05-26T22:45:09.372185
B_Optimised_VRE | Secondary Techs | PWRBIOINDWE | TotalAnnualMaxCapacityInvestment | 2049 | 0.58655 | lid_adequacy_scaled | 2026-05-26T22:45:09.372185
B_Optimised_VRE | Secondary Techs | PWRBIOINDWE | TotalAnnualMaxCapacityInvestment | 2050 | 0.64101 | lid_adequacy_scaled | 2026-05-26T22:45:09.372185
B_Optimised_VRE | Secondary Techs | PWRHYDNPLXX | TotalAnnualMaxCapacityInvestment | 2023 | 0.1 | lid_floor | 2026-05-26T22:45:09.372185
B_Optimised_VRE | Secondary Techs | PWRHYDNPLXX | TotalAnnualMaxCapacityInvestment | 2024 | 0.21819 | lid_fill | 2026-05-26T22:45:09.372185
B_Optimised_VRE | Secondary Techs | PWRHYDNPLXX | TotalAnnualMaxCapacityInvestment | 2025 | 0.54096 | untie_min_inv | 2026-05-26T22:45:09.372185
B_Optimised_VRE | Secondary Techs | PWRHYDNPLXX | TotalAnnualMaxCapacityInvestment | 2026 | 0.24251 | lid_fill | 2026-05-26T22:45:09.372185
B_Optimised_VRE | Secondary Techs | PWRHYDNPLXX | TotalAnnualMaxCapacityInvestment | 2027 | 0.25608 | lid_fill | 2026-05-26T22:45:09.372185
B_Optimised_VRE | Secondary Techs | PWRHYDNPLXX | TotalAnnualMaxCapacityInvestment | 2028 | 0.30074 | lid_relaxed | 2026-05-26T22:45:09.372185
B_Optimised_VRE | Secondary Techs | PWRHYDNPLXX | TotalAnnualMaxCapacityInvestment | 2029 | 0.33926 | lid_relaxed | 2026-05-26T22:45:09.372185
B_Optimised_VRE | Secondary Techs | PWRHYDNPLXX | TotalAnnualMaxCapacityInvestment | 2030 | 0.37864 | lid_relaxed | 2026-05-26T22:45:09.372185
B_Optimised_VRE | Secondary Techs | PWRHYDNPLXX | TotalAnnualMaxCapacityInvestment | 2031 | 0.42459 | lid_relaxed | 2026-05-26T22:45:09.372185
B_Optimised_VRE | Secondary Techs | PWRHYDNPLXX | TotalAnnualMaxCapacityInvestment | 2032 | 0.47572 | lid_relaxed | 2026-05-26T22:45:09.372185
B_Optimised_VRE | Secondary Techs | PWRHYDNPLXX | TotalAnnualMaxCapacityInvestment | 2033 | 0.53232 | lid_relaxed | 2026-05-26T22:45:09.372185
B_Optimised_VRE | Secondary Techs | PWRHYDNPLXX | TotalAnnualMaxCapacityInvestment | 2034 | 0.33244 | lid_relaxed | 2026-05-26T22:45:09.372185
B_Optimised_VRE | Secondary Techs | PWRHYDNPLXX | TotalAnnualMaxCapacityInvestment | 2035 | 0.343 | lid_relaxed | 2026-05-26T22:45:09.372185
B_Optimised_VRE | Secondary Techs | PWRHYDNPLXX | TotalAnnualMaxCapacityInvestment | 2036 | 0.35355 | lid_relaxed | 2026-05-26T22:45:09.372185
B_Optimised_VRE | Secondary Techs | PWRHYDNPLXX | TotalAnnualMaxCapacityInvestment | 2037 | 0.36402 | lid_relaxed | 2026-05-26T22:45:09.372185
B_Optimised_VRE | Secondary Techs | PWRHYDNPLXX | TotalAnnualMaxCapacityInvestment | 2038 | 0.37466 | lid_relaxed | 2026-05-26T22:45:09.372185
B_Optimised_VRE | Secondary Techs | PWRHYDNPLXX | TotalAnnualMaxCapacityInvestment | 2039 | 0.38521 | lid_relaxed | 2026-05-26T22:45:09.372185
B_Optimised_VRE | Secondary Techs | PWRHYDNPLXX | TotalAnnualMaxCapacityInvestment | 2040 | 0.39576 | lid_relaxed | 2026-05-26T22:45:09.372185
B_Optimised_VRE | Secondary Techs | PWRHYDNPLXX | TotalAnnualMaxCapacityInvestment | 2041 | 0.42215 | lid_relaxed | 2026-05-26T22:45:09.372185
B_Optimised_VRE | Secondary Techs | PWRHYDNPLXX | TotalAnnualMaxCapacityInvestment | 2042 | 0.44853 | lid_relaxed | 2026-05-26T22:45:09.372185
B_Optimised_VRE | Secondary Techs | PWRHYDNPLXX | TotalAnnualMaxCapacityInvestment | 2043 | 0.47492 | lid_relaxed | 2026-05-26T22:45:09.372185
B_Optimised_VRE | Secondary Techs | PWRHYDNPLXX | TotalAnnualMaxCapacityInvestment | 2044 | 0.5013 | lid_relaxed | 2026-05-26T22:45:09.372185
B_Optimised_VRE | Secondary Techs | PWRHYDNPLXX | TotalAnnualMaxCapacityInvestment | 2045 | 0.52769 | lid_relaxed | 2026-05-26T22:45:09.372185
B_Optimised_VRE | Secondary Techs | PWRHYDNPLXX | TotalAnnualMaxCapacityInvestment | 2046 | 0.683 | lid_adequacy_scaled | 2026-05-26T22:45:09.372185
B_Optimised_VRE | Secondary Techs | PWRHYDNPLXX | TotalAnnualMaxCapacityInvestment | 2047 | 0.88339 | lid_adequacy_scaled | 2026-05-26T22:45:09.372185
B_Optimised_VRE | Secondary Techs | PWRHYDNPLXX | TotalAnnualMaxCapacityInvestment | 2048 | 1.0983 | lid_adequacy_scaled | 2026-05-26T22:45:09.372185
B_Optimised_VRE | Secondary Techs | PWRHYDNPLXX | TotalAnnualMaxCapacityInvestment | 2049 | 1.3273 | lid_adequacy_scaled | 2026-05-26T22:45:09.372185
B_Optimised_VRE | Secondary Techs | PWRHYDNPLXX | TotalAnnualMaxCapacityInvestment | 2050 | 1.5702 | lid_adequacy_scaled | 2026-05-26T22:45:09.372185
B_Optimised_VRE | Secondary Techs | PWRBIOINDNE | TotalAnnualMaxCapacityInvestment | 2023 | 0 | lid_floor_suppressed | 2026-05-26T22:45:09.372185
B_Optimised_VRE | Secondary Techs | PWRBIOINDNE | TotalAnnualMaxCapacityInvestment | 2024 | 0.00092517 | lid_floor_suppressed | 2026-05-26T22:45:09.372185
B_Optimised_VRE | Secondary Techs | PWRBIOINDNE | TotalAnnualMaxCapacityInvestment | 2025 | 0.00098372 | lid_floor_suppressed | 2026-05-26T22:45:09.372185
B_Optimised_VRE | Secondary Techs | PWRBIOINDNE | TotalAnnualMaxCapacityInvestment | 2026 | 0.0010796 | lid_floor_suppressed | 2026-05-26T22:45:09.372185
B_Optimised_VRE | Secondary Techs | PWRBIOINDNE | TotalAnnualMaxCapacityInvestment | 2027 | 0.0010837 | lid_floor_suppressed | 2026-05-26T22:45:09.372185
B_Optimised_VRE | Secondary Techs | PWRBIOINDNE | TotalAnnualMaxCapacityInvestment | 2028 | 0.0011399 | lid_floor_suppressed | 2026-05-26T22:45:09.372185
B_Optimised_VRE | Secondary Techs | PWRBIOINDNE | TotalAnnualMaxCapacityInvestment | 2029 | 0.00090318 | lid_floor_suppressed | 2026-05-26T22:45:09.372185
B_Optimised_VRE | Secondary Techs | PWRBIOINDNE | TotalAnnualMaxCapacityInvestment | 2030 | 0.00079976 | lid_floor_suppressed | 2026-05-26T22:45:09.372185
B_Optimised_VRE | Secondary Techs | PWRBIOINDNE | TotalAnnualMaxCapacityInvestment | 2031 | 0.00074245 | lid_floor_suppressed | 2026-05-26T22:45:09.372185
B_Optimised_VRE | Secondary Techs | PWRBIOINDNE | TotalAnnualMaxCapacityInvestment | 2032 | 0.00092269 | lid_floor_suppressed | 2026-05-26T22:45:09.372185
B_Optimised_VRE | Secondary Techs | PWRBIOINDNE | TotalAnnualMaxCapacityInvestment | 2033 | 0.00087989 | lid_floor_suppressed | 2026-05-26T22:45:09.372185
B_Optimised_VRE | Secondary Techs | PWRBIOINDNE | TotalAnnualMaxCapacityInvestment | 2034 | 0.0008371 | lid_floor_suppressed | 2026-05-26T22:45:09.372185
B_Optimised_VRE | Secondary Techs | PWRBIOINDNE | TotalAnnualMaxCapacityInvestment | 2035 | 0.0007943 | lid_floor_suppressed | 2026-05-26T22:45:09.372185
B_Optimised_VRE | Secondary Techs | PWRBIOINDNE | TotalAnnualMaxCapacityInvestment | 2036 | 0.0007515 | lid_floor_suppressed | 2026-05-26T22:45:09.372185
B_Optimised_VRE | Secondary Techs | PWRBIOINDNE | TotalAnnualMaxCapacityInvestment | 2037 | 0.00091565 | lid_floor_suppressed | 2026-05-26T22:45:09.372185
B_Optimised_VRE | Secondary Techs | PWRBIOINDNE | TotalAnnualMaxCapacityInvestment | 2038 | 0.00086549 | lid_floor_suppressed | 2026-05-26T22:45:09.372185
B_Optimised_VRE | Secondary Techs | PWRBIOINDNE | TotalAnnualMaxCapacityInvestment | 2039 | 0.00081515 | lid_floor_suppressed | 2026-05-26T22:45:09.372185
B_Optimised_VRE | Secondary Techs | PWRBIOINDNE | TotalAnnualMaxCapacityInvestment | 2040 | 0.00076518 | lid_floor_suppressed | 2026-05-26T22:45:09.372185
B_Optimised_VRE | Secondary Techs | PWRBIOINDNE | TotalAnnualMaxCapacityInvestment | 2041 | 0.00071502 | lid_floor_suppressed | 2026-05-26T22:45:09.372185
B_Optimised_VRE | Secondary Techs | PWRBIOINDNE | TotalAnnualMaxCapacityInvestment | 2042 | 0.00084847 | lid_floor_suppressed | 2026-05-26T22:45:09.372185
B_Optimised_VRE | Secondary Techs | PWRBIOINDNE | TotalAnnualMaxCapacityInvestment | 2043 | 0.0008576 | lid_floor_suppressed | 2026-05-26T22:45:09.372185
B_Optimised_VRE | Secondary Techs | PWRBIOINDNE | TotalAnnualMaxCapacityInvestment | 2044 | 0.00086588 | lid_floor_suppressed | 2026-05-26T22:45:09.372185
B_Optimised_VRE | Secondary Techs | PWRBIOINDNE | TotalAnnualMaxCapacityInvestment | 2045 | 0.0010674 | lid_adequacy_scaled | 2026-05-26T22:45:09.372185
B_Optimised_VRE | Secondary Techs | PWRBIOINDNE | TotalAnnualMaxCapacityInvestment | 2046 | 0.0013801 | lid_adequacy_scaled | 2026-05-26T22:45:09.372185
B_Optimised_VRE | Secondary Techs | PWRBIOINDNE | TotalAnnualMaxCapacityInvestment | 2047 | 0.001689 | lid_adequacy_scaled | 2026-05-26T22:45:09.372185
B_Optimised_VRE | Secondary Techs | PWRBIOINDNE | TotalAnnualMaxCapacityInvestment | 2048 | 0.0019941 | lid_adequacy_scaled | 2026-05-26T22:45:09.372185
B_Optimised_VRE | Secondary Techs | PWRBIOINDNE | TotalAnnualMaxCapacityInvestment | 2049 | 0.0022944 | lid_adequacy_scaled | 2026-05-26T22:45:09.372185
B_Optimised_VRE | Secondary Techs | PWRBIOINDNE | TotalAnnualMaxCapacityInvestment | 2050 | 0.0025898 | lid_adequacy_scaled | 2026-05-26T22:45:09.372185
B_Optimised_VRE | Secondary Techs | PWRSDSBTNXX | TotalAnnualMaxCapacityInvestment | 2023 | 9999 | exempt_maxcap_uncapped | 2026-05-26T22:45:09.372185
B_Optimised_VRE | Secondary Techs | PWRSDSBTNXX | TotalAnnualMaxCapacityInvestment | 2024 | 9999 | exempt_maxcap_uncapped | 2026-05-26T22:45:09.372185
B_Optimised_VRE | Secondary Techs | PWRSDSBTNXX | TotalAnnualMaxCapacityInvestment | 2025 | 9999 | exempt_maxcap_uncapped | 2026-05-26T22:45:09.372185
B_Optimised_VRE | Secondary Techs | PWRSDSBTNXX | TotalAnnualMaxCapacityInvestment | 2026 | 9999 | exempt_maxcap_uncapped | 2026-05-26T22:45:09.372185
B_Optimised_VRE | Secondary Techs | PWRSDSBTNXX | TotalAnnualMaxCapacityInvestment | 2027 | 9999 | exempt_maxcap_uncapped | 2026-05-26T22:45:09.372185
B_Optimised_VRE | Secondary Techs | PWRSDSBTNXX | TotalAnnualMaxCapacityInvestment | 2028 | 9999 | exempt_maxcap_uncapped | 2026-05-26T22:45:09.372185
B_Optimised_VRE | Secondary Techs | PWRSDSBTNXX | TotalAnnualMaxCapacityInvestment | 2029 | 9999 | exempt_maxcap_uncapped | 2026-05-26T22:45:09.372185
B_Optimised_VRE | Secondary Techs | PWRSDSBTNXX | TotalAnnualMaxCapacityInvestment | 2030 | 9999 | exempt_maxcap_uncapped | 2026-05-26T22:45:09.372185
B_Optimised_VRE | Secondary Techs | PWRSDSBTNXX | TotalAnnualMaxCapacityInvestment | 2031 | 9999 | exempt_maxcap_uncapped | 2026-05-26T22:45:09.372185
B_Optimised_VRE | Secondary Techs | PWRSDSBTNXX | TotalAnnualMaxCapacityInvestment | 2032 | 9999 | exempt_maxcap_uncapped | 2026-05-26T22:45:09.372185
B_Optimised_VRE | Secondary Techs | PWRSDSBTNXX | TotalAnnualMaxCapacityInvestment | 2033 | 9999 | exempt_maxcap_uncapped | 2026-05-26T22:45:09.372185
B_Optimised_VRE | Secondary Techs | PWRSDSBTNXX | TotalAnnualMaxCapacityInvestment | 2034 | 9999 | exempt_maxcap_uncapped | 2026-05-26T22:45:09.372185
B_Optimised_VRE | Secondary Techs | PWRSDSBTNXX | TotalAnnualMaxCapacityInvestment | 2035 | 9999 | exempt_maxcap_uncapped | 2026-05-26T22:45:09.372185
B_Optimised_VRE | Secondary Techs | PWRSDSBTNXX | TotalAnnualMaxCapacityInvestment | 2036 | 9999 | exempt_maxcap_uncapped | 2026-05-26T22:45:09.372185
B_Optimised_VRE | Secondary Techs | PWRSDSBTNXX | TotalAnnualMaxCapacityInvestment | 2037 | 9999 | exempt_maxcap_uncapped | 2026-05-26T22:45:09.372185
B_Optimised_VRE | Secondary Techs | PWRSDSBTNXX | TotalAnnualMaxCapacityInvestment | 2038 | 9999 | exempt_maxcap_uncapped | 2026-05-26T22:45:09.372185
B_Optimised_VRE | Secondary Techs | PWRSDSBTNXX | TotalAnnualMaxCapacityInvestment | 2039 | 9999 | exempt_maxcap_uncapped | 2026-05-26T22:45:09.372185
B_Optimised_VRE | Secondary Techs | PWRSDSBTNXX | TotalAnnualMaxCapacityInvestment | 2040 | 9999 | exempt_maxcap_uncapped | 2026-05-26T22:45:09.372185
B_Optimised_VRE | Secondary Techs | PWRSDSBTNXX | TotalAnnualMaxCapacityInvestment | 2041 | 9999 | exempt_maxcap_uncapped | 2026-05-26T22:45:09.372185
B_Optimised_VRE | Secondary Techs | PWRSDSBTNXX | TotalAnnualMaxCapacityInvestment | 2042 | 9999 | exempt_maxcap_uncapped | 2026-05-26T22:45:09.372185
B_Optimised_VRE | Secondary Techs | PWRSDSBTNXX | TotalAnnualMaxCapacityInvestment | 2043 | 9999 | exempt_maxcap_uncapped | 2026-05-26T22:45:09.372185
B_Optimised_VRE | Secondary Techs | PWRSDSBTNXX | TotalAnnualMaxCapacityInvestment | 2044 | 9999 | exempt_maxcap_uncapped | 2026-05-26T22:45:09.372185
B_Optimised_VRE | Secondary Techs | PWRSDSBTNXX | TotalAnnualMaxCapacityInvestment | 2045 | 9999 | exempt_maxcap_uncapped | 2026-05-26T22:45:09.372185
B_Optimised_VRE | Secondary Techs | PWRSDSBTNXX | TotalAnnualMaxCapacityInvestment | 2046 | 9999 | exempt_maxcap_uncapped | 2026-05-26T22:45:09.372185
B_Optimised_VRE | Secondary Techs | PWRSDSBTNXX | TotalAnnualMaxCapacityInvestment | 2047 | 9999 | exempt_maxcap_uncapped | 2026-05-26T22:45:09.372185
B_Optimised_VRE | Secondary Techs | PWRSDSBTNXX | TotalAnnualMaxCapacityInvestment | 2048 | 9999 | exempt_maxcap_uncapped | 2026-05-26T22:45:09.372185
B_Optimised_VRE | Secondary Techs | PWRSDSBTNXX | TotalAnnualMaxCapacityInvestment | 2049 | 9999 | exempt_maxcap_uncapped | 2026-05-26T22:45:09.372185
B_Optimised_VRE | Secondary Techs | PWRSDSBTNXX | TotalAnnualMaxCapacityInvestment | 2050 | 9999 | exempt_maxcap_uncapped | 2026-05-26T22:45:09.372185
B_Optimised_VRE | Secondary Techs | PWRSDSBTNXX | TotalAnnualMaxCapacityInvestment | 2023 | 9999 | exempt_uncapped | 2026-05-26T22:45:09.372185
B_Optimised_VRE | Secondary Techs | PWRSDSBTNXX | TotalAnnualMaxCapacityInvestment | 2024 | 9999 | exempt_uncapped | 2026-05-26T22:45:09.372185
B_Optimised_VRE | Secondary Techs | PWRSDSBTNXX | TotalAnnualMaxCapacityInvestment | 2025 | 9999 | exempt_uncapped | 2026-05-26T22:45:09.372185
B_Optimised_VRE | Secondary Techs | PWRSDSBTNXX | TotalAnnualMaxCapacityInvestment | 2026 | 9999 | exempt_uncapped | 2026-05-26T22:45:09.372185
B_Optimised_VRE | Secondary Techs | PWRSDSBTNXX | TotalAnnualMaxCapacityInvestment | 2027 | 9999 | exempt_uncapped | 2026-05-26T22:45:09.372185
B_Optimised_VRE | Secondary Techs | PWRSDSBTNXX | TotalAnnualMaxCapacityInvestment | 2028 | 9999 | exempt_uncapped | 2026-05-26T22:45:09.372185
B_Optimised_VRE | Secondary Techs | PWRSDSBTNXX | TotalAnnualMaxCapacityInvestment | 2029 | 9999 | exempt_uncapped | 2026-05-26T22:45:09.372185
B_Optimised_VRE | Secondary Techs | PWRSDSBTNXX | TotalAnnualMaxCapacityInvestment | 2030 | 9999 | exempt_uncapped | 2026-05-26T22:45:09.372185
B_Optimised_VRE | Secondary Techs | PWRSDSBTNXX | TotalAnnualMaxCapacityInvestment | 2031 | 9999 | exempt_uncapped | 2026-05-26T22:45:09.372185
B_Optimised_VRE | Secondary Techs | PWRSDSBTNXX | TotalAnnualMaxCapacityInvestment | 2032 | 9999 | exempt_uncapped | 2026-05-26T22:45:09.372185
B_Optimised_VRE | Secondary Techs | PWRSDSBTNXX | TotalAnnualMaxCapacityInvestment | 2033 | 9999 | exempt_uncapped | 2026-05-26T22:45:09.372185
B_Optimised_VRE | Secondary Techs | PWRSDSBTNXX | TotalAnnualMaxCapacityInvestment | 2034 | 9999 | exempt_uncapped | 2026-05-26T22:45:09.372185
B_Optimised_VRE | Secondary Techs | PWRSDSBTNXX | TotalAnnualMaxCapacityInvestment | 2035 | 9999 | exempt_uncapped | 2026-05-26T22:45:09.372185
B_Optimised_VRE | Secondary Techs | PWRSDSBTNXX | TotalAnnualMaxCapacityInvestment | 2036 | 9999 | exempt_uncapped | 2026-05-26T22:45:09.372185
B_Optimised_VRE | Secondary Techs | PWRSDSBTNXX | TotalAnnualMaxCapacityInvestment | 2037 | 9999 | exempt_uncapped | 2026-05-26T22:45:09.372185
B_Optimised_VRE | Secondary Techs | PWRSDSBTNXX | TotalAnnualMaxCapacityInvestment | 2038 | 9999 | exempt_uncapped | 2026-05-26T22:45:09.372185
B_Optimised_VRE | Secondary Techs | PWRSDSBTNXX | TotalAnnualMaxCapacityInvestment | 2039 | 9999 | exempt_uncapped | 2026-05-26T22:45:09.372185
B_Optimised_VRE | Secondary Techs | PWRSDSBTNXX | TotalAnnualMaxCapacityInvestment | 2040 | 9999 | exempt_uncapped | 2026-05-26T22:45:09.372185
B_Optimised_VRE | Secondary Techs | PWRSDSBTNXX | TotalAnnualMaxCapacityInvestment | 2041 | 9999 | exempt_uncapped | 2026-05-26T22:45:09.372185
B_Optimised_VRE | Secondary Techs | PWRSDSBTNXX | TotalAnnualMaxCapacityInvestment | 2042 | 9999 | exempt_uncapped | 2026-05-26T22:45:09.372185
B_Optimised_VRE | Secondary Techs | PWRSDSBTNXX | TotalAnnualMaxCapacityInvestment | 2043 | 9999 | exempt_uncapped | 2026-05-26T22:45:09.372185
B_Optimised_VRE | Secondary Techs | PWRSDSBTNXX | TotalAnnualMaxCapacityInvestment | 2044 | 9999 | exempt_uncapped | 2026-05-26T22:45:09.372185
B_Optimised_VRE | Secondary Techs | PWRSDSBTNXX | TotalAnnualMaxCapacityInvestment | 2045 | 9999 | exempt_uncapped | 2026-05-26T22:45:09.372185
B_Optimised_VRE | Secondary Techs | PWRSDSBTNXX | TotalAnnualMaxCapacityInvestment | 2046 | 9999 | exempt_uncapped | 2026-05-26T22:45:09.372185
B_Optimised_VRE | Secondary Techs | PWRSDSBTNXX | TotalAnnualMaxCapacityInvestment | 2047 | 9999 | exempt_uncapped | 2026-05-26T22:45:09.372185
B_Optimised_VRE | Secondary Techs | PWRSDSBTNXX | TotalAnnualMaxCapacityInvestment | 2048 | 9999 | exempt_uncapped | 2026-05-26T22:45:09.372185
B_Optimised_VRE | Secondary Techs | PWRSDSBTNXX | TotalAnnualMaxCapacityInvestment | 2049 | 9999 | exempt_uncapped | 2026-05-26T22:45:09.372185
B_Optimised_VRE | Secondary Techs | PWRSDSBTNXX | TotalAnnualMaxCapacityInvestment | 2050 | 9999 | exempt_uncapped | 2026-05-26T22:45:09.372185
B_Optimised_VRE | Secondary Techs | PWRSDSINDSO | TotalAnnualMaxCapacityInvestment | 2023 | 9999 | exempt_maxcap_uncapped | 2026-05-26T22:45:09.372185
B_Optimised_VRE | Secondary Techs | PWRSDSINDSO | TotalAnnualMaxCapacityInvestment | 2024 | 9999 | exempt_maxcap_uncapped | 2026-05-26T22:45:09.372185
B_Optimised_VRE | Secondary Techs | PWRSDSINDSO | TotalAnnualMaxCapacityInvestment | 2025 | 9999 | exempt_maxcap_uncapped | 2026-05-26T22:45:09.372185
B_Optimised_VRE | Secondary Techs | PWRSDSINDSO | TotalAnnualMaxCapacityInvestment | 2026 | 9999 | exempt_maxcap_uncapped | 2026-05-26T22:45:09.372185
B_Optimised_VRE | Secondary Techs | PWRSDSINDSO | TotalAnnualMaxCapacityInvestment | 2027 | 9999 | exempt_maxcap_uncapped | 2026-05-26T22:45:09.372185
B_Optimised_VRE | Secondary Techs | PWRSDSINDSO | TotalAnnualMaxCapacityInvestment | 2028 | 9999 | exempt_maxcap_uncapped | 2026-05-26T22:45:09.372185
B_Optimised_VRE | Secondary Techs | PWRSDSINDSO | TotalAnnualMaxCapacityInvestment | 2029 | 9999 | exempt_maxcap_uncapped | 2026-05-26T22:45:09.372185
B_Optimised_VRE | Secondary Techs | PWRSDSINDSO | TotalAnnualMaxCapacityInvestment | 2030 | 9999 | exempt_maxcap_uncapped | 2026-05-26T22:45:09.372185
B_Optimised_VRE | Secondary Techs | PWRSDSINDSO | TotalAnnualMaxCapacityInvestment | 2031 | 9999 | exempt_maxcap_uncapped | 2026-05-26T22:45:09.372185
B_Optimised_VRE | Secondary Techs | PWRSDSINDSO | TotalAnnualMaxCapacityInvestment | 2032 | 9999 | exempt_maxcap_uncapped | 2026-05-26T22:45:09.372185
B_Optimised_VRE | Secondary Techs | PWRSDSINDSO | TotalAnnualMaxCapacityInvestment | 2033 | 9999 | exempt_maxcap_uncapped | 2026-05-26T22:45:09.372185
B_Optimised_VRE | Secondary Techs | PWRSDSINDSO | TotalAnnualMaxCapacityInvestment | 2034 | 9999 | exempt_maxcap_uncapped | 2026-05-26T22:45:09.372185
B_Optimised_VRE | Secondary Techs | PWRSDSINDSO | TotalAnnualMaxCapacityInvestment | 2035 | 9999 | exempt_maxcap_uncapped | 2026-05-26T22:45:09.372185
B_Optimised_VRE | Secondary Techs | PWRSDSINDSO | TotalAnnualMaxCapacityInvestment | 2036 | 9999 | exempt_maxcap_uncapped | 2026-05-26T22:45:09.372185
B_Optimised_VRE | Secondary Techs | PWRSDSINDSO | TotalAnnualMaxCapacityInvestment | 2037 | 9999 | exempt_maxcap_uncapped | 2026-05-26T22:45:09.372185
B_Optimised_VRE | Secondary Techs | PWRSDSINDSO | TotalAnnualMaxCapacityInvestment | 2038 | 9999 | exempt_maxcap_uncapped | 2026-05-26T22:45:09.372185
B_Optimised_VRE | Secondary Techs | PWRSDSINDSO | TotalAnnualMaxCapacityInvestment | 2039 | 9999 | exempt_maxcap_uncapped | 2026-05-26T22:45:09.372185
B_Optimised_VRE | Secondary Techs | PWRSDSINDSO | TotalAnnualMaxCapacityInvestment | 2040 | 9999 | exempt_maxcap_uncapped | 2026-05-26T22:45:09.372185
B_Optimised_VRE | Secondary Techs | PWRSDSINDSO | TotalAnnualMaxCapacityInvestment | 2041 | 9999 | exempt_maxcap_uncapped | 2026-05-26T22:45:09.372185
B_Optimised_VRE | Secondary Techs | PWRSDSINDSO | TotalAnnualMaxCapacityInvestment | 2042 | 9999 | exempt_maxcap_uncapped | 2026-05-26T22:45:09.372185
B_Optimised_VRE | Secondary Techs | PWRSDSINDSO | TotalAnnualMaxCapacityInvestment | 2043 | 9999 | exempt_maxcap_uncapped | 2026-05-26T22:45:09.372185
B_Optimised_VRE | Secondary Techs | PWRSDSINDSO | TotalAnnualMaxCapacityInvestment | 2044 | 9999 | exempt_maxcap_uncapped | 2026-05-26T22:45:09.372185
B_Optimised_VRE | Secondary Techs | PWRSDSINDSO | TotalAnnualMaxCapacityInvestment | 2045 | 9999 | exempt_maxcap_uncapped | 2026-05-26T22:45:09.372185
B_Optimised_VRE | Secondary Techs | PWRSDSINDSO | TotalAnnualMaxCapacityInvestment | 2046 | 9999 | exempt_maxcap_uncapped | 2026-05-26T22:45:09.372185
B_Optimised_VRE | Secondary Techs | PWRSDSINDSO | TotalAnnualMaxCapacityInvestment | 2047 | 9999 | exempt_maxcap_uncapped | 2026-05-26T22:45:09.372185
B_Optimised_VRE | Secondary Techs | PWRSDSINDSO | TotalAnnualMaxCapacityInvestment | 2048 | 9999 | exempt_maxcap_uncapped | 2026-05-26T22:45:09.372185
B_Optimised_VRE | Secondary Techs | PWRSDSINDSO | TotalAnnualMaxCapacityInvestment | 2049 | 9999 | exempt_maxcap_uncapped | 2026-05-26T22:45:09.372185
B_Optimised_VRE | Secondary Techs | PWRSDSINDSO | TotalAnnualMaxCapacityInvestment | 2050 | 9999 | exempt_maxcap_uncapped | 2026-05-26T22:45:09.372185
B_Optimised_VRE | Secondary Techs | PWRSDSINDSO | TotalAnnualMaxCapacityInvestment | 2023 | 9999 | exempt_uncapped | 2026-05-26T22:45:09.372185
B_Optimised_VRE | Secondary Techs | PWRSDSINDSO | TotalAnnualMaxCapacityInvestment | 2024 | 9999 | exempt_uncapped | 2026-05-26T22:45:09.372185
B_Optimised_VRE | Secondary Techs | PWRSDSINDSO | TotalAnnualMaxCapacityInvestment | 2025 | 9999 | exempt_uncapped | 2026-05-26T22:45:09.372185
B_Optimised_VRE | Secondary Techs | PWRSDSINDSO | TotalAnnualMaxCapacityInvestment | 2026 | 9999 | exempt_uncapped | 2026-05-26T22:45:09.372185
B_Optimised_VRE | Secondary Techs | PWRSDSINDSO | TotalAnnualMaxCapacityInvestment | 2027 | 9999 | exempt_uncapped | 2026-05-26T22:45:09.372185
B_Optimised_VRE | Secondary Techs | PWRSDSINDSO | TotalAnnualMaxCapacityInvestment | 2028 | 9999 | exempt_uncapped | 2026-05-26T22:45:09.372185
B_Optimised_VRE | Secondary Techs | PWRSDSINDSO | TotalAnnualMaxCapacityInvestment | 2029 | 9999 | exempt_uncapped | 2026-05-26T22:45:09.372185
B_Optimised_VRE | Secondary Techs | PWRSDSINDSO | TotalAnnualMaxCapacityInvestment | 2030 | 9999 | exempt_uncapped | 2026-05-26T22:45:09.372185
B_Optimised_VRE | Secondary Techs | PWRSDSINDSO | TotalAnnualMaxCapacityInvestment | 2031 | 9999 | exempt_uncapped | 2026-05-26T22:45:09.372185
B_Optimised_VRE | Secondary Techs | PWRSDSINDSO | TotalAnnualMaxCapacityInvestment | 2032 | 9999 | exempt_uncapped | 2026-05-26T22:45:09.372185
B_Optimised_VRE | Secondary Techs | PWRSDSINDSO | TotalAnnualMaxCapacityInvestment | 2033 | 9999 | exempt_uncapped | 2026-05-26T22:45:09.372185
B_Optimised_VRE | Secondary Techs | PWRSDSINDSO | TotalAnnualMaxCapacityInvestment | 2034 | 9999 | exempt_uncapped | 2026-05-26T22:45:09.372185
B_Optimised_VRE | Secondary Techs | PWRSDSINDSO | TotalAnnualMaxCapacityInvestment | 2035 | 9999 | exempt_uncapped | 2026-05-26T22:45:09.372185
B_Optimised_VRE | Secondary Techs | PWRSDSINDSO | TotalAnnualMaxCapacityInvestment | 2036 | 9999 | exempt_uncapped | 2026-05-26T22:45:09.372185
B_Optimised_VRE | Secondary Techs | PWRSDSINDSO | TotalAnnualMaxCapacityInvestment | 2037 | 9999 | exempt_uncapped | 2026-05-26T22:45:09.372185
B_Optimised_VRE | Secondary Techs | PWRSDSINDSO | TotalAnnualMaxCapacityInvestment | 2038 | 9999 | exempt_uncapped | 2026-05-26T22:45:09.372185
B_Optimised_VRE | Secondary Techs | PWRSDSINDSO | TotalAnnualMaxCapacityInvestment | 2039 | 9999 | exempt_uncapped | 2026-05-26T22:45:09.372185
B_Optimised_VRE | Secondary Techs | PWRSDSINDSO | TotalAnnualMaxCapacityInvestment | 2040 | 9999 | exempt_uncapped | 2026-05-26T22:45:09.372185
B_Optimised_VRE | Secondary Techs | PWRSDSINDSO | TotalAnnualMaxCapacityInvestment | 2041 | 9999 | exempt_uncapped | 2026-05-26T22:45:09.372185
B_Optimised_VRE | Secondary Techs | PWRSDSINDSO | TotalAnnualMaxCapacityInvestment | 2042 | 9999 | exempt_uncapped | 2026-05-26T22:45:09.372185
B_Optimised_VRE | Secondary Techs | PWRSDSINDSO | TotalAnnualMaxCapacityInvestment | 2043 | 9999 | exempt_uncapped | 2026-05-26T22:45:09.372185
B_Optimised_VRE | Secondary Techs | PWRSDSINDSO | TotalAnnualMaxCapacityInvestment | 2044 | 9999 | exempt_uncapped | 2026-05-26T22:45:09.372185
B_Optimised_VRE | Secondary Techs | PWRSDSINDSO | TotalAnnualMaxCapacityInvestment | 2045 | 9999 | exempt_uncapped | 2026-05-26T22:45:09.372185
B_Optimised_VRE | Secondary Techs | PWRSDSINDSO | TotalAnnualMaxCapacityInvestment | 2046 | 9999 | exempt_uncapped | 2026-05-26T22:45:09.372185
B_Optimised_VRE | Secondary Techs | PWRSDSINDSO | TotalAnnualMaxCapacityInvestment | 2047 | 9999 | exempt_uncapped | 2026-05-26T22:45:09.372185
B_Optimised_VRE | Secondary Techs | PWRSDSINDSO | TotalAnnualMaxCapacityInvestment | 2048 | 9999 | exempt_uncapped | 2026-05-26T22:45:09.372185
B_Optimised_VRE | Secondary Techs | PWRSDSINDSO | TotalAnnualMaxCapacityInvestment | 2049 | 9999 | exempt_uncapped | 2026-05-26T22:45:09.372185
B_Optimised_VRE | Secondary Techs | PWRSDSINDSO | TotalAnnualMaxCapacityInvestment | 2050 | 9999 | exempt_uncapped | 2026-05-26T22:45:09.372185
B_Optimised_VRE | Secondary Techs | PWRNGSINDNO | TotalAnnualMaxCapacityInvestment | 2023 | 0.1 | lid_floor | 2026-05-26T22:45:09.372185
B_Optimised_VRE | Secondary Techs | PWRNGSINDNO | TotalAnnualMaxCapacityInvestment | 2024 | 0.36386 | lid_fill | 2026-05-26T22:45:09.372185
B_Optimised_VRE | Secondary Techs | PWRNGSINDNO | TotalAnnualMaxCapacityInvestment | 2025 | 0.38469 | lid_fill | 2026-05-26T22:45:09.372185
B_Optimised_VRE | Secondary Techs | PWRNGSINDNO | TotalAnnualMaxCapacityInvestment | 2026 | 0.41302 | lid_fill | 2026-05-26T22:45:09.372185
B_Optimised_VRE | Secondary Techs | PWRNGSINDNO | TotalAnnualMaxCapacityInvestment | 2027 | 0.43845 | lid_fill | 2026-05-26T22:45:09.372185
B_Optimised_VRE | Secondary Techs | PWRNGSINDNO | TotalAnnualMaxCapacityInvestment | 2028 | 0.47631 | lid_relaxed | 2026-05-26T22:45:09.372185
B_Optimised_VRE | Secondary Techs | PWRNGSINDNO | TotalAnnualMaxCapacityInvestment | 2029 | 0.44132 | lid_relaxed | 2026-05-26T22:45:09.372185
B_Optimised_VRE | Secondary Techs | PWRNGSINDNO | TotalAnnualMaxCapacityInvestment | 2030 | 0.30059 | lid_relaxed | 2026-05-26T22:45:09.372185
B_Optimised_VRE | Secondary Techs | PWRNGSINDNO | TotalAnnualMaxCapacityInvestment | 2031 | 0.30218 | lid_relaxed | 2026-05-26T22:45:09.372185
B_Optimised_VRE | Secondary Techs | PWRNGSINDNO | TotalAnnualMaxCapacityInvestment | 2032 | 0.37981 | lid_relaxed | 2026-05-26T22:45:09.372185
B_Optimised_VRE | Secondary Techs | PWRNGSINDNO | TotalAnnualMaxCapacityInvestment | 2033 | 0.36971 | lid_family_capped | 2026-05-26T22:45:09.372185
B_Optimised_VRE | Secondary Techs | PWRNGSINDNO | TotalAnnualMaxCapacityInvestment | 2034 | 0.35318 | lid_family_capped | 2026-05-26T22:45:09.372185
B_Optimised_VRE | Secondary Techs | PWRNGSINDNO | TotalAnnualMaxCapacityInvestment | 2035 | 0.33664 | lid_family_capped | 2026-05-26T22:45:09.372185
B_Optimised_VRE | Secondary Techs | PWRNGSINDNO | TotalAnnualMaxCapacityInvestment | 2036 | 0.32011 | lid_family_capped | 2026-05-26T22:45:09.372185
B_Optimised_VRE | Secondary Techs | PWRNGSINDNO | TotalAnnualMaxCapacityInvestment | 2037 | 0.34809 | lid_family_capped | 2026-05-26T22:45:09.372185
B_Optimised_VRE | Secondary Techs | PWRNGSINDNO | TotalAnnualMaxCapacityInvestment | 2038 | 0.33011 | lid_family_capped | 2026-05-26T22:45:09.372185
B_Optimised_VRE | Secondary Techs | PWRNGSINDNO | TotalAnnualMaxCapacityInvestment | 2039 | 0.31213 | lid_family_capped | 2026-05-26T22:45:09.372185
B_Optimised_VRE | Secondary Techs | PWRNGSINDNO | TotalAnnualMaxCapacityInvestment | 2040 | 0.26578 | lid_family_capped | 2026-05-26T22:45:09.372185
B_Optimised_VRE | Secondary Techs | PWRNGSINDNO | TotalAnnualMaxCapacityInvestment | 2041 | 0.27512 | lid_family_capped | 2026-05-26T22:45:09.372185
B_Optimised_VRE | Secondary Techs | PWRNGSINDNO | TotalAnnualMaxCapacityInvestment | 2042 | 0.31969 | lid_family_capped | 2026-05-26T22:45:09.372185
B_Optimised_VRE | Secondary Techs | PWRNGSINDNO | TotalAnnualMaxCapacityInvestment | 2043 | 0.46614 | lid_adequacy_scaled | 2026-05-26T22:45:09.372185
B_Optimised_VRE | Secondary Techs | PWRNGSINDNO | TotalAnnualMaxCapacityInvestment | 2044 | 0.61412 | lid_adequacy_scaled | 2026-05-26T22:45:09.372185
B_Optimised_VRE | Secondary Techs | PWRNGSINDNO | TotalAnnualMaxCapacityInvestment | 2045 | 0.75807 | lid_adequacy_scaled | 2026-05-26T22:45:09.372185
B_Optimised_VRE | Secondary Techs | PWRNGSINDNO | TotalAnnualMaxCapacityInvestment | 2046 | 0.94855 | lid_adequacy_scaled | 2026-05-26T22:45:09.372185
B_Optimised_VRE | Secondary Techs | PWRNGSINDNO | TotalAnnualMaxCapacityInvestment | 2047 | 1.1259 | lid_adequacy_scaled | 2026-05-26T22:45:09.372185
B_Optimised_VRE | Secondary Techs | PWRNGSINDNO | TotalAnnualMaxCapacityInvestment | 2048 | 1.2927 | lid_adequacy_scaled | 2026-05-26T22:45:09.372185
B_Optimised_VRE | Secondary Techs | PWRNGSINDNO | TotalAnnualMaxCapacityInvestment | 2049 | 1.4507 | lid_adequacy_scaled | 2026-05-26T22:45:09.372185
B_Optimised_VRE | Secondary Techs | PWRNGSINDNO | TotalAnnualMaxCapacityInvestment | 2050 | 1.6009 | lid_adequacy_scaled | 2026-05-26T22:45:09.372185
B_Optimised_VRE | Secondary Techs | PWRSPVINDNE | TotalAnnualMaxCapacityInvestment | 2023 | 0.1 | lid_floor | 2026-05-26T22:45:09.372185
B_Optimised_VRE | Secondary Techs | PWRSPVINDNE | TotalAnnualMaxCapacityInvestment | 2024 | 0.1 | lid_floor | 2026-05-26T22:45:09.372185
B_Optimised_VRE | Secondary Techs | PWRSPVINDNE | TotalAnnualMaxCapacityInvestment | 2025 | 0.1212 | untie_min_inv | 2026-05-26T22:45:09.372185
B_Optimised_VRE | Secondary Techs | PWRSPVINDNE | TotalAnnualMaxCapacityInvestment | 2026 | 0.1 | lid_floor | 2026-05-26T22:45:09.372185
B_Optimised_VRE | Secondary Techs | PWRSPVINDNE | TotalAnnualMaxCapacityInvestment | 2027 | 0.1 | lid_floor | 2026-05-26T22:45:09.372185
B_Optimised_VRE | Secondary Techs | PWRSPVINDNE | TotalAnnualMaxCapacityInvestment | 2028 | 0.1 | lid_floor | 2026-05-26T22:45:09.372185
B_Optimised_VRE | Secondary Techs | PWRSPVINDNE | TotalAnnualMaxCapacityInvestment | 2029 | 0.1 | lid_floor | 2026-05-26T22:45:09.372185
B_Optimised_VRE | Secondary Techs | PWRSPVINDNE | TotalAnnualMaxCapacityInvestment | 2030 | 0.1 | lid_floor | 2026-05-26T22:45:09.372185
B_Optimised_VRE | Secondary Techs | PWRSPVINDNE | TotalAnnualMaxCapacityInvestment | 2031 | 0.1 | lid_floor | 2026-05-26T22:45:09.372185
B_Optimised_VRE | Secondary Techs | PWRSPVINDNE | TotalAnnualMaxCapacityInvestment | 2032 | 0.1 | lid_floor | 2026-05-26T22:45:09.372185
B_Optimised_VRE | Secondary Techs | PWRSPVINDNE | TotalAnnualMaxCapacityInvestment | 2033 | 0.1 | lid_floor | 2026-05-26T22:45:09.372185
B_Optimised_VRE | Secondary Techs | PWRSPVINDNE | TotalAnnualMaxCapacityInvestment | 2034 | 0.1 | lid_floor | 2026-05-26T22:45:09.372185
B_Optimised_VRE | Secondary Techs | PWRSPVINDNE | TotalAnnualMaxCapacityInvestment | 2035 | 0.1 | lid_floor | 2026-05-26T22:45:09.372185
B_Optimised_VRE | Secondary Techs | PWRSPVINDNE | TotalAnnualMaxCapacityInvestment | 2036 | 0.1 | lid_floor | 2026-05-26T22:45:09.372185
B_Optimised_VRE | Secondary Techs | PWRSPVINDNE | TotalAnnualMaxCapacityInvestment | 2037 | 0.1 | lid_floor | 2026-05-26T22:45:09.372185
B_Optimised_VRE | Secondary Techs | PWRSPVINDNE | TotalAnnualMaxCapacityInvestment | 2038 | 0.1 | lid_floor | 2026-05-26T22:45:09.372185
B_Optimised_VRE | Secondary Techs | PWRSPVINDNE | TotalAnnualMaxCapacityInvestment | 2039 | 0.1 | lid_floor | 2026-05-26T22:45:09.372185
B_Optimised_VRE | Secondary Techs | PWRSPVINDNE | TotalAnnualMaxCapacityInvestment | 2040 | 0.1 | lid_floor | 2026-05-26T22:45:09.372185
B_Optimised_VRE | Secondary Techs | PWRSPVINDNE | TotalAnnualMaxCapacityInvestment | 2041 | 0.1 | lid_floor | 2026-05-26T22:45:09.372185
B_Optimised_VRE | Secondary Techs | PWRSPVINDNE | TotalAnnualMaxCapacityInvestment | 2042 | 0.1 | lid_floor | 2026-05-26T22:45:09.372185
B_Optimised_VRE | Secondary Techs | PWRSPVINDNE | TotalAnnualMaxCapacityInvestment | 2043 | 0.1 | lid_floor | 2026-05-26T22:45:09.372185
B_Optimised_VRE | Secondary Techs | PWRSPVINDNE | TotalAnnualMaxCapacityInvestment | 2044 | 0.1 | lid_floor | 2026-05-26T22:45:09.372185
B_Optimised_VRE | Secondary Techs | PWRSPVINDNE | TotalAnnualMaxCapacityInvestment | 2045 | 0.12224 | lid_adequacy_scaled | 2026-05-26T22:45:09.372185
B_Optimised_VRE | Secondary Techs | PWRSPVINDNE | TotalAnnualMaxCapacityInvestment | 2046 | 0.15698 | lid_adequacy_scaled | 2026-05-26T22:45:09.372185
B_Optimised_VRE | Secondary Techs | PWRSPVINDNE | TotalAnnualMaxCapacityInvestment | 2047 | 0.19111 | lid_adequacy_scaled | 2026-05-26T22:45:09.372185
B_Optimised_VRE | Secondary Techs | PWRSPVINDNE | TotalAnnualMaxCapacityInvestment | 2048 | 0.22475 | lid_adequacy_scaled | 2026-05-26T22:45:09.372185
B_Optimised_VRE | Secondary Techs | PWRSPVINDNE | TotalAnnualMaxCapacityInvestment | 2049 | 0.25813 | lid_adequacy_scaled | 2026-05-26T22:45:09.372185
B_Optimised_VRE | Secondary Techs | PWRSPVINDNE | TotalAnnualMaxCapacityInvestment | 2050 | 0.29139 | lid_adequacy_scaled | 2026-05-26T22:45:09.372185
B_Optimised_VRE | Secondary Techs | PWRHYDINDNE | TotalAnnualMaxCapacityInvestment | 2023 | 0.1 | lid_floor | 2026-05-26T22:45:09.372185
B_Optimised_VRE | Secondary Techs | PWRHYDINDNE | TotalAnnualMaxCapacityInvestment | 2024 | 0.11869 | lid_fill | 2026-05-26T22:45:09.372185
B_Optimised_VRE | Secondary Techs | PWRHYDINDNE | TotalAnnualMaxCapacityInvestment | 2025 | 0.1262 | lid_fill | 2026-05-26T22:45:09.372185
B_Optimised_VRE | Secondary Techs | PWRHYDINDNE | TotalAnnualMaxCapacityInvestment | 2026 | 1.8887 | untie_min_inv | 2026-05-26T22:45:09.372185
B_Optimised_VRE | Secondary Techs | PWRHYDINDNE | TotalAnnualMaxCapacityInvestment | 2027 | 0.13903 | lid_fill | 2026-05-26T22:45:09.372185
B_Optimised_VRE | Secondary Techs | PWRHYDINDNE | TotalAnnualMaxCapacityInvestment | 2028 | 0.15111 | lid_relaxed | 2026-05-26T22:45:09.372185
B_Optimised_VRE | Secondary Techs | PWRHYDINDNE | TotalAnnualMaxCapacityInvestment | 2029 | 0.43026 | untie_min_inv | 2026-05-26T22:45:09.372185
B_Optimised_VRE | Secondary Techs | PWRHYDINDNE | TotalAnnualMaxCapacityInvestment | 2030 | 0.11286 | lid_relaxed | 2026-05-26T22:45:09.372185
B_Optimised_VRE | Secondary Techs | PWRHYDINDNE | TotalAnnualMaxCapacityInvestment | 2031 | 0.10858 | lid_relaxed | 2026-05-26T22:45:09.372185
B_Optimised_VRE | Secondary Techs | PWRHYDINDNE | TotalAnnualMaxCapacityInvestment | 2032 | 2.9088 | untie_min_inv | 2026-05-26T22:45:09.372185
B_Optimised_VRE | Secondary Techs | PWRHYDINDNE | TotalAnnualMaxCapacityInvestment | 2033 | 0.13772 | lid_relaxed | 2026-05-26T22:45:09.372185
B_Optimised_VRE | Secondary Techs | PWRHYDINDNE | TotalAnnualMaxCapacityInvestment | 2034 | 0.13531 | lid_relaxed | 2026-05-26T22:45:09.372185
B_Optimised_VRE | Secondary Techs | PWRHYDINDNE | TotalAnnualMaxCapacityInvestment | 2035 | 0.13247 | lid_relaxed | 2026-05-26T22:45:09.372185
B_Optimised_VRE | Secondary Techs | PWRHYDINDNE | TotalAnnualMaxCapacityInvestment | 2036 | 0.12919 | lid_relaxed | 2026-05-26T22:45:09.372185
B_Optimised_VRE | Secondary Techs | PWRHYDINDNE | TotalAnnualMaxCapacityInvestment | 2037 | 0.16211 | lid_relaxed | 2026-05-26T22:45:09.372185
B_Optimised_VRE | Secondary Techs | PWRHYDINDNE | TotalAnnualMaxCapacityInvestment | 2038 | 0.15767 | lid_relaxed | 2026-05-26T22:45:09.372185
B_Optimised_VRE | Secondary Techs | PWRHYDINDNE | TotalAnnualMaxCapacityInvestment | 2039 | 0.15268 | lid_relaxed | 2026-05-26T22:45:09.372185
B_Optimised_VRE | Secondary Techs | PWRHYDINDNE | TotalAnnualMaxCapacityInvestment | 2040 | 0.14725 | lid_relaxed | 2026-05-26T22:45:09.372185
B_Optimised_VRE | Secondary Techs | PWRHYDINDNE | TotalAnnualMaxCapacityInvestment | 2041 | 0.14677 | lid_relaxed | 2026-05-26T22:45:09.372185
B_Optimised_VRE | Secondary Techs | PWRHYDINDNE | TotalAnnualMaxCapacityInvestment | 2042 | 0.18505 | lid_relaxed | 2026-05-26T22:45:09.372185
B_Optimised_VRE | Secondary Techs | PWRHYDINDNE | TotalAnnualMaxCapacityInvestment | 2043 | 0.19804 | lid_relaxed | 2026-05-26T22:45:09.372185
B_Optimised_VRE | Secondary Techs | PWRHYDINDNE | TotalAnnualMaxCapacityInvestment | 2044 | 0.21106 | lid_relaxed | 2026-05-26T22:45:09.372185
B_Optimised_VRE | Secondary Techs | PWRHYDINDNE | TotalAnnualMaxCapacityInvestment | 2045 | 0.27388 | lid_adequacy_scaled | 2026-05-26T22:45:09.372185
B_Optimised_VRE | Secondary Techs | PWRHYDINDNE | TotalAnnualMaxCapacityInvestment | 2046 | 0.38953 | lid_adequacy_scaled | 2026-05-26T22:45:09.372185
B_Optimised_VRE | Secondary Techs | PWRHYDINDNE | TotalAnnualMaxCapacityInvestment | 2047 | 0.52005 | lid_adequacy_scaled | 2026-05-26T22:45:09.372185
B_Optimised_VRE | Secondary Techs | PWRHYDINDNE | TotalAnnualMaxCapacityInvestment | 2048 | 0.66514 | lid_adequacy_scaled | 2026-05-26T22:45:09.372185
B_Optimised_VRE | Secondary Techs | PWRHYDINDNE | TotalAnnualMaxCapacityInvestment | 2049 | 0.82418 | lid_adequacy_scaled | 2026-05-26T22:45:09.372185
B_Optimised_VRE | Secondary Techs | PWRHYDINDNE | TotalAnnualMaxCapacityInvestment | 2050 | 0.99676 | lid_adequacy_scaled | 2026-05-26T22:45:09.372185
B_Optimised_VRE | Secondary Techs | PWRSDSINDNE | TotalAnnualMaxCapacityInvestment | 2023 | 9999 | exempt_maxcap_uncapped | 2026-05-26T22:45:09.372185
B_Optimised_VRE | Secondary Techs | PWRSDSINDNE | TotalAnnualMaxCapacityInvestment | 2024 | 9999 | exempt_maxcap_uncapped | 2026-05-26T22:45:09.372185
B_Optimised_VRE | Secondary Techs | PWRSDSINDNE | TotalAnnualMaxCapacityInvestment | 2025 | 9999 | exempt_maxcap_uncapped | 2026-05-26T22:45:09.372185
B_Optimised_VRE | Secondary Techs | PWRSDSINDNE | TotalAnnualMaxCapacityInvestment | 2026 | 9999 | exempt_maxcap_uncapped | 2026-05-26T22:45:09.372185
B_Optimised_VRE | Secondary Techs | PWRSDSINDNE | TotalAnnualMaxCapacityInvestment | 2027 | 9999 | exempt_maxcap_uncapped | 2026-05-26T22:45:09.372185
B_Optimised_VRE | Secondary Techs | PWRSDSINDNE | TotalAnnualMaxCapacityInvestment | 2028 | 9999 | exempt_maxcap_uncapped | 2026-05-26T22:45:09.372185
B_Optimised_VRE | Secondary Techs | PWRSDSINDNE | TotalAnnualMaxCapacityInvestment | 2029 | 9999 | exempt_maxcap_uncapped | 2026-05-26T22:45:09.372185
B_Optimised_VRE | Secondary Techs | PWRSDSINDNE | TotalAnnualMaxCapacityInvestment | 2030 | 9999 | exempt_maxcap_uncapped | 2026-05-26T22:45:09.372185
B_Optimised_VRE | Secondary Techs | PWRSDSINDNE | TotalAnnualMaxCapacityInvestment | 2031 | 9999 | exempt_maxcap_uncapped | 2026-05-26T22:45:09.372185
B_Optimised_VRE | Secondary Techs | PWRSDSINDNE | TotalAnnualMaxCapacityInvestment | 2032 | 9999 | exempt_maxcap_uncapped | 2026-05-26T22:45:09.372185
B_Optimised_VRE | Secondary Techs | PWRSDSINDNE | TotalAnnualMaxCapacityInvestment | 2033 | 9999 | exempt_maxcap_uncapped | 2026-05-26T22:45:09.372185
B_Optimised_VRE | Secondary Techs | PWRSDSINDNE | TotalAnnualMaxCapacityInvestment | 2034 | 9999 | exempt_maxcap_uncapped | 2026-05-26T22:45:09.372185
B_Optimised_VRE | Secondary Techs | PWRSDSINDNE | TotalAnnualMaxCapacityInvestment | 2035 | 9999 | exempt_maxcap_uncapped | 2026-05-26T22:45:09.372185
B_Optimised_VRE | Secondary Techs | PWRSDSINDNE | TotalAnnualMaxCapacityInvestment | 2036 | 9999 | exempt_maxcap_uncapped | 2026-05-26T22:45:09.372185
B_Optimised_VRE | Secondary Techs | PWRSDSINDNE | TotalAnnualMaxCapacityInvestment | 2037 | 9999 | exempt_maxcap_uncapped | 2026-05-26T22:45:09.372185
B_Optimised_VRE | Secondary Techs | PWRSDSINDNE | TotalAnnualMaxCapacityInvestment | 2038 | 9999 | exempt_maxcap_uncapped | 2026-05-26T22:45:09.372185
B_Optimised_VRE | Secondary Techs | PWRSDSINDNE | TotalAnnualMaxCapacityInvestment | 2039 | 9999 | exempt_maxcap_uncapped | 2026-05-26T22:45:09.372185
B_Optimised_VRE | Secondary Techs | PWRSDSINDNE | TotalAnnualMaxCapacityInvestment | 2040 | 9999 | exempt_maxcap_uncapped | 2026-05-26T22:45:09.372185
B_Optimised_VRE | Secondary Techs | PWRSDSINDNE | TotalAnnualMaxCapacityInvestment | 2041 | 9999 | exempt_maxcap_uncapped | 2026-05-26T22:45:09.372185
B_Optimised_VRE | Secondary Techs | PWRSDSINDNE | TotalAnnualMaxCapacityInvestment | 2042 | 9999 | exempt_maxcap_uncapped | 2026-05-26T22:45:09.372185
B_Optimised_VRE | Secondary Techs | PWRSDSINDNE | TotalAnnualMaxCapacityInvestment | 2043 | 9999 | exempt_maxcap_uncapped | 2026-05-26T22:45:09.372185
B_Optimised_VRE | Secondary Techs | PWRSDSINDNE | TotalAnnualMaxCapacityInvestment | 2044 | 9999 | exempt_maxcap_uncapped | 2026-05-26T22:45:09.372185
B_Optimised_VRE | Secondary Techs | PWRSDSINDNE | TotalAnnualMaxCapacityInvestment | 2045 | 9999 | exempt_maxcap_uncapped | 2026-05-26T22:45:09.372185
B_Optimised_VRE | Secondary Techs | PWRSDSINDNE | TotalAnnualMaxCapacityInvestment | 2046 | 9999 | exempt_maxcap_uncapped | 2026-05-26T22:45:09.372185
B_Optimised_VRE | Secondary Techs | PWRSDSINDNE | TotalAnnualMaxCapacityInvestment | 2047 | 9999 | exempt_maxcap_uncapped | 2026-05-26T22:45:09.372185
B_Optimised_VRE | Secondary Techs | PWRSDSINDNE | TotalAnnualMaxCapacityInvestment | 2048 | 9999 | exempt_maxcap_uncapped | 2026-05-26T22:45:09.372185
B_Optimised_VRE | Secondary Techs | PWRSDSINDNE | TotalAnnualMaxCapacityInvestment | 2049 | 9999 | exempt_maxcap_uncapped | 2026-05-26T22:45:09.372185
B_Optimised_VRE | Secondary Techs | PWRSDSINDNE | TotalAnnualMaxCapacityInvestment | 2050 | 9999 | exempt_maxcap_uncapped | 2026-05-26T22:45:09.372185
B_Optimised_VRE | Secondary Techs | PWRSDSINDNE | TotalAnnualMaxCapacityInvestment | 2023 | 9999 | exempt_uncapped | 2026-05-26T22:45:09.372185
B_Optimised_VRE | Secondary Techs | PWRSDSINDNE | TotalAnnualMaxCapacityInvestment | 2024 | 9999 | exempt_uncapped | 2026-05-26T22:45:09.372185
B_Optimised_VRE | Secondary Techs | PWRSDSINDNE | TotalAnnualMaxCapacityInvestment | 2025 | 9999 | exempt_uncapped | 2026-05-26T22:45:09.372185
B_Optimised_VRE | Secondary Techs | PWRSDSINDNE | TotalAnnualMaxCapacityInvestment | 2026 | 9999 | exempt_uncapped | 2026-05-26T22:45:09.372185
B_Optimised_VRE | Secondary Techs | PWRSDSINDNE | TotalAnnualMaxCapacityInvestment | 2027 | 9999 | exempt_uncapped | 2026-05-26T22:45:09.372185
B_Optimised_VRE | Secondary Techs | PWRSDSINDNE | TotalAnnualMaxCapacityInvestment | 2028 | 9999 | exempt_uncapped | 2026-05-26T22:45:09.372185
B_Optimised_VRE | Secondary Techs | PWRSDSINDNE | TotalAnnualMaxCapacityInvestment | 2029 | 9999 | exempt_uncapped | 2026-05-26T22:45:09.372185
B_Optimised_VRE | Secondary Techs | PWRSDSINDNE | TotalAnnualMaxCapacityInvestment | 2030 | 9999 | exempt_uncapped | 2026-05-26T22:45:09.372185
B_Optimised_VRE | Secondary Techs | PWRSDSINDNE | TotalAnnualMaxCapacityInvestment | 2031 | 9999 | exempt_uncapped | 2026-05-26T22:45:09.372185
B_Optimised_VRE | Secondary Techs | PWRSDSINDNE | TotalAnnualMaxCapacityInvestment | 2032 | 9999 | exempt_uncapped | 2026-05-26T22:45:09.372185
B_Optimised_VRE | Secondary Techs | PWRSDSINDNE | TotalAnnualMaxCapacityInvestment | 2033 | 9999 | exempt_uncapped | 2026-05-26T22:45:09.372185
B_Optimised_VRE | Secondary Techs | PWRSDSINDNE | TotalAnnualMaxCapacityInvestment | 2034 | 9999 | exempt_uncapped | 2026-05-26T22:45:09.372185
B_Optimised_VRE | Secondary Techs | PWRSDSINDNE | TotalAnnualMaxCapacityInvestment | 2035 | 9999 | exempt_uncapped | 2026-05-26T22:45:09.372185
B_Optimised_VRE | Secondary Techs | PWRSDSINDNE | TotalAnnualMaxCapacityInvestment | 2036 | 9999 | exempt_uncapped | 2026-05-26T22:45:09.372185
B_Optimised_VRE | Secondary Techs | PWRSDSINDNE | TotalAnnualMaxCapacityInvestment | 2037 | 9999 | exempt_uncapped | 2026-05-26T22:45:09.372185
B_Optimised_VRE | Secondary Techs | PWRSDSINDNE | TotalAnnualMaxCapacityInvestment | 2038 | 9999 | exempt_uncapped | 2026-05-26T22:45:09.372185
B_Optimised_VRE | Secondary Techs | PWRSDSINDNE | TotalAnnualMaxCapacityInvestment | 2039 | 9999 | exempt_uncapped | 2026-05-26T22:45:09.372185
B_Optimised_VRE | Secondary Techs | PWRSDSINDNE | TotalAnnualMaxCapacityInvestment | 2040 | 9999 | exempt_uncapped | 2026-05-26T22:45:09.372185
B_Optimised_VRE | Secondary Techs | PWRSDSINDNE | TotalAnnualMaxCapacityInvestment | 2041 | 9999 | exempt_uncapped | 2026-05-26T22:45:09.372185
B_Optimised_VRE | Secondary Techs | PWRSDSINDNE | TotalAnnualMaxCapacityInvestment | 2042 | 9999 | exempt_uncapped | 2026-05-26T22:45:09.372185
B_Optimised_VRE | Secondary Techs | PWRSDSINDNE | TotalAnnualMaxCapacityInvestment | 2043 | 9999 | exempt_uncapped | 2026-05-26T22:45:09.372185
B_Optimised_VRE | Secondary Techs | PWRSDSINDNE | TotalAnnualMaxCapacityInvestment | 2044 | 9999 | exempt_uncapped | 2026-05-26T22:45:09.372185
B_Optimised_VRE | Secondary Techs | PWRSDSINDNE | TotalAnnualMaxCapacityInvestment | 2045 | 9999 | exempt_uncapped | 2026-05-26T22:45:09.372185
B_Optimised_VRE | Secondary Techs | PWRSDSINDNE | TotalAnnualMaxCapacityInvestment | 2046 | 9999 | exempt_uncapped | 2026-05-26T22:45:09.372185
B_Optimised_VRE | Secondary Techs | PWRSDSINDNE | TotalAnnualMaxCapacityInvestment | 2047 | 9999 | exempt_uncapped | 2026-05-26T22:45:09.372185
B_Optimised_VRE | Secondary Techs | PWRSDSINDNE | TotalAnnualMaxCapacityInvestment | 2048 | 9999 | exempt_uncapped | 2026-05-26T22:45:09.372185
B_Optimised_VRE | Secondary Techs | PWRSDSINDNE | TotalAnnualMaxCapacityInvestment | 2049 | 9999 | exempt_uncapped | 2026-05-26T22:45:09.372185
B_Optimised_VRE | Secondary Techs | PWRSDSINDNE | TotalAnnualMaxCapacityInvestment | 2050 | 9999 | exempt_uncapped | 2026-05-26T22:45:09.372185
B_Optimised_VRE | Secondary Techs | PWRSPVBTNXX | TotalAnnualMaxCapacityInvestment | 2023 | 0.1 | lid_floor | 2026-05-26T22:45:09.372185
B_Optimised_VRE | Secondary Techs | PWRSPVBTNXX | TotalAnnualMaxCapacityInvestment | 2024 | 0.1 | lid_floor | 2026-05-26T22:45:09.372185
B_Optimised_VRE | Secondary Techs | PWRSPVBTNXX | TotalAnnualMaxCapacityInvestment | 2025 | 0.1 | lid_floor | 2026-05-26T22:45:09.372185
B_Optimised_VRE | Secondary Techs | PWRSPVBTNXX | TotalAnnualMaxCapacityInvestment | 2026 | 0.1 | lid_floor | 2026-05-26T22:45:09.372185
B_Optimised_VRE | Secondary Techs | PWRSPVBTNXX | TotalAnnualMaxCapacityInvestment | 2027 | 0.1 | lid_floor | 2026-05-26T22:45:09.372185
B_Optimised_VRE | Secondary Techs | PWRSPVBTNXX | TotalAnnualMaxCapacityInvestment | 2028 | 0.1 | lid_floor | 2026-05-26T22:45:09.372185
B_Optimised_VRE | Secondary Techs | PWRSPVBTNXX | TotalAnnualMaxCapacityInvestment | 2029 | 0.1 | lid_floor | 2026-05-26T22:45:09.372185
B_Optimised_VRE | Secondary Techs | PWRSPVBTNXX | TotalAnnualMaxCapacityInvestment | 2030 | 0.1 | lid_floor | 2026-05-26T22:45:09.372185
B_Optimised_VRE | Secondary Techs | PWRSPVBTNXX | TotalAnnualMaxCapacityInvestment | 2031 | 0.1 | lid_floor | 2026-05-26T22:45:09.372185
B_Optimised_VRE | Secondary Techs | PWRSPVBTNXX | TotalAnnualMaxCapacityInvestment | 2032 | 0.1 | lid_floor | 2026-05-26T22:45:09.372185
B_Optimised_VRE | Secondary Techs | PWRSPVBTNXX | TotalAnnualMaxCapacityInvestment | 2033 | 0.1 | lid_floor | 2026-05-26T22:45:09.372185
B_Optimised_VRE | Secondary Techs | PWRSPVBTNXX | TotalAnnualMaxCapacityInvestment | 2034 | 0.1 | lid_floor | 2026-05-26T22:45:09.372185
B_Optimised_VRE | Secondary Techs | PWRSPVBTNXX | TotalAnnualMaxCapacityInvestment | 2035 | 0.1 | lid_floor | 2026-05-26T22:45:09.372185
B_Optimised_VRE | Secondary Techs | PWRSPVBTNXX | TotalAnnualMaxCapacityInvestment | 2036 | 0.1 | lid_floor | 2026-05-26T22:45:09.372185
B_Optimised_VRE | Secondary Techs | PWRSPVBTNXX | TotalAnnualMaxCapacityInvestment | 2037 | 0.1 | lid_floor | 2026-05-26T22:45:09.372185
B_Optimised_VRE | Secondary Techs | PWRSPVBTNXX | TotalAnnualMaxCapacityInvestment | 2038 | 0.1 | lid_floor | 2026-05-26T22:45:09.372185
B_Optimised_VRE | Secondary Techs | PWRSPVBTNXX | TotalAnnualMaxCapacityInvestment | 2039 | 0.1 | lid_floor | 2026-05-26T22:45:09.372185
B_Optimised_VRE | Secondary Techs | PWRSPVBTNXX | TotalAnnualMaxCapacityInvestment | 2040 | 0.1 | lid_floor | 2026-05-26T22:45:09.372185
B_Optimised_VRE | Secondary Techs | PWRSPVBTNXX | TotalAnnualMaxCapacityInvestment | 2041 | 0.1 | lid_floor | 2026-05-26T22:45:09.372185
B_Optimised_VRE | Secondary Techs | PWRSPVBTNXX | TotalAnnualMaxCapacityInvestment | 2042 | 0.1 | lid_floor | 2026-05-26T22:45:09.372185
B_Optimised_VRE | Secondary Techs | PWRSPVBTNXX | TotalAnnualMaxCapacityInvestment | 2043 | 0.1 | lid_floor | 2026-05-26T22:45:09.372185
B_Optimised_VRE | Secondary Techs | PWRSPVBTNXX | TotalAnnualMaxCapacityInvestment | 2044 | 0.1 | lid_floor | 2026-05-26T22:45:09.372185
B_Optimised_VRE | Secondary Techs | PWRSPVBTNXX | TotalAnnualMaxCapacityInvestment | 2045 | 0.1 | lid_floor | 2026-05-26T22:45:09.372185
B_Optimised_VRE | Secondary Techs | PWRSPVBTNXX | TotalAnnualMaxCapacityInvestment | 2046 | 0.1 | lid_floor | 2026-05-26T22:45:09.372185
B_Optimised_VRE | Secondary Techs | PWRSPVBTNXX | TotalAnnualMaxCapacityInvestment | 2047 | 0.1 | lid_floor | 2026-05-26T22:45:09.372185
B_Optimised_VRE | Secondary Techs | PWRSPVBTNXX | TotalAnnualMaxCapacityInvestment | 2048 | 0.1 | lid_floor | 2026-05-26T22:45:09.372185
B_Optimised_VRE | Secondary Techs | PWRSPVBTNXX | TotalAnnualMaxCapacityInvestment | 2049 | 0.1 | lid_floor | 2026-05-26T22:45:09.372185
B_Optimised_VRE | Secondary Techs | PWRSPVBTNXX | TotalAnnualMaxCapacityInvestment | 2050 | 0.1 | lid_floor | 2026-05-26T22:45:09.372185
B_Optimised_VRE | Secondary Techs | PWROILBGDXX | TotalAnnualMaxCapacityInvestment | 2023 | 0.1 | lid_floor | 2026-05-26T22:45:09.372185
B_Optimised_VRE | Secondary Techs | PWROILBGDXX | TotalAnnualMaxCapacityInvestment | 2024 | 0.40749 | lid_fill | 2026-05-26T22:45:09.372185
B_Optimised_VRE | Secondary Techs | PWROILBGDXX | TotalAnnualMaxCapacityInvestment | 2025 | 0.43512 | lid_fill | 2026-05-26T22:45:09.372185
B_Optimised_VRE | Secondary Techs | PWROILBGDXX | TotalAnnualMaxCapacityInvestment | 2026 | 0.46463 | lid_fill | 2026-05-26T22:45:09.372185
B_Optimised_VRE | Secondary Techs | PWROILBGDXX | TotalAnnualMaxCapacityInvestment | 2027 | 0.49613 | lid_fill | 2026-05-26T22:45:09.372185
B_Optimised_VRE | Secondary Techs | PWROILBGDXX | TotalAnnualMaxCapacityInvestment | 2028 | 0.53508 | lid_family_capped | 2026-05-26T22:45:09.372185
B_Optimised_VRE | Secondary Techs | PWROILBGDXX | TotalAnnualMaxCapacityInvestment | 2029 | 0.36034 | lid_family_capped | 2026-05-26T22:45:09.372185
B_Optimised_VRE | Secondary Techs | PWROILBGDXX | TotalAnnualMaxCapacityInvestment | 2030 | 0.37044 | lid_family_capped | 2026-05-26T22:45:09.372185
B_Optimised_VRE | Secondary Techs | PWROILBGDXX | TotalAnnualMaxCapacityInvestment | 2031 | 0.25282 | lid_family_capped | 2026-05-26T22:45:09.372185
B_Optimised_VRE | Secondary Techs | PWROILBGDXX | TotalAnnualMaxCapacityInvestment | 2032 | 0.25364 | lid_family_capped | 2026-05-26T22:45:09.372185
B_Optimised_VRE | Secondary Techs | PWROILBGDXX | TotalAnnualMaxCapacityInvestment | 2033 | 0.25383 | lid_family_capped | 2026-05-26T22:45:09.372185
B_Optimised_VRE | Secondary Techs | PWROILBGDXX | TotalAnnualMaxCapacityInvestment | 2034 | 0.25331 | lid_family_capped | 2026-05-26T22:45:09.372185
B_Optimised_VRE | Secondary Techs | PWROILBGDXX | TotalAnnualMaxCapacityInvestment | 2035 | 0.25201 | lid_family_capped | 2026-05-26T22:45:09.372185
B_Optimised_VRE | Secondary Techs | PWROILBGDXX | TotalAnnualMaxCapacityInvestment | 2036 | 0.24984 | lid_family_capped | 2026-05-26T22:45:09.372185
B_Optimised_VRE | Secondary Techs | PWROILBGDXX | TotalAnnualMaxCapacityInvestment | 2037 | 0.24671 | lid_family_capped | 2026-05-26T22:45:09.372185
B_Optimised_VRE | Secondary Techs | PWROILBGDXX | TotalAnnualMaxCapacityInvestment | 2038 | 0.24255 | lid_family_capped | 2026-05-26T22:45:09.372185
B_Optimised_VRE | Secondary Techs | PWROILBGDXX | TotalAnnualMaxCapacityInvestment | 2039 | 0.23722 | lid_family_capped | 2026-05-26T22:45:09.372185
B_Optimised_VRE | Secondary Techs | PWROILBGDXX | TotalAnnualMaxCapacityInvestment | 2040 | 0.23063 | lid_family_capped | 2026-05-26T22:45:09.372185
B_Optimised_VRE | Secondary Techs | PWROILBGDXX | TotalAnnualMaxCapacityInvestment | 2041 | 0.22264 | lid_family_capped | 2026-05-26T22:45:09.372185
B_Optimised_VRE | Secondary Techs | PWROILBGDXX | TotalAnnualMaxCapacityInvestment | 2042 | 0.18288 | lid_adequacy_scaled | 2026-05-26T22:45:09.372185
B_Optimised_VRE | Secondary Techs | PWROILBGDXX | TotalAnnualMaxCapacityInvestment | 2043 | 0.29424 | lid_adequacy_scaled | 2026-05-26T22:45:09.372185
B_Optimised_VRE | Secondary Techs | PWROILBGDXX | TotalAnnualMaxCapacityInvestment | 2044 | 0.42497 | lid_adequacy_scaled | 2026-05-26T22:45:09.372185
B_Optimised_VRE | Secondary Techs | PWROILBGDXX | TotalAnnualMaxCapacityInvestment | 2045 | 0.58277 | lid_adequacy_scaled | 2026-05-26T22:45:09.372185
B_Optimised_VRE | Secondary Techs | PWROILBGDXX | TotalAnnualMaxCapacityInvestment | 2046 | 0.7957 | lid_adequacy_scaled | 2026-05-26T22:45:09.372185
B_Optimised_VRE | Secondary Techs | PWROILBGDXX | TotalAnnualMaxCapacityInvestment | 2047 | 1.011 | lid_adequacy_scaled | 2026-05-26T22:45:09.372185
B_Optimised_VRE | Secondary Techs | PWROILBGDXX | TotalAnnualMaxCapacityInvestment | 2048 | 1.2063 | lid_adequacy_scaled | 2026-05-26T22:45:09.372185
B_Optimised_VRE | Secondary Techs | PWROILBGDXX | TotalAnnualMaxCapacityInvestment | 2049 | 1.392 | lid_adequacy_scaled | 2026-05-26T22:45:09.372185
B_Optimised_VRE | Secondary Techs | PWROILBGDXX | TotalAnnualMaxCapacityInvestment | 2050 | 1.5731 | lid_adequacy_scaled | 2026-05-26T22:45:09.372185
B_Optimised_VRE | Secondary Techs | PWRSDSLKAXX | TotalAnnualMaxCapacityInvestment | 2023 | 9999 | exempt_maxcap_uncapped | 2026-05-26T22:45:09.372185
B_Optimised_VRE | Secondary Techs | PWRSDSLKAXX | TotalAnnualMaxCapacityInvestment | 2024 | 9999 | exempt_maxcap_uncapped | 2026-05-26T22:45:09.372185
B_Optimised_VRE | Secondary Techs | PWRSDSLKAXX | TotalAnnualMaxCapacityInvestment | 2025 | 9999 | exempt_maxcap_uncapped | 2026-05-26T22:45:09.372185
B_Optimised_VRE | Secondary Techs | PWRSDSLKAXX | TotalAnnualMaxCapacityInvestment | 2026 | 9999 | exempt_maxcap_uncapped | 2026-05-26T22:45:09.372185
B_Optimised_VRE | Secondary Techs | PWRSDSLKAXX | TotalAnnualMaxCapacityInvestment | 2027 | 9999 | exempt_maxcap_uncapped | 2026-05-26T22:45:09.372185
B_Optimised_VRE | Secondary Techs | PWRSDSLKAXX | TotalAnnualMaxCapacityInvestment | 2028 | 9999 | exempt_maxcap_uncapped | 2026-05-26T22:45:09.372185
B_Optimised_VRE | Secondary Techs | PWRSDSLKAXX | TotalAnnualMaxCapacityInvestment | 2029 | 9999 | exempt_maxcap_uncapped | 2026-05-26T22:45:09.372185
B_Optimised_VRE | Secondary Techs | PWRSDSLKAXX | TotalAnnualMaxCapacityInvestment | 2030 | 9999 | exempt_maxcap_uncapped | 2026-05-26T22:45:09.372185
B_Optimised_VRE | Secondary Techs | PWRSDSLKAXX | TotalAnnualMaxCapacityInvestment | 2031 | 9999 | exempt_maxcap_uncapped | 2026-05-26T22:45:09.372185
B_Optimised_VRE | Secondary Techs | PWRSDSLKAXX | TotalAnnualMaxCapacityInvestment | 2032 | 9999 | exempt_maxcap_uncapped | 2026-05-26T22:45:09.372185
B_Optimised_VRE | Secondary Techs | PWRSDSLKAXX | TotalAnnualMaxCapacityInvestment | 2033 | 9999 | exempt_maxcap_uncapped | 2026-05-26T22:45:09.372185
B_Optimised_VRE | Secondary Techs | PWRSDSLKAXX | TotalAnnualMaxCapacityInvestment | 2034 | 9999 | exempt_maxcap_uncapped | 2026-05-26T22:45:09.372185
B_Optimised_VRE | Secondary Techs | PWRSDSLKAXX | TotalAnnualMaxCapacityInvestment | 2035 | 9999 | exempt_maxcap_uncapped | 2026-05-26T22:45:09.372185
B_Optimised_VRE | Secondary Techs | PWRSDSLKAXX | TotalAnnualMaxCapacityInvestment | 2036 | 9999 | exempt_maxcap_uncapped | 2026-05-26T22:45:09.372185
B_Optimised_VRE | Secondary Techs | PWRSDSLKAXX | TotalAnnualMaxCapacityInvestment | 2037 | 9999 | exempt_maxcap_uncapped | 2026-05-26T22:45:09.372185
B_Optimised_VRE | Secondary Techs | PWRSDSLKAXX | TotalAnnualMaxCapacityInvestment | 2038 | 9999 | exempt_maxcap_uncapped | 2026-05-26T22:45:09.372185
B_Optimised_VRE | Secondary Techs | PWRSDSLKAXX | TotalAnnualMaxCapacityInvestment | 2039 | 9999 | exempt_maxcap_uncapped | 2026-05-26T22:45:09.372185
B_Optimised_VRE | Secondary Techs | PWRSDSLKAXX | TotalAnnualMaxCapacityInvestment | 2040 | 9999 | exempt_maxcap_uncapped | 2026-05-26T22:45:09.372185
B_Optimised_VRE | Secondary Techs | PWRSDSLKAXX | TotalAnnualMaxCapacityInvestment | 2041 | 9999 | exempt_maxcap_uncapped | 2026-05-26T22:45:09.372185
B_Optimised_VRE | Secondary Techs | PWRSDSLKAXX | TotalAnnualMaxCapacityInvestment | 2042 | 9999 | exempt_maxcap_uncapped | 2026-05-26T22:45:09.372185
B_Optimised_VRE | Secondary Techs | PWRSDSLKAXX | TotalAnnualMaxCapacityInvestment | 2043 | 9999 | exempt_maxcap_uncapped | 2026-05-26T22:45:09.372185
B_Optimised_VRE | Secondary Techs | PWRSDSLKAXX | TotalAnnualMaxCapacityInvestment | 2044 | 9999 | exempt_maxcap_uncapped | 2026-05-26T22:45:09.372185
B_Optimised_VRE | Secondary Techs | PWRSDSLKAXX | TotalAnnualMaxCapacityInvestment | 2045 | 9999 | exempt_maxcap_uncapped | 2026-05-26T22:45:09.372185
B_Optimised_VRE | Secondary Techs | PWRSDSLKAXX | TotalAnnualMaxCapacityInvestment | 2046 | 9999 | exempt_maxcap_uncapped | 2026-05-26T22:45:09.372185
B_Optimised_VRE | Secondary Techs | PWRSDSLKAXX | TotalAnnualMaxCapacityInvestment | 2047 | 9999 | exempt_maxcap_uncapped | 2026-05-26T22:45:09.372185
B_Optimised_VRE | Secondary Techs | PWRSDSLKAXX | TotalAnnualMaxCapacityInvestment | 2048 | 9999 | exempt_maxcap_uncapped | 2026-05-26T22:45:09.372185
B_Optimised_VRE | Secondary Techs | PWRSDSLKAXX | TotalAnnualMaxCapacityInvestment | 2049 | 9999 | exempt_maxcap_uncapped | 2026-05-26T22:45:09.372185
B_Optimised_VRE | Secondary Techs | PWRSDSLKAXX | TotalAnnualMaxCapacityInvestment | 2050 | 9999 | exempt_maxcap_uncapped | 2026-05-26T22:45:09.372185
B_Optimised_VRE | Secondary Techs | PWRCOALKAXX | TotalAnnualMaxCapacityInvestment | 2023 | 0 | lid_floor_suppressed | 2026-05-26T22:45:09.372185
B_Optimised_VRE | Secondary Techs | PWRCOALKAXX | TotalAnnualMaxCapacityInvestment | 2024 | 0.065005 | lid_floor_suppressed | 2026-05-26T22:45:09.372185
B_Optimised_VRE | Secondary Techs | PWRCOALKAXX | TotalAnnualMaxCapacityInvestment | 2025 | 0.048949 | lid_floor_suppressed | 2026-05-26T22:45:09.372185
B_Optimised_VRE | Secondary Techs | PWRCOALKAXX | TotalAnnualMaxCapacityInvestment | 2026 | 0.049052 | lid_floor_suppressed | 2026-05-26T22:45:09.372185
B_Optimised_VRE | Secondary Techs | PWRCOALKAXX | TotalAnnualMaxCapacityInvestment | 2027 | 0.051969 | lid_floor_suppressed | 2026-05-26T22:45:09.372185
B_Optimised_VRE | Secondary Techs | PWRCOALKAXX | TotalAnnualMaxCapacityInvestment | 2028 | 0.054724 | lid_floor_suppressed | 2026-05-26T22:45:09.372185
B_Optimised_VRE | Secondary Techs | PWRCOALKAXX | TotalAnnualMaxCapacityInvestment | 2029 | 0.052443 | lid_floor_suppressed | 2026-05-26T22:45:09.372185
B_Optimised_VRE | Secondary Techs | PWRCOALKAXX | TotalAnnualMaxCapacityInvestment | 2030 | 0.056587 | lid_floor_suppressed | 2026-05-26T22:45:09.372185
B_Optimised_VRE | Secondary Techs | PWRCOALKAXX | TotalAnnualMaxCapacityInvestment | 2031 | 0.05195 | lid_floor_suppressed | 2026-05-26T22:45:09.372185
B_Optimised_VRE | Secondary Techs | PWRCOALKAXX | TotalAnnualMaxCapacityInvestment | 2032 | 0.05395 | lid_floor_suppressed | 2026-05-26T22:45:09.372185
B_Optimised_VRE | Secondary Techs | PWRCOALKAXX | TotalAnnualMaxCapacityInvestment | 2033 | 0.055842 | lid_floor_suppressed | 2026-05-26T22:45:09.372185
B_Optimised_VRE | Secondary Techs | PWRCOALKAXX | TotalAnnualMaxCapacityInvestment | 2034 | 0.058359 | lid_floor_suppressed | 2026-05-26T22:45:09.372185
B_Optimised_VRE | Secondary Techs | PWRCOALKAXX | TotalAnnualMaxCapacityInvestment | 2035 | 0.061974 | lid_floor_suppressed | 2026-05-26T22:45:09.372185
B_Optimised_VRE | Secondary Techs | PWRCOALKAXX | TotalAnnualMaxCapacityInvestment | 2036 | 0.06709 | lid_floor_suppressed | 2026-05-26T22:45:09.372185
B_Optimised_VRE | Secondary Techs | PWRCOALKAXX | TotalAnnualMaxCapacityInvestment | 2037 | 0.071065 | lid_floor_suppressed | 2026-05-26T22:45:09.372185
B_Optimised_VRE | Secondary Techs | PWRCOALKAXX | TotalAnnualMaxCapacityInvestment | 2038 | 0.075325 | lid_floor_suppressed | 2026-05-26T22:45:09.372185
B_Optimised_VRE | Secondary Techs | PWRCOALKAXX | TotalAnnualMaxCapacityInvestment | 2039 | 0.07656 | lid_floor_suppressed | 2026-05-26T22:45:09.372185
B_Optimised_VRE | Secondary Techs | PWRCOALKAXX | TotalAnnualMaxCapacityInvestment | 2040 | 0.079856 | lid_floor_suppressed | 2026-05-26T22:45:09.372185
B_Optimised_VRE | Secondary Techs | PWRCOALKAXX | TotalAnnualMaxCapacityInvestment | 2041 | 0.083535 | lid_floor_suppressed | 2026-05-26T22:45:09.372185
B_Optimised_VRE | Secondary Techs | PWRCOALKAXX | TotalAnnualMaxCapacityInvestment | 2042 | 0.083687 | lid_floor_suppressed | 2026-05-26T22:45:09.372185
B_Optimised_VRE | Secondary Techs | PWRCOALKAXX | TotalAnnualMaxCapacityInvestment | 2043 | 0.0851 | lid_floor_suppressed | 2026-05-26T22:45:09.372185
B_Optimised_VRE | Secondary Techs | PWRCOALKAXX | TotalAnnualMaxCapacityInvestment | 2044 | 0.08723 | lid_floor_suppressed | 2026-05-26T22:45:09.372185
B_Optimised_VRE | Secondary Techs | PWRCOALKAXX | TotalAnnualMaxCapacityInvestment | 2045 | 0.088467 | lid_adequacy_scaled | 2026-05-26T22:45:09.372185
B_Optimised_VRE | Secondary Techs | PWRCOALKAXX | TotalAnnualMaxCapacityInvestment | 2046 | 0.11266 | lid_adequacy_scaled | 2026-05-26T22:45:09.372185
B_Optimised_VRE | Secondary Techs | PWRCOALKAXX | TotalAnnualMaxCapacityInvestment | 2047 | 0.13634 | lid_adequacy_scaled | 2026-05-26T22:45:09.372185
B_Optimised_VRE | Secondary Techs | PWRCOALKAXX | TotalAnnualMaxCapacityInvestment | 2048 | 0.15783 | lid_adequacy_scaled | 2026-05-26T22:45:09.372185
B_Optimised_VRE | Secondary Techs | PWRCOALKAXX | TotalAnnualMaxCapacityInvestment | 2049 | 0.18044 | lid_adequacy_scaled | 2026-05-26T22:45:09.372185
B_Optimised_VRE | Secondary Techs | PWRCOALKAXX | TotalAnnualMaxCapacityInvestment | 2050 | 0.20322 | lid_adequacy_scaled | 2026-05-26T22:45:09.372185
B_Optimised_VRE | Secondary Techs | PWRLDSLKAXX | TotalAnnualMaxCapacityInvestment | 2023 | 9999 | exempt_maxcap_uncapped | 2026-05-26T22:45:09.372185
B_Optimised_VRE | Secondary Techs | PWRLDSLKAXX | TotalAnnualMaxCapacityInvestment | 2024 | 9999 | exempt_maxcap_uncapped | 2026-05-26T22:45:09.372185
B_Optimised_VRE | Secondary Techs | PWRLDSLKAXX | TotalAnnualMaxCapacityInvestment | 2025 | 9999 | exempt_maxcap_uncapped | 2026-05-26T22:45:09.372185
B_Optimised_VRE | Secondary Techs | PWRLDSLKAXX | TotalAnnualMaxCapacityInvestment | 2026 | 9999 | exempt_maxcap_uncapped | 2026-05-26T22:45:09.372185
B_Optimised_VRE | Secondary Techs | PWRLDSLKAXX | TotalAnnualMaxCapacityInvestment | 2027 | 9999 | exempt_maxcap_uncapped | 2026-05-26T22:45:09.372185
B_Optimised_VRE | Secondary Techs | PWRLDSLKAXX | TotalAnnualMaxCapacityInvestment | 2028 | 9999 | exempt_maxcap_uncapped | 2026-05-26T22:45:09.372185
B_Optimised_VRE | Secondary Techs | PWRLDSLKAXX | TotalAnnualMaxCapacityInvestment | 2029 | 9999 | exempt_maxcap_uncapped | 2026-05-26T22:45:09.372185
B_Optimised_VRE | Secondary Techs | PWRLDSLKAXX | TotalAnnualMaxCapacityInvestment | 2030 | 9999 | exempt_maxcap_uncapped | 2026-05-26T22:45:09.372185
B_Optimised_VRE | Secondary Techs | PWRLDSLKAXX | TotalAnnualMaxCapacityInvestment | 2031 | 9999 | exempt_maxcap_uncapped | 2026-05-26T22:45:09.372185
B_Optimised_VRE | Secondary Techs | PWRLDSLKAXX | TotalAnnualMaxCapacityInvestment | 2032 | 9999 | exempt_maxcap_uncapped | 2026-05-26T22:45:09.372185
B_Optimised_VRE | Secondary Techs | PWRLDSLKAXX | TotalAnnualMaxCapacityInvestment | 2033 | 9999 | exempt_maxcap_uncapped | 2026-05-26T22:45:09.372185
B_Optimised_VRE | Secondary Techs | PWRLDSLKAXX | TotalAnnualMaxCapacityInvestment | 2034 | 9999 | exempt_maxcap_uncapped | 2026-05-26T22:45:09.372185
B_Optimised_VRE | Secondary Techs | PWRLDSLKAXX | TotalAnnualMaxCapacityInvestment | 2035 | 9999 | exempt_maxcap_uncapped | 2026-05-26T22:45:09.372185
B_Optimised_VRE | Secondary Techs | PWRLDSLKAXX | TotalAnnualMaxCapacityInvestment | 2036 | 9999 | exempt_maxcap_uncapped | 2026-05-26T22:45:09.372185
B_Optimised_VRE | Secondary Techs | PWRLDSLKAXX | TotalAnnualMaxCapacityInvestment | 2037 | 9999 | exempt_maxcap_uncapped | 2026-05-26T22:45:09.372185
B_Optimised_VRE | Secondary Techs | PWRLDSLKAXX | TotalAnnualMaxCapacityInvestment | 2038 | 9999 | exempt_maxcap_uncapped | 2026-05-26T22:45:09.372185
B_Optimised_VRE | Secondary Techs | PWRLDSLKAXX | TotalAnnualMaxCapacityInvestment | 2039 | 9999 | exempt_maxcap_uncapped | 2026-05-26T22:45:09.372185
B_Optimised_VRE | Secondary Techs | PWRLDSLKAXX | TotalAnnualMaxCapacityInvestment | 2040 | 9999 | exempt_maxcap_uncapped | 2026-05-26T22:45:09.372185
B_Optimised_VRE | Secondary Techs | PWRLDSLKAXX | TotalAnnualMaxCapacityInvestment | 2041 | 9999 | exempt_maxcap_uncapped | 2026-05-26T22:45:09.372185
B_Optimised_VRE | Secondary Techs | PWRLDSLKAXX | TotalAnnualMaxCapacityInvestment | 2042 | 9999 | exempt_maxcap_uncapped | 2026-05-26T22:45:09.372185
B_Optimised_VRE | Secondary Techs | PWRLDSLKAXX | TotalAnnualMaxCapacityInvestment | 2043 | 9999 | exempt_maxcap_uncapped | 2026-05-26T22:45:09.372185
B_Optimised_VRE | Secondary Techs | PWRLDSLKAXX | TotalAnnualMaxCapacityInvestment | 2044 | 9999 | exempt_maxcap_uncapped | 2026-05-26T22:45:09.372185
B_Optimised_VRE | Secondary Techs | PWRLDSLKAXX | TotalAnnualMaxCapacityInvestment | 2045 | 9999 | exempt_maxcap_uncapped | 2026-05-26T22:45:09.372185
B_Optimised_VRE | Secondary Techs | PWRLDSLKAXX | TotalAnnualMaxCapacityInvestment | 2046 | 9999 | exempt_maxcap_uncapped | 2026-05-26T22:45:09.372185
B_Optimised_VRE | Secondary Techs | PWRLDSLKAXX | TotalAnnualMaxCapacityInvestment | 2047 | 9999 | exempt_maxcap_uncapped | 2026-05-26T22:45:09.372185
B_Optimised_VRE | Secondary Techs | PWRLDSLKAXX | TotalAnnualMaxCapacityInvestment | 2048 | 9999 | exempt_maxcap_uncapped | 2026-05-26T22:45:09.372185
B_Optimised_VRE | Secondary Techs | PWRLDSLKAXX | TotalAnnualMaxCapacityInvestment | 2049 | 9999 | exempt_maxcap_uncapped | 2026-05-26T22:45:09.372185
B_Optimised_VRE | Secondary Techs | PWRLDSLKAXX | TotalAnnualMaxCapacityInvestment | 2050 | 9999 | exempt_maxcap_uncapped | 2026-05-26T22:45:09.372185
B_Optimised_VRE | Secondary Techs | PWRLDSLKAXX | TotalAnnualMaxCapacityInvestment | 2023 | 9999 | exempt_uncapped | 2026-05-26T22:45:09.372185
B_Optimised_VRE | Secondary Techs | PWRLDSLKAXX | TotalAnnualMaxCapacityInvestment | 2024 | 9999 | exempt_uncapped | 2026-05-26T22:45:09.372185
B_Optimised_VRE | Secondary Techs | PWRLDSLKAXX | TotalAnnualMaxCapacityInvestment | 2025 | 9999 | exempt_uncapped | 2026-05-26T22:45:09.372185
B_Optimised_VRE | Secondary Techs | PWRLDSLKAXX | TotalAnnualMaxCapacityInvestment | 2026 | 9999 | exempt_uncapped | 2026-05-26T22:45:09.372185
B_Optimised_VRE | Secondary Techs | PWRLDSLKAXX | TotalAnnualMaxCapacityInvestment | 2027 | 9999 | exempt_uncapped | 2026-05-26T22:45:09.372185
B_Optimised_VRE | Secondary Techs | PWRLDSLKAXX | TotalAnnualMaxCapacityInvestment | 2028 | 9999 | exempt_uncapped | 2026-05-26T22:45:09.372185
B_Optimised_VRE | Secondary Techs | PWRLDSLKAXX | TotalAnnualMaxCapacityInvestment | 2029 | 9999 | exempt_uncapped | 2026-05-26T22:45:09.372185
B_Optimised_VRE | Secondary Techs | PWRLDSLKAXX | TotalAnnualMaxCapacityInvestment | 2030 | 9999 | exempt_uncapped | 2026-05-26T22:45:09.372185
B_Optimised_VRE | Secondary Techs | PWRLDSLKAXX | TotalAnnualMaxCapacityInvestment | 2031 | 9999 | exempt_uncapped | 2026-05-26T22:45:09.372185
B_Optimised_VRE | Secondary Techs | PWRLDSLKAXX | TotalAnnualMaxCapacityInvestment | 2032 | 9999 | exempt_uncapped | 2026-05-26T22:45:09.372185
B_Optimised_VRE | Secondary Techs | PWRLDSLKAXX | TotalAnnualMaxCapacityInvestment | 2033 | 9999 | exempt_uncapped | 2026-05-26T22:45:09.372185
B_Optimised_VRE | Secondary Techs | PWRLDSLKAXX | TotalAnnualMaxCapacityInvestment | 2034 | 9999 | exempt_uncapped | 2026-05-26T22:45:09.372185
B_Optimised_VRE | Secondary Techs | PWRLDSLKAXX | TotalAnnualMaxCapacityInvestment | 2035 | 9999 | exempt_uncapped | 2026-05-26T22:45:09.372185
B_Optimised_VRE | Secondary Techs | PWRLDSLKAXX | TotalAnnualMaxCapacityInvestment | 2036 | 9999 | exempt_uncapped | 2026-05-26T22:45:09.372185
B_Optimised_VRE | Secondary Techs | PWRLDSLKAXX | TotalAnnualMaxCapacityInvestment | 2037 | 9999 | exempt_uncapped | 2026-05-26T22:45:09.372185
B_Optimised_VRE | Secondary Techs | PWRLDSLKAXX | TotalAnnualMaxCapacityInvestment | 2038 | 9999 | exempt_uncapped | 2026-05-26T22:45:09.372185
B_Optimised_VRE | Secondary Techs | PWRLDSLKAXX | TotalAnnualMaxCapacityInvestment | 2039 | 9999 | exempt_uncapped | 2026-05-26T22:45:09.372185
B_Optimised_VRE | Secondary Techs | PWRLDSLKAXX | TotalAnnualMaxCapacityInvestment | 2040 | 9999 | exempt_uncapped | 2026-05-26T22:45:09.372185
B_Optimised_VRE | Secondary Techs | PWRLDSLKAXX | TotalAnnualMaxCapacityInvestment | 2041 | 9999 | exempt_uncapped | 2026-05-26T22:45:09.372185
B_Optimised_VRE | Secondary Techs | PWRLDSLKAXX | TotalAnnualMaxCapacityInvestment | 2042 | 9999 | exempt_uncapped | 2026-05-26T22:45:09.372185
B_Optimised_VRE | Secondary Techs | PWRLDSLKAXX | TotalAnnualMaxCapacityInvestment | 2043 | 9999 | exempt_uncapped | 2026-05-26T22:45:09.372185
B_Optimised_VRE | Secondary Techs | PWRLDSLKAXX | TotalAnnualMaxCapacityInvestment | 2044 | 9999 | exempt_uncapped | 2026-05-26T22:45:09.372185
B_Optimised_VRE | Secondary Techs | PWRLDSLKAXX | TotalAnnualMaxCapacityInvestment | 2045 | 9999 | exempt_uncapped | 2026-05-26T22:45:09.372185
B_Optimised_VRE | Secondary Techs | PWRLDSLKAXX | TotalAnnualMaxCapacityInvestment | 2046 | 9999 | exempt_uncapped | 2026-05-26T22:45:09.372185
B_Optimised_VRE | Secondary Techs | PWRLDSLKAXX | TotalAnnualMaxCapacityInvestment | 2047 | 9999 | exempt_uncapped | 2026-05-26T22:45:09.372185
B_Optimised_VRE | Secondary Techs | PWRLDSLKAXX | TotalAnnualMaxCapacityInvestment | 2048 | 9999 | exempt_uncapped | 2026-05-26T22:45:09.372185
B_Optimised_VRE | Secondary Techs | PWRLDSLKAXX | TotalAnnualMaxCapacityInvestment | 2049 | 9999 | exempt_uncapped | 2026-05-26T22:45:09.372185
B_Optimised_VRE | Secondary Techs | PWRLDSLKAXX | TotalAnnualMaxCapacityInvestment | 2050 | 9999 | exempt_uncapped | 2026-05-26T22:45:09.372185
B_Optimised_VRE | Secondary Techs | PWRCOAINDNO | TotalAnnualMaxCapacityInvestment | 2023 | 0 | lid_floor_suppressed | 2026-05-26T22:45:09.372185
B_Optimised_VRE | Secondary Techs | PWRCOAINDNO | TotalAnnualMaxCapacityInvestment | 2024 | 2.7837 | lid_fill | 2026-05-26T22:45:09.372185
B_Optimised_VRE | Secondary Techs | PWRCOAINDNO | TotalAnnualMaxCapacityInvestment | 2025 | 2.9431 | lid_fill | 2026-05-26T22:45:09.372185
B_Optimised_VRE | Secondary Techs | PWRCOAINDNO | TotalAnnualMaxCapacityInvestment | 2026 | 3.1598 | lid_fill | 2026-05-26T22:45:09.372185
B_Optimised_VRE | Secondary Techs | PWRCOAINDNO | TotalAnnualMaxCapacityInvestment | 2027 | 3.3543 | lid_fill | 2026-05-26T22:45:09.372185
B_Optimised_VRE | Secondary Techs | PWRCOAINDNO | TotalAnnualMaxCapacityInvestment | 2028 | 3.5265 | lid_family_capped | 2026-05-26T22:45:09.372185
B_Optimised_VRE | Secondary Techs | PWRCOAINDNO | TotalAnnualMaxCapacityInvestment | 2029 | 3.1653 | lid_family_capped | 2026-05-26T22:45:09.372185
B_Optimised_VRE | Secondary Techs | PWRCOAINDNO | TotalAnnualMaxCapacityInvestment | 2030 | 2.0906 | lid_family_capped | 2026-05-26T22:45:09.372185
B_Optimised_VRE | Secondary Techs | PWRCOAINDNO | TotalAnnualMaxCapacityInvestment | 2031 | 2.028 | lid_family_capped | 2026-05-26T22:45:09.372185
B_Optimised_VRE | Secondary Techs | PWRCOAINDNO | TotalAnnualMaxCapacityInvestment | 2032 | 2.4625 | lid_family_capped | 2026-05-26T22:45:09.372185
B_Optimised_VRE | Secondary Techs | PWRCOAINDNO | TotalAnnualMaxCapacityInvestment | 2033 | 2.3571 | lid_family_capped | 2026-05-26T22:45:09.372185
B_Optimised_VRE | Secondary Techs | PWRCOAINDNO | TotalAnnualMaxCapacityInvestment | 2034 | 2.2517 | lid_family_capped | 2026-05-26T22:45:09.372185
B_Optimised_VRE | Secondary Techs | PWRCOAINDNO | TotalAnnualMaxCapacityInvestment | 2035 | 2.1462 | lid_family_capped | 2026-05-26T22:45:09.372185
B_Optimised_VRE | Secondary Techs | PWRCOAINDNO | TotalAnnualMaxCapacityInvestment | 2036 | 2.0408 | lid_family_capped | 2026-05-26T22:45:09.372185
B_Optimised_VRE | Secondary Techs | PWRCOAINDNO | TotalAnnualMaxCapacityInvestment | 2037 | 2.2193 | lid_family_capped | 2026-05-26T22:45:09.372185
B_Optimised_VRE | Secondary Techs | PWRCOAINDNO | TotalAnnualMaxCapacityInvestment | 2038 | 2.1046 | lid_family_capped | 2026-05-26T22:45:09.372185
B_Optimised_VRE | Secondary Techs | PWRCOAINDNO | TotalAnnualMaxCapacityInvestment | 2039 | 1.99 | lid_family_capped | 2026-05-26T22:45:09.372185
B_Optimised_VRE | Secondary Techs | PWRCOAINDNO | TotalAnnualMaxCapacityInvestment | 2040 | 1.6944 | lid_family_capped | 2026-05-26T22:45:09.372185
B_Optimised_VRE | Secondary Techs | PWRCOAINDNO | TotalAnnualMaxCapacityInvestment | 2041 | 1.754 | lid_family_capped | 2026-05-26T22:45:09.372185
B_Optimised_VRE | Secondary Techs | PWRCOAINDNO | TotalAnnualMaxCapacityInvestment | 2042 | 2.0382 | lid_family_capped | 2026-05-26T22:45:09.372185
B_Optimised_VRE | Secondary Techs | PWRCOAINDNO | TotalAnnualMaxCapacityInvestment | 2043 | 2.9718 | lid_adequacy_scaled | 2026-05-26T22:45:09.372185
B_Optimised_VRE | Secondary Techs | PWRCOAINDNO | TotalAnnualMaxCapacityInvestment | 2044 | 3.9153 | lid_adequacy_scaled | 2026-05-26T22:45:09.372185
B_Optimised_VRE | Secondary Techs | PWRCOAINDNO | TotalAnnualMaxCapacityInvestment | 2045 | 4.8331 | lid_adequacy_scaled | 2026-05-26T22:45:09.372185
B_Optimised_VRE | Secondary Techs | PWRCOAINDNO | TotalAnnualMaxCapacityInvestment | 2046 | 6.0475 | lid_adequacy_scaled | 2026-05-26T22:45:09.372185
B_Optimised_VRE | Secondary Techs | PWRCOAINDNO | TotalAnnualMaxCapacityInvestment | 2047 | 7.1779 | lid_adequacy_scaled | 2026-05-26T22:45:09.372185
B_Optimised_VRE | Secondary Techs | PWRCOAINDNO | TotalAnnualMaxCapacityInvestment | 2048 | 8.2418 | lid_adequacy_scaled | 2026-05-26T22:45:09.372185
B_Optimised_VRE | Secondary Techs | PWRCOAINDNO | TotalAnnualMaxCapacityInvestment | 2049 | 9.2488 | lid_adequacy_scaled | 2026-05-26T22:45:09.372185
B_Optimised_VRE | Secondary Techs | PWRCOAINDNO | TotalAnnualMaxCapacityInvestment | 2050 | 10.2066 | lid_adequacy_scaled | 2026-05-26T22:45:09.372185
B_Optimised_VRE | Secondary Techs | PWRSDSINDEA | TotalAnnualMaxCapacityInvestment | 2023 | 9999 | exempt_maxcap_uncapped | 2026-05-26T22:45:09.372185
B_Optimised_VRE | Secondary Techs | PWRSDSINDEA | TotalAnnualMaxCapacityInvestment | 2024 | 9999 | exempt_maxcap_uncapped | 2026-05-26T22:45:09.372185
B_Optimised_VRE | Secondary Techs | PWRSDSINDEA | TotalAnnualMaxCapacityInvestment | 2025 | 9999 | exempt_maxcap_uncapped | 2026-05-26T22:45:09.372185
B_Optimised_VRE | Secondary Techs | PWRSDSINDEA | TotalAnnualMaxCapacityInvestment | 2026 | 9999 | exempt_maxcap_uncapped | 2026-05-26T22:45:09.372185
B_Optimised_VRE | Secondary Techs | PWRSDSINDEA | TotalAnnualMaxCapacityInvestment | 2027 | 9999 | exempt_maxcap_uncapped | 2026-05-26T22:45:09.372185
B_Optimised_VRE | Secondary Techs | PWRSDSINDEA | TotalAnnualMaxCapacityInvestment | 2028 | 9999 | exempt_maxcap_uncapped | 2026-05-26T22:45:09.372185
B_Optimised_VRE | Secondary Techs | PWRSDSINDEA | TotalAnnualMaxCapacityInvestment | 2029 | 9999 | exempt_maxcap_uncapped | 2026-05-26T22:45:09.372185
B_Optimised_VRE | Secondary Techs | PWRSDSINDEA | TotalAnnualMaxCapacityInvestment | 2030 | 9999 | exempt_maxcap_uncapped | 2026-05-26T22:45:09.372185
B_Optimised_VRE | Secondary Techs | PWRSDSINDEA | TotalAnnualMaxCapacityInvestment | 2031 | 9999 | exempt_maxcap_uncapped | 2026-05-26T22:45:09.372185
B_Optimised_VRE | Secondary Techs | PWRSDSINDEA | TotalAnnualMaxCapacityInvestment | 2032 | 9999 | exempt_maxcap_uncapped | 2026-05-26T22:45:09.372185
B_Optimised_VRE | Secondary Techs | PWRSDSINDEA | TotalAnnualMaxCapacityInvestment | 2033 | 9999 | exempt_maxcap_uncapped | 2026-05-26T22:45:09.372185
B_Optimised_VRE | Secondary Techs | PWRSDSINDEA | TotalAnnualMaxCapacityInvestment | 2034 | 9999 | exempt_maxcap_uncapped | 2026-05-26T22:45:09.372185
B_Optimised_VRE | Secondary Techs | PWRSDSINDEA | TotalAnnualMaxCapacityInvestment | 2035 | 9999 | exempt_maxcap_uncapped | 2026-05-26T22:45:09.372185
B_Optimised_VRE | Secondary Techs | PWRSDSINDEA | TotalAnnualMaxCapacityInvestment | 2036 | 9999 | exempt_maxcap_uncapped | 2026-05-26T22:45:09.372185
B_Optimised_VRE | Secondary Techs | PWRSDSINDEA | TotalAnnualMaxCapacityInvestment | 2037 | 9999 | exempt_maxcap_uncapped | 2026-05-26T22:45:09.372185
B_Optimised_VRE | Secondary Techs | PWRSDSINDEA | TotalAnnualMaxCapacityInvestment | 2038 | 9999 | exempt_maxcap_uncapped | 2026-05-26T22:45:09.372185
B_Optimised_VRE | Secondary Techs | PWRSDSINDEA | TotalAnnualMaxCapacityInvestment | 2039 | 9999 | exempt_maxcap_uncapped | 2026-05-26T22:45:09.372185
B_Optimised_VRE | Secondary Techs | PWRSDSINDEA | TotalAnnualMaxCapacityInvestment | 2040 | 9999 | exempt_maxcap_uncapped | 2026-05-26T22:45:09.372185
B_Optimised_VRE | Secondary Techs | PWRSDSINDEA | TotalAnnualMaxCapacityInvestment | 2041 | 9999 | exempt_maxcap_uncapped | 2026-05-26T22:45:09.372185
B_Optimised_VRE | Secondary Techs | PWRSDSINDEA | TotalAnnualMaxCapacityInvestment | 2042 | 9999 | exempt_maxcap_uncapped | 2026-05-26T22:45:09.372185
B_Optimised_VRE | Secondary Techs | PWRSDSINDEA | TotalAnnualMaxCapacityInvestment | 2043 | 9999 | exempt_maxcap_uncapped | 2026-05-26T22:45:09.372185
B_Optimised_VRE | Secondary Techs | PWRSDSINDEA | TotalAnnualMaxCapacityInvestment | 2044 | 9999 | exempt_maxcap_uncapped | 2026-05-26T22:45:09.372185
B_Optimised_VRE | Secondary Techs | PWRSDSINDEA | TotalAnnualMaxCapacityInvestment | 2045 | 9999 | exempt_maxcap_uncapped | 2026-05-26T22:45:09.372185
B_Optimised_VRE | Secondary Techs | PWRSDSINDEA | TotalAnnualMaxCapacityInvestment | 2046 | 9999 | exempt_maxcap_uncapped | 2026-05-26T22:45:09.372185
B_Optimised_VRE | Secondary Techs | PWRSDSINDEA | TotalAnnualMaxCapacityInvestment | 2047 | 9999 | exempt_maxcap_uncapped | 2026-05-26T22:45:09.372185
B_Optimised_VRE | Secondary Techs | PWRSDSINDEA | TotalAnnualMaxCapacityInvestment | 2048 | 9999 | exempt_maxcap_uncapped | 2026-05-26T22:45:09.372185
B_Optimised_VRE | Secondary Techs | PWRSDSINDEA | TotalAnnualMaxCapacityInvestment | 2049 | 9999 | exempt_maxcap_uncapped | 2026-05-26T22:45:09.372185
B_Optimised_VRE | Secondary Techs | PWRSDSINDEA | TotalAnnualMaxCapacityInvestment | 2050 | 9999 | exempt_maxcap_uncapped | 2026-05-26T22:45:09.372185
B_Optimised_VRE | Secondary Techs | PWRSDSINDEA | TotalAnnualMaxCapacityInvestment | 2023 | 9999 | exempt_uncapped | 2026-05-26T22:45:09.372185
B_Optimised_VRE | Secondary Techs | PWRSDSINDEA | TotalAnnualMaxCapacityInvestment | 2024 | 9999 | exempt_uncapped | 2026-05-26T22:45:09.372185
B_Optimised_VRE | Secondary Techs | PWRSDSINDEA | TotalAnnualMaxCapacityInvestment | 2025 | 9999 | exempt_uncapped | 2026-05-26T22:45:09.372185
B_Optimised_VRE | Secondary Techs | PWRSDSINDEA | TotalAnnualMaxCapacityInvestment | 2026 | 9999 | exempt_uncapped | 2026-05-26T22:45:09.372185
B_Optimised_VRE | Secondary Techs | PWRSDSINDEA | TotalAnnualMaxCapacityInvestment | 2027 | 9999 | exempt_uncapped | 2026-05-26T22:45:09.372185
B_Optimised_VRE | Secondary Techs | PWRSDSINDEA | TotalAnnualMaxCapacityInvestment | 2028 | 9999 | exempt_uncapped | 2026-05-26T22:45:09.372185
B_Optimised_VRE | Secondary Techs | PWRSDSINDEA | TotalAnnualMaxCapacityInvestment | 2029 | 9999 | exempt_uncapped | 2026-05-26T22:45:09.372185
B_Optimised_VRE | Secondary Techs | PWRSDSINDEA | TotalAnnualMaxCapacityInvestment | 2030 | 9999 | exempt_uncapped | 2026-05-26T22:45:09.372185
B_Optimised_VRE | Secondary Techs | PWRSDSINDEA | TotalAnnualMaxCapacityInvestment | 2031 | 9999 | exempt_uncapped | 2026-05-26T22:45:09.372185
B_Optimised_VRE | Secondary Techs | PWRSDSINDEA | TotalAnnualMaxCapacityInvestment | 2032 | 9999 | exempt_uncapped | 2026-05-26T22:45:09.372185
B_Optimised_VRE | Secondary Techs | PWRSDSINDEA | TotalAnnualMaxCapacityInvestment | 2033 | 9999 | exempt_uncapped | 2026-05-26T22:45:09.372185
B_Optimised_VRE | Secondary Techs | PWRSDSINDEA | TotalAnnualMaxCapacityInvestment | 2034 | 9999 | exempt_uncapped | 2026-05-26T22:45:09.372185
B_Optimised_VRE | Secondary Techs | PWRSDSINDEA | TotalAnnualMaxCapacityInvestment | 2035 | 9999 | exempt_uncapped | 2026-05-26T22:45:09.372185
B_Optimised_VRE | Secondary Techs | PWRSDSINDEA | TotalAnnualMaxCapacityInvestment | 2036 | 9999 | exempt_uncapped | 2026-05-26T22:45:09.372185
B_Optimised_VRE | Secondary Techs | PWRSDSINDEA | TotalAnnualMaxCapacityInvestment | 2037 | 9999 | exempt_uncapped | 2026-05-26T22:45:09.372185
B_Optimised_VRE | Secondary Techs | PWRSDSINDEA | TotalAnnualMaxCapacityInvestment | 2038 | 9999 | exempt_uncapped | 2026-05-26T22:45:09.372185
B_Optimised_VRE | Secondary Techs | PWRSDSINDEA | TotalAnnualMaxCapacityInvestment | 2039 | 9999 | exempt_uncapped | 2026-05-26T22:45:09.372185
B_Optimised_VRE | Secondary Techs | PWRSDSINDEA | TotalAnnualMaxCapacityInvestment | 2040 | 9999 | exempt_uncapped | 2026-05-26T22:45:09.372185
B_Optimised_VRE | Secondary Techs | PWRSDSINDEA | TotalAnnualMaxCapacityInvestment | 2041 | 9999 | exempt_uncapped | 2026-05-26T22:45:09.372185
B_Optimised_VRE | Secondary Techs | PWRSDSINDEA | TotalAnnualMaxCapacityInvestment | 2042 | 9999 | exempt_uncapped | 2026-05-26T22:45:09.372185
B_Optimised_VRE | Secondary Techs | PWRSDSINDEA | TotalAnnualMaxCapacityInvestment | 2043 | 9999 | exempt_uncapped | 2026-05-26T22:45:09.372185
B_Optimised_VRE | Secondary Techs | PWRSDSINDEA | TotalAnnualMaxCapacityInvestment | 2044 | 9999 | exempt_uncapped | 2026-05-26T22:45:09.372185
B_Optimised_VRE | Secondary Techs | PWRSDSINDEA | TotalAnnualMaxCapacityInvestment | 2045 | 9999 | exempt_uncapped | 2026-05-26T22:45:09.372185
B_Optimised_VRE | Secondary Techs | PWRSDSINDEA | TotalAnnualMaxCapacityInvestment | 2046 | 9999 | exempt_uncapped | 2026-05-26T22:45:09.372185
B_Optimised_VRE | Secondary Techs | PWRSDSINDEA | TotalAnnualMaxCapacityInvestment | 2047 | 9999 | exempt_uncapped | 2026-05-26T22:45:09.372185
B_Optimised_VRE | Secondary Techs | PWRSDSINDEA | TotalAnnualMaxCapacityInvestment | 2048 | 9999 | exempt_uncapped | 2026-05-26T22:45:09.372185
B_Optimised_VRE | Secondary Techs | PWRSDSINDEA | TotalAnnualMaxCapacityInvestment | 2049 | 9999 | exempt_uncapped | 2026-05-26T22:45:09.372185
B_Optimised_VRE | Secondary Techs | PWRSDSINDEA | TotalAnnualMaxCapacityInvestment | 2050 | 9999 | exempt_uncapped | 2026-05-26T22:45:09.372185
B_Optimised_VRE | Secondary Techs | PWRLDSINDWE | TotalAnnualMaxCapacityInvestment | 2023 | 9999 | exempt_maxcap_uncapped | 2026-05-26T22:45:09.372185
B_Optimised_VRE | Secondary Techs | PWRLDSINDWE | TotalAnnualMaxCapacityInvestment | 2024 | 9999 | exempt_maxcap_uncapped | 2026-05-26T22:45:09.372185
B_Optimised_VRE | Secondary Techs | PWRLDSINDWE | TotalAnnualMaxCapacityInvestment | 2025 | 9999 | exempt_maxcap_uncapped | 2026-05-26T22:45:09.372185
B_Optimised_VRE | Secondary Techs | PWRLDSINDWE | TotalAnnualMaxCapacityInvestment | 2026 | 9999 | exempt_maxcap_uncapped | 2026-05-26T22:45:09.372185
B_Optimised_VRE | Secondary Techs | PWRLDSINDWE | TotalAnnualMaxCapacityInvestment | 2027 | 9999 | exempt_maxcap_uncapped | 2026-05-26T22:45:09.372185
B_Optimised_VRE | Secondary Techs | PWRLDSINDWE | TotalAnnualMaxCapacityInvestment | 2028 | 9999 | exempt_maxcap_uncapped | 2026-05-26T22:45:09.372185
B_Optimised_VRE | Secondary Techs | PWRLDSINDWE | TotalAnnualMaxCapacityInvestment | 2029 | 9999 | exempt_maxcap_uncapped | 2026-05-26T22:45:09.372185
B_Optimised_VRE | Secondary Techs | PWRLDSINDWE | TotalAnnualMaxCapacityInvestment | 2030 | 9999 | exempt_maxcap_uncapped | 2026-05-26T22:45:09.372185
B_Optimised_VRE | Secondary Techs | PWRLDSINDWE | TotalAnnualMaxCapacityInvestment | 2031 | 9999 | exempt_maxcap_uncapped | 2026-05-26T22:45:09.372185
B_Optimised_VRE | Secondary Techs | PWRLDSINDWE | TotalAnnualMaxCapacityInvestment | 2032 | 9999 | exempt_maxcap_uncapped | 2026-05-26T22:45:09.372185
B_Optimised_VRE | Secondary Techs | PWRLDSINDWE | TotalAnnualMaxCapacityInvestment | 2033 | 9999 | exempt_maxcap_uncapped | 2026-05-26T22:45:09.372185
B_Optimised_VRE | Secondary Techs | PWRLDSINDWE | TotalAnnualMaxCapacityInvestment | 2034 | 9999 | exempt_maxcap_uncapped | 2026-05-26T22:45:09.372185
B_Optimised_VRE | Secondary Techs | PWRLDSINDWE | TotalAnnualMaxCapacityInvestment | 2035 | 9999 | exempt_maxcap_uncapped | 2026-05-26T22:45:09.372185
B_Optimised_VRE | Secondary Techs | PWRLDSINDWE | TotalAnnualMaxCapacityInvestment | 2036 | 9999 | exempt_maxcap_uncapped | 2026-05-26T22:45:09.372185
B_Optimised_VRE | Secondary Techs | PWRLDSINDWE | TotalAnnualMaxCapacityInvestment | 2037 | 9999 | exempt_maxcap_uncapped | 2026-05-26T22:45:09.372185
B_Optimised_VRE | Secondary Techs | PWRLDSINDWE | TotalAnnualMaxCapacityInvestment | 2038 | 9999 | exempt_maxcap_uncapped | 2026-05-26T22:45:09.372185
B_Optimised_VRE | Secondary Techs | PWRLDSINDWE | TotalAnnualMaxCapacityInvestment | 2039 | 9999 | exempt_maxcap_uncapped | 2026-05-26T22:45:09.372185
B_Optimised_VRE | Secondary Techs | PWRLDSINDWE | TotalAnnualMaxCapacityInvestment | 2040 | 9999 | exempt_maxcap_uncapped | 2026-05-26T22:45:09.372185
B_Optimised_VRE | Secondary Techs | PWRLDSINDWE | TotalAnnualMaxCapacityInvestment | 2041 | 9999 | exempt_maxcap_uncapped | 2026-05-26T22:45:09.372185
B_Optimised_VRE | Secondary Techs | PWRLDSINDWE | TotalAnnualMaxCapacityInvestment | 2042 | 9999 | exempt_maxcap_uncapped | 2026-05-26T22:45:09.372185
B_Optimised_VRE | Secondary Techs | PWRLDSINDWE | TotalAnnualMaxCapacityInvestment | 2043 | 9999 | exempt_maxcap_uncapped | 2026-05-26T22:45:09.372185
B_Optimised_VRE | Secondary Techs | PWRLDSINDWE | TotalAnnualMaxCapacityInvestment | 2044 | 9999 | exempt_maxcap_uncapped | 2026-05-26T22:45:09.372185
B_Optimised_VRE | Secondary Techs | PWRLDSINDWE | TotalAnnualMaxCapacityInvestment | 2045 | 9999 | exempt_maxcap_uncapped | 2026-05-26T22:45:09.372185
B_Optimised_VRE | Secondary Techs | PWRLDSINDWE | TotalAnnualMaxCapacityInvestment | 2046 | 9999 | exempt_maxcap_uncapped | 2026-05-26T22:45:09.372185
B_Optimised_VRE | Secondary Techs | PWRLDSINDWE | TotalAnnualMaxCapacityInvestment | 2047 | 9999 | exempt_maxcap_uncapped | 2026-05-26T22:45:09.372185
B_Optimised_VRE | Secondary Techs | PWRLDSINDWE | TotalAnnualMaxCapacityInvestment | 2048 | 9999 | exempt_maxcap_uncapped | 2026-05-26T22:45:09.372185
B_Optimised_VRE | Secondary Techs | PWRLDSINDWE | TotalAnnualMaxCapacityInvestment | 2049 | 9999 | exempt_maxcap_uncapped | 2026-05-26T22:45:09.372185
B_Optimised_VRE | Secondary Techs | PWRLDSINDWE | TotalAnnualMaxCapacityInvestment | 2050 | 9999 | exempt_maxcap_uncapped | 2026-05-26T22:45:09.372185
B_Optimised_VRE | Secondary Techs | PWRLDSINDWE | TotalAnnualMaxCapacityInvestment | 2023 | 9999 | exempt_uncapped | 2026-05-26T22:45:09.372185
B_Optimised_VRE | Secondary Techs | PWRLDSINDWE | TotalAnnualMaxCapacityInvestment | 2024 | 9999 | exempt_uncapped | 2026-05-26T22:45:09.372185
B_Optimised_VRE | Secondary Techs | PWRLDSINDWE | TotalAnnualMaxCapacityInvestment | 2025 | 9999 | exempt_uncapped | 2026-05-26T22:45:09.372185
B_Optimised_VRE | Secondary Techs | PWRLDSINDWE | TotalAnnualMaxCapacityInvestment | 2026 | 9999 | exempt_uncapped | 2026-05-26T22:45:09.372185
B_Optimised_VRE | Secondary Techs | PWRLDSINDWE | TotalAnnualMaxCapacityInvestment | 2027 | 9999 | exempt_uncapped | 2026-05-26T22:45:09.372185
B_Optimised_VRE | Secondary Techs | PWRLDSINDWE | TotalAnnualMaxCapacityInvestment | 2028 | 9999 | exempt_uncapped | 2026-05-26T22:45:09.372185
B_Optimised_VRE | Secondary Techs | PWRLDSINDWE | TotalAnnualMaxCapacityInvestment | 2029 | 9999 | exempt_uncapped | 2026-05-26T22:45:09.372185
B_Optimised_VRE | Secondary Techs | PWRLDSINDWE | TotalAnnualMaxCapacityInvestment | 2030 | 9999 | exempt_uncapped | 2026-05-26T22:45:09.372185
B_Optimised_VRE | Secondary Techs | PWRLDSINDWE | TotalAnnualMaxCapacityInvestment | 2031 | 9999 | exempt_uncapped | 2026-05-26T22:45:09.372185
B_Optimised_VRE | Secondary Techs | PWRLDSINDWE | TotalAnnualMaxCapacityInvestment | 2032 | 9999 | exempt_uncapped | 2026-05-26T22:45:09.372185
B_Optimised_VRE | Secondary Techs | PWRLDSINDWE | TotalAnnualMaxCapacityInvestment | 2033 | 9999 | exempt_uncapped | 2026-05-26T22:45:09.372185
B_Optimised_VRE | Secondary Techs | PWRLDSINDWE | TotalAnnualMaxCapacityInvestment | 2034 | 9999 | exempt_uncapped | 2026-05-26T22:45:09.372185
B_Optimised_VRE | Secondary Techs | PWRLDSINDWE | TotalAnnualMaxCapacityInvestment | 2035 | 9999 | exempt_uncapped | 2026-05-26T22:45:09.372185
B_Optimised_VRE | Secondary Techs | PWRLDSINDWE | TotalAnnualMaxCapacityInvestment | 2036 | 9999 | exempt_uncapped | 2026-05-26T22:45:09.372185
B_Optimised_VRE | Secondary Techs | PWRLDSINDWE | TotalAnnualMaxCapacityInvestment | 2037 | 9999 | exempt_uncapped | 2026-05-26T22:45:09.372185
B_Optimised_VRE | Secondary Techs | PWRLDSINDWE | TotalAnnualMaxCapacityInvestment | 2038 | 9999 | exempt_uncapped | 2026-05-26T22:45:09.372185
B_Optimised_VRE | Secondary Techs | PWRLDSINDWE | TotalAnnualMaxCapacityInvestment | 2039 | 9999 | exempt_uncapped | 2026-05-26T22:45:09.372185
B_Optimised_VRE | Secondary Techs | PWRLDSINDWE | TotalAnnualMaxCapacityInvestment | 2040 | 9999 | exempt_uncapped | 2026-05-26T22:45:09.372185
B_Optimised_VRE | Secondary Techs | PWRLDSINDWE | TotalAnnualMaxCapacityInvestment | 2041 | 9999 | exempt_uncapped | 2026-05-26T22:45:09.372185
B_Optimised_VRE | Secondary Techs | PWRLDSINDWE | TotalAnnualMaxCapacityInvestment | 2042 | 9999 | exempt_uncapped | 2026-05-26T22:45:09.372185
B_Optimised_VRE | Secondary Techs | PWRLDSINDWE | TotalAnnualMaxCapacityInvestment | 2043 | 9999 | exempt_uncapped | 2026-05-26T22:45:09.372185
B_Optimised_VRE | Secondary Techs | PWRLDSINDWE | TotalAnnualMaxCapacityInvestment | 2044 | 9999 | exempt_uncapped | 2026-05-26T22:45:09.372185
B_Optimised_VRE | Secondary Techs | PWRLDSINDWE | TotalAnnualMaxCapacityInvestment | 2045 | 9999 | exempt_uncapped | 2026-05-26T22:45:09.372185
B_Optimised_VRE | Secondary Techs | PWRLDSINDWE | TotalAnnualMaxCapacityInvestment | 2046 | 9999 | exempt_uncapped | 2026-05-26T22:45:09.372185
B_Optimised_VRE | Secondary Techs | PWRLDSINDWE | TotalAnnualMaxCapacityInvestment | 2047 | 9999 | exempt_uncapped | 2026-05-26T22:45:09.372185
B_Optimised_VRE | Secondary Techs | PWRLDSINDWE | TotalAnnualMaxCapacityInvestment | 2048 | 9999 | exempt_uncapped | 2026-05-26T22:45:09.372185
B_Optimised_VRE | Secondary Techs | PWRLDSINDWE | TotalAnnualMaxCapacityInvestment | 2049 | 9999 | exempt_uncapped | 2026-05-26T22:45:09.372185
B_Optimised_VRE | Secondary Techs | PWRLDSINDWE | TotalAnnualMaxCapacityInvestment | 2050 | 9999 | exempt_uncapped | 2026-05-26T22:45:09.372185
B_Optimised_VRE | Secondary Techs | PWRSDSMDVXX | TotalAnnualMaxCapacityInvestment | 2023 | 9999 | exempt_maxcap_uncapped | 2026-05-26T22:45:09.372185
B_Optimised_VRE | Secondary Techs | PWRSDSMDVXX | TotalAnnualMaxCapacityInvestment | 2024 | 9999 | exempt_maxcap_uncapped | 2026-05-26T22:45:09.372185
B_Optimised_VRE | Secondary Techs | PWRSDSMDVXX | TotalAnnualMaxCapacityInvestment | 2025 | 9999 | exempt_maxcap_uncapped | 2026-05-26T22:45:09.372185
B_Optimised_VRE | Secondary Techs | PWRSDSMDVXX | TotalAnnualMaxCapacityInvestment | 2026 | 9999 | exempt_maxcap_uncapped | 2026-05-26T22:45:09.372185
B_Optimised_VRE | Secondary Techs | PWRSDSMDVXX | TotalAnnualMaxCapacityInvestment | 2027 | 9999 | exempt_maxcap_uncapped | 2026-05-26T22:45:09.372185
B_Optimised_VRE | Secondary Techs | PWRSDSMDVXX | TotalAnnualMaxCapacityInvestment | 2028 | 9999 | exempt_maxcap_uncapped | 2026-05-26T22:45:09.372185
B_Optimised_VRE | Secondary Techs | PWRSDSMDVXX | TotalAnnualMaxCapacityInvestment | 2029 | 9999 | exempt_maxcap_uncapped | 2026-05-26T22:45:09.372185
B_Optimised_VRE | Secondary Techs | PWRSDSMDVXX | TotalAnnualMaxCapacityInvestment | 2030 | 9999 | exempt_maxcap_uncapped | 2026-05-26T22:45:09.372185
B_Optimised_VRE | Secondary Techs | PWRSDSMDVXX | TotalAnnualMaxCapacityInvestment | 2031 | 9999 | exempt_maxcap_uncapped | 2026-05-26T22:45:09.372185
B_Optimised_VRE | Secondary Techs | PWRSDSMDVXX | TotalAnnualMaxCapacityInvestment | 2032 | 9999 | exempt_maxcap_uncapped | 2026-05-26T22:45:09.372185
B_Optimised_VRE | Secondary Techs | PWRSDSMDVXX | TotalAnnualMaxCapacityInvestment | 2033 | 9999 | exempt_maxcap_uncapped | 2026-05-26T22:45:09.372185
B_Optimised_VRE | Secondary Techs | PWRSDSMDVXX | TotalAnnualMaxCapacityInvestment | 2034 | 9999 | exempt_maxcap_uncapped | 2026-05-26T22:45:09.372185
B_Optimised_VRE | Secondary Techs | PWRSDSMDVXX | TotalAnnualMaxCapacityInvestment | 2035 | 9999 | exempt_maxcap_uncapped | 2026-05-26T22:45:09.372185
B_Optimised_VRE | Secondary Techs | PWRSDSMDVXX | TotalAnnualMaxCapacityInvestment | 2036 | 9999 | exempt_maxcap_uncapped | 2026-05-26T22:45:09.372185
B_Optimised_VRE | Secondary Techs | PWRSDSMDVXX | TotalAnnualMaxCapacityInvestment | 2037 | 9999 | exempt_maxcap_uncapped | 2026-05-26T22:45:09.372185
B_Optimised_VRE | Secondary Techs | PWRSDSMDVXX | TotalAnnualMaxCapacityInvestment | 2038 | 9999 | exempt_maxcap_uncapped | 2026-05-26T22:45:09.372185
B_Optimised_VRE | Secondary Techs | PWRSDSMDVXX | TotalAnnualMaxCapacityInvestment | 2039 | 9999 | exempt_maxcap_uncapped | 2026-05-26T22:45:09.372185
B_Optimised_VRE | Secondary Techs | PWRSDSMDVXX | TotalAnnualMaxCapacityInvestment | 2040 | 9999 | exempt_maxcap_uncapped | 2026-05-26T22:45:09.372185
B_Optimised_VRE | Secondary Techs | PWRSDSMDVXX | TotalAnnualMaxCapacityInvestment | 2041 | 9999 | exempt_maxcap_uncapped | 2026-05-26T22:45:09.372185
B_Optimised_VRE | Secondary Techs | PWRSDSMDVXX | TotalAnnualMaxCapacityInvestment | 2042 | 9999 | exempt_maxcap_uncapped | 2026-05-26T22:45:09.372185
B_Optimised_VRE | Secondary Techs | PWRSDSMDVXX | TotalAnnualMaxCapacityInvestment | 2043 | 9999 | exempt_maxcap_uncapped | 2026-05-26T22:45:09.372185
B_Optimised_VRE | Secondary Techs | PWRSDSMDVXX | TotalAnnualMaxCapacityInvestment | 2044 | 9999 | exempt_maxcap_uncapped | 2026-05-26T22:45:09.372185
B_Optimised_VRE | Secondary Techs | PWRSDSMDVXX | TotalAnnualMaxCapacityInvestment | 2045 | 9999 | exempt_maxcap_uncapped | 2026-05-26T22:45:09.372185
B_Optimised_VRE | Secondary Techs | PWRSDSMDVXX | TotalAnnualMaxCapacityInvestment | 2046 | 9999 | exempt_maxcap_uncapped | 2026-05-26T22:45:09.372185
B_Optimised_VRE | Secondary Techs | PWRSDSMDVXX | TotalAnnualMaxCapacityInvestment | 2047 | 9999 | exempt_maxcap_uncapped | 2026-05-26T22:45:09.372185
B_Optimised_VRE | Secondary Techs | PWRSDSMDVXX | TotalAnnualMaxCapacityInvestment | 2048 | 9999 | exempt_maxcap_uncapped | 2026-05-26T22:45:09.372185
B_Optimised_VRE | Secondary Techs | PWRSDSMDVXX | TotalAnnualMaxCapacityInvestment | 2049 | 9999 | exempt_maxcap_uncapped | 2026-05-26T22:45:09.372185
B_Optimised_VRE | Secondary Techs | PWRSDSMDVXX | TotalAnnualMaxCapacityInvestment | 2050 | 9999 | exempt_maxcap_uncapped | 2026-05-26T22:45:09.372185
B_Optimised_VRE | Secondary Techs | PWRSDSMDVXX | TotalAnnualMaxCapacityInvestment | 2023 | 9999 | exempt_uncapped | 2026-05-26T22:45:09.372185
B_Optimised_VRE | Secondary Techs | PWRSDSMDVXX | TotalAnnualMaxCapacityInvestment | 2024 | 9999 | exempt_uncapped | 2026-05-26T22:45:09.372185
B_Optimised_VRE | Secondary Techs | PWRSDSMDVXX | TotalAnnualMaxCapacityInvestment | 2025 | 9999 | exempt_uncapped | 2026-05-26T22:45:09.372185
B_Optimised_VRE | Secondary Techs | PWRSDSMDVXX | TotalAnnualMaxCapacityInvestment | 2026 | 9999 | exempt_uncapped | 2026-05-26T22:45:09.372185
B_Optimised_VRE | Secondary Techs | PWRSDSMDVXX | TotalAnnualMaxCapacityInvestment | 2027 | 9999 | exempt_uncapped | 2026-05-26T22:45:09.372185
B_Optimised_VRE | Secondary Techs | PWRSDSMDVXX | TotalAnnualMaxCapacityInvestment | 2028 | 9999 | exempt_uncapped | 2026-05-26T22:45:09.372185
B_Optimised_VRE | Secondary Techs | PWRSDSMDVXX | TotalAnnualMaxCapacityInvestment | 2029 | 9999 | exempt_uncapped | 2026-05-26T22:45:09.372185
B_Optimised_VRE | Secondary Techs | PWRSDSMDVXX | TotalAnnualMaxCapacityInvestment | 2030 | 9999 | exempt_uncapped | 2026-05-26T22:45:09.372185
B_Optimised_VRE | Secondary Techs | PWRSDSMDVXX | TotalAnnualMaxCapacityInvestment | 2031 | 9999 | exempt_uncapped | 2026-05-26T22:45:09.372185
B_Optimised_VRE | Secondary Techs | PWRSDSMDVXX | TotalAnnualMaxCapacityInvestment | 2032 | 9999 | exempt_uncapped | 2026-05-26T22:45:09.372185
B_Optimised_VRE | Secondary Techs | PWRSDSMDVXX | TotalAnnualMaxCapacityInvestment | 2033 | 9999 | exempt_uncapped | 2026-05-26T22:45:09.372185
B_Optimised_VRE | Secondary Techs | PWRSDSMDVXX | TotalAnnualMaxCapacityInvestment | 2034 | 9999 | exempt_uncapped | 2026-05-26T22:45:09.372185
B_Optimised_VRE | Secondary Techs | PWRSDSMDVXX | TotalAnnualMaxCapacityInvestment | 2035 | 9999 | exempt_uncapped | 2026-05-26T22:45:09.372185
B_Optimised_VRE | Secondary Techs | PWRSDSMDVXX | TotalAnnualMaxCapacityInvestment | 2036 | 9999 | exempt_uncapped | 2026-05-26T22:45:09.372185
B_Optimised_VRE | Secondary Techs | PWRSDSMDVXX | TotalAnnualMaxCapacityInvestment | 2037 | 9999 | exempt_uncapped | 2026-05-26T22:45:09.372185
B_Optimised_VRE | Secondary Techs | PWRSDSMDVXX | TotalAnnualMaxCapacityInvestment | 2038 | 9999 | exempt_uncapped | 2026-05-26T22:45:09.372185
B_Optimised_VRE | Secondary Techs | PWRSDSMDVXX | TotalAnnualMaxCapacityInvestment | 2039 | 9999 | exempt_uncapped | 2026-05-26T22:45:09.372185
B_Optimised_VRE | Secondary Techs | PWRSDSMDVXX | TotalAnnualMaxCapacityInvestment | 2040 | 9999 | exempt_uncapped | 2026-05-26T22:45:09.372185
B_Optimised_VRE | Secondary Techs | PWRSDSMDVXX | TotalAnnualMaxCapacityInvestment | 2041 | 9999 | exempt_uncapped | 2026-05-26T22:45:09.372185
B_Optimised_VRE | Secondary Techs | PWRSDSMDVXX | TotalAnnualMaxCapacityInvestment | 2042 | 9999 | exempt_uncapped | 2026-05-26T22:45:09.372185
B_Optimised_VRE | Secondary Techs | PWRSDSMDVXX | TotalAnnualMaxCapacityInvestment | 2043 | 9999 | exempt_uncapped | 2026-05-26T22:45:09.372185
B_Optimised_VRE | Secondary Techs | PWRSDSMDVXX | TotalAnnualMaxCapacityInvestment | 2044 | 9999 | exempt_uncapped | 2026-05-26T22:45:09.372185
B_Optimised_VRE | Secondary Techs | PWRSDSMDVXX | TotalAnnualMaxCapacityInvestment | 2045 | 9999 | exempt_uncapped | 2026-05-26T22:45:09.372185
B_Optimised_VRE | Secondary Techs | PWRSDSMDVXX | TotalAnnualMaxCapacityInvestment | 2046 | 9999 | exempt_uncapped | 2026-05-26T22:45:09.372185
B_Optimised_VRE | Secondary Techs | PWRSDSMDVXX | TotalAnnualMaxCapacityInvestment | 2047 | 9999 | exempt_uncapped | 2026-05-26T22:45:09.372185
B_Optimised_VRE | Secondary Techs | PWRSDSMDVXX | TotalAnnualMaxCapacityInvestment | 2048 | 9999 | exempt_uncapped | 2026-05-26T22:45:09.372185
B_Optimised_VRE | Secondary Techs | PWRSDSMDVXX | TotalAnnualMaxCapacityInvestment | 2049 | 9999 | exempt_uncapped | 2026-05-26T22:45:09.372185
B_Optimised_VRE | Secondary Techs | PWRSDSMDVXX | TotalAnnualMaxCapacityInvestment | 2050 | 9999 | exempt_uncapped | 2026-05-26T22:45:09.372185
B_Optimised_VRE | Secondary Techs | PWRHYDINDSO | TotalAnnualMaxCapacityInvestment | 2023 | 0.1 | lid_floor | 2026-05-26T22:45:09.372185
B_Optimised_VRE | Secondary Techs | PWRHYDINDSO | TotalAnnualMaxCapacityInvestment | 2024 | 0.70911 | lid_fill | 2026-05-26T22:45:09.372185
B_Optimised_VRE | Secondary Techs | PWRHYDINDSO | TotalAnnualMaxCapacityInvestment | 2025 | 0.75292 | lid_fill | 2026-05-26T22:45:09.372185
B_Optimised_VRE | Secondary Techs | PWRHYDINDSO | TotalAnnualMaxCapacityInvestment | 2026 | 1.2423 | untie_min_inv | 2026-05-26T22:45:09.372185
B_Optimised_VRE | Secondary Techs | PWRHYDINDSO | TotalAnnualMaxCapacityInvestment | 2027 | 1.6564 | untie_min_inv | 2026-05-26T22:45:09.372185
B_Optimised_VRE | Secondary Techs | PWRHYDINDSO | TotalAnnualMaxCapacityInvestment | 2028 | 0.9696 | untie_min_inv | 2026-05-26T22:45:09.372185
B_Optimised_VRE | Secondary Techs | PWRHYDINDSO | TotalAnnualMaxCapacityInvestment | 2029 | 4.3935 | untie_min_inv | 2026-05-26T22:45:09.372185
B_Optimised_VRE | Secondary Techs | PWRHYDINDSO | TotalAnnualMaxCapacityInvestment | 2030 | 0.59715 | lid_relaxed | 2026-05-26T22:45:09.372185
B_Optimised_VRE | Secondary Techs | PWRHYDINDSO | TotalAnnualMaxCapacityInvestment | 2031 | 0.57422 | lid_relaxed | 2026-05-26T22:45:09.372185
B_Optimised_VRE | Secondary Techs | PWRHYDINDSO | TotalAnnualMaxCapacityInvestment | 2032 | 0.7434 | lid_relaxed | 2026-05-26T22:45:09.372185
B_Optimised_VRE | Secondary Techs | PWRHYDINDSO | TotalAnnualMaxCapacityInvestment | 2033 | 0.73996 | lid_relaxed | 2026-05-26T22:45:09.372185
B_Optimised_VRE | Secondary Techs | PWRHYDINDSO | TotalAnnualMaxCapacityInvestment | 2034 | 0.73466 | lid_relaxed | 2026-05-26T22:45:09.372185
B_Optimised_VRE | Secondary Techs | PWRHYDINDSO | TotalAnnualMaxCapacityInvestment | 2035 | 0.72747 | lid_relaxed | 2026-05-26T22:45:09.372185
B_Optimised_VRE | Secondary Techs | PWRHYDINDSO | TotalAnnualMaxCapacityInvestment | 2036 | 0.71842 | lid_relaxed | 2026-05-26T22:45:09.372185
B_Optimised_VRE | Secondary Techs | PWRHYDINDSO | TotalAnnualMaxCapacityInvestment | 2037 | 0.78489 | lid_relaxed | 2026-05-26T22:45:09.372185
B_Optimised_VRE | Secondary Techs | PWRHYDINDSO | TotalAnnualMaxCapacityInvestment | 2038 | 0.77201 | lid_relaxed | 2026-05-26T22:45:09.372185
B_Optimised_VRE | Secondary Techs | PWRHYDINDSO | TotalAnnualMaxCapacityInvestment | 2039 | 0.75713 | lid_relaxed | 2026-05-26T22:45:09.372185
B_Optimised_VRE | Secondary Techs | PWRHYDINDSO | TotalAnnualMaxCapacityInvestment | 2040 | 0.70538 | lid_relaxed | 2026-05-26T22:45:09.372185
B_Optimised_VRE | Secondary Techs | PWRHYDINDSO | TotalAnnualMaxCapacityInvestment | 2041 | 0.74811 | lid_relaxed | 2026-05-26T22:45:09.372185
B_Optimised_VRE | Secondary Techs | PWRHYDINDSO | TotalAnnualMaxCapacityInvestment | 2042 | 0.91552 | lid_relaxed | 2026-05-26T22:45:09.372185
B_Optimised_VRE | Secondary Techs | PWRHYDINDSO | TotalAnnualMaxCapacityInvestment | 2043 | 1.3294 | lid_adequacy_scaled | 2026-05-26T22:45:09.372185
B_Optimised_VRE | Secondary Techs | PWRHYDINDSO | TotalAnnualMaxCapacityInvestment | 2044 | 1.8502 | lid_adequacy_scaled | 2026-05-26T22:45:09.372185
B_Optimised_VRE | Secondary Techs | PWRHYDINDSO | TotalAnnualMaxCapacityInvestment | 2045 | 2.4093 | lid_adequacy_scaled | 2026-05-26T22:45:09.372185
B_Optimised_VRE | Secondary Techs | PWRHYDINDSO | TotalAnnualMaxCapacityInvestment | 2046 | 3.3096 | lid_adequacy_scaled | 2026-05-26T22:45:09.372185
B_Optimised_VRE | Secondary Techs | PWRHYDINDSO | TotalAnnualMaxCapacityInvestment | 2047 | 4.2827 | lid_adequacy_scaled | 2026-05-26T22:45:09.372185
B_Optimised_VRE | Secondary Techs | PWRHYDINDSO | TotalAnnualMaxCapacityInvestment | 2048 | 5.3254 | lid_adequacy_scaled | 2026-05-26T22:45:09.372185
B_Optimised_VRE | Secondary Techs | PWRHYDINDSO | TotalAnnualMaxCapacityInvestment | 2049 | 6.4351 | lid_adequacy_scaled | 2026-05-26T22:45:09.372185
B_Optimised_VRE | Secondary Techs | PWRHYDINDSO | TotalAnnualMaxCapacityInvestment | 2050 | 7.6097 | lid_adequacy_scaled | 2026-05-26T22:45:09.372185
B_Optimised_VRE | Secondary Techs | PWRSPVINDSO | TotalAnnualMaxCapacityInvestment | 2023 | 0.101 | untie_min_inv | 2026-05-26T22:45:09.372185
B_Optimised_VRE | Secondary Techs | PWRSPVINDSO | TotalAnnualMaxCapacityInvestment | 2024 | 1.5112 | lid_fill | 2026-05-26T22:45:09.372185
B_Optimised_VRE | Secondary Techs | PWRSPVINDSO | TotalAnnualMaxCapacityInvestment | 2025 | 1.6046 | lid_fill | 2026-05-26T22:45:09.372185
B_Optimised_VRE | Secondary Techs | PWRSPVINDSO | TotalAnnualMaxCapacityInvestment | 2026 | 1.919 | untie_min_inv | 2026-05-26T22:45:09.372185
B_Optimised_VRE | Secondary Techs | PWRSPVINDSO | TotalAnnualMaxCapacityInvestment | 2027 | 1.7873 | lid_fill | 2026-05-26T22:45:09.372185
B_Optimised_VRE | Secondary Techs | PWRSPVINDSO | TotalAnnualMaxCapacityInvestment | 2028 | 1.9238 | lid_relaxed | 2026-05-26T22:45:09.372185
B_Optimised_VRE | Secondary Techs | PWRSPVINDSO | TotalAnnualMaxCapacityInvestment | 2029 | 1.799 | lid_relaxed | 2026-05-26T22:45:09.372185
B_Optimised_VRE | Secondary Techs | PWRSPVINDSO | TotalAnnualMaxCapacityInvestment | 2030 | 1.2726 | lid_relaxed | 2026-05-26T22:45:09.372185
B_Optimised_VRE | Secondary Techs | PWRSPVINDSO | TotalAnnualMaxCapacityInvestment | 2031 | 1.2238 | lid_relaxed | 2026-05-26T22:45:09.372185
B_Optimised_VRE | Secondary Techs | PWRSPVINDSO | TotalAnnualMaxCapacityInvestment | 2032 | 1.5843 | lid_relaxed | 2026-05-26T22:45:09.372185
B_Optimised_VRE | Secondary Techs | PWRSPVINDSO | TotalAnnualMaxCapacityInvestment | 2033 | 1.577 | lid_relaxed | 2026-05-26T22:45:09.372185
B_Optimised_VRE | Secondary Techs | PWRSPVINDSO | TotalAnnualMaxCapacityInvestment | 2034 | 1.5657 | lid_relaxed | 2026-05-26T22:45:09.372185
B_Optimised_VRE | Secondary Techs | PWRSPVINDSO | TotalAnnualMaxCapacityInvestment | 2035 | 1.5504 | lid_relaxed | 2026-05-26T22:45:09.372185
B_Optimised_VRE | Secondary Techs | PWRSPVINDSO | TotalAnnualMaxCapacityInvestment | 2036 | 1.5311 | lid_relaxed | 2026-05-26T22:45:09.372185
B_Optimised_VRE | Secondary Techs | PWRSPVINDSO | TotalAnnualMaxCapacityInvestment | 2037 | 1.6727 | lid_relaxed | 2026-05-26T22:45:09.372185
B_Optimised_VRE | Secondary Techs | PWRSPVINDSO | TotalAnnualMaxCapacityInvestment | 2038 | 1.6453 | lid_relaxed | 2026-05-26T22:45:09.372185
B_Optimised_VRE | Secondary Techs | PWRSPVINDSO | TotalAnnualMaxCapacityInvestment | 2039 | 1.6136 | lid_relaxed | 2026-05-26T22:45:09.372185
B_Optimised_VRE | Secondary Techs | PWRSPVINDSO | TotalAnnualMaxCapacityInvestment | 2040 | 1.5033 | lid_relaxed | 2026-05-26T22:45:09.372185
B_Optimised_VRE | Secondary Techs | PWRSPVINDSO | TotalAnnualMaxCapacityInvestment | 2041 | 1.5944 | lid_relaxed | 2026-05-26T22:45:09.372185
B_Optimised_VRE | Secondary Techs | PWRSPVINDSO | TotalAnnualMaxCapacityInvestment | 2042 | 1.9511 | lid_relaxed | 2026-05-26T22:45:09.372185
B_Optimised_VRE | Secondary Techs | PWRSPVINDSO | TotalAnnualMaxCapacityInvestment | 2043 | 2.8331 | lid_adequacy_scaled | 2026-05-26T22:45:09.372185
B_Optimised_VRE | Secondary Techs | PWRSPVINDSO | TotalAnnualMaxCapacityInvestment | 2044 | 3.9431 | lid_adequacy_scaled | 2026-05-26T22:45:09.372185
B_Optimised_VRE | Secondary Techs | PWRSPVINDSO | TotalAnnualMaxCapacityInvestment | 2045 | 5.1346 | lid_adequacy_scaled | 2026-05-26T22:45:09.372185
B_Optimised_VRE | Secondary Techs | PWRSPVINDSO | TotalAnnualMaxCapacityInvestment | 2046 | 7.0533 | lid_adequacy_scaled | 2026-05-26T22:45:09.372185
B_Optimised_VRE | Secondary Techs | PWRSPVINDSO | TotalAnnualMaxCapacityInvestment | 2047 | 9.1272 | lid_adequacy_scaled | 2026-05-26T22:45:09.372185
B_Optimised_VRE | Secondary Techs | PWRSPVINDSO | TotalAnnualMaxCapacityInvestment | 2048 | 11.3494 | lid_adequacy_scaled | 2026-05-26T22:45:09.372185
B_Optimised_VRE | Secondary Techs | PWRSPVINDSO | TotalAnnualMaxCapacityInvestment | 2049 | 13.7143 | lid_adequacy_scaled | 2026-05-26T22:45:09.372185
B_Optimised_VRE | Secondary Techs | PWRSPVINDSO | TotalAnnualMaxCapacityInvestment | 2050 | 16.2176 | lid_adequacy_scaled | 2026-05-26T22:45:09.372185
B_Optimised_VRE | Secondary Techs | PWRCOAINDEA | TotalAnnualMaxCapacityInvestment | 2023 | 0 | lid_floor_suppressed | 2026-05-26T22:45:09.372185
B_Optimised_VRE | Secondary Techs | PWRCOAINDEA | TotalAnnualMaxCapacityInvestment | 2024 | 2.3916 | lid_fill | 2026-05-26T22:45:09.372185
B_Optimised_VRE | Secondary Techs | PWRCOAINDEA | TotalAnnualMaxCapacityInvestment | 2025 | 2.7207 | lid_fill | 2026-05-26T22:45:09.372185
B_Optimised_VRE | Secondary Techs | PWRCOAINDEA | TotalAnnualMaxCapacityInvestment | 2026 | 2.778 | lid_fill | 2026-05-26T22:45:09.372185
B_Optimised_VRE | Secondary Techs | PWRCOAINDEA | TotalAnnualMaxCapacityInvestment | 2027 | 2.9727 | lid_fill | 2026-05-26T22:45:09.372185
B_Optimised_VRE | Secondary Techs | PWRCOAINDEA | TotalAnnualMaxCapacityInvestment | 2028 | 3.0845 | lid_family_capped | 2026-05-26T22:45:09.372185
B_Optimised_VRE | Secondary Techs | PWRCOAINDEA | TotalAnnualMaxCapacityInvestment | 2029 | 2.424 | untie_min_inv | 2026-05-26T22:45:09.372185
B_Optimised_VRE | Secondary Techs | PWRCOAINDEA | TotalAnnualMaxCapacityInvestment | 2030 | 2.424 | untie_min_inv | 2026-05-26T22:45:09.372185
B_Optimised_VRE | Secondary Techs | PWRCOAINDEA | TotalAnnualMaxCapacityInvestment | 2031 | 0.96307 | lid_family_capped | 2026-05-26T22:45:09.372185
B_Optimised_VRE | Secondary Techs | PWRCOAINDEA | TotalAnnualMaxCapacityInvestment | 2032 | 1.6918 | lid_family_capped | 2026-05-26T22:45:09.372185
B_Optimised_VRE | Secondary Techs | PWRCOAINDEA | TotalAnnualMaxCapacityInvestment | 2033 | 1.5285 | lid_family_capped | 2026-05-26T22:45:09.372185
B_Optimised_VRE | Secondary Techs | PWRCOAINDEA | TotalAnnualMaxCapacityInvestment | 2034 | 1.3652 | lid_family_capped | 2026-05-26T22:45:09.372185
B_Optimised_VRE | Secondary Techs | PWRCOAINDEA | TotalAnnualMaxCapacityInvestment | 2035 | 8.1204 | untie_min_inv | 2026-05-26T22:45:09.372185
B_Optimised_VRE | Secondary Techs | PWRCOAINDEA | TotalAnnualMaxCapacityInvestment | 2036 | 1.0386 | lid_family_capped | 2026-05-26T22:45:09.372185
B_Optimised_VRE | Secondary Techs | PWRCOAINDEA | TotalAnnualMaxCapacityInvestment | 2037 | 1.2306 | lid_family_capped | 2026-05-26T22:45:09.372185
B_Optimised_VRE | Secondary Techs | PWRCOAINDEA | TotalAnnualMaxCapacityInvestment | 2038 | 1.046 | lid_family_capped | 2026-05-26T22:45:09.372185
B_Optimised_VRE | Secondary Techs | PWRCOAINDEA | TotalAnnualMaxCapacityInvestment | 2039 | 0.86139 | lid_family_capped | 2026-05-26T22:45:09.372185
B_Optimised_VRE | Secondary Techs | PWRCOAINDEA | TotalAnnualMaxCapacityInvestment | 2040 | 0.67685 | lid_family_capped | 2026-05-26T22:45:09.372185
B_Optimised_VRE | Secondary Techs | PWRCOAINDEA | TotalAnnualMaxCapacityInvestment | 2041 | 0.63674 | lid_adequacy_scaled | 2026-05-26T22:45:09.372185
B_Optimised_VRE | Secondary Techs | PWRCOAINDEA | TotalAnnualMaxCapacityInvestment | 2042 | 1.3972 | lid_adequacy_scaled | 2026-05-26T22:45:09.372185
B_Optimised_VRE | Secondary Techs | PWRCOAINDEA | TotalAnnualMaxCapacityInvestment | 2043 | 2.0261 | lid_adequacy_scaled | 2026-05-26T22:45:09.372185
B_Optimised_VRE | Secondary Techs | PWRCOAINDEA | TotalAnnualMaxCapacityInvestment | 2044 | 2.5748 | lid_adequacy_scaled | 2026-05-26T22:45:09.372185
B_Optimised_VRE | Secondary Techs | PWRCOAINDEA | TotalAnnualMaxCapacityInvestment | 2045 | 2.9943 | lid_adequacy_scaled | 2026-05-26T22:45:09.372185
B_Optimised_VRE | Secondary Techs | PWRCOAINDEA | TotalAnnualMaxCapacityInvestment | 2046 | 3.431 | lid_adequacy_scaled | 2026-05-26T22:45:09.372185
B_Optimised_VRE | Secondary Techs | PWRCOAINDEA | TotalAnnualMaxCapacityInvestment | 2047 | 3.1632 | lid_adequacy_scaled | 2026-05-26T22:45:09.372185
B_Optimised_VRE | Secondary Techs | PWRCOAINDEA | TotalAnnualMaxCapacityInvestment | 2048 | 1.5002 | lid_adequacy_scaled | 2026-05-26T22:45:09.372185
B_Optimised_VRE | Secondary Techs | PWRCOAINDEA | TotalAnnualMaxCapacityInvestment | 2049 | 0 | lid_adequacy_scaled | 2026-05-26T22:45:09.372185
B_Optimised_VRE | Secondary Techs | PWRCOAINDEA | TotalAnnualMaxCapacityInvestment | 2050 | 0 | lid_adequacy_scaled | 2026-05-26T22:45:09.372185
B_Optimised_VRE | Secondary Techs | PWRSPVINDNO | TotalAnnualMaxCapacityInvestment | 2023 | 0.19479 | untie_min_inv | 2026-05-26T22:45:09.372185
B_Optimised_VRE | Secondary Techs | PWRSPVINDNO | TotalAnnualMaxCapacityInvestment | 2024 | 1.3817 | lid_fill | 2026-05-26T22:45:09.372185
B_Optimised_VRE | Secondary Techs | PWRSPVINDNO | TotalAnnualMaxCapacityInvestment | 2025 | 9.4325 | untie_min_inv | 2026-05-26T22:45:09.372185
B_Optimised_VRE | Secondary Techs | PWRSPVINDNO | TotalAnnualMaxCapacityInvestment | 2026 | 18.6052 | untie_min_inv | 2026-05-26T22:45:09.372185
B_Optimised_VRE | Secondary Techs | PWRSPVINDNO | TotalAnnualMaxCapacityInvestment | 2027 | 11.2554 | untie_min_inv | 2026-05-26T22:45:09.372185
B_Optimised_VRE | Secondary Techs | PWRSPVINDNO | TotalAnnualMaxCapacityInvestment | 2028 | 1.8087 | lid_relaxed | 2026-05-26T22:45:09.372185
B_Optimised_VRE | Secondary Techs | PWRSPVINDNO | TotalAnnualMaxCapacityInvestment | 2029 | 1.6758 | lid_relaxed | 2026-05-26T22:45:09.372185
B_Optimised_VRE | Secondary Techs | PWRSPVINDNO | TotalAnnualMaxCapacityInvestment | 2030 | 7.8063 | untie_min_inv | 2026-05-26T22:45:09.372185
B_Optimised_VRE | Secondary Techs | PWRSPVINDNO | TotalAnnualMaxCapacityInvestment | 2031 | 1.1475 | lid_relaxed | 2026-05-26T22:45:09.372185
B_Optimised_VRE | Secondary Techs | PWRSPVINDNO | TotalAnnualMaxCapacityInvestment | 2032 | 1.4422 | lid_relaxed | 2026-05-26T22:45:09.372185
B_Optimised_VRE | Secondary Techs | PWRSPVINDNO | TotalAnnualMaxCapacityInvestment | 2033 | 1.4273 | lid_relaxed | 2026-05-26T22:45:09.372185
B_Optimised_VRE | Secondary Techs | PWRSPVINDNO | TotalAnnualMaxCapacityInvestment | 2034 | 1.4082 | lid_relaxed | 2026-05-26T22:45:09.372185
B_Optimised_VRE | Secondary Techs | PWRSPVINDNO | TotalAnnualMaxCapacityInvestment | 2035 | 7.7275 | untie_min_inv | 2026-05-26T22:45:09.372185
B_Optimised_VRE | Secondary Techs | PWRSPVINDNO | TotalAnnualMaxCapacityInvestment | 2036 | 1.3574 | lid_relaxed | 2026-05-26T22:45:09.372185
B_Optimised_VRE | Secondary Techs | PWRSPVINDNO | TotalAnnualMaxCapacityInvestment | 2037 | 1.5201 | lid_relaxed | 2026-05-26T22:45:09.372185
B_Optimised_VRE | Secondary Techs | PWRSPVINDNO | TotalAnnualMaxCapacityInvestment | 2038 | 1.4833 | lid_relaxed | 2026-05-26T22:45:09.372185
B_Optimised_VRE | Secondary Techs | PWRSPVINDNO | TotalAnnualMaxCapacityInvestment | 2039 | 1.4421 | lid_relaxed | 2026-05-26T22:45:09.372185
B_Optimised_VRE | Secondary Techs | PWRSPVINDNO | TotalAnnualMaxCapacityInvestment | 2040 | 1.2615 | lid_relaxed | 2026-05-26T22:45:09.372185
B_Optimised_VRE | Secondary Techs | PWRSPVINDNO | TotalAnnualMaxCapacityInvestment | 2041 | 1.3929 | lid_relaxed | 2026-05-26T22:45:09.372185
B_Optimised_VRE | Secondary Techs | PWRSPVINDNO | TotalAnnualMaxCapacityInvestment | 2042 | 1.7198 | lid_relaxed | 2026-05-26T22:45:09.372185
B_Optimised_VRE | Secondary Techs | PWRSPVINDNO | TotalAnnualMaxCapacityInvestment | 2043 | 2.6551 | lid_adequacy_scaled | 2026-05-26T22:45:09.372185
B_Optimised_VRE | Secondary Techs | PWRSPVINDNO | TotalAnnualMaxCapacityInvestment | 2044 | 3.6923 | lid_adequacy_scaled | 2026-05-26T22:45:09.372185
B_Optimised_VRE | Secondary Techs | PWRSPVINDNO | TotalAnnualMaxCapacityInvestment | 2045 | 4.7977 | lid_adequacy_scaled | 2026-05-26T22:45:09.372185
B_Optimised_VRE | Secondary Techs | PWRSPVINDNO | TotalAnnualMaxCapacityInvestment | 2046 | 6.6035 | lid_adequacy_scaled | 2026-05-26T22:45:09.372185
B_Optimised_VRE | Secondary Techs | PWRSPVINDNO | TotalAnnualMaxCapacityInvestment | 2047 | 8.5504 | lid_adequacy_scaled | 2026-05-26T22:45:09.372185
B_Optimised_VRE | Secondary Techs | PWRSPVINDNO | TotalAnnualMaxCapacityInvestment | 2048 | 10.6359 | lid_adequacy_scaled | 2026-05-26T22:45:09.372185
B_Optimised_VRE | Secondary Techs | PWRSPVINDNO | TotalAnnualMaxCapacityInvestment | 2049 | 12.8535 | lid_adequacy_scaled | 2026-05-26T22:45:09.372185
B_Optimised_VRE | Secondary Techs | PWRSPVINDNO | TotalAnnualMaxCapacityInvestment | 2050 | 15.1977 | lid_adequacy_scaled | 2026-05-26T22:45:09.372185
B_Optimised_VRE | Secondary Techs | PWRURNINDNO | TotalAnnualMaxCapacityInvestment | 2023 | 0.1 | lid_floor | 2026-05-26T22:45:09.372185
B_Optimised_VRE | Secondary Techs | PWRURNINDNO | TotalAnnualMaxCapacityInvestment | 2024 | 0.1 | lid_floor | 2026-05-26T22:45:09.372185
B_Optimised_VRE | Secondary Techs | PWRURNINDNO | TotalAnnualMaxCapacityInvestment | 2025 | 0.10395 | lid_fill | 2026-05-26T22:45:09.372185
B_Optimised_VRE | Secondary Techs | PWRURNINDNO | TotalAnnualMaxCapacityInvestment | 2026 | 0.707 | untie_min_inv | 2026-05-26T22:45:09.372185
B_Optimised_VRE | Secondary Techs | PWRURNINDNO | TotalAnnualMaxCapacityInvestment | 2027 | 0.11848 | lid_fill | 2026-05-26T22:45:09.372185
B_Optimised_VRE | Secondary Techs | PWRURNINDNO | TotalAnnualMaxCapacityInvestment | 2028 | 0.12871 | lid_relaxed | 2026-05-26T22:45:09.372185
B_Optimised_VRE | Secondary Techs | PWRURNINDNO | TotalAnnualMaxCapacityInvestment | 2029 | 1.414 | untie_min_inv | 2026-05-26T22:45:09.372185
B_Optimised_VRE | Secondary Techs | PWRURNINDNO | TotalAnnualMaxCapacityInvestment | 2030 | 0.1 | lid_floor | 2026-05-26T22:45:09.372185
B_Optimised_VRE | Secondary Techs | PWRURNINDNO | TotalAnnualMaxCapacityInvestment | 2031 | 0.1 | lid_floor | 2026-05-26T22:45:09.372185
B_Optimised_VRE | Secondary Techs | PWRURNINDNO | TotalAnnualMaxCapacityInvestment | 2032 | 0.10263 | lid_relaxed | 2026-05-26T22:45:09.372185
B_Optimised_VRE | Secondary Techs | PWRURNINDNO | TotalAnnualMaxCapacityInvestment | 2033 | 0.10157 | lid_relaxed | 2026-05-26T22:45:09.372185
B_Optimised_VRE | Secondary Techs | PWRURNINDNO | TotalAnnualMaxCapacityInvestment | 2034 | 0.10021 | lid_relaxed | 2026-05-26T22:45:09.372185
B_Optimised_VRE | Secondary Techs | PWRURNINDNO | TotalAnnualMaxCapacityInvestment | 2035 | 0.1 | lid_floor | 2026-05-26T22:45:09.372185
B_Optimised_VRE | Secondary Techs | PWRURNINDNO | TotalAnnualMaxCapacityInvestment | 2036 | 0.1 | lid_floor | 2026-05-26T22:45:09.372185
B_Optimised_VRE | Secondary Techs | PWRURNINDNO | TotalAnnualMaxCapacityInvestment | 2037 | 0.10817 | lid_relaxed | 2026-05-26T22:45:09.372185
B_Optimised_VRE | Secondary Techs | PWRURNINDNO | TotalAnnualMaxCapacityInvestment | 2038 | 0.10556 | lid_relaxed | 2026-05-26T22:45:09.372185
B_Optimised_VRE | Secondary Techs | PWRURNINDNO | TotalAnnualMaxCapacityInvestment | 2039 | 0.10262 | lid_relaxed | 2026-05-26T22:45:09.372185
B_Optimised_VRE | Secondary Techs | PWRURNINDNO | TotalAnnualMaxCapacityInvestment | 2040 | 0.1 | lid_floor | 2026-05-26T22:45:09.372185
B_Optimised_VRE | Secondary Techs | PWRURNINDNO | TotalAnnualMaxCapacityInvestment | 2041 | 0.1 | lid_floor | 2026-05-26T22:45:09.372185
B_Optimised_VRE | Secondary Techs | PWRURNINDNO | TotalAnnualMaxCapacityInvestment | 2042 | 0.10799 | lid_family_capped | 2026-05-26T22:45:09.372185
B_Optimised_VRE | Secondary Techs | PWRURNINDNO | TotalAnnualMaxCapacityInvestment | 2043 | 0.15745 | lid_adequacy_scaled | 2026-05-26T22:45:09.372185
B_Optimised_VRE | Secondary Techs | PWRURNINDNO | TotalAnnualMaxCapacityInvestment | 2044 | 0.20744 | lid_adequacy_scaled | 2026-05-26T22:45:09.372185
B_Optimised_VRE | Secondary Techs | PWRURNINDNO | TotalAnnualMaxCapacityInvestment | 2045 | 0.25606 | lid_adequacy_scaled | 2026-05-26T22:45:09.372185
B_Optimised_VRE | Secondary Techs | PWRURNINDNO | TotalAnnualMaxCapacityInvestment | 2046 | 0.3204 | lid_adequacy_scaled | 2026-05-26T22:45:09.372185
B_Optimised_VRE | Secondary Techs | PWRURNINDNO | TotalAnnualMaxCapacityInvestment | 2047 | 0.3803 | lid_adequacy_scaled | 2026-05-26T22:45:09.372185
B_Optimised_VRE | Secondary Techs | PWRURNINDNO | TotalAnnualMaxCapacityInvestment | 2048 | 0.43666 | lid_adequacy_scaled | 2026-05-26T22:45:09.372185
B_Optimised_VRE | Secondary Techs | PWRURNINDNO | TotalAnnualMaxCapacityInvestment | 2049 | 0.49002 | lid_adequacy_scaled | 2026-05-26T22:45:09.372185
B_Optimised_VRE | Secondary Techs | PWRURNINDNO | TotalAnnualMaxCapacityInvestment | 2050 | 0.54076 | lid_adequacy_scaled | 2026-05-26T22:45:09.372185
B_Optimised_VRE | Secondary Techs | PWRWONINDNO | TotalAnnualMaxCapacityInvestment | 2023 | 0.1 | lid_floor | 2026-05-26T22:45:09.372185
B_Optimised_VRE | Secondary Techs | PWRWONINDNO | TotalAnnualMaxCapacityInvestment | 2024 | 0.313 | lid_fill | 2026-05-26T22:45:09.372185
B_Optimised_VRE | Secondary Techs | PWRWONINDNO | TotalAnnualMaxCapacityInvestment | 2025 | 0.33092 | lid_fill | 2026-05-26T22:45:09.372185
B_Optimised_VRE | Secondary Techs | PWRWONINDNO | TotalAnnualMaxCapacityInvestment | 2026 | 0.35529 | lid_fill | 2026-05-26T22:45:09.372185
B_Optimised_VRE | Secondary Techs | PWRWONINDNO | TotalAnnualMaxCapacityInvestment | 2027 | 0.37716 | lid_fill | 2026-05-26T22:45:09.372185
B_Optimised_VRE | Secondary Techs | PWRWONINDNO | TotalAnnualMaxCapacityInvestment | 2028 | 0.40973 | lid_relaxed | 2026-05-26T22:45:09.372185
B_Optimised_VRE | Secondary Techs | PWRWONINDNO | TotalAnnualMaxCapacityInvestment | 2029 | 0.37963 | lid_relaxed | 2026-05-26T22:45:09.372185
B_Optimised_VRE | Secondary Techs | PWRWONINDNO | TotalAnnualMaxCapacityInvestment | 2030 | 0.25858 | lid_relaxed | 2026-05-26T22:45:09.372185
B_Optimised_VRE | Secondary Techs | PWRWONINDNO | TotalAnnualMaxCapacityInvestment | 2031 | 0.25994 | lid_relaxed | 2026-05-26T22:45:09.372185
B_Optimised_VRE | Secondary Techs | PWRWONINDNO | TotalAnnualMaxCapacityInvestment | 2032 | 0.32672 | lid_relaxed | 2026-05-26T22:45:09.372185
B_Optimised_VRE | Secondary Techs | PWRWONINDNO | TotalAnnualMaxCapacityInvestment | 2033 | 0.32333 | lid_relaxed | 2026-05-26T22:45:09.372185
B_Optimised_VRE | Secondary Techs | PWRWONINDNO | TotalAnnualMaxCapacityInvestment | 2034 | 0.319 | lid_relaxed | 2026-05-26T22:45:09.372185
B_Optimised_VRE | Secondary Techs | PWRWONINDNO | TotalAnnualMaxCapacityInvestment | 2035 | 0.31372 | lid_relaxed | 2026-05-26T22:45:09.372185
B_Optimised_VRE | Secondary Techs | PWRWONINDNO | TotalAnnualMaxCapacityInvestment | 2036 | 0.30749 | lid_relaxed | 2026-05-26T22:45:09.372185
B_Optimised_VRE | Secondary Techs | PWRWONINDNO | TotalAnnualMaxCapacityInvestment | 2037 | 0.34435 | lid_relaxed | 2026-05-26T22:45:09.372185
B_Optimised_VRE | Secondary Techs | PWRWONINDNO | TotalAnnualMaxCapacityInvestment | 2038 | 0.33603 | lid_relaxed | 2026-05-26T22:45:09.372185
B_Optimised_VRE | Secondary Techs | PWRWONINDNO | TotalAnnualMaxCapacityInvestment | 2039 | 0.32668 | lid_relaxed | 2026-05-26T22:45:09.372185
B_Optimised_VRE | Secondary Techs | PWRWONINDNO | TotalAnnualMaxCapacityInvestment | 2040 | 0.28578 | lid_relaxed | 2026-05-26T22:45:09.372185
B_Optimised_VRE | Secondary Techs | PWRWONINDNO | TotalAnnualMaxCapacityInvestment | 2041 | 0.31555 | lid_relaxed | 2026-05-26T22:45:09.372185
B_Optimised_VRE | Secondary Techs | PWRWONINDNO | TotalAnnualMaxCapacityInvestment | 2042 | 0.38959 | lid_relaxed | 2026-05-26T22:45:09.372185
B_Optimised_VRE | Secondary Techs | PWRWONINDNO | TotalAnnualMaxCapacityInvestment | 2043 | 0.60147 | lid_adequacy_scaled | 2026-05-26T22:45:09.372185
B_Optimised_VRE | Secondary Techs | PWRWONINDNO | TotalAnnualMaxCapacityInvestment | 2044 | 0.83643 | lid_adequacy_scaled | 2026-05-26T22:45:09.372185
B_Optimised_VRE | Secondary Techs | PWRWONINDNO | TotalAnnualMaxCapacityInvestment | 2045 | 1.0868 | lid_adequacy_scaled | 2026-05-26T22:45:09.372185
B_Optimised_VRE | Secondary Techs | PWRWONINDNO | TotalAnnualMaxCapacityInvestment | 2046 | 1.4959 | lid_adequacy_scaled | 2026-05-26T22:45:09.372185
B_Optimised_VRE | Secondary Techs | PWRWONINDNO | TotalAnnualMaxCapacityInvestment | 2047 | 1.937 | lid_adequacy_scaled | 2026-05-26T22:45:09.372185
B_Optimised_VRE | Secondary Techs | PWRWONINDNO | TotalAnnualMaxCapacityInvestment | 2048 | 2.4094 | lid_adequacy_scaled | 2026-05-26T22:45:09.372185
B_Optimised_VRE | Secondary Techs | PWRWONINDNO | TotalAnnualMaxCapacityInvestment | 2049 | 2.9118 | lid_adequacy_scaled | 2026-05-26T22:45:09.372185
B_Optimised_VRE | Secondary Techs | PWRWONINDNO | TotalAnnualMaxCapacityInvestment | 2050 | 3.4428 | lid_adequacy_scaled | 2026-05-26T22:45:09.372185
B_Optimised_VRE | Secondary Techs | PWRBIONPLXX | TotalAnnualMaxCapacityInvestment | 2023 | 0 | lid_floor_suppressed | 2026-05-26T22:45:09.372185
B_Optimised_VRE | Secondary Techs | PWRBIONPLXX | TotalAnnualMaxCapacityInvestment | 2024 | 0.00048487 | lid_floor_suppressed | 2026-05-26T22:45:09.372185
B_Optimised_VRE | Secondary Techs | PWRBIONPLXX | TotalAnnualMaxCapacityInvestment | 2025 | 0.00051094 | lid_floor_suppressed | 2026-05-26T22:45:09.372185
B_Optimised_VRE | Secondary Techs | PWRBIONPLXX | TotalAnnualMaxCapacityInvestment | 2026 | 0.00053892 | lid_floor_suppressed | 2026-05-26T22:45:09.372185
B_Optimised_VRE | Secondary Techs | PWRBIONPLXX | TotalAnnualMaxCapacityInvestment | 2027 | 0.00056907 | lid_floor_suppressed | 2026-05-26T22:45:09.372185
B_Optimised_VRE | Secondary Techs | PWRBIONPLXX | TotalAnnualMaxCapacityInvestment | 2028 | 0.00064675 | lid_floor_suppressed | 2026-05-26T22:45:09.372185
B_Optimised_VRE | Secondary Techs | PWRBIONPLXX | TotalAnnualMaxCapacityInvestment | 2029 | 0.0007068 | lid_floor_suppressed | 2026-05-26T22:45:09.372185
B_Optimised_VRE | Secondary Techs | PWRBIONPLXX | TotalAnnualMaxCapacityInvestment | 2030 | 0.00076493 | lid_floor_suppressed | 2026-05-26T22:45:09.372185
B_Optimised_VRE | Secondary Techs | PWRBIONPLXX | TotalAnnualMaxCapacityInvestment | 2031 | 0.00082767 | lid_floor_suppressed | 2026-05-26T22:45:09.372185
B_Optimised_VRE | Secondary Techs | PWRBIONPLXX | TotalAnnualMaxCapacityInvestment | 2032 | 0.00089589 | lid_floor_suppressed | 2026-05-26T22:45:09.372185
B_Optimised_VRE | Secondary Techs | PWRBIONPLXX | TotalAnnualMaxCapacityInvestment | 2033 | 0.00096961 | lid_floor_suppressed | 2026-05-26T22:45:09.372185
B_Optimised_VRE | Secondary Techs | PWRBIONPLXX | TotalAnnualMaxCapacityInvestment | 2034 | 0.00058632 | lid_floor_suppressed | 2026-05-26T22:45:09.372185
B_Optimised_VRE | Secondary Techs | PWRBIONPLXX | TotalAnnualMaxCapacityInvestment | 2035 | 0.00058632 | lid_floor_suppressed | 2026-05-26T22:45:09.372185
B_Optimised_VRE | Secondary Techs | PWRBIONPLXX | TotalAnnualMaxCapacityInvestment | 2036 | 0.00058632 | lid_floor_suppressed | 2026-05-26T22:45:09.372185
B_Optimised_VRE | Secondary Techs | PWRBIONPLXX | TotalAnnualMaxCapacityInvestment | 2037 | 0.00058619 | lid_floor_suppressed | 2026-05-26T22:45:09.372185
B_Optimised_VRE | Secondary Techs | PWRBIONPLXX | TotalAnnualMaxCapacityInvestment | 2038 | 0.00058632 | lid_floor_suppressed | 2026-05-26T22:45:09.372185
B_Optimised_VRE | Secondary Techs | PWRBIONPLXX | TotalAnnualMaxCapacityInvestment | 2039 | 0.00058632 | lid_floor_suppressed | 2026-05-26T22:45:09.372185
B_Optimised_VRE | Secondary Techs | PWRBIONPLXX | TotalAnnualMaxCapacityInvestment | 2040 | 0.00058632 | lid_floor_suppressed | 2026-05-26T22:45:09.372185
B_Optimised_VRE | Secondary Techs | PWRBIONPLXX | TotalAnnualMaxCapacityInvestment | 2041 | 0.00058632 | lid_floor_suppressed | 2026-05-26T22:45:09.372185
B_Optimised_VRE | Secondary Techs | PWRBIONPLXX | TotalAnnualMaxCapacityInvestment | 2042 | 0.00058632 | lid_floor_suppressed | 2026-05-26T22:45:09.372185
B_Optimised_VRE | Secondary Techs | PWRBIONPLXX | TotalAnnualMaxCapacityInvestment | 2043 | 0.00058632 | lid_floor_suppressed | 2026-05-26T22:45:09.372185
B_Optimised_VRE | Secondary Techs | PWRBIONPLXX | TotalAnnualMaxCapacityInvestment | 2044 | 0.00058632 | lid_floor_suppressed | 2026-05-26T22:45:09.372185
B_Optimised_VRE | Secondary Techs | PWRBIONPLXX | TotalAnnualMaxCapacityInvestment | 2045 | 0.00058632 | lid_floor_suppressed | 2026-05-26T22:45:09.372185
B_Optimised_VRE | Secondary Techs | PWRBIONPLXX | TotalAnnualMaxCapacityInvestment | 2046 | 0.0006899 | lid_adequacy_scaled | 2026-05-26T22:45:09.372185
B_Optimised_VRE | Secondary Techs | PWRBIONPLXX | TotalAnnualMaxCapacityInvestment | 2047 | 0.00081795 | lid_adequacy_scaled | 2026-05-26T22:45:09.372185
B_Optimised_VRE | Secondary Techs | PWRBIONPLXX | TotalAnnualMaxCapacityInvestment | 2048 | 0.00093873 | lid_adequacy_scaled | 2026-05-26T22:45:09.372185
B_Optimised_VRE | Secondary Techs | PWRBIONPLXX | TotalAnnualMaxCapacityInvestment | 2049 | 0.0010534 | lid_adequacy_scaled | 2026-05-26T22:45:09.372185
B_Optimised_VRE | Secondary Techs | PWRBIONPLXX | TotalAnnualMaxCapacityInvestment | 2050 | 0.0011631 | lid_adequacy_scaled | 2026-05-26T22:45:09.372185
B_Optimised_VRE | Secondary Techs | PWRSPVLKAXX | TotalAnnualMaxCapacityInvestment | 2023 | 0.1 | lid_floor | 2026-05-26T22:45:09.372185
B_Optimised_VRE | Secondary Techs | PWRSPVLKAXX | TotalAnnualMaxCapacityInvestment | 2024 | 0.1 | lid_floor | 2026-05-26T22:45:09.372185
B_Optimised_VRE | Secondary Techs | PWRSPVLKAXX | TotalAnnualMaxCapacityInvestment | 2025 | 0.202 | untie_min_inv | 2026-05-26T22:45:09.372185
B_Optimised_VRE | Secondary Techs | PWRSPVLKAXX | TotalAnnualMaxCapacityInvestment | 2026 | 0.4747 | untie_min_inv | 2026-05-26T22:45:09.372185
B_Optimised_VRE | Secondary Techs | PWRSPVLKAXX | TotalAnnualMaxCapacityInvestment | 2027 | 0.505 | untie_min_inv | 2026-05-26T22:45:09.372185
B_Optimised_VRE | Secondary Techs | PWRSPVLKAXX | TotalAnnualMaxCapacityInvestment | 2028 | 0.505 | untie_min_inv | 2026-05-26T22:45:09.372185
B_Optimised_VRE | Secondary Techs | PWRSPVLKAXX | TotalAnnualMaxCapacityInvestment | 2029 | 0.8787 | untie_min_inv | 2026-05-26T22:45:09.372185
B_Optimised_VRE | Secondary Techs | PWRSPVLKAXX | TotalAnnualMaxCapacityInvestment | 2030 | 0.4545 | untie_min_inv | 2026-05-26T22:45:09.372185
B_Optimised_VRE | Secondary Techs | PWRSPVLKAXX | TotalAnnualMaxCapacityInvestment | 2031 | 0.4545 | untie_min_inv | 2026-05-26T22:45:09.372185
B_Optimised_VRE | Secondary Techs | PWRSPVLKAXX | TotalAnnualMaxCapacityInvestment | 2032 | 0.3535 | untie_min_inv | 2026-05-26T22:45:09.372185
B_Optimised_VRE | Secondary Techs | PWRSPVLKAXX | TotalAnnualMaxCapacityInvestment | 2033 | 0.1 | lid_floor | 2026-05-26T22:45:09.372185
B_Optimised_VRE | Secondary Techs | PWRSPVLKAXX | TotalAnnualMaxCapacityInvestment | 2034 | 0.3535 | untie_min_inv | 2026-05-26T22:45:09.372185
B_Optimised_VRE | Secondary Techs | PWRSPVLKAXX | TotalAnnualMaxCapacityInvestment | 2035 | 0.3535 | untie_min_inv | 2026-05-26T22:45:09.372185
B_Optimised_VRE | Secondary Techs | PWRSPVLKAXX | TotalAnnualMaxCapacityInvestment | 2036 | 0.3535 | untie_min_inv | 2026-05-26T22:45:09.372185
B_Optimised_VRE | Secondary Techs | PWRSPVLKAXX | TotalAnnualMaxCapacityInvestment | 2037 | 0.11466 | lid_relaxed | 2026-05-26T22:45:09.372185
B_Optimised_VRE | Secondary Techs | PWRSPVLKAXX | TotalAnnualMaxCapacityInvestment | 2038 | 0.404 | untie_min_inv | 2026-05-26T22:45:09.372185
B_Optimised_VRE | Secondary Techs | PWRSPVLKAXX | TotalAnnualMaxCapacityInvestment | 2039 | 0.404 | untie_min_inv | 2026-05-26T22:45:09.372185
B_Optimised_VRE | Secondary Techs | PWRSPVLKAXX | TotalAnnualMaxCapacityInvestment | 2040 | 0.14004 | lid_relaxed | 2026-05-26T22:45:09.372185
B_Optimised_VRE | Secondary Techs | PWRSPVLKAXX | TotalAnnualMaxCapacityInvestment | 2041 | 0.15626 | lid_relaxed | 2026-05-26T22:45:09.372185
B_Optimised_VRE | Secondary Techs | PWRSPVLKAXX | TotalAnnualMaxCapacityInvestment | 2042 | 0.16633 | lid_relaxed | 2026-05-26T22:45:09.372185
B_Optimised_VRE | Secondary Techs | PWRSPVLKAXX | TotalAnnualMaxCapacityInvestment | 2043 | 0.17909 | lid_relaxed | 2026-05-26T22:45:09.372185
B_Optimised_VRE | Secondary Techs | PWRSPVLKAXX | TotalAnnualMaxCapacityInvestment | 2044 | 0.4545 | untie_min_inv | 2026-05-26T22:45:09.372185
B_Optimised_VRE | Secondary Techs | PWRSPVLKAXX | TotalAnnualMaxCapacityInvestment | 2045 | 0.20686 | lid_adequacy_scaled | 2026-05-26T22:45:09.372185
B_Optimised_VRE | Secondary Techs | PWRSPVLKAXX | TotalAnnualMaxCapacityInvestment | 2046 | 0.28977 | lid_adequacy_scaled | 2026-05-26T22:45:09.372185
B_Optimised_VRE | Secondary Techs | PWRSPVLKAXX | TotalAnnualMaxCapacityInvestment | 2047 | 0.38255 | lid_adequacy_scaled | 2026-05-26T22:45:09.372185
B_Optimised_VRE | Secondary Techs | PWRSPVLKAXX | TotalAnnualMaxCapacityInvestment | 2048 | 0.47977 | lid_adequacy_scaled | 2026-05-26T22:45:09.372185
B_Optimised_VRE | Secondary Techs | PWRSPVLKAXX | TotalAnnualMaxCapacityInvestment | 2049 | 0.5907 | lid_adequacy_scaled | 2026-05-26T22:45:09.372185
B_Optimised_VRE | Secondary Techs | PWRSPVLKAXX | TotalAnnualMaxCapacityInvestment | 2050 | 0.71277 | lid_adequacy_scaled | 2026-05-26T22:45:09.372185
B_Optimised_VRE | Secondary Techs | PWRWASINDSO | TotalAnnualMaxCapacityInvestment | 2023 | 0 | lid_floor_suppressed | 2026-05-26T22:45:09.372185
B_Optimised_VRE | Secondary Techs | PWRWASINDSO | TotalAnnualMaxCapacityInvestment | 2024 | 0.011395 | lid_floor_suppressed | 2026-05-26T22:45:09.372185
B_Optimised_VRE | Secondary Techs | PWRWASINDSO | TotalAnnualMaxCapacityInvestment | 2025 | 0.012099 | lid_floor_suppressed | 2026-05-26T22:45:09.372185
B_Optimised_VRE | Secondary Techs | PWRWASINDSO | TotalAnnualMaxCapacityInvestment | 2026 | 0.013321 | lid_floor_suppressed | 2026-05-26T22:45:09.372185
B_Optimised_VRE | Secondary Techs | PWRWASINDSO | TotalAnnualMaxCapacityInvestment | 2027 | 0.013476 | lid_floor_suppressed | 2026-05-26T22:45:09.372185
B_Optimised_VRE | Secondary Techs | PWRWASINDSO | TotalAnnualMaxCapacityInvestment | 2028 | 0.014037 | lid_floor_suppressed | 2026-05-26T22:45:09.372185
B_Optimised_VRE | Secondary Techs | PWRWASINDSO | TotalAnnualMaxCapacityInvestment | 2029 | 0.012717 | lid_floor_suppressed | 2026-05-26T22:45:09.372185
B_Optimised_VRE | Secondary Techs | PWRWASINDSO | TotalAnnualMaxCapacityInvestment | 2030 | 0.0087232 | lid_floor_suppressed | 2026-05-26T22:45:09.372185
B_Optimised_VRE | Secondary Techs | PWRWASINDSO | TotalAnnualMaxCapacityInvestment | 2031 | 0.0080938 | lid_floor_suppressed | 2026-05-26T22:45:09.372185
B_Optimised_VRE | Secondary Techs | PWRWASINDSO | TotalAnnualMaxCapacityInvestment | 2032 | 0.010123 | lid_floor_suppressed | 2026-05-26T22:45:09.372185
B_Optimised_VRE | Secondary Techs | PWRWASINDSO | TotalAnnualMaxCapacityInvestment | 2033 | 0.0097461 | lid_floor_suppressed | 2026-05-26T22:45:09.372185
B_Optimised_VRE | Secondary Techs | PWRWASINDSO | TotalAnnualMaxCapacityInvestment | 2034 | 0.0093692 | lid_floor_suppressed | 2026-05-26T22:45:09.372185
B_Optimised_VRE | Secondary Techs | PWRWASINDSO | TotalAnnualMaxCapacityInvestment | 2035 | 0.008992 | lid_floor_suppressed | 2026-05-26T22:45:09.372185
B_Optimised_VRE | Secondary Techs | PWRWASINDSO | TotalAnnualMaxCapacityInvestment | 2036 | 0.008615 | lid_floor_suppressed | 2026-05-26T22:45:09.372185
B_Optimised_VRE | Secondary Techs | PWRWASINDSO | TotalAnnualMaxCapacityInvestment | 2037 | 0.0091393 | lid_floor_suppressed | 2026-05-26T22:45:09.372185
B_Optimised_VRE | Secondary Techs | PWRWASINDSO | TotalAnnualMaxCapacityInvestment | 2038 | 0.0087362 | lid_floor_suppressed | 2026-05-26T22:45:09.372185
B_Optimised_VRE | Secondary Techs | PWRWASINDSO | TotalAnnualMaxCapacityInvestment | 2039 | 0.008333 | lid_floor_suppressed | 2026-05-26T22:45:09.372185
B_Optimised_VRE | Secondary Techs | PWRWASINDSO | TotalAnnualMaxCapacityInvestment | 2040 | 0.0075564 | lid_floor_suppressed | 2026-05-26T22:45:09.372185
B_Optimised_VRE | Secondary Techs | PWRWASINDSO | TotalAnnualMaxCapacityInvestment | 2041 | 0.0075133 | lid_floor_suppressed | 2026-05-26T22:45:09.372185
B_Optimised_VRE | Secondary Techs | PWRWASINDSO | TotalAnnualMaxCapacityInvestment | 2042 | 0.0086537 | lid_floor_suppressed | 2026-05-26T22:45:09.372185
B_Optimised_VRE | Secondary Techs | PWRWASINDSO | TotalAnnualMaxCapacityInvestment | 2043 | 0.011867 | lid_adequacy_scaled | 2026-05-26T22:45:09.372185
B_Optimised_VRE | Secondary Techs | PWRWASINDSO | TotalAnnualMaxCapacityInvestment | 2044 | 0.015647 | lid_adequacy_scaled | 2026-05-26T22:45:09.372185
B_Optimised_VRE | Secondary Techs | PWRWASINDSO | TotalAnnualMaxCapacityInvestment | 2045 | 0.019357 | lid_adequacy_scaled | 2026-05-26T22:45:09.372185
B_Optimised_VRE | Secondary Techs | PWRWASINDSO | TotalAnnualMaxCapacityInvestment | 2046 | 0.024173 | lid_adequacy_scaled | 2026-05-26T22:45:09.372185
B_Optimised_VRE | Secondary Techs | PWRWASINDSO | TotalAnnualMaxCapacityInvestment | 2047 | 0.028674 | lid_adequacy_scaled | 2026-05-26T22:45:09.372185
B_Optimised_VRE | Secondary Techs | PWRWASINDSO | TotalAnnualMaxCapacityInvestment | 2048 | 0.032912 | lid_adequacy_scaled | 2026-05-26T22:45:09.372185
B_Optimised_VRE | Secondary Techs | PWRWASINDSO | TotalAnnualMaxCapacityInvestment | 2049 | 0.03693 | lid_adequacy_scaled | 2026-05-26T22:45:09.372185
B_Optimised_VRE | Secondary Techs | PWRWASINDSO | TotalAnnualMaxCapacityInvestment | 2050 | 0.040759 | lid_adequacy_scaled | 2026-05-26T22:45:09.372185
B_Optimised_VRE | Secondary Techs | PWRWONINDSO | TotalAnnualMaxCapacityInvestment | 2023 | 0.1 | lid_floor | 2026-05-26T22:45:09.372185
B_Optimised_VRE | Secondary Techs | PWRWONINDSO | TotalAnnualMaxCapacityInvestment | 2024 | 1.1831 | lid_fill | 2026-05-26T22:45:09.372185
B_Optimised_VRE | Secondary Techs | PWRWONINDSO | TotalAnnualMaxCapacityInvestment | 2025 | 1.2562 | lid_fill | 2026-05-26T22:45:09.372185
B_Optimised_VRE | Secondary Techs | PWRWONINDSO | TotalAnnualMaxCapacityInvestment | 2026 | 1.3832 | lid_fill | 2026-05-26T22:45:09.372185
B_Optimised_VRE | Secondary Techs | PWRWONINDSO | TotalAnnualMaxCapacityInvestment | 2027 | 1.3992 | lid_fill | 2026-05-26T22:45:09.372185
B_Optimised_VRE | Secondary Techs | PWRWONINDSO | TotalAnnualMaxCapacityInvestment | 2028 | 1.5061 | lid_relaxed | 2026-05-26T22:45:09.372185
B_Optimised_VRE | Secondary Techs | PWRWONINDSO | TotalAnnualMaxCapacityInvestment | 2029 | 1.4084 | lid_relaxed | 2026-05-26T22:45:09.372185
B_Optimised_VRE | Secondary Techs | PWRWONINDSO | TotalAnnualMaxCapacityInvestment | 2030 | 0.99633 | lid_relaxed | 2026-05-26T22:45:09.372185
B_Optimised_VRE | Secondary Techs | PWRWONINDSO | TotalAnnualMaxCapacityInvestment | 2031 | 0.95806 | lid_relaxed | 2026-05-26T22:45:09.372185
B_Optimised_VRE | Secondary Techs | PWRWONINDSO | TotalAnnualMaxCapacityInvestment | 2032 | 1.2403 | lid_relaxed | 2026-05-26T22:45:09.372185
B_Optimised_VRE | Secondary Techs | PWRWONINDSO | TotalAnnualMaxCapacityInvestment | 2033 | 1.2346 | lid_relaxed | 2026-05-26T22:45:09.372185
B_Optimised_VRE | Secondary Techs | PWRWONINDSO | TotalAnnualMaxCapacityInvestment | 2034 | 1.2258 | lid_relaxed | 2026-05-26T22:45:09.372185
B_Optimised_VRE | Secondary Techs | PWRWONINDSO | TotalAnnualMaxCapacityInvestment | 2035 | 1.2138 | lid_relaxed | 2026-05-26T22:45:09.372185
B_Optimised_VRE | Secondary Techs | PWRWONINDSO | TotalAnnualMaxCapacityInvestment | 2036 | 1.1986 | lid_relaxed | 2026-05-26T22:45:09.372185
B_Optimised_VRE | Secondary Techs | PWRWONINDSO | TotalAnnualMaxCapacityInvestment | 2037 | 1.3096 | lid_relaxed | 2026-05-26T22:45:09.372185
B_Optimised_VRE | Secondary Techs | PWRWONINDSO | TotalAnnualMaxCapacityInvestment | 2038 | 1.2881 | lid_relaxed | 2026-05-26T22:45:09.372185
B_Optimised_VRE | Secondary Techs | PWRWONINDSO | TotalAnnualMaxCapacityInvestment | 2039 | 1.2632 | lid_relaxed | 2026-05-26T22:45:09.372185
B_Optimised_VRE | Secondary Techs | PWRWONINDSO | TotalAnnualMaxCapacityInvestment | 2040 | 1.1769 | lid_relaxed | 2026-05-26T22:45:09.372185
B_Optimised_VRE | Secondary Techs | PWRWONINDSO | TotalAnnualMaxCapacityInvestment | 2041 | 1.2482 | lid_relaxed | 2026-05-26T22:45:09.372185
B_Optimised_VRE | Secondary Techs | PWRWONINDSO | TotalAnnualMaxCapacityInvestment | 2042 | 1.5275 | lid_relaxed | 2026-05-26T22:45:09.372185
B_Optimised_VRE | Secondary Techs | PWRWONINDSO | TotalAnnualMaxCapacityInvestment | 2043 | 2.218 | lid_adequacy_scaled | 2026-05-26T22:45:09.372185
B_Optimised_VRE | Secondary Techs | PWRWONINDSO | TotalAnnualMaxCapacityInvestment | 2044 | 3.0869 | lid_adequacy_scaled | 2026-05-26T22:45:09.372185
B_Optimised_VRE | Secondary Techs | PWRWONINDSO | TotalAnnualMaxCapacityInvestment | 2045 | 4.0198 | lid_adequacy_scaled | 2026-05-26T22:45:09.372185
B_Optimised_VRE | Secondary Techs | PWRWONINDSO | TotalAnnualMaxCapacityInvestment | 2046 | 5.5219 | lid_adequacy_scaled | 2026-05-26T22:45:09.372185
B_Optimised_VRE | Secondary Techs | PWRWONINDSO | TotalAnnualMaxCapacityInvestment | 2047 | 7.1455 | lid_adequacy_scaled | 2026-05-26T22:45:09.372185
B_Optimised_VRE | Secondary Techs | PWRWONINDSO | TotalAnnualMaxCapacityInvestment | 2048 | 8.8852 | lid_adequacy_scaled | 2026-05-26T22:45:09.372185
B_Optimised_VRE | Secondary Techs | PWRWONINDSO | TotalAnnualMaxCapacityInvestment | 2049 | 10.7366 | lid_adequacy_scaled | 2026-05-26T22:45:09.372185
B_Optimised_VRE | Secondary Techs | PWRWONINDSO | TotalAnnualMaxCapacityInvestment | 2050 | 12.6964 | lid_adequacy_scaled | 2026-05-26T22:45:09.372185
B_Optimised_VRE | Secondary Techs | PWRLDSINDSO | TotalAnnualMaxCapacityInvestment | 2023 | 9999 | exempt_maxcap_uncapped | 2026-05-26T22:45:09.372185
B_Optimised_VRE | Secondary Techs | PWRLDSINDSO | TotalAnnualMaxCapacityInvestment | 2024 | 9999 | exempt_maxcap_uncapped | 2026-05-26T22:45:09.372185
B_Optimised_VRE | Secondary Techs | PWRLDSINDSO | TotalAnnualMaxCapacityInvestment | 2025 | 9999 | exempt_maxcap_uncapped | 2026-05-26T22:45:09.372185
B_Optimised_VRE | Secondary Techs | PWRLDSINDSO | TotalAnnualMaxCapacityInvestment | 2026 | 9999 | exempt_maxcap_uncapped | 2026-05-26T22:45:09.372185
B_Optimised_VRE | Secondary Techs | PWRLDSINDSO | TotalAnnualMaxCapacityInvestment | 2027 | 9999 | exempt_maxcap_uncapped | 2026-05-26T22:45:09.372185
B_Optimised_VRE | Secondary Techs | PWRLDSINDSO | TotalAnnualMaxCapacityInvestment | 2028 | 9999 | exempt_maxcap_uncapped | 2026-05-26T22:45:09.372185
B_Optimised_VRE | Secondary Techs | PWRLDSINDSO | TotalAnnualMaxCapacityInvestment | 2029 | 9999 | exempt_maxcap_uncapped | 2026-05-26T22:45:09.372185
B_Optimised_VRE | Secondary Techs | PWRLDSINDSO | TotalAnnualMaxCapacityInvestment | 2030 | 9999 | exempt_maxcap_uncapped | 2026-05-26T22:45:09.372185
B_Optimised_VRE | Secondary Techs | PWRLDSINDSO | TotalAnnualMaxCapacityInvestment | 2031 | 9999 | exempt_maxcap_uncapped | 2026-05-26T22:45:09.372185
B_Optimised_VRE | Secondary Techs | PWRLDSINDSO | TotalAnnualMaxCapacityInvestment | 2032 | 9999 | exempt_maxcap_uncapped | 2026-05-26T22:45:09.372185
B_Optimised_VRE | Secondary Techs | PWRLDSINDSO | TotalAnnualMaxCapacityInvestment | 2033 | 9999 | exempt_maxcap_uncapped | 2026-05-26T22:45:09.372185
B_Optimised_VRE | Secondary Techs | PWRLDSINDSO | TotalAnnualMaxCapacityInvestment | 2034 | 9999 | exempt_maxcap_uncapped | 2026-05-26T22:45:09.372185
B_Optimised_VRE | Secondary Techs | PWRLDSINDSO | TotalAnnualMaxCapacityInvestment | 2035 | 9999 | exempt_maxcap_uncapped | 2026-05-26T22:45:09.372185
B_Optimised_VRE | Secondary Techs | PWRLDSINDSO | TotalAnnualMaxCapacityInvestment | 2036 | 9999 | exempt_maxcap_uncapped | 2026-05-26T22:45:09.372185
B_Optimised_VRE | Secondary Techs | PWRLDSINDSO | TotalAnnualMaxCapacityInvestment | 2037 | 9999 | exempt_maxcap_uncapped | 2026-05-26T22:45:09.372185
B_Optimised_VRE | Secondary Techs | PWRLDSINDSO | TotalAnnualMaxCapacityInvestment | 2038 | 9999 | exempt_maxcap_uncapped | 2026-05-26T22:45:09.372185
B_Optimised_VRE | Secondary Techs | PWRLDSINDSO | TotalAnnualMaxCapacityInvestment | 2039 | 9999 | exempt_maxcap_uncapped | 2026-05-26T22:45:09.372185
B_Optimised_VRE | Secondary Techs | PWRLDSINDSO | TotalAnnualMaxCapacityInvestment | 2040 | 9999 | exempt_maxcap_uncapped | 2026-05-26T22:45:09.372185
B_Optimised_VRE | Secondary Techs | PWRLDSINDSO | TotalAnnualMaxCapacityInvestment | 2041 | 9999 | exempt_maxcap_uncapped | 2026-05-26T22:45:09.372185
B_Optimised_VRE | Secondary Techs | PWRLDSINDSO | TotalAnnualMaxCapacityInvestment | 2042 | 9999 | exempt_maxcap_uncapped | 2026-05-26T22:45:09.372185
B_Optimised_VRE | Secondary Techs | PWRLDSINDSO | TotalAnnualMaxCapacityInvestment | 2043 | 9999 | exempt_maxcap_uncapped | 2026-05-26T22:45:09.372185
B_Optimised_VRE | Secondary Techs | PWRLDSINDSO | TotalAnnualMaxCapacityInvestment | 2044 | 9999 | exempt_maxcap_uncapped | 2026-05-26T22:45:09.372185
B_Optimised_VRE | Secondary Techs | PWRLDSINDSO | TotalAnnualMaxCapacityInvestment | 2045 | 9999 | exempt_maxcap_uncapped | 2026-05-26T22:45:09.372185
B_Optimised_VRE | Secondary Techs | PWRLDSINDSO | TotalAnnualMaxCapacityInvestment | 2046 | 9999 | exempt_maxcap_uncapped | 2026-05-26T22:45:09.372185
B_Optimised_VRE | Secondary Techs | PWRLDSINDSO | TotalAnnualMaxCapacityInvestment | 2047 | 9999 | exempt_maxcap_uncapped | 2026-05-26T22:45:09.372185
B_Optimised_VRE | Secondary Techs | PWRLDSINDSO | TotalAnnualMaxCapacityInvestment | 2048 | 9999 | exempt_maxcap_uncapped | 2026-05-26T22:45:09.372185
B_Optimised_VRE | Secondary Techs | PWRLDSINDSO | TotalAnnualMaxCapacityInvestment | 2049 | 9999 | exempt_maxcap_uncapped | 2026-05-26T22:45:09.372185
B_Optimised_VRE | Secondary Techs | PWRLDSINDSO | TotalAnnualMaxCapacityInvestment | 2050 | 9999 | exempt_maxcap_uncapped | 2026-05-26T22:45:09.372185
B_Optimised_VRE | Secondary Techs | PWRLDSINDSO | TotalAnnualMaxCapacityInvestment | 2023 | 9999 | exempt_uncapped | 2026-05-26T22:45:09.372185
B_Optimised_VRE | Secondary Techs | PWRLDSINDSO | TotalAnnualMaxCapacityInvestment | 2024 | 9999 | exempt_uncapped | 2026-05-26T22:45:09.372185
B_Optimised_VRE | Secondary Techs | PWRLDSINDSO | TotalAnnualMaxCapacityInvestment | 2025 | 9999 | exempt_uncapped | 2026-05-26T22:45:09.372185
B_Optimised_VRE | Secondary Techs | PWRLDSINDSO | TotalAnnualMaxCapacityInvestment | 2026 | 9999 | exempt_uncapped | 2026-05-26T22:45:09.372185
B_Optimised_VRE | Secondary Techs | PWRLDSINDSO | TotalAnnualMaxCapacityInvestment | 2027 | 9999 | exempt_uncapped | 2026-05-26T22:45:09.372185
B_Optimised_VRE | Secondary Techs | PWRLDSINDSO | TotalAnnualMaxCapacityInvestment | 2028 | 9999 | exempt_uncapped | 2026-05-26T22:45:09.372185
B_Optimised_VRE | Secondary Techs | PWRLDSINDSO | TotalAnnualMaxCapacityInvestment | 2029 | 9999 | exempt_uncapped | 2026-05-26T22:45:09.372185
B_Optimised_VRE | Secondary Techs | PWRLDSINDSO | TotalAnnualMaxCapacityInvestment | 2030 | 9999 | exempt_uncapped | 2026-05-26T22:45:09.372185
B_Optimised_VRE | Secondary Techs | PWRLDSINDSO | TotalAnnualMaxCapacityInvestment | 2031 | 9999 | exempt_uncapped | 2026-05-26T22:45:09.372185
B_Optimised_VRE | Secondary Techs | PWRLDSINDSO | TotalAnnualMaxCapacityInvestment | 2032 | 9999 | exempt_uncapped | 2026-05-26T22:45:09.372185
B_Optimised_VRE | Secondary Techs | PWRLDSINDSO | TotalAnnualMaxCapacityInvestment | 2033 | 9999 | exempt_uncapped | 2026-05-26T22:45:09.372185
B_Optimised_VRE | Secondary Techs | PWRLDSINDSO | TotalAnnualMaxCapacityInvestment | 2034 | 9999 | exempt_uncapped | 2026-05-26T22:45:09.372185
B_Optimised_VRE | Secondary Techs | PWRLDSINDSO | TotalAnnualMaxCapacityInvestment | 2035 | 9999 | exempt_uncapped | 2026-05-26T22:45:09.372185
B_Optimised_VRE | Secondary Techs | PWRLDSINDSO | TotalAnnualMaxCapacityInvestment | 2036 | 9999 | exempt_uncapped | 2026-05-26T22:45:09.372185
B_Optimised_VRE | Secondary Techs | PWRLDSINDSO | TotalAnnualMaxCapacityInvestment | 2037 | 9999 | exempt_uncapped | 2026-05-26T22:45:09.372185
B_Optimised_VRE | Secondary Techs | PWRLDSINDSO | TotalAnnualMaxCapacityInvestment | 2038 | 9999 | exempt_uncapped | 2026-05-26T22:45:09.372185
B_Optimised_VRE | Secondary Techs | PWRLDSINDSO | TotalAnnualMaxCapacityInvestment | 2039 | 9999 | exempt_uncapped | 2026-05-26T22:45:09.372185
B_Optimised_VRE | Secondary Techs | PWRLDSINDSO | TotalAnnualMaxCapacityInvestment | 2040 | 9999 | exempt_uncapped | 2026-05-26T22:45:09.372185
B_Optimised_VRE | Secondary Techs | PWRLDSINDSO | TotalAnnualMaxCapacityInvestment | 2041 | 9999 | exempt_uncapped | 2026-05-26T22:45:09.372185
B_Optimised_VRE | Secondary Techs | PWRLDSINDSO | TotalAnnualMaxCapacityInvestment | 2042 | 9999 | exempt_uncapped | 2026-05-26T22:45:09.372185
B_Optimised_VRE | Secondary Techs | PWRLDSINDSO | TotalAnnualMaxCapacityInvestment | 2043 | 9999 | exempt_uncapped | 2026-05-26T22:45:09.372185
B_Optimised_VRE | Secondary Techs | PWRLDSINDSO | TotalAnnualMaxCapacityInvestment | 2044 | 9999 | exempt_uncapped | 2026-05-26T22:45:09.372185
B_Optimised_VRE | Secondary Techs | PWRLDSINDSO | TotalAnnualMaxCapacityInvestment | 2045 | 9999 | exempt_uncapped | 2026-05-26T22:45:09.372185
B_Optimised_VRE | Secondary Techs | PWRLDSINDSO | TotalAnnualMaxCapacityInvestment | 2046 | 9999 | exempt_uncapped | 2026-05-26T22:45:09.372185
B_Optimised_VRE | Secondary Techs | PWRLDSINDSO | TotalAnnualMaxCapacityInvestment | 2047 | 9999 | exempt_uncapped | 2026-05-26T22:45:09.372185
B_Optimised_VRE | Secondary Techs | PWRLDSINDSO | TotalAnnualMaxCapacityInvestment | 2048 | 9999 | exempt_uncapped | 2026-05-26T22:45:09.372185
B_Optimised_VRE | Secondary Techs | PWRLDSINDSO | TotalAnnualMaxCapacityInvestment | 2049 | 9999 | exempt_uncapped | 2026-05-26T22:45:09.372185
B_Optimised_VRE | Secondary Techs | PWRLDSINDSO | TotalAnnualMaxCapacityInvestment | 2050 | 9999 | exempt_uncapped | 2026-05-26T22:45:09.372185
B_Optimised_VRE | Secondary Techs | PWRWASINDWE | TotalAnnualMaxCapacityInvestment | 2023 | 0 | lid_floor_suppressed | 2026-05-26T22:45:09.372185
B_Optimised_VRE | Secondary Techs | PWRWASINDWE | TotalAnnualMaxCapacityInvestment | 2024 | 0.0072505 | lid_floor_suppressed | 2026-05-26T22:45:09.372185
B_Optimised_VRE | Secondary Techs | PWRWASINDWE | TotalAnnualMaxCapacityInvestment | 2025 | 0.0079334 | lid_floor_suppressed | 2026-05-26T22:45:09.372185
B_Optimised_VRE | Secondary Techs | PWRWASINDWE | TotalAnnualMaxCapacityInvestment | 2026 | 0.0089446 | lid_floor_suppressed | 2026-05-26T22:45:09.372185
B_Optimised_VRE | Secondary Techs | PWRWASINDWE | TotalAnnualMaxCapacityInvestment | 2027 | 0.0086257 | lid_floor_suppressed | 2026-05-26T22:45:09.372185
B_Optimised_VRE | Secondary Techs | PWRWASINDWE | TotalAnnualMaxCapacityInvestment | 2028 | 0.0089368 | lid_floor_suppressed | 2026-05-26T22:45:09.372185
B_Optimised_VRE | Secondary Techs | PWRWASINDWE | TotalAnnualMaxCapacityInvestment | 2029 | 0.0076569 | lid_floor_suppressed | 2026-05-26T22:45:09.372185
B_Optimised_VRE | Secondary Techs | PWRWASINDWE | TotalAnnualMaxCapacityInvestment | 2030 | 0.0026754 | lid_floor_suppressed | 2026-05-26T22:45:09.372185
B_Optimised_VRE | Secondary Techs | PWRWASINDWE | TotalAnnualMaxCapacityInvestment | 2031 | 0.0021816 | lid_floor_suppressed | 2026-05-26T22:45:09.372185
B_Optimised_VRE | Secondary Techs | PWRWASINDWE | TotalAnnualMaxCapacityInvestment | 2032 | 0.0047846 | lid_floor_suppressed | 2026-05-26T22:45:09.372185
B_Optimised_VRE | Secondary Techs | PWRWASINDWE | TotalAnnualMaxCapacityInvestment | 2033 | 0.0044342 | lid_floor_suppressed | 2026-05-26T22:45:09.372185
B_Optimised_VRE | Secondary Techs | PWRWASINDWE | TotalAnnualMaxCapacityInvestment | 2034 | 0.0040838 | lid_floor_suppressed | 2026-05-26T22:45:09.372185
B_Optimised_VRE | Secondary Techs | PWRWASINDWE | TotalAnnualMaxCapacityInvestment | 2035 | 0.0037334 | lid_floor_suppressed | 2026-05-26T22:45:09.372185
B_Optimised_VRE | Secondary Techs | PWRWASINDWE | TotalAnnualMaxCapacityInvestment | 2036 | 0.003383 | lid_floor_suppressed | 2026-05-26T22:45:09.372185
B_Optimised_VRE | Secondary Techs | PWRWASINDWE | TotalAnnualMaxCapacityInvestment | 2037 | 0.0038092 | lid_floor_suppressed | 2026-05-26T22:45:09.372185
B_Optimised_VRE | Secondary Techs | PWRWASINDWE | TotalAnnualMaxCapacityInvestment | 2038 | 0.0034226 | lid_floor_suppressed | 2026-05-26T22:45:09.372185
B_Optimised_VRE | Secondary Techs | PWRWASINDWE | TotalAnnualMaxCapacityInvestment | 2039 | 0.0030361 | lid_floor_suppressed | 2026-05-26T22:45:09.372185
B_Optimised_VRE | Secondary Techs | PWRWASINDWE | TotalAnnualMaxCapacityInvestment | 2040 | 0.0026494 | lid_floor_suppressed | 2026-05-26T22:45:09.372185
B_Optimised_VRE | Secondary Techs | PWRWASINDWE | TotalAnnualMaxCapacityInvestment | 2041 | 0.0024895 | lid_adequacy_scaled | 2026-05-26T22:45:09.372185
B_Optimised_VRE | Secondary Techs | PWRWASINDWE | TotalAnnualMaxCapacityInvestment | 2042 | 0.0049786 | lid_adequacy_scaled | 2026-05-26T22:45:09.372185
B_Optimised_VRE | Secondary Techs | PWRWASINDWE | TotalAnnualMaxCapacityInvestment | 2043 | 0.0073726 | lid_adequacy_scaled | 2026-05-26T22:45:09.372185
B_Optimised_VRE | Secondary Techs | PWRWASINDWE | TotalAnnualMaxCapacityInvestment | 2044 | 0.0096992 | lid_adequacy_scaled | 2026-05-26T22:45:09.372185
B_Optimised_VRE | Secondary Techs | PWRWASINDWE | TotalAnnualMaxCapacityInvestment | 2045 | 0.011954 | lid_adequacy_scaled | 2026-05-26T22:45:09.372185
B_Optimised_VRE | Secondary Techs | PWRWASINDWE | TotalAnnualMaxCapacityInvestment | 2046 | 0.01499 | lid_adequacy_scaled | 2026-05-26T22:45:09.372185
B_Optimised_VRE | Secondary Techs | PWRWASINDWE | TotalAnnualMaxCapacityInvestment | 2047 | 0.017801 | lid_adequacy_scaled | 2026-05-26T22:45:09.372185
B_Optimised_VRE | Secondary Techs | PWRWASINDWE | TotalAnnualMaxCapacityInvestment | 2048 | 0.02039 | lid_adequacy_scaled | 2026-05-26T22:45:09.372185
B_Optimised_VRE | Secondary Techs | PWRWASINDWE | TotalAnnualMaxCapacityInvestment | 2049 | 0.022752 | lid_adequacy_scaled | 2026-05-26T22:45:09.372185
B_Optimised_VRE | Secondary Techs | PWRWASINDWE | TotalAnnualMaxCapacityInvestment | 2050 | 0.024864 | lid_adequacy_scaled | 2026-05-26T22:45:09.372185
B_Optimised_VRE | Secondary Techs | PWRNGSINDWE | TotalAnnualMaxCapacityInvestment | 2023 | 0.1 | lid_floor | 2026-05-26T22:45:09.372185
B_Optimised_VRE | Secondary Techs | PWRNGSINDWE | TotalAnnualMaxCapacityInvestment | 2024 | 0.66363 | lid_fill | 2026-05-26T22:45:09.372185
B_Optimised_VRE | Secondary Techs | PWRNGSINDWE | TotalAnnualMaxCapacityInvestment | 2025 | 0.72614 | lid_fill | 2026-05-26T22:45:09.372185
B_Optimised_VRE | Secondary Techs | PWRNGSINDWE | TotalAnnualMaxCapacityInvestment | 2026 | 0.8187 | lid_fill | 2026-05-26T22:45:09.372185
B_Optimised_VRE | Secondary Techs | PWRNGSINDWE | TotalAnnualMaxCapacityInvestment | 2027 | 0.78951 | lid_fill | 2026-05-26T22:45:09.372185
B_Optimised_VRE | Secondary Techs | PWRNGSINDWE | TotalAnnualMaxCapacityInvestment | 2028 | 0.84525 | lid_relaxed | 2026-05-26T22:45:09.372185
B_Optimised_VRE | Secondary Techs | PWRNGSINDWE | TotalAnnualMaxCapacityInvestment | 2029 | 0.74756 | lid_relaxed | 2026-05-26T22:45:09.372185
B_Optimised_VRE | Secondary Techs | PWRNGSINDWE | TotalAnnualMaxCapacityInvestment | 2030 | 0.26937 | lid_relaxed | 2026-05-26T22:45:09.372185
B_Optimised_VRE | Secondary Techs | PWRNGSINDWE | TotalAnnualMaxCapacityInvestment | 2031 | 0.22764 | lid_relaxed | 2026-05-26T22:45:09.372185
B_Optimised_VRE | Secondary Techs | PWRNGSINDWE | TotalAnnualMaxCapacityInvestment | 2032 | 0.51677 | lid_relaxed | 2026-05-26T22:45:09.372185
B_Optimised_VRE | Secondary Techs | PWRNGSINDWE | TotalAnnualMaxCapacityInvestment | 2033 | 0.48704 | lid_family_capped | 2026-05-26T22:45:09.372185
B_Optimised_VRE | Secondary Techs | PWRNGSINDWE | TotalAnnualMaxCapacityInvestment | 2034 | 0.44854 | lid_family_capped | 2026-05-26T22:45:09.372185
B_Optimised_VRE | Secondary Techs | PWRNGSINDWE | TotalAnnualMaxCapacityInvestment | 2035 | 0.41006 | lid_family_capped | 2026-05-26T22:45:09.372185
B_Optimised_VRE | Secondary Techs | PWRNGSINDWE | TotalAnnualMaxCapacityInvestment | 2036 | 0.37158 | lid_family_capped | 2026-05-26T22:45:09.372185
B_Optimised_VRE | Secondary Techs | PWRNGSINDWE | TotalAnnualMaxCapacityInvestment | 2037 | 0.41838 | lid_family_capped | 2026-05-26T22:45:09.372185
B_Optimised_VRE | Secondary Techs | PWRNGSINDWE | TotalAnnualMaxCapacityInvestment | 2038 | 0.37592 | lid_family_capped | 2026-05-26T22:45:09.372185
B_Optimised_VRE | Secondary Techs | PWRNGSINDWE | TotalAnnualMaxCapacityInvestment | 2039 | 0.33347 | lid_family_capped | 2026-05-26T22:45:09.372185
B_Optimised_VRE | Secondary Techs | PWRNGSINDWE | TotalAnnualMaxCapacityInvestment | 2040 | 0.291 | lid_family_capped | 2026-05-26T22:45:09.372185
B_Optimised_VRE | Secondary Techs | PWRNGSINDWE | TotalAnnualMaxCapacityInvestment | 2041 | 0.27344 | lid_adequacy_scaled | 2026-05-26T22:45:09.372185
B_Optimised_VRE | Secondary Techs | PWRNGSINDWE | TotalAnnualMaxCapacityInvestment | 2042 | 0.54683 | lid_adequacy_scaled | 2026-05-26T22:45:09.372185
B_Optimised_VRE | Secondary Techs | PWRNGSINDWE | TotalAnnualMaxCapacityInvestment | 2043 | 0.80977 | lid_adequacy_scaled | 2026-05-26T22:45:09.372185
B_Optimised_VRE | Secondary Techs | PWRNGSINDWE | TotalAnnualMaxCapacityInvestment | 2044 | 1.0653 | lid_adequacy_scaled | 2026-05-26T22:45:09.372185
B_Optimised_VRE | Secondary Techs | PWRNGSINDWE | TotalAnnualMaxCapacityInvestment | 2045 | 1.313 | lid_adequacy_scaled | 2026-05-26T22:45:09.372185
B_Optimised_VRE | Secondary Techs | PWRNGSINDWE | TotalAnnualMaxCapacityInvestment | 2046 | 1.6465 | lid_adequacy_scaled | 2026-05-26T22:45:09.372185
B_Optimised_VRE | Secondary Techs | PWRNGSINDWE | TotalAnnualMaxCapacityInvestment | 2047 | 1.9552 | lid_adequacy_scaled | 2026-05-26T22:45:09.372185
B_Optimised_VRE | Secondary Techs | PWRNGSINDWE | TotalAnnualMaxCapacityInvestment | 2048 | 2.2395 | lid_adequacy_scaled | 2026-05-26T22:45:09.372185
B_Optimised_VRE | Secondary Techs | PWRNGSINDWE | TotalAnnualMaxCapacityInvestment | 2049 | 2.4989 | lid_adequacy_scaled | 2026-05-26T22:45:09.372185
B_Optimised_VRE | Secondary Techs | PWRNGSINDWE | TotalAnnualMaxCapacityInvestment | 2050 | 2.731 | lid_adequacy_scaled | 2026-05-26T22:45:09.372185
B_Optimised_VRE | Secondary Techs | PWRHYDBGDXX | TotalAnnualMaxCapacityInvestment | 2023 | 0.1 | lid_floor | 2026-05-26T22:45:09.372185
B_Optimised_VRE | Secondary Techs | PWRHYDBGDXX | TotalAnnualMaxCapacityInvestment | 2024 | 0.1 | lid_floor | 2026-05-26T22:45:09.372185
B_Optimised_VRE | Secondary Techs | PWRHYDBGDXX | TotalAnnualMaxCapacityInvestment | 2025 | 0.1 | lid_floor | 2026-05-26T22:45:09.372185
B_Optimised_VRE | Secondary Techs | PWRHYDBGDXX | TotalAnnualMaxCapacityInvestment | 2026 | 0.1 | lid_floor | 2026-05-26T22:45:09.372185
B_Optimised_VRE | Secondary Techs | PWRHYDBGDXX | TotalAnnualMaxCapacityInvestment | 2027 | 0.1 | lid_floor | 2026-05-26T22:45:09.372185
B_Optimised_VRE | Secondary Techs | PWRHYDBGDXX | TotalAnnualMaxCapacityInvestment | 2028 | 0.1 | lid_floor | 2026-05-26T22:45:09.372185
B_Optimised_VRE | Secondary Techs | PWRHYDBGDXX | TotalAnnualMaxCapacityInvestment | 2029 | 0.1 | lid_floor | 2026-05-26T22:45:09.372185
B_Optimised_VRE | Secondary Techs | PWRHYDBGDXX | TotalAnnualMaxCapacityInvestment | 2030 | 0.1 | lid_floor | 2026-05-26T22:45:09.372185
B_Optimised_VRE | Secondary Techs | PWRHYDBGDXX | TotalAnnualMaxCapacityInvestment | 2031 | 0.1 | lid_floor | 2026-05-26T22:45:09.372185
B_Optimised_VRE | Secondary Techs | PWRHYDBGDXX | TotalAnnualMaxCapacityInvestment | 2032 | 0.1 | lid_floor | 2026-05-26T22:45:09.372185
B_Optimised_VRE | Secondary Techs | PWRHYDBGDXX | TotalAnnualMaxCapacityInvestment | 2033 | 0.1 | lid_floor | 2026-05-26T22:45:09.372185
B_Optimised_VRE | Secondary Techs | PWRHYDBGDXX | TotalAnnualMaxCapacityInvestment | 2034 | 0.1 | lid_floor | 2026-05-26T22:45:09.372185
B_Optimised_VRE | Secondary Techs | PWRHYDBGDXX | TotalAnnualMaxCapacityInvestment | 2035 | 0.1 | lid_floor | 2026-05-26T22:45:09.372185
B_Optimised_VRE | Secondary Techs | PWRHYDBGDXX | TotalAnnualMaxCapacityInvestment | 2036 | 0.1 | lid_floor | 2026-05-26T22:45:09.372185
B_Optimised_VRE | Secondary Techs | PWRHYDBGDXX | TotalAnnualMaxCapacityInvestment | 2037 | 0.1 | lid_floor | 2026-05-26T22:45:09.372185
B_Optimised_VRE | Secondary Techs | PWRHYDBGDXX | TotalAnnualMaxCapacityInvestment | 2038 | 0.1 | lid_floor | 2026-05-26T22:45:09.372185
B_Optimised_VRE | Secondary Techs | PWRHYDBGDXX | TotalAnnualMaxCapacityInvestment | 2039 | 0.1 | lid_floor | 2026-05-26T22:45:09.372185
B_Optimised_VRE | Secondary Techs | PWRHYDBGDXX | TotalAnnualMaxCapacityInvestment | 2040 | 0.1 | lid_floor | 2026-05-26T22:45:09.372185
B_Optimised_VRE | Secondary Techs | PWRHYDBGDXX | TotalAnnualMaxCapacityInvestment | 2041 | 0.1 | lid_floor | 2026-05-26T22:45:09.372185
B_Optimised_VRE | Secondary Techs | PWRHYDBGDXX | TotalAnnualMaxCapacityInvestment | 2042 | 0.18288 | lid_adequacy_scaled | 2026-05-26T22:45:09.372185
B_Optimised_VRE | Secondary Techs | PWRHYDBGDXX | TotalAnnualMaxCapacityInvestment | 2043 | 0.29424 | lid_adequacy_scaled | 2026-05-26T22:45:09.372185
B_Optimised_VRE | Secondary Techs | PWRHYDBGDXX | TotalAnnualMaxCapacityInvestment | 2044 | 0.42497 | lid_adequacy_scaled | 2026-05-26T22:45:09.372185
B_Optimised_VRE | Secondary Techs | PWRHYDBGDXX | TotalAnnualMaxCapacityInvestment | 2045 | 0.58277 | lid_adequacy_scaled | 2026-05-26T22:45:09.372185
B_Optimised_VRE | Secondary Techs | PWRHYDBGDXX | TotalAnnualMaxCapacityInvestment | 2046 | 0.7957 | lid_adequacy_scaled | 2026-05-26T22:45:09.372185
B_Optimised_VRE | Secondary Techs | PWRHYDBGDXX | TotalAnnualMaxCapacityInvestment | 2047 | 1.011 | lid_adequacy_scaled | 2026-05-26T22:45:09.372185
B_Optimised_VRE | Secondary Techs | PWRHYDBGDXX | TotalAnnualMaxCapacityInvestment | 2048 | 1.2063 | lid_adequacy_scaled | 2026-05-26T22:45:09.372185
B_Optimised_VRE | Secondary Techs | PWRHYDBGDXX | TotalAnnualMaxCapacityInvestment | 2049 | 1.392 | lid_adequacy_scaled | 2026-05-26T22:45:09.372185
B_Optimised_VRE | Secondary Techs | PWRHYDBGDXX | TotalAnnualMaxCapacityInvestment | 2050 | 1.5731 | lid_adequacy_scaled | 2026-05-26T22:45:09.372185
B_Optimised_VRE | Secondary Techs | PWRCSPINDNO | TotalAnnualMaxCapacityInvestment | 2023 | 0.1 | lid_floor | 2026-05-26T22:45:09.372185
B_Optimised_VRE | Secondary Techs | PWRCSPINDNO | TotalAnnualMaxCapacityInvestment | 2024 | 0.1 | lid_floor | 2026-05-26T22:45:09.372185
B_Optimised_VRE | Secondary Techs | PWRCSPINDNO | TotalAnnualMaxCapacityInvestment | 2025 | 0.1 | lid_floor | 2026-05-26T22:45:09.372185
B_Optimised_VRE | Secondary Techs | PWRCSPINDNO | TotalAnnualMaxCapacityInvestment | 2026 | 0.1 | lid_floor | 2026-05-26T22:45:09.372185
B_Optimised_VRE | Secondary Techs | PWRCSPINDNO | TotalAnnualMaxCapacityInvestment | 2027 | 0.1 | lid_floor | 2026-05-26T22:45:09.372185
B_Optimised_VRE | Secondary Techs | PWRCSPINDNO | TotalAnnualMaxCapacityInvestment | 2028 | 0.1 | lid_floor | 2026-05-26T22:45:09.372185
B_Optimised_VRE | Secondary Techs | PWRCSPINDNO | TotalAnnualMaxCapacityInvestment | 2029 | 0.1 | lid_floor | 2026-05-26T22:45:09.372185
B_Optimised_VRE | Secondary Techs | PWRCSPINDNO | TotalAnnualMaxCapacityInvestment | 2030 | 0.1 | lid_floor | 2026-05-26T22:45:09.372185
B_Optimised_VRE | Secondary Techs | PWRCSPINDNO | TotalAnnualMaxCapacityInvestment | 2031 | 0.1 | lid_floor | 2026-05-26T22:45:09.372185
B_Optimised_VRE | Secondary Techs | PWRCSPINDNO | TotalAnnualMaxCapacityInvestment | 2032 | 0.1 | lid_floor | 2026-05-26T22:45:09.372185
B_Optimised_VRE | Secondary Techs | PWRCSPINDNO | TotalAnnualMaxCapacityInvestment | 2033 | 0.1 | lid_floor | 2026-05-26T22:45:09.372185
B_Optimised_VRE | Secondary Techs | PWRCSPINDNO | TotalAnnualMaxCapacityInvestment | 2034 | 0.1 | lid_floor | 2026-05-26T22:45:09.372185
B_Optimised_VRE | Secondary Techs | PWRCSPINDNO | TotalAnnualMaxCapacityInvestment | 2035 | 0.1 | lid_floor | 2026-05-26T22:45:09.372185
B_Optimised_VRE | Secondary Techs | PWRCSPINDNO | TotalAnnualMaxCapacityInvestment | 2036 | 0.1 | lid_floor | 2026-05-26T22:45:09.372185
B_Optimised_VRE | Secondary Techs | PWRCSPINDNO | TotalAnnualMaxCapacityInvestment | 2037 | 0.1 | lid_floor | 2026-05-26T22:45:09.372185
B_Optimised_VRE | Secondary Techs | PWRCSPINDNO | TotalAnnualMaxCapacityInvestment | 2038 | 0.1 | lid_floor | 2026-05-26T22:45:09.372185
B_Optimised_VRE | Secondary Techs | PWRCSPINDNO | TotalAnnualMaxCapacityInvestment | 2039 | 0.1 | lid_floor | 2026-05-26T22:45:09.372185
B_Optimised_VRE | Secondary Techs | PWRCSPINDNO | TotalAnnualMaxCapacityInvestment | 2040 | 0.1 | lid_floor | 2026-05-26T22:45:09.372185
B_Optimised_VRE | Secondary Techs | PWRCSPINDNO | TotalAnnualMaxCapacityInvestment | 2041 | 0.1 | lid_floor | 2026-05-26T22:45:09.372185
B_Optimised_VRE | Secondary Techs | PWRCSPINDNO | TotalAnnualMaxCapacityInvestment | 2042 | 0.1 | lid_floor | 2026-05-26T22:45:09.372185
B_Optimised_VRE | Secondary Techs | PWRCSPINDNO | TotalAnnualMaxCapacityInvestment | 2043 | 0.14449 | lid_adequacy_scaled | 2026-05-26T22:45:09.372185
B_Optimised_VRE | Secondary Techs | PWRCSPINDNO | TotalAnnualMaxCapacityInvestment | 2044 | 0.19475 | lid_adequacy_scaled | 2026-05-26T22:45:09.372185
B_Optimised_VRE | Secondary Techs | PWRCSPINDNO | TotalAnnualMaxCapacityInvestment | 2045 | 0.25123 | lid_adequacy_scaled | 2026-05-26T22:45:09.372185
B_Optimised_VRE | Secondary Techs | PWRCSPINDNO | TotalAnnualMaxCapacityInvestment | 2046 | 0.29064 | lid_adequacy_scaled | 2026-05-26T22:45:09.372185
B_Optimised_VRE | Secondary Techs | PWRCSPINDNO | TotalAnnualMaxCapacityInvestment | 2047 | 0.34407 | lid_adequacy_scaled | 2026-05-26T22:45:09.372185
B_Optimised_VRE | Secondary Techs | PWRCSPINDNO | TotalAnnualMaxCapacityInvestment | 2048 | 0.3946 | lid_adequacy_scaled | 2026-05-26T22:45:09.372185
B_Optimised_VRE | Secondary Techs | PWRCSPINDNO | TotalAnnualMaxCapacityInvestment | 2049 | 0.44296 | lid_adequacy_scaled | 2026-05-26T22:45:09.372185
B_Optimised_VRE | Secondary Techs | PWRCSPINDNO | TotalAnnualMaxCapacityInvestment | 2050 | 0.48981 | lid_adequacy_scaled | 2026-05-26T22:45:09.372185
B_Optimised_VRE | Secondary Techs | PWRSDSNPLXX | TotalAnnualMaxCapacityInvestment | 2023 | 9999 | exempt_maxcap_uncapped | 2026-05-26T22:45:09.372185
B_Optimised_VRE | Secondary Techs | PWRSDSNPLXX | TotalAnnualMaxCapacityInvestment | 2024 | 9999 | exempt_maxcap_uncapped | 2026-05-26T22:45:09.372185
B_Optimised_VRE | Secondary Techs | PWRSDSNPLXX | TotalAnnualMaxCapacityInvestment | 2025 | 9999 | exempt_maxcap_uncapped | 2026-05-26T22:45:09.372185
B_Optimised_VRE | Secondary Techs | PWRSDSNPLXX | TotalAnnualMaxCapacityInvestment | 2026 | 9999 | exempt_maxcap_uncapped | 2026-05-26T22:45:09.372185
B_Optimised_VRE | Secondary Techs | PWRSDSNPLXX | TotalAnnualMaxCapacityInvestment | 2027 | 9999 | exempt_maxcap_uncapped | 2026-05-26T22:45:09.372185
B_Optimised_VRE | Secondary Techs | PWRSDSNPLXX | TotalAnnualMaxCapacityInvestment | 2028 | 9999 | exempt_maxcap_uncapped | 2026-05-26T22:45:09.372185
B_Optimised_VRE | Secondary Techs | PWRSDSNPLXX | TotalAnnualMaxCapacityInvestment | 2029 | 9999 | exempt_maxcap_uncapped | 2026-05-26T22:45:09.372185
B_Optimised_VRE | Secondary Techs | PWRSDSNPLXX | TotalAnnualMaxCapacityInvestment | 2030 | 9999 | exempt_maxcap_uncapped | 2026-05-26T22:45:09.372185
B_Optimised_VRE | Secondary Techs | PWRSDSNPLXX | TotalAnnualMaxCapacityInvestment | 2031 | 9999 | exempt_maxcap_uncapped | 2026-05-26T22:45:09.372185
B_Optimised_VRE | Secondary Techs | PWRSDSNPLXX | TotalAnnualMaxCapacityInvestment | 2032 | 9999 | exempt_maxcap_uncapped | 2026-05-26T22:45:09.372185
B_Optimised_VRE | Secondary Techs | PWRSDSNPLXX | TotalAnnualMaxCapacityInvestment | 2033 | 9999 | exempt_maxcap_uncapped | 2026-05-26T22:45:09.372185
B_Optimised_VRE | Secondary Techs | PWRSDSNPLXX | TotalAnnualMaxCapacityInvestment | 2034 | 9999 | exempt_maxcap_uncapped | 2026-05-26T22:45:09.372185
B_Optimised_VRE | Secondary Techs | PWRSDSNPLXX | TotalAnnualMaxCapacityInvestment | 2035 | 9999 | exempt_maxcap_uncapped | 2026-05-26T22:45:09.372185
B_Optimised_VRE | Secondary Techs | PWRSDSNPLXX | TotalAnnualMaxCapacityInvestment | 2036 | 9999 | exempt_maxcap_uncapped | 2026-05-26T22:45:09.372185
B_Optimised_VRE | Secondary Techs | PWRSDSNPLXX | TotalAnnualMaxCapacityInvestment | 2037 | 9999 | exempt_maxcap_uncapped | 2026-05-26T22:45:09.372185
B_Optimised_VRE | Secondary Techs | PWRSDSNPLXX | TotalAnnualMaxCapacityInvestment | 2038 | 9999 | exempt_maxcap_uncapped | 2026-05-26T22:45:09.372185
B_Optimised_VRE | Secondary Techs | PWRSDSNPLXX | TotalAnnualMaxCapacityInvestment | 2039 | 9999 | exempt_maxcap_uncapped | 2026-05-26T22:45:09.372185
B_Optimised_VRE | Secondary Techs | PWRSDSNPLXX | TotalAnnualMaxCapacityInvestment | 2040 | 9999 | exempt_maxcap_uncapped | 2026-05-26T22:45:09.372185
B_Optimised_VRE | Secondary Techs | PWRSDSNPLXX | TotalAnnualMaxCapacityInvestment | 2041 | 9999 | exempt_maxcap_uncapped | 2026-05-26T22:45:09.372185
B_Optimised_VRE | Secondary Techs | PWRSDSNPLXX | TotalAnnualMaxCapacityInvestment | 2042 | 9999 | exempt_maxcap_uncapped | 2026-05-26T22:45:09.372185
B_Optimised_VRE | Secondary Techs | PWRSDSNPLXX | TotalAnnualMaxCapacityInvestment | 2043 | 9999 | exempt_maxcap_uncapped | 2026-05-26T22:45:09.372185
B_Optimised_VRE | Secondary Techs | PWRSDSNPLXX | TotalAnnualMaxCapacityInvestment | 2044 | 9999 | exempt_maxcap_uncapped | 2026-05-26T22:45:09.372185
B_Optimised_VRE | Secondary Techs | PWRSDSNPLXX | TotalAnnualMaxCapacityInvestment | 2045 | 9999 | exempt_maxcap_uncapped | 2026-05-26T22:45:09.372185
B_Optimised_VRE | Secondary Techs | PWRSDSNPLXX | TotalAnnualMaxCapacityInvestment | 2046 | 9999 | exempt_maxcap_uncapped | 2026-05-26T22:45:09.372185
B_Optimised_VRE | Secondary Techs | PWRSDSNPLXX | TotalAnnualMaxCapacityInvestment | 2047 | 9999 | exempt_maxcap_uncapped | 2026-05-26T22:45:09.372185
B_Optimised_VRE | Secondary Techs | PWRSDSNPLXX | TotalAnnualMaxCapacityInvestment | 2048 | 9999 | exempt_maxcap_uncapped | 2026-05-26T22:45:09.372185
B_Optimised_VRE | Secondary Techs | PWRSDSNPLXX | TotalAnnualMaxCapacityInvestment | 2049 | 9999 | exempt_maxcap_uncapped | 2026-05-26T22:45:09.372185
B_Optimised_VRE | Secondary Techs | PWRSDSNPLXX | TotalAnnualMaxCapacityInvestment | 2050 | 9999 | exempt_maxcap_uncapped | 2026-05-26T22:45:09.372185
B_Optimised_VRE | Secondary Techs | PWRSDSNPLXX | TotalAnnualMaxCapacityInvestment | 2023 | 9999 | exempt_uncapped | 2026-05-26T22:45:09.372185
B_Optimised_VRE | Secondary Techs | PWRSDSNPLXX | TotalAnnualMaxCapacityInvestment | 2024 | 9999 | exempt_uncapped | 2026-05-26T22:45:09.372185
B_Optimised_VRE | Secondary Techs | PWRSDSNPLXX | TotalAnnualMaxCapacityInvestment | 2025 | 9999 | exempt_uncapped | 2026-05-26T22:45:09.372185
B_Optimised_VRE | Secondary Techs | PWRSDSNPLXX | TotalAnnualMaxCapacityInvestment | 2026 | 9999 | exempt_uncapped | 2026-05-26T22:45:09.372185
B_Optimised_VRE | Secondary Techs | PWRSDSNPLXX | TotalAnnualMaxCapacityInvestment | 2027 | 9999 | exempt_uncapped | 2026-05-26T22:45:09.372185
B_Optimised_VRE | Secondary Techs | PWRSDSNPLXX | TotalAnnualMaxCapacityInvestment | 2028 | 9999 | exempt_uncapped | 2026-05-26T22:45:09.372185
B_Optimised_VRE | Secondary Techs | PWRSDSNPLXX | TotalAnnualMaxCapacityInvestment | 2029 | 9999 | exempt_uncapped | 2026-05-26T22:45:09.372185
B_Optimised_VRE | Secondary Techs | PWRSDSNPLXX | TotalAnnualMaxCapacityInvestment | 2030 | 9999 | exempt_uncapped | 2026-05-26T22:45:09.372185
B_Optimised_VRE | Secondary Techs | PWRSDSNPLXX | TotalAnnualMaxCapacityInvestment | 2031 | 9999 | exempt_uncapped | 2026-05-26T22:45:09.372185
B_Optimised_VRE | Secondary Techs | PWRSDSNPLXX | TotalAnnualMaxCapacityInvestment | 2032 | 9999 | exempt_uncapped | 2026-05-26T22:45:09.372185
B_Optimised_VRE | Secondary Techs | PWRSDSNPLXX | TotalAnnualMaxCapacityInvestment | 2033 | 9999 | exempt_uncapped | 2026-05-26T22:45:09.372185
B_Optimised_VRE | Secondary Techs | PWRSDSNPLXX | TotalAnnualMaxCapacityInvestment | 2034 | 9999 | exempt_uncapped | 2026-05-26T22:45:09.372185
B_Optimised_VRE | Secondary Techs | PWRSDSNPLXX | TotalAnnualMaxCapacityInvestment | 2035 | 9999 | exempt_uncapped | 2026-05-26T22:45:09.372185
B_Optimised_VRE | Secondary Techs | PWRSDSNPLXX | TotalAnnualMaxCapacityInvestment | 2036 | 9999 | exempt_uncapped | 2026-05-26T22:45:09.372185
B_Optimised_VRE | Secondary Techs | PWRSDSNPLXX | TotalAnnualMaxCapacityInvestment | 2037 | 9999 | exempt_uncapped | 2026-05-26T22:45:09.372185
B_Optimised_VRE | Secondary Techs | PWRSDSNPLXX | TotalAnnualMaxCapacityInvestment | 2038 | 9999 | exempt_uncapped | 2026-05-26T22:45:09.372185
B_Optimised_VRE | Secondary Techs | PWRSDSNPLXX | TotalAnnualMaxCapacityInvestment | 2039 | 9999 | exempt_uncapped | 2026-05-26T22:45:09.372185
B_Optimised_VRE | Secondary Techs | PWRSDSNPLXX | TotalAnnualMaxCapacityInvestment | 2040 | 9999 | exempt_uncapped | 2026-05-26T22:45:09.372185
B_Optimised_VRE | Secondary Techs | PWRSDSNPLXX | TotalAnnualMaxCapacityInvestment | 2041 | 9999 | exempt_uncapped | 2026-05-26T22:45:09.372185
B_Optimised_VRE | Secondary Techs | PWRSDSNPLXX | TotalAnnualMaxCapacityInvestment | 2042 | 9999 | exempt_uncapped | 2026-05-26T22:45:09.372185
B_Optimised_VRE | Secondary Techs | PWRSDSNPLXX | TotalAnnualMaxCapacityInvestment | 2043 | 9999 | exempt_uncapped | 2026-05-26T22:45:09.372185
B_Optimised_VRE | Secondary Techs | PWRSDSNPLXX | TotalAnnualMaxCapacityInvestment | 2044 | 9999 | exempt_uncapped | 2026-05-26T22:45:09.372185
B_Optimised_VRE | Secondary Techs | PWRSDSNPLXX | TotalAnnualMaxCapacityInvestment | 2045 | 9999 | exempt_uncapped | 2026-05-26T22:45:09.372185
B_Optimised_VRE | Secondary Techs | PWRSDSNPLXX | TotalAnnualMaxCapacityInvestment | 2046 | 9999 | exempt_uncapped | 2026-05-26T22:45:09.372185
B_Optimised_VRE | Secondary Techs | PWRSDSNPLXX | TotalAnnualMaxCapacityInvestment | 2047 | 9999 | exempt_uncapped | 2026-05-26T22:45:09.372185
B_Optimised_VRE | Secondary Techs | PWRSDSNPLXX | TotalAnnualMaxCapacityInvestment | 2048 | 9999 | exempt_uncapped | 2026-05-26T22:45:09.372185
B_Optimised_VRE | Secondary Techs | PWRSDSNPLXX | TotalAnnualMaxCapacityInvestment | 2049 | 9999 | exempt_uncapped | 2026-05-26T22:45:09.372185
B_Optimised_VRE | Secondary Techs | PWRSDSNPLXX | TotalAnnualMaxCapacityInvestment | 2050 | 9999 | exempt_uncapped | 2026-05-26T22:45:09.372185
B_Optimised_VRE | Secondary Techs | PWRNGSLKAXX | TotalAnnualMaxCapacityInvestment | 2023 | 0.1 | lid_floor | 2026-05-26T22:45:09.372185
B_Optimised_VRE | Secondary Techs | PWRNGSLKAXX | TotalAnnualMaxCapacityInvestment | 2024 | 0.1 | lid_floor | 2026-05-26T22:45:09.372185
B_Optimised_VRE | Secondary Techs | PWRNGSLKAXX | TotalAnnualMaxCapacityInvestment | 2025 | 0.23735 | untie_min_inv | 2026-05-26T22:45:09.372185
B_Optimised_VRE | Secondary Techs | PWRNGSLKAXX | TotalAnnualMaxCapacityInvestment | 2026 | 0.3535 | untie_min_inv | 2026-05-26T22:45:09.372185
B_Optimised_VRE | Secondary Techs | PWRNGSLKAXX | TotalAnnualMaxCapacityInvestment | 2027 | 0.11615 | untie_min_inv | 2026-05-26T22:45:09.372185
B_Optimised_VRE | Secondary Techs | PWRNGSLKAXX | TotalAnnualMaxCapacityInvestment | 2028 | 0.202 | untie_min_inv | 2026-05-26T22:45:09.372185
B_Optimised_VRE | Secondary Techs | PWRNGSLKAXX | TotalAnnualMaxCapacityInvestment | 2029 | 0.1 | lid_floor | 2026-05-26T22:45:09.372185
B_Optimised_VRE | Secondary Techs | PWRNGSLKAXX | TotalAnnualMaxCapacityInvestment | 2030 | 0.1313 | untie_min_inv | 2026-05-26T22:45:09.372185
B_Optimised_VRE | Secondary Techs | PWRNGSLKAXX | TotalAnnualMaxCapacityInvestment | 2031 | 0.101 | untie_min_inv | 2026-05-26T22:45:09.372185
B_Optimised_VRE | Secondary Techs | PWRNGSLKAXX | TotalAnnualMaxCapacityInvestment | 2032 | 0.1 | lid_floor | 2026-05-26T22:45:09.372185
B_Optimised_VRE | Secondary Techs | PWRNGSLKAXX | TotalAnnualMaxCapacityInvestment | 2033 | 0.1 | lid_floor | 2026-05-26T22:45:09.372185
B_Optimised_VRE | Secondary Techs | PWRNGSLKAXX | TotalAnnualMaxCapacityInvestment | 2034 | 0.1 | lid_floor | 2026-05-26T22:45:09.372185
B_Optimised_VRE | Secondary Techs | PWRNGSLKAXX | TotalAnnualMaxCapacityInvestment | 2035 | 0.303 | untie_min_inv | 2026-05-26T22:45:09.372185
B_Optimised_VRE | Secondary Techs | PWRNGSLKAXX | TotalAnnualMaxCapacityInvestment | 2036 | 0.202 | untie_min_inv | 2026-05-26T22:45:09.372185
B_Optimised_VRE | Secondary Techs | PWRNGSLKAXX | TotalAnnualMaxCapacityInvestment | 2037 | 0.202 | untie_min_inv | 2026-05-26T22:45:09.372185
B_Optimised_VRE | Secondary Techs | PWRNGSLKAXX | TotalAnnualMaxCapacityInvestment | 2038 | 0.202 | untie_min_inv | 2026-05-26T22:45:09.372185
B_Optimised_VRE | Secondary Techs | PWRNGSLKAXX | TotalAnnualMaxCapacityInvestment | 2039 | 0.202 | untie_min_inv | 2026-05-26T22:45:09.372185
B_Optimised_VRE | Secondary Techs | PWRNGSLKAXX | TotalAnnualMaxCapacityInvestment | 2040 | 0.202 | untie_min_inv | 2026-05-26T22:45:09.372185
B_Optimised_VRE | Secondary Techs | PWRNGSLKAXX | TotalAnnualMaxCapacityInvestment | 2041 | 0.1 | lid_floor | 2026-05-26T22:45:09.372185
B_Optimised_VRE | Secondary Techs | PWRNGSLKAXX | TotalAnnualMaxCapacityInvestment | 2042 | 0.1 | lid_floor | 2026-05-26T22:45:09.372185
B_Optimised_VRE | Secondary Techs | PWRNGSLKAXX | TotalAnnualMaxCapacityInvestment | 2043 | 0.1 | lid_floor | 2026-05-26T22:45:09.372185
B_Optimised_VRE | Secondary Techs | PWRNGSLKAXX | TotalAnnualMaxCapacityInvestment | 2044 | 0.202 | untie_min_inv | 2026-05-26T22:45:09.372185
B_Optimised_VRE | Secondary Techs | PWRNGSLKAXX | TotalAnnualMaxCapacityInvestment | 2045 | 0.10452 | lid_adequacy_scaled | 2026-05-26T22:45:09.372185
B_Optimised_VRE | Secondary Techs | PWRNGSLKAXX | TotalAnnualMaxCapacityInvestment | 2046 | 0.13327 | lid_adequacy_scaled | 2026-05-26T22:45:09.372185
B_Optimised_VRE | Secondary Techs | PWRNGSLKAXX | TotalAnnualMaxCapacityInvestment | 2047 | 0.15997 | lid_adequacy_scaled | 2026-05-26T22:45:09.372185
B_Optimised_VRE | Secondary Techs | PWRNGSLKAXX | TotalAnnualMaxCapacityInvestment | 2048 | 0.19306 | lid_adequacy_scaled | 2026-05-26T22:45:09.372185
B_Optimised_VRE | Secondary Techs | PWRNGSLKAXX | TotalAnnualMaxCapacityInvestment | 2049 | 0.21658 | lid_adequacy_scaled | 2026-05-26T22:45:09.372185
B_Optimised_VRE | Secondary Techs | PWRNGSLKAXX | TotalAnnualMaxCapacityInvestment | 2050 | 0.23643 | lid_adequacy_scaled | 2026-05-26T22:45:09.372185
B_Optimised_VRE | Secondary Techs | PWROILINDNE | TotalAnnualMaxCapacityInvestment | 2023 | 0.1 | lid_floor | 2026-05-26T22:45:09.372185
B_Optimised_VRE | Secondary Techs | PWROILINDNE | TotalAnnualMaxCapacityInvestment | 2024 | 0.1 | lid_floor | 2026-05-26T22:45:09.372185
B_Optimised_VRE | Secondary Techs | PWROILINDNE | TotalAnnualMaxCapacityInvestment | 2025 | 0.1 | lid_floor | 2026-05-26T22:45:09.372185
B_Optimised_VRE | Secondary Techs | PWROILINDNE | TotalAnnualMaxCapacityInvestment | 2026 | 0.1 | lid_floor | 2026-05-26T22:45:09.372185
B_Optimised_VRE | Secondary Techs | PWROILINDNE | TotalAnnualMaxCapacityInvestment | 2027 | 0.1 | lid_floor | 2026-05-26T22:45:09.372185
B_Optimised_VRE | Secondary Techs | PWROILINDNE | TotalAnnualMaxCapacityInvestment | 2028 | 0.1 | lid_floor | 2026-05-26T22:45:09.372185
B_Optimised_VRE | Secondary Techs | PWROILINDNE | TotalAnnualMaxCapacityInvestment | 2029 | 0.1 | lid_floor | 2026-05-26T22:45:09.372185
B_Optimised_VRE | Secondary Techs | PWROILINDNE | TotalAnnualMaxCapacityInvestment | 2030 | 0.1 | lid_floor | 2026-05-26T22:45:09.372185
B_Optimised_VRE | Secondary Techs | PWROILINDNE | TotalAnnualMaxCapacityInvestment | 2031 | 0.1 | lid_floor | 2026-05-26T22:45:09.372185
B_Optimised_VRE | Secondary Techs | PWROILINDNE | TotalAnnualMaxCapacityInvestment | 2032 | 0.1 | lid_floor | 2026-05-26T22:45:09.372185
B_Optimised_VRE | Secondary Techs | PWROILINDNE | TotalAnnualMaxCapacityInvestment | 2033 | 0.1 | lid_floor | 2026-05-26T22:45:09.372185
B_Optimised_VRE | Secondary Techs | PWROILINDNE | TotalAnnualMaxCapacityInvestment | 2034 | 0.1 | lid_floor | 2026-05-26T22:45:09.372185
B_Optimised_VRE | Secondary Techs | PWROILINDNE | TotalAnnualMaxCapacityInvestment | 2035 | 0.1 | lid_floor | 2026-05-26T22:45:09.372185
B_Optimised_VRE | Secondary Techs | PWROILINDNE | TotalAnnualMaxCapacityInvestment | 2036 | 0.1 | lid_floor | 2026-05-26T22:45:09.372185
B_Optimised_VRE | Secondary Techs | PWROILINDNE | TotalAnnualMaxCapacityInvestment | 2037 | 0.1 | lid_floor | 2026-05-26T22:45:09.372185
B_Optimised_VRE | Secondary Techs | PWROILINDNE | TotalAnnualMaxCapacityInvestment | 2038 | 0.1 | lid_floor | 2026-05-26T22:45:09.372185
B_Optimised_VRE | Secondary Techs | PWROILINDNE | TotalAnnualMaxCapacityInvestment | 2039 | 0.1 | lid_floor | 2026-05-26T22:45:09.372185
B_Optimised_VRE | Secondary Techs | PWROILINDNE | TotalAnnualMaxCapacityInvestment | 2040 | 0.1 | lid_floor | 2026-05-26T22:45:09.372185
B_Optimised_VRE | Secondary Techs | PWROILINDNE | TotalAnnualMaxCapacityInvestment | 2041 | 0.1 | lid_floor | 2026-05-26T22:45:09.372185
B_Optimised_VRE | Secondary Techs | PWROILINDNE | TotalAnnualMaxCapacityInvestment | 2042 | 0.1 | lid_floor | 2026-05-26T22:45:09.372185
B_Optimised_VRE | Secondary Techs | PWROILINDNE | TotalAnnualMaxCapacityInvestment | 2043 | 0.1 | lid_floor | 2026-05-26T22:45:09.372185
B_Optimised_VRE | Secondary Techs | PWROILINDNE | TotalAnnualMaxCapacityInvestment | 2044 | 0.1 | lid_floor | 2026-05-26T22:45:09.372185
B_Optimised_VRE | Secondary Techs | PWROILINDNE | TotalAnnualMaxCapacityInvestment | 2045 | 0.12224 | lid_adequacy_scaled | 2026-05-26T22:45:09.372185
B_Optimised_VRE | Secondary Techs | PWROILINDNE | TotalAnnualMaxCapacityInvestment | 2046 | 0.15698 | lid_adequacy_scaled | 2026-05-26T22:45:09.372185
B_Optimised_VRE | Secondary Techs | PWROILINDNE | TotalAnnualMaxCapacityInvestment | 2047 | 0.19111 | lid_adequacy_scaled | 2026-05-26T22:45:09.372185
B_Optimised_VRE | Secondary Techs | PWROILINDNE | TotalAnnualMaxCapacityInvestment | 2048 | 0.22475 | lid_adequacy_scaled | 2026-05-26T22:45:09.372185
B_Optimised_VRE | Secondary Techs | PWROILINDNE | TotalAnnualMaxCapacityInvestment | 2049 | 0.25813 | lid_adequacy_scaled | 2026-05-26T22:45:09.372185
B_Optimised_VRE | Secondary Techs | PWROILINDNE | TotalAnnualMaxCapacityInvestment | 2050 | 0.29139 | lid_adequacy_scaled | 2026-05-26T22:45:09.372185
B_Optimised_VRE | Secondary Techs | PWRCOAINDNE | TotalAnnualMaxCapacityInvestment | 2023 | 0 | lid_floor_suppressed | 2026-05-26T22:45:09.372185
B_Optimised_VRE | Secondary Techs | PWRCOAINDNE | TotalAnnualMaxCapacityInvestment | 2024 | 0.043916 | lid_floor_suppressed | 2026-05-26T22:45:09.372185
B_Optimised_VRE | Secondary Techs | PWRCOAINDNE | TotalAnnualMaxCapacityInvestment | 2025 | 0.046696 | lid_floor_suppressed | 2026-05-26T22:45:09.372185
B_Optimised_VRE | Secondary Techs | PWRCOAINDNE | TotalAnnualMaxCapacityInvestment | 2026 | 0.051246 | lid_floor_suppressed | 2026-05-26T22:45:09.372185
B_Optimised_VRE | Secondary Techs | PWRCOAINDNE | TotalAnnualMaxCapacityInvestment | 2027 | 0.051442 | lid_floor_suppressed | 2026-05-26T22:45:09.372185
B_Optimised_VRE | Secondary Techs | PWRCOAINDNE | TotalAnnualMaxCapacityInvestment | 2028 | 0.054108 | lid_floor_suppressed | 2026-05-26T22:45:09.372185
B_Optimised_VRE | Secondary Techs | PWRCOAINDNE | TotalAnnualMaxCapacityInvestment | 2029 | 0.042873 | lid_floor_suppressed | 2026-05-26T22:45:09.372185
B_Optimised_VRE | Secondary Techs | PWRCOAINDNE | TotalAnnualMaxCapacityInvestment | 2030 | 0.037963 | lid_floor_suppressed | 2026-05-26T22:45:09.372185
B_Optimised_VRE | Secondary Techs | PWRCOAINDNE | TotalAnnualMaxCapacityInvestment | 2031 | 0.035243 | lid_floor_suppressed | 2026-05-26T22:45:09.372185
B_Optimised_VRE | Secondary Techs | PWRCOAINDNE | TotalAnnualMaxCapacityInvestment | 2032 | 0.043799 | lid_floor_suppressed | 2026-05-26T22:45:09.372185
B_Optimised_VRE | Secondary Techs | PWRCOAINDNE | TotalAnnualMaxCapacityInvestment | 2033 | 0.041767 | lid_floor_suppressed | 2026-05-26T22:45:09.372185
B_Optimised_VRE | Secondary Techs | PWRCOAINDNE | TotalAnnualMaxCapacityInvestment | 2034 | 0.039736 | lid_floor_suppressed | 2026-05-26T22:45:09.372185
B_Optimised_VRE | Secondary Techs | PWRCOAINDNE | TotalAnnualMaxCapacityInvestment | 2035 | 0.037704 | lid_floor_suppressed | 2026-05-26T22:45:09.372185
B_Optimised_VRE | Secondary Techs | PWRCOAINDNE | TotalAnnualMaxCapacityInvestment | 2036 | 0.035672 | lid_floor_suppressed | 2026-05-26T22:45:09.372185
B_Optimised_VRE | Secondary Techs | PWRCOAINDNE | TotalAnnualMaxCapacityInvestment | 2037 | 0.043465 | lid_floor_suppressed | 2026-05-26T22:45:09.372185
B_Optimised_VRE | Secondary Techs | PWRCOAINDNE | TotalAnnualMaxCapacityInvestment | 2038 | 0.041084 | lid_floor_suppressed | 2026-05-26T22:45:09.372185
B_Optimised_VRE | Secondary Techs | PWRCOAINDNE | TotalAnnualMaxCapacityInvestment | 2039 | 0.038694 | lid_floor_suppressed | 2026-05-26T22:45:09.372185
B_Optimised_VRE | Secondary Techs | PWRCOAINDNE | TotalAnnualMaxCapacityInvestment | 2040 | 0.036322 | lid_floor_suppressed | 2026-05-26T22:45:09.372185
B_Optimised_VRE | Secondary Techs | PWRCOAINDNE | TotalAnnualMaxCapacityInvestment | 2041 | 0.033941 | lid_floor_suppressed | 2026-05-26T22:45:09.372185
B_Optimised_VRE | Secondary Techs | PWRCOAINDNE | TotalAnnualMaxCapacityInvestment | 2042 | 0.040275 | lid_floor_suppressed | 2026-05-26T22:45:09.372185
B_Optimised_VRE | Secondary Techs | PWRCOAINDNE | TotalAnnualMaxCapacityInvestment | 2043 | 0.040709 | lid_floor_suppressed | 2026-05-26T22:45:09.372185
B_Optimised_VRE | Secondary Techs | PWRCOAINDNE | TotalAnnualMaxCapacityInvestment | 2044 | 0.041102 | lid_floor_suppressed | 2026-05-26T22:45:09.372185
B_Optimised_VRE | Secondary Techs | PWRCOAINDNE | TotalAnnualMaxCapacityInvestment | 2045 | 0.050668 | lid_adequacy_scaled | 2026-05-26T22:45:09.372185
B_Optimised_VRE | Secondary Techs | PWRCOAINDNE | TotalAnnualMaxCapacityInvestment | 2046 | 0.065513 | lid_adequacy_scaled | 2026-05-26T22:45:09.372185
B_Optimised_VRE | Secondary Techs | PWRCOAINDNE | TotalAnnualMaxCapacityInvestment | 2047 | 0.080176 | lid_adequacy_scaled | 2026-05-26T22:45:09.372185
B_Optimised_VRE | Secondary Techs | PWRCOAINDNE | TotalAnnualMaxCapacityInvestment | 2048 | 0.094657 | lid_adequacy_scaled | 2026-05-26T22:45:09.372185
B_Optimised_VRE | Secondary Techs | PWRCOAINDNE | TotalAnnualMaxCapacityInvestment | 2049 | 0.10891 | lid_adequacy_scaled | 2026-05-26T22:45:09.372185
B_Optimised_VRE | Secondary Techs | PWRCOAINDNE | TotalAnnualMaxCapacityInvestment | 2050 | 0.12294 | lid_adequacy_scaled | 2026-05-26T22:45:09.372185
B_Optimised_VRE | Secondary Techs | PWRURNBGDXX | TotalAnnualMaxCapacityInvestment | 2023 | 0.1 | lid_floor | 2026-05-26T22:45:09.372185
B_Optimised_VRE | Secondary Techs | PWRURNBGDXX | TotalAnnualMaxCapacityInvestment | 2024 | 1.212 | untie_min_inv | 2026-05-26T22:45:09.372185
B_Optimised_VRE | Secondary Techs | PWRURNBGDXX | TotalAnnualMaxCapacityInvestment | 2025 | 1.212 | untie_min_inv | 2026-05-26T22:45:09.372185
B_Optimised_VRE | Secondary Techs | PWRURNBGDXX | TotalAnnualMaxCapacityInvestment | 2026 | 0.1 | lid_floor | 2026-05-26T22:45:09.372185
B_Optimised_VRE | Secondary Techs | PWRURNBGDXX | TotalAnnualMaxCapacityInvestment | 2027 | 0.1 | lid_floor | 2026-05-26T22:45:09.372185
B_Optimised_VRE | Secondary Techs | PWRURNBGDXX | TotalAnnualMaxCapacityInvestment | 2028 | 0.1 | lid_floor | 2026-05-26T22:45:09.372185
B_Optimised_VRE | Secondary Techs | PWRURNBGDXX | TotalAnnualMaxCapacityInvestment | 2029 | 0.1 | lid_floor | 2026-05-26T22:45:09.372185
B_Optimised_VRE | Secondary Techs | PWRURNBGDXX | TotalAnnualMaxCapacityInvestment | 2030 | 0.1 | lid_floor | 2026-05-26T22:45:09.372185
B_Optimised_VRE | Secondary Techs | PWRURNBGDXX | TotalAnnualMaxCapacityInvestment | 2031 | 0.1 | lid_floor | 2026-05-26T22:45:09.372185
B_Optimised_VRE | Secondary Techs | PWRURNBGDXX | TotalAnnualMaxCapacityInvestment | 2032 | 0.1 | lid_floor | 2026-05-26T22:45:09.372185
B_Optimised_VRE | Secondary Techs | PWRURNBGDXX | TotalAnnualMaxCapacityInvestment | 2033 | 0.1 | lid_floor | 2026-05-26T22:45:09.372185
B_Optimised_VRE | Secondary Techs | PWRURNBGDXX | TotalAnnualMaxCapacityInvestment | 2034 | 0.1 | lid_floor | 2026-05-26T22:45:09.372185
B_Optimised_VRE | Secondary Techs | PWRURNBGDXX | TotalAnnualMaxCapacityInvestment | 2035 | 0.1 | lid_floor | 2026-05-26T22:45:09.372185
B_Optimised_VRE | Secondary Techs | PWRURNBGDXX | TotalAnnualMaxCapacityInvestment | 2036 | 0.1 | lid_floor | 2026-05-26T22:45:09.372185
B_Optimised_VRE | Secondary Techs | PWRURNBGDXX | TotalAnnualMaxCapacityInvestment | 2037 | 0.1 | lid_floor | 2026-05-26T22:45:09.372185
B_Optimised_VRE | Secondary Techs | PWRURNBGDXX | TotalAnnualMaxCapacityInvestment | 2038 | 0.1 | lid_floor | 2026-05-26T22:45:09.372185
B_Optimised_VRE | Secondary Techs | PWRURNBGDXX | TotalAnnualMaxCapacityInvestment | 2039 | 0.1 | lid_floor | 2026-05-26T22:45:09.372185
B_Optimised_VRE | Secondary Techs | PWRURNBGDXX | TotalAnnualMaxCapacityInvestment | 2040 | 0.1 | lid_floor | 2026-05-26T22:45:09.372185
B_Optimised_VRE | Secondary Techs | PWRURNBGDXX | TotalAnnualMaxCapacityInvestment | 2041 | 0.1 | lid_floor | 2026-05-26T22:45:09.372185
B_Optimised_VRE | Secondary Techs | PWRURNBGDXX | TotalAnnualMaxCapacityInvestment | 2042 | 0.18288 | lid_adequacy_scaled | 2026-05-26T22:45:09.372185
B_Optimised_VRE | Secondary Techs | PWRURNBGDXX | TotalAnnualMaxCapacityInvestment | 2043 | 0.29424 | lid_adequacy_scaled | 2026-05-26T22:45:09.372185
B_Optimised_VRE | Secondary Techs | PWRURNBGDXX | TotalAnnualMaxCapacityInvestment | 2044 | 0.42497 | lid_adequacy_scaled | 2026-05-26T22:45:09.372185
B_Optimised_VRE | Secondary Techs | PWRURNBGDXX | TotalAnnualMaxCapacityInvestment | 2045 | 0.58277 | lid_adequacy_scaled | 2026-05-26T22:45:09.372185
B_Optimised_VRE | Secondary Techs | PWRURNBGDXX | TotalAnnualMaxCapacityInvestment | 2046 | 0.7957 | lid_adequacy_scaled | 2026-05-26T22:45:09.372185
B_Optimised_VRE | Secondary Techs | PWRURNBGDXX | TotalAnnualMaxCapacityInvestment | 2047 | 1.011 | lid_adequacy_scaled | 2026-05-26T22:45:09.372185
B_Optimised_VRE | Secondary Techs | PWRURNBGDXX | TotalAnnualMaxCapacityInvestment | 2048 | 1.2063 | lid_adequacy_scaled | 2026-05-26T22:45:09.372185
B_Optimised_VRE | Secondary Techs | PWRURNBGDXX | TotalAnnualMaxCapacityInvestment | 2049 | 1.392 | lid_adequacy_scaled | 2026-05-26T22:45:09.372185
B_Optimised_VRE | Secondary Techs | PWRURNBGDXX | TotalAnnualMaxCapacityInvestment | 2050 | 1.5731 | lid_adequacy_scaled | 2026-05-26T22:45:09.372185
B_Optimised_VRE | Secondary Techs | PWROILLKAXX | TotalAnnualMaxCapacityInvestment | 2023 | 0.1 | lid_floor | 2026-05-26T22:45:09.372185
B_Optimised_VRE | Secondary Techs | PWROILLKAXX | TotalAnnualMaxCapacityInvestment | 2024 | 0.1 | lid_floor | 2026-05-26T22:45:09.372185
B_Optimised_VRE | Secondary Techs | PWROILLKAXX | TotalAnnualMaxCapacityInvestment | 2025 | 0.1 | lid_floor | 2026-05-26T22:45:09.372185
B_Optimised_VRE | Secondary Techs | PWROILLKAXX | TotalAnnualMaxCapacityInvestment | 2026 | 0.20402 | untie_min_inv | 2026-05-26T22:45:09.372185
B_Optimised_VRE | Secondary Techs | PWROILLKAXX | TotalAnnualMaxCapacityInvestment | 2027 | 0.1 | lid_floor | 2026-05-26T22:45:09.372185
B_Optimised_VRE | Secondary Techs | PWROILLKAXX | TotalAnnualMaxCapacityInvestment | 2028 | 0.1 | lid_floor | 2026-05-26T22:45:09.372185
B_Optimised_VRE | Secondary Techs | PWROILLKAXX | TotalAnnualMaxCapacityInvestment | 2029 | 0.1 | lid_floor | 2026-05-26T22:45:09.372185
B_Optimised_VRE | Secondary Techs | PWROILLKAXX | TotalAnnualMaxCapacityInvestment | 2030 | 0.1 | lid_floor | 2026-05-26T22:45:09.372185
B_Optimised_VRE | Secondary Techs | PWROILLKAXX | TotalAnnualMaxCapacityInvestment | 2031 | 0.1 | lid_floor | 2026-05-26T22:45:09.372185
B_Optimised_VRE | Secondary Techs | PWROILLKAXX | TotalAnnualMaxCapacityInvestment | 2032 | 0.1 | lid_floor | 2026-05-26T22:45:09.372185
B_Optimised_VRE | Secondary Techs | PWROILLKAXX | TotalAnnualMaxCapacityInvestment | 2033 | 0.1 | lid_floor | 2026-05-26T22:45:09.372185
B_Optimised_VRE | Secondary Techs | PWROILLKAXX | TotalAnnualMaxCapacityInvestment | 2034 | 0.1 | lid_floor | 2026-05-26T22:45:09.372185
B_Optimised_VRE | Secondary Techs | PWROILLKAXX | TotalAnnualMaxCapacityInvestment | 2035 | 0.1 | lid_floor | 2026-05-26T22:45:09.372185
B_Optimised_VRE | Secondary Techs | PWROILLKAXX | TotalAnnualMaxCapacityInvestment | 2036 | 0.1 | lid_floor | 2026-05-26T22:45:09.372185
B_Optimised_VRE | Secondary Techs | PWROILLKAXX | TotalAnnualMaxCapacityInvestment | 2037 | 0.1035 | lid_family_capped | 2026-05-26T22:45:09.372185
B_Optimised_VRE | Secondary Techs | PWROILLKAXX | TotalAnnualMaxCapacityInvestment | 2038 | 0.1097 | lid_family_capped | 2026-05-26T22:45:09.372185
B_Optimised_VRE | Secondary Techs | PWROILLKAXX | TotalAnnualMaxCapacityInvestment | 2039 | 0.1115 | lid_family_capped | 2026-05-26T22:45:09.372185
B_Optimised_VRE | Secondary Techs | PWROILLKAXX | TotalAnnualMaxCapacityInvestment | 2040 | 0.1163 | lid_family_capped | 2026-05-26T22:45:09.372185
B_Optimised_VRE | Secondary Techs | PWROILLKAXX | TotalAnnualMaxCapacityInvestment | 2041 | 0.12166 | lid_family_capped | 2026-05-26T22:45:09.372185
B_Optimised_VRE | Secondary Techs | PWROILLKAXX | TotalAnnualMaxCapacityInvestment | 2042 | 0.12188 | lid_family_capped | 2026-05-26T22:45:09.372185
B_Optimised_VRE | Secondary Techs | PWROILLKAXX | TotalAnnualMaxCapacityInvestment | 2043 | 0.12394 | lid_family_capped | 2026-05-26T22:45:09.372185
B_Optimised_VRE | Secondary Techs | PWROILLKAXX | TotalAnnualMaxCapacityInvestment | 2044 | 0.12704 | lid_family_capped | 2026-05-26T22:45:09.372185
B_Optimised_VRE | Secondary Techs | PWROILLKAXX | TotalAnnualMaxCapacityInvestment | 2045 | 0.12884 | lid_adequacy_scaled | 2026-05-26T22:45:09.372185
B_Optimised_VRE | Secondary Techs | PWROILLKAXX | TotalAnnualMaxCapacityInvestment | 2046 | 0.16407 | lid_adequacy_scaled | 2026-05-26T22:45:09.372185
B_Optimised_VRE | Secondary Techs | PWROILLKAXX | TotalAnnualMaxCapacityInvestment | 2047 | 0.19856 | lid_adequacy_scaled | 2026-05-26T22:45:09.372185
B_Optimised_VRE | Secondary Techs | PWROILLKAXX | TotalAnnualMaxCapacityInvestment | 2048 | 0.22987 | lid_adequacy_scaled | 2026-05-26T22:45:09.372185
B_Optimised_VRE | Secondary Techs | PWROILLKAXX | TotalAnnualMaxCapacityInvestment | 2049 | 0.2628 | lid_adequacy_scaled | 2026-05-26T22:45:09.372185
B_Optimised_VRE | Secondary Techs | PWROILLKAXX | TotalAnnualMaxCapacityInvestment | 2050 | 0.29597 | lid_adequacy_scaled | 2026-05-26T22:45:09.372185
B_Optimised_VRE | Secondary Techs | PWRHYDINDEA | TotalAnnualMaxCapacityInvestment | 2023 | 0.1 | lid_floor | 2026-05-26T22:45:09.372185
B_Optimised_VRE | Secondary Techs | PWRHYDINDEA | TotalAnnualMaxCapacityInvestment | 2024 | 0.38708 | lid_fill | 2026-05-26T22:45:09.372185
B_Optimised_VRE | Secondary Techs | PWRHYDINDEA | TotalAnnualMaxCapacityInvestment | 2025 | 0.44035 | lid_fill | 2026-05-26T22:45:09.372185
B_Optimised_VRE | Secondary Techs | PWRHYDINDEA | TotalAnnualMaxCapacityInvestment | 2026 | 0.44963 | lid_fill | 2026-05-26T22:45:09.372185
B_Optimised_VRE | Secondary Techs | PWRHYDINDEA | TotalAnnualMaxCapacityInvestment | 2027 | 0.505 | untie_min_inv | 2026-05-26T22:45:09.372185
B_Optimised_VRE | Secondary Techs | PWRHYDINDEA | TotalAnnualMaxCapacityInvestment | 2028 | 0.51588 | lid_relaxed | 2026-05-26T22:45:09.372185
B_Optimised_VRE | Secondary Techs | PWRHYDINDEA | TotalAnnualMaxCapacityInvestment | 2029 | 0.41368 | lid_relaxed | 2026-05-26T22:45:09.372185
B_Optimised_VRE | Secondary Techs | PWRHYDINDEA | TotalAnnualMaxCapacityInvestment | 2030 | 0.20587 | lid_relaxed | 2026-05-26T22:45:09.372185
B_Optimised_VRE | Secondary Techs | PWRHYDINDEA | TotalAnnualMaxCapacityInvestment | 2031 | 0.1777 | lid_relaxed | 2026-05-26T22:45:09.372185
B_Optimised_VRE | Secondary Techs | PWRHYDINDEA | TotalAnnualMaxCapacityInvestment | 2032 | 0.32311 | lid_relaxed | 2026-05-26T22:45:09.372185
B_Optimised_VRE | Secondary Techs | PWRHYDINDEA | TotalAnnualMaxCapacityInvestment | 2033 | 0.30181 | lid_relaxed | 2026-05-26T22:45:09.372185
B_Optimised_VRE | Secondary Techs | PWRHYDINDEA | TotalAnnualMaxCapacityInvestment | 2034 | 0.27842 | lid_relaxed | 2026-05-26T22:45:09.372185
B_Optimised_VRE | Secondary Techs | PWRHYDINDEA | TotalAnnualMaxCapacityInvestment | 2035 | 0.35451 | untie_min_inv | 2026-05-26T22:45:09.372185
B_Optimised_VRE | Secondary Techs | PWRHYDINDEA | TotalAnnualMaxCapacityInvestment | 2036 | 0.22526 | lid_relaxed | 2026-05-26T22:45:09.372185
B_Optimised_VRE | Secondary Techs | PWRHYDINDEA | TotalAnnualMaxCapacityInvestment | 2037 | 0.27486 | lid_relaxed | 2026-05-26T22:45:09.372185
B_Optimised_VRE | Secondary Techs | PWRHYDINDEA | TotalAnnualMaxCapacityInvestment | 2038 | 0.2404 | lid_relaxed | 2026-05-26T22:45:09.372185
B_Optimised_VRE | Secondary Techs | PWRHYDINDEA | TotalAnnualMaxCapacityInvestment | 2039 | 0.20355 | lid_relaxed | 2026-05-26T22:45:09.372185
B_Optimised_VRE | Secondary Techs | PWRHYDINDEA | TotalAnnualMaxCapacityInvestment | 2040 | 0.16432 | lid_relaxed | 2026-05-26T22:45:09.372185
B_Optimised_VRE | Secondary Techs | PWRHYDINDEA | TotalAnnualMaxCapacityInvestment | 2041 | 0.16489 | lid_adequacy_scaled | 2026-05-26T22:45:09.372185
B_Optimised_VRE | Secondary Techs | PWRHYDINDEA | TotalAnnualMaxCapacityInvestment | 2042 | 0.38443 | lid_adequacy_scaled | 2026-05-26T22:45:09.372185
B_Optimised_VRE | Secondary Techs | PWRHYDINDEA | TotalAnnualMaxCapacityInvestment | 2043 | 0.59028 | lid_adequacy_scaled | 2026-05-26T22:45:09.372185
B_Optimised_VRE | Secondary Techs | PWRHYDINDEA | TotalAnnualMaxCapacityInvestment | 2044 | 0.79181 | lid_adequacy_scaled | 2026-05-26T22:45:09.372185
B_Optimised_VRE | Secondary Techs | PWRHYDINDEA | TotalAnnualMaxCapacityInvestment | 2045 | 0.96927 | lid_adequacy_scaled | 2026-05-26T22:45:09.372185
B_Optimised_VRE | Secondary Techs | PWRHYDINDEA | TotalAnnualMaxCapacityInvestment | 2046 | 1.2217 | lid_adequacy_scaled | 2026-05-26T22:45:09.372185
B_Optimised_VRE | Secondary Techs | PWRHYDINDEA | TotalAnnualMaxCapacityInvestment | 2047 | 1.6904 | lid_adequacy_scaled | 2026-05-26T22:45:09.372185
B_Optimised_VRE | Secondary Techs | PWRHYDINDEA | TotalAnnualMaxCapacityInvestment | 2048 | 2.5819 | lid_adequacy_scaled | 2026-05-26T22:45:09.372185
B_Optimised_VRE | Secondary Techs | PWRHYDINDEA | TotalAnnualMaxCapacityInvestment | 2049 | 3.426 | lid_adequacy_scaled | 2026-05-26T22:45:09.372185
B_Optimised_VRE | Secondary Techs | PWRHYDINDEA | TotalAnnualMaxCapacityInvestment | 2050 | 3.8802 | lid_adequacy_scaled | 2026-05-26T22:45:09.372185
B_Optimised_VRE | Secondary Techs | PWRNGSINDSO | TotalAnnualMaxCapacityInvestment | 2023 | 0.1 | lid_floor | 2026-05-26T22:45:09.372185
B_Optimised_VRE | Secondary Techs | PWRNGSINDSO | TotalAnnualMaxCapacityInvestment | 2024 | 0.39189 | lid_fill | 2026-05-26T22:45:09.372185
B_Optimised_VRE | Secondary Techs | PWRNGSINDSO | TotalAnnualMaxCapacityInvestment | 2025 | 0.4161 | lid_fill | 2026-05-26T22:45:09.372185
B_Optimised_VRE | Secondary Techs | PWRNGSINDSO | TotalAnnualMaxCapacityInvestment | 2026 | 0.45816 | lid_fill | 2026-05-26T22:45:09.372185
B_Optimised_VRE | Secondary Techs | PWRNGSINDSO | TotalAnnualMaxCapacityInvestment | 2027 | 0.46348 | lid_fill | 2026-05-26T22:45:09.372185
B_Optimised_VRE | Secondary Techs | PWRNGSINDSO | TotalAnnualMaxCapacityInvestment | 2028 | 0.49887 | lid_relaxed | 2026-05-26T22:45:09.372185
B_Optimised_VRE | Secondary Techs | PWRNGSINDSO | TotalAnnualMaxCapacityInvestment | 2029 | 0.46652 | lid_relaxed | 2026-05-26T22:45:09.372185
B_Optimised_VRE | Secondary Techs | PWRNGSINDSO | TotalAnnualMaxCapacityInvestment | 2030 | 0.33002 | lid_relaxed | 2026-05-26T22:45:09.372185
B_Optimised_VRE | Secondary Techs | PWRNGSINDSO | TotalAnnualMaxCapacityInvestment | 2031 | 0.31734 | lid_relaxed | 2026-05-26T22:45:09.372185
B_Optimised_VRE | Secondary Techs | PWRNGSINDSO | TotalAnnualMaxCapacityInvestment | 2032 | 0.41084 | lid_relaxed | 2026-05-26T22:45:09.372185
B_Optimised_VRE | Secondary Techs | PWRNGSINDSO | TotalAnnualMaxCapacityInvestment | 2033 | 0.40224 | lid_family_capped | 2026-05-26T22:45:09.372185
B_Optimised_VRE | Secondary Techs | PWRNGSINDSO | TotalAnnualMaxCapacityInvestment | 2034 | 0.38668 | lid_family_capped | 2026-05-26T22:45:09.372185
B_Optimised_VRE | Secondary Techs | PWRNGSINDSO | TotalAnnualMaxCapacityInvestment | 2035 | 0.37111 | lid_family_capped | 2026-05-26T22:45:09.372185
B_Optimised_VRE | Secondary Techs | PWRNGSINDSO | TotalAnnualMaxCapacityInvestment | 2036 | 0.35555 | lid_family_capped | 2026-05-26T22:45:09.372185
B_Optimised_VRE | Secondary Techs | PWRNGSINDSO | TotalAnnualMaxCapacityInvestment | 2037 | 0.37719 | lid_family_capped | 2026-05-26T22:45:09.372185
B_Optimised_VRE | Secondary Techs | PWRNGSINDSO | TotalAnnualMaxCapacityInvestment | 2038 | 0.36055 | lid_family_capped | 2026-05-26T22:45:09.372185
B_Optimised_VRE | Secondary Techs | PWRNGSINDSO | TotalAnnualMaxCapacityInvestment | 2039 | 0.34391 | lid_family_capped | 2026-05-26T22:45:09.372185
B_Optimised_VRE | Secondary Techs | PWRNGSINDSO | TotalAnnualMaxCapacityInvestment | 2040 | 0.31186 | lid_family_capped | 2026-05-26T22:45:09.372185
B_Optimised_VRE | Secondary Techs | PWRNGSINDSO | TotalAnnualMaxCapacityInvestment | 2041 | 0.31008 | lid_family_capped | 2026-05-26T22:45:09.372185
B_Optimised_VRE | Secondary Techs | PWRNGSINDSO | TotalAnnualMaxCapacityInvestment | 2042 | 0.35715 | lid_family_capped | 2026-05-26T22:45:09.372185
B_Optimised_VRE | Secondary Techs | PWRNGSINDSO | TotalAnnualMaxCapacityInvestment | 2043 | 0.48979 | lid_adequacy_scaled | 2026-05-26T22:45:09.372185
B_Optimised_VRE | Secondary Techs | PWRNGSINDSO | TotalAnnualMaxCapacityInvestment | 2044 | 0.64579 | lid_adequacy_scaled | 2026-05-26T22:45:09.372185
B_Optimised_VRE | Secondary Techs | PWRNGSINDSO | TotalAnnualMaxCapacityInvestment | 2045 | 0.7989 | lid_adequacy_scaled | 2026-05-26T22:45:09.372185
B_Optimised_VRE | Secondary Techs | PWRNGSINDSO | TotalAnnualMaxCapacityInvestment | 2046 | 0.99766 | lid_adequacy_scaled | 2026-05-26T22:45:09.372185
B_Optimised_VRE | Secondary Techs | PWRNGSINDSO | TotalAnnualMaxCapacityInvestment | 2047 | 1.1834 | lid_adequacy_scaled | 2026-05-26T22:45:09.372185
B_Optimised_VRE | Secondary Techs | PWRNGSINDSO | TotalAnnualMaxCapacityInvestment | 2048 | 1.3583 | lid_adequacy_scaled | 2026-05-26T22:45:09.372185
B_Optimised_VRE | Secondary Techs | PWRNGSINDSO | TotalAnnualMaxCapacityInvestment | 2049 | 1.5241 | lid_adequacy_scaled | 2026-05-26T22:45:09.372185
B_Optimised_VRE | Secondary Techs | PWRNGSINDSO | TotalAnnualMaxCapacityInvestment | 2050 | 1.6822 | lid_adequacy_scaled | 2026-05-26T22:45:09.372185
B_Optimised_VRE | Secondary Techs | PWRSPVMDVXX | TotalAnnualMaxCapacityInvestment | 2023 | 0.1 | lid_floor | 2026-05-26T22:45:09.372185
B_Optimised_VRE | Secondary Techs | PWRSPVMDVXX | TotalAnnualMaxCapacityInvestment | 2024 | 0.1 | lid_floor | 2026-05-26T22:45:09.372185
B_Optimised_VRE | Secondary Techs | PWRSPVMDVXX | TotalAnnualMaxCapacityInvestment | 2025 | 0.1 | lid_floor | 2026-05-26T22:45:09.372185
B_Optimised_VRE | Secondary Techs | PWRSPVMDVXX | TotalAnnualMaxCapacityInvestment | 2026 | 0.1 | lid_floor | 2026-05-26T22:45:09.372185
B_Optimised_VRE | Secondary Techs | PWRSPVMDVXX | TotalAnnualMaxCapacityInvestment | 2027 | 0.1 | lid_floor | 2026-05-26T22:45:09.372185
B_Optimised_VRE | Secondary Techs | PWRSPVMDVXX | TotalAnnualMaxCapacityInvestment | 2028 | 0.27472 | untie_min_inv | 2026-05-26T22:45:09.372185
B_Optimised_VRE | Secondary Techs | PWRSPVMDVXX | TotalAnnualMaxCapacityInvestment | 2029 | 0.1 | lid_floor | 2026-05-26T22:45:09.372185
B_Optimised_VRE | Secondary Techs | PWRSPVMDVXX | TotalAnnualMaxCapacityInvestment | 2030 | 0.1 | lid_floor | 2026-05-26T22:45:09.372185
B_Optimised_VRE | Secondary Techs | PWRSPVMDVXX | TotalAnnualMaxCapacityInvestment | 2031 | 0.1 | lid_floor | 2026-05-26T22:45:09.372185
B_Optimised_VRE | Secondary Techs | PWRSPVMDVXX | TotalAnnualMaxCapacityInvestment | 2032 | 0.1 | lid_floor | 2026-05-26T22:45:09.372185
B_Optimised_VRE | Secondary Techs | PWRSPVMDVXX | TotalAnnualMaxCapacityInvestment | 2033 | 0.1 | lid_floor | 2026-05-26T22:45:09.372185
B_Optimised_VRE | Secondary Techs | PWRSPVMDVXX | TotalAnnualMaxCapacityInvestment | 2034 | 0.1 | lid_floor | 2026-05-26T22:45:09.372185
B_Optimised_VRE | Secondary Techs | PWRSPVMDVXX | TotalAnnualMaxCapacityInvestment | 2035 | 0.1 | lid_floor | 2026-05-26T22:45:09.372185
B_Optimised_VRE | Secondary Techs | PWRSPVMDVXX | TotalAnnualMaxCapacityInvestment | 2036 | 0.1 | lid_floor | 2026-05-26T22:45:09.372185
B_Optimised_VRE | Secondary Techs | PWRSPVMDVXX | TotalAnnualMaxCapacityInvestment | 2037 | 0.1 | lid_floor | 2026-05-26T22:45:09.372185
B_Optimised_VRE | Secondary Techs | PWRSPVMDVXX | TotalAnnualMaxCapacityInvestment | 2038 | 0.1 | lid_floor | 2026-05-26T22:45:09.372185
B_Optimised_VRE | Secondary Techs | PWRSPVMDVXX | TotalAnnualMaxCapacityInvestment | 2039 | 0.1 | lid_floor | 2026-05-26T22:45:09.372185
B_Optimised_VRE | Secondary Techs | PWRSPVMDVXX | TotalAnnualMaxCapacityInvestment | 2040 | 0.1 | lid_floor | 2026-05-26T22:45:09.372185
B_Optimised_VRE | Secondary Techs | PWRSPVMDVXX | TotalAnnualMaxCapacityInvestment | 2041 | 0.1 | lid_floor | 2026-05-26T22:45:09.372185
B_Optimised_VRE | Secondary Techs | PWRSPVMDVXX | TotalAnnualMaxCapacityInvestment | 2042 | 0.1 | lid_floor | 2026-05-26T22:45:09.372185
B_Optimised_VRE | Secondary Techs | PWRSPVMDVXX | TotalAnnualMaxCapacityInvestment | 2043 | 0.1 | lid_floor | 2026-05-26T22:45:09.372185
B_Optimised_VRE | Secondary Techs | PWRSPVMDVXX | TotalAnnualMaxCapacityInvestment | 2044 | 0.1 | lid_floor | 2026-05-26T22:45:09.372185
B_Optimised_VRE | Secondary Techs | PWRSPVMDVXX | TotalAnnualMaxCapacityInvestment | 2045 | 0.1 | lid_floor | 2026-05-26T22:45:09.372185
B_Optimised_VRE | Secondary Techs | PWRSPVMDVXX | TotalAnnualMaxCapacityInvestment | 2046 | 0.1 | lid_floor | 2026-05-26T22:45:09.372185
B_Optimised_VRE | Secondary Techs | PWRSPVMDVXX | TotalAnnualMaxCapacityInvestment | 2047 | 0.1 | lid_floor | 2026-05-26T22:45:09.372185
B_Optimised_VRE | Secondary Techs | PWRSPVMDVXX | TotalAnnualMaxCapacityInvestment | 2048 | 0.1 | lid_floor | 2026-05-26T22:45:09.372185
B_Optimised_VRE | Secondary Techs | PWRSPVMDVXX | TotalAnnualMaxCapacityInvestment | 2049 | 0.10126 | lid_adequacy_scaled | 2026-05-26T22:45:09.372185
B_Optimised_VRE | Secondary Techs | PWRSPVMDVXX | TotalAnnualMaxCapacityInvestment | 2050 | 0.11794 | lid_adequacy_scaled | 2026-05-26T22:45:09.372185
B_Optimised_VRE | Secondary Techs | PWRNGSINDNE | TotalAnnualMaxCapacityInvestment | 2023 | 0.1 | lid_floor | 2026-05-26T22:45:09.372185
B_Optimised_VRE | Secondary Techs | PWRNGSINDNE | TotalAnnualMaxCapacityInvestment | 2024 | 0.1 | lid_floor | 2026-05-26T22:45:09.372185
B_Optimised_VRE | Secondary Techs | PWRNGSINDNE | TotalAnnualMaxCapacityInvestment | 2025 | 0.10366 | lid_fill | 2026-05-26T22:45:09.372185
B_Optimised_VRE | Secondary Techs | PWRNGSINDNE | TotalAnnualMaxCapacityInvestment | 2026 | 0.11377 | lid_fill | 2026-05-26T22:45:09.372185
B_Optimised_VRE | Secondary Techs | PWRNGSINDNE | TotalAnnualMaxCapacityInvestment | 2027 | 0.1142 | lid_fill | 2026-05-26T22:45:09.372185
B_Optimised_VRE | Secondary Techs | PWRNGSINDNE | TotalAnnualMaxCapacityInvestment | 2028 | 0.12412 | lid_relaxed | 2026-05-26T22:45:09.372185
B_Optimised_VRE | Secondary Techs | PWRNGSINDNE | TotalAnnualMaxCapacityInvestment | 2029 | 0.10152 | lid_relaxed | 2026-05-26T22:45:09.372185
B_Optimised_VRE | Secondary Techs | PWRNGSINDNE | TotalAnnualMaxCapacityInvestment | 2030 | 0.1 | lid_floor | 2026-05-26T22:45:09.372185
B_Optimised_VRE | Secondary Techs | PWRNGSINDNE | TotalAnnualMaxCapacityInvestment | 2031 | 0.1 | lid_floor | 2026-05-26T22:45:09.372185
B_Optimised_VRE | Secondary Techs | PWRNGSINDNE | TotalAnnualMaxCapacityInvestment | 2032 | 0.11473 | lid_relaxed | 2026-05-26T22:45:09.372185
B_Optimised_VRE | Secondary Techs | PWRNGSINDNE | TotalAnnualMaxCapacityInvestment | 2033 | 0.11127 | lid_family_capped | 2026-05-26T22:45:09.372185
B_Optimised_VRE | Secondary Techs | PWRNGSINDNE | TotalAnnualMaxCapacityInvestment | 2034 | 0.10586 | lid_family_capped | 2026-05-26T22:45:09.372185
B_Optimised_VRE | Secondary Techs | PWRNGSINDNE | TotalAnnualMaxCapacityInvestment | 2035 | 0.10044 | lid_family_capped | 2026-05-26T22:45:09.372185
B_Optimised_VRE | Secondary Techs | PWRNGSINDNE | TotalAnnualMaxCapacityInvestment | 2036 | 0.1 | lid_floor | 2026-05-26T22:45:09.372185
B_Optimised_VRE | Secondary Techs | PWRNGSINDNE | TotalAnnualMaxCapacityInvestment | 2037 | 0.11579 | lid_family_capped | 2026-05-26T22:45:09.372185
B_Optimised_VRE | Secondary Techs | PWRNGSINDNE | TotalAnnualMaxCapacityInvestment | 2038 | 0.10945 | lid_family_capped | 2026-05-26T22:45:09.372185
B_Optimised_VRE | Secondary Techs | PWRNGSINDNE | TotalAnnualMaxCapacityInvestment | 2039 | 0.10308 | lid_family_capped | 2026-05-26T22:45:09.372185
B_Optimised_VRE | Secondary Techs | PWRNGSINDNE | TotalAnnualMaxCapacityInvestment | 2040 | 0.1 | lid_floor | 2026-05-26T22:45:09.372185
B_Optimised_VRE | Secondary Techs | PWRNGSINDNE | TotalAnnualMaxCapacityInvestment | 2041 | 0.1 | lid_floor | 2026-05-26T22:45:09.372185
B_Optimised_VRE | Secondary Techs | PWRNGSINDNE | TotalAnnualMaxCapacityInvestment | 2042 | 0.10729 | lid_family_capped | 2026-05-26T22:45:09.372185
B_Optimised_VRE | Secondary Techs | PWRNGSINDNE | TotalAnnualMaxCapacityInvestment | 2043 | 0.10845 | lid_family_capped | 2026-05-26T22:45:09.372185
B_Optimised_VRE | Secondary Techs | PWRNGSINDNE | TotalAnnualMaxCapacityInvestment | 2044 | 0.1095 | lid_family_capped | 2026-05-26T22:45:09.372185
B_Optimised_VRE | Secondary Techs | PWRNGSINDNE | TotalAnnualMaxCapacityInvestment | 2045 | 0.13498 | lid_adequacy_scaled | 2026-05-26T22:45:09.372185
B_Optimised_VRE | Secondary Techs | PWRNGSINDNE | TotalAnnualMaxCapacityInvestment | 2046 | 0.17453 | lid_adequacy_scaled | 2026-05-26T22:45:09.372185
B_Optimised_VRE | Secondary Techs | PWRNGSINDNE | TotalAnnualMaxCapacityInvestment | 2047 | 0.21359 | lid_adequacy_scaled | 2026-05-26T22:45:09.372185
B_Optimised_VRE | Secondary Techs | PWRNGSINDNE | TotalAnnualMaxCapacityInvestment | 2048 | 0.25216 | lid_adequacy_scaled | 2026-05-26T22:45:09.372185
B_Optimised_VRE | Secondary Techs | PWRNGSINDNE | TotalAnnualMaxCapacityInvestment | 2049 | 0.29014 | lid_adequacy_scaled | 2026-05-26T22:45:09.372185
B_Optimised_VRE | Secondary Techs | PWRNGSINDNE | TotalAnnualMaxCapacityInvestment | 2050 | 0.3275 | lid_adequacy_scaled | 2026-05-26T22:45:09.372185
B_Optimised_VRE | Secondary Techs | PWRLDSNPLXX | TotalAnnualMaxCapacityInvestment | 2023 | 9999 | exempt_maxcap_uncapped | 2026-05-26T22:45:09.372185
B_Optimised_VRE | Secondary Techs | PWRLDSNPLXX | TotalAnnualMaxCapacityInvestment | 2024 | 9999 | exempt_maxcap_uncapped | 2026-05-26T22:45:09.372185
B_Optimised_VRE | Secondary Techs | PWRLDSNPLXX | TotalAnnualMaxCapacityInvestment | 2025 | 9999 | exempt_maxcap_uncapped | 2026-05-26T22:45:09.372185
B_Optimised_VRE | Secondary Techs | PWRLDSNPLXX | TotalAnnualMaxCapacityInvestment | 2026 | 9999 | exempt_maxcap_uncapped | 2026-05-26T22:45:09.372185
B_Optimised_VRE | Secondary Techs | PWRLDSNPLXX | TotalAnnualMaxCapacityInvestment | 2027 | 9999 | exempt_maxcap_uncapped | 2026-05-26T22:45:09.372185
B_Optimised_VRE | Secondary Techs | PWRLDSNPLXX | TotalAnnualMaxCapacityInvestment | 2028 | 9999 | exempt_maxcap_uncapped | 2026-05-26T22:45:09.372185
B_Optimised_VRE | Secondary Techs | PWRLDSNPLXX | TotalAnnualMaxCapacityInvestment | 2029 | 9999 | exempt_maxcap_uncapped | 2026-05-26T22:45:09.372185
B_Optimised_VRE | Secondary Techs | PWRLDSNPLXX | TotalAnnualMaxCapacityInvestment | 2030 | 9999 | exempt_maxcap_uncapped | 2026-05-26T22:45:09.372185
B_Optimised_VRE | Secondary Techs | PWRLDSNPLXX | TotalAnnualMaxCapacityInvestment | 2031 | 9999 | exempt_maxcap_uncapped | 2026-05-26T22:45:09.372185
B_Optimised_VRE | Secondary Techs | PWRLDSNPLXX | TotalAnnualMaxCapacityInvestment | 2032 | 9999 | exempt_maxcap_uncapped | 2026-05-26T22:45:09.372185
B_Optimised_VRE | Secondary Techs | PWRLDSNPLXX | TotalAnnualMaxCapacityInvestment | 2033 | 9999 | exempt_maxcap_uncapped | 2026-05-26T22:45:09.372185
B_Optimised_VRE | Secondary Techs | PWRLDSNPLXX | TotalAnnualMaxCapacityInvestment | 2034 | 9999 | exempt_maxcap_uncapped | 2026-05-26T22:45:09.372185
B_Optimised_VRE | Secondary Techs | PWRLDSNPLXX | TotalAnnualMaxCapacityInvestment | 2035 | 9999 | exempt_maxcap_uncapped | 2026-05-26T22:45:09.372185
B_Optimised_VRE | Secondary Techs | PWRLDSNPLXX | TotalAnnualMaxCapacityInvestment | 2036 | 9999 | exempt_maxcap_uncapped | 2026-05-26T22:45:09.372185
B_Optimised_VRE | Secondary Techs | PWRLDSNPLXX | TotalAnnualMaxCapacityInvestment | 2037 | 9999 | exempt_maxcap_uncapped | 2026-05-26T22:45:09.372185
B_Optimised_VRE | Secondary Techs | PWRLDSNPLXX | TotalAnnualMaxCapacityInvestment | 2038 | 9999 | exempt_maxcap_uncapped | 2026-05-26T22:45:09.372185
B_Optimised_VRE | Secondary Techs | PWRLDSNPLXX | TotalAnnualMaxCapacityInvestment | 2039 | 9999 | exempt_maxcap_uncapped | 2026-05-26T22:45:09.372185
B_Optimised_VRE | Secondary Techs | PWRLDSNPLXX | TotalAnnualMaxCapacityInvestment | 2040 | 9999 | exempt_maxcap_uncapped | 2026-05-26T22:45:09.372185
B_Optimised_VRE | Secondary Techs | PWRLDSNPLXX | TotalAnnualMaxCapacityInvestment | 2041 | 9999 | exempt_maxcap_uncapped | 2026-05-26T22:45:09.372185
B_Optimised_VRE | Secondary Techs | PWRLDSNPLXX | TotalAnnualMaxCapacityInvestment | 2042 | 9999 | exempt_maxcap_uncapped | 2026-05-26T22:45:09.372185
B_Optimised_VRE | Secondary Techs | PWRLDSNPLXX | TotalAnnualMaxCapacityInvestment | 2043 | 9999 | exempt_maxcap_uncapped | 2026-05-26T22:45:09.372185
B_Optimised_VRE | Secondary Techs | PWRLDSNPLXX | TotalAnnualMaxCapacityInvestment | 2044 | 9999 | exempt_maxcap_uncapped | 2026-05-26T22:45:09.372185
B_Optimised_VRE | Secondary Techs | PWRLDSNPLXX | TotalAnnualMaxCapacityInvestment | 2045 | 9999 | exempt_maxcap_uncapped | 2026-05-26T22:45:09.372185
B_Optimised_VRE | Secondary Techs | PWRLDSNPLXX | TotalAnnualMaxCapacityInvestment | 2046 | 9999 | exempt_maxcap_uncapped | 2026-05-26T22:45:09.372185
B_Optimised_VRE | Secondary Techs | PWRLDSNPLXX | TotalAnnualMaxCapacityInvestment | 2047 | 9999 | exempt_maxcap_uncapped | 2026-05-26T22:45:09.372185
B_Optimised_VRE | Secondary Techs | PWRLDSNPLXX | TotalAnnualMaxCapacityInvestment | 2048 | 9999 | exempt_maxcap_uncapped | 2026-05-26T22:45:09.372185
B_Optimised_VRE | Secondary Techs | PWRLDSNPLXX | TotalAnnualMaxCapacityInvestment | 2049 | 9999 | exempt_maxcap_uncapped | 2026-05-26T22:45:09.372185
B_Optimised_VRE | Secondary Techs | PWRLDSNPLXX | TotalAnnualMaxCapacityInvestment | 2050 | 9999 | exempt_maxcap_uncapped | 2026-05-26T22:45:09.372185
B_Optimised_VRE | Secondary Techs | PWRLDSNPLXX | TotalAnnualMaxCapacityInvestment | 2023 | 9999 | exempt_uncapped | 2026-05-26T22:45:09.372185
B_Optimised_VRE | Secondary Techs | PWRLDSNPLXX | TotalAnnualMaxCapacityInvestment | 2024 | 9999 | exempt_uncapped | 2026-05-26T22:45:09.372185
B_Optimised_VRE | Secondary Techs | PWRLDSNPLXX | TotalAnnualMaxCapacityInvestment | 2025 | 9999 | exempt_uncapped | 2026-05-26T22:45:09.372185
B_Optimised_VRE | Secondary Techs | PWRLDSNPLXX | TotalAnnualMaxCapacityInvestment | 2026 | 9999 | exempt_uncapped | 2026-05-26T22:45:09.372185
B_Optimised_VRE | Secondary Techs | PWRLDSNPLXX | TotalAnnualMaxCapacityInvestment | 2027 | 9999 | exempt_uncapped | 2026-05-26T22:45:09.372185
B_Optimised_VRE | Secondary Techs | PWRLDSNPLXX | TotalAnnualMaxCapacityInvestment | 2028 | 9999 | exempt_uncapped | 2026-05-26T22:45:09.372185
B_Optimised_VRE | Secondary Techs | PWRLDSNPLXX | TotalAnnualMaxCapacityInvestment | 2029 | 9999 | exempt_uncapped | 2026-05-26T22:45:09.372185
B_Optimised_VRE | Secondary Techs | PWRLDSNPLXX | TotalAnnualMaxCapacityInvestment | 2030 | 9999 | exempt_uncapped | 2026-05-26T22:45:09.372185
B_Optimised_VRE | Secondary Techs | PWRLDSNPLXX | TotalAnnualMaxCapacityInvestment | 2031 | 9999 | exempt_uncapped | 2026-05-26T22:45:09.372185
B_Optimised_VRE | Secondary Techs | PWRLDSNPLXX | TotalAnnualMaxCapacityInvestment | 2032 | 9999 | exempt_uncapped | 2026-05-26T22:45:09.372185
B_Optimised_VRE | Secondary Techs | PWRLDSNPLXX | TotalAnnualMaxCapacityInvestment | 2033 | 9999 | exempt_uncapped | 2026-05-26T22:45:09.372185
B_Optimised_VRE | Secondary Techs | PWRLDSNPLXX | TotalAnnualMaxCapacityInvestment | 2034 | 9999 | exempt_uncapped | 2026-05-26T22:45:09.372185
B_Optimised_VRE | Secondary Techs | PWRLDSNPLXX | TotalAnnualMaxCapacityInvestment | 2035 | 9999 | exempt_uncapped | 2026-05-26T22:45:09.372185
B_Optimised_VRE | Secondary Techs | PWRLDSNPLXX | TotalAnnualMaxCapacityInvestment | 2036 | 9999 | exempt_uncapped | 2026-05-26T22:45:09.372185
B_Optimised_VRE | Secondary Techs | PWRLDSNPLXX | TotalAnnualMaxCapacityInvestment | 2037 | 9999 | exempt_uncapped | 2026-05-26T22:45:09.372185
B_Optimised_VRE | Secondary Techs | PWRLDSNPLXX | TotalAnnualMaxCapacityInvestment | 2038 | 9999 | exempt_uncapped | 2026-05-26T22:45:09.372185
B_Optimised_VRE | Secondary Techs | PWRLDSNPLXX | TotalAnnualMaxCapacityInvestment | 2039 | 9999 | exempt_uncapped | 2026-05-26T22:45:09.372185
B_Optimised_VRE | Secondary Techs | PWRLDSNPLXX | TotalAnnualMaxCapacityInvestment | 2040 | 9999 | exempt_uncapped | 2026-05-26T22:45:09.372185
B_Optimised_VRE | Secondary Techs | PWRLDSNPLXX | TotalAnnualMaxCapacityInvestment | 2041 | 9999 | exempt_uncapped | 2026-05-26T22:45:09.372185
B_Optimised_VRE | Secondary Techs | PWRLDSNPLXX | TotalAnnualMaxCapacityInvestment | 2042 | 9999 | exempt_uncapped | 2026-05-26T22:45:09.372185
B_Optimised_VRE | Secondary Techs | PWRLDSNPLXX | TotalAnnualMaxCapacityInvestment | 2043 | 9999 | exempt_uncapped | 2026-05-26T22:45:09.372185
B_Optimised_VRE | Secondary Techs | PWRLDSNPLXX | TotalAnnualMaxCapacityInvestment | 2044 | 9999 | exempt_uncapped | 2026-05-26T22:45:09.372185
B_Optimised_VRE | Secondary Techs | PWRLDSNPLXX | TotalAnnualMaxCapacityInvestment | 2045 | 9999 | exempt_uncapped | 2026-05-26T22:45:09.372185
B_Optimised_VRE | Secondary Techs | PWRLDSNPLXX | TotalAnnualMaxCapacityInvestment | 2046 | 9999 | exempt_uncapped | 2026-05-26T22:45:09.372185
B_Optimised_VRE | Secondary Techs | PWRLDSNPLXX | TotalAnnualMaxCapacityInvestment | 2047 | 9999 | exempt_uncapped | 2026-05-26T22:45:09.372185
B_Optimised_VRE | Secondary Techs | PWRLDSNPLXX | TotalAnnualMaxCapacityInvestment | 2048 | 9999 | exempt_uncapped | 2026-05-26T22:45:09.372185
B_Optimised_VRE | Secondary Techs | PWRLDSNPLXX | TotalAnnualMaxCapacityInvestment | 2049 | 9999 | exempt_uncapped | 2026-05-26T22:45:09.372185
B_Optimised_VRE | Secondary Techs | PWRLDSNPLXX | TotalAnnualMaxCapacityInvestment | 2050 | 9999 | exempt_uncapped | 2026-05-26T22:45:09.372185
B_Optimised_VRE | Secondary Techs | PWRHYDLKAXX | TotalAnnualMaxCapacityInvestment | 2023 | 0.1 | lid_floor | 2026-05-26T22:45:09.372185
B_Optimised_VRE | Secondary Techs | PWRHYDLKAXX | TotalAnnualMaxCapacityInvestment | 2024 | 0.14727 | lid_fill | 2026-05-26T22:45:09.372185
B_Optimised_VRE | Secondary Techs | PWRHYDLKAXX | TotalAnnualMaxCapacityInvestment | 2025 | 0.11089 | lid_fill | 2026-05-26T22:45:09.372185
B_Optimised_VRE | Secondary Techs | PWRHYDLKAXX | TotalAnnualMaxCapacityInvestment | 2026 | 0.11112 | lid_fill | 2026-05-26T22:45:09.372185
B_Optimised_VRE | Secondary Techs | PWRHYDLKAXX | TotalAnnualMaxCapacityInvestment | 2027 | 0.11773 | lid_fill | 2026-05-26T22:45:09.372185
B_Optimised_VRE | Secondary Techs | PWRHYDLKAXX | TotalAnnualMaxCapacityInvestment | 2028 | 0.1281 | lid_relaxed | 2026-05-26T22:45:09.372185
B_Optimised_VRE | Secondary Techs | PWRHYDLKAXX | TotalAnnualMaxCapacityInvestment | 2029 | 0.12673 | lid_relaxed | 2026-05-26T22:45:09.372185
B_Optimised_VRE | Secondary Techs | PWRHYDLKAXX | TotalAnnualMaxCapacityInvestment | 2030 | 0.14101 | lid_relaxed | 2026-05-26T22:45:09.372185
B_Optimised_VRE | Secondary Techs | PWRHYDLKAXX | TotalAnnualMaxCapacityInvestment | 2031 | 0.13417 | lid_relaxed | 2026-05-26T22:45:09.372185
B_Optimised_VRE | Secondary Techs | PWRHYDLKAXX | TotalAnnualMaxCapacityInvestment | 2032 | 0.14422 | lid_relaxed | 2026-05-26T22:45:09.372185
B_Optimised_VRE | Secondary Techs | PWRHYDLKAXX | TotalAnnualMaxCapacityInvestment | 2033 | 0.15434 | lid_relaxed | 2026-05-26T22:45:09.372185
B_Optimised_VRE | Secondary Techs | PWRHYDLKAXX | TotalAnnualMaxCapacityInvestment | 2034 | 0.606 | untie_min_inv | 2026-05-26T22:45:09.372185
B_Optimised_VRE | Secondary Techs | PWRHYDLKAXX | TotalAnnualMaxCapacityInvestment | 2035 | 0.18252 | lid_relaxed | 2026-05-26T22:45:09.372185
B_Optimised_VRE | Secondary Techs | PWRHYDLKAXX | TotalAnnualMaxCapacityInvestment | 2036 | 0.20366 | lid_relaxed | 2026-05-26T22:45:09.372185
B_Optimised_VRE | Secondary Techs | PWRHYDLKAXX | TotalAnnualMaxCapacityInvestment | 2037 | 0.22217 | lid_relaxed | 2026-05-26T22:45:09.372185
B_Optimised_VRE | Secondary Techs | PWRHYDLKAXX | TotalAnnualMaxCapacityInvestment | 2038 | 0.24231 | lid_relaxed | 2026-05-26T22:45:09.372185
B_Optimised_VRE | Secondary Techs | PWRHYDLKAXX | TotalAnnualMaxCapacityInvestment | 2039 | 0.25323 | lid_relaxed | 2026-05-26T22:45:09.372185
B_Optimised_VRE | Secondary Techs | PWRHYDLKAXX | TotalAnnualMaxCapacityInvestment | 2040 | 0.27136 | lid_relaxed | 2026-05-26T22:45:09.372185
B_Optimised_VRE | Secondary Techs | PWRHYDLKAXX | TotalAnnualMaxCapacityInvestment | 2041 | 0.30279 | lid_relaxed | 2026-05-26T22:45:09.372185
B_Optimised_VRE | Secondary Techs | PWRHYDLKAXX | TotalAnnualMaxCapacityInvestment | 2042 | 0.3223 | lid_relaxed | 2026-05-26T22:45:09.372185
B_Optimised_VRE | Secondary Techs | PWRHYDLKAXX | TotalAnnualMaxCapacityInvestment | 2043 | 0.34702 | lid_relaxed | 2026-05-26T22:45:09.372185
B_Optimised_VRE | Secondary Techs | PWRHYDLKAXX | TotalAnnualMaxCapacityInvestment | 2044 | 0.37547 | lid_relaxed | 2026-05-26T22:45:09.372185
B_Optimised_VRE | Secondary Techs | PWRHYDLKAXX | TotalAnnualMaxCapacityInvestment | 2045 | 0.40083 | lid_adequacy_scaled | 2026-05-26T22:45:09.372185
B_Optimised_VRE | Secondary Techs | PWRHYDLKAXX | TotalAnnualMaxCapacityInvestment | 2046 | 0.56148 | lid_adequacy_scaled | 2026-05-26T22:45:09.372185
B_Optimised_VRE | Secondary Techs | PWRHYDLKAXX | TotalAnnualMaxCapacityInvestment | 2047 | 0.74127 | lid_adequacy_scaled | 2026-05-26T22:45:09.372185
B_Optimised_VRE | Secondary Techs | PWRHYDLKAXX | TotalAnnualMaxCapacityInvestment | 2048 | 0.92966 | lid_adequacy_scaled | 2026-05-26T22:45:09.372185
B_Optimised_VRE | Secondary Techs | PWRHYDLKAXX | TotalAnnualMaxCapacityInvestment | 2049 | 1.1446 | lid_adequacy_scaled | 2026-05-26T22:45:09.372185
B_Optimised_VRE | Secondary Techs | PWRHYDLKAXX | TotalAnnualMaxCapacityInvestment | 2050 | 1.3811 | lid_adequacy_scaled | 2026-05-26T22:45:09.372185
B_Optimised_VRE | Secondary Techs | PWRCOAINDSO | TotalAnnualMaxCapacityInvestment | 2023 | 0 | lid_floor_suppressed | 2026-05-26T22:45:09.372185
B_Optimised_VRE | Secondary Techs | PWRCOAINDSO | TotalAnnualMaxCapacityInvestment | 2024 | 2.7163 | lid_fill | 2026-05-26T22:45:09.372185
B_Optimised_VRE | Secondary Techs | PWRCOAINDSO | TotalAnnualMaxCapacityInvestment | 2025 | 3.232 | untie_min_inv | 2026-05-26T22:45:09.372185
B_Optimised_VRE | Secondary Techs | PWRCOAINDSO | TotalAnnualMaxCapacityInvestment | 2026 | 3.1756 | lid_fill | 2026-05-26T22:45:09.372185
B_Optimised_VRE | Secondary Techs | PWRCOAINDSO | TotalAnnualMaxCapacityInvestment | 2027 | 3.2125 | lid_fill | 2026-05-26T22:45:09.372185
B_Optimised_VRE | Secondary Techs | PWRCOAINDSO | TotalAnnualMaxCapacityInvestment | 2028 | 3.3463 | lid_family_capped | 2026-05-26T22:45:09.372185
B_Optimised_VRE | Secondary Techs | PWRCOAINDSO | TotalAnnualMaxCapacityInvestment | 2029 | 3.0315 | lid_family_capped | 2026-05-26T22:45:09.372185
B_Optimised_VRE | Secondary Techs | PWRCOAINDSO | TotalAnnualMaxCapacityInvestment | 2030 | 2.0795 | lid_family_capped | 2026-05-26T22:45:09.372185
B_Optimised_VRE | Secondary Techs | PWRCOAINDSO | TotalAnnualMaxCapacityInvestment | 2031 | 1.9295 | lid_family_capped | 2026-05-26T22:45:09.372185
B_Optimised_VRE | Secondary Techs | PWRCOAINDSO | TotalAnnualMaxCapacityInvestment | 2032 | 2.4133 | lid_family_capped | 2026-05-26T22:45:09.372185
B_Optimised_VRE | Secondary Techs | PWRCOAINDSO | TotalAnnualMaxCapacityInvestment | 2033 | 2.3234 | lid_family_capped | 2026-05-26T22:45:09.372185
B_Optimised_VRE | Secondary Techs | PWRCOAINDSO | TotalAnnualMaxCapacityInvestment | 2034 | 2.2335 | lid_family_capped | 2026-05-26T22:45:09.372185
B_Optimised_VRE | Secondary Techs | PWRCOAINDSO | TotalAnnualMaxCapacityInvestment | 2035 | 2.1436 | lid_family_capped | 2026-05-26T22:45:09.372185
B_Optimised_VRE | Secondary Techs | PWRCOAINDSO | TotalAnnualMaxCapacityInvestment | 2036 | 2.0537 | lid_family_capped | 2026-05-26T22:45:09.372185
B_Optimised_VRE | Secondary Techs | PWRCOAINDSO | TotalAnnualMaxCapacityInvestment | 2037 | 2.1787 | lid_family_capped | 2026-05-26T22:45:09.372185
B_Optimised_VRE | Secondary Techs | PWRCOAINDSO | TotalAnnualMaxCapacityInvestment | 2038 | 2.0826 | lid_family_capped | 2026-05-26T22:45:09.372185
B_Optimised_VRE | Secondary Techs | PWRCOAINDSO | TotalAnnualMaxCapacityInvestment | 2039 | 1.9865 | lid_family_capped | 2026-05-26T22:45:09.372185
B_Optimised_VRE | Secondary Techs | PWRCOAINDSO | TotalAnnualMaxCapacityInvestment | 2040 | 1.8014 | lid_family_capped | 2026-05-26T22:45:09.372185
B_Optimised_VRE | Secondary Techs | PWRCOAINDSO | TotalAnnualMaxCapacityInvestment | 2041 | 1.7911 | lid_family_capped | 2026-05-26T22:45:09.372185
B_Optimised_VRE | Secondary Techs | PWRCOAINDSO | TotalAnnualMaxCapacityInvestment | 2042 | 2.0629 | lid_family_capped | 2026-05-26T22:45:09.372185
B_Optimised_VRE | Secondary Techs | PWRCOAINDSO | TotalAnnualMaxCapacityInvestment | 2043 | 2.8291 | lid_adequacy_scaled | 2026-05-26T22:45:09.372185
B_Optimised_VRE | Secondary Techs | PWRCOAINDSO | TotalAnnualMaxCapacityInvestment | 2044 | 3.7301 | lid_adequacy_scaled | 2026-05-26T22:45:09.372185
B_Optimised_VRE | Secondary Techs | PWRCOAINDSO | TotalAnnualMaxCapacityInvestment | 2045 | 4.6145 | lid_adequacy_scaled | 2026-05-26T22:45:09.372185
B_Optimised_VRE | Secondary Techs | PWRCOAINDSO | TotalAnnualMaxCapacityInvestment | 2046 | 5.7625 | lid_adequacy_scaled | 2026-05-26T22:45:09.372185
B_Optimised_VRE | Secondary Techs | PWRCOAINDSO | TotalAnnualMaxCapacityInvestment | 2047 | 6.8355 | lid_adequacy_scaled | 2026-05-26T22:45:09.372185
B_Optimised_VRE | Secondary Techs | PWRCOAINDSO | TotalAnnualMaxCapacityInvestment | 2048 | 7.8459 | lid_adequacy_scaled | 2026-05-26T22:45:09.372185
B_Optimised_VRE | Secondary Techs | PWRCOAINDSO | TotalAnnualMaxCapacityInvestment | 2049 | 8.8036 | lid_adequacy_scaled | 2026-05-26T22:45:09.372185
B_Optimised_VRE | Secondary Techs | PWRCOAINDSO | TotalAnnualMaxCapacityInvestment | 2050 | 9.7165 | lid_adequacy_scaled | 2026-05-26T22:45:09.372185
B_Optimised_VRE | Secondary Techs | PWRBIOINDEA | TotalAnnualMaxCapacityInvestment | 2023 | 0 | lid_floor_suppressed | 2026-05-26T22:45:09.372185
B_Optimised_VRE | Secondary Techs | PWRBIOINDEA | TotalAnnualMaxCapacityInvestment | 2024 | 0.034056 | lid_floor_suppressed | 2026-05-26T22:45:09.372185
B_Optimised_VRE | Secondary Techs | PWRBIOINDEA | TotalAnnualMaxCapacityInvestment | 2025 | 0.038743 | lid_floor_suppressed | 2026-05-26T22:45:09.372185
B_Optimised_VRE | Secondary Techs | PWRBIOINDEA | TotalAnnualMaxCapacityInvestment | 2026 | 0.039559 | lid_floor_suppressed | 2026-05-26T22:45:09.372185
B_Optimised_VRE | Secondary Techs | PWRBIOINDEA | TotalAnnualMaxCapacityInvestment | 2027 | 0.042332 | lid_floor_suppressed | 2026-05-26T22:45:09.372185
B_Optimised_VRE | Secondary Techs | PWRBIOINDEA | TotalAnnualMaxCapacityInvestment | 2028 | 0.043924 | lid_floor_suppressed | 2026-05-26T22:45:09.372185
B_Optimised_VRE | Secondary Techs | PWRBIOINDEA | TotalAnnualMaxCapacityInvestment | 2029 | 0.034122 | lid_floor_suppressed | 2026-05-26T22:45:09.372185
B_Optimised_VRE | Secondary Techs | PWRBIOINDEA | TotalAnnualMaxCapacityInvestment | 2030 | 0.016466 | lid_floor_suppressed | 2026-05-26T22:45:09.372185
B_Optimised_VRE | Secondary Techs | PWRBIOINDEA | TotalAnnualMaxCapacityInvestment | 2031 | 0.013714 | lid_floor_suppressed | 2026-05-26T22:45:09.372185
B_Optimised_VRE | Secondary Techs | PWRBIOINDEA | TotalAnnualMaxCapacityInvestment | 2032 | 0.024092 | lid_floor_suppressed | 2026-05-26T22:45:09.372185
B_Optimised_VRE | Secondary Techs | PWRBIOINDEA | TotalAnnualMaxCapacityInvestment | 2033 | 0.021766 | lid_floor_suppressed | 2026-05-26T22:45:09.372185
B_Optimised_VRE | Secondary Techs | PWRBIOINDEA | TotalAnnualMaxCapacityInvestment | 2034 | 0.019441 | lid_floor_suppressed | 2026-05-26T22:45:09.372185
B_Optimised_VRE | Secondary Techs | PWRBIOINDEA | TotalAnnualMaxCapacityInvestment | 2035 | 0.017115 | lid_floor_suppressed | 2026-05-26T22:45:09.372185
B_Optimised_VRE | Secondary Techs | PWRBIOINDEA | TotalAnnualMaxCapacityInvestment | 2036 | 0.01479 | lid_floor_suppressed | 2026-05-26T22:45:09.372185
B_Optimised_VRE | Secondary Techs | PWRBIOINDEA | TotalAnnualMaxCapacityInvestment | 2037 | 0.017524 | lid_floor_suppressed | 2026-05-26T22:45:09.372185
B_Optimised_VRE | Secondary Techs | PWRBIOINDEA | TotalAnnualMaxCapacityInvestment | 2038 | 0.014895 | lid_floor_suppressed | 2026-05-26T22:45:09.372185
B_Optimised_VRE | Secondary Techs | PWRBIOINDEA | TotalAnnualMaxCapacityInvestment | 2039 | 0.012266 | lid_floor_suppressed | 2026-05-26T22:45:09.372185
B_Optimised_VRE | Secondary Techs | PWRBIOINDEA | TotalAnnualMaxCapacityInvestment | 2040 | 0.0096383 | lid_floor_suppressed | 2026-05-26T22:45:09.372185
B_Optimised_VRE | Secondary Techs | PWRBIOINDEA | TotalAnnualMaxCapacityInvestment | 2041 | 0.0090673 | lid_adequacy_scaled | 2026-05-26T22:45:09.372185
B_Optimised_VRE | Secondary Techs | PWRBIOINDEA | TotalAnnualMaxCapacityInvestment | 2042 | 0.019896 | lid_adequacy_scaled | 2026-05-26T22:45:09.372185
B_Optimised_VRE | Secondary Techs | PWRBIOINDEA | TotalAnnualMaxCapacityInvestment | 2043 | 0.028852 | lid_adequacy_scaled | 2026-05-26T22:45:09.372185
B_Optimised_VRE | Secondary Techs | PWRBIOINDEA | TotalAnnualMaxCapacityInvestment | 2044 | 0.036666 | lid_adequacy_scaled | 2026-05-26T22:45:09.372185
B_Optimised_VRE | Secondary Techs | PWRBIOINDEA | TotalAnnualMaxCapacityInvestment | 2045 | 0.042639 | lid_adequacy_scaled | 2026-05-26T22:45:09.372185
B_Optimised_VRE | Secondary Techs | PWRBIOINDEA | TotalAnnualMaxCapacityInvestment | 2046 | 0.048858 | lid_adequacy_scaled | 2026-05-26T22:45:09.372185
B_Optimised_VRE | Secondary Techs | PWRBIOINDEA | TotalAnnualMaxCapacityInvestment | 2047 | 0.045044 | lid_adequacy_scaled | 2026-05-26T22:45:09.372185
B_Optimised_VRE | Secondary Techs | PWRBIOINDEA | TotalAnnualMaxCapacityInvestment | 2048 | 0.021363 | lid_adequacy_scaled | 2026-05-26T22:45:09.372185
B_Optimised_VRE | Secondary Techs | PWRBIOINDEA | TotalAnnualMaxCapacityInvestment | 2049 | 0 | lid_adequacy_scaled | 2026-05-26T22:45:09.372185
B_Optimised_VRE | Secondary Techs | PWRBIOINDEA | TotalAnnualMaxCapacityInvestment | 2050 | 0 | lid_adequacy_scaled | 2026-05-26T22:45:09.372185
B_Optimised_VRE | Secondary Techs | PWRNGSBGDXX | TotalAnnualMaxCapacityInvestment | 2023 | 0.1 | lid_floor | 2026-05-26T22:45:09.372185
B_Optimised_VRE | Secondary Techs | PWRNGSBGDXX | TotalAnnualMaxCapacityInvestment | 2024 | 0.91082 | lid_fill | 2026-05-26T22:45:09.372185
B_Optimised_VRE | Secondary Techs | PWRNGSBGDXX | TotalAnnualMaxCapacityInvestment | 2025 | 5.858 | untie_min_inv | 2026-05-26T22:45:09.372185
B_Optimised_VRE | Secondary Techs | PWRNGSBGDXX | TotalAnnualMaxCapacityInvestment | 2026 | 1.0386 | lid_fill | 2026-05-26T22:45:09.372185
B_Optimised_VRE | Secondary Techs | PWRNGSBGDXX | TotalAnnualMaxCapacityInvestment | 2027 | 1.109 | lid_fill | 2026-05-26T22:45:09.372185
B_Optimised_VRE | Secondary Techs | PWRNGSBGDXX | TotalAnnualMaxCapacityInvestment | 2028 | 1.2236 | lid_relaxed | 2026-05-26T22:45:09.372185
B_Optimised_VRE | Secondary Techs | PWRNGSBGDXX | TotalAnnualMaxCapacityInvestment | 2029 | 0.85062 | lid_relaxed | 2026-05-26T22:45:09.372185
B_Optimised_VRE | Secondary Techs | PWRNGSBGDXX | TotalAnnualMaxCapacityInvestment | 2030 | 0.9018 | lid_relaxed | 2026-05-26T22:45:09.372185
B_Optimised_VRE | Secondary Techs | PWRNGSBGDXX | TotalAnnualMaxCapacityInvestment | 2031 | 0.63784 | lid_relaxed | 2026-05-26T22:45:09.372185
B_Optimised_VRE | Secondary Techs | PWRNGSBGDXX | TotalAnnualMaxCapacityInvestment | 2032 | 0.66237 | lid_relaxed | 2026-05-26T22:45:09.372185
B_Optimised_VRE | Secondary Techs | PWRNGSBGDXX | TotalAnnualMaxCapacityInvestment | 2033 | 0.6741 | lid_family_capped | 2026-05-26T22:45:09.372185
B_Optimised_VRE | Secondary Techs | PWRNGSBGDXX | TotalAnnualMaxCapacityInvestment | 2034 | 0.67271 | lid_family_capped | 2026-05-26T22:45:09.372185
B_Optimised_VRE | Secondary Techs | PWRNGSBGDXX | TotalAnnualMaxCapacityInvestment | 2035 | 0.66926 | lid_family_capped | 2026-05-26T22:45:09.372185
B_Optimised_VRE | Secondary Techs | PWRNGSBGDXX | TotalAnnualMaxCapacityInvestment | 2036 | 0.6635 | lid_family_capped | 2026-05-26T22:45:09.372185
B_Optimised_VRE | Secondary Techs | PWRNGSBGDXX | TotalAnnualMaxCapacityInvestment | 2037 | 0.65518 | lid_family_capped | 2026-05-26T22:45:09.372185
B_Optimised_VRE | Secondary Techs | PWRNGSBGDXX | TotalAnnualMaxCapacityInvestment | 2038 | 0.64414 | lid_family_capped | 2026-05-26T22:45:09.372185
B_Optimised_VRE | Secondary Techs | PWRNGSBGDXX | TotalAnnualMaxCapacityInvestment | 2039 | 0.62997 | lid_family_capped | 2026-05-26T22:45:09.372185
B_Optimised_VRE | Secondary Techs | PWRNGSBGDXX | TotalAnnualMaxCapacityInvestment | 2040 | 0.61248 | lid_family_capped | 2026-05-26T22:45:09.372185
B_Optimised_VRE | Secondary Techs | PWRNGSBGDXX | TotalAnnualMaxCapacityInvestment | 2041 | 0.59127 | lid_family_capped | 2026-05-26T22:45:09.372185
B_Optimised_VRE | Secondary Techs | PWRNGSBGDXX | TotalAnnualMaxCapacityInvestment | 2042 | 0.42985 | lid_adequacy_scaled | 2026-05-26T22:45:09.372185
B_Optimised_VRE | Secondary Techs | PWRNGSBGDXX | TotalAnnualMaxCapacityInvestment | 2043 | 0.58204 | lid_adequacy_scaled | 2026-05-26T22:45:09.372185
B_Optimised_VRE | Secondary Techs | PWRNGSBGDXX | TotalAnnualMaxCapacityInvestment | 2044 | 0.66719 | lid_adequacy_scaled | 2026-05-26T22:45:09.372185
B_Optimised_VRE | Secondary Techs | PWRNGSBGDXX | TotalAnnualMaxCapacityInvestment | 2045 | 0.65465 | lid_adequacy_scaled | 2026-05-26T22:45:09.372185
B_Optimised_VRE | Secondary Techs | PWRNGSBGDXX | TotalAnnualMaxCapacityInvestment | 2046 | 0.7957 | lid_adequacy_scaled | 2026-05-26T22:45:09.372185
B_Optimised_VRE | Secondary Techs | PWRNGSBGDXX | TotalAnnualMaxCapacityInvestment | 2047 | 1.011 | lid_adequacy_scaled | 2026-05-26T22:45:09.372185
B_Optimised_VRE | Secondary Techs | PWRNGSBGDXX | TotalAnnualMaxCapacityInvestment | 2048 | 1.2063 | lid_adequacy_scaled | 2026-05-26T22:45:09.372185
B_Optimised_VRE | Secondary Techs | PWRNGSBGDXX | TotalAnnualMaxCapacityInvestment | 2049 | 1.392 | lid_adequacy_scaled | 2026-05-26T22:45:09.372185
B_Optimised_VRE | Secondary Techs | PWRNGSBGDXX | TotalAnnualMaxCapacityInvestment | 2050 | 1.5731 | lid_adequacy_scaled | 2026-05-26T22:45:09.372185
B_Optimised_VRE | Secondary Techs | PWROILMDVXX | TotalAnnualMaxCapacityInvestment | 2023 | 0.1 | lid_floor | 2026-05-26T22:45:09.372185
B_Optimised_VRE | Secondary Techs | PWROILMDVXX | TotalAnnualMaxCapacityInvestment | 2024 | 0.1 | lid_floor | 2026-05-26T22:45:09.372185
B_Optimised_VRE | Secondary Techs | PWROILMDVXX | TotalAnnualMaxCapacityInvestment | 2025 | 0.1 | lid_floor | 2026-05-26T22:45:09.372185
B_Optimised_VRE | Secondary Techs | PWROILMDVXX | TotalAnnualMaxCapacityInvestment | 2026 | 0.1 | lid_floor | 2026-05-26T22:45:09.372185
B_Optimised_VRE | Secondary Techs | PWROILMDVXX | TotalAnnualMaxCapacityInvestment | 2027 | 0.1 | lid_floor | 2026-05-26T22:45:09.372185
B_Optimised_VRE | Secondary Techs | PWROILMDVXX | TotalAnnualMaxCapacityInvestment | 2028 | 0.1 | lid_floor | 2026-05-26T22:45:09.372185
B_Optimised_VRE | Secondary Techs | PWROILMDVXX | TotalAnnualMaxCapacityInvestment | 2029 | 0.1 | lid_floor | 2026-05-26T22:45:09.372185
B_Optimised_VRE | Secondary Techs | PWROILMDVXX | TotalAnnualMaxCapacityInvestment | 2030 | 0.1 | lid_floor | 2026-05-26T22:45:09.372185
B_Optimised_VRE | Secondary Techs | PWROILMDVXX | TotalAnnualMaxCapacityInvestment | 2031 | 0.1 | lid_floor | 2026-05-26T22:45:09.372185
B_Optimised_VRE | Secondary Techs | PWROILMDVXX | TotalAnnualMaxCapacityInvestment | 2032 | 0.1 | lid_floor | 2026-05-26T22:45:09.372185
B_Optimised_VRE | Secondary Techs | PWROILMDVXX | TotalAnnualMaxCapacityInvestment | 2033 | 0.1 | lid_floor | 2026-05-26T22:45:09.372185
B_Optimised_VRE | Secondary Techs | PWROILMDVXX | TotalAnnualMaxCapacityInvestment | 2034 | 0.1 | lid_floor | 2026-05-26T22:45:09.372185
B_Optimised_VRE | Secondary Techs | PWROILMDVXX | TotalAnnualMaxCapacityInvestment | 2035 | 0.1 | lid_floor | 2026-05-26T22:45:09.372185
B_Optimised_VRE | Secondary Techs | PWROILMDVXX | TotalAnnualMaxCapacityInvestment | 2036 | 0.1 | lid_floor | 2026-05-26T22:45:09.372185
B_Optimised_VRE | Secondary Techs | PWROILMDVXX | TotalAnnualMaxCapacityInvestment | 2037 | 0.1 | lid_floor | 2026-05-26T22:45:09.372185
B_Optimised_VRE | Secondary Techs | PWROILMDVXX | TotalAnnualMaxCapacityInvestment | 2038 | 0.1 | lid_floor | 2026-05-26T22:45:09.372185
B_Optimised_VRE | Secondary Techs | PWROILMDVXX | TotalAnnualMaxCapacityInvestment | 2039 | 0.1 | lid_floor | 2026-05-26T22:45:09.372185
B_Optimised_VRE | Secondary Techs | PWROILMDVXX | TotalAnnualMaxCapacityInvestment | 2040 | 0.1 | lid_floor | 2026-05-26T22:45:09.372185
B_Optimised_VRE | Secondary Techs | PWROILMDVXX | TotalAnnualMaxCapacityInvestment | 2041 | 0.1 | lid_floor | 2026-05-26T22:45:09.372185
B_Optimised_VRE | Secondary Techs | PWROILMDVXX | TotalAnnualMaxCapacityInvestment | 2042 | 0.1 | lid_floor | 2026-05-26T22:45:09.372185
B_Optimised_VRE | Secondary Techs | PWROILMDVXX | TotalAnnualMaxCapacityInvestment | 2043 | 0.1 | lid_floor | 2026-05-26T22:45:09.372185
B_Optimised_VRE | Secondary Techs | PWROILMDVXX | TotalAnnualMaxCapacityInvestment | 2044 | 0.1 | lid_floor | 2026-05-26T22:45:09.372185
B_Optimised_VRE | Secondary Techs | PWROILMDVXX | TotalAnnualMaxCapacityInvestment | 2045 | 0.1 | lid_floor | 2026-05-26T22:45:09.372185
B_Optimised_VRE | Secondary Techs | PWROILMDVXX | TotalAnnualMaxCapacityInvestment | 2046 | 0.1 | lid_floor | 2026-05-26T22:45:09.372185
B_Optimised_VRE | Secondary Techs | PWROILMDVXX | TotalAnnualMaxCapacityInvestment | 2047 | 0.1 | lid_floor | 2026-05-26T22:45:09.372185
B_Optimised_VRE | Secondary Techs | PWROILMDVXX | TotalAnnualMaxCapacityInvestment | 2048 | 0.1 | lid_floor | 2026-05-26T22:45:09.372185
B_Optimised_VRE | Secondary Techs | PWROILMDVXX | TotalAnnualMaxCapacityInvestment | 2049 | 0.10126 | lid_adequacy_scaled | 2026-05-26T22:45:09.372185
B_Optimised_VRE | Secondary Techs | PWROILMDVXX | TotalAnnualMaxCapacityInvestment | 2050 | 0.11794 | lid_adequacy_scaled | 2026-05-26T22:45:09.372185
B_Optimised_VRE | Secondary Techs | PWROILNPLXX | TotalAnnualMaxCapacityInvestment | 2023 | 0.1 | lid_floor | 2026-05-26T22:45:09.372185
B_Optimised_VRE | Secondary Techs | PWROILNPLXX | TotalAnnualMaxCapacityInvestment | 2024 | 0.1 | lid_floor | 2026-05-26T22:45:09.372185
B_Optimised_VRE | Secondary Techs | PWROILNPLXX | TotalAnnualMaxCapacityInvestment | 2025 | 0.1 | lid_floor | 2026-05-26T22:45:09.372185
B_Optimised_VRE | Secondary Techs | PWROILNPLXX | TotalAnnualMaxCapacityInvestment | 2026 | 0.1 | lid_floor | 2026-05-26T22:45:09.372185
B_Optimised_VRE | Secondary Techs | PWROILNPLXX | TotalAnnualMaxCapacityInvestment | 2027 | 0.1 | lid_floor | 2026-05-26T22:45:09.372185
B_Optimised_VRE | Secondary Techs | PWROILNPLXX | TotalAnnualMaxCapacityInvestment | 2028 | 0.1 | lid_floor | 2026-05-26T22:45:09.372185
B_Optimised_VRE | Secondary Techs | PWROILNPLXX | TotalAnnualMaxCapacityInvestment | 2029 | 0.1 | lid_floor | 2026-05-26T22:45:09.372185
B_Optimised_VRE | Secondary Techs | PWROILNPLXX | TotalAnnualMaxCapacityInvestment | 2030 | 0.1 | lid_floor | 2026-05-26T22:45:09.372185
B_Optimised_VRE | Secondary Techs | PWROILNPLXX | TotalAnnualMaxCapacityInvestment | 2031 | 0.1 | lid_floor | 2026-05-26T22:45:09.372185
B_Optimised_VRE | Secondary Techs | PWROILNPLXX | TotalAnnualMaxCapacityInvestment | 2032 | 0.1 | lid_floor | 2026-05-26T22:45:09.372185
B_Optimised_VRE | Secondary Techs | PWROILNPLXX | TotalAnnualMaxCapacityInvestment | 2033 | 0.1 | lid_floor | 2026-05-26T22:45:09.372185
B_Optimised_VRE | Secondary Techs | PWROILNPLXX | TotalAnnualMaxCapacityInvestment | 2034 | 0.1 | lid_floor | 2026-05-26T22:45:09.372185
B_Optimised_VRE | Secondary Techs | PWROILNPLXX | TotalAnnualMaxCapacityInvestment | 2035 | 0.1 | lid_floor | 2026-05-26T22:45:09.372185
B_Optimised_VRE | Secondary Techs | PWROILNPLXX | TotalAnnualMaxCapacityInvestment | 2036 | 0.1 | lid_floor | 2026-05-26T22:45:09.372185
B_Optimised_VRE | Secondary Techs | PWROILNPLXX | TotalAnnualMaxCapacityInvestment | 2037 | 0.1 | lid_floor | 2026-05-26T22:45:09.372185
B_Optimised_VRE | Secondary Techs | PWROILNPLXX | TotalAnnualMaxCapacityInvestment | 2038 | 0.1 | lid_floor | 2026-05-26T22:45:09.372185
B_Optimised_VRE | Secondary Techs | PWROILNPLXX | TotalAnnualMaxCapacityInvestment | 2039 | 0.1 | lid_floor | 2026-05-26T22:45:09.372185
B_Optimised_VRE | Secondary Techs | PWROILNPLXX | TotalAnnualMaxCapacityInvestment | 2040 | 0.1 | lid_floor | 2026-05-26T22:45:09.372185
B_Optimised_VRE | Secondary Techs | PWROILNPLXX | TotalAnnualMaxCapacityInvestment | 2041 | 0.1 | lid_floor | 2026-05-26T22:45:09.372185
B_Optimised_VRE | Secondary Techs | PWROILNPLXX | TotalAnnualMaxCapacityInvestment | 2042 | 0.1 | lid_floor | 2026-05-26T22:45:09.372185
B_Optimised_VRE | Secondary Techs | PWROILNPLXX | TotalAnnualMaxCapacityInvestment | 2043 | 0.1 | lid_floor | 2026-05-26T22:45:09.372185
B_Optimised_VRE | Secondary Techs | PWROILNPLXX | TotalAnnualMaxCapacityInvestment | 2044 | 0.1 | lid_floor | 2026-05-26T22:45:09.372185
B_Optimised_VRE | Secondary Techs | PWROILNPLXX | TotalAnnualMaxCapacityInvestment | 2045 | 0.1 | lid_floor | 2026-05-26T22:45:09.372185
B_Optimised_VRE | Secondary Techs | PWROILNPLXX | TotalAnnualMaxCapacityInvestment | 2046 | 0.11767 | lid_adequacy_scaled | 2026-05-26T22:45:09.372185
B_Optimised_VRE | Secondary Techs | PWROILNPLXX | TotalAnnualMaxCapacityInvestment | 2047 | 0.13951 | lid_adequacy_scaled | 2026-05-26T22:45:09.372185
B_Optimised_VRE | Secondary Techs | PWROILNPLXX | TotalAnnualMaxCapacityInvestment | 2048 | 0.16011 | lid_adequacy_scaled | 2026-05-26T22:45:09.372185
B_Optimised_VRE | Secondary Techs | PWROILNPLXX | TotalAnnualMaxCapacityInvestment | 2049 | 0.17967 | lid_adequacy_scaled | 2026-05-26T22:45:09.372185
B_Optimised_VRE | Secondary Techs | PWROILNPLXX | TotalAnnualMaxCapacityInvestment | 2050 | 0.19837 | lid_adequacy_scaled | 2026-05-26T22:45:09.372185
B_Optimised_VRE | Secondary Techs | PWRSHPINDEA | TotalAnnualMaxCapacityInvestment | 2023 | 0.1 | lid_floor | 2026-05-26T22:45:09.372185
B_Optimised_VRE | Secondary Techs | PWRSHPINDEA | TotalAnnualMaxCapacityInvestment | 2024 | 0.1 | lid_floor | 2026-05-26T22:45:09.372185
B_Optimised_VRE | Secondary Techs | PWRSHPINDEA | TotalAnnualMaxCapacityInvestment | 2025 | 0.1 | lid_floor | 2026-05-26T22:45:09.372185
B_Optimised_VRE | Secondary Techs | PWRSHPINDEA | TotalAnnualMaxCapacityInvestment | 2026 | 0.1 | lid_floor | 2026-05-26T22:45:09.372185
B_Optimised_VRE | Secondary Techs | PWRSHPINDEA | TotalAnnualMaxCapacityInvestment | 2027 | 0.1 | lid_floor | 2026-05-26T22:45:09.372185
B_Optimised_VRE | Secondary Techs | PWRSHPINDEA | TotalAnnualMaxCapacityInvestment | 2028 | 0.1 | lid_floor | 2026-05-26T22:45:09.372185
B_Optimised_VRE | Secondary Techs | PWRSHPINDEA | TotalAnnualMaxCapacityInvestment | 2029 | 0.1 | lid_floor | 2026-05-26T22:45:09.372185
B_Optimised_VRE | Secondary Techs | PWRSHPINDEA | TotalAnnualMaxCapacityInvestment | 2030 | 0.1 | lid_floor | 2026-05-26T22:45:09.372185
B_Optimised_VRE | Secondary Techs | PWRSHPINDEA | TotalAnnualMaxCapacityInvestment | 2031 | 0.1 | lid_floor | 2026-05-26T22:45:09.372185
B_Optimised_VRE | Secondary Techs | PWRSHPINDEA | TotalAnnualMaxCapacityInvestment | 2032 | 0.1 | lid_floor | 2026-05-26T22:45:09.372185
B_Optimised_VRE | Secondary Techs | PWRSHPINDEA | TotalAnnualMaxCapacityInvestment | 2033 | 0.1 | lid_floor | 2026-05-26T22:45:09.372185
B_Optimised_VRE | Secondary Techs | PWRSHPINDEA | TotalAnnualMaxCapacityInvestment | 2034 | 0.1 | lid_floor | 2026-05-26T22:45:09.372185
B_Optimised_VRE | Secondary Techs | PWRSHPINDEA | TotalAnnualMaxCapacityInvestment | 2035 | 0.1 | lid_floor | 2026-05-26T22:45:09.372185
B_Optimised_VRE | Secondary Techs | PWRSHPINDEA | TotalAnnualMaxCapacityInvestment | 2036 | 0.1 | lid_floor | 2026-05-26T22:45:09.372185
B_Optimised_VRE | Secondary Techs | PWRSHPINDEA | TotalAnnualMaxCapacityInvestment | 2037 | 0.1 | lid_floor | 2026-05-26T22:45:09.372185
B_Optimised_VRE | Secondary Techs | PWRSHPINDEA | TotalAnnualMaxCapacityInvestment | 2038 | 0.1 | lid_floor | 2026-05-26T22:45:09.372185
B_Optimised_VRE | Secondary Techs | PWRSHPINDEA | TotalAnnualMaxCapacityInvestment | 2039 | 0.1 | lid_floor | 2026-05-26T22:45:09.372185
B_Optimised_VRE | Secondary Techs | PWRSHPINDEA | TotalAnnualMaxCapacityInvestment | 2040 | 0.1 | lid_floor | 2026-05-26T22:45:09.372185
B_Optimised_VRE | Secondary Techs | PWRSHPINDEA | TotalAnnualMaxCapacityInvestment | 2041 | 0.12935 | lid_adequacy_scaled | 2026-05-26T22:45:09.372185
B_Optimised_VRE | Secondary Techs | PWRSHPINDEA | TotalAnnualMaxCapacityInvestment | 2042 | 0.20663 | lid_adequacy_scaled | 2026-05-26T22:45:09.372185
B_Optimised_VRE | Secondary Techs | PWRSHPINDEA | TotalAnnualMaxCapacityInvestment | 2043 | 0.33947 | lid_adequacy_scaled | 2026-05-26T22:45:09.372185
B_Optimised_VRE | Secondary Techs | PWRSHPINDEA | TotalAnnualMaxCapacityInvestment | 2044 | 0.50585 | lid_adequacy_scaled | 2026-05-26T22:45:09.372185
B_Optimised_VRE | Secondary Techs | PWRSHPINDEA | TotalAnnualMaxCapacityInvestment | 2045 | 0.72708 | lid_adequacy_scaled | 2026-05-26T22:45:09.372185
B_Optimised_VRE | Secondary Techs | PWRSHPINDEA | TotalAnnualMaxCapacityInvestment | 2046 | 1.1257 | lid_adequacy_scaled | 2026-05-26T22:45:09.372185
B_Optimised_VRE | Secondary Techs | PWRSHPINDEA | TotalAnnualMaxCapacityInvestment | 2047 | 1.6904 | lid_adequacy_scaled | 2026-05-26T22:45:09.372185
B_Optimised_VRE | Secondary Techs | PWRSHPINDEA | TotalAnnualMaxCapacityInvestment | 2048 | 2.5819 | lid_adequacy_scaled | 2026-05-26T22:45:09.372185
B_Optimised_VRE | Secondary Techs | PWRSHPINDEA | TotalAnnualMaxCapacityInvestment | 2049 | 3.426 | lid_adequacy_scaled | 2026-05-26T22:45:09.372185
B_Optimised_VRE | Secondary Techs | PWRSHPINDEA | TotalAnnualMaxCapacityInvestment | 2050 | 3.8802 | lid_adequacy_scaled | 2026-05-26T22:45:09.372185
B_Optimised_VRE | Secondary Techs | PWRSHPINDNE | TotalAnnualMaxCapacityInvestment | 2023 | 0.1 | lid_floor | 2026-05-26T22:45:09.372185
B_Optimised_VRE | Secondary Techs | PWRSHPINDNE | TotalAnnualMaxCapacityInvestment | 2024 | 0.1 | lid_floor | 2026-05-26T22:45:09.372185
B_Optimised_VRE | Secondary Techs | PWRSHPINDNE | TotalAnnualMaxCapacityInvestment | 2025 | 0.1 | lid_floor | 2026-05-26T22:45:09.372185
B_Optimised_VRE | Secondary Techs | PWRSHPINDNE | TotalAnnualMaxCapacityInvestment | 2026 | 0.1 | lid_floor | 2026-05-26T22:45:09.372185
B_Optimised_VRE | Secondary Techs | PWRSHPINDNE | TotalAnnualMaxCapacityInvestment | 2027 | 0.1 | lid_floor | 2026-05-26T22:45:09.372185
B_Optimised_VRE | Secondary Techs | PWRSHPINDNE | TotalAnnualMaxCapacityInvestment | 2028 | 0.1 | lid_floor | 2026-05-26T22:45:09.372185
B_Optimised_VRE | Secondary Techs | PWRSHPINDNE | TotalAnnualMaxCapacityInvestment | 2029 | 0.1 | lid_floor | 2026-05-26T22:45:09.372185
B_Optimised_VRE | Secondary Techs | PWRSHPINDNE | TotalAnnualMaxCapacityInvestment | 2030 | 0.1 | lid_floor | 2026-05-26T22:45:09.372185
B_Optimised_VRE | Secondary Techs | PWRSHPINDNE | TotalAnnualMaxCapacityInvestment | 2031 | 0.1 | lid_floor | 2026-05-26T22:45:09.372185
B_Optimised_VRE | Secondary Techs | PWRSHPINDNE | TotalAnnualMaxCapacityInvestment | 2032 | 0.1 | lid_floor | 2026-05-26T22:45:09.372185
B_Optimised_VRE | Secondary Techs | PWRSHPINDNE | TotalAnnualMaxCapacityInvestment | 2033 | 0.1 | lid_floor | 2026-05-26T22:45:09.372185
B_Optimised_VRE | Secondary Techs | PWRSHPINDNE | TotalAnnualMaxCapacityInvestment | 2034 | 0.1 | lid_floor | 2026-05-26T22:45:09.372185
B_Optimised_VRE | Secondary Techs | PWRSHPINDNE | TotalAnnualMaxCapacityInvestment | 2035 | 0.1 | lid_floor | 2026-05-26T22:45:09.372185
B_Optimised_VRE | Secondary Techs | PWRSHPINDNE | TotalAnnualMaxCapacityInvestment | 2036 | 0.1 | lid_floor | 2026-05-26T22:45:09.372185
B_Optimised_VRE | Secondary Techs | PWRSHPINDNE | TotalAnnualMaxCapacityInvestment | 2037 | 0.1 | lid_floor | 2026-05-26T22:45:09.372185
B_Optimised_VRE | Secondary Techs | PWRSHPINDNE | TotalAnnualMaxCapacityInvestment | 2038 | 0.1 | lid_floor | 2026-05-26T22:45:09.372185
B_Optimised_VRE | Secondary Techs | PWRSHPINDNE | TotalAnnualMaxCapacityInvestment | 2039 | 0.1 | lid_floor | 2026-05-26T22:45:09.372185
B_Optimised_VRE | Secondary Techs | PWRSHPINDNE | TotalAnnualMaxCapacityInvestment | 2040 | 0.1 | lid_floor | 2026-05-26T22:45:09.372185
B_Optimised_VRE | Secondary Techs | PWRSHPINDNE | TotalAnnualMaxCapacityInvestment | 2041 | 0.1 | lid_floor | 2026-05-26T22:45:09.372185
B_Optimised_VRE | Secondary Techs | PWRSHPINDNE | TotalAnnualMaxCapacityInvestment | 2042 | 0.1 | lid_floor | 2026-05-26T22:45:09.372185
B_Optimised_VRE | Secondary Techs | PWRSHPINDNE | TotalAnnualMaxCapacityInvestment | 2043 | 0.1 | lid_floor | 2026-05-26T22:45:09.372185
B_Optimised_VRE | Secondary Techs | PWRSHPINDNE | TotalAnnualMaxCapacityInvestment | 2044 | 0.1 | lid_floor | 2026-05-26T22:45:09.372185
B_Optimised_VRE | Secondary Techs | PWRSHPINDNE | TotalAnnualMaxCapacityInvestment | 2045 | 0.12224 | lid_adequacy_scaled | 2026-05-26T22:45:09.372185
B_Optimised_VRE | Secondary Techs | PWRSHPINDNE | TotalAnnualMaxCapacityInvestment | 2046 | 0.15698 | lid_adequacy_scaled | 2026-05-26T22:45:09.372185
B_Optimised_VRE | Secondary Techs | PWRSHPINDNE | TotalAnnualMaxCapacityInvestment | 2047 | 0.19111 | lid_adequacy_scaled | 2026-05-26T22:45:09.372185
B_Optimised_VRE | Secondary Techs | PWRSHPINDNE | TotalAnnualMaxCapacityInvestment | 2048 | 0.22475 | lid_adequacy_scaled | 2026-05-26T22:45:09.372185
B_Optimised_VRE | Secondary Techs | PWRSHPINDNE | TotalAnnualMaxCapacityInvestment | 2049 | 0.25813 | lid_adequacy_scaled | 2026-05-26T22:45:09.372185
B_Optimised_VRE | Secondary Techs | PWRSHPINDNE | TotalAnnualMaxCapacityInvestment | 2050 | 0.29139 | lid_adequacy_scaled | 2026-05-26T22:45:09.372185
B_Optimised_VRE | Secondary Techs | PWRSHPINDNO | TotalAnnualMaxCapacityInvestment | 2023 | 0.1 | lid_floor | 2026-05-26T22:45:09.372185
B_Optimised_VRE | Secondary Techs | PWRSHPINDNO | TotalAnnualMaxCapacityInvestment | 2024 | 0.10433 | lid_fill | 2026-05-26T22:45:09.372185
B_Optimised_VRE | Secondary Techs | PWRSHPINDNO | TotalAnnualMaxCapacityInvestment | 2025 | 0.1103 | lid_fill | 2026-05-26T22:45:09.372185
B_Optimised_VRE | Secondary Techs | PWRSHPINDNO | TotalAnnualMaxCapacityInvestment | 2026 | 0.11842 | lid_fill | 2026-05-26T22:45:09.372185
B_Optimised_VRE | Secondary Techs | PWRSHPINDNO | TotalAnnualMaxCapacityInvestment | 2027 | 0.12571 | lid_fill | 2026-05-26T22:45:09.372185
B_Optimised_VRE | Secondary Techs | PWRSHPINDNO | TotalAnnualMaxCapacityInvestment | 2028 | 0.13657 | lid_relaxed | 2026-05-26T22:45:09.372185
B_Optimised_VRE | Secondary Techs | PWRSHPINDNO | TotalAnnualMaxCapacityInvestment | 2029 | 0.12654 | lid_relaxed | 2026-05-26T22:45:09.372185
B_Optimised_VRE | Secondary Techs | PWRSHPINDNO | TotalAnnualMaxCapacityInvestment | 2030 | 0.1 | lid_floor | 2026-05-26T22:45:09.372185
B_Optimised_VRE | Secondary Techs | PWRSHPINDNO | TotalAnnualMaxCapacityInvestment | 2031 | 0.1 | lid_floor | 2026-05-26T22:45:09.372185
B_Optimised_VRE | Secondary Techs | PWRSHPINDNO | TotalAnnualMaxCapacityInvestment | 2032 | 0.1089 | lid_relaxed | 2026-05-26T22:45:09.372185
B_Optimised_VRE | Secondary Techs | PWRSHPINDNO | TotalAnnualMaxCapacityInvestment | 2033 | 0.10777 | lid_relaxed | 2026-05-26T22:45:09.372185
B_Optimised_VRE | Secondary Techs | PWRSHPINDNO | TotalAnnualMaxCapacityInvestment | 2034 | 0.10633 | lid_relaxed | 2026-05-26T22:45:09.372185
B_Optimised_VRE | Secondary Techs | PWRSHPINDNO | TotalAnnualMaxCapacityInvestment | 2035 | 0.10457 | lid_relaxed | 2026-05-26T22:45:09.372185
B_Optimised_VRE | Secondary Techs | PWRSHPINDNO | TotalAnnualMaxCapacityInvestment | 2036 | 0.10249 | lid_relaxed | 2026-05-26T22:45:09.372185
B_Optimised_VRE | Secondary Techs | PWRSHPINDNO | TotalAnnualMaxCapacityInvestment | 2037 | 0.11478 | lid_relaxed | 2026-05-26T22:45:09.372185
B_Optimised_VRE | Secondary Techs | PWRSHPINDNO | TotalAnnualMaxCapacityInvestment | 2038 | 0.112 | lid_relaxed | 2026-05-26T22:45:09.372185
B_Optimised_VRE | Secondary Techs | PWRSHPINDNO | TotalAnnualMaxCapacityInvestment | 2039 | 0.10889 | lid_relaxed | 2026-05-26T22:45:09.372185
B_Optimised_VRE | Secondary Techs | PWRSHPINDNO | TotalAnnualMaxCapacityInvestment | 2040 | 0.1 | lid_floor | 2026-05-26T22:45:09.372185
B_Optimised_VRE | Secondary Techs | PWRSHPINDNO | TotalAnnualMaxCapacityInvestment | 2041 | 0.10518 | lid_relaxed | 2026-05-26T22:45:09.372185
B_Optimised_VRE | Secondary Techs | PWRSHPINDNO | TotalAnnualMaxCapacityInvestment | 2042 | 0.12986 | lid_relaxed | 2026-05-26T22:45:09.372185
B_Optimised_VRE | Secondary Techs | PWRSHPINDNO | TotalAnnualMaxCapacityInvestment | 2043 | 0.20048 | lid_adequacy_scaled | 2026-05-26T22:45:09.372185
B_Optimised_VRE | Secondary Techs | PWRSHPINDNO | TotalAnnualMaxCapacityInvestment | 2044 | 0.27879 | lid_adequacy_scaled | 2026-05-26T22:45:09.372185
B_Optimised_VRE | Secondary Techs | PWRSHPINDNO | TotalAnnualMaxCapacityInvestment | 2045 | 0.36226 | lid_adequacy_scaled | 2026-05-26T22:45:09.372185
B_Optimised_VRE | Secondary Techs | PWRSHPINDNO | TotalAnnualMaxCapacityInvestment | 2046 | 0.49861 | lid_adequacy_scaled | 2026-05-26T22:45:09.372185
B_Optimised_VRE | Secondary Techs | PWRSHPINDNO | TotalAnnualMaxCapacityInvestment | 2047 | 0.64562 | lid_adequacy_scaled | 2026-05-26T22:45:09.372185
B_Optimised_VRE | Secondary Techs | PWRSHPINDNO | TotalAnnualMaxCapacityInvestment | 2048 | 0.80309 | lid_adequacy_scaled | 2026-05-26T22:45:09.372185
B_Optimised_VRE | Secondary Techs | PWRSHPINDNO | TotalAnnualMaxCapacityInvestment | 2049 | 0.97054 | lid_adequacy_scaled | 2026-05-26T22:45:09.372185
B_Optimised_VRE | Secondary Techs | PWRSHPINDNO | TotalAnnualMaxCapacityInvestment | 2050 | 1.1475 | lid_adequacy_scaled | 2026-05-26T22:45:09.372185
B_Optimised_VRE | Secondary Techs | PWRSHPINDSO | TotalAnnualMaxCapacityInvestment | 2023 | 0.1 | lid_floor | 2026-05-26T22:45:09.372185
B_Optimised_VRE | Secondary Techs | PWRSHPINDSO | TotalAnnualMaxCapacityInvestment | 2024 | 0.1167 | lid_fill | 2026-05-26T22:45:09.372185
B_Optimised_VRE | Secondary Techs | PWRSHPINDSO | TotalAnnualMaxCapacityInvestment | 2025 | 0.12391 | lid_fill | 2026-05-26T22:45:09.372185
B_Optimised_VRE | Secondary Techs | PWRSHPINDSO | TotalAnnualMaxCapacityInvestment | 2026 | 0.13644 | lid_fill | 2026-05-26T22:45:09.372185
B_Optimised_VRE | Secondary Techs | PWRSHPINDSO | TotalAnnualMaxCapacityInvestment | 2027 | 0.13802 | lid_fill | 2026-05-26T22:45:09.372185
B_Optimised_VRE | Secondary Techs | PWRSHPINDSO | TotalAnnualMaxCapacityInvestment | 2028 | 0.14856 | lid_relaxed | 2026-05-26T22:45:09.372185
B_Optimised_VRE | Secondary Techs | PWRSHPINDSO | TotalAnnualMaxCapacityInvestment | 2029 | 0.13893 | lid_relaxed | 2026-05-26T22:45:09.372185
B_Optimised_VRE | Secondary Techs | PWRSHPINDSO | TotalAnnualMaxCapacityInvestment | 2030 | 0.1 | lid_floor | 2026-05-26T22:45:09.372185
B_Optimised_VRE | Secondary Techs | PWRSHPINDSO | TotalAnnualMaxCapacityInvestment | 2031 | 0.1 | lid_floor | 2026-05-26T22:45:09.372185
B_Optimised_VRE | Secondary Techs | PWRSHPINDSO | TotalAnnualMaxCapacityInvestment | 2032 | 0.12235 | lid_relaxed | 2026-05-26T22:45:09.372185
B_Optimised_VRE | Secondary Techs | PWRSHPINDSO | TotalAnnualMaxCapacityInvestment | 2033 | 0.12178 | lid_relaxed | 2026-05-26T22:45:09.372185
B_Optimised_VRE | Secondary Techs | PWRSHPINDSO | TotalAnnualMaxCapacityInvestment | 2034 | 0.12091 | lid_relaxed | 2026-05-26T22:45:09.372185
B_Optimised_VRE | Secondary Techs | PWRSHPINDSO | TotalAnnualMaxCapacityInvestment | 2035 | 0.11973 | lid_relaxed | 2026-05-26T22:45:09.372185
B_Optimised_VRE | Secondary Techs | PWRSHPINDSO | TotalAnnualMaxCapacityInvestment | 2036 | 0.11824 | lid_relaxed | 2026-05-26T22:45:09.372185
B_Optimised_VRE | Secondary Techs | PWRSHPINDSO | TotalAnnualMaxCapacityInvestment | 2037 | 0.12918 | lid_relaxed | 2026-05-26T22:45:09.372185
B_Optimised_VRE | Secondary Techs | PWRSHPINDSO | TotalAnnualMaxCapacityInvestment | 2038 | 0.12706 | lid_relaxed | 2026-05-26T22:45:09.372185
B_Optimised_VRE | Secondary Techs | PWRSHPINDSO | TotalAnnualMaxCapacityInvestment | 2039 | 0.12461 | lid_relaxed | 2026-05-26T22:45:09.372185
B_Optimised_VRE | Secondary Techs | PWRSHPINDSO | TotalAnnualMaxCapacityInvestment | 2040 | 0.11609 | lid_relaxed | 2026-05-26T22:45:09.372185
B_Optimised_VRE | Secondary Techs | PWRSHPINDSO | TotalAnnualMaxCapacityInvestment | 2041 | 0.12312 | lid_relaxed | 2026-05-26T22:45:09.372185
B_Optimised_VRE | Secondary Techs | PWRSHPINDSO | TotalAnnualMaxCapacityInvestment | 2042 | 0.15067 | lid_relaxed | 2026-05-26T22:45:09.372185
B_Optimised_VRE | Secondary Techs | PWRSHPINDSO | TotalAnnualMaxCapacityInvestment | 2043 | 0.21879 | lid_adequacy_scaled | 2026-05-26T22:45:09.372185
B_Optimised_VRE | Secondary Techs | PWRSHPINDSO | TotalAnnualMaxCapacityInvestment | 2044 | 0.3045 | lid_adequacy_scaled | 2026-05-26T22:45:09.372185
B_Optimised_VRE | Secondary Techs | PWRSHPINDSO | TotalAnnualMaxCapacityInvestment | 2045 | 0.39652 | lid_adequacy_scaled | 2026-05-26T22:45:09.372185
B_Optimised_VRE | Secondary Techs | PWRSHPINDSO | TotalAnnualMaxCapacityInvestment | 2046 | 0.54468 | lid_adequacy_scaled | 2026-05-26T22:45:09.372185
B_Optimised_VRE | Secondary Techs | PWRSHPINDSO | TotalAnnualMaxCapacityInvestment | 2047 | 0.70484 | lid_adequacy_scaled | 2026-05-26T22:45:09.372185
B_Optimised_VRE | Secondary Techs | PWRSHPINDSO | TotalAnnualMaxCapacityInvestment | 2048 | 0.87644 | lid_adequacy_scaled | 2026-05-26T22:45:09.372185
B_Optimised_VRE | Secondary Techs | PWRSHPINDSO | TotalAnnualMaxCapacityInvestment | 2049 | 1.0591 | lid_adequacy_scaled | 2026-05-26T22:45:09.372185
B_Optimised_VRE | Secondary Techs | PWRSHPINDSO | TotalAnnualMaxCapacityInvestment | 2050 | 1.2524 | lid_adequacy_scaled | 2026-05-26T22:45:09.372185
B_Optimised_VRE | Secondary Techs | PWRSHPINDWE | TotalAnnualMaxCapacityInvestment | 2023 | 0.1 | lid_floor | 2026-05-26T22:45:09.372185
B_Optimised_VRE | Secondary Techs | PWRSHPINDWE | TotalAnnualMaxCapacityInvestment | 2024 | 0.1 | lid_floor | 2026-05-26T22:45:09.372185
B_Optimised_VRE | Secondary Techs | PWRSHPINDWE | TotalAnnualMaxCapacityInvestment | 2025 | 0.1 | lid_floor | 2026-05-26T22:45:09.372185
B_Optimised_VRE | Secondary Techs | PWRSHPINDWE | TotalAnnualMaxCapacityInvestment | 2026 | 0.1 | lid_floor | 2026-05-26T22:45:09.372185
B_Optimised_VRE | Secondary Techs | PWRSHPINDWE | TotalAnnualMaxCapacityInvestment | 2027 | 0.1 | lid_floor | 2026-05-26T22:45:09.372185
B_Optimised_VRE | Secondary Techs | PWRSHPINDWE | TotalAnnualMaxCapacityInvestment | 2028 | 0.1 | lid_floor | 2026-05-26T22:45:09.372185
B_Optimised_VRE | Secondary Techs | PWRSHPINDWE | TotalAnnualMaxCapacityInvestment | 2029 | 0.1 | lid_floor | 2026-05-26T22:45:09.372185
B_Optimised_VRE | Secondary Techs | PWRSHPINDWE | TotalAnnualMaxCapacityInvestment | 2030 | 0.1 | lid_floor | 2026-05-26T22:45:09.372185
B_Optimised_VRE | Secondary Techs | PWRSHPINDWE | TotalAnnualMaxCapacityInvestment | 2031 | 0.1 | lid_floor | 2026-05-26T22:45:09.372185
B_Optimised_VRE | Secondary Techs | PWRSHPINDWE | TotalAnnualMaxCapacityInvestment | 2032 | 0.1 | lid_floor | 2026-05-26T22:45:09.372185
B_Optimised_VRE | Secondary Techs | PWRSHPINDWE | TotalAnnualMaxCapacityInvestment | 2033 | 0.1 | lid_floor | 2026-05-26T22:45:09.372185
B_Optimised_VRE | Secondary Techs | PWRSHPINDWE | TotalAnnualMaxCapacityInvestment | 2034 | 0.1 | lid_floor | 2026-05-26T22:45:09.372185
B_Optimised_VRE | Secondary Techs | PWRSHPINDWE | TotalAnnualMaxCapacityInvestment | 2035 | 0.1 | lid_floor | 2026-05-26T22:45:09.372185
B_Optimised_VRE | Secondary Techs | PWRSHPINDWE | TotalAnnualMaxCapacityInvestment | 2036 | 0.1 | lid_floor | 2026-05-26T22:45:09.372185
B_Optimised_VRE | Secondary Techs | PWRSHPINDWE | TotalAnnualMaxCapacityInvestment | 2037 | 0.1 | lid_floor | 2026-05-26T22:45:09.372185
B_Optimised_VRE | Secondary Techs | PWRSHPINDWE | TotalAnnualMaxCapacityInvestment | 2038 | 0.1 | lid_floor | 2026-05-26T22:45:09.372185
B_Optimised_VRE | Secondary Techs | PWRSHPINDWE | TotalAnnualMaxCapacityInvestment | 2039 | 0.1 | lid_floor | 2026-05-26T22:45:09.372185
B_Optimised_VRE | Secondary Techs | PWRSHPINDWE | TotalAnnualMaxCapacityInvestment | 2040 | 0.1 | lid_floor | 2026-05-26T22:45:09.372185
B_Optimised_VRE | Secondary Techs | PWRSHPINDWE | TotalAnnualMaxCapacityInvestment | 2041 | 0.11002 | lid_adequacy_scaled | 2026-05-26T22:45:09.372185
B_Optimised_VRE | Secondary Techs | PWRSHPINDWE | TotalAnnualMaxCapacityInvestment | 2042 | 0.1795 | lid_adequacy_scaled | 2026-05-26T22:45:09.372185
B_Optimised_VRE | Secondary Techs | PWRSHPINDWE | TotalAnnualMaxCapacityInvestment | 2043 | 0.27733 | lid_adequacy_scaled | 2026-05-26T22:45:09.372185
B_Optimised_VRE | Secondary Techs | PWRSHPINDWE | TotalAnnualMaxCapacityInvestment | 2044 | 0.38344 | lid_adequacy_scaled | 2026-05-26T22:45:09.372185
B_Optimised_VRE | Secondary Techs | PWRSHPINDWE | TotalAnnualMaxCapacityInvestment | 2045 | 0.50096 | lid_adequacy_scaled | 2026-05-26T22:45:09.372185
B_Optimised_VRE | Secondary Techs | PWRSHPINDWE | TotalAnnualMaxCapacityInvestment | 2046 | 0.67294 | lid_adequacy_scaled | 2026-05-26T22:45:09.372185
B_Optimised_VRE | Secondary Techs | PWRSHPINDWE | TotalAnnualMaxCapacityInvestment | 2047 | 0.86728 | lid_adequacy_scaled | 2026-05-26T22:45:09.372185
B_Optimised_VRE | Secondary Techs | PWRSHPINDWE | TotalAnnualMaxCapacityInvestment | 2048 | 1.0963 | lid_adequacy_scaled | 2026-05-26T22:45:09.372185
B_Optimised_VRE | Secondary Techs | PWRSHPINDWE | TotalAnnualMaxCapacityInvestment | 2049 | 1.3798 | lid_adequacy_scaled | 2026-05-26T22:45:09.372185
B_Optimised_VRE | Secondary Techs | PWRSHPINDWE | TotalAnnualMaxCapacityInvestment | 2050 | 1.7534 | lid_adequacy_scaled | 2026-05-26T22:45:09.372185
B_Optimised_VRE | Secondary Techs | PWRWONMDVXX | TotalAnnualMaxCapacityInvestment | 2023 | 0.1 | lid_floor | 2026-05-26T22:45:09.372185
B_Optimised_VRE | Secondary Techs | PWRWONMDVXX | TotalAnnualMaxCapacityInvestment | 2024 | 0.1 | lid_floor | 2026-05-26T22:45:09.372185
B_Optimised_VRE | Secondary Techs | PWRWONMDVXX | TotalAnnualMaxCapacityInvestment | 2025 | 0.1 | lid_floor | 2026-05-26T22:45:09.372185
B_Optimised_VRE | Secondary Techs | PWRWONMDVXX | TotalAnnualMaxCapacityInvestment | 2026 | 0.1 | lid_floor | 2026-05-26T22:45:09.372185
B_Optimised_VRE | Secondary Techs | PWRWONMDVXX | TotalAnnualMaxCapacityInvestment | 2027 | 0.1 | lid_floor | 2026-05-26T22:45:09.372185
B_Optimised_VRE | Secondary Techs | PWRWONMDVXX | TotalAnnualMaxCapacityInvestment | 2028 | 0.1 | lid_floor | 2026-05-26T22:45:09.372185
B_Optimised_VRE | Secondary Techs | PWRWONMDVXX | TotalAnnualMaxCapacityInvestment | 2029 | 0.1 | lid_floor | 2026-05-26T22:45:09.372185
B_Optimised_VRE | Secondary Techs | PWRWONMDVXX | TotalAnnualMaxCapacityInvestment | 2030 | 0.1 | lid_floor | 2026-05-26T22:45:09.372185
B_Optimised_VRE | Secondary Techs | PWRWONMDVXX | TotalAnnualMaxCapacityInvestment | 2031 | 0.1 | lid_floor | 2026-05-26T22:45:09.372185
B_Optimised_VRE | Secondary Techs | PWRWONMDVXX | TotalAnnualMaxCapacityInvestment | 2032 | 0.1 | lid_floor | 2026-05-26T22:45:09.372185
B_Optimised_VRE | Secondary Techs | PWRWONMDVXX | TotalAnnualMaxCapacityInvestment | 2033 | 0.1 | lid_floor | 2026-05-26T22:45:09.372185
B_Optimised_VRE | Secondary Techs | PWRWONMDVXX | TotalAnnualMaxCapacityInvestment | 2034 | 0.1 | lid_floor | 2026-05-26T22:45:09.372185
B_Optimised_VRE | Secondary Techs | PWRWONMDVXX | TotalAnnualMaxCapacityInvestment | 2035 | 0.1 | lid_floor | 2026-05-26T22:45:09.372185
B_Optimised_VRE | Secondary Techs | PWRWONMDVXX | TotalAnnualMaxCapacityInvestment | 2036 | 0.1 | lid_floor | 2026-05-26T22:45:09.372185
B_Optimised_VRE | Secondary Techs | PWRWONMDVXX | TotalAnnualMaxCapacityInvestment | 2037 | 0.1 | lid_floor | 2026-05-26T22:45:09.372185
B_Optimised_VRE | Secondary Techs | PWRWONMDVXX | TotalAnnualMaxCapacityInvestment | 2038 | 0.1 | lid_floor | 2026-05-26T22:45:09.372185
B_Optimised_VRE | Secondary Techs | PWRWONMDVXX | TotalAnnualMaxCapacityInvestment | 2039 | 0.1 | lid_floor | 2026-05-26T22:45:09.372185
B_Optimised_VRE | Secondary Techs | PWRWONMDVXX | TotalAnnualMaxCapacityInvestment | 2040 | 0.1 | lid_floor | 2026-05-26T22:45:09.372185
B_Optimised_VRE | Secondary Techs | PWRWONMDVXX | TotalAnnualMaxCapacityInvestment | 2041 | 0.1 | lid_floor | 2026-05-26T22:45:09.372185
B_Optimised_VRE | Secondary Techs | PWRWONMDVXX | TotalAnnualMaxCapacityInvestment | 2042 | 0.1 | lid_floor | 2026-05-26T22:45:09.372185
B_Optimised_VRE | Secondary Techs | PWRWONMDVXX | TotalAnnualMaxCapacityInvestment | 2043 | 0.1 | lid_floor | 2026-05-26T22:45:09.372185
B_Optimised_VRE | Secondary Techs | PWRWONMDVXX | TotalAnnualMaxCapacityInvestment | 2044 | 0.1 | lid_floor | 2026-05-26T22:45:09.372185
B_Optimised_VRE | Secondary Techs | PWRWONMDVXX | TotalAnnualMaxCapacityInvestment | 2045 | 0.1 | lid_floor | 2026-05-26T22:45:09.372185
B_Optimised_VRE | Secondary Techs | PWRWONMDVXX | TotalAnnualMaxCapacityInvestment | 2046 | 0.1 | lid_floor | 2026-05-26T22:45:09.372185
B_Optimised_VRE | Secondary Techs | PWRWONMDVXX | TotalAnnualMaxCapacityInvestment | 2047 | 0.1 | lid_floor | 2026-05-26T22:45:09.372185
B_Optimised_VRE | Secondary Techs | PWRWONMDVXX | TotalAnnualMaxCapacityInvestment | 2048 | 0.1 | lid_floor | 2026-05-26T22:45:09.372185
B_Optimised_VRE | Secondary Techs | PWRWONMDVXX | TotalAnnualMaxCapacityInvestment | 2049 | 0.10126 | lid_adequacy_scaled | 2026-05-26T22:45:09.372185
B_Optimised_VRE | Secondary Techs | PWRWONMDVXX | TotalAnnualMaxCapacityInvestment | 2050 | 0.11794 | lid_adequacy_scaled | 2026-05-26T22:45:09.372185
B_Optimised_VRE | Secondary Techs | TRNBTNXXINDEA | TotalAnnualMaxCapacityInvestment | 2023 | 5.53 | override | 2026-05-26T22:45:13.028126
B_Optimised_VRE | Secondary Techs | TRNBTNXXINDEA | TotalAnnualMaxCapacityInvestment | 2024 | 5.664 | override | 2026-05-26T22:45:13.028126
B_Optimised_VRE | Secondary Techs | TRNBTNXXINDEA | TotalAnnualMaxCapacityInvestment | 2025 | 5.798 | override | 2026-05-26T22:45:13.028126
B_Optimised_VRE | Secondary Techs | TRNBTNXXINDEA | TotalAnnualMaxCapacityInvestment | 2026 | 5.932 | override | 2026-05-26T22:45:13.028126
B_Optimised_VRE | Secondary Techs | TRNBTNXXINDEA | TotalAnnualMaxCapacityInvestment | 2027 | 6.066 | override | 2026-05-26T22:45:13.028126
B_Optimised_VRE | Secondary Techs | TRNBTNXXINDEA | TotalAnnualMaxCapacityInvestment | 2028 | 6.2 | override | 2026-05-26T22:45:13.028126
B_Optimised_VRE | Secondary Techs | TRNBTNXXINDEA | TotalAnnualMaxCapacityInvestment | 2029 | 7.4 | override | 2026-05-26T22:45:13.028126
B_Optimised_VRE | Secondary Techs | TRNBTNXXINDEA | TotalAnnualMaxCapacityInvestment | 2030 | 8.6 | override | 2026-05-26T22:45:13.028126
B_Optimised_VRE | Secondary Techs | TRNBTNXXINDEA | TotalAnnualMaxCapacityInvestment | 2031 | 9.932 | override | 2026-05-26T22:45:13.028126
B_Optimised_VRE | Secondary Techs | TRNBTNXXINDEA | TotalAnnualMaxCapacityInvestment | 2032 | 11.264 | override | 2026-05-26T22:45:13.028126
B_Optimised_VRE | Secondary Techs | TRNBTNXXINDEA | TotalAnnualMaxCapacityInvestment | 2033 | 12.596 | override | 2026-05-26T22:45:13.028126
B_Optimised_VRE | Secondary Techs | TRNBTNXXINDEA | TotalAnnualMaxCapacityInvestment | 2034 | 13.928 | override | 2026-05-26T22:45:13.028126
B_Optimised_VRE | Secondary Techs | TRNBTNXXINDEA | TotalAnnualMaxCapacityInvestment | 2035 | 15.26 | override | 2026-05-26T22:45:13.028126
B_Optimised_VRE | Secondary Techs | TRNBTNXXINDEA | TotalAnnualMaxCapacityInvestment | 2036 | 15.26 | override | 2026-05-26T22:45:13.028126
B_Optimised_VRE | Secondary Techs | TRNBTNXXINDEA | TotalAnnualMaxCapacityInvestment | 2037 | 15.26 | override | 2026-05-26T22:45:13.028126
B_Optimised_VRE | Secondary Techs | TRNBTNXXINDEA | TotalAnnualMaxCapacityInvestment | 2038 | 15.26 | override | 2026-05-26T22:45:13.028126
B_Optimised_VRE | Secondary Techs | TRNBTNXXINDEA | TotalAnnualMaxCapacityInvestment | 2039 | 15.26 | override | 2026-05-26T22:45:13.028126
B_Optimised_VRE | Secondary Techs | TRNBTNXXINDEA | TotalAnnualMaxCapacityInvestment | 2040 | 15.26 | override | 2026-05-26T22:45:13.028126
B_Optimised_VRE | Secondary Techs | TRNBTNXXINDEA | TotalAnnualMaxCapacityInvestment | 2041 | 15.26 | override | 2026-05-26T22:45:13.028126
B_Optimised_VRE | Secondary Techs | TRNBTNXXINDEA | TotalAnnualMaxCapacityInvestment | 2042 | 15.26 | override | 2026-05-26T22:45:13.028126
B_Optimised_VRE | Secondary Techs | TRNBTNXXINDEA | TotalAnnualMaxCapacityInvestment | 2043 | 15.26 | override | 2026-05-26T22:45:13.028126
B_Optimised_VRE | Secondary Techs | TRNBTNXXINDEA | TotalAnnualMaxCapacityInvestment | 2044 | 15.26 | override | 2026-05-26T22:45:13.028126
B_Optimised_VRE | Secondary Techs | TRNBTNXXINDEA | TotalAnnualMaxCapacityInvestment | 2045 | 15.26 | override | 2026-05-26T22:45:13.028126
B_Optimised_VRE | Secondary Techs | TRNBTNXXINDEA | TotalAnnualMaxCapacityInvestment | 2046 | 15.26 | override | 2026-05-26T22:45:13.028126
B_Optimised_VRE | Secondary Techs | TRNBTNXXINDEA | TotalAnnualMaxCapacityInvestment | 2047 | 15.26 | override | 2026-05-26T22:45:13.028126
B_Optimised_VRE | Secondary Techs | TRNBTNXXINDEA | TotalAnnualMaxCapacityInvestment | 2048 | 15.26 | override | 2026-05-26T22:45:13.028126
B_Optimised_VRE | Secondary Techs | TRNBTNXXINDEA | TotalAnnualMaxCapacityInvestment | 2049 | 15.26 | override | 2026-05-26T22:45:13.028126
B_Optimised_VRE | Secondary Techs | TRNBTNXXINDEA | TotalAnnualMaxCapacityInvestment | 2050 | 15.26 | override | 2026-05-26T22:45:13.028126
B_Optimised_VRE | Secondary Techs | TRNINDSOLKAXX | TotalAnnualMaxCapacityInvestment | 2023 | 0 | override | 2026-05-26T22:45:13.028126
B_Optimised_VRE | Secondary Techs | TRNINDSOLKAXX | TotalAnnualMaxCapacityInvestment | 2024 | 0 | override | 2026-05-26T22:45:13.028126
B_Optimised_VRE | Secondary Techs | TRNINDSOLKAXX | TotalAnnualMaxCapacityInvestment | 2025 | 0 | override | 2026-05-26T22:45:13.028126
B_Optimised_VRE | Secondary Techs | TRNINDSOLKAXX | TotalAnnualMaxCapacityInvestment | 2026 | 0 | override | 2026-05-26T22:45:13.028126
B_Optimised_VRE | Secondary Techs | TRNINDSOLKAXX | TotalAnnualMaxCapacityInvestment | 2027 | 0 | override | 2026-05-26T22:45:13.028126
B_Optimised_VRE | Secondary Techs | TRNINDSOLKAXX | TotalAnnualMaxCapacityInvestment | 2028 | 0 | override | 2026-05-26T22:45:13.028126
B_Optimised_VRE | Secondary Techs | TRNINDSOLKAXX | TotalAnnualMaxCapacityInvestment | 2029 | 0 | override | 2026-05-26T22:45:13.028126
B_Optimised_VRE | Secondary Techs | TRNINDSOLKAXX | TotalAnnualMaxCapacityInvestment | 2030 | 0 | override | 2026-05-26T22:45:13.028126
B_Optimised_VRE | Secondary Techs | TRNINDSOLKAXX | TotalAnnualMaxCapacityInvestment | 2031 | 0 | override | 2026-05-26T22:45:13.028126
B_Optimised_VRE | Secondary Techs | TRNINDSOLKAXX | TotalAnnualMaxCapacityInvestment | 2032 | 0 | override | 2026-05-26T22:45:13.028126
B_Optimised_VRE | Secondary Techs | TRNINDSOLKAXX | TotalAnnualMaxCapacityInvestment | 2033 | 0 | override | 2026-05-26T22:45:13.028126
B_Optimised_VRE | Secondary Techs | TRNINDSOLKAXX | TotalAnnualMaxCapacityInvestment | 2034 | 0 | override | 2026-05-26T22:45:13.028126
B_Optimised_VRE | Secondary Techs | TRNINDSOLKAXX | TotalAnnualMaxCapacityInvestment | 2035 | 0 | override | 2026-05-26T22:45:13.028126
B_Optimised_VRE | Secondary Techs | TRNINDSOLKAXX | TotalAnnualMaxCapacityInvestment | 2036 | 0 | override | 2026-05-26T22:45:13.028126
B_Optimised_VRE | Secondary Techs | TRNINDSOLKAXX | TotalAnnualMaxCapacityInvestment | 2037 | 0 | override | 2026-05-26T22:45:13.028126
B_Optimised_VRE | Secondary Techs | TRNINDSOLKAXX | TotalAnnualMaxCapacityInvestment | 2038 | 0.25 | override | 2026-05-26T22:45:13.028126
B_Optimised_VRE | Secondary Techs | TRNINDSOLKAXX | TotalAnnualMaxCapacityInvestment | 2039 | 0.5 | override | 2026-05-26T22:45:13.028126
B_Optimised_VRE | Secondary Techs | TRNINDSOLKAXX | TotalAnnualMaxCapacityInvestment | 2040 | 1 | override | 2026-05-26T22:45:13.028126
B_Optimised_VRE | Secondary Techs | TRNINDSOLKAXX | TotalAnnualMaxCapacityInvestment | 2041 | 1 | override | 2026-05-26T22:45:13.028126
B_Optimised_VRE | Secondary Techs | TRNINDSOLKAXX | TotalAnnualMaxCapacityInvestment | 2042 | 1 | override | 2026-05-26T22:45:13.028126
B_Optimised_VRE | Secondary Techs | TRNINDSOLKAXX | TotalAnnualMaxCapacityInvestment | 2043 | 1 | override | 2026-05-26T22:45:13.028126
B_Optimised_VRE | Secondary Techs | TRNINDSOLKAXX | TotalAnnualMaxCapacityInvestment | 2044 | 1 | override | 2026-05-26T22:45:13.028126
B_Optimised_VRE | Secondary Techs | TRNINDSOLKAXX | TotalAnnualMaxCapacityInvestment | 2045 | 1 | override | 2026-05-26T22:45:13.028126
B_Optimised_VRE | Secondary Techs | TRNINDSOLKAXX | TotalAnnualMaxCapacityInvestment | 2046 | 1 | override | 2026-05-26T22:45:13.028126
B_Optimised_VRE | Secondary Techs | TRNINDSOLKAXX | TotalAnnualMaxCapacityInvestment | 2047 | 1 | override | 2026-05-26T22:45:13.028126
B_Optimised_VRE | Secondary Techs | TRNINDSOLKAXX | TotalAnnualMaxCapacityInvestment | 2048 | 1 | override | 2026-05-26T22:45:13.028126
B_Optimised_VRE | Secondary Techs | TRNINDSOLKAXX | TotalAnnualMaxCapacityInvestment | 2049 | 1 | override | 2026-05-26T22:45:13.028126
B_Optimised_VRE | Secondary Techs | TRNINDSOLKAXX | TotalAnnualMaxCapacityInvestment | 2050 | 1 | override | 2026-05-26T22:45:13.028126
B_Optimised_VRE | Secondary Techs | TRNINDEAINDSO | TotalAnnualMaxCapacityInvestment | 2023 | 7.83 | override | 2026-05-26T22:45:13.028126
B_Optimised_VRE | Secondary Techs | TRNINDEAINDSO | TotalAnnualMaxCapacityInvestment | 2024 | 8.83 | override | 2026-05-26T22:45:13.028126
B_Optimised_VRE | Secondary Techs | TRNINDEAINDSO | TotalAnnualMaxCapacityInvestment | 2025 | 9.83 | override | 2026-05-26T22:45:13.028126
B_Optimised_VRE | Secondary Techs | TRNINDEAINDSO | TotalAnnualMaxCapacityInvestment | 2026 | 10.83 | override | 2026-05-26T22:45:13.028126
B_Optimised_VRE | Secondary Techs | TRNINDEAINDSO | TotalAnnualMaxCapacityInvestment | 2027 | 11.83 | override | 2026-05-26T22:45:13.028126
B_Optimised_VRE | Secondary Techs | TRNINDEAINDSO | TotalAnnualMaxCapacityInvestment | 2028 | 12.83 | override | 2026-05-26T22:45:13.028126
B_Optimised_VRE | Secondary Techs | TRNINDEAINDSO | TotalAnnualMaxCapacityInvestment | 2029 | 13.83 | override | 2026-05-26T22:45:13.028126
B_Optimised_VRE | Secondary Techs | TRNINDEAINDSO | TotalAnnualMaxCapacityInvestment | 2030 | 13.83 | override | 2026-05-26T22:45:13.028126
B_Optimised_VRE | Secondary Techs | TRNINDEAINDSO | TotalAnnualMaxCapacityInvestment | 2031 | 13.83 | override | 2026-05-26T22:45:13.028126
B_Optimised_VRE | Secondary Techs | TRNINDEAINDSO | TotalAnnualMaxCapacityInvestment | 2032 | 13.83 | override | 2026-05-26T22:45:13.028126
B_Optimised_VRE | Secondary Techs | TRNINDEAINDSO | TotalAnnualMaxCapacityInvestment | 2033 | 13.83 | override | 2026-05-26T22:45:13.028126
B_Optimised_VRE | Secondary Techs | TRNINDEAINDSO | TotalAnnualMaxCapacityInvestment | 2034 | 13.83 | override | 2026-05-26T22:45:13.028126
B_Optimised_VRE | Secondary Techs | TRNINDEAINDSO | TotalAnnualMaxCapacityInvestment | 2035 | 13.83 | override | 2026-05-26T22:45:13.028126
B_Optimised_VRE | Secondary Techs | TRNINDEAINDSO | TotalAnnualMaxCapacityInvestment | 2036 | 13.83 | override | 2026-05-26T22:45:13.028126
B_Optimised_VRE | Secondary Techs | TRNINDEAINDSO | TotalAnnualMaxCapacityInvestment | 2037 | 13.83 | override | 2026-05-26T22:45:13.028126
B_Optimised_VRE | Secondary Techs | TRNINDEAINDSO | TotalAnnualMaxCapacityInvestment | 2038 | 13.83 | override | 2026-05-26T22:45:13.028126
B_Optimised_VRE | Secondary Techs | TRNINDEAINDSO | TotalAnnualMaxCapacityInvestment | 2039 | 13.83 | override | 2026-05-26T22:45:13.028126
B_Optimised_VRE | Secondary Techs | TRNINDEAINDSO | TotalAnnualMaxCapacityInvestment | 2040 | 13.83 | override | 2026-05-26T22:45:13.028126
B_Optimised_VRE | Secondary Techs | TRNINDEAINDSO | TotalAnnualMaxCapacityInvestment | 2041 | 13.83 | override | 2026-05-26T22:45:13.028126
B_Optimised_VRE | Secondary Techs | TRNINDEAINDSO | TotalAnnualMaxCapacityInvestment | 2042 | 13.83 | override | 2026-05-26T22:45:13.028126
B_Optimised_VRE | Secondary Techs | TRNINDEAINDSO | TotalAnnualMaxCapacityInvestment | 2043 | 13.83 | override | 2026-05-26T22:45:13.028126
B_Optimised_VRE | Secondary Techs | TRNINDEAINDSO | TotalAnnualMaxCapacityInvestment | 2044 | 13.83 | override | 2026-05-26T22:45:13.028126
B_Optimised_VRE | Secondary Techs | TRNINDEAINDSO | TotalAnnualMaxCapacityInvestment | 2045 | 13.83 | override | 2026-05-26T22:45:13.028126
B_Optimised_VRE | Secondary Techs | TRNINDEAINDSO | TotalAnnualMaxCapacityInvestment | 2046 | 13.83 | override | 2026-05-26T22:45:13.028126
B_Optimised_VRE | Secondary Techs | TRNINDEAINDSO | TotalAnnualMaxCapacityInvestment | 2047 | 13.83 | override | 2026-05-26T22:45:13.028126
B_Optimised_VRE | Secondary Techs | TRNINDEAINDSO | TotalAnnualMaxCapacityInvestment | 2048 | 13.83 | override | 2026-05-26T22:45:13.028126
B_Optimised_VRE | Secondary Techs | TRNINDEAINDSO | TotalAnnualMaxCapacityInvestment | 2049 | 13.83 | override | 2026-05-26T22:45:13.028126
B_Optimised_VRE | Secondary Techs | TRNINDEAINDSO | TotalAnnualMaxCapacityInvestment | 2050 | 13.83 | override | 2026-05-26T22:45:13.028126
B_Optimised_VRE | Secondary Techs | TRNINDNOINDWE | TotalAnnualMaxCapacityInvestment | 2023 | 55.08 | multiplicative | 2026-05-26T22:45:13.028126
B_Optimised_VRE | Secondary Techs | TRNINDNOINDWE | TotalAnnualMaxCapacityInvestment | 2024 | 55.08 | multiplicative | 2026-05-26T22:45:13.028126
B_Optimised_VRE | Secondary Techs | TRNINDNOINDWE | TotalAnnualMaxCapacityInvestment | 2025 | 55.08 | multiplicative | 2026-05-26T22:45:13.028126
B_Optimised_VRE | Secondary Techs | TRNINDNOINDWE | TotalAnnualMaxCapacityInvestment | 2026 | 55.08 | multiplicative | 2026-05-26T22:45:13.028126
B_Optimised_VRE | Secondary Techs | TRNINDNOINDWE | TotalAnnualMaxCapacityInvestment | 2027 | 55.08 | multiplicative | 2026-05-26T22:45:13.028126
B_Optimised_VRE | Secondary Techs | TRNINDNOINDWE | TotalAnnualMaxCapacityInvestment | 2028 | 55.08 | multiplicative | 2026-05-26T22:45:13.028126
B_Optimised_VRE | Secondary Techs | TRNINDNOINDWE | TotalAnnualMaxCapacityInvestment | 2029 | 55.08 | multiplicative | 2026-05-26T22:45:13.028126
B_Optimised_VRE | Secondary Techs | TRNINDNOINDWE | TotalAnnualMaxCapacityInvestment | 2030 | 55.08 | multiplicative | 2026-05-26T22:45:13.028126
B_Optimised_VRE | Secondary Techs | TRNINDNOINDWE | TotalAnnualMaxCapacityInvestment | 2031 | 55.08 | multiplicative | 2026-05-26T22:45:13.028126
B_Optimised_VRE | Secondary Techs | TRNINDNOINDWE | TotalAnnualMaxCapacityInvestment | 2032 | 55.08 | multiplicative | 2026-05-26T22:45:13.028126
B_Optimised_VRE | Secondary Techs | TRNINDNOINDWE | TotalAnnualMaxCapacityInvestment | 2033 | 55.08 | multiplicative | 2026-05-26T22:45:13.028126
B_Optimised_VRE | Secondary Techs | TRNINDNOINDWE | TotalAnnualMaxCapacityInvestment | 2034 | 55.08 | multiplicative | 2026-05-26T22:45:13.028126
B_Optimised_VRE | Secondary Techs | TRNINDNOINDWE | TotalAnnualMaxCapacityInvestment | 2035 | 55.08 | multiplicative | 2026-05-26T22:45:13.028126
B_Optimised_VRE | Secondary Techs | TRNINDNOINDWE | TotalAnnualMaxCapacityInvestment | 2036 | 55.08 | multiplicative | 2026-05-26T22:45:13.028126
B_Optimised_VRE | Secondary Techs | TRNINDNOINDWE | TotalAnnualMaxCapacityInvestment | 2037 | 55.08 | multiplicative | 2026-05-26T22:45:13.028126
B_Optimised_VRE | Secondary Techs | TRNINDNOINDWE | TotalAnnualMaxCapacityInvestment | 2038 | 55.08 | multiplicative | 2026-05-26T22:45:13.028126
B_Optimised_VRE | Secondary Techs | TRNINDNOINDWE | TotalAnnualMaxCapacityInvestment | 2039 | 55.08 | multiplicative | 2026-05-26T22:45:13.028126
B_Optimised_VRE | Secondary Techs | TRNINDNOINDWE | TotalAnnualMaxCapacityInvestment | 2040 | 55.08 | multiplicative | 2026-05-26T22:45:13.028126
B_Optimised_VRE | Secondary Techs | TRNINDNOINDWE | TotalAnnualMaxCapacityInvestment | 2041 | 55.08 | multiplicative | 2026-05-26T22:45:13.028126
B_Optimised_VRE | Secondary Techs | TRNINDNOINDWE | TotalAnnualMaxCapacityInvestment | 2042 | 55.08 | multiplicative | 2026-05-26T22:45:13.028126
B_Optimised_VRE | Secondary Techs | TRNINDNOINDWE | TotalAnnualMaxCapacityInvestment | 2043 | 55.08 | multiplicative | 2026-05-26T22:45:13.028126
B_Optimised_VRE | Secondary Techs | TRNINDNOINDWE | TotalAnnualMaxCapacityInvestment | 2044 | 55.08 | multiplicative | 2026-05-26T22:45:13.028126
B_Optimised_VRE | Secondary Techs | TRNINDNOINDWE | TotalAnnualMaxCapacityInvestment | 2045 | 55.08 | multiplicative | 2026-05-26T22:45:13.028126
B_Optimised_VRE | Secondary Techs | TRNINDNOINDWE | TotalAnnualMaxCapacityInvestment | 2046 | 55.08 | multiplicative | 2026-05-26T22:45:13.028126
B_Optimised_VRE | Secondary Techs | TRNINDNOINDWE | TotalAnnualMaxCapacityInvestment | 2047 | 55.08 | multiplicative | 2026-05-26T22:45:13.028126
B_Optimised_VRE | Secondary Techs | TRNINDNOINDWE | TotalAnnualMaxCapacityInvestment | 2048 | 55.08 | multiplicative | 2026-05-26T22:45:13.028126
B_Optimised_VRE | Secondary Techs | TRNINDNOINDWE | TotalAnnualMaxCapacityInvestment | 2049 | 55.08 | multiplicative | 2026-05-26T22:45:13.028126
B_Optimised_VRE | Secondary Techs | TRNINDNOINDWE | TotalAnnualMaxCapacityInvestment | 2050 | 55.08 | multiplicative | 2026-05-26T22:45:13.028126
B_Optimised_VRE | Secondary Techs | TRNBGDXXINDNE | TotalAnnualMaxCapacityInvestment | 2023 | 0.16 | override | 2026-05-26T22:45:13.028126
B_Optimised_VRE | Secondary Techs | TRNBGDXXINDNE | TotalAnnualMaxCapacityInvestment | 2024 | 0.36 | override | 2026-05-26T22:45:13.028126
B_Optimised_VRE | Secondary Techs | TRNBGDXXINDNE | TotalAnnualMaxCapacityInvestment | 2025 | 0.56 | override | 2026-05-26T22:45:13.028126
B_Optimised_VRE | Secondary Techs | TRNBGDXXINDNE | TotalAnnualMaxCapacityInvestment | 2026 | 0.76 | override | 2026-05-26T22:45:13.028126
B_Optimised_VRE | Secondary Techs | TRNBGDXXINDNE | TotalAnnualMaxCapacityInvestment | 2027 | 0.96 | override | 2026-05-26T22:45:13.028126
B_Optimised_VRE | Secondary Techs | TRNBGDXXINDNE | TotalAnnualMaxCapacityInvestment | 2028 | 1.16 | override | 2026-05-26T22:45:13.028126
B_Optimised_VRE | Secondary Techs | TRNBGDXXINDNE | TotalAnnualMaxCapacityInvestment | 2029 | 1.3475 | override | 2026-05-26T22:45:13.028126
B_Optimised_VRE | Secondary Techs | TRNBGDXXINDNE | TotalAnnualMaxCapacityInvestment | 2030 | 1.535 | override | 2026-05-26T22:45:13.028126
B_Optimised_VRE | Secondary Techs | TRNBGDXXINDNE | TotalAnnualMaxCapacityInvestment | 2031 | 1.7225 | override | 2026-05-26T22:45:13.028126
B_Optimised_VRE | Secondary Techs | TRNBGDXXINDNE | TotalAnnualMaxCapacityInvestment | 2032 | 1.91 | override | 2026-05-26T22:45:13.028126
B_Optimised_VRE | Secondary Techs | TRNBGDXXINDNE | TotalAnnualMaxCapacityInvestment | 2033 | 2.16 | override | 2026-05-26T22:45:13.028126
B_Optimised_VRE | Secondary Techs | TRNBGDXXINDNE | TotalAnnualMaxCapacityInvestment | 2034 | 2.41 | override | 2026-05-26T22:45:13.028126
B_Optimised_VRE | Secondary Techs | TRNBGDXXINDNE | TotalAnnualMaxCapacityInvestment | 2035 | 2.66 | override | 2026-05-26T22:45:13.028126
B_Optimised_VRE | Secondary Techs | TRNBGDXXINDNE | TotalAnnualMaxCapacityInvestment | 2036 | 2.66 | override | 2026-05-26T22:45:13.028126
B_Optimised_VRE | Secondary Techs | TRNBGDXXINDNE | TotalAnnualMaxCapacityInvestment | 2037 | 2.66 | override | 2026-05-26T22:45:13.028126
B_Optimised_VRE | Secondary Techs | TRNBGDXXINDNE | TotalAnnualMaxCapacityInvestment | 2038 | 2.66 | override | 2026-05-26T22:45:13.028126
B_Optimised_VRE | Secondary Techs | TRNBGDXXINDNE | TotalAnnualMaxCapacityInvestment | 2039 | 2.66 | override | 2026-05-26T22:45:13.028126
B_Optimised_VRE | Secondary Techs | TRNBGDXXINDNE | TotalAnnualMaxCapacityInvestment | 2040 | 2.66 | override | 2026-05-26T22:45:13.028126
B_Optimised_VRE | Secondary Techs | TRNBGDXXINDNE | TotalAnnualMaxCapacityInvestment | 2041 | 2.66 | override | 2026-05-26T22:45:13.028126
B_Optimised_VRE | Secondary Techs | TRNBGDXXINDNE | TotalAnnualMaxCapacityInvestment | 2042 | 2.66 | override | 2026-05-26T22:45:13.028126
B_Optimised_VRE | Secondary Techs | TRNBGDXXINDNE | TotalAnnualMaxCapacityInvestment | 2043 | 2.66 | override | 2026-05-26T22:45:13.028126
B_Optimised_VRE | Secondary Techs | TRNBGDXXINDNE | TotalAnnualMaxCapacityInvestment | 2044 | 2.66 | override | 2026-05-26T22:45:13.028126
B_Optimised_VRE | Secondary Techs | TRNBGDXXINDNE | TotalAnnualMaxCapacityInvestment | 2045 | 2.66 | override | 2026-05-26T22:45:13.028126
B_Optimised_VRE | Secondary Techs | TRNBGDXXINDNE | TotalAnnualMaxCapacityInvestment | 2046 | 2.66 | override | 2026-05-26T22:45:13.028126
B_Optimised_VRE | Secondary Techs | TRNBGDXXINDNE | TotalAnnualMaxCapacityInvestment | 2047 | 2.66 | override | 2026-05-26T22:45:13.028126
B_Optimised_VRE | Secondary Techs | TRNBGDXXINDNE | TotalAnnualMaxCapacityInvestment | 2048 | 2.66 | override | 2026-05-26T22:45:13.028126
B_Optimised_VRE | Secondary Techs | TRNBGDXXINDNE | TotalAnnualMaxCapacityInvestment | 2049 | 2.66 | override | 2026-05-26T22:45:13.028126
B_Optimised_VRE | Secondary Techs | TRNBGDXXINDNE | TotalAnnualMaxCapacityInvestment | 2050 | 2.66 | override | 2026-05-26T22:45:13.028126
B_Optimised_VRE | Secondary Techs | TRNINDEANPLXX | TotalAnnualMaxCapacityInvestment | 2023 | 1.35 | override | 2026-05-26T22:45:13.028126
B_Optimised_VRE | Secondary Techs | TRNINDEANPLXX | TotalAnnualMaxCapacityInvestment | 2024 | 1.6 | override | 2026-05-26T22:45:13.028126
B_Optimised_VRE | Secondary Techs | TRNINDEANPLXX | TotalAnnualMaxCapacityInvestment | 2025 | 1.85 | override | 2026-05-26T22:45:13.028126
B_Optimised_VRE | Secondary Techs | TRNINDEANPLXX | TotalAnnualMaxCapacityInvestment | 2026 | 2.1 | override | 2026-05-26T22:45:13.028126
B_Optimised_VRE | Secondary Techs | TRNINDEANPLXX | TotalAnnualMaxCapacityInvestment | 2027 | 2.35 | override | 2026-05-26T22:45:13.028126
B_Optimised_VRE | Secondary Techs | TRNINDEANPLXX | TotalAnnualMaxCapacityInvestment | 2028 | 3.0167 | override | 2026-05-26T22:45:13.028126
B_Optimised_VRE | Secondary Techs | TRNINDEANPLXX | TotalAnnualMaxCapacityInvestment | 2029 | 3.6833 | override | 2026-05-26T22:45:13.028126
B_Optimised_VRE | Secondary Techs | TRNINDEANPLXX | TotalAnnualMaxCapacityInvestment | 2030 | 4.35 | override | 2026-05-26T22:45:13.028126
B_Optimised_VRE | Secondary Techs | TRNINDEANPLXX | TotalAnnualMaxCapacityInvestment | 2031 | 4.35 | override | 2026-05-26T22:45:13.028126
B_Optimised_VRE | Secondary Techs | TRNINDEANPLXX | TotalAnnualMaxCapacityInvestment | 2032 | 4.35 | override | 2026-05-26T22:45:13.028126
B_Optimised_VRE | Secondary Techs | TRNINDEANPLXX | TotalAnnualMaxCapacityInvestment | 2033 | 4.35 | override | 2026-05-26T22:45:13.028126
B_Optimised_VRE | Secondary Techs | TRNINDEANPLXX | TotalAnnualMaxCapacityInvestment | 2034 | 4.35 | override | 2026-05-26T22:45:13.028126
B_Optimised_VRE | Secondary Techs | TRNINDEANPLXX | TotalAnnualMaxCapacityInvestment | 2035 | 4.35 | override | 2026-05-26T22:45:13.028126
B_Optimised_VRE | Secondary Techs | TRNINDEANPLXX | TotalAnnualMaxCapacityInvestment | 2036 | 4.35 | override | 2026-05-26T22:45:13.028126
B_Optimised_VRE | Secondary Techs | TRNINDEANPLXX | TotalAnnualMaxCapacityInvestment | 2037 | 4.35 | override | 2026-05-26T22:45:13.028126
B_Optimised_VRE | Secondary Techs | TRNINDEANPLXX | TotalAnnualMaxCapacityInvestment | 2038 | 4.35 | override | 2026-05-26T22:45:13.028126
B_Optimised_VRE | Secondary Techs | TRNINDEANPLXX | TotalAnnualMaxCapacityInvestment | 2039 | 4.35 | override | 2026-05-26T22:45:13.028126
B_Optimised_VRE | Secondary Techs | TRNINDEANPLXX | TotalAnnualMaxCapacityInvestment | 2040 | 4.35 | override | 2026-05-26T22:45:13.028126
B_Optimised_VRE | Secondary Techs | TRNINDEANPLXX | TotalAnnualMaxCapacityInvestment | 2041 | 4.35 | override | 2026-05-26T22:45:13.028126
B_Optimised_VRE | Secondary Techs | TRNINDEANPLXX | TotalAnnualMaxCapacityInvestment | 2042 | 4.35 | override | 2026-05-26T22:45:13.028126
B_Optimised_VRE | Secondary Techs | TRNINDEANPLXX | TotalAnnualMaxCapacityInvestment | 2043 | 4.35 | override | 2026-05-26T22:45:13.028126
B_Optimised_VRE | Secondary Techs | TRNINDEANPLXX | TotalAnnualMaxCapacityInvestment | 2044 | 4.35 | override | 2026-05-26T22:45:13.028126
B_Optimised_VRE | Secondary Techs | TRNINDEANPLXX | TotalAnnualMaxCapacityInvestment | 2045 | 4.35 | override | 2026-05-26T22:45:13.028126
B_Optimised_VRE | Secondary Techs | TRNINDEANPLXX | TotalAnnualMaxCapacityInvestment | 2046 | 4.35 | override | 2026-05-26T22:45:13.028126
B_Optimised_VRE | Secondary Techs | TRNINDEANPLXX | TotalAnnualMaxCapacityInvestment | 2047 | 4.35 | override | 2026-05-26T22:45:13.028126
B_Optimised_VRE | Secondary Techs | TRNINDEANPLXX | TotalAnnualMaxCapacityInvestment | 2048 | 4.35 | override | 2026-05-26T22:45:13.028126
B_Optimised_VRE | Secondary Techs | TRNINDEANPLXX | TotalAnnualMaxCapacityInvestment | 2049 | 4.35 | override | 2026-05-26T22:45:13.028126
B_Optimised_VRE | Secondary Techs | TRNINDEANPLXX | TotalAnnualMaxCapacityInvestment | 2050 | 4.35 | override | 2026-05-26T22:45:13.028126
B_Optimised_VRE | Secondary Techs | TRNLKAXXMDVXX | TotalAnnualMaxCapacityInvestment | 2023 | 0 | override | 2026-05-26T22:45:13.028126
B_Optimised_VRE | Secondary Techs | TRNLKAXXMDVXX | TotalAnnualMaxCapacityInvestment | 2024 | 0 | override | 2026-05-26T22:45:13.028126
B_Optimised_VRE | Secondary Techs | TRNLKAXXMDVXX | TotalAnnualMaxCapacityInvestment | 2025 | 0 | override | 2026-05-26T22:45:13.028126
B_Optimised_VRE | Secondary Techs | TRNLKAXXMDVXX | TotalAnnualMaxCapacityInvestment | 2026 | 0 | override | 2026-05-26T22:45:13.028126
B_Optimised_VRE | Secondary Techs | TRNLKAXXMDVXX | TotalAnnualMaxCapacityInvestment | 2027 | 0 | override | 2026-05-26T22:45:13.028126
B_Optimised_VRE | Secondary Techs | TRNLKAXXMDVXX | TotalAnnualMaxCapacityInvestment | 2028 | 0 | override | 2026-05-26T22:45:13.028126
B_Optimised_VRE | Secondary Techs | TRNLKAXXMDVXX | TotalAnnualMaxCapacityInvestment | 2029 | 0 | override | 2026-05-26T22:45:13.028126
B_Optimised_VRE | Secondary Techs | TRNLKAXXMDVXX | TotalAnnualMaxCapacityInvestment | 2030 | 0 | override | 2026-05-26T22:45:13.028126
B_Optimised_VRE | Secondary Techs | TRNLKAXXMDVXX | TotalAnnualMaxCapacityInvestment | 2031 | 0 | override | 2026-05-26T22:45:13.028126
B_Optimised_VRE | Secondary Techs | TRNLKAXXMDVXX | TotalAnnualMaxCapacityInvestment | 2032 | 0 | override | 2026-05-26T22:45:13.028126
B_Optimised_VRE | Secondary Techs | TRNLKAXXMDVXX | TotalAnnualMaxCapacityInvestment | 2033 | 0 | override | 2026-05-26T22:45:13.028126
B_Optimised_VRE | Secondary Techs | TRNLKAXXMDVXX | TotalAnnualMaxCapacityInvestment | 2034 | 0 | override | 2026-05-26T22:45:13.028126
B_Optimised_VRE | Secondary Techs | TRNLKAXXMDVXX | TotalAnnualMaxCapacityInvestment | 2035 | 0 | override | 2026-05-26T22:45:13.028126
B_Optimised_VRE | Secondary Techs | TRNLKAXXMDVXX | TotalAnnualMaxCapacityInvestment | 2036 | 0 | override | 2026-05-26T22:45:13.028126
B_Optimised_VRE | Secondary Techs | TRNLKAXXMDVXX | TotalAnnualMaxCapacityInvestment | 2037 | 0 | override | 2026-05-26T22:45:13.028126
B_Optimised_VRE | Secondary Techs | TRNLKAXXMDVXX | TotalAnnualMaxCapacityInvestment | 2038 | 0 | override | 2026-05-26T22:45:13.028126
B_Optimised_VRE | Secondary Techs | TRNLKAXXMDVXX | TotalAnnualMaxCapacityInvestment | 2039 | 0 | override | 2026-05-26T22:45:13.028126
B_Optimised_VRE | Secondary Techs | TRNLKAXXMDVXX | TotalAnnualMaxCapacityInvestment | 2040 | 0 | override | 2026-05-26T22:45:13.028126
B_Optimised_VRE | Secondary Techs | TRNLKAXXMDVXX | TotalAnnualMaxCapacityInvestment | 2041 | 0 | override | 2026-05-26T22:45:13.028126
B_Optimised_VRE | Secondary Techs | TRNLKAXXMDVXX | TotalAnnualMaxCapacityInvestment | 2042 | 0 | override | 2026-05-26T22:45:13.028126
B_Optimised_VRE | Secondary Techs | TRNLKAXXMDVXX | TotalAnnualMaxCapacityInvestment | 2043 | 0 | override | 2026-05-26T22:45:13.028126
B_Optimised_VRE | Secondary Techs | TRNLKAXXMDVXX | TotalAnnualMaxCapacityInvestment | 2044 | 0 | override | 2026-05-26T22:45:13.028126
B_Optimised_VRE | Secondary Techs | TRNLKAXXMDVXX | TotalAnnualMaxCapacityInvestment | 2045 | 0 | override | 2026-05-26T22:45:13.028126
B_Optimised_VRE | Secondary Techs | TRNLKAXXMDVXX | TotalAnnualMaxCapacityInvestment | 2046 | 0 | override | 2026-05-26T22:45:13.028126
B_Optimised_VRE | Secondary Techs | TRNLKAXXMDVXX | TotalAnnualMaxCapacityInvestment | 2047 | 0 | override | 2026-05-26T22:45:13.028126
B_Optimised_VRE | Secondary Techs | TRNLKAXXMDVXX | TotalAnnualMaxCapacityInvestment | 2048 | 0 | override | 2026-05-26T22:45:13.028126
B_Optimised_VRE | Secondary Techs | TRNLKAXXMDVXX | TotalAnnualMaxCapacityInvestment | 2049 | 0 | override | 2026-05-26T22:45:13.028126
B_Optimised_VRE | Secondary Techs | TRNLKAXXMDVXX | TotalAnnualMaxCapacityInvestment | 2050 | 0 | override | 2026-05-26T22:45:13.028126
B_Optimised_VRE | Secondary Techs | TRNINDNONPLXX | TotalAnnualMaxCapacityInvestment | 2023 | 1.2 | override_clamped_to_rescap | 2026-05-26T22:45:13.028126
B_Optimised_VRE | Secondary Techs | TRNINDNONPLXX | TotalAnnualMaxCapacityInvestment | 2024 | 1.2 | override_clamped_to_rescap | 2026-05-26T22:45:13.028126
B_Optimised_VRE | Secondary Techs | TRNINDNONPLXX | TotalAnnualMaxCapacityInvestment | 2025 | 1.5 | override | 2026-05-26T22:45:13.028126
B_Optimised_VRE | Secondary Techs | TRNINDNONPLXX | TotalAnnualMaxCapacityInvestment | 2026 | 1.8833 | override | 2026-05-26T22:45:13.028126
B_Optimised_VRE | Secondary Techs | TRNINDNONPLXX | TotalAnnualMaxCapacityInvestment | 2027 | 2.2667 | override | 2026-05-26T22:45:13.028126
B_Optimised_VRE | Secondary Techs | TRNINDNONPLXX | TotalAnnualMaxCapacityInvestment | 2028 | 2.65 | override | 2026-05-26T22:45:13.028126
B_Optimised_VRE | Secondary Techs | TRNINDNONPLXX | TotalAnnualMaxCapacityInvestment | 2029 | 2.65 | override | 2026-05-26T22:45:13.028126
B_Optimised_VRE | Secondary Techs | TRNINDNONPLXX | TotalAnnualMaxCapacityInvestment | 2030 | 2.65 | override | 2026-05-26T22:45:13.028126
B_Optimised_VRE | Secondary Techs | TRNINDNONPLXX | TotalAnnualMaxCapacityInvestment | 2031 | 2.65 | override | 2026-05-26T22:45:13.028126
B_Optimised_VRE | Secondary Techs | TRNINDNONPLXX | TotalAnnualMaxCapacityInvestment | 2032 | 2.65 | override | 2026-05-26T22:45:13.028126
B_Optimised_VRE | Secondary Techs | TRNINDNONPLXX | TotalAnnualMaxCapacityInvestment | 2033 | 2.65 | override | 2026-05-26T22:45:13.028126
B_Optimised_VRE | Secondary Techs | TRNINDNONPLXX | TotalAnnualMaxCapacityInvestment | 2034 | 2.65 | override | 2026-05-26T22:45:13.028126
B_Optimised_VRE | Secondary Techs | TRNINDNONPLXX | TotalAnnualMaxCapacityInvestment | 2035 | 2.65 | override | 2026-05-26T22:45:13.028126
B_Optimised_VRE | Secondary Techs | TRNINDNONPLXX | TotalAnnualMaxCapacityInvestment | 2036 | 2.65 | override | 2026-05-26T22:45:13.028126
B_Optimised_VRE | Secondary Techs | TRNINDNONPLXX | TotalAnnualMaxCapacityInvestment | 2037 | 2.65 | override | 2026-05-26T22:45:13.028126
B_Optimised_VRE | Secondary Techs | TRNINDNONPLXX | TotalAnnualMaxCapacityInvestment | 2038 | 2.65 | override | 2026-05-26T22:45:13.028126
B_Optimised_VRE | Secondary Techs | TRNINDNONPLXX | TotalAnnualMaxCapacityInvestment | 2039 | 2.65 | override | 2026-05-26T22:45:13.028126
B_Optimised_VRE | Secondary Techs | TRNINDNONPLXX | TotalAnnualMaxCapacityInvestment | 2040 | 2.65 | override | 2026-05-26T22:45:13.028126
B_Optimised_VRE | Secondary Techs | TRNINDNONPLXX | TotalAnnualMaxCapacityInvestment | 2041 | 2.65 | override | 2026-05-26T22:45:13.028126
B_Optimised_VRE | Secondary Techs | TRNINDNONPLXX | TotalAnnualMaxCapacityInvestment | 2042 | 2.65 | override | 2026-05-26T22:45:13.028126
B_Optimised_VRE | Secondary Techs | TRNINDNONPLXX | TotalAnnualMaxCapacityInvestment | 2043 | 2.65 | override | 2026-05-26T22:45:13.028126
B_Optimised_VRE | Secondary Techs | TRNINDNONPLXX | TotalAnnualMaxCapacityInvestment | 2044 | 2.65 | override | 2026-05-26T22:45:13.028126
B_Optimised_VRE | Secondary Techs | TRNINDNONPLXX | TotalAnnualMaxCapacityInvestment | 2045 | 2.65 | override | 2026-05-26T22:45:13.028126
B_Optimised_VRE | Secondary Techs | TRNINDNONPLXX | TotalAnnualMaxCapacityInvestment | 2046 | 2.65 | override | 2026-05-26T22:45:13.028126
B_Optimised_VRE | Secondary Techs | TRNINDNONPLXX | TotalAnnualMaxCapacityInvestment | 2047 | 2.65 | override | 2026-05-26T22:45:13.028126
B_Optimised_VRE | Secondary Techs | TRNINDNONPLXX | TotalAnnualMaxCapacityInvestment | 2048 | 2.65 | override | 2026-05-26T22:45:13.028126
B_Optimised_VRE | Secondary Techs | TRNINDNONPLXX | TotalAnnualMaxCapacityInvestment | 2049 | 2.65 | override | 2026-05-26T22:45:13.028126
B_Optimised_VRE | Secondary Techs | TRNINDNONPLXX | TotalAnnualMaxCapacityInvestment | 2050 | 2.65 | override | 2026-05-26T22:45:13.028126
B_Optimised_VRE | Secondary Techs | TRNINDSOINDWE | TotalAnnualMaxCapacityInvestment | 2023 | 18.12 | override | 2026-05-26T22:45:13.028126
B_Optimised_VRE | Secondary Techs | TRNINDSOINDWE | TotalAnnualMaxCapacityInvestment | 2024 | 19.12 | override | 2026-05-26T22:45:13.028126
B_Optimised_VRE | Secondary Techs | TRNINDSOINDWE | TotalAnnualMaxCapacityInvestment | 2025 | 20.12 | override | 2026-05-26T22:45:13.028126
B_Optimised_VRE | Secondary Techs | TRNINDSOINDWE | TotalAnnualMaxCapacityInvestment | 2026 | 21.12 | override | 2026-05-26T22:45:13.028126
B_Optimised_VRE | Secondary Techs | TRNINDSOINDWE | TotalAnnualMaxCapacityInvestment | 2027 | 22.12 | override | 2026-05-26T22:45:13.028126
B_Optimised_VRE | Secondary Techs | TRNINDSOINDWE | TotalAnnualMaxCapacityInvestment | 2028 | 23.12 | override | 2026-05-26T22:45:13.028126
B_Optimised_VRE | Secondary Techs | TRNINDSOINDWE | TotalAnnualMaxCapacityInvestment | 2029 | 23.12 | override | 2026-05-26T22:45:13.028126
B_Optimised_VRE | Secondary Techs | TRNINDSOINDWE | TotalAnnualMaxCapacityInvestment | 2030 | 23.12 | override | 2026-05-26T22:45:13.028126
B_Optimised_VRE | Secondary Techs | TRNINDSOINDWE | TotalAnnualMaxCapacityInvestment | 2031 | 23.12 | override | 2026-05-26T22:45:13.028126
B_Optimised_VRE | Secondary Techs | TRNINDSOINDWE | TotalAnnualMaxCapacityInvestment | 2032 | 23.12 | override | 2026-05-26T22:45:13.028126
B_Optimised_VRE | Secondary Techs | TRNINDSOINDWE | TotalAnnualMaxCapacityInvestment | 2033 | 23.12 | override | 2026-05-26T22:45:13.028126
B_Optimised_VRE | Secondary Techs | TRNINDSOINDWE | TotalAnnualMaxCapacityInvestment | 2034 | 23.12 | override | 2026-05-26T22:45:13.028126
B_Optimised_VRE | Secondary Techs | TRNINDSOINDWE | TotalAnnualMaxCapacityInvestment | 2035 | 23.12 | override | 2026-05-26T22:45:13.028126
B_Optimised_VRE | Secondary Techs | TRNINDSOINDWE | TotalAnnualMaxCapacityInvestment | 2036 | 23.12 | override | 2026-05-26T22:45:13.028126
B_Optimised_VRE | Secondary Techs | TRNINDSOINDWE | TotalAnnualMaxCapacityInvestment | 2037 | 23.12 | override | 2026-05-26T22:45:13.028126
B_Optimised_VRE | Secondary Techs | TRNINDSOINDWE | TotalAnnualMaxCapacityInvestment | 2038 | 23.12 | override | 2026-05-26T22:45:13.028126
B_Optimised_VRE | Secondary Techs | TRNINDSOINDWE | TotalAnnualMaxCapacityInvestment | 2039 | 23.12 | override | 2026-05-26T22:45:13.028126
B_Optimised_VRE | Secondary Techs | TRNINDSOINDWE | TotalAnnualMaxCapacityInvestment | 2040 | 23.12 | override | 2026-05-26T22:45:13.028126
B_Optimised_VRE | Secondary Techs | TRNINDSOINDWE | TotalAnnualMaxCapacityInvestment | 2041 | 23.12 | override | 2026-05-26T22:45:13.028126
B_Optimised_VRE | Secondary Techs | TRNINDSOINDWE | TotalAnnualMaxCapacityInvestment | 2042 | 23.12 | override | 2026-05-26T22:45:13.028126
B_Optimised_VRE | Secondary Techs | TRNINDSOINDWE | TotalAnnualMaxCapacityInvestment | 2043 | 23.12 | override | 2026-05-26T22:45:13.028126
B_Optimised_VRE | Secondary Techs | TRNINDSOINDWE | TotalAnnualMaxCapacityInvestment | 2044 | 23.12 | override | 2026-05-26T22:45:13.028126
B_Optimised_VRE | Secondary Techs | TRNINDSOINDWE | TotalAnnualMaxCapacityInvestment | 2045 | 23.12 | override | 2026-05-26T22:45:13.028126
B_Optimised_VRE | Secondary Techs | TRNINDSOINDWE | TotalAnnualMaxCapacityInvestment | 2046 | 23.12 | override | 2026-05-26T22:45:13.028126
B_Optimised_VRE | Secondary Techs | TRNINDSOINDWE | TotalAnnualMaxCapacityInvestment | 2047 | 23.12 | override | 2026-05-26T22:45:13.028126
B_Optimised_VRE | Secondary Techs | TRNINDSOINDWE | TotalAnnualMaxCapacityInvestment | 2048 | 23.12 | override | 2026-05-26T22:45:13.028126
B_Optimised_VRE | Secondary Techs | TRNINDSOINDWE | TotalAnnualMaxCapacityInvestment | 2049 | 23.12 | override | 2026-05-26T22:45:13.028126
B_Optimised_VRE | Secondary Techs | TRNINDSOINDWE | TotalAnnualMaxCapacityInvestment | 2050 | 23.12 | override | 2026-05-26T22:45:13.028126
B_Optimised_VRE | Secondary Techs | TRNINDEAINDNO | TotalAnnualMaxCapacityInvestment | 2023 | 22.53 | override | 2026-05-26T22:45:13.028126
B_Optimised_VRE | Secondary Techs | TRNINDEAINDNO | TotalAnnualMaxCapacityInvestment | 2024 | 23.03 | override | 2026-05-26T22:45:13.028126
B_Optimised_VRE | Secondary Techs | TRNINDEAINDNO | TotalAnnualMaxCapacityInvestment | 2025 | 23.53 | override | 2026-05-26T22:45:13.028126
B_Optimised_VRE | Secondary Techs | TRNINDEAINDNO | TotalAnnualMaxCapacityInvestment | 2026 | 24.03 | override | 2026-05-26T22:45:13.028126
B_Optimised_VRE | Secondary Techs | TRNINDEAINDNO | TotalAnnualMaxCapacityInvestment | 2027 | 24.53 | override | 2026-05-26T22:45:13.028126
B_Optimised_VRE | Secondary Techs | TRNINDEAINDNO | TotalAnnualMaxCapacityInvestment | 2028 | 25.03 | override | 2026-05-26T22:45:13.028126
B_Optimised_VRE | Secondary Techs | TRNINDEAINDNO | TotalAnnualMaxCapacityInvestment | 2029 | 25.53 | override | 2026-05-26T22:45:13.028126
B_Optimised_VRE | Secondary Techs | TRNINDEAINDNO | TotalAnnualMaxCapacityInvestment | 2030 | 25.53 | override | 2026-05-26T22:45:13.028126
B_Optimised_VRE | Secondary Techs | TRNINDEAINDNO | TotalAnnualMaxCapacityInvestment | 2031 | 25.53 | override | 2026-05-26T22:45:13.028126
B_Optimised_VRE | Secondary Techs | TRNINDEAINDNO | TotalAnnualMaxCapacityInvestment | 2032 | 25.53 | override | 2026-05-26T22:45:13.028126
B_Optimised_VRE | Secondary Techs | TRNINDEAINDNO | TotalAnnualMaxCapacityInvestment | 2033 | 25.53 | override | 2026-05-26T22:45:13.028126
B_Optimised_VRE | Secondary Techs | TRNINDEAINDNO | TotalAnnualMaxCapacityInvestment | 2034 | 25.53 | override | 2026-05-26T22:45:13.028126
B_Optimised_VRE | Secondary Techs | TRNINDEAINDNO | TotalAnnualMaxCapacityInvestment | 2035 | 25.53 | override | 2026-05-26T22:45:13.028126
B_Optimised_VRE | Secondary Techs | TRNINDEAINDNO | TotalAnnualMaxCapacityInvestment | 2036 | 25.53 | override | 2026-05-26T22:45:13.028126
B_Optimised_VRE | Secondary Techs | TRNINDEAINDNO | TotalAnnualMaxCapacityInvestment | 2037 | 25.53 | override | 2026-05-26T22:45:13.028126
B_Optimised_VRE | Secondary Techs | TRNINDEAINDNO | TotalAnnualMaxCapacityInvestment | 2038 | 25.53 | override | 2026-05-26T22:45:13.028126
B_Optimised_VRE | Secondary Techs | TRNINDEAINDNO | TotalAnnualMaxCapacityInvestment | 2039 | 25.53 | override | 2026-05-26T22:45:13.028126
B_Optimised_VRE | Secondary Techs | TRNINDEAINDNO | TotalAnnualMaxCapacityInvestment | 2040 | 25.53 | override | 2026-05-26T22:45:13.028126
B_Optimised_VRE | Secondary Techs | TRNINDEAINDNO | TotalAnnualMaxCapacityInvestment | 2041 | 25.53 | override | 2026-05-26T22:45:13.028126
B_Optimised_VRE | Secondary Techs | TRNINDEAINDNO | TotalAnnualMaxCapacityInvestment | 2042 | 25.53 | override | 2026-05-26T22:45:13.028126
B_Optimised_VRE | Secondary Techs | TRNINDEAINDNO | TotalAnnualMaxCapacityInvestment | 2043 | 25.53 | override | 2026-05-26T22:45:13.028126
B_Optimised_VRE | Secondary Techs | TRNINDEAINDNO | TotalAnnualMaxCapacityInvestment | 2044 | 25.53 | override | 2026-05-26T22:45:13.028126
B_Optimised_VRE | Secondary Techs | TRNINDEAINDNO | TotalAnnualMaxCapacityInvestment | 2045 | 25.53 | override | 2026-05-26T22:45:13.028126
B_Optimised_VRE | Secondary Techs | TRNINDEAINDNO | TotalAnnualMaxCapacityInvestment | 2046 | 25.53 | override | 2026-05-26T22:45:13.028126
B_Optimised_VRE | Secondary Techs | TRNINDEAINDNO | TotalAnnualMaxCapacityInvestment | 2047 | 25.53 | override | 2026-05-26T22:45:13.028126
B_Optimised_VRE | Secondary Techs | TRNINDEAINDNO | TotalAnnualMaxCapacityInvestment | 2048 | 25.53 | override | 2026-05-26T22:45:13.028126
B_Optimised_VRE | Secondary Techs | TRNINDEAINDNO | TotalAnnualMaxCapacityInvestment | 2049 | 25.53 | override | 2026-05-26T22:45:13.028126
B_Optimised_VRE | Secondary Techs | TRNINDEAINDNO | TotalAnnualMaxCapacityInvestment | 2050 | 25.53 | override | 2026-05-26T22:45:13.028126
B_Optimised_VRE | Secondary Techs | TRNINDEAINDNE | TotalAnnualMaxCapacityInvestment | 2023 | 3.53 | override | 2026-05-26T22:45:13.028126
B_Optimised_VRE | Secondary Techs | TRNINDEAINDNE | TotalAnnualMaxCapacityInvestment | 2024 | 4.03 | override | 2026-05-26T22:45:13.028126
B_Optimised_VRE | Secondary Techs | TRNINDEAINDNE | TotalAnnualMaxCapacityInvestment | 2025 | 4.53 | override | 2026-05-26T22:45:13.028126
B_Optimised_VRE | Secondary Techs | TRNINDEAINDNE | TotalAnnualMaxCapacityInvestment | 2026 | 5.03 | override | 2026-05-26T22:45:13.028126
B_Optimised_VRE | Secondary Techs | TRNINDEAINDNE | TotalAnnualMaxCapacityInvestment | 2027 | 5.53 | override | 2026-05-26T22:45:13.028126
B_Optimised_VRE | Secondary Techs | TRNINDEAINDNE | TotalAnnualMaxCapacityInvestment | 2028 | 5.53 | override | 2026-05-26T22:45:13.028126
B_Optimised_VRE | Secondary Techs | TRNINDEAINDNE | TotalAnnualMaxCapacityInvestment | 2029 | 5.53 | override | 2026-05-26T22:45:13.028126
B_Optimised_VRE | Secondary Techs | TRNINDEAINDNE | TotalAnnualMaxCapacityInvestment | 2030 | 5.53 | override | 2026-05-26T22:45:13.028126
B_Optimised_VRE | Secondary Techs | TRNINDEAINDNE | TotalAnnualMaxCapacityInvestment | 2031 | 5.53 | override | 2026-05-26T22:45:13.028126
B_Optimised_VRE | Secondary Techs | TRNINDEAINDNE | TotalAnnualMaxCapacityInvestment | 2032 | 5.53 | override | 2026-05-26T22:45:13.028126
B_Optimised_VRE | Secondary Techs | TRNINDEAINDNE | TotalAnnualMaxCapacityInvestment | 2033 | 5.53 | override | 2026-05-26T22:45:13.028126
B_Optimised_VRE | Secondary Techs | TRNINDEAINDNE | TotalAnnualMaxCapacityInvestment | 2034 | 5.53 | override | 2026-05-26T22:45:13.028126
B_Optimised_VRE | Secondary Techs | TRNINDEAINDNE | TotalAnnualMaxCapacityInvestment | 2035 | 5.53 | override | 2026-05-26T22:45:13.028126
B_Optimised_VRE | Secondary Techs | TRNINDEAINDNE | TotalAnnualMaxCapacityInvestment | 2036 | 5.53 | override | 2026-05-26T22:45:13.028126
B_Optimised_VRE | Secondary Techs | TRNINDEAINDNE | TotalAnnualMaxCapacityInvestment | 2037 | 5.53 | override | 2026-05-26T22:45:13.028126
B_Optimised_VRE | Secondary Techs | TRNINDEAINDNE | TotalAnnualMaxCapacityInvestment | 2038 | 5.53 | override | 2026-05-26T22:45:13.028126
B_Optimised_VRE | Secondary Techs | TRNINDEAINDNE | TotalAnnualMaxCapacityInvestment | 2039 | 5.53 | override | 2026-05-26T22:45:13.028126
B_Optimised_VRE | Secondary Techs | TRNINDEAINDNE | TotalAnnualMaxCapacityInvestment | 2040 | 5.53 | override | 2026-05-26T22:45:13.028126
B_Optimised_VRE | Secondary Techs | TRNINDEAINDNE | TotalAnnualMaxCapacityInvestment | 2041 | 5.53 | override | 2026-05-26T22:45:13.028126
B_Optimised_VRE | Secondary Techs | TRNINDEAINDNE | TotalAnnualMaxCapacityInvestment | 2042 | 5.53 | override | 2026-05-26T22:45:13.028126
B_Optimised_VRE | Secondary Techs | TRNINDEAINDNE | TotalAnnualMaxCapacityInvestment | 2043 | 5.53 | override | 2026-05-26T22:45:13.028126
B_Optimised_VRE | Secondary Techs | TRNINDEAINDNE | TotalAnnualMaxCapacityInvestment | 2044 | 5.53 | override | 2026-05-26T22:45:13.028126
B_Optimised_VRE | Secondary Techs | TRNINDEAINDNE | TotalAnnualMaxCapacityInvestment | 2045 | 5.53 | override | 2026-05-26T22:45:13.028126
B_Optimised_VRE | Secondary Techs | TRNINDEAINDNE | TotalAnnualMaxCapacityInvestment | 2046 | 5.53 | override | 2026-05-26T22:45:13.028126
B_Optimised_VRE | Secondary Techs | TRNINDEAINDNE | TotalAnnualMaxCapacityInvestment | 2047 | 5.53 | override | 2026-05-26T22:45:13.028126
B_Optimised_VRE | Secondary Techs | TRNINDEAINDNE | TotalAnnualMaxCapacityInvestment | 2048 | 5.53 | override | 2026-05-26T22:45:13.028126
B_Optimised_VRE | Secondary Techs | TRNINDEAINDNE | TotalAnnualMaxCapacityInvestment | 2049 | 5.53 | override | 2026-05-26T22:45:13.028126
B_Optimised_VRE | Secondary Techs | TRNINDEAINDNE | TotalAnnualMaxCapacityInvestment | 2050 | 5.53 | override | 2026-05-26T22:45:13.028126
B_Optimised_VRE | Secondary Techs | TRNINDEAINDWE | TotalAnnualMaxCapacityInvestment | 2023 | 31.785 | multiplicative | 2026-05-26T22:45:13.028126
B_Optimised_VRE | Secondary Techs | TRNINDEAINDWE | TotalAnnualMaxCapacityInvestment | 2024 | 31.785 | multiplicative | 2026-05-26T22:45:13.028126
B_Optimised_VRE | Secondary Techs | TRNINDEAINDWE | TotalAnnualMaxCapacityInvestment | 2025 | 31.785 | multiplicative | 2026-05-26T22:45:13.028126
B_Optimised_VRE | Secondary Techs | TRNINDEAINDWE | TotalAnnualMaxCapacityInvestment | 2026 | 31.785 | multiplicative | 2026-05-26T22:45:13.028126
B_Optimised_VRE | Secondary Techs | TRNINDEAINDWE | TotalAnnualMaxCapacityInvestment | 2027 | 31.785 | multiplicative | 2026-05-26T22:45:13.028126
B_Optimised_VRE | Secondary Techs | TRNINDEAINDWE | TotalAnnualMaxCapacityInvestment | 2028 | 31.785 | multiplicative | 2026-05-26T22:45:13.028126
B_Optimised_VRE | Secondary Techs | TRNINDEAINDWE | TotalAnnualMaxCapacityInvestment | 2029 | 31.785 | multiplicative | 2026-05-26T22:45:13.028126
B_Optimised_VRE | Secondary Techs | TRNINDEAINDWE | TotalAnnualMaxCapacityInvestment | 2030 | 31.785 | multiplicative | 2026-05-26T22:45:13.028126
B_Optimised_VRE | Secondary Techs | TRNINDEAINDWE | TotalAnnualMaxCapacityInvestment | 2031 | 31.785 | multiplicative | 2026-05-26T22:45:13.028126
B_Optimised_VRE | Secondary Techs | TRNINDEAINDWE | TotalAnnualMaxCapacityInvestment | 2032 | 31.785 | multiplicative | 2026-05-26T22:45:13.028126
B_Optimised_VRE | Secondary Techs | TRNINDEAINDWE | TotalAnnualMaxCapacityInvestment | 2033 | 31.785 | multiplicative | 2026-05-26T22:45:13.028126
B_Optimised_VRE | Secondary Techs | TRNINDEAINDWE | TotalAnnualMaxCapacityInvestment | 2034 | 31.785 | multiplicative | 2026-05-26T22:45:13.028126
B_Optimised_VRE | Secondary Techs | TRNINDEAINDWE | TotalAnnualMaxCapacityInvestment | 2035 | 31.785 | multiplicative | 2026-05-26T22:45:13.028126
B_Optimised_VRE | Secondary Techs | TRNINDEAINDWE | TotalAnnualMaxCapacityInvestment | 2036 | 31.785 | multiplicative | 2026-05-26T22:45:13.028126
B_Optimised_VRE | Secondary Techs | TRNINDEAINDWE | TotalAnnualMaxCapacityInvestment | 2037 | 31.785 | multiplicative | 2026-05-26T22:45:13.028126
B_Optimised_VRE | Secondary Techs | TRNINDEAINDWE | TotalAnnualMaxCapacityInvestment | 2038 | 31.785 | multiplicative | 2026-05-26T22:45:13.028126
B_Optimised_VRE | Secondary Techs | TRNINDEAINDWE | TotalAnnualMaxCapacityInvestment | 2039 | 31.785 | multiplicative | 2026-05-26T22:45:13.028126
B_Optimised_VRE | Secondary Techs | TRNINDEAINDWE | TotalAnnualMaxCapacityInvestment | 2040 | 31.785 | multiplicative | 2026-05-26T22:45:13.028126
B_Optimised_VRE | Secondary Techs | TRNINDEAINDWE | TotalAnnualMaxCapacityInvestment | 2041 | 31.785 | multiplicative | 2026-05-26T22:45:13.028126
B_Optimised_VRE | Secondary Techs | TRNINDEAINDWE | TotalAnnualMaxCapacityInvestment | 2042 | 31.785 | multiplicative | 2026-05-26T22:45:13.028126
B_Optimised_VRE | Secondary Techs | TRNINDEAINDWE | TotalAnnualMaxCapacityInvestment | 2043 | 31.785 | multiplicative | 2026-05-26T22:45:13.028126
B_Optimised_VRE | Secondary Techs | TRNINDEAINDWE | TotalAnnualMaxCapacityInvestment | 2044 | 31.785 | multiplicative | 2026-05-26T22:45:13.028126
B_Optimised_VRE | Secondary Techs | TRNINDEAINDWE | TotalAnnualMaxCapacityInvestment | 2045 | 31.785 | multiplicative | 2026-05-26T22:45:13.028126
B_Optimised_VRE | Secondary Techs | TRNINDEAINDWE | TotalAnnualMaxCapacityInvestment | 2046 | 31.785 | multiplicative | 2026-05-26T22:45:13.028126
B_Optimised_VRE | Secondary Techs | TRNINDEAINDWE | TotalAnnualMaxCapacityInvestment | 2047 | 31.785 | multiplicative | 2026-05-26T22:45:13.028126
B_Optimised_VRE | Secondary Techs | TRNINDEAINDWE | TotalAnnualMaxCapacityInvestment | 2048 | 31.785 | multiplicative | 2026-05-26T22:45:13.028126
B_Optimised_VRE | Secondary Techs | TRNINDEAINDWE | TotalAnnualMaxCapacityInvestment | 2049 | 31.785 | multiplicative | 2026-05-26T22:45:13.028126
B_Optimised_VRE | Secondary Techs | TRNINDEAINDWE | TotalAnnualMaxCapacityInvestment | 2050 | 31.785 | multiplicative | 2026-05-26T22:45:13.028126
B_Optimised_VRE | Secondary Techs | TRNINDNEINDNO | TotalAnnualMaxCapacityInvestment | 2023 | 4.5 | multiplicative | 2026-05-26T22:45:13.028126
B_Optimised_VRE | Secondary Techs | TRNINDNEINDNO | TotalAnnualMaxCapacityInvestment | 2024 | 4.5 | multiplicative | 2026-05-26T22:45:13.028126
B_Optimised_VRE | Secondary Techs | TRNINDNEINDNO | TotalAnnualMaxCapacityInvestment | 2025 | 4.5 | multiplicative | 2026-05-26T22:45:13.028126
B_Optimised_VRE | Secondary Techs | TRNINDNEINDNO | TotalAnnualMaxCapacityInvestment | 2026 | 4.5 | multiplicative | 2026-05-26T22:45:13.028126
B_Optimised_VRE | Secondary Techs | TRNINDNEINDNO | TotalAnnualMaxCapacityInvestment | 2027 | 4.5 | multiplicative | 2026-05-26T22:45:13.028126
B_Optimised_VRE | Secondary Techs | TRNINDNEINDNO | TotalAnnualMaxCapacityInvestment | 2028 | 4.5 | multiplicative | 2026-05-26T22:45:13.028126
B_Optimised_VRE | Secondary Techs | TRNINDNEINDNO | TotalAnnualMaxCapacityInvestment | 2029 | 4.5 | multiplicative | 2026-05-26T22:45:13.028126
B_Optimised_VRE | Secondary Techs | TRNINDNEINDNO | TotalAnnualMaxCapacityInvestment | 2030 | 4.5 | multiplicative | 2026-05-26T22:45:13.028126
B_Optimised_VRE | Secondary Techs | TRNINDNEINDNO | TotalAnnualMaxCapacityInvestment | 2031 | 4.5 | multiplicative | 2026-05-26T22:45:13.028126
B_Optimised_VRE | Secondary Techs | TRNINDNEINDNO | TotalAnnualMaxCapacityInvestment | 2032 | 4.5 | multiplicative | 2026-05-26T22:45:13.028126
B_Optimised_VRE | Secondary Techs | TRNINDNEINDNO | TotalAnnualMaxCapacityInvestment | 2033 | 4.5 | multiplicative | 2026-05-26T22:45:13.028126
B_Optimised_VRE | Secondary Techs | TRNINDNEINDNO | TotalAnnualMaxCapacityInvestment | 2034 | 4.5 | multiplicative | 2026-05-26T22:45:13.028126
B_Optimised_VRE | Secondary Techs | TRNINDNEINDNO | TotalAnnualMaxCapacityInvestment | 2035 | 4.5 | multiplicative | 2026-05-26T22:45:13.028126
B_Optimised_VRE | Secondary Techs | TRNINDNEINDNO | TotalAnnualMaxCapacityInvestment | 2036 | 4.5 | multiplicative | 2026-05-26T22:45:13.028126
B_Optimised_VRE | Secondary Techs | TRNINDNEINDNO | TotalAnnualMaxCapacityInvestment | 2037 | 4.5 | multiplicative | 2026-05-26T22:45:13.028126
B_Optimised_VRE | Secondary Techs | TRNINDNEINDNO | TotalAnnualMaxCapacityInvestment | 2038 | 4.5 | multiplicative | 2026-05-26T22:45:13.028126
B_Optimised_VRE | Secondary Techs | TRNINDNEINDNO | TotalAnnualMaxCapacityInvestment | 2039 | 4.5 | multiplicative | 2026-05-26T22:45:13.028126
B_Optimised_VRE | Secondary Techs | TRNINDNEINDNO | TotalAnnualMaxCapacityInvestment | 2040 | 4.5 | multiplicative | 2026-05-26T22:45:13.028126
B_Optimised_VRE | Secondary Techs | TRNINDNEINDNO | TotalAnnualMaxCapacityInvestment | 2041 | 4.5 | multiplicative | 2026-05-26T22:45:13.028126
B_Optimised_VRE | Secondary Techs | TRNINDNEINDNO | TotalAnnualMaxCapacityInvestment | 2042 | 4.5 | multiplicative | 2026-05-26T22:45:13.028126
B_Optimised_VRE | Secondary Techs | TRNINDNEINDNO | TotalAnnualMaxCapacityInvestment | 2043 | 4.5 | multiplicative | 2026-05-26T22:45:13.028126
B_Optimised_VRE | Secondary Techs | TRNINDNEINDNO | TotalAnnualMaxCapacityInvestment | 2044 | 4.5 | multiplicative | 2026-05-26T22:45:13.028126
B_Optimised_VRE | Secondary Techs | TRNINDNEINDNO | TotalAnnualMaxCapacityInvestment | 2045 | 4.5 | multiplicative | 2026-05-26T22:45:13.028126
B_Optimised_VRE | Secondary Techs | TRNINDNEINDNO | TotalAnnualMaxCapacityInvestment | 2046 | 4.5 | multiplicative | 2026-05-26T22:45:13.028126
B_Optimised_VRE | Secondary Techs | TRNINDNEINDNO | TotalAnnualMaxCapacityInvestment | 2047 | 4.5 | multiplicative | 2026-05-26T22:45:13.028126
B_Optimised_VRE | Secondary Techs | TRNINDNEINDNO | TotalAnnualMaxCapacityInvestment | 2048 | 4.5 | multiplicative | 2026-05-26T22:45:13.028126
B_Optimised_VRE | Secondary Techs | TRNINDNEINDNO | TotalAnnualMaxCapacityInvestment | 2049 | 4.5 | multiplicative | 2026-05-26T22:45:13.028126
B_Optimised_VRE | Secondary Techs | TRNINDNEINDNO | TotalAnnualMaxCapacityInvestment | 2050 | 4.5 | multiplicative | 2026-05-26T22:45:13.028126
B_Optimised_VRE | Secondary Techs | TRNBGDXXINDEA | TotalAnnualMaxCapacityInvestment | 2023 | 2.5 | override | 2026-05-26T22:45:13.028126
B_Optimised_VRE | Secondary Techs | TRNBGDXXINDEA | TotalAnnualMaxCapacityInvestment | 2024 | 3.3 | override | 2026-05-26T22:45:13.028126
B_Optimised_VRE | Secondary Techs | TRNBGDXXINDEA | TotalAnnualMaxCapacityInvestment | 2025 | 4.1 | override | 2026-05-26T22:45:13.028126
B_Optimised_VRE | Secondary Techs | TRNBGDXXINDEA | TotalAnnualMaxCapacityInvestment | 2026 | 4.9 | override | 2026-05-26T22:45:13.028126
B_Optimised_VRE | Secondary Techs | TRNBGDXXINDEA | TotalAnnualMaxCapacityInvestment | 2027 | 5.7 | override | 2026-05-26T22:45:13.028126
B_Optimised_VRE | Secondary Techs | TRNBGDXXINDEA | TotalAnnualMaxCapacityInvestment | 2028 | 6.5 | override | 2026-05-26T22:45:13.028126
B_Optimised_VRE | Secondary Techs | TRNBGDXXINDEA | TotalAnnualMaxCapacityInvestment | 2029 | 7 | override | 2026-05-26T22:45:13.028126
B_Optimised_VRE | Secondary Techs | TRNBGDXXINDEA | TotalAnnualMaxCapacityInvestment | 2030 | 7.75 | override | 2026-05-26T22:45:13.028126
B_Optimised_VRE | Secondary Techs | TRNBGDXXINDEA | TotalAnnualMaxCapacityInvestment | 2031 | 8 | override | 2026-05-26T22:45:13.028126
B_Optimised_VRE | Secondary Techs | TRNBGDXXINDEA | TotalAnnualMaxCapacityInvestment | 2032 | 8.25 | override | 2026-05-26T22:45:13.028126
B_Optimised_VRE | Secondary Techs | TRNBGDXXINDEA | TotalAnnualMaxCapacityInvestment | 2033 | 8.5 | override | 2026-05-26T22:45:13.028126
B_Optimised_VRE | Secondary Techs | TRNBGDXXINDEA | TotalAnnualMaxCapacityInvestment | 2034 | 8.5 | override | 2026-05-26T22:45:13.028126
B_Optimised_VRE | Secondary Techs | TRNBGDXXINDEA | TotalAnnualMaxCapacityInvestment | 2035 | 8.5 | override | 2026-05-26T22:45:13.028126
B_Optimised_VRE | Secondary Techs | TRNBGDXXINDEA | TotalAnnualMaxCapacityInvestment | 2036 | 8.5 | override | 2026-05-26T22:45:13.028126
B_Optimised_VRE | Secondary Techs | TRNBGDXXINDEA | TotalAnnualMaxCapacityInvestment | 2037 | 8.5 | override | 2026-05-26T22:45:13.028126
B_Optimised_VRE | Secondary Techs | TRNBGDXXINDEA | TotalAnnualMaxCapacityInvestment | 2038 | 8.5 | override | 2026-05-26T22:45:13.028126
B_Optimised_VRE | Secondary Techs | TRNBGDXXINDEA | TotalAnnualMaxCapacityInvestment | 2039 | 8.5 | override | 2026-05-26T22:45:13.028126
B_Optimised_VRE | Secondary Techs | TRNBGDXXINDEA | TotalAnnualMaxCapacityInvestment | 2040 | 8.5 | override | 2026-05-26T22:45:13.028126
B_Optimised_VRE | Secondary Techs | TRNBGDXXINDEA | TotalAnnualMaxCapacityInvestment | 2041 | 8.5 | override | 2026-05-26T22:45:13.028126
B_Optimised_VRE | Secondary Techs | TRNBGDXXINDEA | TotalAnnualMaxCapacityInvestment | 2042 | 8.5 | override | 2026-05-26T22:45:13.028126
B_Optimised_VRE | Secondary Techs | TRNBGDXXINDEA | TotalAnnualMaxCapacityInvestment | 2043 | 8.5 | override | 2026-05-26T22:45:13.028126
B_Optimised_VRE | Secondary Techs | TRNBGDXXINDEA | TotalAnnualMaxCapacityInvestment | 2044 | 8.5 | override | 2026-05-26T22:45:13.028126
B_Optimised_VRE | Secondary Techs | TRNBGDXXINDEA | TotalAnnualMaxCapacityInvestment | 2045 | 8.5 | override | 2026-05-26T22:45:13.028126
B_Optimised_VRE | Secondary Techs | TRNBGDXXINDEA | TotalAnnualMaxCapacityInvestment | 2046 | 8.5 | override | 2026-05-26T22:45:13.028126
B_Optimised_VRE | Secondary Techs | TRNBGDXXINDEA | TotalAnnualMaxCapacityInvestment | 2047 | 8.5 | override | 2026-05-26T22:45:13.028126
B_Optimised_VRE | Secondary Techs | TRNBGDXXINDEA | TotalAnnualMaxCapacityInvestment | 2048 | 8.5 | override | 2026-05-26T22:45:13.028126
B_Optimised_VRE | Secondary Techs | TRNBGDXXINDEA | TotalAnnualMaxCapacityInvestment | 2049 | 8.5 | override | 2026-05-26T22:45:13.028126
B_Optimised_VRE | Secondary Techs | TRNBGDXXINDEA | TotalAnnualMaxCapacityInvestment | 2050 | 8.5 | override | 2026-05-26T22:45:13.028126
B_Optimised_VRE | Secondary Techs | TRNBTNXXBGDXX | TotalAnnualMaxCapacityInvestment | 2023 | 0 | override | 2026-05-26T22:45:13.028126
B_Optimised_VRE | Secondary Techs | TRNBTNXXBGDXX | TotalAnnualMaxCapacityInvestment | 2024 | 0 | override | 2026-05-26T22:45:13.028126
B_Optimised_VRE | Secondary Techs | TRNBTNXXBGDXX | TotalAnnualMaxCapacityInvestment | 2025 | 0 | override | 2026-05-26T22:45:13.028126
B_Optimised_VRE | Secondary Techs | TRNBTNXXBGDXX | TotalAnnualMaxCapacityInvestment | 2026 | 0 | override | 2026-05-26T22:45:13.028126
B_Optimised_VRE | Secondary Techs | TRNBTNXXBGDXX | TotalAnnualMaxCapacityInvestment | 2027 | 0 | override | 2026-05-26T22:45:13.028126
B_Optimised_VRE | Secondary Techs | TRNBTNXXBGDXX | TotalAnnualMaxCapacityInvestment | 2028 | 0 | override | 2026-05-26T22:45:13.028126
B_Optimised_VRE | Secondary Techs | TRNBTNXXBGDXX | TotalAnnualMaxCapacityInvestment | 2029 | 0 | override | 2026-05-26T22:45:13.028126
B_Optimised_VRE | Secondary Techs | TRNBTNXXBGDXX | TotalAnnualMaxCapacityInvestment | 2030 | 0 | override | 2026-05-26T22:45:13.028126
B_Optimised_VRE | Secondary Techs | TRNBTNXXBGDXX | TotalAnnualMaxCapacityInvestment | 2031 | 0 | override | 2026-05-26T22:45:13.028126
B_Optimised_VRE | Secondary Techs | TRNBTNXXBGDXX | TotalAnnualMaxCapacityInvestment | 2032 | 0 | override | 2026-05-26T22:45:13.028126
B_Optimised_VRE | Secondary Techs | TRNBTNXXBGDXX | TotalAnnualMaxCapacityInvestment | 2033 | 0 | override | 2026-05-26T22:45:13.028126
B_Optimised_VRE | Secondary Techs | TRNBTNXXBGDXX | TotalAnnualMaxCapacityInvestment | 2034 | 0.375 | override | 2026-05-26T22:45:13.028126
B_Optimised_VRE | Secondary Techs | TRNBTNXXBGDXX | TotalAnnualMaxCapacityInvestment | 2035 | 0.75 | override | 2026-05-26T22:45:13.028126
B_Optimised_VRE | Secondary Techs | TRNBTNXXBGDXX | TotalAnnualMaxCapacityInvestment | 2036 | 0.75 | override | 2026-05-26T22:45:13.028126
B_Optimised_VRE | Secondary Techs | TRNBTNXXBGDXX | TotalAnnualMaxCapacityInvestment | 2037 | 0.75 | override | 2026-05-26T22:45:13.028126
B_Optimised_VRE | Secondary Techs | TRNBTNXXBGDXX | TotalAnnualMaxCapacityInvestment | 2038 | 0.75 | override | 2026-05-26T22:45:13.028126
B_Optimised_VRE | Secondary Techs | TRNBTNXXBGDXX | TotalAnnualMaxCapacityInvestment | 2039 | 0.75 | override | 2026-05-26T22:45:13.028126
B_Optimised_VRE | Secondary Techs | TRNBTNXXBGDXX | TotalAnnualMaxCapacityInvestment | 2040 | 0.75 | override | 2026-05-26T22:45:13.028126
B_Optimised_VRE | Secondary Techs | TRNBTNXXBGDXX | TotalAnnualMaxCapacityInvestment | 2041 | 0.75 | override | 2026-05-26T22:45:13.028126
B_Optimised_VRE | Secondary Techs | TRNBTNXXBGDXX | TotalAnnualMaxCapacityInvestment | 2042 | 0.75 | override | 2026-05-26T22:45:13.028126
B_Optimised_VRE | Secondary Techs | TRNBTNXXBGDXX | TotalAnnualMaxCapacityInvestment | 2043 | 0.75 | override | 2026-05-26T22:45:13.028126
B_Optimised_VRE | Secondary Techs | TRNBTNXXBGDXX | TotalAnnualMaxCapacityInvestment | 2044 | 0.75 | override | 2026-05-26T22:45:13.028126
B_Optimised_VRE | Secondary Techs | TRNBTNXXBGDXX | TotalAnnualMaxCapacityInvestment | 2045 | 0.75 | override | 2026-05-26T22:45:13.028126
B_Optimised_VRE | Secondary Techs | TRNBTNXXBGDXX | TotalAnnualMaxCapacityInvestment | 2046 | 0.75 | override | 2026-05-26T22:45:13.028126
B_Optimised_VRE | Secondary Techs | TRNBTNXXBGDXX | TotalAnnualMaxCapacityInvestment | 2047 | 0.75 | override | 2026-05-26T22:45:13.028126
B_Optimised_VRE | Secondary Techs | TRNBTNXXBGDXX | TotalAnnualMaxCapacityInvestment | 2048 | 0.75 | override | 2026-05-26T22:45:13.028126
B_Optimised_VRE | Secondary Techs | TRNBTNXXBGDXX | TotalAnnualMaxCapacityInvestment | 2049 | 0.75 | override | 2026-05-26T22:45:13.028126
B_Optimised_VRE | Secondary Techs | TRNBTNXXBGDXX | TotalAnnualMaxCapacityInvestment | 2050 | 0.75 | override | 2026-05-26T22:45:13.028126
B_Optimised_VRE | Secondary Techs | TRNBTNXXINDNE | TotalAnnualMaxCapacityInvestment | 2023 | 0.17 | override | 2026-05-26T22:45:13.028126
B_Optimised_VRE | Secondary Techs | TRNBTNXXINDNE | TotalAnnualMaxCapacityInvestment | 2024 | 0.32 | override | 2026-05-26T22:45:13.028126
B_Optimised_VRE | Secondary Techs | TRNBTNXXINDNE | TotalAnnualMaxCapacityInvestment | 2025 | 0.47 | override | 2026-05-26T22:45:13.028126
B_Optimised_VRE | Secondary Techs | TRNBTNXXINDNE | TotalAnnualMaxCapacityInvestment | 2026 | 0.62 | override | 2026-05-26T22:45:13.028126
B_Optimised_VRE | Secondary Techs | TRNBTNXXINDNE | TotalAnnualMaxCapacityInvestment | 2027 | 0.77 | override | 2026-05-26T22:45:13.028126
B_Optimised_VRE | Secondary Techs | TRNBTNXXINDNE | TotalAnnualMaxCapacityInvestment | 2028 | 1.02 | override | 2026-05-26T22:45:13.028126
B_Optimised_VRE | Secondary Techs | TRNBTNXXINDNE | TotalAnnualMaxCapacityInvestment | 2029 | 1.27 | override | 2026-05-26T22:45:13.028126
B_Optimised_VRE | Secondary Techs | TRNBTNXXINDNE | TotalAnnualMaxCapacityInvestment | 2030 | 2.4 | override | 2026-05-26T22:45:13.028126
B_Optimised_VRE | Secondary Techs | TRNBTNXXINDNE | TotalAnnualMaxCapacityInvestment | 2031 | 2.4 | override | 2026-05-26T22:45:13.028126
B_Optimised_VRE | Secondary Techs | TRNBTNXXINDNE | TotalAnnualMaxCapacityInvestment | 2032 | 2.4 | override | 2026-05-26T22:45:13.028126
B_Optimised_VRE | Secondary Techs | TRNBTNXXINDNE | TotalAnnualMaxCapacityInvestment | 2033 | 2.4 | override | 2026-05-26T22:45:13.028126
B_Optimised_VRE | Secondary Techs | TRNBTNXXINDNE | TotalAnnualMaxCapacityInvestment | 2034 | 2.4 | override | 2026-05-26T22:45:13.028126
B_Optimised_VRE | Secondary Techs | TRNBTNXXINDNE | TotalAnnualMaxCapacityInvestment | 2035 | 2.4 | override | 2026-05-26T22:45:13.028126
B_Optimised_VRE | Secondary Techs | TRNBTNXXINDNE | TotalAnnualMaxCapacityInvestment | 2036 | 2.4 | override | 2026-05-26T22:45:13.028126
B_Optimised_VRE | Secondary Techs | TRNBTNXXINDNE | TotalAnnualMaxCapacityInvestment | 2037 | 2.4 | override | 2026-05-26T22:45:13.028126
B_Optimised_VRE | Secondary Techs | TRNBTNXXINDNE | TotalAnnualMaxCapacityInvestment | 2038 | 2.4 | override | 2026-05-26T22:45:13.028126
B_Optimised_VRE | Secondary Techs | TRNBTNXXINDNE | TotalAnnualMaxCapacityInvestment | 2039 | 2.4 | override | 2026-05-26T22:45:13.028126
B_Optimised_VRE | Secondary Techs | TRNBTNXXINDNE | TotalAnnualMaxCapacityInvestment | 2040 | 2.4 | override | 2026-05-26T22:45:13.028126
B_Optimised_VRE | Secondary Techs | TRNBTNXXINDNE | TotalAnnualMaxCapacityInvestment | 2041 | 2.4 | override | 2026-05-26T22:45:13.028126
B_Optimised_VRE | Secondary Techs | TRNBTNXXINDNE | TotalAnnualMaxCapacityInvestment | 2042 | 2.4 | override | 2026-05-26T22:45:13.028126
B_Optimised_VRE | Secondary Techs | TRNBTNXXINDNE | TotalAnnualMaxCapacityInvestment | 2043 | 2.4 | override | 2026-05-26T22:45:13.028126
B_Optimised_VRE | Secondary Techs | TRNBTNXXINDNE | TotalAnnualMaxCapacityInvestment | 2044 | 2.4 | override | 2026-05-26T22:45:13.028126
B_Optimised_VRE | Secondary Techs | TRNBTNXXINDNE | TotalAnnualMaxCapacityInvestment | 2045 | 2.4 | override | 2026-05-26T22:45:13.028126
B_Optimised_VRE | Secondary Techs | TRNBTNXXINDNE | TotalAnnualMaxCapacityInvestment | 2046 | 2.4 | override | 2026-05-26T22:45:13.028126
B_Optimised_VRE | Secondary Techs | TRNBTNXXINDNE | TotalAnnualMaxCapacityInvestment | 2047 | 2.4 | override | 2026-05-26T22:45:13.028126
B_Optimised_VRE | Secondary Techs | TRNBTNXXINDNE | TotalAnnualMaxCapacityInvestment | 2048 | 2.4 | override | 2026-05-26T22:45:13.028126
B_Optimised_VRE | Secondary Techs | TRNBTNXXINDNE | TotalAnnualMaxCapacityInvestment | 2049 | 2.4 | override | 2026-05-26T22:45:13.028126
B_Optimised_VRE | Secondary Techs | TRNBTNXXINDNE | TotalAnnualMaxCapacityInvestment | 2050 | 2.4 | override | 2026-05-26T22:45:13.028126
B_Optimised_VRE | Secondary Techs | TRNMDVXXINDSO | TotalAnnualMaxCapacityInvestment | 2023 | 0 | override | 2026-05-26T22:45:13.028126
B_Optimised_VRE | Secondary Techs | TRNMDVXXINDSO | TotalAnnualMaxCapacityInvestment | 2024 | 0 | override | 2026-05-26T22:45:13.028126
B_Optimised_VRE | Secondary Techs | TRNMDVXXINDSO | TotalAnnualMaxCapacityInvestment | 2025 | 0 | override | 2026-05-26T22:45:13.028126
B_Optimised_VRE | Secondary Techs | TRNMDVXXINDSO | TotalAnnualMaxCapacityInvestment | 2026 | 0 | override | 2026-05-26T22:45:13.028126
B_Optimised_VRE | Secondary Techs | TRNMDVXXINDSO | TotalAnnualMaxCapacityInvestment | 2027 | 0 | override | 2026-05-26T22:45:13.028126
B_Optimised_VRE | Secondary Techs | TRNMDVXXINDSO | TotalAnnualMaxCapacityInvestment | 2028 | 0 | override | 2026-05-26T22:45:13.028126
B_Optimised_VRE | Secondary Techs | TRNMDVXXINDSO | TotalAnnualMaxCapacityInvestment | 2029 | 0 | override | 2026-05-26T22:45:13.028126
B_Optimised_VRE | Secondary Techs | TRNMDVXXINDSO | TotalAnnualMaxCapacityInvestment | 2030 | 0 | override | 2026-05-26T22:45:13.028126
B_Optimised_VRE | Secondary Techs | TRNMDVXXINDSO | TotalAnnualMaxCapacityInvestment | 2031 | 0 | override | 2026-05-26T22:45:13.028126
B_Optimised_VRE | Secondary Techs | TRNMDVXXINDSO | TotalAnnualMaxCapacityInvestment | 2032 | 0 | override | 2026-05-26T22:45:13.028126
B_Optimised_VRE | Secondary Techs | TRNMDVXXINDSO | TotalAnnualMaxCapacityInvestment | 2033 | 0 | override | 2026-05-26T22:45:13.028126
B_Optimised_VRE | Secondary Techs | TRNMDVXXINDSO | TotalAnnualMaxCapacityInvestment | 2034 | 0 | override | 2026-05-26T22:45:13.028126
B_Optimised_VRE | Secondary Techs | TRNMDVXXINDSO | TotalAnnualMaxCapacityInvestment | 2035 | 0 | override | 2026-05-26T22:45:13.028126
B_Optimised_VRE | Secondary Techs | TRNMDVXXINDSO | TotalAnnualMaxCapacityInvestment | 2036 | 0 | override | 2026-05-26T22:45:13.028126
B_Optimised_VRE | Secondary Techs | TRNMDVXXINDSO | TotalAnnualMaxCapacityInvestment | 2037 | 0 | override | 2026-05-26T22:45:13.028126
B_Optimised_VRE | Secondary Techs | TRNMDVXXINDSO | TotalAnnualMaxCapacityInvestment | 2038 | 0 | override | 2026-05-26T22:45:13.028126
B_Optimised_VRE | Secondary Techs | TRNMDVXXINDSO | TotalAnnualMaxCapacityInvestment | 2039 | 0 | override | 2026-05-26T22:45:13.028126
B_Optimised_VRE | Secondary Techs | TRNMDVXXINDSO | TotalAnnualMaxCapacityInvestment | 2040 | 0 | override | 2026-05-26T22:45:13.028126
B_Optimised_VRE | Secondary Techs | TRNMDVXXINDSO | TotalAnnualMaxCapacityInvestment | 2041 | 0 | override | 2026-05-26T22:45:13.028126
B_Optimised_VRE | Secondary Techs | TRNMDVXXINDSO | TotalAnnualMaxCapacityInvestment | 2042 | 0 | override | 2026-05-26T22:45:13.028126
B_Optimised_VRE | Secondary Techs | TRNMDVXXINDSO | TotalAnnualMaxCapacityInvestment | 2043 | 0 | override | 2026-05-26T22:45:13.028126
B_Optimised_VRE | Secondary Techs | TRNMDVXXINDSO | TotalAnnualMaxCapacityInvestment | 2044 | 0 | override | 2026-05-26T22:45:13.028126
B_Optimised_VRE | Secondary Techs | TRNMDVXXINDSO | TotalAnnualMaxCapacityInvestment | 2045 | 0 | override | 2026-05-26T22:45:13.028126
B_Optimised_VRE | Secondary Techs | TRNMDVXXINDSO | TotalAnnualMaxCapacityInvestment | 2046 | 0 | override | 2026-05-26T22:45:13.028126
B_Optimised_VRE | Secondary Techs | TRNMDVXXINDSO | TotalAnnualMaxCapacityInvestment | 2047 | 0 | override | 2026-05-26T22:45:13.028126
B_Optimised_VRE | Secondary Techs | TRNMDVXXINDSO | TotalAnnualMaxCapacityInvestment | 2048 | 0 | override | 2026-05-26T22:45:13.028126
B_Optimised_VRE | Secondary Techs | TRNMDVXXINDSO | TotalAnnualMaxCapacityInvestment | 2049 | 0 | override | 2026-05-26T22:45:13.028126
B_Optimised_VRE | Secondary Techs | TRNMDVXXINDSO | TotalAnnualMaxCapacityInvestment | 2050 | 0 | override | 2026-05-26T22:45:13.028126
B_Optimised_VRE | Secondary Techs | TRNNPLXXBGDXX | TotalAnnualMaxCapacityInvestment | 2023 | 0.04 | override | 2026-05-26T22:45:13.028126
B_Optimised_VRE | Secondary Techs | TRNNPLXXBGDXX | TotalAnnualMaxCapacityInvestment | 2024 | 0.06 | override | 2026-05-26T22:45:13.028126
B_Optimised_VRE | Secondary Techs | TRNNPLXXBGDXX | TotalAnnualMaxCapacityInvestment | 2025 | 0.08 | override | 2026-05-26T22:45:13.028126
B_Optimised_VRE | Secondary Techs | TRNNPLXXBGDXX | TotalAnnualMaxCapacityInvestment | 2026 | 0.2 | override | 2026-05-26T22:45:13.028126
B_Optimised_VRE | Secondary Techs | TRNNPLXXBGDXX | TotalAnnualMaxCapacityInvestment | 2027 | 0.32 | override | 2026-05-26T22:45:13.028126
B_Optimised_VRE | Secondary Techs | TRNNPLXXBGDXX | TotalAnnualMaxCapacityInvestment | 2028 | 0.44 | override | 2026-05-26T22:45:13.028126
B_Optimised_VRE | Secondary Techs | TRNNPLXXBGDXX | TotalAnnualMaxCapacityInvestment | 2029 | 0.56 | override | 2026-05-26T22:45:13.028126
B_Optimised_VRE | Secondary Techs | TRNNPLXXBGDXX | TotalAnnualMaxCapacityInvestment | 2030 | 0.68 | override | 2026-05-26T22:45:13.028126
B_Optimised_VRE | Secondary Techs | TRNNPLXXBGDXX | TotalAnnualMaxCapacityInvestment | 2031 | 0.8 | override | 2026-05-26T22:45:13.028126
B_Optimised_VRE | Secondary Techs | TRNNPLXXBGDXX | TotalAnnualMaxCapacityInvestment | 2032 | 0.92 | override | 2026-05-26T22:45:13.028126
B_Optimised_VRE | Secondary Techs | TRNNPLXXBGDXX | TotalAnnualMaxCapacityInvestment | 2033 | 1.04 | override | 2026-05-26T22:45:13.028126
B_Optimised_VRE | Secondary Techs | TRNNPLXXBGDXX | TotalAnnualMaxCapacityInvestment | 2034 | 1.04 | override | 2026-05-26T22:45:13.028126
B_Optimised_VRE | Secondary Techs | TRNNPLXXBGDXX | TotalAnnualMaxCapacityInvestment | 2035 | 1.04 | override | 2026-05-26T22:45:13.028126
B_Optimised_VRE | Secondary Techs | TRNNPLXXBGDXX | TotalAnnualMaxCapacityInvestment | 2036 | 1.04 | override | 2026-05-26T22:45:13.028126
B_Optimised_VRE | Secondary Techs | TRNNPLXXBGDXX | TotalAnnualMaxCapacityInvestment | 2037 | 1.04 | override | 2026-05-26T22:45:13.028126
B_Optimised_VRE | Secondary Techs | TRNNPLXXBGDXX | TotalAnnualMaxCapacityInvestment | 2038 | 1.04 | override | 2026-05-26T22:45:13.028126
B_Optimised_VRE | Secondary Techs | TRNNPLXXBGDXX | TotalAnnualMaxCapacityInvestment | 2039 | 1.04 | override | 2026-05-26T22:45:13.028126
B_Optimised_VRE | Secondary Techs | TRNNPLXXBGDXX | TotalAnnualMaxCapacityInvestment | 2040 | 1.04 | override | 2026-05-26T22:45:13.028126
B_Optimised_VRE | Secondary Techs | TRNNPLXXBGDXX | TotalAnnualMaxCapacityInvestment | 2041 | 1.04 | override | 2026-05-26T22:45:13.028126
B_Optimised_VRE | Secondary Techs | TRNNPLXXBGDXX | TotalAnnualMaxCapacityInvestment | 2042 | 1.04 | override | 2026-05-26T22:45:13.028126
B_Optimised_VRE | Secondary Techs | TRNNPLXXBGDXX | TotalAnnualMaxCapacityInvestment | 2043 | 1.04 | override | 2026-05-26T22:45:13.028126
B_Optimised_VRE | Secondary Techs | TRNNPLXXBGDXX | TotalAnnualMaxCapacityInvestment | 2044 | 1.04 | override | 2026-05-26T22:45:13.028126
B_Optimised_VRE | Secondary Techs | TRNNPLXXBGDXX | TotalAnnualMaxCapacityInvestment | 2045 | 1.04 | override | 2026-05-26T22:45:13.028126
B_Optimised_VRE | Secondary Techs | TRNNPLXXBGDXX | TotalAnnualMaxCapacityInvestment | 2046 | 1.04 | override | 2026-05-26T22:45:13.028126
B_Optimised_VRE | Secondary Techs | TRNNPLXXBGDXX | TotalAnnualMaxCapacityInvestment | 2047 | 1.04 | override | 2026-05-26T22:45:13.028126
B_Optimised_VRE | Secondary Techs | TRNNPLXXBGDXX | TotalAnnualMaxCapacityInvestment | 2048 | 1.04 | override | 2026-05-26T22:45:13.028126
B_Optimised_VRE | Secondary Techs | TRNNPLXXBGDXX | TotalAnnualMaxCapacityInvestment | 2049 | 1.04 | override | 2026-05-26T22:45:13.028126
B_Optimised_VRE | Secondary Techs | TRNNPLXXBGDXX | TotalAnnualMaxCapacityInvestment | 2050 | 1.04 | override | 2026-05-26T22:45:13.028126
C_Target_VRE | Secondary Techs | PWRCOABGDXX | ResidualCapacity | 2029 | 5.5206 |  | 2026-06-07T22:53:37.573916
C_Target_VRE | Secondary Techs | PWRCOABGDXX | ResidualCapacity | 2030 | 5.3583 |  | 2026-06-07T22:53:37.573916
C_Target_VRE | Secondary Techs | PWRCOABGDXX | ResidualCapacity | 2031 | 5.1959 |  | 2026-06-07T22:53:37.573916
C_Target_VRE | Secondary Techs | PWRCOABGDXX | ResidualCapacity | 2032 | 5.0335 |  | 2026-06-07T22:53:37.573916
C_Target_VRE | Secondary Techs | PWRCOABGDXX | ResidualCapacity | 2033 | 4.8711 |  | 2026-06-07T22:53:37.573916
C_Target_VRE | Secondary Techs | PWRCOABGDXX | ResidualCapacity | 2034 | 4.7088 |  | 2026-06-07T22:53:37.573916
C_Target_VRE | Secondary Techs | PWRCOABGDXX | ResidualCapacity | 2035 | 4.5464 |  | 2026-06-07T22:53:37.573916
C_Target_VRE | Secondary Techs | PWRCOABGDXX | ResidualCapacity | 2036 | 4.384 |  | 2026-06-07T22:53:37.573916
C_Target_VRE | Secondary Techs | PWRCOABGDXX | ResidualCapacity | 2037 | 4.2217 |  | 2026-06-07T22:53:37.573916
C_Target_VRE | Secondary Techs | PWRCOABGDXX | ResidualCapacity | 2038 | 4.0593 |  | 2026-06-07T22:53:37.573916
C_Target_VRE | Secondary Techs | PWRCOABGDXX | ResidualCapacity | 2039 | 3.8969 |  | 2026-06-07T22:53:37.573916
C_Target_VRE | Secondary Techs | PWRCOABGDXX | ResidualCapacity | 2040 | 3.7345 |  | 2026-06-07T22:53:37.573916
C_Target_VRE | Secondary Techs | PWRCOABGDXX | ResidualCapacity | 2041 | 3.5722 |  | 2026-06-07T22:53:37.573916
C_Target_VRE | Secondary Techs | PWRCOABGDXX | ResidualCapacity | 2042 | 3.4098 |  | 2026-06-07T22:53:37.573916
C_Target_VRE | Secondary Techs | PWRCOABGDXX | ResidualCapacity | 2043 | 3.2474 |  | 2026-06-07T22:53:37.573916
C_Target_VRE | Secondary Techs | PWRCOABGDXX | ResidualCapacity | 2044 | 3.0851 |  | 2026-06-07T22:53:37.573916
C_Target_VRE | Secondary Techs | PWRCOABGDXX | ResidualCapacity | 2045 | 2.9227 |  | 2026-06-07T22:53:37.573916
C_Target_VRE | Secondary Techs | PWRCOABGDXX | ResidualCapacity | 2046 | 2.7603 |  | 2026-06-07T22:53:37.573916
C_Target_VRE | Secondary Techs | PWRCOABGDXX | ResidualCapacity | 2047 | 2.5979 |  | 2026-06-07T22:53:37.573916
C_Target_VRE | Secondary Techs | PWRCOABGDXX | ResidualCapacity | 2048 | 2.4356 |  | 2026-06-07T22:53:37.573916
C_Target_VRE | Secondary Techs | PWRCOABGDXX | ResidualCapacity | 2049 | 2.2732 |  | 2026-06-07T22:53:37.573916
C_Target_VRE | Secondary Techs | PWRCOABGDXX | ResidualCapacity | 2050 | 2.1108 |  | 2026-06-07T22:53:37.573916
C_Target_VRE | Secondary Techs | PWRCOAINDWE | ResidualCapacity | 2029 | 83.335 |  | 2026-06-07T22:53:37.573916
C_Target_VRE | Secondary Techs | PWRCOAINDWE | ResidualCapacity | 2030 | 80.8839 |  | 2026-06-07T22:53:37.573916
C_Target_VRE | Secondary Techs | PWRCOAINDWE | ResidualCapacity | 2031 | 78.4329 |  | 2026-06-07T22:53:37.573916
C_Target_VRE | Secondary Techs | PWRCOAINDWE | ResidualCapacity | 2032 | 75.9819 |  | 2026-06-07T22:53:37.573916
C_Target_VRE | Secondary Techs | PWRCOAINDWE | ResidualCapacity | 2033 | 73.5309 |  | 2026-06-07T22:53:37.573916
C_Target_VRE | Secondary Techs | PWRCOAINDWE | ResidualCapacity | 2034 | 71.0798 |  | 2026-06-07T22:53:37.573916
C_Target_VRE | Secondary Techs | PWRCOAINDWE | ResidualCapacity | 2035 | 68.6288 |  | 2026-06-07T22:53:37.573916
C_Target_VRE | Secondary Techs | PWRCOAINDWE | ResidualCapacity | 2036 | 66.1778 |  | 2026-06-07T22:53:37.573916
C_Target_VRE | Secondary Techs | PWRCOAINDWE | ResidualCapacity | 2037 | 63.7267 |  | 2026-06-07T22:53:37.573916
C_Target_VRE | Secondary Techs | PWRCOAINDWE | ResidualCapacity | 2038 | 61.2757 |  | 2026-06-07T22:53:37.573916
C_Target_VRE | Secondary Techs | PWRCOAINDWE | ResidualCapacity | 2039 | 58.8247 |  | 2026-06-07T22:53:37.573916
C_Target_VRE | Secondary Techs | PWRCOAINDWE | ResidualCapacity | 2040 | 56.3737 |  | 2026-06-07T22:53:37.573916
C_Target_VRE | Secondary Techs | PWRCOAINDWE | ResidualCapacity | 2041 | 53.9226 |  | 2026-06-07T22:53:37.573916
C_Target_VRE | Secondary Techs | PWRCOAINDWE | ResidualCapacity | 2042 | 51.4716 |  | 2026-06-07T22:53:37.573916
C_Target_VRE | Secondary Techs | PWRCOAINDWE | ResidualCapacity | 2043 | 49.0206 |  | 2026-06-07T22:53:37.573916
C_Target_VRE | Secondary Techs | PWRCOAINDWE | ResidualCapacity | 2044 | 46.5695 |  | 2026-06-07T22:53:37.573916
C_Target_VRE | Secondary Techs | PWRCOAINDWE | ResidualCapacity | 2045 | 44.1185 |  | 2026-06-07T22:53:37.573916
C_Target_VRE | Secondary Techs | PWRCOAINDWE | ResidualCapacity | 2046 | 41.6675 |  | 2026-06-07T22:53:37.573916
C_Target_VRE | Secondary Techs | PWRCOAINDWE | ResidualCapacity | 2047 | 39.2165 |  | 2026-06-07T22:53:37.573916
C_Target_VRE | Secondary Techs | PWRCOAINDWE | ResidualCapacity | 2048 | 36.7654 |  | 2026-06-07T22:53:37.573916
C_Target_VRE | Secondary Techs | PWRCOAINDWE | ResidualCapacity | 2049 | 34.3144 |  | 2026-06-07T22:53:37.573916
C_Target_VRE | Secondary Techs | PWRCOAINDWE | ResidualCapacity | 2050 | 31.8634 |  | 2026-06-07T22:53:37.573916
C_Target_VRE | Secondary Techs | PWRNGSINDEA | ResidualCapacity | 2029 | 0.077333 |  | 2026-06-07T22:53:37.573916
C_Target_VRE | Secondary Techs | PWRNGSINDEA | ResidualCapacity | 2030 | 0.074667 |  | 2026-06-07T22:53:37.573916
C_Target_VRE | Secondary Techs | PWRNGSINDEA | ResidualCapacity | 2031 | 0.072 |  | 2026-06-07T22:53:37.573916
C_Target_VRE | Secondary Techs | PWRNGSINDEA | ResidualCapacity | 2032 | 0.069333 |  | 2026-06-07T22:53:37.573916
C_Target_VRE | Secondary Techs | PWRNGSINDEA | ResidualCapacity | 2033 | 0.066667 |  | 2026-06-07T22:53:37.573916
C_Target_VRE | Secondary Techs | PWRNGSINDEA | ResidualCapacity | 2034 | 0.064 |  | 2026-06-07T22:53:37.573916
C_Target_VRE | Secondary Techs | PWRNGSINDEA | ResidualCapacity | 2035 | 0.061333 |  | 2026-06-07T22:53:37.573916
C_Target_VRE | Secondary Techs | PWRNGSINDEA | ResidualCapacity | 2036 | 0.058667 |  | 2026-06-07T22:53:37.573916
C_Target_VRE | Secondary Techs | PWRNGSINDEA | ResidualCapacity | 2037 | 0.056 |  | 2026-06-07T22:53:37.573916
C_Target_VRE | Secondary Techs | PWRNGSINDEA | ResidualCapacity | 2038 | 0.053333 |  | 2026-06-07T22:53:37.573916
C_Target_VRE | Secondary Techs | PWRNGSINDEA | ResidualCapacity | 2039 | 0.050667 |  | 2026-06-07T22:53:37.573916
C_Target_VRE | Secondary Techs | PWRNGSINDEA | ResidualCapacity | 2040 | 0.048 |  | 2026-06-07T22:53:37.573916
C_Target_VRE | Secondary Techs | PWRNGSINDEA | ResidualCapacity | 2041 | 0.045333 |  | 2026-06-07T22:53:37.573916
C_Target_VRE | Secondary Techs | PWRNGSINDEA | ResidualCapacity | 2042 | 0.042667 |  | 2026-06-07T22:53:37.573916
C_Target_VRE | Secondary Techs | PWRNGSINDEA | ResidualCapacity | 2043 | 0.04 |  | 2026-06-07T22:53:37.573916
C_Target_VRE | Secondary Techs | PWRNGSINDEA | ResidualCapacity | 2044 | 0.037333 |  | 2026-06-07T22:53:37.573916
C_Target_VRE | Secondary Techs | PWRNGSINDEA | ResidualCapacity | 2045 | 0.034667 |  | 2026-06-07T22:53:37.573916
C_Target_VRE | Secondary Techs | PWRNGSINDEA | ResidualCapacity | 2046 | 0.032 |  | 2026-06-07T22:53:37.573916
C_Target_VRE | Secondary Techs | PWRNGSINDEA | ResidualCapacity | 2047 | 0.029333 |  | 2026-06-07T22:53:37.573916
C_Target_VRE | Secondary Techs | PWRNGSINDEA | ResidualCapacity | 2048 | 0.026667 |  | 2026-06-07T22:53:37.573916
C_Target_VRE | Secondary Techs | PWRNGSINDEA | ResidualCapacity | 2049 | 0.024 |  | 2026-06-07T22:53:37.573916
C_Target_VRE | Secondary Techs | PWRNGSINDEA | ResidualCapacity | 2050 | 0.021333 |  | 2026-06-07T22:53:37.573916
C_Target_VRE | Secondary Techs | PWRNGSINDNO | ResidualCapacity | 2029 | 5.7952 |  | 2026-06-07T22:53:37.573916
C_Target_VRE | Secondary Techs | PWRNGSINDNO | ResidualCapacity | 2030 | 5.5953 |  | 2026-06-07T22:53:37.573916
C_Target_VRE | Secondary Techs | PWRNGSINDNO | ResidualCapacity | 2031 | 5.3955 |  | 2026-06-07T22:53:37.573916
C_Target_VRE | Secondary Techs | PWRNGSINDNO | ResidualCapacity | 2032 | 5.1957 |  | 2026-06-07T22:53:37.573916
C_Target_VRE | Secondary Techs | PWRNGSINDNO | ResidualCapacity | 2033 | 4.9958 |  | 2026-06-07T22:53:37.573916
C_Target_VRE | Secondary Techs | PWRNGSINDNO | ResidualCapacity | 2034 | 4.796 |  | 2026-06-07T22:53:37.573916
C_Target_VRE | Secondary Techs | PWRNGSINDNO | ResidualCapacity | 2035 | 4.5962 |  | 2026-06-07T22:53:37.573916
C_Target_VRE | Secondary Techs | PWRNGSINDNO | ResidualCapacity | 2036 | 4.3963 |  | 2026-06-07T22:53:37.573916
C_Target_VRE | Secondary Techs | PWRNGSINDNO | ResidualCapacity | 2037 | 4.1965 |  | 2026-06-07T22:53:37.573916
C_Target_VRE | Secondary Techs | PWRNGSINDNO | ResidualCapacity | 2038 | 3.9967 |  | 2026-06-07T22:53:37.573916
C_Target_VRE | Secondary Techs | PWRNGSINDNO | ResidualCapacity | 2039 | 3.7968 |  | 2026-06-07T22:53:37.573916
C_Target_VRE | Secondary Techs | PWRNGSINDNO | ResidualCapacity | 2040 | 3.597 |  | 2026-06-07T22:53:37.573916
C_Target_VRE | Secondary Techs | PWRNGSINDNO | ResidualCapacity | 2041 | 3.3972 |  | 2026-06-07T22:53:37.573916
C_Target_VRE | Secondary Techs | PWRNGSINDNO | ResidualCapacity | 2042 | 3.1973 |  | 2026-06-07T22:53:37.573916
C_Target_VRE | Secondary Techs | PWRNGSINDNO | ResidualCapacity | 2043 | 2.9975 |  | 2026-06-07T22:53:37.573916
C_Target_VRE | Secondary Techs | PWRNGSINDNO | ResidualCapacity | 2044 | 2.7977 |  | 2026-06-07T22:53:37.573916
C_Target_VRE | Secondary Techs | PWRNGSINDNO | ResidualCapacity | 2045 | 2.5978 |  | 2026-06-07T22:53:37.573916
C_Target_VRE | Secondary Techs | PWRNGSINDNO | ResidualCapacity | 2046 | 2.398 |  | 2026-06-07T22:53:37.573916
C_Target_VRE | Secondary Techs | PWRNGSINDNO | ResidualCapacity | 2047 | 2.1982 |  | 2026-06-07T22:53:37.573916
C_Target_VRE | Secondary Techs | PWRNGSINDNO | ResidualCapacity | 2048 | 1.9983 |  | 2026-06-07T22:53:37.573916
C_Target_VRE | Secondary Techs | PWRNGSINDNO | ResidualCapacity | 2049 | 1.7985 |  | 2026-06-07T22:53:37.573916
C_Target_VRE | Secondary Techs | PWRNGSINDNO | ResidualCapacity | 2050 | 1.5987 |  | 2026-06-07T22:53:37.573916
C_Target_VRE | Secondary Techs | PWRCOALKAXX | ResidualCapacity | 2029 | 0.78686 |  | 2026-06-07T22:53:37.573916
C_Target_VRE | Secondary Techs | PWRCOALKAXX | ResidualCapacity | 2030 | 0.76371 |  | 2026-06-07T22:53:37.573916
C_Target_VRE | Secondary Techs | PWRCOALKAXX | ResidualCapacity | 2031 | 0.74057 |  | 2026-06-07T22:53:37.573916
C_Target_VRE | Secondary Techs | PWRCOALKAXX | ResidualCapacity | 2032 | 0.71743 |  | 2026-06-07T22:53:37.573916
C_Target_VRE | Secondary Techs | PWRCOALKAXX | ResidualCapacity | 2033 | 0.69429 |  | 2026-06-07T22:53:37.573916
C_Target_VRE | Secondary Techs | PWRCOALKAXX | ResidualCapacity | 2034 | 0.67114 |  | 2026-06-07T22:53:37.573916
C_Target_VRE | Secondary Techs | PWRCOALKAXX | ResidualCapacity | 2035 | 0.648 |  | 2026-06-07T22:53:37.573916
C_Target_VRE | Secondary Techs | PWRCOALKAXX | ResidualCapacity | 2036 | 0.62486 |  | 2026-06-07T22:53:37.573916
C_Target_VRE | Secondary Techs | PWRCOALKAXX | ResidualCapacity | 2037 | 0.60171 |  | 2026-06-07T22:53:37.573916
C_Target_VRE | Secondary Techs | PWRCOALKAXX | ResidualCapacity | 2038 | 0.57857 |  | 2026-06-07T22:53:37.573916
C_Target_VRE | Secondary Techs | PWRCOALKAXX | ResidualCapacity | 2039 | 0.55543 |  | 2026-06-07T22:53:37.573916
C_Target_VRE | Secondary Techs | PWRCOALKAXX | ResidualCapacity | 2040 | 0.53229 |  | 2026-06-07T22:53:37.573916
C_Target_VRE | Secondary Techs | PWRCOALKAXX | ResidualCapacity | 2041 | 0.50914 |  | 2026-06-07T22:53:37.573916
C_Target_VRE | Secondary Techs | PWRCOALKAXX | ResidualCapacity | 2042 | 0.486 |  | 2026-06-07T22:53:37.573916
C_Target_VRE | Secondary Techs | PWRCOALKAXX | ResidualCapacity | 2043 | 0.46286 |  | 2026-06-07T22:53:37.573916
C_Target_VRE | Secondary Techs | PWRCOALKAXX | ResidualCapacity | 2044 | 0.43971 |  | 2026-06-07T22:53:37.573916
C_Target_VRE | Secondary Techs | PWRCOALKAXX | ResidualCapacity | 2045 | 0.41657 |  | 2026-06-07T22:53:37.573916
C_Target_VRE | Secondary Techs | PWRCOALKAXX | ResidualCapacity | 2046 | 0.39343 |  | 2026-06-07T22:53:37.573916
C_Target_VRE | Secondary Techs | PWRCOALKAXX | ResidualCapacity | 2047 | 0.37029 |  | 2026-06-07T22:53:37.573916
C_Target_VRE | Secondary Techs | PWRCOALKAXX | ResidualCapacity | 2048 | 0.34714 |  | 2026-06-07T22:53:37.573916
C_Target_VRE | Secondary Techs | PWRCOALKAXX | ResidualCapacity | 2049 | 0.324 |  | 2026-06-07T22:53:37.573916
C_Target_VRE | Secondary Techs | PWRCOALKAXX | ResidualCapacity | 2050 | 0.30086 |  | 2026-06-07T22:53:37.573916
C_Target_VRE | Secondary Techs | PWRCOAINDNO | ResidualCapacity | 2029 | 44.5546 |  | 2026-06-07T22:53:37.573916
C_Target_VRE | Secondary Techs | PWRCOAINDNO | ResidualCapacity | 2030 | 43.2441 |  | 2026-06-07T22:53:37.573916
C_Target_VRE | Secondary Techs | PWRCOAINDNO | ResidualCapacity | 2031 | 41.9337 |  | 2026-06-07T22:53:37.573916
C_Target_VRE | Secondary Techs | PWRCOAINDNO | ResidualCapacity | 2032 | 40.6233 |  | 2026-06-07T22:53:37.573916
C_Target_VRE | Secondary Techs | PWRCOAINDNO | ResidualCapacity | 2033 | 39.3129 |  | 2026-06-07T22:53:37.573916
C_Target_VRE | Secondary Techs | PWRCOAINDNO | ResidualCapacity | 2034 | 38.0024 |  | 2026-06-07T22:53:37.573916
C_Target_VRE | Secondary Techs | PWRCOAINDNO | ResidualCapacity | 2035 | 36.692 |  | 2026-06-07T22:53:37.573916
C_Target_VRE | Secondary Techs | PWRCOAINDNO | ResidualCapacity | 2036 | 35.3816 |  | 2026-06-07T22:53:37.573916
C_Target_VRE | Secondary Techs | PWRCOAINDNO | ResidualCapacity | 2037 | 34.0711 |  | 2026-06-07T22:53:37.573916
C_Target_VRE | Secondary Techs | PWRCOAINDNO | ResidualCapacity | 2038 | 32.7607 |  | 2026-06-07T22:53:37.573916
C_Target_VRE | Secondary Techs | PWRCOAINDNO | ResidualCapacity | 2039 | 31.4503 |  | 2026-06-07T22:53:37.573916
C_Target_VRE | Secondary Techs | PWRCOAINDNO | ResidualCapacity | 2040 | 30.1399 |  | 2026-06-07T22:53:37.573916
C_Target_VRE | Secondary Techs | PWRCOAINDNO | ResidualCapacity | 2041 | 28.8294 |  | 2026-06-07T22:53:37.573916
C_Target_VRE | Secondary Techs | PWRCOAINDNO | ResidualCapacity | 2042 | 27.519 |  | 2026-06-07T22:53:37.573916
C_Target_VRE | Secondary Techs | PWRCOAINDNO | ResidualCapacity | 2043 | 26.2086 |  | 2026-06-07T22:53:37.573916
C_Target_VRE | Secondary Techs | PWRCOAINDNO | ResidualCapacity | 2044 | 24.8981 |  | 2026-06-07T22:53:37.573916
C_Target_VRE | Secondary Techs | PWRCOAINDNO | ResidualCapacity | 2045 | 23.5877 |  | 2026-06-07T22:53:37.573916
C_Target_VRE | Secondary Techs | PWRCOAINDNO | ResidualCapacity | 2046 | 22.2773 |  | 2026-06-07T22:53:37.573916
C_Target_VRE | Secondary Techs | PWRCOAINDNO | ResidualCapacity | 2047 | 20.9669 |  | 2026-06-07T22:53:37.573916
C_Target_VRE | Secondary Techs | PWRCOAINDNO | ResidualCapacity | 2048 | 19.6564 |  | 2026-06-07T22:53:37.573916
C_Target_VRE | Secondary Techs | PWRCOAINDNO | ResidualCapacity | 2049 | 18.346 |  | 2026-06-07T22:53:37.573916
C_Target_VRE | Secondary Techs | PWRCOAINDNO | ResidualCapacity | 2050 | 17.0356 |  | 2026-06-07T22:53:37.573916
C_Target_VRE | Secondary Techs | PWRCOAINDEA | ResidualCapacity | 2029 | 35.9399 |  | 2026-06-07T22:53:37.573916
C_Target_VRE | Secondary Techs | PWRCOAINDEA | ResidualCapacity | 2030 | 34.8829 |  | 2026-06-07T22:53:37.573916
C_Target_VRE | Secondary Techs | PWRCOAINDEA | ResidualCapacity | 2031 | 33.8258 |  | 2026-06-07T22:53:37.573916
C_Target_VRE | Secondary Techs | PWRCOAINDEA | ResidualCapacity | 2032 | 32.7688 |  | 2026-06-07T22:53:37.573916
C_Target_VRE | Secondary Techs | PWRCOAINDEA | ResidualCapacity | 2033 | 31.7117 |  | 2026-06-07T22:53:37.573916
C_Target_VRE | Secondary Techs | PWRCOAINDEA | ResidualCapacity | 2034 | 30.6547 |  | 2026-06-07T22:53:37.573916
C_Target_VRE | Secondary Techs | PWRCOAINDEA | ResidualCapacity | 2035 | 29.5976 |  | 2026-06-07T22:53:37.573916
C_Target_VRE | Secondary Techs | PWRCOAINDEA | ResidualCapacity | 2036 | 28.5405 |  | 2026-06-07T22:53:37.573916
C_Target_VRE | Secondary Techs | PWRCOAINDEA | ResidualCapacity | 2037 | 27.4835 |  | 2026-06-07T22:53:37.573916
C_Target_VRE | Secondary Techs | PWRCOAINDEA | ResidualCapacity | 2038 | 26.4264 |  | 2026-06-07T22:53:37.573916
C_Target_VRE | Secondary Techs | PWRCOAINDEA | ResidualCapacity | 2039 | 25.3694 |  | 2026-06-07T22:53:37.573916
C_Target_VRE | Secondary Techs | PWRCOAINDEA | ResidualCapacity | 2040 | 24.3123 |  | 2026-06-07T22:53:37.573916
C_Target_VRE | Secondary Techs | PWRCOAINDEA | ResidualCapacity | 2041 | 23.2553 |  | 2026-06-07T22:53:37.573916
C_Target_VRE | Secondary Techs | PWRCOAINDEA | ResidualCapacity | 2042 | 22.1982 |  | 2026-06-07T22:53:37.573916
C_Target_VRE | Secondary Techs | PWRCOAINDEA | ResidualCapacity | 2043 | 21.1411 |  | 2026-06-07T22:53:37.573916
C_Target_VRE | Secondary Techs | PWRCOAINDEA | ResidualCapacity | 2044 | 20.0841 |  | 2026-06-07T22:53:37.573916
C_Target_VRE | Secondary Techs | PWRCOAINDEA | ResidualCapacity | 2045 | 19.027 |  | 2026-06-07T22:53:37.573916
C_Target_VRE | Secondary Techs | PWRCOAINDEA | ResidualCapacity | 2046 | 17.97 |  | 2026-06-07T22:53:37.573916
C_Target_VRE | Secondary Techs | PWRCOAINDEA | ResidualCapacity | 2047 | 16.9129 |  | 2026-06-07T22:53:37.573916
C_Target_VRE | Secondary Techs | PWRCOAINDEA | ResidualCapacity | 2048 | 15.8559 |  | 2026-06-07T22:53:37.573916
C_Target_VRE | Secondary Techs | PWRCOAINDEA | ResidualCapacity | 2049 | 14.7988 |  | 2026-06-07T22:53:37.573916
C_Target_VRE | Secondary Techs | PWRCOAINDEA | ResidualCapacity | 2050 | 13.7417 |  | 2026-06-07T22:53:37.573916
C_Target_VRE | Secondary Techs | PWRNGSINDWE | ResidualCapacity | 2029 | 10.4458 |  | 2026-06-07T22:53:37.573916
C_Target_VRE | Secondary Techs | PWRNGSINDWE | ResidualCapacity | 2030 | 10.0856 |  | 2026-06-07T22:53:37.573916
C_Target_VRE | Secondary Techs | PWRNGSINDWE | ResidualCapacity | 2031 | 9.7254 |  | 2026-06-07T22:53:37.573916
C_Target_VRE | Secondary Techs | PWRNGSINDWE | ResidualCapacity | 2032 | 9.3652 |  | 2026-06-07T22:53:37.573916
C_Target_VRE | Secondary Techs | PWRNGSINDWE | ResidualCapacity | 2033 | 9.005 |  | 2026-06-07T22:53:37.573916
C_Target_VRE | Secondary Techs | PWRNGSINDWE | ResidualCapacity | 2034 | 8.6448 |  | 2026-06-07T22:53:37.573916
C_Target_VRE | Secondary Techs | PWRNGSINDWE | ResidualCapacity | 2035 | 8.2846 |  | 2026-06-07T22:53:37.573916
C_Target_VRE | Secondary Techs | PWRNGSINDWE | ResidualCapacity | 2036 | 7.9244 |  | 2026-06-07T22:53:37.573916
C_Target_VRE | Secondary Techs | PWRNGSINDWE | ResidualCapacity | 2037 | 7.5642 |  | 2026-06-07T22:53:37.573916
C_Target_VRE | Secondary Techs | PWRNGSINDWE | ResidualCapacity | 2038 | 7.204 |  | 2026-06-07T22:53:37.573916
C_Target_VRE | Secondary Techs | PWRNGSINDWE | ResidualCapacity | 2039 | 6.8438 |  | 2026-06-07T22:53:37.573916
C_Target_VRE | Secondary Techs | PWRNGSINDWE | ResidualCapacity | 2040 | 6.4836 |  | 2026-06-07T22:53:37.573916
C_Target_VRE | Secondary Techs | PWRNGSINDWE | ResidualCapacity | 2041 | 6.1234 |  | 2026-06-07T22:53:37.573916
C_Target_VRE | Secondary Techs | PWRNGSINDWE | ResidualCapacity | 2042 | 5.7632 |  | 2026-06-07T22:53:37.573916
C_Target_VRE | Secondary Techs | PWRNGSINDWE | ResidualCapacity | 2043 | 5.403 |  | 2026-06-07T22:53:37.573916
C_Target_VRE | Secondary Techs | PWRNGSINDWE | ResidualCapacity | 2044 | 5.0428 |  | 2026-06-07T22:53:37.573916
C_Target_VRE | Secondary Techs | PWRNGSINDWE | ResidualCapacity | 2045 | 4.6826 |  | 2026-06-07T22:53:37.573916
C_Target_VRE | Secondary Techs | PWRNGSINDWE | ResidualCapacity | 2046 | 4.3224 |  | 2026-06-07T22:53:37.573916
C_Target_VRE | Secondary Techs | PWRNGSINDWE | ResidualCapacity | 2047 | 3.9622 |  | 2026-06-07T22:53:37.573916
C_Target_VRE | Secondary Techs | PWRNGSINDWE | ResidualCapacity | 2048 | 3.602 |  | 2026-06-07T22:53:37.573916
C_Target_VRE | Secondary Techs | PWRNGSINDWE | ResidualCapacity | 2049 | 3.2418 |  | 2026-06-07T22:53:37.573916
C_Target_VRE | Secondary Techs | PWRNGSINDWE | ResidualCapacity | 2050 | 2.8816 |  | 2026-06-07T22:53:37.573916
C_Target_VRE | Secondary Techs | PWRCOAINDNE | ResidualCapacity | 2029 | 0.72857 |  | 2026-06-07T22:53:37.573916
C_Target_VRE | Secondary Techs | PWRCOAINDNE | ResidualCapacity | 2030 | 0.70714 |  | 2026-06-07T22:53:37.573916
C_Target_VRE | Secondary Techs | PWRCOAINDNE | ResidualCapacity | 2031 | 0.68571 |  | 2026-06-07T22:53:37.573916
C_Target_VRE | Secondary Techs | PWRCOAINDNE | ResidualCapacity | 2032 | 0.66429 |  | 2026-06-07T22:53:37.573916
C_Target_VRE | Secondary Techs | PWRCOAINDNE | ResidualCapacity | 2033 | 0.64286 |  | 2026-06-07T22:53:37.573916
C_Target_VRE | Secondary Techs | PWRCOAINDNE | ResidualCapacity | 2034 | 0.62143 |  | 2026-06-07T22:53:37.573916
C_Target_VRE | Secondary Techs | PWRCOAINDNE | ResidualCapacity | 2035 | 0.6 |  | 2026-06-07T22:53:37.573916
C_Target_VRE | Secondary Techs | PWRCOAINDNE | ResidualCapacity | 2036 | 0.57857 |  | 2026-06-07T22:53:37.573916
C_Target_VRE | Secondary Techs | PWRCOAINDNE | ResidualCapacity | 2037 | 0.55714 |  | 2026-06-07T22:53:37.573916
C_Target_VRE | Secondary Techs | PWRCOAINDNE | ResidualCapacity | 2038 | 0.53571 |  | 2026-06-07T22:53:37.573916
C_Target_VRE | Secondary Techs | PWRCOAINDNE | ResidualCapacity | 2039 | 0.51429 |  | 2026-06-07T22:53:37.573916
C_Target_VRE | Secondary Techs | PWRCOAINDNE | ResidualCapacity | 2040 | 0.49286 |  | 2026-06-07T22:53:37.573916
C_Target_VRE | Secondary Techs | PWRCOAINDNE | ResidualCapacity | 2041 | 0.47143 |  | 2026-06-07T22:53:37.573916
C_Target_VRE | Secondary Techs | PWRCOAINDNE | ResidualCapacity | 2042 | 0.45 |  | 2026-06-07T22:53:37.573916
C_Target_VRE | Secondary Techs | PWRCOAINDNE | ResidualCapacity | 2043 | 0.42857 |  | 2026-06-07T22:53:37.573916
C_Target_VRE | Secondary Techs | PWRCOAINDNE | ResidualCapacity | 2044 | 0.40714 |  | 2026-06-07T22:53:37.573916
C_Target_VRE | Secondary Techs | PWRCOAINDNE | ResidualCapacity | 2045 | 0.38571 |  | 2026-06-07T22:53:37.573916
C_Target_VRE | Secondary Techs | PWRCOAINDNE | ResidualCapacity | 2046 | 0.36429 |  | 2026-06-07T22:53:37.573916
C_Target_VRE | Secondary Techs | PWRCOAINDNE | ResidualCapacity | 2047 | 0.34286 |  | 2026-06-07T22:53:37.573916
C_Target_VRE | Secondary Techs | PWRCOAINDNE | ResidualCapacity | 2048 | 0.32143 |  | 2026-06-07T22:53:37.573916
C_Target_VRE | Secondary Techs | PWRCOAINDNE | ResidualCapacity | 2049 | 0.3 |  | 2026-06-07T22:53:37.573916
C_Target_VRE | Secondary Techs | PWRCOAINDNE | ResidualCapacity | 2050 | 0.27857 |  | 2026-06-07T22:53:37.573916
C_Target_VRE | Secondary Techs | PWRNGSINDSO | ResidualCapacity | 2029 | 6.2756 |  | 2026-06-07T22:53:37.573916
C_Target_VRE | Secondary Techs | PWRNGSINDSO | ResidualCapacity | 2030 | 6.0592 |  | 2026-06-07T22:53:37.573916
C_Target_VRE | Secondary Techs | PWRNGSINDSO | ResidualCapacity | 2031 | 5.8428 |  | 2026-06-07T22:53:37.573916
C_Target_VRE | Secondary Techs | PWRNGSINDSO | ResidualCapacity | 2032 | 5.6264 |  | 2026-06-07T22:53:37.573916
C_Target_VRE | Secondary Techs | PWRNGSINDSO | ResidualCapacity | 2033 | 5.41 |  | 2026-06-07T22:53:37.573916
C_Target_VRE | Secondary Techs | PWRNGSINDSO | ResidualCapacity | 2034 | 5.1936 |  | 2026-06-07T22:53:37.573916
C_Target_VRE | Secondary Techs | PWRNGSINDSO | ResidualCapacity | 2035 | 4.9772 |  | 2026-06-07T22:53:37.573916
C_Target_VRE | Secondary Techs | PWRNGSINDSO | ResidualCapacity | 2036 | 4.7608 |  | 2026-06-07T22:53:37.573916
C_Target_VRE | Secondary Techs | PWRNGSINDSO | ResidualCapacity | 2037 | 4.5444 |  | 2026-06-07T22:53:37.573916
C_Target_VRE | Secondary Techs | PWRNGSINDSO | ResidualCapacity | 2038 | 4.328 |  | 2026-06-07T22:53:37.573916
C_Target_VRE | Secondary Techs | PWRNGSINDSO | ResidualCapacity | 2039 | 4.1116 |  | 2026-06-07T22:53:37.573916
C_Target_VRE | Secondary Techs | PWRNGSINDSO | ResidualCapacity | 2040 | 3.8952 |  | 2026-06-07T22:53:37.573916
C_Target_VRE | Secondary Techs | PWRNGSINDSO | ResidualCapacity | 2041 | 3.6788 |  | 2026-06-07T22:53:37.573916
C_Target_VRE | Secondary Techs | PWRNGSINDSO | ResidualCapacity | 2042 | 3.4624 |  | 2026-06-07T22:53:37.573916
C_Target_VRE | Secondary Techs | PWRNGSINDSO | ResidualCapacity | 2043 | 3.246 |  | 2026-06-07T22:53:37.573916
C_Target_VRE | Secondary Techs | PWRNGSINDSO | ResidualCapacity | 2044 | 3.0296 |  | 2026-06-07T22:53:37.573916
C_Target_VRE | Secondary Techs | PWRNGSINDSO | ResidualCapacity | 2045 | 2.8132 |  | 2026-06-07T22:53:37.573916
C_Target_VRE | Secondary Techs | PWRNGSINDSO | ResidualCapacity | 2046 | 2.5968 |  | 2026-06-07T22:53:37.573916
C_Target_VRE | Secondary Techs | PWRNGSINDSO | ResidualCapacity | 2047 | 2.3804 |  | 2026-06-07T22:53:37.573916
C_Target_VRE | Secondary Techs | PWRNGSINDSO | ResidualCapacity | 2048 | 2.164 |  | 2026-06-07T22:53:37.573916
C_Target_VRE | Secondary Techs | PWRNGSINDSO | ResidualCapacity | 2049 | 1.9476 |  | 2026-06-07T22:53:37.573916
C_Target_VRE | Secondary Techs | PWRNGSINDSO | ResidualCapacity | 2050 | 1.7312 |  | 2026-06-07T22:53:37.573916
C_Target_VRE | Secondary Techs | PWRNGSINDNE | ResidualCapacity | 2029 | 1.6095 |  | 2026-06-07T22:53:37.573916
C_Target_VRE | Secondary Techs | PWRNGSINDNE | ResidualCapacity | 2030 | 1.554 |  | 2026-06-07T22:53:37.573916
C_Target_VRE | Secondary Techs | PWRNGSINDNE | ResidualCapacity | 2031 | 1.4985 |  | 2026-06-07T22:53:37.573916
C_Target_VRE | Secondary Techs | PWRNGSINDNE | ResidualCapacity | 2032 | 1.443 |  | 2026-06-07T22:53:37.573916
C_Target_VRE | Secondary Techs | PWRNGSINDNE | ResidualCapacity | 2033 | 1.3875 |  | 2026-06-07T22:53:37.573916
C_Target_VRE | Secondary Techs | PWRNGSINDNE | ResidualCapacity | 2034 | 1.332 |  | 2026-06-07T22:53:37.573916
C_Target_VRE | Secondary Techs | PWRNGSINDNE | ResidualCapacity | 2035 | 1.2765 |  | 2026-06-07T22:53:37.573916
C_Target_VRE | Secondary Techs | PWRNGSINDNE | ResidualCapacity | 2036 | 1.221 |  | 2026-06-07T22:53:37.573916
C_Target_VRE | Secondary Techs | PWRNGSINDNE | ResidualCapacity | 2037 | 1.1655 |  | 2026-06-07T22:53:37.573916
C_Target_VRE | Secondary Techs | PWRNGSINDNE | ResidualCapacity | 2038 | 1.11 |  | 2026-06-07T22:53:37.573916
C_Target_VRE | Secondary Techs | PWRNGSINDNE | ResidualCapacity | 2039 | 1.0545 |  | 2026-06-07T22:53:37.573916
C_Target_VRE | Secondary Techs | PWRNGSINDNE | ResidualCapacity | 2040 | 0.999 |  | 2026-06-07T22:53:37.573916
C_Target_VRE | Secondary Techs | PWRNGSINDNE | ResidualCapacity | 2041 | 0.9435 |  | 2026-06-07T22:53:37.573916
C_Target_VRE | Secondary Techs | PWRNGSINDNE | ResidualCapacity | 2042 | 0.888 |  | 2026-06-07T22:53:37.573916
C_Target_VRE | Secondary Techs | PWRNGSINDNE | ResidualCapacity | 2043 | 0.8325 |  | 2026-06-07T22:53:37.573916
C_Target_VRE | Secondary Techs | PWRNGSINDNE | ResidualCapacity | 2044 | 0.777 |  | 2026-06-07T22:53:37.573916
C_Target_VRE | Secondary Techs | PWRNGSINDNE | ResidualCapacity | 2045 | 0.7215 |  | 2026-06-07T22:53:37.573916
C_Target_VRE | Secondary Techs | PWRNGSINDNE | ResidualCapacity | 2046 | 0.666 |  | 2026-06-07T22:53:37.573916
C_Target_VRE | Secondary Techs | PWRNGSINDNE | ResidualCapacity | 2047 | 0.6105 |  | 2026-06-07T22:53:37.573916
C_Target_VRE | Secondary Techs | PWRNGSINDNE | ResidualCapacity | 2048 | 0.555 |  | 2026-06-07T22:53:37.573916
C_Target_VRE | Secondary Techs | PWRNGSINDNE | ResidualCapacity | 2049 | 0.4995 |  | 2026-06-07T22:53:37.573916
C_Target_VRE | Secondary Techs | PWRNGSINDNE | ResidualCapacity | 2050 | 0.444 |  | 2026-06-07T22:53:37.573916
C_Target_VRE | Secondary Techs | PWRCOAINDSO | ResidualCapacity | 2029 | 43.7123 |  | 2026-06-07T22:53:37.573916
C_Target_VRE | Secondary Techs | PWRCOAINDSO | ResidualCapacity | 2030 | 42.4267 |  | 2026-06-07T22:53:37.573916
C_Target_VRE | Secondary Techs | PWRCOAINDSO | ResidualCapacity | 2031 | 41.141 |  | 2026-06-07T22:53:37.573916
C_Target_VRE | Secondary Techs | PWRCOAINDSO | ResidualCapacity | 2032 | 39.8554 |  | 2026-06-07T22:53:37.573916
C_Target_VRE | Secondary Techs | PWRCOAINDSO | ResidualCapacity | 2033 | 38.5697 |  | 2026-06-07T22:53:37.573916
C_Target_VRE | Secondary Techs | PWRCOAINDSO | ResidualCapacity | 2034 | 37.2841 |  | 2026-06-07T22:53:37.573916
C_Target_VRE | Secondary Techs | PWRCOAINDSO | ResidualCapacity | 2035 | 35.9984 |  | 2026-06-07T22:53:37.573916
C_Target_VRE | Secondary Techs | PWRCOAINDSO | ResidualCapacity | 2036 | 34.7127 |  | 2026-06-07T22:53:37.573916
C_Target_VRE | Secondary Techs | PWRCOAINDSO | ResidualCapacity | 2037 | 33.4271 |  | 2026-06-07T22:53:37.573916
C_Target_VRE | Secondary Techs | PWRCOAINDSO | ResidualCapacity | 2038 | 32.1414 |  | 2026-06-07T22:53:37.573916
C_Target_VRE | Secondary Techs | PWRCOAINDSO | ResidualCapacity | 2039 | 30.8558 |  | 2026-06-07T22:53:37.573916
C_Target_VRE | Secondary Techs | PWRCOAINDSO | ResidualCapacity | 2040 | 29.5701 |  | 2026-06-07T22:53:37.573916
C_Target_VRE | Secondary Techs | PWRCOAINDSO | ResidualCapacity | 2041 | 28.2845 |  | 2026-06-07T22:53:37.573916
C_Target_VRE | Secondary Techs | PWRCOAINDSO | ResidualCapacity | 2042 | 26.9988 |  | 2026-06-07T22:53:37.573916
C_Target_VRE | Secondary Techs | PWRCOAINDSO | ResidualCapacity | 2043 | 25.7131 |  | 2026-06-07T22:53:37.573916
C_Target_VRE | Secondary Techs | PWRCOAINDSO | ResidualCapacity | 2044 | 24.4275 |  | 2026-06-07T22:53:37.573916
C_Target_VRE | Secondary Techs | PWRCOAINDSO | ResidualCapacity | 2045 | 23.1418 |  | 2026-06-07T22:53:37.573916
C_Target_VRE | Secondary Techs | PWRCOAINDSO | ResidualCapacity | 2046 | 21.8562 |  | 2026-06-07T22:53:37.573916
C_Target_VRE | Secondary Techs | PWRCOAINDSO | ResidualCapacity | 2047 | 20.5705 |  | 2026-06-07T22:53:37.573916
C_Target_VRE | Secondary Techs | PWRCOAINDSO | ResidualCapacity | 2048 | 19.2849 |  | 2026-06-07T22:53:37.573916
C_Target_VRE | Secondary Techs | PWRCOAINDSO | ResidualCapacity | 2049 | 17.9992 |  | 2026-06-07T22:53:37.573916
C_Target_VRE | Secondary Techs | PWRCOAINDSO | ResidualCapacity | 2050 | 16.7135 |  | 2026-06-07T22:53:37.573916
C_Target_VRE | Secondary Techs | PWRNGSBGDXX | ResidualCapacity | 2029 | 12.6034 |  | 2026-06-07T22:53:37.573916
C_Target_VRE | Secondary Techs | PWRNGSBGDXX | ResidualCapacity | 2030 | 12.1688 |  | 2026-06-07T22:53:37.573916
C_Target_VRE | Secondary Techs | PWRNGSBGDXX | ResidualCapacity | 2031 | 11.7342 |  | 2026-06-07T22:53:37.573916
C_Target_VRE | Secondary Techs | PWRNGSBGDXX | ResidualCapacity | 2032 | 11.2996 |  | 2026-06-07T22:53:37.573916
C_Target_VRE | Secondary Techs | PWRNGSBGDXX | ResidualCapacity | 2033 | 10.865 |  | 2026-06-07T22:53:37.573916
C_Target_VRE | Secondary Techs | PWRNGSBGDXX | ResidualCapacity | 2034 | 10.4304 |  | 2026-06-07T22:53:37.573916
C_Target_VRE | Secondary Techs | PWRNGSBGDXX | ResidualCapacity | 2035 | 9.9958 |  | 2026-06-07T22:53:37.573916
C_Target_VRE | Secondary Techs | PWRNGSBGDXX | ResidualCapacity | 2036 | 9.5612 |  | 2026-06-07T22:53:37.573916
C_Target_VRE | Secondary Techs | PWRNGSBGDXX | ResidualCapacity | 2037 | 9.1266 |  | 2026-06-07T22:53:37.573916
C_Target_VRE | Secondary Techs | PWRNGSBGDXX | ResidualCapacity | 2038 | 8.692 |  | 2026-06-07T22:53:37.573916
C_Target_VRE | Secondary Techs | PWRNGSBGDXX | ResidualCapacity | 2039 | 8.2574 |  | 2026-06-07T22:53:37.573916
C_Target_VRE | Secondary Techs | PWRNGSBGDXX | ResidualCapacity | 2040 | 7.8228 |  | 2026-06-07T22:53:37.573916
C_Target_VRE | Secondary Techs | PWRNGSBGDXX | ResidualCapacity | 2041 | 7.3882 |  | 2026-06-07T22:53:37.573916
C_Target_VRE | Secondary Techs | PWRNGSBGDXX | ResidualCapacity | 2042 | 6.9536 |  | 2026-06-07T22:53:37.573916
C_Target_VRE | Secondary Techs | PWRNGSBGDXX | ResidualCapacity | 2043 | 6.519 |  | 2026-06-07T22:53:37.573916
C_Target_VRE | Secondary Techs | PWRNGSBGDXX | ResidualCapacity | 2044 | 6.0844 |  | 2026-06-07T22:53:37.573916
C_Target_VRE | Secondary Techs | PWRNGSBGDXX | ResidualCapacity | 2045 | 5.6498 |  | 2026-06-07T22:53:37.573916
C_Target_VRE | Secondary Techs | PWRNGSBGDXX | ResidualCapacity | 2046 | 5.2152 |  | 2026-06-07T22:53:37.573916
C_Target_VRE | Secondary Techs | PWRNGSBGDXX | ResidualCapacity | 2047 | 4.7806 |  | 2026-06-07T22:53:37.573916
C_Target_VRE | Secondary Techs | PWRNGSBGDXX | ResidualCapacity | 2048 | 4.346 |  | 2026-06-07T22:53:37.573916
C_Target_VRE | Secondary Techs | PWRNGSBGDXX | ResidualCapacity | 2049 | 3.9114 |  | 2026-06-07T22:53:37.573916
C_Target_VRE | Secondary Techs | PWRNGSBGDXX | ResidualCapacity | 2050 | 3.4768 |  | 2026-06-07T22:53:37.573916
C_Target_VRE | Secondary Techs | PWRLDSBTNXX | TotalAnnualMaxCapacityInvestment | 2023 | 9999 | exempt_maxcap_uncapped | 2026-06-07T22:53:42.961284
C_Target_VRE | Secondary Techs | PWRLDSBTNXX | TotalAnnualMaxCapacityInvestment | 2024 | 9999 | exempt_maxcap_uncapped | 2026-06-07T22:53:42.961284
C_Target_VRE | Secondary Techs | PWRLDSBTNXX | TotalAnnualMaxCapacityInvestment | 2025 | 9999 | exempt_maxcap_uncapped | 2026-06-07T22:53:42.961284
C_Target_VRE | Secondary Techs | PWRLDSBTNXX | TotalAnnualMaxCapacityInvestment | 2026 | 9999 | exempt_maxcap_uncapped | 2026-06-07T22:53:42.961284
C_Target_VRE | Secondary Techs | PWRLDSBTNXX | TotalAnnualMaxCapacityInvestment | 2027 | 9999 | exempt_maxcap_uncapped | 2026-06-07T22:53:42.961284
C_Target_VRE | Secondary Techs | PWRLDSBTNXX | TotalAnnualMaxCapacityInvestment | 2028 | 9999 | exempt_maxcap_uncapped | 2026-06-07T22:53:42.961284
C_Target_VRE | Secondary Techs | PWRLDSBTNXX | TotalAnnualMaxCapacityInvestment | 2029 | 9999 | exempt_maxcap_uncapped | 2026-06-07T22:53:42.961284
C_Target_VRE | Secondary Techs | PWRLDSBTNXX | TotalAnnualMaxCapacityInvestment | 2030 | 9999 | exempt_maxcap_uncapped | 2026-06-07T22:53:42.961284
C_Target_VRE | Secondary Techs | PWRLDSBTNXX | TotalAnnualMaxCapacityInvestment | 2031 | 9999 | exempt_maxcap_uncapped | 2026-06-07T22:53:42.961284
C_Target_VRE | Secondary Techs | PWRLDSBTNXX | TotalAnnualMaxCapacityInvestment | 2032 | 9999 | exempt_maxcap_uncapped | 2026-06-07T22:53:42.961284
C_Target_VRE | Secondary Techs | PWRLDSBTNXX | TotalAnnualMaxCapacityInvestment | 2033 | 9999 | exempt_maxcap_uncapped | 2026-06-07T22:53:42.961284
C_Target_VRE | Secondary Techs | PWRLDSBTNXX | TotalAnnualMaxCapacityInvestment | 2034 | 9999 | exempt_maxcap_uncapped | 2026-06-07T22:53:42.961284
C_Target_VRE | Secondary Techs | PWRLDSBTNXX | TotalAnnualMaxCapacityInvestment | 2035 | 9999 | exempt_maxcap_uncapped | 2026-06-07T22:53:42.961284
C_Target_VRE | Secondary Techs | PWRLDSBTNXX | TotalAnnualMaxCapacityInvestment | 2036 | 9999 | exempt_maxcap_uncapped | 2026-06-07T22:53:42.961284
C_Target_VRE | Secondary Techs | PWRLDSBTNXX | TotalAnnualMaxCapacityInvestment | 2037 | 9999 | exempt_maxcap_uncapped | 2026-06-07T22:53:42.961284
C_Target_VRE | Secondary Techs | PWRLDSBTNXX | TotalAnnualMaxCapacityInvestment | 2038 | 9999 | exempt_maxcap_uncapped | 2026-06-07T22:53:42.961284
C_Target_VRE | Secondary Techs | PWRLDSBTNXX | TotalAnnualMaxCapacityInvestment | 2039 | 9999 | exempt_maxcap_uncapped | 2026-06-07T22:53:42.961284
C_Target_VRE | Secondary Techs | PWRLDSBTNXX | TotalAnnualMaxCapacityInvestment | 2040 | 9999 | exempt_maxcap_uncapped | 2026-06-07T22:53:42.961284
C_Target_VRE | Secondary Techs | PWRLDSBTNXX | TotalAnnualMaxCapacityInvestment | 2041 | 9999 | exempt_maxcap_uncapped | 2026-06-07T22:53:42.961284
C_Target_VRE | Secondary Techs | PWRLDSBTNXX | TotalAnnualMaxCapacityInvestment | 2042 | 9999 | exempt_maxcap_uncapped | 2026-06-07T22:53:42.961284
C_Target_VRE | Secondary Techs | PWRLDSBTNXX | TotalAnnualMaxCapacityInvestment | 2043 | 9999 | exempt_maxcap_uncapped | 2026-06-07T22:53:42.961284
C_Target_VRE | Secondary Techs | PWRLDSBTNXX | TotalAnnualMaxCapacityInvestment | 2044 | 9999 | exempt_maxcap_uncapped | 2026-06-07T22:53:42.961284
C_Target_VRE | Secondary Techs | PWRLDSBTNXX | TotalAnnualMaxCapacityInvestment | 2045 | 9999 | exempt_maxcap_uncapped | 2026-06-07T22:53:42.961284
C_Target_VRE | Secondary Techs | PWRLDSBTNXX | TotalAnnualMaxCapacityInvestment | 2046 | 9999 | exempt_maxcap_uncapped | 2026-06-07T22:53:42.961284
C_Target_VRE | Secondary Techs | PWRLDSBTNXX | TotalAnnualMaxCapacityInvestment | 2047 | 9999 | exempt_maxcap_uncapped | 2026-06-07T22:53:42.961284
C_Target_VRE | Secondary Techs | PWRLDSBTNXX | TotalAnnualMaxCapacityInvestment | 2048 | 9999 | exempt_maxcap_uncapped | 2026-06-07T22:53:42.961284
C_Target_VRE | Secondary Techs | PWRLDSBTNXX | TotalAnnualMaxCapacityInvestment | 2049 | 9999 | exempt_maxcap_uncapped | 2026-06-07T22:53:42.961284
C_Target_VRE | Secondary Techs | PWRLDSBTNXX | TotalAnnualMaxCapacityInvestment | 2050 | 9999 | exempt_maxcap_uncapped | 2026-06-07T22:53:42.961284
C_Target_VRE | Secondary Techs | PWRLDSBTNXX | TotalAnnualMaxCapacityInvestment | 2023 | 9999 | exempt_uncapped | 2026-06-07T22:53:42.961284
C_Target_VRE | Secondary Techs | PWRLDSBTNXX | TotalAnnualMaxCapacityInvestment | 2024 | 9999 | exempt_uncapped | 2026-06-07T22:53:42.961284
C_Target_VRE | Secondary Techs | PWRLDSBTNXX | TotalAnnualMaxCapacityInvestment | 2025 | 9999 | exempt_uncapped | 2026-06-07T22:53:42.961284
C_Target_VRE | Secondary Techs | PWRLDSBTNXX | TotalAnnualMaxCapacityInvestment | 2026 | 9999 | exempt_uncapped | 2026-06-07T22:53:42.961284
C_Target_VRE | Secondary Techs | PWRLDSBTNXX | TotalAnnualMaxCapacityInvestment | 2027 | 9999 | exempt_uncapped | 2026-06-07T22:53:42.961284
C_Target_VRE | Secondary Techs | PWRLDSBTNXX | TotalAnnualMaxCapacityInvestment | 2028 | 9999 | exempt_uncapped | 2026-06-07T22:53:42.961284
C_Target_VRE | Secondary Techs | PWRLDSBTNXX | TotalAnnualMaxCapacityInvestment | 2029 | 9999 | exempt_uncapped | 2026-06-07T22:53:42.961284
C_Target_VRE | Secondary Techs | PWRLDSBTNXX | TotalAnnualMaxCapacityInvestment | 2030 | 9999 | exempt_uncapped | 2026-06-07T22:53:42.961284
C_Target_VRE | Secondary Techs | PWRLDSBTNXX | TotalAnnualMaxCapacityInvestment | 2031 | 9999 | exempt_uncapped | 2026-06-07T22:53:42.961284
C_Target_VRE | Secondary Techs | PWRLDSBTNXX | TotalAnnualMaxCapacityInvestment | 2032 | 9999 | exempt_uncapped | 2026-06-07T22:53:42.961284
C_Target_VRE | Secondary Techs | PWRLDSBTNXX | TotalAnnualMaxCapacityInvestment | 2033 | 9999 | exempt_uncapped | 2026-06-07T22:53:42.961284
C_Target_VRE | Secondary Techs | PWRLDSBTNXX | TotalAnnualMaxCapacityInvestment | 2034 | 9999 | exempt_uncapped | 2026-06-07T22:53:42.961284
C_Target_VRE | Secondary Techs | PWRLDSBTNXX | TotalAnnualMaxCapacityInvestment | 2035 | 9999 | exempt_uncapped | 2026-06-07T22:53:42.961284
C_Target_VRE | Secondary Techs | PWRLDSBTNXX | TotalAnnualMaxCapacityInvestment | 2036 | 9999 | exempt_uncapped | 2026-06-07T22:53:42.961284
C_Target_VRE | Secondary Techs | PWRLDSBTNXX | TotalAnnualMaxCapacityInvestment | 2037 | 9999 | exempt_uncapped | 2026-06-07T22:53:42.961284
C_Target_VRE | Secondary Techs | PWRLDSBTNXX | TotalAnnualMaxCapacityInvestment | 2038 | 9999 | exempt_uncapped | 2026-06-07T22:53:42.961284
C_Target_VRE | Secondary Techs | PWRLDSBTNXX | TotalAnnualMaxCapacityInvestment | 2039 | 9999 | exempt_uncapped | 2026-06-07T22:53:42.961284
C_Target_VRE | Secondary Techs | PWRLDSBTNXX | TotalAnnualMaxCapacityInvestment | 2040 | 9999 | exempt_uncapped | 2026-06-07T22:53:42.961284
C_Target_VRE | Secondary Techs | PWRLDSBTNXX | TotalAnnualMaxCapacityInvestment | 2041 | 9999 | exempt_uncapped | 2026-06-07T22:53:42.961284
C_Target_VRE | Secondary Techs | PWRLDSBTNXX | TotalAnnualMaxCapacityInvestment | 2042 | 9999 | exempt_uncapped | 2026-06-07T22:53:42.961284
C_Target_VRE | Secondary Techs | PWRLDSBTNXX | TotalAnnualMaxCapacityInvestment | 2043 | 9999 | exempt_uncapped | 2026-06-07T22:53:42.961284
C_Target_VRE | Secondary Techs | PWRLDSBTNXX | TotalAnnualMaxCapacityInvestment | 2044 | 9999 | exempt_uncapped | 2026-06-07T22:53:42.961284
C_Target_VRE | Secondary Techs | PWRLDSBTNXX | TotalAnnualMaxCapacityInvestment | 2045 | 9999 | exempt_uncapped | 2026-06-07T22:53:42.961284
C_Target_VRE | Secondary Techs | PWRLDSBTNXX | TotalAnnualMaxCapacityInvestment | 2046 | 9999 | exempt_uncapped | 2026-06-07T22:53:42.961284
C_Target_VRE | Secondary Techs | PWRLDSBTNXX | TotalAnnualMaxCapacityInvestment | 2047 | 9999 | exempt_uncapped | 2026-06-07T22:53:42.961284
C_Target_VRE | Secondary Techs | PWRLDSBTNXX | TotalAnnualMaxCapacityInvestment | 2048 | 9999 | exempt_uncapped | 2026-06-07T22:53:42.961284
C_Target_VRE | Secondary Techs | PWRLDSBTNXX | TotalAnnualMaxCapacityInvestment | 2049 | 9999 | exempt_uncapped | 2026-06-07T22:53:42.961284
C_Target_VRE | Secondary Techs | PWRLDSBTNXX | TotalAnnualMaxCapacityInvestment | 2050 | 9999 | exempt_uncapped | 2026-06-07T22:53:42.961284
C_Target_VRE | Secondary Techs | PWRWONINDWE | TotalAnnualMaxCapacityInvestment | 2023 | 9999 | exempt_maxcap_uncapped | 2026-06-07T22:53:42.961284
C_Target_VRE | Secondary Techs | PWRWONINDWE | TotalAnnualMaxCapacityInvestment | 2024 | 9999 | exempt_maxcap_uncapped | 2026-06-07T22:53:42.961284
C_Target_VRE | Secondary Techs | PWRWONINDWE | TotalAnnualMaxCapacityInvestment | 2025 | 9999 | exempt_maxcap_uncapped | 2026-06-07T22:53:42.961284
C_Target_VRE | Secondary Techs | PWRWONINDWE | TotalAnnualMaxCapacityInvestment | 2026 | 9999 | exempt_maxcap_uncapped | 2026-06-07T22:53:42.961284
C_Target_VRE | Secondary Techs | PWRWONINDWE | TotalAnnualMaxCapacityInvestment | 2027 | 9999 | exempt_maxcap_uncapped | 2026-06-07T22:53:42.961284
C_Target_VRE | Secondary Techs | PWRWONINDWE | TotalAnnualMaxCapacityInvestment | 2028 | 9999 | exempt_maxcap_uncapped | 2026-06-07T22:53:42.961284
C_Target_VRE | Secondary Techs | PWRWONINDWE | TotalAnnualMaxCapacityInvestment | 2029 | 9999 | exempt_maxcap_uncapped | 2026-06-07T22:53:42.961284
C_Target_VRE | Secondary Techs | PWRWONINDWE | TotalAnnualMaxCapacityInvestment | 2030 | 9999 | exempt_maxcap_uncapped | 2026-06-07T22:53:42.961284
C_Target_VRE | Secondary Techs | PWRWONINDWE | TotalAnnualMaxCapacityInvestment | 2031 | 9999 | exempt_maxcap_uncapped | 2026-06-07T22:53:42.961284
C_Target_VRE | Secondary Techs | PWRWONINDWE | TotalAnnualMaxCapacityInvestment | 2032 | 9999 | exempt_maxcap_uncapped | 2026-06-07T22:53:42.961284
C_Target_VRE | Secondary Techs | PWRWONINDWE | TotalAnnualMaxCapacityInvestment | 2033 | 9999 | exempt_maxcap_uncapped | 2026-06-07T22:53:42.961284
C_Target_VRE | Secondary Techs | PWRWONINDWE | TotalAnnualMaxCapacityInvestment | 2034 | 9999 | exempt_maxcap_uncapped | 2026-06-07T22:53:42.961284
C_Target_VRE | Secondary Techs | PWRWONINDWE | TotalAnnualMaxCapacityInvestment | 2035 | 9999 | exempt_maxcap_uncapped | 2026-06-07T22:53:42.961284
C_Target_VRE | Secondary Techs | PWRWONINDWE | TotalAnnualMaxCapacityInvestment | 2036 | 9999 | exempt_maxcap_uncapped | 2026-06-07T22:53:42.961284
C_Target_VRE | Secondary Techs | PWRWONINDWE | TotalAnnualMaxCapacityInvestment | 2037 | 9999 | exempt_maxcap_uncapped | 2026-06-07T22:53:42.961284
C_Target_VRE | Secondary Techs | PWRWONINDWE | TotalAnnualMaxCapacityInvestment | 2038 | 9999 | exempt_maxcap_uncapped | 2026-06-07T22:53:42.961284
C_Target_VRE | Secondary Techs | PWRWONINDWE | TotalAnnualMaxCapacityInvestment | 2039 | 9999 | exempt_maxcap_uncapped | 2026-06-07T22:53:42.961284
C_Target_VRE | Secondary Techs | PWRWONINDWE | TotalAnnualMaxCapacityInvestment | 2040 | 9999 | exempt_maxcap_uncapped | 2026-06-07T22:53:42.961284
C_Target_VRE | Secondary Techs | PWRWONINDWE | TotalAnnualMaxCapacityInvestment | 2041 | 9999 | exempt_maxcap_uncapped | 2026-06-07T22:53:42.961284
C_Target_VRE | Secondary Techs | PWRWONINDWE | TotalAnnualMaxCapacityInvestment | 2042 | 9999 | exempt_maxcap_uncapped | 2026-06-07T22:53:42.961284
C_Target_VRE | Secondary Techs | PWRWONINDWE | TotalAnnualMaxCapacityInvestment | 2043 | 9999 | exempt_maxcap_uncapped | 2026-06-07T22:53:42.961284
C_Target_VRE | Secondary Techs | PWRWONINDWE | TotalAnnualMaxCapacityInvestment | 2044 | 9999 | exempt_maxcap_uncapped | 2026-06-07T22:53:42.961284
C_Target_VRE | Secondary Techs | PWRWONINDWE | TotalAnnualMaxCapacityInvestment | 2045 | 9999 | exempt_maxcap_uncapped | 2026-06-07T22:53:42.961284
C_Target_VRE | Secondary Techs | PWRWONINDWE | TotalAnnualMaxCapacityInvestment | 2046 | 9999 | exempt_maxcap_uncapped | 2026-06-07T22:53:42.961284
C_Target_VRE | Secondary Techs | PWRWONINDWE | TotalAnnualMaxCapacityInvestment | 2047 | 9999 | exempt_maxcap_uncapped | 2026-06-07T22:53:42.961284
C_Target_VRE | Secondary Techs | PWRWONINDWE | TotalAnnualMaxCapacityInvestment | 2048 | 9999 | exempt_maxcap_uncapped | 2026-06-07T22:53:42.961284
C_Target_VRE | Secondary Techs | PWRWONINDWE | TotalAnnualMaxCapacityInvestment | 2049 | 9999 | exempt_maxcap_uncapped | 2026-06-07T22:53:42.961284
C_Target_VRE | Secondary Techs | PWRWONINDWE | TotalAnnualMaxCapacityInvestment | 2050 | 9999 | exempt_maxcap_uncapped | 2026-06-07T22:53:42.961284
C_Target_VRE | Secondary Techs | PWRHYDINDNO | TotalAnnualMaxCapacityInvestment | 2023 | 0.1 | lid_floor | 2026-06-07T22:53:42.961284
C_Target_VRE | Secondary Techs | PWRHYDINDNO | TotalAnnualMaxCapacityInvestment | 2024 | 1.1991 | lid_fill | 2026-06-07T22:53:42.961284
C_Target_VRE | Secondary Techs | PWRHYDINDNO | TotalAnnualMaxCapacityInvestment | 2025 | 1.2677 | lid_fill | 2026-06-07T22:53:42.961284
C_Target_VRE | Secondary Techs | PWRHYDINDNO | TotalAnnualMaxCapacityInvestment | 2026 | 2.0442 | untie_min_inv | 2026-06-07T22:53:42.961284
C_Target_VRE | Secondary Techs | PWRHYDINDNO | TotalAnnualMaxCapacityInvestment | 2027 | 1.4449 | lid_fill | 2026-06-07T22:53:42.961284
C_Target_VRE | Secondary Techs | PWRHYDINDNO | TotalAnnualMaxCapacityInvestment | 2028 | 1.8584 | untie_min_inv | 2026-06-07T22:53:42.961284
C_Target_VRE | Secondary Techs | PWRHYDINDNO | TotalAnnualMaxCapacityInvestment | 2029 | 1.4543 | lid_relaxed | 2026-06-07T22:53:42.961284
C_Target_VRE | Secondary Techs | PWRHYDINDNO | TotalAnnualMaxCapacityInvestment | 2030 | 0.99058 | lid_relaxed | 2026-06-07T22:53:42.961284
C_Target_VRE | Secondary Techs | PWRHYDINDNO | TotalAnnualMaxCapacityInvestment | 2031 | 0.99582 | lid_relaxed | 2026-06-07T22:53:42.961284
C_Target_VRE | Secondary Techs | PWRHYDINDNO | TotalAnnualMaxCapacityInvestment | 2032 | 1.2516 | lid_relaxed | 2026-06-07T22:53:42.961284
C_Target_VRE | Secondary Techs | PWRHYDINDNO | TotalAnnualMaxCapacityInvestment | 2033 | 1.2386 | lid_relaxed | 2026-06-07T22:53:42.961284
C_Target_VRE | Secondary Techs | PWRHYDINDNO | TotalAnnualMaxCapacityInvestment | 2034 | 1.2221 | lid_relaxed | 2026-06-07T22:53:42.961284
C_Target_VRE | Secondary Techs | PWRHYDINDNO | TotalAnnualMaxCapacityInvestment | 2035 | 1.2018 | lid_relaxed | 2026-06-07T22:53:42.961284
C_Target_VRE | Secondary Techs | PWRHYDINDNO | TotalAnnualMaxCapacityInvestment | 2036 | 1.178 | lid_relaxed | 2026-06-07T22:53:42.961284
C_Target_VRE | Secondary Techs | PWRHYDINDNO | TotalAnnualMaxCapacityInvestment | 2037 | 1.3192 | lid_relaxed | 2026-06-07T22:53:42.961284
C_Target_VRE | Secondary Techs | PWRHYDINDNO | TotalAnnualMaxCapacityInvestment | 2038 | 1.2873 | lid_relaxed | 2026-06-07T22:53:42.961284
C_Target_VRE | Secondary Techs | PWRHYDINDNO | TotalAnnualMaxCapacityInvestment | 2039 | 1.2515 | lid_relaxed | 2026-06-07T22:53:42.961284
C_Target_VRE | Secondary Techs | PWRHYDINDNO | TotalAnnualMaxCapacityInvestment | 2040 | 1.0948 | lid_relaxed | 2026-06-07T22:53:42.961284
C_Target_VRE | Secondary Techs | PWRHYDINDNO | TotalAnnualMaxCapacityInvestment | 2041 | 1.2088 | lid_relaxed | 2026-06-07T22:53:42.961284
C_Target_VRE | Secondary Techs | PWRHYDINDNO | TotalAnnualMaxCapacityInvestment | 2042 | 2.1816 | lid_adequacy_scaled | 2026-06-07T22:53:42.961284
C_Target_VRE | Secondary Techs | PWRHYDINDNO | TotalAnnualMaxCapacityInvestment | 2043 | 3.4653 | lid_adequacy_scaled | 2026-06-07T22:53:42.961284
C_Target_VRE | Secondary Techs | PWRHYDINDNO | TotalAnnualMaxCapacityInvestment | 2044 | 4.872 | lid_adequacy_scaled | 2026-06-07T22:53:42.961284
C_Target_VRE | Secondary Techs | PWRHYDINDNO | TotalAnnualMaxCapacityInvestment | 2045 | 6.3954 | lid_adequacy_scaled | 2026-06-07T22:53:42.961284
C_Target_VRE | Secondary Techs | PWRHYDINDNO | TotalAnnualMaxCapacityInvestment | 2046 | 8.9814 | lid_adequacy_scaled | 2026-06-07T22:53:42.961284
C_Target_VRE | Secondary Techs | PWRHYDINDNO | TotalAnnualMaxCapacityInvestment | 2047 | 11.8371 | lid_adequacy_scaled | 2026-06-07T22:53:42.961284
C_Target_VRE | Secondary Techs | PWRHYDINDNO | TotalAnnualMaxCapacityInvestment | 2048 | 14.9635 | lid_adequacy_scaled | 2026-06-07T22:53:42.961284
C_Target_VRE | Secondary Techs | PWRHYDINDNO | TotalAnnualMaxCapacityInvestment | 2049 | 18.3518 | lid_adequacy_scaled | 2026-06-07T22:53:42.961284
C_Target_VRE | Secondary Techs | PWRHYDINDNO | TotalAnnualMaxCapacityInvestment | 2050 | 21.9942 | lid_adequacy_scaled | 2026-06-07T22:53:42.961284
C_Target_VRE | Secondary Techs | PWRBIOINDNO | TotalAnnualMaxCapacityInvestment | 2023 | 0 | lid_floor_suppressed | 2026-06-07T22:53:42.961284
C_Target_VRE | Secondary Techs | PWRBIOINDNO | TotalAnnualMaxCapacityInvestment | 2024 | 0.18911 | lid_fill | 2026-06-07T22:53:42.961284
C_Target_VRE | Secondary Techs | PWRBIOINDNO | TotalAnnualMaxCapacityInvestment | 2025 | 0.19993 | lid_fill | 2026-06-07T22:53:42.961284
C_Target_VRE | Secondary Techs | PWRBIOINDNO | TotalAnnualMaxCapacityInvestment | 2026 | 0.21466 | lid_fill | 2026-06-07T22:53:42.961284
C_Target_VRE | Secondary Techs | PWRBIOINDNO | TotalAnnualMaxCapacityInvestment | 2027 | 0.22787 | lid_fill | 2026-06-07T22:53:42.961284
C_Target_VRE | Secondary Techs | PWRBIOINDNO | TotalAnnualMaxCapacityInvestment | 2028 | 0.23956 | lid_family_capped | 2026-06-07T22:53:42.961284
C_Target_VRE | Secondary Techs | PWRBIOINDNO | TotalAnnualMaxCapacityInvestment | 2029 | 0.21503 | lid_family_capped | 2026-06-07T22:53:42.961284
C_Target_VRE | Secondary Techs | PWRBIOINDNO | TotalAnnualMaxCapacityInvestment | 2030 | 0.14202 | lid_family_capped | 2026-06-07T22:53:42.961284
C_Target_VRE | Secondary Techs | PWRBIOINDNO | TotalAnnualMaxCapacityInvestment | 2031 | 0.13777 | lid_family_capped | 2026-06-07T22:53:42.961284
C_Target_VRE | Secondary Techs | PWRBIOINDNO | TotalAnnualMaxCapacityInvestment | 2032 | 0.16728 | lid_family_capped | 2026-06-07T22:53:42.961284
C_Target_VRE | Secondary Techs | PWRBIOINDNO | TotalAnnualMaxCapacityInvestment | 2033 | 0.16012 | lid_family_capped | 2026-06-07T22:53:42.961284
C_Target_VRE | Secondary Techs | PWRBIOINDNO | TotalAnnualMaxCapacityInvestment | 2034 | 0.15296 | lid_family_capped | 2026-06-07T22:53:42.961284
C_Target_VRE | Secondary Techs | PWRBIOINDNO | TotalAnnualMaxCapacityInvestment | 2035 | 0.1458 | lid_family_capped | 2026-06-07T22:53:42.961284
C_Target_VRE | Secondary Techs | PWRBIOINDNO | TotalAnnualMaxCapacityInvestment | 2036 | 0.13864 | lid_family_capped | 2026-06-07T22:53:42.961284
C_Target_VRE | Secondary Techs | PWRBIOINDNO | TotalAnnualMaxCapacityInvestment | 2037 | 0.15076 | lid_family_capped | 2026-06-07T22:53:42.961284
C_Target_VRE | Secondary Techs | PWRBIOINDNO | TotalAnnualMaxCapacityInvestment | 2038 | 0.14297 | lid_family_capped | 2026-06-07T22:53:42.961284
C_Target_VRE | Secondary Techs | PWRBIOINDNO | TotalAnnualMaxCapacityInvestment | 2039 | 0.13519 | lid_family_capped | 2026-06-07T22:53:42.961284
C_Target_VRE | Secondary Techs | PWRBIOINDNO | TotalAnnualMaxCapacityInvestment | 2040 | 0.11511 | lid_family_capped | 2026-06-07T22:53:42.961284
C_Target_VRE | Secondary Techs | PWRBIOINDNO | TotalAnnualMaxCapacityInvestment | 2041 | 0.11915 | lid_family_capped | 2026-06-07T22:53:42.961284
C_Target_VRE | Secondary Techs | PWRBIOINDNO | TotalAnnualMaxCapacityInvestment | 2042 | 0.20239 | lid_adequacy_scaled | 2026-06-07T22:53:42.961284
C_Target_VRE | Secondary Techs | PWRBIOINDNO | TotalAnnualMaxCapacityInvestment | 2043 | 0.30362 | lid_adequacy_scaled | 2026-06-07T22:53:42.961284
C_Target_VRE | Secondary Techs | PWRBIOINDNO | TotalAnnualMaxCapacityInvestment | 2044 | 0.40441 | lid_adequacy_scaled | 2026-06-07T22:53:42.961284
C_Target_VRE | Secondary Techs | PWRBIOINDNO | TotalAnnualMaxCapacityInvestment | 2045 | 0.50431 | lid_adequacy_scaled | 2026-06-07T22:53:42.961284
C_Target_VRE | Secondary Techs | PWRBIOINDNO | TotalAnnualMaxCapacityInvestment | 2046 | 0.64385 | lid_adequacy_scaled | 2026-06-07T22:53:42.961284
C_Target_VRE | Secondary Techs | PWRBIOINDNO | TotalAnnualMaxCapacityInvestment | 2047 | 0.77785 | lid_adequacy_scaled | 2026-06-07T22:53:42.961284
C_Target_VRE | Secondary Techs | PWRBIOINDNO | TotalAnnualMaxCapacityInvestment | 2048 | 0.90766 | lid_adequacy_scaled | 2026-06-07T22:53:42.961284
C_Target_VRE | Secondary Techs | PWRBIOINDNO | TotalAnnualMaxCapacityInvestment | 2049 | 1.0337 | lid_adequacy_scaled | 2026-06-07T22:53:42.961284
C_Target_VRE | Secondary Techs | PWRBIOINDNO | TotalAnnualMaxCapacityInvestment | 2050 | 1.1562 | lid_adequacy_scaled | 2026-06-07T22:53:42.961284
C_Target_VRE | Secondary Techs | PWRHYDBTNXX | TotalAnnualMaxCapacityInvestment | 2023 | 0.1 | lid_floor | 2026-06-07T22:53:42.961284
C_Target_VRE | Secondary Techs | PWRHYDBTNXX | TotalAnnualMaxCapacityInvestment | 2024 | 0.1674 | lid_fill | 2026-06-07T22:53:42.961284
C_Target_VRE | Secondary Techs | PWRHYDBTNXX | TotalAnnualMaxCapacityInvestment | 2025 | 1.1494 | untie_min_inv | 2026-06-07T22:53:42.961284
C_Target_VRE | Secondary Techs | PWRHYDBTNXX | TotalAnnualMaxCapacityInvestment | 2026 | 0.19167 | lid_fill | 2026-06-07T22:53:42.961284
C_Target_VRE | Secondary Techs | PWRHYDBTNXX | TotalAnnualMaxCapacityInvestment | 2027 | 0.606 | untie_min_inv | 2026-06-07T22:53:42.961284
C_Target_VRE | Secondary Techs | PWRHYDBTNXX | TotalAnnualMaxCapacityInvestment | 2028 | 0.6767 | untie_min_inv | 2026-06-07T22:53:42.961284
C_Target_VRE | Secondary Techs | PWRHYDBTNXX | TotalAnnualMaxCapacityInvestment | 2029 | 0.25045 | lid_relaxed | 2026-06-07T22:53:42.961284
C_Target_VRE | Secondary Techs | PWRHYDBTNXX | TotalAnnualMaxCapacityInvestment | 2030 | 4.1864 | untie_min_inv | 2026-06-07T22:53:42.961284
C_Target_VRE | Secondary Techs | PWRHYDBTNXX | TotalAnnualMaxCapacityInvestment | 2031 | 0.30653 | lid_relaxed | 2026-06-07T22:53:42.961284
C_Target_VRE | Secondary Techs | PWRHYDBTNXX | TotalAnnualMaxCapacityInvestment | 2032 | 0.33953 | lid_relaxed | 2026-06-07T22:53:42.961284
C_Target_VRE | Secondary Techs | PWRHYDBTNXX | TotalAnnualMaxCapacityInvestment | 2033 | 0.37555 | lid_relaxed | 2026-06-07T22:53:42.961284
C_Target_VRE | Secondary Techs | PWRHYDBTNXX | TotalAnnualMaxCapacityInvestment | 2034 | 0.41503 | lid_relaxed | 2026-06-07T22:53:42.961284
C_Target_VRE | Secondary Techs | PWRHYDBTNXX | TotalAnnualMaxCapacityInvestment | 2035 | 2.6109 | untie_min_inv | 2026-06-07T22:53:42.961284
C_Target_VRE | Secondary Techs | PWRHYDBTNXX | TotalAnnualMaxCapacityInvestment | 2036 | 0.50537 | lid_relaxed | 2026-06-07T22:53:42.961284
C_Target_VRE | Secondary Techs | PWRHYDBTNXX | TotalAnnualMaxCapacityInvestment | 2037 | 0.55659 | lid_relaxed | 2026-06-07T22:53:42.961284
C_Target_VRE | Secondary Techs | PWRHYDBTNXX | TotalAnnualMaxCapacityInvestment | 2038 | 0.61296 | lid_relaxed | 2026-06-07T22:53:42.961284
C_Target_VRE | Secondary Techs | PWRHYDBTNXX | TotalAnnualMaxCapacityInvestment | 2039 | 0.6744 | lid_relaxed | 2026-06-07T22:53:42.961284
C_Target_VRE | Secondary Techs | PWRHYDBTNXX | TotalAnnualMaxCapacityInvestment | 2040 | 0.74113 | lid_relaxed | 2026-06-07T22:53:42.961284
C_Target_VRE | Secondary Techs | PWRHYDBTNXX | TotalAnnualMaxCapacityInvestment | 2041 | 0.84599 | lid_relaxed | 2026-06-07T22:53:42.961284
C_Target_VRE | Secondary Techs | PWRHYDBTNXX | TotalAnnualMaxCapacityInvestment | 2042 | 0.96161 | lid_relaxed | 2026-06-07T22:53:42.961284
C_Target_VRE | Secondary Techs | PWRHYDBTNXX | TotalAnnualMaxCapacityInvestment | 2043 | 1.0895 | lid_relaxed | 2026-06-07T22:53:42.961284
C_Target_VRE | Secondary Techs | PWRHYDBTNXX | TotalAnnualMaxCapacityInvestment | 2044 | 1.2302 | lid_relaxed | 2026-06-07T22:53:42.961284
C_Target_VRE | Secondary Techs | PWRHYDBTNXX | TotalAnnualMaxCapacityInvestment | 2045 | 1.386 | lid_relaxed | 2026-06-07T22:53:42.961284
C_Target_VRE | Secondary Techs | PWRHYDBTNXX | TotalAnnualMaxCapacityInvestment | 2046 | 1.6309 | lid_relaxed | 2026-06-07T22:53:42.961284
C_Target_VRE | Secondary Techs | PWRHYDBTNXX | TotalAnnualMaxCapacityInvestment | 2047 | 1.9037 | lid_relaxed | 2026-06-07T22:53:42.961284
C_Target_VRE | Secondary Techs | PWRHYDBTNXX | TotalAnnualMaxCapacityInvestment | 2048 | 2.2065 | lid_relaxed | 2026-06-07T22:53:42.961284
C_Target_VRE | Secondary Techs | PWRHYDBTNXX | TotalAnnualMaxCapacityInvestment | 2049 | 2.5425 | lid_relaxed | 2026-06-07T22:53:42.961284
C_Target_VRE | Secondary Techs | PWRHYDBTNXX | TotalAnnualMaxCapacityInvestment | 2050 | 2.9147 | lid_relaxed | 2026-06-07T22:53:42.961284
C_Target_VRE | Secondary Techs | PWRLDSMDVXX | TotalAnnualMaxCapacityInvestment | 2023 | 9999 | exempt_maxcap_uncapped | 2026-06-07T22:53:42.961284
C_Target_VRE | Secondary Techs | PWRLDSMDVXX | TotalAnnualMaxCapacityInvestment | 2024 | 9999 | exempt_maxcap_uncapped | 2026-06-07T22:53:42.961284
C_Target_VRE | Secondary Techs | PWRLDSMDVXX | TotalAnnualMaxCapacityInvestment | 2025 | 9999 | exempt_maxcap_uncapped | 2026-06-07T22:53:42.961284
C_Target_VRE | Secondary Techs | PWRLDSMDVXX | TotalAnnualMaxCapacityInvestment | 2026 | 9999 | exempt_maxcap_uncapped | 2026-06-07T22:53:42.961284
C_Target_VRE | Secondary Techs | PWRLDSMDVXX | TotalAnnualMaxCapacityInvestment | 2027 | 9999 | exempt_maxcap_uncapped | 2026-06-07T22:53:42.961284
C_Target_VRE | Secondary Techs | PWRLDSMDVXX | TotalAnnualMaxCapacityInvestment | 2028 | 9999 | exempt_maxcap_uncapped | 2026-06-07T22:53:42.961284
C_Target_VRE | Secondary Techs | PWRLDSMDVXX | TotalAnnualMaxCapacityInvestment | 2029 | 9999 | exempt_maxcap_uncapped | 2026-06-07T22:53:42.961284
C_Target_VRE | Secondary Techs | PWRLDSMDVXX | TotalAnnualMaxCapacityInvestment | 2030 | 9999 | exempt_maxcap_uncapped | 2026-06-07T22:53:42.961284
C_Target_VRE | Secondary Techs | PWRLDSMDVXX | TotalAnnualMaxCapacityInvestment | 2031 | 9999 | exempt_maxcap_uncapped | 2026-06-07T22:53:42.961284
C_Target_VRE | Secondary Techs | PWRLDSMDVXX | TotalAnnualMaxCapacityInvestment | 2032 | 9999 | exempt_maxcap_uncapped | 2026-06-07T22:53:42.961284
C_Target_VRE | Secondary Techs | PWRLDSMDVXX | TotalAnnualMaxCapacityInvestment | 2033 | 9999 | exempt_maxcap_uncapped | 2026-06-07T22:53:42.961284
C_Target_VRE | Secondary Techs | PWRLDSMDVXX | TotalAnnualMaxCapacityInvestment | 2034 | 9999 | exempt_maxcap_uncapped | 2026-06-07T22:53:42.961284
C_Target_VRE | Secondary Techs | PWRLDSMDVXX | TotalAnnualMaxCapacityInvestment | 2035 | 9999 | exempt_maxcap_uncapped | 2026-06-07T22:53:42.961284
C_Target_VRE | Secondary Techs | PWRLDSMDVXX | TotalAnnualMaxCapacityInvestment | 2036 | 9999 | exempt_maxcap_uncapped | 2026-06-07T22:53:42.961284
C_Target_VRE | Secondary Techs | PWRLDSMDVXX | TotalAnnualMaxCapacityInvestment | 2037 | 9999 | exempt_maxcap_uncapped | 2026-06-07T22:53:42.961284
C_Target_VRE | Secondary Techs | PWRLDSMDVXX | TotalAnnualMaxCapacityInvestment | 2038 | 9999 | exempt_maxcap_uncapped | 2026-06-07T22:53:42.961284
C_Target_VRE | Secondary Techs | PWRLDSMDVXX | TotalAnnualMaxCapacityInvestment | 2039 | 9999 | exempt_maxcap_uncapped | 2026-06-07T22:53:42.961284
C_Target_VRE | Secondary Techs | PWRLDSMDVXX | TotalAnnualMaxCapacityInvestment | 2040 | 9999 | exempt_maxcap_uncapped | 2026-06-07T22:53:42.961284
C_Target_VRE | Secondary Techs | PWRLDSMDVXX | TotalAnnualMaxCapacityInvestment | 2041 | 9999 | exempt_maxcap_uncapped | 2026-06-07T22:53:42.961284
C_Target_VRE | Secondary Techs | PWRLDSMDVXX | TotalAnnualMaxCapacityInvestment | 2042 | 9999 | exempt_maxcap_uncapped | 2026-06-07T22:53:42.961284
C_Target_VRE | Secondary Techs | PWRLDSMDVXX | TotalAnnualMaxCapacityInvestment | 2043 | 9999 | exempt_maxcap_uncapped | 2026-06-07T22:53:42.961284
C_Target_VRE | Secondary Techs | PWRLDSMDVXX | TotalAnnualMaxCapacityInvestment | 2044 | 9999 | exempt_maxcap_uncapped | 2026-06-07T22:53:42.961284
C_Target_VRE | Secondary Techs | PWRLDSMDVXX | TotalAnnualMaxCapacityInvestment | 2045 | 9999 | exempt_maxcap_uncapped | 2026-06-07T22:53:42.961284
C_Target_VRE | Secondary Techs | PWRLDSMDVXX | TotalAnnualMaxCapacityInvestment | 2046 | 9999 | exempt_maxcap_uncapped | 2026-06-07T22:53:42.961284
C_Target_VRE | Secondary Techs | PWRLDSMDVXX | TotalAnnualMaxCapacityInvestment | 2047 | 9999 | exempt_maxcap_uncapped | 2026-06-07T22:53:42.961284
C_Target_VRE | Secondary Techs | PWRLDSMDVXX | TotalAnnualMaxCapacityInvestment | 2048 | 9999 | exempt_maxcap_uncapped | 2026-06-07T22:53:42.961284
C_Target_VRE | Secondary Techs | PWRLDSMDVXX | TotalAnnualMaxCapacityInvestment | 2049 | 9999 | exempt_maxcap_uncapped | 2026-06-07T22:53:42.961284
C_Target_VRE | Secondary Techs | PWRLDSMDVXX | TotalAnnualMaxCapacityInvestment | 2050 | 9999 | exempt_maxcap_uncapped | 2026-06-07T22:53:42.961284
C_Target_VRE | Secondary Techs | PWRLDSMDVXX | TotalAnnualMaxCapacityInvestment | 2023 | 9999 | exempt_uncapped | 2026-06-07T22:53:42.961284
C_Target_VRE | Secondary Techs | PWRLDSMDVXX | TotalAnnualMaxCapacityInvestment | 2024 | 9999 | exempt_uncapped | 2026-06-07T22:53:42.961284
C_Target_VRE | Secondary Techs | PWRLDSMDVXX | TotalAnnualMaxCapacityInvestment | 2025 | 9999 | exempt_uncapped | 2026-06-07T22:53:42.961284
C_Target_VRE | Secondary Techs | PWRLDSMDVXX | TotalAnnualMaxCapacityInvestment | 2026 | 9999 | exempt_uncapped | 2026-06-07T22:53:42.961284
C_Target_VRE | Secondary Techs | PWRLDSMDVXX | TotalAnnualMaxCapacityInvestment | 2027 | 9999 | exempt_uncapped | 2026-06-07T22:53:42.961284
C_Target_VRE | Secondary Techs | PWRLDSMDVXX | TotalAnnualMaxCapacityInvestment | 2028 | 9999 | exempt_uncapped | 2026-06-07T22:53:42.961284
C_Target_VRE | Secondary Techs | PWRLDSMDVXX | TotalAnnualMaxCapacityInvestment | 2029 | 9999 | exempt_uncapped | 2026-06-07T22:53:42.961284
C_Target_VRE | Secondary Techs | PWRLDSMDVXX | TotalAnnualMaxCapacityInvestment | 2030 | 9999 | exempt_uncapped | 2026-06-07T22:53:42.961284
C_Target_VRE | Secondary Techs | PWRLDSMDVXX | TotalAnnualMaxCapacityInvestment | 2031 | 9999 | exempt_uncapped | 2026-06-07T22:53:42.961284
C_Target_VRE | Secondary Techs | PWRLDSMDVXX | TotalAnnualMaxCapacityInvestment | 2032 | 9999 | exempt_uncapped | 2026-06-07T22:53:42.961284
C_Target_VRE | Secondary Techs | PWRLDSMDVXX | TotalAnnualMaxCapacityInvestment | 2033 | 9999 | exempt_uncapped | 2026-06-07T22:53:42.961284
C_Target_VRE | Secondary Techs | PWRLDSMDVXX | TotalAnnualMaxCapacityInvestment | 2034 | 9999 | exempt_uncapped | 2026-06-07T22:53:42.961284
C_Target_VRE | Secondary Techs | PWRLDSMDVXX | TotalAnnualMaxCapacityInvestment | 2035 | 9999 | exempt_uncapped | 2026-06-07T22:53:42.961284
C_Target_VRE | Secondary Techs | PWRLDSMDVXX | TotalAnnualMaxCapacityInvestment | 2036 | 9999 | exempt_uncapped | 2026-06-07T22:53:42.961284
C_Target_VRE | Secondary Techs | PWRLDSMDVXX | TotalAnnualMaxCapacityInvestment | 2037 | 9999 | exempt_uncapped | 2026-06-07T22:53:42.961284
C_Target_VRE | Secondary Techs | PWRLDSMDVXX | TotalAnnualMaxCapacityInvestment | 2038 | 9999 | exempt_uncapped | 2026-06-07T22:53:42.961284
C_Target_VRE | Secondary Techs | PWRLDSMDVXX | TotalAnnualMaxCapacityInvestment | 2039 | 9999 | exempt_uncapped | 2026-06-07T22:53:42.961284
C_Target_VRE | Secondary Techs | PWRLDSMDVXX | TotalAnnualMaxCapacityInvestment | 2040 | 9999 | exempt_uncapped | 2026-06-07T22:53:42.961284
C_Target_VRE | Secondary Techs | PWRLDSMDVXX | TotalAnnualMaxCapacityInvestment | 2041 | 9999 | exempt_uncapped | 2026-06-07T22:53:42.961284
C_Target_VRE | Secondary Techs | PWRLDSMDVXX | TotalAnnualMaxCapacityInvestment | 2042 | 9999 | exempt_uncapped | 2026-06-07T22:53:42.961284
C_Target_VRE | Secondary Techs | PWRLDSMDVXX | TotalAnnualMaxCapacityInvestment | 2043 | 9999 | exempt_uncapped | 2026-06-07T22:53:42.961284
C_Target_VRE | Secondary Techs | PWRLDSMDVXX | TotalAnnualMaxCapacityInvestment | 2044 | 9999 | exempt_uncapped | 2026-06-07T22:53:42.961284
C_Target_VRE | Secondary Techs | PWRLDSMDVXX | TotalAnnualMaxCapacityInvestment | 2045 | 9999 | exempt_uncapped | 2026-06-07T22:53:42.961284
C_Target_VRE | Secondary Techs | PWRLDSMDVXX | TotalAnnualMaxCapacityInvestment | 2046 | 9999 | exempt_uncapped | 2026-06-07T22:53:42.961284
C_Target_VRE | Secondary Techs | PWRLDSMDVXX | TotalAnnualMaxCapacityInvestment | 2047 | 9999 | exempt_uncapped | 2026-06-07T22:53:42.961284
C_Target_VRE | Secondary Techs | PWRLDSMDVXX | TotalAnnualMaxCapacityInvestment | 2048 | 9999 | exempt_uncapped | 2026-06-07T22:53:42.961284
C_Target_VRE | Secondary Techs | PWRLDSMDVXX | TotalAnnualMaxCapacityInvestment | 2049 | 9999 | exempt_uncapped | 2026-06-07T22:53:42.961284
C_Target_VRE | Secondary Techs | PWRLDSMDVXX | TotalAnnualMaxCapacityInvestment | 2050 | 9999 | exempt_uncapped | 2026-06-07T22:53:42.961284
C_Target_VRE | Secondary Techs | PWROILINDSO | TotalAnnualMaxCapacityInvestment | 2023 | 0.1 | lid_floor | 2026-06-07T22:53:42.961284
C_Target_VRE | Secondary Techs | PWROILINDSO | TotalAnnualMaxCapacityInvestment | 2024 | 0.1 | lid_floor | 2026-06-07T22:53:42.961284
C_Target_VRE | Secondary Techs | PWROILINDSO | TotalAnnualMaxCapacityInvestment | 2025 | 0.1 | lid_floor | 2026-06-07T22:53:42.961284
C_Target_VRE | Secondary Techs | PWROILINDSO | TotalAnnualMaxCapacityInvestment | 2026 | 0.1 | lid_floor | 2026-06-07T22:53:42.961284
C_Target_VRE | Secondary Techs | PWROILINDSO | TotalAnnualMaxCapacityInvestment | 2027 | 0.1 | lid_floor | 2026-06-07T22:53:42.961284
C_Target_VRE | Secondary Techs | PWROILINDSO | TotalAnnualMaxCapacityInvestment | 2028 | 0.1 | lid_floor | 2026-06-07T22:53:42.961284
C_Target_VRE | Secondary Techs | PWROILINDSO | TotalAnnualMaxCapacityInvestment | 2029 | 0.1 | lid_floor | 2026-06-07T22:53:42.961284
C_Target_VRE | Secondary Techs | PWROILINDSO | TotalAnnualMaxCapacityInvestment | 2030 | 0.1 | lid_floor | 2026-06-07T22:53:42.961284
C_Target_VRE | Secondary Techs | PWROILINDSO | TotalAnnualMaxCapacityInvestment | 2031 | 0.1 | lid_floor | 2026-06-07T22:53:42.961284
C_Target_VRE | Secondary Techs | PWROILINDSO | TotalAnnualMaxCapacityInvestment | 2032 | 0.1 | lid_floor | 2026-06-07T22:53:42.961284
C_Target_VRE | Secondary Techs | PWROILINDSO | TotalAnnualMaxCapacityInvestment | 2033 | 0.1 | lid_floor | 2026-06-07T22:53:42.961284
C_Target_VRE | Secondary Techs | PWROILINDSO | TotalAnnualMaxCapacityInvestment | 2034 | 0.1 | lid_floor | 2026-06-07T22:53:42.961284
C_Target_VRE | Secondary Techs | PWROILINDSO | TotalAnnualMaxCapacityInvestment | 2035 | 0.1 | lid_floor | 2026-06-07T22:53:42.961284
C_Target_VRE | Secondary Techs | PWROILINDSO | TotalAnnualMaxCapacityInvestment | 2036 | 0.1 | lid_floor | 2026-06-07T22:53:42.961284
C_Target_VRE | Secondary Techs | PWROILINDSO | TotalAnnualMaxCapacityInvestment | 2037 | 0.1 | lid_floor | 2026-06-07T22:53:42.961284
C_Target_VRE | Secondary Techs | PWROILINDSO | TotalAnnualMaxCapacityInvestment | 2038 | 0.1 | lid_floor | 2026-06-07T22:53:42.961284
C_Target_VRE | Secondary Techs | PWROILINDSO | TotalAnnualMaxCapacityInvestment | 2039 | 0.1 | lid_floor | 2026-06-07T22:53:42.961284
C_Target_VRE | Secondary Techs | PWROILINDSO | TotalAnnualMaxCapacityInvestment | 2040 | 0.1 | lid_floor | 2026-06-07T22:53:42.961284
C_Target_VRE | Secondary Techs | PWROILINDSO | TotalAnnualMaxCapacityInvestment | 2041 | 0.1 | lid_floor | 2026-06-07T22:53:42.961284
C_Target_VRE | Secondary Techs | PWROILINDSO | TotalAnnualMaxCapacityInvestment | 2042 | 0.17131 | lid_adequacy_scaled | 2026-06-07T22:53:42.961284
C_Target_VRE | Secondary Techs | PWROILINDSO | TotalAnnualMaxCapacityInvestment | 2043 | 0.25594 | lid_adequacy_scaled | 2026-06-07T22:53:42.961284
C_Target_VRE | Secondary Techs | PWROILINDSO | TotalAnnualMaxCapacityInvestment | 2044 | 0.34012 | lid_adequacy_scaled | 2026-06-07T22:53:42.961284
C_Target_VRE | Secondary Techs | PWROILINDSO | TotalAnnualMaxCapacityInvestment | 2045 | 0.42402 | lid_adequacy_scaled | 2026-06-07T22:53:42.961284
C_Target_VRE | Secondary Techs | PWROILINDSO | TotalAnnualMaxCapacityInvestment | 2046 | 0.54228 | lid_adequacy_scaled | 2026-06-07T22:53:42.961284
C_Target_VRE | Secondary Techs | PWROILINDSO | TotalAnnualMaxCapacityInvestment | 2047 | 0.65746 | lid_adequacy_scaled | 2026-06-07T22:53:42.961284
C_Target_VRE | Secondary Techs | PWROILINDSO | TotalAnnualMaxCapacityInvestment | 2048 | 0.7701 | lid_adequacy_scaled | 2026-06-07T22:53:42.961284
C_Target_VRE | Secondary Techs | PWROILINDSO | TotalAnnualMaxCapacityInvestment | 2049 | 0.88073 | lid_adequacy_scaled | 2026-06-07T22:53:42.961284
C_Target_VRE | Secondary Techs | PWROILINDSO | TotalAnnualMaxCapacityInvestment | 2050 | 0.98985 | lid_adequacy_scaled | 2026-06-07T22:53:42.961284
C_Target_VRE | Secondary Techs | PWRURNINDSO | TotalAnnualMaxCapacityInvestment | 2023 | 0.1 | lid_floor | 2026-06-07T22:53:42.961284
C_Target_VRE | Secondary Techs | PWRURNINDSO | TotalAnnualMaxCapacityInvestment | 2024 | 0.505 | untie_min_inv | 2026-06-07T22:53:42.961284
C_Target_VRE | Secondary Techs | PWRURNINDSO | TotalAnnualMaxCapacityInvestment | 2025 | 4.04 | untie_min_inv | 2026-06-07T22:53:42.961284
C_Target_VRE | Secondary Techs | PWRURNINDSO | TotalAnnualMaxCapacityInvestment | 2026 | 0.2343 | lid_fill | 2026-06-07T22:53:42.961284
C_Target_VRE | Secondary Techs | PWRURNINDSO | TotalAnnualMaxCapacityInvestment | 2027 | 0.23702 | lid_fill | 2026-06-07T22:53:42.961284
C_Target_VRE | Secondary Techs | PWRURNINDSO | TotalAnnualMaxCapacityInvestment | 2028 | 0.25512 | lid_relaxed | 2026-06-07T22:53:42.961284
C_Target_VRE | Secondary Techs | PWRURNINDSO | TotalAnnualMaxCapacityInvestment | 2029 | 0.23858 | lid_relaxed | 2026-06-07T22:53:42.961284
C_Target_VRE | Secondary Techs | PWRURNINDSO | TotalAnnualMaxCapacityInvestment | 2030 | 0.16877 | lid_relaxed | 2026-06-07T22:53:42.961284
C_Target_VRE | Secondary Techs | PWRURNINDSO | TotalAnnualMaxCapacityInvestment | 2031 | 0.16229 | lid_relaxed | 2026-06-07T22:53:42.961284
C_Target_VRE | Secondary Techs | PWRURNINDSO | TotalAnnualMaxCapacityInvestment | 2032 | 0.2101 | lid_relaxed | 2026-06-07T22:53:42.961284
C_Target_VRE | Secondary Techs | PWRURNINDSO | TotalAnnualMaxCapacityInvestment | 2033 | 0.20913 | lid_relaxed | 2026-06-07T22:53:42.961284
C_Target_VRE | Secondary Techs | PWRURNINDSO | TotalAnnualMaxCapacityInvestment | 2034 | 0.20763 | lid_relaxed | 2026-06-07T22:53:42.961284
C_Target_VRE | Secondary Techs | PWRURNINDSO | TotalAnnualMaxCapacityInvestment | 2035 | 0.2056 | lid_relaxed | 2026-06-07T22:53:42.961284
C_Target_VRE | Secondary Techs | PWRURNINDSO | TotalAnnualMaxCapacityInvestment | 2036 | 0.20304 | lid_relaxed | 2026-06-07T22:53:42.961284
C_Target_VRE | Secondary Techs | PWRURNINDSO | TotalAnnualMaxCapacityInvestment | 2037 | 0.22183 | lid_relaxed | 2026-06-07T22:53:42.961284
C_Target_VRE | Secondary Techs | PWRURNINDSO | TotalAnnualMaxCapacityInvestment | 2038 | 0.21819 | lid_relaxed | 2026-06-07T22:53:42.961284
C_Target_VRE | Secondary Techs | PWRURNINDSO | TotalAnnualMaxCapacityInvestment | 2039 | 0.21398 | lid_relaxed | 2026-06-07T22:53:42.961284
C_Target_VRE | Secondary Techs | PWRURNINDSO | TotalAnnualMaxCapacityInvestment | 2040 | 0.19936 | lid_relaxed | 2026-06-07T22:53:42.961284
C_Target_VRE | Secondary Techs | PWRURNINDSO | TotalAnnualMaxCapacityInvestment | 2041 | 0.19822 | lid_family_capped | 2026-06-07T22:53:42.961284
C_Target_VRE | Secondary Techs | PWRURNINDSO | TotalAnnualMaxCapacityInvestment | 2042 | 0.39111 | lid_adequacy_scaled | 2026-06-07T22:53:42.961284
C_Target_VRE | Secondary Techs | PWRURNINDSO | TotalAnnualMaxCapacityInvestment | 2043 | 0.5912 | lid_adequacy_scaled | 2026-06-07T22:53:42.961284
C_Target_VRE | Secondary Techs | PWRURNINDSO | TotalAnnualMaxCapacityInvestment | 2044 | 0.7943 | lid_adequacy_scaled | 2026-06-07T22:53:42.961284
C_Target_VRE | Secondary Techs | PWRURNINDSO | TotalAnnualMaxCapacityInvestment | 2045 | 1.0004 | lid_adequacy_scaled | 2026-06-07T22:53:42.961284
C_Target_VRE | Secondary Techs | PWRURNINDSO | TotalAnnualMaxCapacityInvestment | 2046 | 1.2915 | lid_adequacy_scaled | 2026-06-07T22:53:42.961284
C_Target_VRE | Secondary Techs | PWRURNINDSO | TotalAnnualMaxCapacityInvestment | 2047 | 1.5793 | lid_adequacy_scaled | 2026-06-07T22:53:42.961284
C_Target_VRE | Secondary Techs | PWRURNINDSO | TotalAnnualMaxCapacityInvestment | 2048 | 1.8641 | lid_adequacy_scaled | 2026-06-07T22:53:42.961284
C_Target_VRE | Secondary Techs | PWRURNINDSO | TotalAnnualMaxCapacityInvestment | 2049 | 2.1462 | lid_adequacy_scaled | 2026-06-07T22:53:42.961284
C_Target_VRE | Secondary Techs | PWRURNINDSO | TotalAnnualMaxCapacityInvestment | 2050 | 2.4259 | lid_adequacy_scaled | 2026-06-07T22:53:42.961284
C_Target_VRE | Secondary Techs | PWRCOABGDXX | TotalAnnualMaxCapacityInvestment | 2023 | 0 | lid_floor_suppressed | 2026-06-07T22:53:42.961284
C_Target_VRE | Secondary Techs | PWRCOABGDXX | TotalAnnualMaxCapacityInvestment | 2024 | 0.39701 | lid_fill | 2026-06-07T22:53:42.961284
C_Target_VRE | Secondary Techs | PWRCOABGDXX | TotalAnnualMaxCapacityInvestment | 2025 | 1.3332 | untie_min_inv | 2026-06-07T22:53:42.961284
C_Target_VRE | Secondary Techs | PWRCOABGDXX | TotalAnnualMaxCapacityInvestment | 2026 | 0.45269 | lid_fill | 2026-06-07T22:53:42.961284
C_Target_VRE | Secondary Techs | PWRCOABGDXX | TotalAnnualMaxCapacityInvestment | 2027 | 0.48337 | lid_fill | 2026-06-07T22:53:42.961284
C_Target_VRE | Secondary Techs | PWRCOABGDXX | TotalAnnualMaxCapacityInvestment | 2028 | 0.51616 | lid_family_capped | 2026-06-07T22:53:42.961284
C_Target_VRE | Secondary Techs | PWRCOABGDXX | TotalAnnualMaxCapacityInvestment | 2029 | 0.34759 | lid_family_capped | 2026-06-07T22:53:42.961284
C_Target_VRE | Secondary Techs | PWRCOABGDXX | TotalAnnualMaxCapacityInvestment | 2030 | 0.35734 | lid_family_capped | 2026-06-07T22:53:42.961284
C_Target_VRE | Secondary Techs | PWRCOABGDXX | TotalAnnualMaxCapacityInvestment | 2031 | 0.24388 | lid_family_capped | 2026-06-07T22:53:42.961284
C_Target_VRE | Secondary Techs | PWRCOABGDXX | TotalAnnualMaxCapacityInvestment | 2032 | 0.24467 | lid_family_capped | 2026-06-07T22:53:42.961284
C_Target_VRE | Secondary Techs | PWRCOABGDXX | TotalAnnualMaxCapacityInvestment | 2033 | 0.24485 | lid_family_capped | 2026-06-07T22:53:42.961284
C_Target_VRE | Secondary Techs | PWRCOABGDXX | TotalAnnualMaxCapacityInvestment | 2034 | 0.24435 | lid_family_capped | 2026-06-07T22:53:42.961284
C_Target_VRE | Secondary Techs | PWRCOABGDXX | TotalAnnualMaxCapacityInvestment | 2035 | 0.2431 | lid_family_capped | 2026-06-07T22:53:42.961284
C_Target_VRE | Secondary Techs | PWRCOABGDXX | TotalAnnualMaxCapacityInvestment | 2036 | 0.24101 | lid_family_capped | 2026-06-07T22:53:42.961284
C_Target_VRE | Secondary Techs | PWRCOABGDXX | TotalAnnualMaxCapacityInvestment | 2037 | 0.23798 | lid_family_capped | 2026-06-07T22:53:42.961284
C_Target_VRE | Secondary Techs | PWRCOABGDXX | TotalAnnualMaxCapacityInvestment | 2038 | 0.23397 | lid_family_capped | 2026-06-07T22:53:42.961284
C_Target_VRE | Secondary Techs | PWRCOABGDXX | TotalAnnualMaxCapacityInvestment | 2039 | 0.22883 | lid_family_capped | 2026-06-07T22:53:42.961284
C_Target_VRE | Secondary Techs | PWRCOABGDXX | TotalAnnualMaxCapacityInvestment | 2040 | 0.22247 | lid_family_capped | 2026-06-07T22:53:42.961284
C_Target_VRE | Secondary Techs | PWRCOABGDXX | TotalAnnualMaxCapacityInvestment | 2041 | 0.21477 | lid_family_capped | 2026-06-07T22:53:42.961284
C_Target_VRE | Secondary Techs | PWRCOABGDXX | TotalAnnualMaxCapacityInvestment | 2042 | 0.20647 | lid_adequacy_scaled | 2026-06-07T22:53:42.961284
C_Target_VRE | Secondary Techs | PWRCOABGDXX | TotalAnnualMaxCapacityInvestment | 2043 | 0.28564 | lid_adequacy_scaled | 2026-06-07T22:53:42.961284
C_Target_VRE | Secondary Techs | PWRCOABGDXX | TotalAnnualMaxCapacityInvestment | 2044 | 0.33664 | lid_adequacy_scaled | 2026-06-07T22:53:42.961284
C_Target_VRE | Secondary Techs | PWRCOABGDXX | TotalAnnualMaxCapacityInvestment | 2045 | 0.34274 | lid_adequacy_scaled | 2026-06-07T22:53:42.961284
C_Target_VRE | Secondary Techs | PWRCOABGDXX | TotalAnnualMaxCapacityInvestment | 2046 | 0.27067 | lid_adequacy_scaled | 2026-06-07T22:53:42.961284
C_Target_VRE | Secondary Techs | PWRCOABGDXX | TotalAnnualMaxCapacityInvestment | 2047 | 0.057374 | lid_adequacy_scaled | 2026-06-07T22:53:42.961284
C_Target_VRE | Secondary Techs | PWRCOABGDXX | TotalAnnualMaxCapacityInvestment | 2048 | 0 | lid_adequacy_scaled | 2026-06-07T22:53:42.961284
C_Target_VRE | Secondary Techs | PWRCOABGDXX | TotalAnnualMaxCapacityInvestment | 2049 | 0 | lid_adequacy_scaled | 2026-06-07T22:53:42.961284
C_Target_VRE | Secondary Techs | PWRCOABGDXX | TotalAnnualMaxCapacityInvestment | 2050 | 0 | lid_adequacy_scaled | 2026-06-07T22:53:42.961284
C_Target_VRE | Secondary Techs | PWRLDSINDNE | TotalAnnualMaxCapacityInvestment | 2023 | 9999 | exempt_maxcap_uncapped | 2026-06-07T22:53:42.961284
C_Target_VRE | Secondary Techs | PWRLDSINDNE | TotalAnnualMaxCapacityInvestment | 2024 | 9999 | exempt_maxcap_uncapped | 2026-06-07T22:53:42.961284
C_Target_VRE | Secondary Techs | PWRLDSINDNE | TotalAnnualMaxCapacityInvestment | 2025 | 9999 | exempt_maxcap_uncapped | 2026-06-07T22:53:42.961284
C_Target_VRE | Secondary Techs | PWRLDSINDNE | TotalAnnualMaxCapacityInvestment | 2026 | 9999 | exempt_maxcap_uncapped | 2026-06-07T22:53:42.961284
C_Target_VRE | Secondary Techs | PWRLDSINDNE | TotalAnnualMaxCapacityInvestment | 2027 | 9999 | exempt_maxcap_uncapped | 2026-06-07T22:53:42.961284
C_Target_VRE | Secondary Techs | PWRLDSINDNE | TotalAnnualMaxCapacityInvestment | 2028 | 9999 | exempt_maxcap_uncapped | 2026-06-07T22:53:42.961284
C_Target_VRE | Secondary Techs | PWRLDSINDNE | TotalAnnualMaxCapacityInvestment | 2029 | 9999 | exempt_maxcap_uncapped | 2026-06-07T22:53:42.961284
C_Target_VRE | Secondary Techs | PWRLDSINDNE | TotalAnnualMaxCapacityInvestment | 2030 | 9999 | exempt_maxcap_uncapped | 2026-06-07T22:53:42.961284
C_Target_VRE | Secondary Techs | PWRLDSINDNE | TotalAnnualMaxCapacityInvestment | 2031 | 9999 | exempt_maxcap_uncapped | 2026-06-07T22:53:42.961284
C_Target_VRE | Secondary Techs | PWRLDSINDNE | TotalAnnualMaxCapacityInvestment | 2032 | 9999 | exempt_maxcap_uncapped | 2026-06-07T22:53:42.961284
C_Target_VRE | Secondary Techs | PWRLDSINDNE | TotalAnnualMaxCapacityInvestment | 2033 | 9999 | exempt_maxcap_uncapped | 2026-06-07T22:53:42.961284
C_Target_VRE | Secondary Techs | PWRLDSINDNE | TotalAnnualMaxCapacityInvestment | 2034 | 9999 | exempt_maxcap_uncapped | 2026-06-07T22:53:42.961284
C_Target_VRE | Secondary Techs | PWRLDSINDNE | TotalAnnualMaxCapacityInvestment | 2035 | 9999 | exempt_maxcap_uncapped | 2026-06-07T22:53:42.961284
C_Target_VRE | Secondary Techs | PWRLDSINDNE | TotalAnnualMaxCapacityInvestment | 2036 | 9999 | exempt_maxcap_uncapped | 2026-06-07T22:53:42.961284
C_Target_VRE | Secondary Techs | PWRLDSINDNE | TotalAnnualMaxCapacityInvestment | 2037 | 9999 | exempt_maxcap_uncapped | 2026-06-07T22:53:42.961284
C_Target_VRE | Secondary Techs | PWRLDSINDNE | TotalAnnualMaxCapacityInvestment | 2038 | 9999 | exempt_maxcap_uncapped | 2026-06-07T22:53:42.961284
C_Target_VRE | Secondary Techs | PWRLDSINDNE | TotalAnnualMaxCapacityInvestment | 2039 | 9999 | exempt_maxcap_uncapped | 2026-06-07T22:53:42.961284
C_Target_VRE | Secondary Techs | PWRLDSINDNE | TotalAnnualMaxCapacityInvestment | 2040 | 9999 | exempt_maxcap_uncapped | 2026-06-07T22:53:42.961284
C_Target_VRE | Secondary Techs | PWRLDSINDNE | TotalAnnualMaxCapacityInvestment | 2041 | 9999 | exempt_maxcap_uncapped | 2026-06-07T22:53:42.961284
C_Target_VRE | Secondary Techs | PWRLDSINDNE | TotalAnnualMaxCapacityInvestment | 2042 | 9999 | exempt_maxcap_uncapped | 2026-06-07T22:53:42.961284
C_Target_VRE | Secondary Techs | PWRLDSINDNE | TotalAnnualMaxCapacityInvestment | 2043 | 9999 | exempt_maxcap_uncapped | 2026-06-07T22:53:42.961284
C_Target_VRE | Secondary Techs | PWRLDSINDNE | TotalAnnualMaxCapacityInvestment | 2044 | 9999 | exempt_maxcap_uncapped | 2026-06-07T22:53:42.961284
C_Target_VRE | Secondary Techs | PWRLDSINDNE | TotalAnnualMaxCapacityInvestment | 2045 | 9999 | exempt_maxcap_uncapped | 2026-06-07T22:53:42.961284
C_Target_VRE | Secondary Techs | PWRLDSINDNE | TotalAnnualMaxCapacityInvestment | 2046 | 9999 | exempt_maxcap_uncapped | 2026-06-07T22:53:42.961284
C_Target_VRE | Secondary Techs | PWRLDSINDNE | TotalAnnualMaxCapacityInvestment | 2047 | 9999 | exempt_maxcap_uncapped | 2026-06-07T22:53:42.961284
C_Target_VRE | Secondary Techs | PWRLDSINDNE | TotalAnnualMaxCapacityInvestment | 2048 | 9999 | exempt_maxcap_uncapped | 2026-06-07T22:53:42.961284
C_Target_VRE | Secondary Techs | PWRLDSINDNE | TotalAnnualMaxCapacityInvestment | 2049 | 9999 | exempt_maxcap_uncapped | 2026-06-07T22:53:42.961284
C_Target_VRE | Secondary Techs | PWRLDSINDNE | TotalAnnualMaxCapacityInvestment | 2050 | 9999 | exempt_maxcap_uncapped | 2026-06-07T22:53:42.961284
C_Target_VRE | Secondary Techs | PWRLDSINDNE | TotalAnnualMaxCapacityInvestment | 2023 | 9999 | exempt_uncapped | 2026-06-07T22:53:42.961284
C_Target_VRE | Secondary Techs | PWRLDSINDNE | TotalAnnualMaxCapacityInvestment | 2024 | 9999 | exempt_uncapped | 2026-06-07T22:53:42.961284
C_Target_VRE | Secondary Techs | PWRLDSINDNE | TotalAnnualMaxCapacityInvestment | 2025 | 9999 | exempt_uncapped | 2026-06-07T22:53:42.961284
C_Target_VRE | Secondary Techs | PWRLDSINDNE | TotalAnnualMaxCapacityInvestment | 2026 | 9999 | exempt_uncapped | 2026-06-07T22:53:42.961284
C_Target_VRE | Secondary Techs | PWRLDSINDNE | TotalAnnualMaxCapacityInvestment | 2027 | 9999 | exempt_uncapped | 2026-06-07T22:53:42.961284
C_Target_VRE | Secondary Techs | PWRLDSINDNE | TotalAnnualMaxCapacityInvestment | 2028 | 9999 | exempt_uncapped | 2026-06-07T22:53:42.961284
C_Target_VRE | Secondary Techs | PWRLDSINDNE | TotalAnnualMaxCapacityInvestment | 2029 | 9999 | exempt_uncapped | 2026-06-07T22:53:42.961284
C_Target_VRE | Secondary Techs | PWRLDSINDNE | TotalAnnualMaxCapacityInvestment | 2030 | 9999 | exempt_uncapped | 2026-06-07T22:53:42.961284
C_Target_VRE | Secondary Techs | PWRLDSINDNE | TotalAnnualMaxCapacityInvestment | 2031 | 9999 | exempt_uncapped | 2026-06-07T22:53:42.961284
C_Target_VRE | Secondary Techs | PWRLDSINDNE | TotalAnnualMaxCapacityInvestment | 2032 | 9999 | exempt_uncapped | 2026-06-07T22:53:42.961284
C_Target_VRE | Secondary Techs | PWRLDSINDNE | TotalAnnualMaxCapacityInvestment | 2033 | 9999 | exempt_uncapped | 2026-06-07T22:53:42.961284
C_Target_VRE | Secondary Techs | PWRLDSINDNE | TotalAnnualMaxCapacityInvestment | 2034 | 9999 | exempt_uncapped | 2026-06-07T22:53:42.961284
C_Target_VRE | Secondary Techs | PWRLDSINDNE | TotalAnnualMaxCapacityInvestment | 2035 | 9999 | exempt_uncapped | 2026-06-07T22:53:42.961284
C_Target_VRE | Secondary Techs | PWRLDSINDNE | TotalAnnualMaxCapacityInvestment | 2036 | 9999 | exempt_uncapped | 2026-06-07T22:53:42.961284
C_Target_VRE | Secondary Techs | PWRLDSINDNE | TotalAnnualMaxCapacityInvestment | 2037 | 9999 | exempt_uncapped | 2026-06-07T22:53:42.961284
C_Target_VRE | Secondary Techs | PWRLDSINDNE | TotalAnnualMaxCapacityInvestment | 2038 | 9999 | exempt_uncapped | 2026-06-07T22:53:42.961284
C_Target_VRE | Secondary Techs | PWRLDSINDNE | TotalAnnualMaxCapacityInvestment | 2039 | 9999 | exempt_uncapped | 2026-06-07T22:53:42.961284
C_Target_VRE | Secondary Techs | PWRLDSINDNE | TotalAnnualMaxCapacityInvestment | 2040 | 9999 | exempt_uncapped | 2026-06-07T22:53:42.961284
C_Target_VRE | Secondary Techs | PWRLDSINDNE | TotalAnnualMaxCapacityInvestment | 2041 | 9999 | exempt_uncapped | 2026-06-07T22:53:42.961284
C_Target_VRE | Secondary Techs | PWRLDSINDNE | TotalAnnualMaxCapacityInvestment | 2042 | 9999 | exempt_uncapped | 2026-06-07T22:53:42.961284
C_Target_VRE | Secondary Techs | PWRLDSINDNE | TotalAnnualMaxCapacityInvestment | 2043 | 9999 | exempt_uncapped | 2026-06-07T22:53:42.961284
C_Target_VRE | Secondary Techs | PWRLDSINDNE | TotalAnnualMaxCapacityInvestment | 2044 | 9999 | exempt_uncapped | 2026-06-07T22:53:42.961284
C_Target_VRE | Secondary Techs | PWRLDSINDNE | TotalAnnualMaxCapacityInvestment | 2045 | 9999 | exempt_uncapped | 2026-06-07T22:53:42.961284
C_Target_VRE | Secondary Techs | PWRLDSINDNE | TotalAnnualMaxCapacityInvestment | 2046 | 9999 | exempt_uncapped | 2026-06-07T22:53:42.961284
C_Target_VRE | Secondary Techs | PWRLDSINDNE | TotalAnnualMaxCapacityInvestment | 2047 | 9999 | exempt_uncapped | 2026-06-07T22:53:42.961284
C_Target_VRE | Secondary Techs | PWRLDSINDNE | TotalAnnualMaxCapacityInvestment | 2048 | 9999 | exempt_uncapped | 2026-06-07T22:53:42.961284
C_Target_VRE | Secondary Techs | PWRLDSINDNE | TotalAnnualMaxCapacityInvestment | 2049 | 9999 | exempt_uncapped | 2026-06-07T22:53:42.961284
C_Target_VRE | Secondary Techs | PWRLDSINDNE | TotalAnnualMaxCapacityInvestment | 2050 | 9999 | exempt_uncapped | 2026-06-07T22:53:42.961284
C_Target_VRE | Secondary Techs | PWRWASINDNO | TotalAnnualMaxCapacityInvestment | 2023 | 0 | lid_floor_suppressed | 2026-06-07T22:53:42.961284
C_Target_VRE | Secondary Techs | PWRWASINDNO | TotalAnnualMaxCapacityInvestment | 2024 | 0.014652 | lid_floor_suppressed | 2026-06-07T22:53:42.961284
C_Target_VRE | Secondary Techs | PWRWASINDNO | TotalAnnualMaxCapacityInvestment | 2025 | 0.015491 | lid_floor_suppressed | 2026-06-07T22:53:42.961284
C_Target_VRE | Secondary Techs | PWRWASINDNO | TotalAnnualMaxCapacityInvestment | 2026 | 0.016632 | lid_floor_suppressed | 2026-06-07T22:53:42.961284
C_Target_VRE | Secondary Techs | PWRWASINDNO | TotalAnnualMaxCapacityInvestment | 2027 | 0.017656 | lid_floor_suppressed | 2026-06-07T22:53:42.961284
C_Target_VRE | Secondary Techs | PWRWASINDNO | TotalAnnualMaxCapacityInvestment | 2028 | 0.018562 | lid_floor_suppressed | 2026-06-07T22:53:42.961284
C_Target_VRE | Secondary Techs | PWRWASINDNO | TotalAnnualMaxCapacityInvestment | 2029 | 0.016661 | lid_floor_suppressed | 2026-06-07T22:53:42.961284
C_Target_VRE | Secondary Techs | PWRWASINDNO | TotalAnnualMaxCapacityInvestment | 2030 | 0.011004 | lid_floor_suppressed | 2026-06-07T22:53:42.961284
C_Target_VRE | Secondary Techs | PWRWASINDNO | TotalAnnualMaxCapacityInvestment | 2031 | 0.010674 | lid_floor_suppressed | 2026-06-07T22:53:42.961284
C_Target_VRE | Secondary Techs | PWRWASINDNO | TotalAnnualMaxCapacityInvestment | 2032 | 0.012961 | lid_floor_suppressed | 2026-06-07T22:53:42.961284
C_Target_VRE | Secondary Techs | PWRWASINDNO | TotalAnnualMaxCapacityInvestment | 2033 | 0.012406 | lid_floor_suppressed | 2026-06-07T22:53:42.961284
C_Target_VRE | Secondary Techs | PWRWASINDNO | TotalAnnualMaxCapacityInvestment | 2034 | 0.011852 | lid_floor_suppressed | 2026-06-07T22:53:42.961284
C_Target_VRE | Secondary Techs | PWRWASINDNO | TotalAnnualMaxCapacityInvestment | 2035 | 0.011297 | lid_floor_suppressed | 2026-06-07T22:53:42.961284
C_Target_VRE | Secondary Techs | PWRWASINDNO | TotalAnnualMaxCapacityInvestment | 2036 | 0.010742 | lid_floor_suppressed | 2026-06-07T22:53:42.961284
C_Target_VRE | Secondary Techs | PWRWASINDNO | TotalAnnualMaxCapacityInvestment | 2037 | 0.011681 | lid_floor_suppressed | 2026-06-07T22:53:42.961284
C_Target_VRE | Secondary Techs | PWRWASINDNO | TotalAnnualMaxCapacityInvestment | 2038 | 0.011078 | lid_floor_suppressed | 2026-06-07T22:53:42.961284
C_Target_VRE | Secondary Techs | PWRWASINDNO | TotalAnnualMaxCapacityInvestment | 2039 | 0.010474 | lid_floor_suppressed | 2026-06-07T22:53:42.961284
C_Target_VRE | Secondary Techs | PWRWASINDNO | TotalAnnualMaxCapacityInvestment | 2040 | 0.0089187 | lid_floor_suppressed | 2026-06-07T22:53:42.961284
C_Target_VRE | Secondary Techs | PWRWASINDNO | TotalAnnualMaxCapacityInvestment | 2041 | 0.0092321 | lid_floor_suppressed | 2026-06-07T22:53:42.961284
C_Target_VRE | Secondary Techs | PWRWASINDNO | TotalAnnualMaxCapacityInvestment | 2042 | 0.015681 | lid_adequacy_scaled | 2026-06-07T22:53:42.961284
C_Target_VRE | Secondary Techs | PWRWASINDNO | TotalAnnualMaxCapacityInvestment | 2043 | 0.023525 | lid_adequacy_scaled | 2026-06-07T22:53:42.961284
C_Target_VRE | Secondary Techs | PWRWASINDNO | TotalAnnualMaxCapacityInvestment | 2044 | 0.031334 | lid_adequacy_scaled | 2026-06-07T22:53:42.961284
C_Target_VRE | Secondary Techs | PWRWASINDNO | TotalAnnualMaxCapacityInvestment | 2045 | 0.039075 | lid_adequacy_scaled | 2026-06-07T22:53:42.961284
C_Target_VRE | Secondary Techs | PWRWASINDNO | TotalAnnualMaxCapacityInvestment | 2046 | 0.049886 | lid_adequacy_scaled | 2026-06-07T22:53:42.961284
C_Target_VRE | Secondary Techs | PWRWASINDNO | TotalAnnualMaxCapacityInvestment | 2047 | 0.060269 | lid_adequacy_scaled | 2026-06-07T22:53:42.961284
C_Target_VRE | Secondary Techs | PWRWASINDNO | TotalAnnualMaxCapacityInvestment | 2048 | 0.070326 | lid_adequacy_scaled | 2026-06-07T22:53:42.961284
C_Target_VRE | Secondary Techs | PWRWASINDNO | TotalAnnualMaxCapacityInvestment | 2049 | 0.08009 | lid_adequacy_scaled | 2026-06-07T22:53:42.961284
C_Target_VRE | Secondary Techs | PWRWASINDNO | TotalAnnualMaxCapacityInvestment | 2050 | 0.089587 | lid_adequacy_scaled | 2026-06-07T22:53:42.961284
C_Target_VRE | Secondary Techs | PWRSDSINDNO | TotalAnnualMaxCapacityInvestment | 2023 | 9999 | exempt_maxcap_uncapped | 2026-06-07T22:53:42.961284
C_Target_VRE | Secondary Techs | PWRSDSINDNO | TotalAnnualMaxCapacityInvestment | 2024 | 9999 | exempt_maxcap_uncapped | 2026-06-07T22:53:42.961284
C_Target_VRE | Secondary Techs | PWRSDSINDNO | TotalAnnualMaxCapacityInvestment | 2025 | 9999 | exempt_maxcap_uncapped | 2026-06-07T22:53:42.961284
C_Target_VRE | Secondary Techs | PWRSDSINDNO | TotalAnnualMaxCapacityInvestment | 2026 | 9999 | exempt_maxcap_uncapped | 2026-06-07T22:53:42.961284
C_Target_VRE | Secondary Techs | PWRSDSINDNO | TotalAnnualMaxCapacityInvestment | 2027 | 9999 | exempt_maxcap_uncapped | 2026-06-07T22:53:42.961284
C_Target_VRE | Secondary Techs | PWRSDSINDNO | TotalAnnualMaxCapacityInvestment | 2028 | 9999 | exempt_maxcap_uncapped | 2026-06-07T22:53:42.961284
C_Target_VRE | Secondary Techs | PWRSDSINDNO | TotalAnnualMaxCapacityInvestment | 2029 | 9999 | exempt_maxcap_uncapped | 2026-06-07T22:53:42.961284
C_Target_VRE | Secondary Techs | PWRSDSINDNO | TotalAnnualMaxCapacityInvestment | 2030 | 9999 | exempt_maxcap_uncapped | 2026-06-07T22:53:42.961284
C_Target_VRE | Secondary Techs | PWRSDSINDNO | TotalAnnualMaxCapacityInvestment | 2031 | 9999 | exempt_maxcap_uncapped | 2026-06-07T22:53:42.961284
C_Target_VRE | Secondary Techs | PWRSDSINDNO | TotalAnnualMaxCapacityInvestment | 2032 | 9999 | exempt_maxcap_uncapped | 2026-06-07T22:53:42.961284
C_Target_VRE | Secondary Techs | PWRSDSINDNO | TotalAnnualMaxCapacityInvestment | 2033 | 9999 | exempt_maxcap_uncapped | 2026-06-07T22:53:42.961284
C_Target_VRE | Secondary Techs | PWRSDSINDNO | TotalAnnualMaxCapacityInvestment | 2034 | 9999 | exempt_maxcap_uncapped | 2026-06-07T22:53:42.961284
C_Target_VRE | Secondary Techs | PWRSDSINDNO | TotalAnnualMaxCapacityInvestment | 2035 | 9999 | exempt_maxcap_uncapped | 2026-06-07T22:53:42.961284
C_Target_VRE | Secondary Techs | PWRSDSINDNO | TotalAnnualMaxCapacityInvestment | 2036 | 9999 | exempt_maxcap_uncapped | 2026-06-07T22:53:42.961284
C_Target_VRE | Secondary Techs | PWRSDSINDNO | TotalAnnualMaxCapacityInvestment | 2037 | 9999 | exempt_maxcap_uncapped | 2026-06-07T22:53:42.961284
C_Target_VRE | Secondary Techs | PWRSDSINDNO | TotalAnnualMaxCapacityInvestment | 2038 | 9999 | exempt_maxcap_uncapped | 2026-06-07T22:53:42.961284
C_Target_VRE | Secondary Techs | PWRSDSINDNO | TotalAnnualMaxCapacityInvestment | 2039 | 9999 | exempt_maxcap_uncapped | 2026-06-07T22:53:42.961284
C_Target_VRE | Secondary Techs | PWRSDSINDNO | TotalAnnualMaxCapacityInvestment | 2040 | 9999 | exempt_maxcap_uncapped | 2026-06-07T22:53:42.961284
C_Target_VRE | Secondary Techs | PWRSDSINDNO | TotalAnnualMaxCapacityInvestment | 2041 | 9999 | exempt_maxcap_uncapped | 2026-06-07T22:53:42.961284
C_Target_VRE | Secondary Techs | PWRSDSINDNO | TotalAnnualMaxCapacityInvestment | 2042 | 9999 | exempt_maxcap_uncapped | 2026-06-07T22:53:42.961284
C_Target_VRE | Secondary Techs | PWRSDSINDNO | TotalAnnualMaxCapacityInvestment | 2043 | 9999 | exempt_maxcap_uncapped | 2026-06-07T22:53:42.961284
C_Target_VRE | Secondary Techs | PWRSDSINDNO | TotalAnnualMaxCapacityInvestment | 2044 | 9999 | exempt_maxcap_uncapped | 2026-06-07T22:53:42.961284
C_Target_VRE | Secondary Techs | PWRSDSINDNO | TotalAnnualMaxCapacityInvestment | 2045 | 9999 | exempt_maxcap_uncapped | 2026-06-07T22:53:42.961284
C_Target_VRE | Secondary Techs | PWRSDSINDNO | TotalAnnualMaxCapacityInvestment | 2046 | 9999 | exempt_maxcap_uncapped | 2026-06-07T22:53:42.961284
C_Target_VRE | Secondary Techs | PWRSDSINDNO | TotalAnnualMaxCapacityInvestment | 2047 | 9999 | exempt_maxcap_uncapped | 2026-06-07T22:53:42.961284
C_Target_VRE | Secondary Techs | PWRSDSINDNO | TotalAnnualMaxCapacityInvestment | 2048 | 9999 | exempt_maxcap_uncapped | 2026-06-07T22:53:42.961284
C_Target_VRE | Secondary Techs | PWRSDSINDNO | TotalAnnualMaxCapacityInvestment | 2049 | 9999 | exempt_maxcap_uncapped | 2026-06-07T22:53:42.961284
C_Target_VRE | Secondary Techs | PWRSDSINDNO | TotalAnnualMaxCapacityInvestment | 2050 | 9999 | exempt_maxcap_uncapped | 2026-06-07T22:53:42.961284
C_Target_VRE | Secondary Techs | PWRSDSINDNO | TotalAnnualMaxCapacityInvestment | 2023 | 9999 | exempt_uncapped | 2026-06-07T22:53:42.961284
C_Target_VRE | Secondary Techs | PWRSDSINDNO | TotalAnnualMaxCapacityInvestment | 2024 | 9999 | exempt_uncapped | 2026-06-07T22:53:42.961284
C_Target_VRE | Secondary Techs | PWRSDSINDNO | TotalAnnualMaxCapacityInvestment | 2025 | 9999 | exempt_uncapped | 2026-06-07T22:53:42.961284
C_Target_VRE | Secondary Techs | PWRSDSINDNO | TotalAnnualMaxCapacityInvestment | 2026 | 9999 | exempt_uncapped | 2026-06-07T22:53:42.961284
C_Target_VRE | Secondary Techs | PWRSDSINDNO | TotalAnnualMaxCapacityInvestment | 2027 | 9999 | exempt_uncapped | 2026-06-07T22:53:42.961284
C_Target_VRE | Secondary Techs | PWRSDSINDNO | TotalAnnualMaxCapacityInvestment | 2028 | 9999 | exempt_uncapped | 2026-06-07T22:53:42.961284
C_Target_VRE | Secondary Techs | PWRSDSINDNO | TotalAnnualMaxCapacityInvestment | 2029 | 9999 | exempt_uncapped | 2026-06-07T22:53:42.961284
C_Target_VRE | Secondary Techs | PWRSDSINDNO | TotalAnnualMaxCapacityInvestment | 2030 | 9999 | exempt_uncapped | 2026-06-07T22:53:42.961284
C_Target_VRE | Secondary Techs | PWRSDSINDNO | TotalAnnualMaxCapacityInvestment | 2031 | 9999 | exempt_uncapped | 2026-06-07T22:53:42.961284
C_Target_VRE | Secondary Techs | PWRSDSINDNO | TotalAnnualMaxCapacityInvestment | 2032 | 9999 | exempt_uncapped | 2026-06-07T22:53:42.961284
C_Target_VRE | Secondary Techs | PWRSDSINDNO | TotalAnnualMaxCapacityInvestment | 2033 | 9999 | exempt_uncapped | 2026-06-07T22:53:42.961284
C_Target_VRE | Secondary Techs | PWRSDSINDNO | TotalAnnualMaxCapacityInvestment | 2034 | 9999 | exempt_uncapped | 2026-06-07T22:53:42.961284
C_Target_VRE | Secondary Techs | PWRSDSINDNO | TotalAnnualMaxCapacityInvestment | 2035 | 9999 | exempt_uncapped | 2026-06-07T22:53:42.961284
C_Target_VRE | Secondary Techs | PWRSDSINDNO | TotalAnnualMaxCapacityInvestment | 2036 | 9999 | exempt_uncapped | 2026-06-07T22:53:42.961284
C_Target_VRE | Secondary Techs | PWRSDSINDNO | TotalAnnualMaxCapacityInvestment | 2037 | 9999 | exempt_uncapped | 2026-06-07T22:53:42.961284
C_Target_VRE | Secondary Techs | PWRSDSINDNO | TotalAnnualMaxCapacityInvestment | 2038 | 9999 | exempt_uncapped | 2026-06-07T22:53:42.961284
C_Target_VRE | Secondary Techs | PWRSDSINDNO | TotalAnnualMaxCapacityInvestment | 2039 | 9999 | exempt_uncapped | 2026-06-07T22:53:42.961284
C_Target_VRE | Secondary Techs | PWRSDSINDNO | TotalAnnualMaxCapacityInvestment | 2040 | 9999 | exempt_uncapped | 2026-06-07T22:53:42.961284
C_Target_VRE | Secondary Techs | PWRSDSINDNO | TotalAnnualMaxCapacityInvestment | 2041 | 9999 | exempt_uncapped | 2026-06-07T22:53:42.961284
C_Target_VRE | Secondary Techs | PWRSDSINDNO | TotalAnnualMaxCapacityInvestment | 2042 | 9999 | exempt_uncapped | 2026-06-07T22:53:42.961284
C_Target_VRE | Secondary Techs | PWRSDSINDNO | TotalAnnualMaxCapacityInvestment | 2043 | 9999 | exempt_uncapped | 2026-06-07T22:53:42.961284
C_Target_VRE | Secondary Techs | PWRSDSINDNO | TotalAnnualMaxCapacityInvestment | 2044 | 9999 | exempt_uncapped | 2026-06-07T22:53:42.961284
C_Target_VRE | Secondary Techs | PWRSDSINDNO | TotalAnnualMaxCapacityInvestment | 2045 | 9999 | exempt_uncapped | 2026-06-07T22:53:42.961284
C_Target_VRE | Secondary Techs | PWRSDSINDNO | TotalAnnualMaxCapacityInvestment | 2046 | 9999 | exempt_uncapped | 2026-06-07T22:53:42.961284
C_Target_VRE | Secondary Techs | PWRSDSINDNO | TotalAnnualMaxCapacityInvestment | 2047 | 9999 | exempt_uncapped | 2026-06-07T22:53:42.961284
C_Target_VRE | Secondary Techs | PWRSDSINDNO | TotalAnnualMaxCapacityInvestment | 2048 | 9999 | exempt_uncapped | 2026-06-07T22:53:42.961284
C_Target_VRE | Secondary Techs | PWRSDSINDNO | TotalAnnualMaxCapacityInvestment | 2049 | 9999 | exempt_uncapped | 2026-06-07T22:53:42.961284
C_Target_VRE | Secondary Techs | PWRSDSINDNO | TotalAnnualMaxCapacityInvestment | 2050 | 9999 | exempt_uncapped | 2026-06-07T22:53:42.961284
C_Target_VRE | Secondary Techs | PWRWONBTNXX | TotalAnnualMaxCapacityInvestment | 2023 | 9999 | exempt_maxcap_uncapped | 2026-06-07T22:53:42.961284
C_Target_VRE | Secondary Techs | PWRWONBTNXX | TotalAnnualMaxCapacityInvestment | 2024 | 9999 | exempt_maxcap_uncapped | 2026-06-07T22:53:42.961284
C_Target_VRE | Secondary Techs | PWRWONBTNXX | TotalAnnualMaxCapacityInvestment | 2025 | 9999 | exempt_maxcap_uncapped | 2026-06-07T22:53:42.961284
C_Target_VRE | Secondary Techs | PWRWONBTNXX | TotalAnnualMaxCapacityInvestment | 2026 | 9999 | exempt_maxcap_uncapped | 2026-06-07T22:53:42.961284
C_Target_VRE | Secondary Techs | PWRWONBTNXX | TotalAnnualMaxCapacityInvestment | 2027 | 9999 | exempt_maxcap_uncapped | 2026-06-07T22:53:42.961284
C_Target_VRE | Secondary Techs | PWRWONBTNXX | TotalAnnualMaxCapacityInvestment | 2028 | 9999 | exempt_maxcap_uncapped | 2026-06-07T22:53:42.961284
C_Target_VRE | Secondary Techs | PWRWONBTNXX | TotalAnnualMaxCapacityInvestment | 2029 | 9999 | exempt_maxcap_uncapped | 2026-06-07T22:53:42.961284
C_Target_VRE | Secondary Techs | PWRWONBTNXX | TotalAnnualMaxCapacityInvestment | 2030 | 9999 | exempt_maxcap_uncapped | 2026-06-07T22:53:42.961284
C_Target_VRE | Secondary Techs | PWRWONBTNXX | TotalAnnualMaxCapacityInvestment | 2031 | 9999 | exempt_maxcap_uncapped | 2026-06-07T22:53:42.961284
C_Target_VRE | Secondary Techs | PWRWONBTNXX | TotalAnnualMaxCapacityInvestment | 2032 | 9999 | exempt_maxcap_uncapped | 2026-06-07T22:53:42.961284
C_Target_VRE | Secondary Techs | PWRWONBTNXX | TotalAnnualMaxCapacityInvestment | 2033 | 9999 | exempt_maxcap_uncapped | 2026-06-07T22:53:42.961284
C_Target_VRE | Secondary Techs | PWRWONBTNXX | TotalAnnualMaxCapacityInvestment | 2034 | 9999 | exempt_maxcap_uncapped | 2026-06-07T22:53:42.961284
C_Target_VRE | Secondary Techs | PWRWONBTNXX | TotalAnnualMaxCapacityInvestment | 2035 | 9999 | exempt_maxcap_uncapped | 2026-06-07T22:53:42.961284
C_Target_VRE | Secondary Techs | PWRWONBTNXX | TotalAnnualMaxCapacityInvestment | 2036 | 9999 | exempt_maxcap_uncapped | 2026-06-07T22:53:42.961284
C_Target_VRE | Secondary Techs | PWRWONBTNXX | TotalAnnualMaxCapacityInvestment | 2037 | 9999 | exempt_maxcap_uncapped | 2026-06-07T22:53:42.961284
C_Target_VRE | Secondary Techs | PWRWONBTNXX | TotalAnnualMaxCapacityInvestment | 2038 | 9999 | exempt_maxcap_uncapped | 2026-06-07T22:53:42.961284
C_Target_VRE | Secondary Techs | PWRWONBTNXX | TotalAnnualMaxCapacityInvestment | 2039 | 9999 | exempt_maxcap_uncapped | 2026-06-07T22:53:42.961284
C_Target_VRE | Secondary Techs | PWRWONBTNXX | TotalAnnualMaxCapacityInvestment | 2040 | 9999 | exempt_maxcap_uncapped | 2026-06-07T22:53:42.961284
C_Target_VRE | Secondary Techs | PWRWONBTNXX | TotalAnnualMaxCapacityInvestment | 2041 | 9999 | exempt_maxcap_uncapped | 2026-06-07T22:53:42.961284
C_Target_VRE | Secondary Techs | PWRWONBTNXX | TotalAnnualMaxCapacityInvestment | 2042 | 9999 | exempt_maxcap_uncapped | 2026-06-07T22:53:42.961284
C_Target_VRE | Secondary Techs | PWRWONBTNXX | TotalAnnualMaxCapacityInvestment | 2043 | 9999 | exempt_maxcap_uncapped | 2026-06-07T22:53:42.961284
C_Target_VRE | Secondary Techs | PWRWONBTNXX | TotalAnnualMaxCapacityInvestment | 2044 | 9999 | exempt_maxcap_uncapped | 2026-06-07T22:53:42.961284
C_Target_VRE | Secondary Techs | PWRWONBTNXX | TotalAnnualMaxCapacityInvestment | 2045 | 9999 | exempt_maxcap_uncapped | 2026-06-07T22:53:42.961284
C_Target_VRE | Secondary Techs | PWRWONBTNXX | TotalAnnualMaxCapacityInvestment | 2046 | 9999 | exempt_maxcap_uncapped | 2026-06-07T22:53:42.961284
C_Target_VRE | Secondary Techs | PWRWONBTNXX | TotalAnnualMaxCapacityInvestment | 2047 | 9999 | exempt_maxcap_uncapped | 2026-06-07T22:53:42.961284
C_Target_VRE | Secondary Techs | PWRWONBTNXX | TotalAnnualMaxCapacityInvestment | 2048 | 9999 | exempt_maxcap_uncapped | 2026-06-07T22:53:42.961284
C_Target_VRE | Secondary Techs | PWRWONBTNXX | TotalAnnualMaxCapacityInvestment | 2049 | 9999 | exempt_maxcap_uncapped | 2026-06-07T22:53:42.961284
C_Target_VRE | Secondary Techs | PWRWONBTNXX | TotalAnnualMaxCapacityInvestment | 2050 | 9999 | exempt_maxcap_uncapped | 2026-06-07T22:53:42.961284
C_Target_VRE | Secondary Techs | PWRHYDINDWE | TotalAnnualMaxCapacityInvestment | 2023 | 0.1 | lid_floor | 2026-06-07T22:53:42.961284
C_Target_VRE | Secondary Techs | PWRHYDINDWE | TotalAnnualMaxCapacityInvestment | 2024 | 0.45397 | lid_fill | 2026-06-07T22:53:42.961284
C_Target_VRE | Secondary Techs | PWRHYDINDWE | TotalAnnualMaxCapacityInvestment | 2025 | 0.49673 | lid_fill | 2026-06-07T22:53:42.961284
C_Target_VRE | Secondary Techs | PWRHYDINDWE | TotalAnnualMaxCapacityInvestment | 2026 | 1.9392 | untie_min_inv | 2026-06-07T22:53:42.961284
C_Target_VRE | Secondary Techs | PWRHYDINDWE | TotalAnnualMaxCapacityInvestment | 2027 | 0.54008 | lid_fill | 2026-06-07T22:53:42.961284
C_Target_VRE | Secondary Techs | PWRHYDINDWE | TotalAnnualMaxCapacityInvestment | 2028 | 2.525 | untie_min_inv | 2026-06-07T22:53:42.961284
C_Target_VRE | Secondary Techs | PWRHYDINDWE | TotalAnnualMaxCapacityInvestment | 2029 | 0.51138 | lid_relaxed | 2026-06-07T22:53:42.961284
C_Target_VRE | Secondary Techs | PWRHYDINDWE | TotalAnnualMaxCapacityInvestment | 2030 | 0.18427 | lid_relaxed | 2026-06-07T22:53:42.961284
C_Target_VRE | Secondary Techs | PWRHYDINDWE | TotalAnnualMaxCapacityInvestment | 2031 | 0.15572 | lid_relaxed | 2026-06-07T22:53:42.961284
C_Target_VRE | Secondary Techs | PWRHYDINDWE | TotalAnnualMaxCapacityInvestment | 2032 | 0.3535 | lid_relaxed | 2026-06-07T22:53:42.961284
C_Target_VRE | Secondary Techs | PWRHYDINDWE | TotalAnnualMaxCapacityInvestment | 2033 | 0.33872 | lid_relaxed | 2026-06-07T22:53:42.961284
C_Target_VRE | Secondary Techs | PWRHYDINDWE | TotalAnnualMaxCapacityInvestment | 2034 | 0.32217 | lid_relaxed | 2026-06-07T22:53:42.961284
C_Target_VRE | Secondary Techs | PWRHYDINDWE | TotalAnnualMaxCapacityInvestment | 2035 | 0.4848 | untie_min_inv | 2026-06-07T22:53:42.961284
C_Target_VRE | Secondary Techs | PWRHYDINDWE | TotalAnnualMaxCapacityInvestment | 2036 | 0.28384 | lid_relaxed | 2026-06-07T22:53:42.961284
C_Target_VRE | Secondary Techs | PWRHYDINDWE | TotalAnnualMaxCapacityInvestment | 2037 | 0.32913 | lid_relaxed | 2026-06-07T22:53:42.961284
C_Target_VRE | Secondary Techs | PWRHYDINDWE | TotalAnnualMaxCapacityInvestment | 2038 | 0.3043 | lid_relaxed | 2026-06-07T22:53:42.961284
C_Target_VRE | Secondary Techs | PWRHYDINDWE | TotalAnnualMaxCapacityInvestment | 2039 | 0.27754 | lid_relaxed | 2026-06-07T22:53:42.961284
C_Target_VRE | Secondary Techs | PWRHYDINDWE | TotalAnnualMaxCapacityInvestment | 2040 | 0.24883 | lid_relaxed | 2026-06-07T22:53:42.961284
C_Target_VRE | Secondary Techs | PWRHYDINDWE | TotalAnnualMaxCapacityInvestment | 2041 | 0.36392 | lid_adequacy_scaled | 2026-06-07T22:53:42.961284
C_Target_VRE | Secondary Techs | PWRHYDINDWE | TotalAnnualMaxCapacityInvestment | 2042 | 0.79096 | lid_adequacy_scaled | 2026-06-07T22:53:42.961284
C_Target_VRE | Secondary Techs | PWRHYDINDWE | TotalAnnualMaxCapacityInvestment | 2043 | 1.2604 | lid_adequacy_scaled | 2026-06-07T22:53:42.961284
C_Target_VRE | Secondary Techs | PWRHYDINDWE | TotalAnnualMaxCapacityInvestment | 2044 | 1.7774 | lid_adequacy_scaled | 2026-06-07T22:53:42.961284
C_Target_VRE | Secondary Techs | PWRHYDINDWE | TotalAnnualMaxCapacityInvestment | 2045 | 2.3397 | lid_adequacy_scaled | 2026-06-07T22:53:42.961284
C_Target_VRE | Secondary Techs | PWRHYDINDWE | TotalAnnualMaxCapacityInvestment | 2046 | 3.322 | lid_adequacy_scaled | 2026-06-07T22:53:42.961284
C_Target_VRE | Secondary Techs | PWRHYDINDWE | TotalAnnualMaxCapacityInvestment | 2047 | 4.4192 | lid_adequacy_scaled | 2026-06-07T22:53:42.961284
C_Target_VRE | Secondary Techs | PWRHYDINDWE | TotalAnnualMaxCapacityInvestment | 2048 | 5.6174 | lid_adequacy_scaled | 2026-06-07T22:53:42.961284
C_Target_VRE | Secondary Techs | PWRHYDINDWE | TotalAnnualMaxCapacityInvestment | 2049 | 6.8953 | lid_adequacy_scaled | 2026-06-07T22:53:42.961284
C_Target_VRE | Secondary Techs | PWRHYDINDWE | TotalAnnualMaxCapacityInvestment | 2050 | 8.2183 | lid_adequacy_scaled | 2026-06-07T22:53:42.961284
C_Target_VRE | Secondary Techs | PWRSPVBGDXX | TotalAnnualMaxCapacityInvestment | 2023 | 9999 | exempt_maxcap_uncapped | 2026-06-07T22:53:42.961284
C_Target_VRE | Secondary Techs | PWRSPVBGDXX | TotalAnnualMaxCapacityInvestment | 2024 | 9999 | exempt_maxcap_uncapped | 2026-06-07T22:53:42.961284
C_Target_VRE | Secondary Techs | PWRSPVBGDXX | TotalAnnualMaxCapacityInvestment | 2025 | 9999 | exempt_maxcap_uncapped | 2026-06-07T22:53:42.961284
C_Target_VRE | Secondary Techs | PWRSPVBGDXX | TotalAnnualMaxCapacityInvestment | 2026 | 9999 | exempt_maxcap_uncapped | 2026-06-07T22:53:42.961284
C_Target_VRE | Secondary Techs | PWRSPVBGDXX | TotalAnnualMaxCapacityInvestment | 2027 | 9999 | exempt_maxcap_uncapped | 2026-06-07T22:53:42.961284
C_Target_VRE | Secondary Techs | PWRSPVBGDXX | TotalAnnualMaxCapacityInvestment | 2028 | 9999 | exempt_maxcap_uncapped | 2026-06-07T22:53:42.961284
C_Target_VRE | Secondary Techs | PWRSPVBGDXX | TotalAnnualMaxCapacityInvestment | 2029 | 9999 | exempt_maxcap_uncapped | 2026-06-07T22:53:42.961284
C_Target_VRE | Secondary Techs | PWRSPVBGDXX | TotalAnnualMaxCapacityInvestment | 2030 | 9999 | exempt_maxcap_uncapped | 2026-06-07T22:53:42.961284
C_Target_VRE | Secondary Techs | PWRSPVBGDXX | TotalAnnualMaxCapacityInvestment | 2031 | 9999 | exempt_maxcap_uncapped | 2026-06-07T22:53:42.961284
C_Target_VRE | Secondary Techs | PWRSPVBGDXX | TotalAnnualMaxCapacityInvestment | 2032 | 9999 | exempt_maxcap_uncapped | 2026-06-07T22:53:42.961284
C_Target_VRE | Secondary Techs | PWRSPVBGDXX | TotalAnnualMaxCapacityInvestment | 2033 | 9999 | exempt_maxcap_uncapped | 2026-06-07T22:53:42.961284
C_Target_VRE | Secondary Techs | PWRSPVBGDXX | TotalAnnualMaxCapacityInvestment | 2034 | 9999 | exempt_maxcap_uncapped | 2026-06-07T22:53:42.961284
C_Target_VRE | Secondary Techs | PWRSPVBGDXX | TotalAnnualMaxCapacityInvestment | 2035 | 9999 | exempt_maxcap_uncapped | 2026-06-07T22:53:42.961284
C_Target_VRE | Secondary Techs | PWRSPVBGDXX | TotalAnnualMaxCapacityInvestment | 2036 | 9999 | exempt_maxcap_uncapped | 2026-06-07T22:53:42.961284
C_Target_VRE | Secondary Techs | PWRSPVBGDXX | TotalAnnualMaxCapacityInvestment | 2037 | 9999 | exempt_maxcap_uncapped | 2026-06-07T22:53:42.961284
C_Target_VRE | Secondary Techs | PWRSPVBGDXX | TotalAnnualMaxCapacityInvestment | 2038 | 9999 | exempt_maxcap_uncapped | 2026-06-07T22:53:42.961284
C_Target_VRE | Secondary Techs | PWRSPVBGDXX | TotalAnnualMaxCapacityInvestment | 2039 | 9999 | exempt_maxcap_uncapped | 2026-06-07T22:53:42.961284
C_Target_VRE | Secondary Techs | PWRSPVBGDXX | TotalAnnualMaxCapacityInvestment | 2040 | 9999 | exempt_maxcap_uncapped | 2026-06-07T22:53:42.961284
C_Target_VRE | Secondary Techs | PWRSPVBGDXX | TotalAnnualMaxCapacityInvestment | 2041 | 9999 | exempt_maxcap_uncapped | 2026-06-07T22:53:42.961284
C_Target_VRE | Secondary Techs | PWRSPVBGDXX | TotalAnnualMaxCapacityInvestment | 2042 | 9999 | exempt_maxcap_uncapped | 2026-06-07T22:53:42.961284
C_Target_VRE | Secondary Techs | PWRSPVBGDXX | TotalAnnualMaxCapacityInvestment | 2043 | 9999 | exempt_maxcap_uncapped | 2026-06-07T22:53:42.961284
C_Target_VRE | Secondary Techs | PWRSPVBGDXX | TotalAnnualMaxCapacityInvestment | 2044 | 9999 | exempt_maxcap_uncapped | 2026-06-07T22:53:42.961284
C_Target_VRE | Secondary Techs | PWRSPVBGDXX | TotalAnnualMaxCapacityInvestment | 2045 | 9999 | exempt_maxcap_uncapped | 2026-06-07T22:53:42.961284
C_Target_VRE | Secondary Techs | PWRSPVBGDXX | TotalAnnualMaxCapacityInvestment | 2046 | 9999 | exempt_maxcap_uncapped | 2026-06-07T22:53:42.961284
C_Target_VRE | Secondary Techs | PWRSPVBGDXX | TotalAnnualMaxCapacityInvestment | 2047 | 9999 | exempt_maxcap_uncapped | 2026-06-07T22:53:42.961284
C_Target_VRE | Secondary Techs | PWRSPVBGDXX | TotalAnnualMaxCapacityInvestment | 2048 | 9999 | exempt_maxcap_uncapped | 2026-06-07T22:53:42.961284
C_Target_VRE | Secondary Techs | PWRSPVBGDXX | TotalAnnualMaxCapacityInvestment | 2049 | 9999 | exempt_maxcap_uncapped | 2026-06-07T22:53:42.961284
C_Target_VRE | Secondary Techs | PWRSPVBGDXX | TotalAnnualMaxCapacityInvestment | 2050 | 9999 | exempt_maxcap_uncapped | 2026-06-07T22:53:42.961284
C_Target_VRE | Secondary Techs | PWRLDSBGDXX | TotalAnnualMaxCapacityInvestment | 2023 | 9999 | exempt_maxcap_uncapped | 2026-06-07T22:53:42.961284
C_Target_VRE | Secondary Techs | PWRLDSBGDXX | TotalAnnualMaxCapacityInvestment | 2024 | 9999 | exempt_maxcap_uncapped | 2026-06-07T22:53:42.961284
C_Target_VRE | Secondary Techs | PWRLDSBGDXX | TotalAnnualMaxCapacityInvestment | 2025 | 9999 | exempt_maxcap_uncapped | 2026-06-07T22:53:42.961284
C_Target_VRE | Secondary Techs | PWRLDSBGDXX | TotalAnnualMaxCapacityInvestment | 2026 | 9999 | exempt_maxcap_uncapped | 2026-06-07T22:53:42.961284
C_Target_VRE | Secondary Techs | PWRLDSBGDXX | TotalAnnualMaxCapacityInvestment | 2027 | 9999 | exempt_maxcap_uncapped | 2026-06-07T22:53:42.961284
C_Target_VRE | Secondary Techs | PWRLDSBGDXX | TotalAnnualMaxCapacityInvestment | 2028 | 9999 | exempt_maxcap_uncapped | 2026-06-07T22:53:42.961284
C_Target_VRE | Secondary Techs | PWRLDSBGDXX | TotalAnnualMaxCapacityInvestment | 2029 | 9999 | exempt_maxcap_uncapped | 2026-06-07T22:53:42.961284
C_Target_VRE | Secondary Techs | PWRLDSBGDXX | TotalAnnualMaxCapacityInvestment | 2030 | 9999 | exempt_maxcap_uncapped | 2026-06-07T22:53:42.961284
C_Target_VRE | Secondary Techs | PWRLDSBGDXX | TotalAnnualMaxCapacityInvestment | 2031 | 9999 | exempt_maxcap_uncapped | 2026-06-07T22:53:42.961284
C_Target_VRE | Secondary Techs | PWRLDSBGDXX | TotalAnnualMaxCapacityInvestment | 2032 | 9999 | exempt_maxcap_uncapped | 2026-06-07T22:53:42.961284
C_Target_VRE | Secondary Techs | PWRLDSBGDXX | TotalAnnualMaxCapacityInvestment | 2033 | 9999 | exempt_maxcap_uncapped | 2026-06-07T22:53:42.961284
C_Target_VRE | Secondary Techs | PWRLDSBGDXX | TotalAnnualMaxCapacityInvestment | 2034 | 9999 | exempt_maxcap_uncapped | 2026-06-07T22:53:42.961284
C_Target_VRE | Secondary Techs | PWRLDSBGDXX | TotalAnnualMaxCapacityInvestment | 2035 | 9999 | exempt_maxcap_uncapped | 2026-06-07T22:53:42.961284
C_Target_VRE | Secondary Techs | PWRLDSBGDXX | TotalAnnualMaxCapacityInvestment | 2036 | 9999 | exempt_maxcap_uncapped | 2026-06-07T22:53:42.961284
C_Target_VRE | Secondary Techs | PWRLDSBGDXX | TotalAnnualMaxCapacityInvestment | 2037 | 9999 | exempt_maxcap_uncapped | 2026-06-07T22:53:42.961284
C_Target_VRE | Secondary Techs | PWRLDSBGDXX | TotalAnnualMaxCapacityInvestment | 2038 | 9999 | exempt_maxcap_uncapped | 2026-06-07T22:53:42.961284
C_Target_VRE | Secondary Techs | PWRLDSBGDXX | TotalAnnualMaxCapacityInvestment | 2039 | 9999 | exempt_maxcap_uncapped | 2026-06-07T22:53:42.961284
C_Target_VRE | Secondary Techs | PWRLDSBGDXX | TotalAnnualMaxCapacityInvestment | 2040 | 9999 | exempt_maxcap_uncapped | 2026-06-07T22:53:42.961284
C_Target_VRE | Secondary Techs | PWRLDSBGDXX | TotalAnnualMaxCapacityInvestment | 2041 | 9999 | exempt_maxcap_uncapped | 2026-06-07T22:53:42.961284
C_Target_VRE | Secondary Techs | PWRLDSBGDXX | TotalAnnualMaxCapacityInvestment | 2042 | 9999 | exempt_maxcap_uncapped | 2026-06-07T22:53:42.961284
C_Target_VRE | Secondary Techs | PWRLDSBGDXX | TotalAnnualMaxCapacityInvestment | 2043 | 9999 | exempt_maxcap_uncapped | 2026-06-07T22:53:42.961284
C_Target_VRE | Secondary Techs | PWRLDSBGDXX | TotalAnnualMaxCapacityInvestment | 2044 | 9999 | exempt_maxcap_uncapped | 2026-06-07T22:53:42.961284
C_Target_VRE | Secondary Techs | PWRLDSBGDXX | TotalAnnualMaxCapacityInvestment | 2045 | 9999 | exempt_maxcap_uncapped | 2026-06-07T22:53:42.961284
C_Target_VRE | Secondary Techs | PWRLDSBGDXX | TotalAnnualMaxCapacityInvestment | 2046 | 9999 | exempt_maxcap_uncapped | 2026-06-07T22:53:42.961284
C_Target_VRE | Secondary Techs | PWRLDSBGDXX | TotalAnnualMaxCapacityInvestment | 2047 | 9999 | exempt_maxcap_uncapped | 2026-06-07T22:53:42.961284
C_Target_VRE | Secondary Techs | PWRLDSBGDXX | TotalAnnualMaxCapacityInvestment | 2048 | 9999 | exempt_maxcap_uncapped | 2026-06-07T22:53:42.961284
C_Target_VRE | Secondary Techs | PWRLDSBGDXX | TotalAnnualMaxCapacityInvestment | 2049 | 9999 | exempt_maxcap_uncapped | 2026-06-07T22:53:42.961284
C_Target_VRE | Secondary Techs | PWRLDSBGDXX | TotalAnnualMaxCapacityInvestment | 2050 | 9999 | exempt_maxcap_uncapped | 2026-06-07T22:53:42.961284
C_Target_VRE | Secondary Techs | PWRLDSBGDXX | TotalAnnualMaxCapacityInvestment | 2023 | 9999 | exempt_uncapped | 2026-06-07T22:53:42.961284
C_Target_VRE | Secondary Techs | PWRLDSBGDXX | TotalAnnualMaxCapacityInvestment | 2024 | 9999 | exempt_uncapped | 2026-06-07T22:53:42.961284
C_Target_VRE | Secondary Techs | PWRLDSBGDXX | TotalAnnualMaxCapacityInvestment | 2025 | 9999 | exempt_uncapped | 2026-06-07T22:53:42.961284
C_Target_VRE | Secondary Techs | PWRLDSBGDXX | TotalAnnualMaxCapacityInvestment | 2026 | 9999 | exempt_uncapped | 2026-06-07T22:53:42.961284
C_Target_VRE | Secondary Techs | PWRLDSBGDXX | TotalAnnualMaxCapacityInvestment | 2027 | 9999 | exempt_uncapped | 2026-06-07T22:53:42.961284
C_Target_VRE | Secondary Techs | PWRLDSBGDXX | TotalAnnualMaxCapacityInvestment | 2028 | 9999 | exempt_uncapped | 2026-06-07T22:53:42.961284
C_Target_VRE | Secondary Techs | PWRLDSBGDXX | TotalAnnualMaxCapacityInvestment | 2029 | 9999 | exempt_uncapped | 2026-06-07T22:53:42.961284
C_Target_VRE | Secondary Techs | PWRLDSBGDXX | TotalAnnualMaxCapacityInvestment | 2030 | 9999 | exempt_uncapped | 2026-06-07T22:53:42.961284
C_Target_VRE | Secondary Techs | PWRLDSBGDXX | TotalAnnualMaxCapacityInvestment | 2031 | 9999 | exempt_uncapped | 2026-06-07T22:53:42.961284
C_Target_VRE | Secondary Techs | PWRLDSBGDXX | TotalAnnualMaxCapacityInvestment | 2032 | 9999 | exempt_uncapped | 2026-06-07T22:53:42.961284
C_Target_VRE | Secondary Techs | PWRLDSBGDXX | TotalAnnualMaxCapacityInvestment | 2033 | 9999 | exempt_uncapped | 2026-06-07T22:53:42.961284
C_Target_VRE | Secondary Techs | PWRLDSBGDXX | TotalAnnualMaxCapacityInvestment | 2034 | 9999 | exempt_uncapped | 2026-06-07T22:53:42.961284
C_Target_VRE | Secondary Techs | PWRLDSBGDXX | TotalAnnualMaxCapacityInvestment | 2035 | 9999 | exempt_uncapped | 2026-06-07T22:53:42.961284
C_Target_VRE | Secondary Techs | PWRLDSBGDXX | TotalAnnualMaxCapacityInvestment | 2036 | 9999 | exempt_uncapped | 2026-06-07T22:53:42.961284
C_Target_VRE | Secondary Techs | PWRLDSBGDXX | TotalAnnualMaxCapacityInvestment | 2037 | 9999 | exempt_uncapped | 2026-06-07T22:53:42.961284
C_Target_VRE | Secondary Techs | PWRLDSBGDXX | TotalAnnualMaxCapacityInvestment | 2038 | 9999 | exempt_uncapped | 2026-06-07T22:53:42.961284
C_Target_VRE | Secondary Techs | PWRLDSBGDXX | TotalAnnualMaxCapacityInvestment | 2039 | 9999 | exempt_uncapped | 2026-06-07T22:53:42.961284
C_Target_VRE | Secondary Techs | PWRLDSBGDXX | TotalAnnualMaxCapacityInvestment | 2040 | 9999 | exempt_uncapped | 2026-06-07T22:53:42.961284
C_Target_VRE | Secondary Techs | PWRLDSBGDXX | TotalAnnualMaxCapacityInvestment | 2041 | 9999 | exempt_uncapped | 2026-06-07T22:53:42.961284
C_Target_VRE | Secondary Techs | PWRLDSBGDXX | TotalAnnualMaxCapacityInvestment | 2042 | 9999 | exempt_uncapped | 2026-06-07T22:53:42.961284
C_Target_VRE | Secondary Techs | PWRLDSBGDXX | TotalAnnualMaxCapacityInvestment | 2043 | 9999 | exempt_uncapped | 2026-06-07T22:53:42.961284
C_Target_VRE | Secondary Techs | PWRLDSBGDXX | TotalAnnualMaxCapacityInvestment | 2044 | 9999 | exempt_uncapped | 2026-06-07T22:53:42.961284
C_Target_VRE | Secondary Techs | PWRLDSBGDXX | TotalAnnualMaxCapacityInvestment | 2045 | 9999 | exempt_uncapped | 2026-06-07T22:53:42.961284
C_Target_VRE | Secondary Techs | PWRLDSBGDXX | TotalAnnualMaxCapacityInvestment | 2046 | 9999 | exempt_uncapped | 2026-06-07T22:53:42.961284
C_Target_VRE | Secondary Techs | PWRLDSBGDXX | TotalAnnualMaxCapacityInvestment | 2047 | 9999 | exempt_uncapped | 2026-06-07T22:53:42.961284
C_Target_VRE | Secondary Techs | PWRLDSBGDXX | TotalAnnualMaxCapacityInvestment | 2048 | 9999 | exempt_uncapped | 2026-06-07T22:53:42.961284
C_Target_VRE | Secondary Techs | PWRLDSBGDXX | TotalAnnualMaxCapacityInvestment | 2049 | 9999 | exempt_uncapped | 2026-06-07T22:53:42.961284
C_Target_VRE | Secondary Techs | PWRLDSBGDXX | TotalAnnualMaxCapacityInvestment | 2050 | 9999 | exempt_uncapped | 2026-06-07T22:53:42.961284
C_Target_VRE | Secondary Techs | PWRCOAINDWE | TotalAnnualMaxCapacityInvestment | 2023 | 0 | lid_floor_suppressed | 2026-06-07T22:53:42.961284
C_Target_VRE | Secondary Techs | PWRCOAINDWE | TotalAnnualMaxCapacityInvestment | 2024 | 5.2684 | lid_fill | 2026-06-07T22:53:42.961284
C_Target_VRE | Secondary Techs | PWRCOAINDWE | TotalAnnualMaxCapacityInvestment | 2025 | 5.7646 | lid_fill | 2026-06-07T22:53:42.961284
C_Target_VRE | Secondary Techs | PWRCOAINDWE | TotalAnnualMaxCapacityInvestment | 2026 | 6.4994 | lid_fill | 2026-06-07T22:53:42.961284
C_Target_VRE | Secondary Techs | PWRCOAINDWE | TotalAnnualMaxCapacityInvestment | 2027 | 6.2677 | lid_fill | 2026-06-07T22:53:42.961284
C_Target_VRE | Secondary Techs | PWRCOAINDWE | TotalAnnualMaxCapacityInvestment | 2028 | 6.4937 | lid_family_capped | 2026-06-07T22:53:42.961284
C_Target_VRE | Secondary Techs | PWRCOAINDWE | TotalAnnualMaxCapacityInvestment | 2029 | 5.5638 | lid_family_capped | 2026-06-07T22:53:42.961284
C_Target_VRE | Secondary Techs | PWRCOAINDWE | TotalAnnualMaxCapacityInvestment | 2030 | 1.944 | lid_family_capped | 2026-06-07T22:53:42.961284
C_Target_VRE | Secondary Techs | PWRCOAINDWE | TotalAnnualMaxCapacityInvestment | 2031 | 1.5852 | lid_family_capped | 2026-06-07T22:53:42.961284
C_Target_VRE | Secondary Techs | PWRCOAINDWE | TotalAnnualMaxCapacityInvestment | 2032 | 3.4767 | lid_family_capped | 2026-06-07T22:53:42.961284
C_Target_VRE | Secondary Techs | PWRCOAINDWE | TotalAnnualMaxCapacityInvestment | 2033 | 3.222 | lid_family_capped | 2026-06-07T22:53:42.961284
C_Target_VRE | Secondary Techs | PWRCOAINDWE | TotalAnnualMaxCapacityInvestment | 2034 | 2.9674 | lid_family_capped | 2026-06-07T22:53:42.961284
C_Target_VRE | Secondary Techs | PWRCOAINDWE | TotalAnnualMaxCapacityInvestment | 2035 | 6.0751 | untie_min_inv | 2026-06-07T22:53:42.961284
C_Target_VRE | Secondary Techs | PWRCOAINDWE | TotalAnnualMaxCapacityInvestment | 2036 | 2.4582 | lid_family_capped | 2026-06-07T22:53:42.961284
C_Target_VRE | Secondary Techs | PWRCOAINDWE | TotalAnnualMaxCapacityInvestment | 2037 | 2.7679 | lid_family_capped | 2026-06-07T22:53:42.961284
C_Target_VRE | Secondary Techs | PWRCOAINDWE | TotalAnnualMaxCapacityInvestment | 2038 | 2.487 | lid_family_capped | 2026-06-07T22:53:42.961284
C_Target_VRE | Secondary Techs | PWRCOAINDWE | TotalAnnualMaxCapacityInvestment | 2039 | 2.2061 | lid_family_capped | 2026-06-07T22:53:42.961284
C_Target_VRE | Secondary Techs | PWRCOAINDWE | TotalAnnualMaxCapacityInvestment | 2040 | 1.9252 | lid_family_capped | 2026-06-07T22:53:42.961284
C_Target_VRE | Secondary Techs | PWRCOAINDWE | TotalAnnualMaxCapacityInvestment | 2041 | 2.6396 | lid_adequacy_scaled | 2026-06-07T22:53:42.961284
C_Target_VRE | Secondary Techs | PWRCOAINDWE | TotalAnnualMaxCapacityInvestment | 2042 | 5.3996 | lid_adequacy_scaled | 2026-06-07T22:53:42.961284
C_Target_VRE | Secondary Techs | PWRCOAINDWE | TotalAnnualMaxCapacityInvestment | 2043 | 8.1262 | lid_adequacy_scaled | 2026-06-07T22:53:42.961284
C_Target_VRE | Secondary Techs | PWRCOAINDWE | TotalAnnualMaxCapacityInvestment | 2044 | 10.8565 | lid_adequacy_scaled | 2026-06-07T22:53:42.961284
C_Target_VRE | Secondary Techs | PWRCOAINDWE | TotalAnnualMaxCapacityInvestment | 2045 | 13.5767 | lid_adequacy_scaled | 2026-06-07T22:53:42.961284
C_Target_VRE | Secondary Techs | PWRCOAINDWE | TotalAnnualMaxCapacityInvestment | 2046 | 17.524 | lid_adequacy_scaled | 2026-06-07T22:53:42.961284
C_Target_VRE | Secondary Techs | PWRCOAINDWE | TotalAnnualMaxCapacityInvestment | 2047 | 21.3693 | lid_adequacy_scaled | 2026-06-07T22:53:42.961284
C_Target_VRE | Secondary Techs | PWRCOAINDWE | TotalAnnualMaxCapacityInvestment | 2048 | 25.0737 | lid_adequacy_scaled | 2026-06-07T22:53:42.961284
C_Target_VRE | Secondary Techs | PWRCOAINDWE | TotalAnnualMaxCapacityInvestment | 2049 | 28.5791 | lid_adequacy_scaled | 2026-06-07T22:53:42.961284
C_Target_VRE | Secondary Techs | PWRCOAINDWE | TotalAnnualMaxCapacityInvestment | 2050 | 31.7916 | lid_adequacy_scaled | 2026-06-07T22:53:42.961284
C_Target_VRE | Secondary Techs | PWRWONLKAXX | TotalAnnualMaxCapacityInvestment | 2023 | 9999 | exempt_maxcap_uncapped | 2026-06-07T22:53:42.961284
C_Target_VRE | Secondary Techs | PWRWONLKAXX | TotalAnnualMaxCapacityInvestment | 2024 | 9999 | exempt_maxcap_uncapped | 2026-06-07T22:53:42.961284
C_Target_VRE | Secondary Techs | PWRWONLKAXX | TotalAnnualMaxCapacityInvestment | 2025 | 9999 | exempt_maxcap_uncapped | 2026-06-07T22:53:42.961284
C_Target_VRE | Secondary Techs | PWRWONLKAXX | TotalAnnualMaxCapacityInvestment | 2026 | 9999 | exempt_maxcap_uncapped | 2026-06-07T22:53:42.961284
C_Target_VRE | Secondary Techs | PWRWONLKAXX | TotalAnnualMaxCapacityInvestment | 2027 | 9999 | exempt_maxcap_uncapped | 2026-06-07T22:53:42.961284
C_Target_VRE | Secondary Techs | PWRWONLKAXX | TotalAnnualMaxCapacityInvestment | 2028 | 9999 | exempt_maxcap_uncapped | 2026-06-07T22:53:42.961284
C_Target_VRE | Secondary Techs | PWRWONLKAXX | TotalAnnualMaxCapacityInvestment | 2029 | 9999 | exempt_maxcap_uncapped | 2026-06-07T22:53:42.961284
C_Target_VRE | Secondary Techs | PWRWONLKAXX | TotalAnnualMaxCapacityInvestment | 2030 | 9999 | exempt_maxcap_uncapped | 2026-06-07T22:53:42.961284
C_Target_VRE | Secondary Techs | PWRWONLKAXX | TotalAnnualMaxCapacityInvestment | 2031 | 9999 | exempt_maxcap_uncapped | 2026-06-07T22:53:42.961284
C_Target_VRE | Secondary Techs | PWRWONLKAXX | TotalAnnualMaxCapacityInvestment | 2032 | 9999 | exempt_maxcap_uncapped | 2026-06-07T22:53:42.961284
C_Target_VRE | Secondary Techs | PWRWONLKAXX | TotalAnnualMaxCapacityInvestment | 2033 | 9999 | exempt_maxcap_uncapped | 2026-06-07T22:53:42.961284
C_Target_VRE | Secondary Techs | PWRWONLKAXX | TotalAnnualMaxCapacityInvestment | 2034 | 9999 | exempt_maxcap_uncapped | 2026-06-07T22:53:42.961284
C_Target_VRE | Secondary Techs | PWRWONLKAXX | TotalAnnualMaxCapacityInvestment | 2035 | 9999 | exempt_maxcap_uncapped | 2026-06-07T22:53:42.961284
C_Target_VRE | Secondary Techs | PWRWONLKAXX | TotalAnnualMaxCapacityInvestment | 2036 | 9999 | exempt_maxcap_uncapped | 2026-06-07T22:53:42.961284
C_Target_VRE | Secondary Techs | PWRWONLKAXX | TotalAnnualMaxCapacityInvestment | 2037 | 9999 | exempt_maxcap_uncapped | 2026-06-07T22:53:42.961284
C_Target_VRE | Secondary Techs | PWRWONLKAXX | TotalAnnualMaxCapacityInvestment | 2038 | 9999 | exempt_maxcap_uncapped | 2026-06-07T22:53:42.961284
C_Target_VRE | Secondary Techs | PWRWONLKAXX | TotalAnnualMaxCapacityInvestment | 2039 | 9999 | exempt_maxcap_uncapped | 2026-06-07T22:53:42.961284
C_Target_VRE | Secondary Techs | PWRWONLKAXX | TotalAnnualMaxCapacityInvestment | 2040 | 9999 | exempt_maxcap_uncapped | 2026-06-07T22:53:42.961284
C_Target_VRE | Secondary Techs | PWRWONLKAXX | TotalAnnualMaxCapacityInvestment | 2041 | 9999 | exempt_maxcap_uncapped | 2026-06-07T22:53:42.961284
C_Target_VRE | Secondary Techs | PWRWONLKAXX | TotalAnnualMaxCapacityInvestment | 2042 | 9999 | exempt_maxcap_uncapped | 2026-06-07T22:53:42.961284
C_Target_VRE | Secondary Techs | PWRWONLKAXX | TotalAnnualMaxCapacityInvestment | 2043 | 9999 | exempt_maxcap_uncapped | 2026-06-07T22:53:42.961284
C_Target_VRE | Secondary Techs | PWRWONLKAXX | TotalAnnualMaxCapacityInvestment | 2044 | 9999 | exempt_maxcap_uncapped | 2026-06-07T22:53:42.961284
C_Target_VRE | Secondary Techs | PWRWONLKAXX | TotalAnnualMaxCapacityInvestment | 2045 | 9999 | exempt_maxcap_uncapped | 2026-06-07T22:53:42.961284
C_Target_VRE | Secondary Techs | PWRWONLKAXX | TotalAnnualMaxCapacityInvestment | 2046 | 9999 | exempt_maxcap_uncapped | 2026-06-07T22:53:42.961284
C_Target_VRE | Secondary Techs | PWRWONLKAXX | TotalAnnualMaxCapacityInvestment | 2047 | 9999 | exempt_maxcap_uncapped | 2026-06-07T22:53:42.961284
C_Target_VRE | Secondary Techs | PWRWONLKAXX | TotalAnnualMaxCapacityInvestment | 2048 | 9999 | exempt_maxcap_uncapped | 2026-06-07T22:53:42.961284
C_Target_VRE | Secondary Techs | PWRWONLKAXX | TotalAnnualMaxCapacityInvestment | 2049 | 9999 | exempt_maxcap_uncapped | 2026-06-07T22:53:42.961284
C_Target_VRE | Secondary Techs | PWRWONLKAXX | TotalAnnualMaxCapacityInvestment | 2050 | 9999 | exempt_maxcap_uncapped | 2026-06-07T22:53:42.961284
C_Target_VRE | Secondary Techs | PWRURNINDWE | TotalAnnualMaxCapacityInvestment | 2023 | 0.1 | lid_floor | 2026-06-07T22:53:42.961284
C_Target_VRE | Secondary Techs | PWRURNINDWE | TotalAnnualMaxCapacityInvestment | 2024 | 0.15599 | lid_fill | 2026-06-07T22:53:42.961284
C_Target_VRE | Secondary Techs | PWRURNINDWE | TotalAnnualMaxCapacityInvestment | 2025 | 0.17068 | lid_fill | 2026-06-07T22:53:42.961284
C_Target_VRE | Secondary Techs | PWRURNINDWE | TotalAnnualMaxCapacityInvestment | 2026 | 0.19244 | lid_fill | 2026-06-07T22:53:42.961284
C_Target_VRE | Secondary Techs | PWRURNINDWE | TotalAnnualMaxCapacityInvestment | 2027 | 0.18558 | lid_fill | 2026-06-07T22:53:42.961284
C_Target_VRE | Secondary Techs | PWRURNINDWE | TotalAnnualMaxCapacityInvestment | 2028 | 0.19868 | lid_relaxed | 2026-06-07T22:53:42.961284
C_Target_VRE | Secondary Techs | PWRURNINDWE | TotalAnnualMaxCapacityInvestment | 2029 | 0.17572 | lid_relaxed | 2026-06-07T22:53:42.961284
C_Target_VRE | Secondary Techs | PWRURNINDWE | TotalAnnualMaxCapacityInvestment | 2030 | 0.1 | lid_floor | 2026-06-07T22:53:42.961284
C_Target_VRE | Secondary Techs | PWRURNINDWE | TotalAnnualMaxCapacityInvestment | 2031 | 0.1 | lid_floor | 2026-06-07T22:53:42.961284
C_Target_VRE | Secondary Techs | PWRURNINDWE | TotalAnnualMaxCapacityInvestment | 2032 | 0.12147 | lid_relaxed | 2026-06-07T22:53:42.961284
C_Target_VRE | Secondary Techs | PWRURNINDWE | TotalAnnualMaxCapacityInvestment | 2033 | 0.11639 | lid_relaxed | 2026-06-07T22:53:42.961284
C_Target_VRE | Secondary Techs | PWRURNINDWE | TotalAnnualMaxCapacityInvestment | 2034 | 0.1107 | lid_relaxed | 2026-06-07T22:53:42.961284
C_Target_VRE | Secondary Techs | PWRURNINDWE | TotalAnnualMaxCapacityInvestment | 2035 | 0.10442 | lid_relaxed | 2026-06-07T22:53:42.961284
C_Target_VRE | Secondary Techs | PWRURNINDWE | TotalAnnualMaxCapacityInvestment | 2036 | 0.1 | lid_floor | 2026-06-07T22:53:42.961284
C_Target_VRE | Secondary Techs | PWRURNINDWE | TotalAnnualMaxCapacityInvestment | 2037 | 0.11309 | lid_relaxed | 2026-06-07T22:53:42.961284
C_Target_VRE | Secondary Techs | PWRURNINDWE | TotalAnnualMaxCapacityInvestment | 2038 | 0.10456 | lid_relaxed | 2026-06-07T22:53:42.961284
C_Target_VRE | Secondary Techs | PWRURNINDWE | TotalAnnualMaxCapacityInvestment | 2039 | 0.1 | lid_floor | 2026-06-07T22:53:42.961284
C_Target_VRE | Secondary Techs | PWRURNINDWE | TotalAnnualMaxCapacityInvestment | 2040 | 0.1 | lid_floor | 2026-06-07T22:53:42.961284
C_Target_VRE | Secondary Techs | PWRURNINDWE | TotalAnnualMaxCapacityInvestment | 2041 | 0.16054 | lid_adequacy_scaled | 2026-06-07T22:53:42.961284
C_Target_VRE | Secondary Techs | PWRURNINDWE | TotalAnnualMaxCapacityInvestment | 2042 | 0.26791 | lid_adequacy_scaled | 2026-06-07T22:53:42.961284
C_Target_VRE | Secondary Techs | PWRURNINDWE | TotalAnnualMaxCapacityInvestment | 2043 | 0.42068 | lid_adequacy_scaled | 2026-06-07T22:53:42.961284
C_Target_VRE | Secondary Techs | PWRURNINDWE | TotalAnnualMaxCapacityInvestment | 2044 | 0.59066 | lid_adequacy_scaled | 2026-06-07T22:53:42.961284
C_Target_VRE | Secondary Techs | PWRURNINDWE | TotalAnnualMaxCapacityInvestment | 2045 | 0.78301 | lid_adequacy_scaled | 2026-06-07T22:53:42.961284
C_Target_VRE | Secondary Techs | PWRURNINDWE | TotalAnnualMaxCapacityInvestment | 2046 | 1.0826 | lid_adequacy_scaled | 2026-06-07T22:53:42.961284
C_Target_VRE | Secondary Techs | PWRURNINDWE | TotalAnnualMaxCapacityInvestment | 2047 | 1.4328 | lid_adequacy_scaled | 2026-06-07T22:53:42.961284
C_Target_VRE | Secondary Techs | PWRURNINDWE | TotalAnnualMaxCapacityInvestment | 2048 | 1.8552 | lid_adequacy_scaled | 2026-06-07T22:53:42.961284
C_Target_VRE | Secondary Techs | PWRURNINDWE | TotalAnnualMaxCapacityInvestment | 2049 | 2.3853 | lid_adequacy_scaled | 2026-06-07T22:53:42.961284
C_Target_VRE | Secondary Techs | PWRURNINDWE | TotalAnnualMaxCapacityInvestment | 2050 | 3.0853 | lid_adequacy_scaled | 2026-06-07T22:53:42.961284
C_Target_VRE | Secondary Techs | PWRBIOBGDXX | TotalAnnualMaxCapacityInvestment | 2023 | 0 | lid_floor_suppressed | 2026-06-07T22:53:42.961284
C_Target_VRE | Secondary Techs | PWRBIOBGDXX | TotalAnnualMaxCapacityInvestment | 2024 | 6.9859e-05 | lid_floor_suppressed | 2026-06-07T22:53:42.961284
C_Target_VRE | Secondary Techs | PWRBIOBGDXX | TotalAnnualMaxCapacityInvestment | 2025 | 7.4596e-05 | lid_floor_suppressed | 2026-06-07T22:53:42.961284
C_Target_VRE | Secondary Techs | PWRBIOBGDXX | TotalAnnualMaxCapacityInvestment | 2026 | 7.9656e-05 | lid_floor_suppressed | 2026-06-07T22:53:42.961284
C_Target_VRE | Secondary Techs | PWRBIOBGDXX | TotalAnnualMaxCapacityInvestment | 2027 | 8.5056e-05 | lid_floor_suppressed | 2026-06-07T22:53:42.961284
C_Target_VRE | Secondary Techs | PWRBIOBGDXX | TotalAnnualMaxCapacityInvestment | 2028 | 9.0825e-05 | lid_floor_suppressed | 2026-06-07T22:53:42.961284
C_Target_VRE | Secondary Techs | PWRBIOBGDXX | TotalAnnualMaxCapacityInvestment | 2029 | 6.1164e-05 | lid_floor_suppressed | 2026-06-07T22:53:42.961284
C_Target_VRE | Secondary Techs | PWRBIOBGDXX | TotalAnnualMaxCapacityInvestment | 2030 | 6.2879e-05 | lid_floor_suppressed | 2026-06-07T22:53:42.961284
C_Target_VRE | Secondary Techs | PWRBIOBGDXX | TotalAnnualMaxCapacityInvestment | 2031 | 4.2914e-05 | lid_floor_suppressed | 2026-06-07T22:53:42.961284
C_Target_VRE | Secondary Techs | PWRBIOBGDXX | TotalAnnualMaxCapacityInvestment | 2032 | 4.3054e-05 | lid_floor_suppressed | 2026-06-07T22:53:42.961284
C_Target_VRE | Secondary Techs | PWRBIOBGDXX | TotalAnnualMaxCapacityInvestment | 2033 | 4.3085e-05 | lid_floor_suppressed | 2026-06-07T22:53:42.961284
C_Target_VRE | Secondary Techs | PWRBIOBGDXX | TotalAnnualMaxCapacityInvestment | 2034 | 4.2997e-05 | lid_floor_suppressed | 2026-06-07T22:53:42.961284
C_Target_VRE | Secondary Techs | PWRBIOBGDXX | TotalAnnualMaxCapacityInvestment | 2035 | 4.2776e-05 | lid_floor_suppressed | 2026-06-07T22:53:42.961284
C_Target_VRE | Secondary Techs | PWRBIOBGDXX | TotalAnnualMaxCapacityInvestment | 2036 | 4.2408e-05 | lid_floor_suppressed | 2026-06-07T22:53:42.961284
C_Target_VRE | Secondary Techs | PWRBIOBGDXX | TotalAnnualMaxCapacityInvestment | 2037 | 4.1876e-05 | lid_floor_suppressed | 2026-06-07T22:53:42.961284
C_Target_VRE | Secondary Techs | PWRBIOBGDXX | TotalAnnualMaxCapacityInvestment | 2038 | 4.1171e-05 | lid_floor_suppressed | 2026-06-07T22:53:42.961284
C_Target_VRE | Secondary Techs | PWRBIOBGDXX | TotalAnnualMaxCapacityInvestment | 2039 | 4.0265e-05 | lid_floor_suppressed | 2026-06-07T22:53:42.961284
C_Target_VRE | Secondary Techs | PWRBIOBGDXX | TotalAnnualMaxCapacityInvestment | 2040 | 3.9147e-05 | lid_floor_suppressed | 2026-06-07T22:53:42.961284
C_Target_VRE | Secondary Techs | PWRBIOBGDXX | TotalAnnualMaxCapacityInvestment | 2041 | 3.7791e-05 | lid_floor_suppressed | 2026-06-07T22:53:42.961284
C_Target_VRE | Secondary Techs | PWRBIOBGDXX | TotalAnnualMaxCapacityInvestment | 2042 | 3.6331e-05 | lid_adequacy_scaled | 2026-06-07T22:53:42.961284
C_Target_VRE | Secondary Techs | PWRBIOBGDXX | TotalAnnualMaxCapacityInvestment | 2043 | 5.0262e-05 | lid_adequacy_scaled | 2026-06-07T22:53:42.961284
C_Target_VRE | Secondary Techs | PWRBIOBGDXX | TotalAnnualMaxCapacityInvestment | 2044 | 5.9236e-05 | lid_adequacy_scaled | 2026-06-07T22:53:42.961284
C_Target_VRE | Secondary Techs | PWRBIOBGDXX | TotalAnnualMaxCapacityInvestment | 2045 | 6.031e-05 | lid_adequacy_scaled | 2026-06-07T22:53:42.961284
C_Target_VRE | Secondary Techs | PWRBIOBGDXX | TotalAnnualMaxCapacityInvestment | 2046 | 4.7629e-05 | lid_adequacy_scaled | 2026-06-07T22:53:42.961284
C_Target_VRE | Secondary Techs | PWRBIOBGDXX | TotalAnnualMaxCapacityInvestment | 2047 | 1.0096e-05 | lid_adequacy_scaled | 2026-06-07T22:53:42.961284
C_Target_VRE | Secondary Techs | PWRBIOBGDXX | TotalAnnualMaxCapacityInvestment | 2048 | 0 | lid_adequacy_scaled | 2026-06-07T22:53:42.961284
C_Target_VRE | Secondary Techs | PWRBIOBGDXX | TotalAnnualMaxCapacityInvestment | 2049 | 0 | lid_adequacy_scaled | 2026-06-07T22:53:42.961284
C_Target_VRE | Secondary Techs | PWRBIOBGDXX | TotalAnnualMaxCapacityInvestment | 2050 | 0 | lid_adequacy_scaled | 2026-06-07T22:53:42.961284
C_Target_VRE | Secondary Techs | PWRWONBGDXX | TotalAnnualMaxCapacityInvestment | 2023 | 9999 | exempt_maxcap_uncapped | 2026-06-07T22:53:42.961284
C_Target_VRE | Secondary Techs | PWRWONBGDXX | TotalAnnualMaxCapacityInvestment | 2024 | 9999 | exempt_maxcap_uncapped | 2026-06-07T22:53:42.961284
C_Target_VRE | Secondary Techs | PWRWONBGDXX | TotalAnnualMaxCapacityInvestment | 2025 | 9999 | exempt_maxcap_uncapped | 2026-06-07T22:53:42.961284
C_Target_VRE | Secondary Techs | PWRWONBGDXX | TotalAnnualMaxCapacityInvestment | 2026 | 9999 | exempt_maxcap_uncapped | 2026-06-07T22:53:42.961284
C_Target_VRE | Secondary Techs | PWRWONBGDXX | TotalAnnualMaxCapacityInvestment | 2027 | 9999 | exempt_maxcap_uncapped | 2026-06-07T22:53:42.961284
C_Target_VRE | Secondary Techs | PWRWONBGDXX | TotalAnnualMaxCapacityInvestment | 2028 | 9999 | exempt_maxcap_uncapped | 2026-06-07T22:53:42.961284
C_Target_VRE | Secondary Techs | PWRWONBGDXX | TotalAnnualMaxCapacityInvestment | 2029 | 9999 | exempt_maxcap_uncapped | 2026-06-07T22:53:42.961284
C_Target_VRE | Secondary Techs | PWRWONBGDXX | TotalAnnualMaxCapacityInvestment | 2030 | 9999 | exempt_maxcap_uncapped | 2026-06-07T22:53:42.961284
C_Target_VRE | Secondary Techs | PWRWONBGDXX | TotalAnnualMaxCapacityInvestment | 2031 | 9999 | exempt_maxcap_uncapped | 2026-06-07T22:53:42.961284
C_Target_VRE | Secondary Techs | PWRWONBGDXX | TotalAnnualMaxCapacityInvestment | 2032 | 9999 | exempt_maxcap_uncapped | 2026-06-07T22:53:42.961284
C_Target_VRE | Secondary Techs | PWRWONBGDXX | TotalAnnualMaxCapacityInvestment | 2033 | 9999 | exempt_maxcap_uncapped | 2026-06-07T22:53:42.961284
C_Target_VRE | Secondary Techs | PWRWONBGDXX | TotalAnnualMaxCapacityInvestment | 2034 | 9999 | exempt_maxcap_uncapped | 2026-06-07T22:53:42.961284
C_Target_VRE | Secondary Techs | PWRWONBGDXX | TotalAnnualMaxCapacityInvestment | 2035 | 9999 | exempt_maxcap_uncapped | 2026-06-07T22:53:42.961284
C_Target_VRE | Secondary Techs | PWRWONBGDXX | TotalAnnualMaxCapacityInvestment | 2036 | 9999 | exempt_maxcap_uncapped | 2026-06-07T22:53:42.961284
C_Target_VRE | Secondary Techs | PWRWONBGDXX | TotalAnnualMaxCapacityInvestment | 2037 | 9999 | exempt_maxcap_uncapped | 2026-06-07T22:53:42.961284
C_Target_VRE | Secondary Techs | PWRWONBGDXX | TotalAnnualMaxCapacityInvestment | 2038 | 9999 | exempt_maxcap_uncapped | 2026-06-07T22:53:42.961284
C_Target_VRE | Secondary Techs | PWRWONBGDXX | TotalAnnualMaxCapacityInvestment | 2039 | 9999 | exempt_maxcap_uncapped | 2026-06-07T22:53:42.961284
C_Target_VRE | Secondary Techs | PWRWONBGDXX | TotalAnnualMaxCapacityInvestment | 2040 | 9999 | exempt_maxcap_uncapped | 2026-06-07T22:53:42.961284
C_Target_VRE | Secondary Techs | PWRWONBGDXX | TotalAnnualMaxCapacityInvestment | 2041 | 9999 | exempt_maxcap_uncapped | 2026-06-07T22:53:42.961284
C_Target_VRE | Secondary Techs | PWRWONBGDXX | TotalAnnualMaxCapacityInvestment | 2042 | 9999 | exempt_maxcap_uncapped | 2026-06-07T22:53:42.961284
C_Target_VRE | Secondary Techs | PWRWONBGDXX | TotalAnnualMaxCapacityInvestment | 2043 | 9999 | exempt_maxcap_uncapped | 2026-06-07T22:53:42.961284
C_Target_VRE | Secondary Techs | PWRWONBGDXX | TotalAnnualMaxCapacityInvestment | 2044 | 9999 | exempt_maxcap_uncapped | 2026-06-07T22:53:42.961284
C_Target_VRE | Secondary Techs | PWRWONBGDXX | TotalAnnualMaxCapacityInvestment | 2045 | 9999 | exempt_maxcap_uncapped | 2026-06-07T22:53:42.961284
C_Target_VRE | Secondary Techs | PWRWONBGDXX | TotalAnnualMaxCapacityInvestment | 2046 | 9999 | exempt_maxcap_uncapped | 2026-06-07T22:53:42.961284
C_Target_VRE | Secondary Techs | PWRWONBGDXX | TotalAnnualMaxCapacityInvestment | 2047 | 9999 | exempt_maxcap_uncapped | 2026-06-07T22:53:42.961284
C_Target_VRE | Secondary Techs | PWRWONBGDXX | TotalAnnualMaxCapacityInvestment | 2048 | 9999 | exempt_maxcap_uncapped | 2026-06-07T22:53:42.961284
C_Target_VRE | Secondary Techs | PWRWONBGDXX | TotalAnnualMaxCapacityInvestment | 2049 | 9999 | exempt_maxcap_uncapped | 2026-06-07T22:53:42.961284
C_Target_VRE | Secondary Techs | PWRWONBGDXX | TotalAnnualMaxCapacityInvestment | 2050 | 9999 | exempt_maxcap_uncapped | 2026-06-07T22:53:42.961284
C_Target_VRE | Secondary Techs | PWRLDSINDNO | TotalAnnualMaxCapacityInvestment | 2023 | 9999 | exempt_maxcap_uncapped | 2026-06-07T22:53:42.961284
C_Target_VRE | Secondary Techs | PWRLDSINDNO | TotalAnnualMaxCapacityInvestment | 2024 | 9999 | exempt_maxcap_uncapped | 2026-06-07T22:53:42.961284
C_Target_VRE | Secondary Techs | PWRLDSINDNO | TotalAnnualMaxCapacityInvestment | 2025 | 9999 | exempt_maxcap_uncapped | 2026-06-07T22:53:42.961284
C_Target_VRE | Secondary Techs | PWRLDSINDNO | TotalAnnualMaxCapacityInvestment | 2026 | 9999 | exempt_maxcap_uncapped | 2026-06-07T22:53:42.961284
C_Target_VRE | Secondary Techs | PWRLDSINDNO | TotalAnnualMaxCapacityInvestment | 2027 | 9999 | exempt_maxcap_uncapped | 2026-06-07T22:53:42.961284
C_Target_VRE | Secondary Techs | PWRLDSINDNO | TotalAnnualMaxCapacityInvestment | 2028 | 9999 | exempt_maxcap_uncapped | 2026-06-07T22:53:42.961284
C_Target_VRE | Secondary Techs | PWRLDSINDNO | TotalAnnualMaxCapacityInvestment | 2029 | 9999 | exempt_maxcap_uncapped | 2026-06-07T22:53:42.961284
C_Target_VRE | Secondary Techs | PWRLDSINDNO | TotalAnnualMaxCapacityInvestment | 2030 | 9999 | exempt_maxcap_uncapped | 2026-06-07T22:53:42.961284
C_Target_VRE | Secondary Techs | PWRLDSINDNO | TotalAnnualMaxCapacityInvestment | 2031 | 9999 | exempt_maxcap_uncapped | 2026-06-07T22:53:42.961284
C_Target_VRE | Secondary Techs | PWRLDSINDNO | TotalAnnualMaxCapacityInvestment | 2032 | 9999 | exempt_maxcap_uncapped | 2026-06-07T22:53:42.961284
C_Target_VRE | Secondary Techs | PWRLDSINDNO | TotalAnnualMaxCapacityInvestment | 2033 | 9999 | exempt_maxcap_uncapped | 2026-06-07T22:53:42.961284
C_Target_VRE | Secondary Techs | PWRLDSINDNO | TotalAnnualMaxCapacityInvestment | 2034 | 9999 | exempt_maxcap_uncapped | 2026-06-07T22:53:42.961284
C_Target_VRE | Secondary Techs | PWRLDSINDNO | TotalAnnualMaxCapacityInvestment | 2035 | 9999 | exempt_maxcap_uncapped | 2026-06-07T22:53:42.961284
C_Target_VRE | Secondary Techs | PWRLDSINDNO | TotalAnnualMaxCapacityInvestment | 2036 | 9999 | exempt_maxcap_uncapped | 2026-06-07T22:53:42.961284
C_Target_VRE | Secondary Techs | PWRLDSINDNO | TotalAnnualMaxCapacityInvestment | 2037 | 9999 | exempt_maxcap_uncapped | 2026-06-07T22:53:42.961284
C_Target_VRE | Secondary Techs | PWRLDSINDNO | TotalAnnualMaxCapacityInvestment | 2038 | 9999 | exempt_maxcap_uncapped | 2026-06-07T22:53:42.961284
C_Target_VRE | Secondary Techs | PWRLDSINDNO | TotalAnnualMaxCapacityInvestment | 2039 | 9999 | exempt_maxcap_uncapped | 2026-06-07T22:53:42.961284
C_Target_VRE | Secondary Techs | PWRLDSINDNO | TotalAnnualMaxCapacityInvestment | 2040 | 9999 | exempt_maxcap_uncapped | 2026-06-07T22:53:42.961284
C_Target_VRE | Secondary Techs | PWRLDSINDNO | TotalAnnualMaxCapacityInvestment | 2041 | 9999 | exempt_maxcap_uncapped | 2026-06-07T22:53:42.961284
C_Target_VRE | Secondary Techs | PWRLDSINDNO | TotalAnnualMaxCapacityInvestment | 2042 | 9999 | exempt_maxcap_uncapped | 2026-06-07T22:53:42.961284
C_Target_VRE | Secondary Techs | PWRLDSINDNO | TotalAnnualMaxCapacityInvestment | 2043 | 9999 | exempt_maxcap_uncapped | 2026-06-07T22:53:42.961284
C_Target_VRE | Secondary Techs | PWRLDSINDNO | TotalAnnualMaxCapacityInvestment | 2044 | 9999 | exempt_maxcap_uncapped | 2026-06-07T22:53:42.961284
C_Target_VRE | Secondary Techs | PWRLDSINDNO | TotalAnnualMaxCapacityInvestment | 2045 | 9999 | exempt_maxcap_uncapped | 2026-06-07T22:53:42.961284
C_Target_VRE | Secondary Techs | PWRLDSINDNO | TotalAnnualMaxCapacityInvestment | 2046 | 9999 | exempt_maxcap_uncapped | 2026-06-07T22:53:42.961284
C_Target_VRE | Secondary Techs | PWRLDSINDNO | TotalAnnualMaxCapacityInvestment | 2047 | 9999 | exempt_maxcap_uncapped | 2026-06-07T22:53:42.961284
C_Target_VRE | Secondary Techs | PWRLDSINDNO | TotalAnnualMaxCapacityInvestment | 2048 | 9999 | exempt_maxcap_uncapped | 2026-06-07T22:53:42.961284
C_Target_VRE | Secondary Techs | PWRLDSINDNO | TotalAnnualMaxCapacityInvestment | 2049 | 9999 | exempt_maxcap_uncapped | 2026-06-07T22:53:42.961284
C_Target_VRE | Secondary Techs | PWRLDSINDNO | TotalAnnualMaxCapacityInvestment | 2050 | 9999 | exempt_maxcap_uncapped | 2026-06-07T22:53:42.961284
C_Target_VRE | Secondary Techs | PWRLDSINDNO | TotalAnnualMaxCapacityInvestment | 2023 | 9999 | exempt_uncapped | 2026-06-07T22:53:42.961284
C_Target_VRE | Secondary Techs | PWRLDSINDNO | TotalAnnualMaxCapacityInvestment | 2024 | 9999 | exempt_uncapped | 2026-06-07T22:53:42.961284
C_Target_VRE | Secondary Techs | PWRLDSINDNO | TotalAnnualMaxCapacityInvestment | 2025 | 9999 | exempt_uncapped | 2026-06-07T22:53:42.961284
C_Target_VRE | Secondary Techs | PWRLDSINDNO | TotalAnnualMaxCapacityInvestment | 2026 | 9999 | exempt_uncapped | 2026-06-07T22:53:42.961284
C_Target_VRE | Secondary Techs | PWRLDSINDNO | TotalAnnualMaxCapacityInvestment | 2027 | 9999 | exempt_uncapped | 2026-06-07T22:53:42.961284
C_Target_VRE | Secondary Techs | PWRLDSINDNO | TotalAnnualMaxCapacityInvestment | 2028 | 9999 | exempt_uncapped | 2026-06-07T22:53:42.961284
C_Target_VRE | Secondary Techs | PWRLDSINDNO | TotalAnnualMaxCapacityInvestment | 2029 | 9999 | exempt_uncapped | 2026-06-07T22:53:42.961284
C_Target_VRE | Secondary Techs | PWRLDSINDNO | TotalAnnualMaxCapacityInvestment | 2030 | 9999 | exempt_uncapped | 2026-06-07T22:53:42.961284
C_Target_VRE | Secondary Techs | PWRLDSINDNO | TotalAnnualMaxCapacityInvestment | 2031 | 9999 | exempt_uncapped | 2026-06-07T22:53:42.961284
C_Target_VRE | Secondary Techs | PWRLDSINDNO | TotalAnnualMaxCapacityInvestment | 2032 | 9999 | exempt_uncapped | 2026-06-07T22:53:42.961284
C_Target_VRE | Secondary Techs | PWRLDSINDNO | TotalAnnualMaxCapacityInvestment | 2033 | 9999 | exempt_uncapped | 2026-06-07T22:53:42.961284
C_Target_VRE | Secondary Techs | PWRLDSINDNO | TotalAnnualMaxCapacityInvestment | 2034 | 9999 | exempt_uncapped | 2026-06-07T22:53:42.961284
C_Target_VRE | Secondary Techs | PWRLDSINDNO | TotalAnnualMaxCapacityInvestment | 2035 | 9999 | exempt_uncapped | 2026-06-07T22:53:42.961284
C_Target_VRE | Secondary Techs | PWRLDSINDNO | TotalAnnualMaxCapacityInvestment | 2036 | 9999 | exempt_uncapped | 2026-06-07T22:53:42.961284
C_Target_VRE | Secondary Techs | PWRLDSINDNO | TotalAnnualMaxCapacityInvestment | 2037 | 9999 | exempt_uncapped | 2026-06-07T22:53:42.961284
C_Target_VRE | Secondary Techs | PWRLDSINDNO | TotalAnnualMaxCapacityInvestment | 2038 | 9999 | exempt_uncapped | 2026-06-07T22:53:42.961284
C_Target_VRE | Secondary Techs | PWRLDSINDNO | TotalAnnualMaxCapacityInvestment | 2039 | 9999 | exempt_uncapped | 2026-06-07T22:53:42.961284
C_Target_VRE | Secondary Techs | PWRLDSINDNO | TotalAnnualMaxCapacityInvestment | 2040 | 9999 | exempt_uncapped | 2026-06-07T22:53:42.961284
C_Target_VRE | Secondary Techs | PWRLDSINDNO | TotalAnnualMaxCapacityInvestment | 2041 | 9999 | exempt_uncapped | 2026-06-07T22:53:42.961284
C_Target_VRE | Secondary Techs | PWRLDSINDNO | TotalAnnualMaxCapacityInvestment | 2042 | 9999 | exempt_uncapped | 2026-06-07T22:53:42.961284
C_Target_VRE | Secondary Techs | PWRLDSINDNO | TotalAnnualMaxCapacityInvestment | 2043 | 9999 | exempt_uncapped | 2026-06-07T22:53:42.961284
C_Target_VRE | Secondary Techs | PWRLDSINDNO | TotalAnnualMaxCapacityInvestment | 2044 | 9999 | exempt_uncapped | 2026-06-07T22:53:42.961284
C_Target_VRE | Secondary Techs | PWRLDSINDNO | TotalAnnualMaxCapacityInvestment | 2045 | 9999 | exempt_uncapped | 2026-06-07T22:53:42.961284
C_Target_VRE | Secondary Techs | PWRLDSINDNO | TotalAnnualMaxCapacityInvestment | 2046 | 9999 | exempt_uncapped | 2026-06-07T22:53:42.961284
C_Target_VRE | Secondary Techs | PWRLDSINDNO | TotalAnnualMaxCapacityInvestment | 2047 | 9999 | exempt_uncapped | 2026-06-07T22:53:42.961284
C_Target_VRE | Secondary Techs | PWRLDSINDNO | TotalAnnualMaxCapacityInvestment | 2048 | 9999 | exempt_uncapped | 2026-06-07T22:53:42.961284
C_Target_VRE | Secondary Techs | PWRLDSINDNO | TotalAnnualMaxCapacityInvestment | 2049 | 9999 | exempt_uncapped | 2026-06-07T22:53:42.961284
C_Target_VRE | Secondary Techs | PWRLDSINDNO | TotalAnnualMaxCapacityInvestment | 2050 | 9999 | exempt_uncapped | 2026-06-07T22:53:42.961284
C_Target_VRE | Secondary Techs | PWRSPVNPLXX | TotalAnnualMaxCapacityInvestment | 2023 | 9999 | exempt_maxcap_uncapped | 2026-06-07T22:53:42.961284
C_Target_VRE | Secondary Techs | PWRSPVNPLXX | TotalAnnualMaxCapacityInvestment | 2024 | 9999 | exempt_maxcap_uncapped | 2026-06-07T22:53:42.961284
C_Target_VRE | Secondary Techs | PWRSPVNPLXX | TotalAnnualMaxCapacityInvestment | 2025 | 9999 | exempt_maxcap_uncapped | 2026-06-07T22:53:42.961284
C_Target_VRE | Secondary Techs | PWRSPVNPLXX | TotalAnnualMaxCapacityInvestment | 2026 | 9999 | exempt_maxcap_uncapped | 2026-06-07T22:53:42.961284
C_Target_VRE | Secondary Techs | PWRSPVNPLXX | TotalAnnualMaxCapacityInvestment | 2027 | 9999 | exempt_maxcap_uncapped | 2026-06-07T22:53:42.961284
C_Target_VRE | Secondary Techs | PWRSPVNPLXX | TotalAnnualMaxCapacityInvestment | 2028 | 9999 | exempt_maxcap_uncapped | 2026-06-07T22:53:42.961284
C_Target_VRE | Secondary Techs | PWRSPVNPLXX | TotalAnnualMaxCapacityInvestment | 2029 | 9999 | exempt_maxcap_uncapped | 2026-06-07T22:53:42.961284
C_Target_VRE | Secondary Techs | PWRSPVNPLXX | TotalAnnualMaxCapacityInvestment | 2030 | 9999 | exempt_maxcap_uncapped | 2026-06-07T22:53:42.961284
C_Target_VRE | Secondary Techs | PWRSPVNPLXX | TotalAnnualMaxCapacityInvestment | 2031 | 9999 | exempt_maxcap_uncapped | 2026-06-07T22:53:42.961284
C_Target_VRE | Secondary Techs | PWRSPVNPLXX | TotalAnnualMaxCapacityInvestment | 2032 | 9999 | exempt_maxcap_uncapped | 2026-06-07T22:53:42.961284
C_Target_VRE | Secondary Techs | PWRSPVNPLXX | TotalAnnualMaxCapacityInvestment | 2033 | 9999 | exempt_maxcap_uncapped | 2026-06-07T22:53:42.961284
C_Target_VRE | Secondary Techs | PWRSPVNPLXX | TotalAnnualMaxCapacityInvestment | 2034 | 9999 | exempt_maxcap_uncapped | 2026-06-07T22:53:42.961284
C_Target_VRE | Secondary Techs | PWRSPVNPLXX | TotalAnnualMaxCapacityInvestment | 2035 | 9999 | exempt_maxcap_uncapped | 2026-06-07T22:53:42.961284
C_Target_VRE | Secondary Techs | PWRSPVNPLXX | TotalAnnualMaxCapacityInvestment | 2036 | 9999 | exempt_maxcap_uncapped | 2026-06-07T22:53:42.961284
C_Target_VRE | Secondary Techs | PWRSPVNPLXX | TotalAnnualMaxCapacityInvestment | 2037 | 9999 | exempt_maxcap_uncapped | 2026-06-07T22:53:42.961284
C_Target_VRE | Secondary Techs | PWRSPVNPLXX | TotalAnnualMaxCapacityInvestment | 2038 | 9999 | exempt_maxcap_uncapped | 2026-06-07T22:53:42.961284
C_Target_VRE | Secondary Techs | PWRSPVNPLXX | TotalAnnualMaxCapacityInvestment | 2039 | 9999 | exempt_maxcap_uncapped | 2026-06-07T22:53:42.961284
C_Target_VRE | Secondary Techs | PWRSPVNPLXX | TotalAnnualMaxCapacityInvestment | 2040 | 9999 | exempt_maxcap_uncapped | 2026-06-07T22:53:42.961284
C_Target_VRE | Secondary Techs | PWRSPVNPLXX | TotalAnnualMaxCapacityInvestment | 2041 | 9999 | exempt_maxcap_uncapped | 2026-06-07T22:53:42.961284
C_Target_VRE | Secondary Techs | PWRSPVNPLXX | TotalAnnualMaxCapacityInvestment | 2042 | 9999 | exempt_maxcap_uncapped | 2026-06-07T22:53:42.961284
C_Target_VRE | Secondary Techs | PWRSPVNPLXX | TotalAnnualMaxCapacityInvestment | 2043 | 9999 | exempt_maxcap_uncapped | 2026-06-07T22:53:42.961284
C_Target_VRE | Secondary Techs | PWRSPVNPLXX | TotalAnnualMaxCapacityInvestment | 2044 | 9999 | exempt_maxcap_uncapped | 2026-06-07T22:53:42.961284
C_Target_VRE | Secondary Techs | PWRSPVNPLXX | TotalAnnualMaxCapacityInvestment | 2045 | 9999 | exempt_maxcap_uncapped | 2026-06-07T22:53:42.961284
C_Target_VRE | Secondary Techs | PWRSPVNPLXX | TotalAnnualMaxCapacityInvestment | 2046 | 9999 | exempt_maxcap_uncapped | 2026-06-07T22:53:42.961284
C_Target_VRE | Secondary Techs | PWRSPVNPLXX | TotalAnnualMaxCapacityInvestment | 2047 | 9999 | exempt_maxcap_uncapped | 2026-06-07T22:53:42.961284
C_Target_VRE | Secondary Techs | PWRSPVNPLXX | TotalAnnualMaxCapacityInvestment | 2048 | 9999 | exempt_maxcap_uncapped | 2026-06-07T22:53:42.961284
C_Target_VRE | Secondary Techs | PWRSPVNPLXX | TotalAnnualMaxCapacityInvestment | 2049 | 9999 | exempt_maxcap_uncapped | 2026-06-07T22:53:42.961284
C_Target_VRE | Secondary Techs | PWRSPVNPLXX | TotalAnnualMaxCapacityInvestment | 2050 | 9999 | exempt_maxcap_uncapped | 2026-06-07T22:53:42.961284
C_Target_VRE | Secondary Techs | PWRSDSINDWE | TotalAnnualMaxCapacityInvestment | 2023 | 9999 | exempt_maxcap_uncapped | 2026-06-07T22:53:42.961284
C_Target_VRE | Secondary Techs | PWRSDSINDWE | TotalAnnualMaxCapacityInvestment | 2024 | 9999 | exempt_maxcap_uncapped | 2026-06-07T22:53:42.961284
C_Target_VRE | Secondary Techs | PWRSDSINDWE | TotalAnnualMaxCapacityInvestment | 2025 | 9999 | exempt_maxcap_uncapped | 2026-06-07T22:53:42.961284
C_Target_VRE | Secondary Techs | PWRSDSINDWE | TotalAnnualMaxCapacityInvestment | 2026 | 9999 | exempt_maxcap_uncapped | 2026-06-07T22:53:42.961284
C_Target_VRE | Secondary Techs | PWRSDSINDWE | TotalAnnualMaxCapacityInvestment | 2027 | 9999 | exempt_maxcap_uncapped | 2026-06-07T22:53:42.961284
C_Target_VRE | Secondary Techs | PWRSDSINDWE | TotalAnnualMaxCapacityInvestment | 2028 | 9999 | exempt_maxcap_uncapped | 2026-06-07T22:53:42.961284
C_Target_VRE | Secondary Techs | PWRSDSINDWE | TotalAnnualMaxCapacityInvestment | 2029 | 9999 | exempt_maxcap_uncapped | 2026-06-07T22:53:42.961284
C_Target_VRE | Secondary Techs | PWRSDSINDWE | TotalAnnualMaxCapacityInvestment | 2030 | 9999 | exempt_maxcap_uncapped | 2026-06-07T22:53:42.961284
C_Target_VRE | Secondary Techs | PWRSDSINDWE | TotalAnnualMaxCapacityInvestment | 2031 | 9999 | exempt_maxcap_uncapped | 2026-06-07T22:53:42.961284
C_Target_VRE | Secondary Techs | PWRSDSINDWE | TotalAnnualMaxCapacityInvestment | 2032 | 9999 | exempt_maxcap_uncapped | 2026-06-07T22:53:42.961284
C_Target_VRE | Secondary Techs | PWRSDSINDWE | TotalAnnualMaxCapacityInvestment | 2033 | 9999 | exempt_maxcap_uncapped | 2026-06-07T22:53:42.961284
C_Target_VRE | Secondary Techs | PWRSDSINDWE | TotalAnnualMaxCapacityInvestment | 2034 | 9999 | exempt_maxcap_uncapped | 2026-06-07T22:53:42.961284
C_Target_VRE | Secondary Techs | PWRSDSINDWE | TotalAnnualMaxCapacityInvestment | 2035 | 9999 | exempt_maxcap_uncapped | 2026-06-07T22:53:42.961284
C_Target_VRE | Secondary Techs | PWRSDSINDWE | TotalAnnualMaxCapacityInvestment | 2036 | 9999 | exempt_maxcap_uncapped | 2026-06-07T22:53:42.961284
C_Target_VRE | Secondary Techs | PWRSDSINDWE | TotalAnnualMaxCapacityInvestment | 2037 | 9999 | exempt_maxcap_uncapped | 2026-06-07T22:53:42.961284
C_Target_VRE | Secondary Techs | PWRSDSINDWE | TotalAnnualMaxCapacityInvestment | 2038 | 9999 | exempt_maxcap_uncapped | 2026-06-07T22:53:42.961284
C_Target_VRE | Secondary Techs | PWRSDSINDWE | TotalAnnualMaxCapacityInvestment | 2039 | 9999 | exempt_maxcap_uncapped | 2026-06-07T22:53:42.961284
C_Target_VRE | Secondary Techs | PWRSDSINDWE | TotalAnnualMaxCapacityInvestment | 2040 | 9999 | exempt_maxcap_uncapped | 2026-06-07T22:53:42.961284
C_Target_VRE | Secondary Techs | PWRSDSINDWE | TotalAnnualMaxCapacityInvestment | 2041 | 9999 | exempt_maxcap_uncapped | 2026-06-07T22:53:42.961284
C_Target_VRE | Secondary Techs | PWRSDSINDWE | TotalAnnualMaxCapacityInvestment | 2042 | 9999 | exempt_maxcap_uncapped | 2026-06-07T22:53:42.961284
C_Target_VRE | Secondary Techs | PWRSDSINDWE | TotalAnnualMaxCapacityInvestment | 2043 | 9999 | exempt_maxcap_uncapped | 2026-06-07T22:53:42.961284
C_Target_VRE | Secondary Techs | PWRSDSINDWE | TotalAnnualMaxCapacityInvestment | 2044 | 9999 | exempt_maxcap_uncapped | 2026-06-07T22:53:42.961284
C_Target_VRE | Secondary Techs | PWRSDSINDWE | TotalAnnualMaxCapacityInvestment | 2045 | 9999 | exempt_maxcap_uncapped | 2026-06-07T22:53:42.961284
C_Target_VRE | Secondary Techs | PWRSDSINDWE | TotalAnnualMaxCapacityInvestment | 2046 | 9999 | exempt_maxcap_uncapped | 2026-06-07T22:53:42.961284
C_Target_VRE | Secondary Techs | PWRSDSINDWE | TotalAnnualMaxCapacityInvestment | 2047 | 9999 | exempt_maxcap_uncapped | 2026-06-07T22:53:42.961284
C_Target_VRE | Secondary Techs | PWRSDSINDWE | TotalAnnualMaxCapacityInvestment | 2048 | 9999 | exempt_maxcap_uncapped | 2026-06-07T22:53:42.961284
C_Target_VRE | Secondary Techs | PWRSDSINDWE | TotalAnnualMaxCapacityInvestment | 2049 | 9999 | exempt_maxcap_uncapped | 2026-06-07T22:53:42.961284
C_Target_VRE | Secondary Techs | PWRSDSINDWE | TotalAnnualMaxCapacityInvestment | 2050 | 9999 | exempt_maxcap_uncapped | 2026-06-07T22:53:42.961284
C_Target_VRE | Secondary Techs | PWRSDSINDWE | TotalAnnualMaxCapacityInvestment | 2023 | 9999 | exempt_uncapped | 2026-06-07T22:53:42.961284
C_Target_VRE | Secondary Techs | PWRSDSINDWE | TotalAnnualMaxCapacityInvestment | 2024 | 9999 | exempt_uncapped | 2026-06-07T22:53:42.961284
C_Target_VRE | Secondary Techs | PWRSDSINDWE | TotalAnnualMaxCapacityInvestment | 2025 | 9999 | exempt_uncapped | 2026-06-07T22:53:42.961284
C_Target_VRE | Secondary Techs | PWRSDSINDWE | TotalAnnualMaxCapacityInvestment | 2026 | 9999 | exempt_uncapped | 2026-06-07T22:53:42.961284
C_Target_VRE | Secondary Techs | PWRSDSINDWE | TotalAnnualMaxCapacityInvestment | 2027 | 9999 | exempt_uncapped | 2026-06-07T22:53:42.961284
C_Target_VRE | Secondary Techs | PWRSDSINDWE | TotalAnnualMaxCapacityInvestment | 2028 | 9999 | exempt_uncapped | 2026-06-07T22:53:42.961284
C_Target_VRE | Secondary Techs | PWRSDSINDWE | TotalAnnualMaxCapacityInvestment | 2029 | 9999 | exempt_uncapped | 2026-06-07T22:53:42.961284
C_Target_VRE | Secondary Techs | PWRSDSINDWE | TotalAnnualMaxCapacityInvestment | 2030 | 9999 | exempt_uncapped | 2026-06-07T22:53:42.961284
C_Target_VRE | Secondary Techs | PWRSDSINDWE | TotalAnnualMaxCapacityInvestment | 2031 | 9999 | exempt_uncapped | 2026-06-07T22:53:42.961284
C_Target_VRE | Secondary Techs | PWRSDSINDWE | TotalAnnualMaxCapacityInvestment | 2032 | 9999 | exempt_uncapped | 2026-06-07T22:53:42.961284
C_Target_VRE | Secondary Techs | PWRSDSINDWE | TotalAnnualMaxCapacityInvestment | 2033 | 9999 | exempt_uncapped | 2026-06-07T22:53:42.961284
C_Target_VRE | Secondary Techs | PWRSDSINDWE | TotalAnnualMaxCapacityInvestment | 2034 | 9999 | exempt_uncapped | 2026-06-07T22:53:42.961284
C_Target_VRE | Secondary Techs | PWRSDSINDWE | TotalAnnualMaxCapacityInvestment | 2035 | 9999 | exempt_uncapped | 2026-06-07T22:53:42.961284
C_Target_VRE | Secondary Techs | PWRSDSINDWE | TotalAnnualMaxCapacityInvestment | 2036 | 9999 | exempt_uncapped | 2026-06-07T22:53:42.961284
C_Target_VRE | Secondary Techs | PWRSDSINDWE | TotalAnnualMaxCapacityInvestment | 2037 | 9999 | exempt_uncapped | 2026-06-07T22:53:42.961284
C_Target_VRE | Secondary Techs | PWRSDSINDWE | TotalAnnualMaxCapacityInvestment | 2038 | 9999 | exempt_uncapped | 2026-06-07T22:53:42.961284
C_Target_VRE | Secondary Techs | PWRSDSINDWE | TotalAnnualMaxCapacityInvestment | 2039 | 9999 | exempt_uncapped | 2026-06-07T22:53:42.961284
C_Target_VRE | Secondary Techs | PWRSDSINDWE | TotalAnnualMaxCapacityInvestment | 2040 | 9999 | exempt_uncapped | 2026-06-07T22:53:42.961284
C_Target_VRE | Secondary Techs | PWRSDSINDWE | TotalAnnualMaxCapacityInvestment | 2041 | 9999 | exempt_uncapped | 2026-06-07T22:53:42.961284
C_Target_VRE | Secondary Techs | PWRSDSINDWE | TotalAnnualMaxCapacityInvestment | 2042 | 9999 | exempt_uncapped | 2026-06-07T22:53:42.961284
C_Target_VRE | Secondary Techs | PWRSDSINDWE | TotalAnnualMaxCapacityInvestment | 2043 | 9999 | exempt_uncapped | 2026-06-07T22:53:42.961284
C_Target_VRE | Secondary Techs | PWRSDSINDWE | TotalAnnualMaxCapacityInvestment | 2044 | 9999 | exempt_uncapped | 2026-06-07T22:53:42.961284
C_Target_VRE | Secondary Techs | PWRSDSINDWE | TotalAnnualMaxCapacityInvestment | 2045 | 9999 | exempt_uncapped | 2026-06-07T22:53:42.961284
C_Target_VRE | Secondary Techs | PWRSDSINDWE | TotalAnnualMaxCapacityInvestment | 2046 | 9999 | exempt_uncapped | 2026-06-07T22:53:42.961284
C_Target_VRE | Secondary Techs | PWRSDSINDWE | TotalAnnualMaxCapacityInvestment | 2047 | 9999 | exempt_uncapped | 2026-06-07T22:53:42.961284
C_Target_VRE | Secondary Techs | PWRSDSINDWE | TotalAnnualMaxCapacityInvestment | 2048 | 9999 | exempt_uncapped | 2026-06-07T22:53:42.961284
C_Target_VRE | Secondary Techs | PWRSDSINDWE | TotalAnnualMaxCapacityInvestment | 2049 | 9999 | exempt_uncapped | 2026-06-07T22:53:42.961284
C_Target_VRE | Secondary Techs | PWRSDSINDWE | TotalAnnualMaxCapacityInvestment | 2050 | 9999 | exempt_uncapped | 2026-06-07T22:53:42.961284
C_Target_VRE | Secondary Techs | PWRCSPINDSO | TotalAnnualMaxCapacityInvestment | 2023 | 0.1 | lid_floor | 2026-06-07T22:53:42.961284
C_Target_VRE | Secondary Techs | PWRCSPINDSO | TotalAnnualMaxCapacityInvestment | 2024 | 0.1 | lid_floor | 2026-06-07T22:53:42.961284
C_Target_VRE | Secondary Techs | PWRCSPINDSO | TotalAnnualMaxCapacityInvestment | 2025 | 0.1 | lid_floor | 2026-06-07T22:53:42.961284
C_Target_VRE | Secondary Techs | PWRCSPINDSO | TotalAnnualMaxCapacityInvestment | 2026 | 0.1 | lid_floor | 2026-06-07T22:53:42.961284
C_Target_VRE | Secondary Techs | PWRCSPINDSO | TotalAnnualMaxCapacityInvestment | 2027 | 0.1 | lid_floor | 2026-06-07T22:53:42.961284
C_Target_VRE | Secondary Techs | PWRCSPINDSO | TotalAnnualMaxCapacityInvestment | 2028 | 0.1 | lid_floor | 2026-06-07T22:53:42.961284
C_Target_VRE | Secondary Techs | PWRCSPINDSO | TotalAnnualMaxCapacityInvestment | 2029 | 0.1 | lid_floor | 2026-06-07T22:53:42.961284
C_Target_VRE | Secondary Techs | PWRCSPINDSO | TotalAnnualMaxCapacityInvestment | 2030 | 0.1 | lid_floor | 2026-06-07T22:53:42.961284
C_Target_VRE | Secondary Techs | PWRCSPINDSO | TotalAnnualMaxCapacityInvestment | 2031 | 0.1 | lid_floor | 2026-06-07T22:53:42.961284
C_Target_VRE | Secondary Techs | PWRCSPINDSO | TotalAnnualMaxCapacityInvestment | 2032 | 0.1 | lid_floor | 2026-06-07T22:53:42.961284
C_Target_VRE | Secondary Techs | PWRCSPINDSO | TotalAnnualMaxCapacityInvestment | 2033 | 0.1 | lid_floor | 2026-06-07T22:53:42.961284
C_Target_VRE | Secondary Techs | PWRCSPINDSO | TotalAnnualMaxCapacityInvestment | 2034 | 0.1 | lid_floor | 2026-06-07T22:53:42.961284
C_Target_VRE | Secondary Techs | PWRCSPINDSO | TotalAnnualMaxCapacityInvestment | 2035 | 0.1 | lid_floor | 2026-06-07T22:53:42.961284
C_Target_VRE | Secondary Techs | PWRCSPINDSO | TotalAnnualMaxCapacityInvestment | 2036 | 0.1 | lid_floor | 2026-06-07T22:53:42.961284
C_Target_VRE | Secondary Techs | PWRCSPINDSO | TotalAnnualMaxCapacityInvestment | 2037 | 0.1 | lid_floor | 2026-06-07T22:53:42.961284
C_Target_VRE | Secondary Techs | PWRCSPINDSO | TotalAnnualMaxCapacityInvestment | 2038 | 0.1 | lid_floor | 2026-06-07T22:53:42.961284
C_Target_VRE | Secondary Techs | PWRCSPINDSO | TotalAnnualMaxCapacityInvestment | 2039 | 0.1 | lid_floor | 2026-06-07T22:53:42.961284
C_Target_VRE | Secondary Techs | PWRCSPINDSO | TotalAnnualMaxCapacityInvestment | 2040 | 0.1 | lid_floor | 2026-06-07T22:53:42.961284
C_Target_VRE | Secondary Techs | PWRCSPINDSO | TotalAnnualMaxCapacityInvestment | 2041 | 0.1 | lid_floor | 2026-06-07T22:53:42.961284
C_Target_VRE | Secondary Techs | PWRCSPINDSO | TotalAnnualMaxCapacityInvestment | 2042 | 0.17131 | lid_adequacy_scaled | 2026-06-07T22:53:42.961284
C_Target_VRE | Secondary Techs | PWRCSPINDSO | TotalAnnualMaxCapacityInvestment | 2043 | 0.25594 | lid_adequacy_scaled | 2026-06-07T22:53:42.961284
C_Target_VRE | Secondary Techs | PWRCSPINDSO | TotalAnnualMaxCapacityInvestment | 2044 | 0.34012 | lid_adequacy_scaled | 2026-06-07T22:53:42.961284
C_Target_VRE | Secondary Techs | PWRCSPINDSO | TotalAnnualMaxCapacityInvestment | 2045 | 0.42402 | lid_adequacy_scaled | 2026-06-07T22:53:42.961284
C_Target_VRE | Secondary Techs | PWRCSPINDSO | TotalAnnualMaxCapacityInvestment | 2046 | 0.54228 | lid_adequacy_scaled | 2026-06-07T22:53:42.961284
C_Target_VRE | Secondary Techs | PWRCSPINDSO | TotalAnnualMaxCapacityInvestment | 2047 | 0.65746 | lid_adequacy_scaled | 2026-06-07T22:53:42.961284
C_Target_VRE | Secondary Techs | PWRCSPINDSO | TotalAnnualMaxCapacityInvestment | 2048 | 0.7701 | lid_adequacy_scaled | 2026-06-07T22:53:42.961284
C_Target_VRE | Secondary Techs | PWRCSPINDSO | TotalAnnualMaxCapacityInvestment | 2049 | 0.88073 | lid_adequacy_scaled | 2026-06-07T22:53:42.961284
C_Target_VRE | Secondary Techs | PWRCSPINDSO | TotalAnnualMaxCapacityInvestment | 2050 | 0.98985 | lid_adequacy_scaled | 2026-06-07T22:53:42.961284
C_Target_VRE | Secondary Techs | PWRBIOINDSO | TotalAnnualMaxCapacityInvestment | 2023 | 0 | lid_floor_suppressed | 2026-06-07T22:53:42.961284
C_Target_VRE | Secondary Techs | PWRBIOINDSO | TotalAnnualMaxCapacityInvestment | 2024 | 0.21472 | lid_fill | 2026-06-07T22:53:42.961284
C_Target_VRE | Secondary Techs | PWRBIOINDSO | TotalAnnualMaxCapacityInvestment | 2025 | 0.22799 | lid_fill | 2026-06-07T22:53:42.961284
C_Target_VRE | Secondary Techs | PWRBIOINDSO | TotalAnnualMaxCapacityInvestment | 2026 | 0.25103 | lid_fill | 2026-06-07T22:53:42.961284
C_Target_VRE | Secondary Techs | PWRBIOINDSO | TotalAnnualMaxCapacityInvestment | 2027 | 0.25395 | lid_fill | 2026-06-07T22:53:42.961284
C_Target_VRE | Secondary Techs | PWRBIOINDSO | TotalAnnualMaxCapacityInvestment | 2028 | 0.26453 | lid_family_capped | 2026-06-07T22:53:42.961284
C_Target_VRE | Secondary Techs | PWRBIOINDSO | TotalAnnualMaxCapacityInvestment | 2029 | 0.23964 | lid_family_capped | 2026-06-07T22:53:42.961284
C_Target_VRE | Secondary Techs | PWRBIOINDSO | TotalAnnualMaxCapacityInvestment | 2030 | 0.16439 | lid_family_capped | 2026-06-07T22:53:42.961284
C_Target_VRE | Secondary Techs | PWRBIOINDSO | TotalAnnualMaxCapacityInvestment | 2031 | 0.15252 | lid_family_capped | 2026-06-07T22:53:42.961284
C_Target_VRE | Secondary Techs | PWRBIOINDSO | TotalAnnualMaxCapacityInvestment | 2032 | 0.19077 | lid_family_capped | 2026-06-07T22:53:42.961284
C_Target_VRE | Secondary Techs | PWRBIOINDSO | TotalAnnualMaxCapacityInvestment | 2033 | 0.18366 | lid_family_capped | 2026-06-07T22:53:42.961284
C_Target_VRE | Secondary Techs | PWRBIOINDSO | TotalAnnualMaxCapacityInvestment | 2034 | 0.17656 | lid_family_capped | 2026-06-07T22:53:42.961284
C_Target_VRE | Secondary Techs | PWRBIOINDSO | TotalAnnualMaxCapacityInvestment | 2035 | 0.16945 | lid_family_capped | 2026-06-07T22:53:42.961284
C_Target_VRE | Secondary Techs | PWRBIOINDSO | TotalAnnualMaxCapacityInvestment | 2036 | 0.16235 | lid_family_capped | 2026-06-07T22:53:42.961284
C_Target_VRE | Secondary Techs | PWRBIOINDSO | TotalAnnualMaxCapacityInvestment | 2037 | 0.17223 | lid_family_capped | 2026-06-07T22:53:42.961284
C_Target_VRE | Secondary Techs | PWRBIOINDSO | TotalAnnualMaxCapacityInvestment | 2038 | 0.16463 | lid_family_capped | 2026-06-07T22:53:42.961284
C_Target_VRE | Secondary Techs | PWRBIOINDSO | TotalAnnualMaxCapacityInvestment | 2039 | 0.15703 | lid_family_capped | 2026-06-07T22:53:42.961284
C_Target_VRE | Secondary Techs | PWRBIOINDSO | TotalAnnualMaxCapacityInvestment | 2040 | 0.1424 | lid_family_capped | 2026-06-07T22:53:42.961284
C_Target_VRE | Secondary Techs | PWRBIOINDSO | TotalAnnualMaxCapacityInvestment | 2041 | 0.14158 | lid_family_capped | 2026-06-07T22:53:42.961284
C_Target_VRE | Secondary Techs | PWRBIOINDSO | TotalAnnualMaxCapacityInvestment | 2042 | 0.27936 | lid_adequacy_scaled | 2026-06-07T22:53:42.961284
C_Target_VRE | Secondary Techs | PWRBIOINDSO | TotalAnnualMaxCapacityInvestment | 2043 | 0.42228 | lid_adequacy_scaled | 2026-06-07T22:53:42.961284
C_Target_VRE | Secondary Techs | PWRBIOINDSO | TotalAnnualMaxCapacityInvestment | 2044 | 0.56735 | lid_adequacy_scaled | 2026-06-07T22:53:42.961284
C_Target_VRE | Secondary Techs | PWRBIOINDSO | TotalAnnualMaxCapacityInvestment | 2045 | 0.71456 | lid_adequacy_scaled | 2026-06-07T22:53:42.961284
C_Target_VRE | Secondary Techs | PWRBIOINDSO | TotalAnnualMaxCapacityInvestment | 2046 | 0.92249 | lid_adequacy_scaled | 2026-06-07T22:53:42.961284
C_Target_VRE | Secondary Techs | PWRBIOINDSO | TotalAnnualMaxCapacityInvestment | 2047 | 1.128 | lid_adequacy_scaled | 2026-06-07T22:53:42.961284
C_Target_VRE | Secondary Techs | PWRBIOINDSO | TotalAnnualMaxCapacityInvestment | 2048 | 1.3315 | lid_adequacy_scaled | 2026-06-07T22:53:42.961284
C_Target_VRE | Secondary Techs | PWRBIOINDSO | TotalAnnualMaxCapacityInvestment | 2049 | 1.533 | lid_adequacy_scaled | 2026-06-07T22:53:42.961284
C_Target_VRE | Secondary Techs | PWRBIOINDSO | TotalAnnualMaxCapacityInvestment | 2050 | 1.7327 | lid_adequacy_scaled | 2026-06-07T22:53:42.961284
C_Target_VRE | Secondary Techs | PWRWASINDEA | TotalAnnualMaxCapacityInvestment | 2023 | 0 | lid_floor_suppressed | 2026-06-07T22:53:42.961284
C_Target_VRE | Secondary Techs | PWRWASINDEA | TotalAnnualMaxCapacityInvestment | 2024 | 0.00037493 | lid_floor_suppressed | 2026-06-07T22:53:42.961284
C_Target_VRE | Secondary Techs | PWRWASINDEA | TotalAnnualMaxCapacityInvestment | 2025 | 0.00042653 | lid_floor_suppressed | 2026-06-07T22:53:42.961284
C_Target_VRE | Secondary Techs | PWRWASINDEA | TotalAnnualMaxCapacityInvestment | 2026 | 0.00043551 | lid_floor_suppressed | 2026-06-07T22:53:42.961284
C_Target_VRE | Secondary Techs | PWRWASINDEA | TotalAnnualMaxCapacityInvestment | 2027 | 0.00046603 | lid_floor_suppressed | 2026-06-07T22:53:42.961284
C_Target_VRE | Secondary Techs | PWRWASINDEA | TotalAnnualMaxCapacityInvestment | 2028 | 0.00048356 | lid_floor_suppressed | 2026-06-07T22:53:42.961284
C_Target_VRE | Secondary Techs | PWRWASINDEA | TotalAnnualMaxCapacityInvestment | 2029 | 0.00037565 | lid_floor_suppressed | 2026-06-07T22:53:42.961284
C_Target_VRE | Secondary Techs | PWRWASINDEA | TotalAnnualMaxCapacityInvestment | 2030 | 0.00018128 | lid_floor_suppressed | 2026-06-07T22:53:42.961284
C_Target_VRE | Secondary Techs | PWRWASINDEA | TotalAnnualMaxCapacityInvestment | 2031 | 0.00015098 | lid_floor_suppressed | 2026-06-07T22:53:42.961284
C_Target_VRE | Secondary Techs | PWRWASINDEA | TotalAnnualMaxCapacityInvestment | 2032 | 0.00026523 | lid_floor_suppressed | 2026-06-07T22:53:42.961284
C_Target_VRE | Secondary Techs | PWRWASINDEA | TotalAnnualMaxCapacityInvestment | 2033 | 0.00023962 | lid_floor_suppressed | 2026-06-07T22:53:42.961284
C_Target_VRE | Secondary Techs | PWRWASINDEA | TotalAnnualMaxCapacityInvestment | 2034 | 0.00021403 | lid_floor_suppressed | 2026-06-07T22:53:42.961284
C_Target_VRE | Secondary Techs | PWRWASINDEA | TotalAnnualMaxCapacityInvestment | 2035 | 0.00018842 | lid_floor_suppressed | 2026-06-07T22:53:42.961284
C_Target_VRE | Secondary Techs | PWRWASINDEA | TotalAnnualMaxCapacityInvestment | 2036 | 0.00016283 | lid_floor_suppressed | 2026-06-07T22:53:42.961284
C_Target_VRE | Secondary Techs | PWRWASINDEA | TotalAnnualMaxCapacityInvestment | 2037 | 0.00019292 | lid_floor_suppressed | 2026-06-07T22:53:42.961284
C_Target_VRE | Secondary Techs | PWRWASINDEA | TotalAnnualMaxCapacityInvestment | 2038 | 0.00016398 | lid_floor_suppressed | 2026-06-07T22:53:42.961284
C_Target_VRE | Secondary Techs | PWRWASINDEA | TotalAnnualMaxCapacityInvestment | 2039 | 0.00013504 | lid_floor_suppressed | 2026-06-07T22:53:42.961284
C_Target_VRE | Secondary Techs | PWRWASINDEA | TotalAnnualMaxCapacityInvestment | 2040 | 0.00010611 | lid_floor_suppressed | 2026-06-07T22:53:42.961284
C_Target_VRE | Secondary Techs | PWRWASINDEA | TotalAnnualMaxCapacityInvestment | 2041 | 0.00011189 | lid_adequacy_scaled | 2026-06-07T22:53:42.961284
C_Target_VRE | Secondary Techs | PWRWASINDEA | TotalAnnualMaxCapacityInvestment | 2042 | 0.00023947 | lid_adequacy_scaled | 2026-06-07T22:53:42.961284
C_Target_VRE | Secondary Techs | PWRWASINDEA | TotalAnnualMaxCapacityInvestment | 2043 | 0.00035007 | lid_adequacy_scaled | 2026-06-07T22:53:42.961284
C_Target_VRE | Secondary Techs | PWRWASINDEA | TotalAnnualMaxCapacityInvestment | 2044 | 0.0004499 | lid_adequacy_scaled | 2026-06-07T22:53:42.961284
C_Target_VRE | Secondary Techs | PWRWASINDEA | TotalAnnualMaxCapacityInvestment | 2045 | 0.00053192 | lid_adequacy_scaled | 2026-06-07T22:53:42.961284
C_Target_VRE | Secondary Techs | PWRWASINDEA | TotalAnnualMaxCapacityInvestment | 2046 | 0.00062496 | lid_adequacy_scaled | 2026-06-07T22:53:42.961284
C_Target_VRE | Secondary Techs | PWRWASINDEA | TotalAnnualMaxCapacityInvestment | 2047 | 0.00059713 | lid_adequacy_scaled | 2026-06-07T22:53:42.961284
C_Target_VRE | Secondary Techs | PWRWASINDEA | TotalAnnualMaxCapacityInvestment | 2048 | 0.00030071 | lid_adequacy_scaled | 2026-06-07T22:53:42.961284
C_Target_VRE | Secondary Techs | PWRWASINDEA | TotalAnnualMaxCapacityInvestment | 2049 | 0 | lid_adequacy_scaled | 2026-06-07T22:53:42.961284
C_Target_VRE | Secondary Techs | PWRWASINDEA | TotalAnnualMaxCapacityInvestment | 2050 | 0 | lid_adequacy_scaled | 2026-06-07T22:53:42.961284
C_Target_VRE | Secondary Techs | PWRSPVINDWE | TotalAnnualMaxCapacityInvestment | 2023 | 9999 | exempt_maxcap_uncapped | 2026-06-07T22:53:42.961284
C_Target_VRE | Secondary Techs | PWRSPVINDWE | TotalAnnualMaxCapacityInvestment | 2024 | 9999 | exempt_maxcap_uncapped | 2026-06-07T22:53:42.961284
C_Target_VRE | Secondary Techs | PWRSPVINDWE | TotalAnnualMaxCapacityInvestment | 2025 | 9999 | exempt_maxcap_uncapped | 2026-06-07T22:53:42.961284
C_Target_VRE | Secondary Techs | PWRSPVINDWE | TotalAnnualMaxCapacityInvestment | 2026 | 9999 | exempt_maxcap_uncapped | 2026-06-07T22:53:42.961284
C_Target_VRE | Secondary Techs | PWRSPVINDWE | TotalAnnualMaxCapacityInvestment | 2027 | 9999 | exempt_maxcap_uncapped | 2026-06-07T22:53:42.961284
C_Target_VRE | Secondary Techs | PWRSPVINDWE | TotalAnnualMaxCapacityInvestment | 2028 | 9999 | exempt_maxcap_uncapped | 2026-06-07T22:53:42.961284
C_Target_VRE | Secondary Techs | PWRSPVINDWE | TotalAnnualMaxCapacityInvestment | 2029 | 9999 | exempt_maxcap_uncapped | 2026-06-07T22:53:42.961284
C_Target_VRE | Secondary Techs | PWRSPVINDWE | TotalAnnualMaxCapacityInvestment | 2030 | 9999 | exempt_maxcap_uncapped | 2026-06-07T22:53:42.961284
C_Target_VRE | Secondary Techs | PWRSPVINDWE | TotalAnnualMaxCapacityInvestment | 2031 | 9999 | exempt_maxcap_uncapped | 2026-06-07T22:53:42.961284
C_Target_VRE | Secondary Techs | PWRSPVINDWE | TotalAnnualMaxCapacityInvestment | 2032 | 9999 | exempt_maxcap_uncapped | 2026-06-07T22:53:42.961284
C_Target_VRE | Secondary Techs | PWRSPVINDWE | TotalAnnualMaxCapacityInvestment | 2033 | 9999 | exempt_maxcap_uncapped | 2026-06-07T22:53:42.961284
C_Target_VRE | Secondary Techs | PWRSPVINDWE | TotalAnnualMaxCapacityInvestment | 2034 | 9999 | exempt_maxcap_uncapped | 2026-06-07T22:53:42.961284
C_Target_VRE | Secondary Techs | PWRSPVINDWE | TotalAnnualMaxCapacityInvestment | 2035 | 9999 | exempt_maxcap_uncapped | 2026-06-07T22:53:42.961284
C_Target_VRE | Secondary Techs | PWRSPVINDWE | TotalAnnualMaxCapacityInvestment | 2036 | 9999 | exempt_maxcap_uncapped | 2026-06-07T22:53:42.961284
C_Target_VRE | Secondary Techs | PWRSPVINDWE | TotalAnnualMaxCapacityInvestment | 2037 | 9999 | exempt_maxcap_uncapped | 2026-06-07T22:53:42.961284
C_Target_VRE | Secondary Techs | PWRSPVINDWE | TotalAnnualMaxCapacityInvestment | 2038 | 9999 | exempt_maxcap_uncapped | 2026-06-07T22:53:42.961284
C_Target_VRE | Secondary Techs | PWRSPVINDWE | TotalAnnualMaxCapacityInvestment | 2039 | 9999 | exempt_maxcap_uncapped | 2026-06-07T22:53:42.961284
C_Target_VRE | Secondary Techs | PWRSPVINDWE | TotalAnnualMaxCapacityInvestment | 2040 | 9999 | exempt_maxcap_uncapped | 2026-06-07T22:53:42.961284
C_Target_VRE | Secondary Techs | PWRSPVINDWE | TotalAnnualMaxCapacityInvestment | 2041 | 9999 | exempt_maxcap_uncapped | 2026-06-07T22:53:42.961284
C_Target_VRE | Secondary Techs | PWRSPVINDWE | TotalAnnualMaxCapacityInvestment | 2042 | 9999 | exempt_maxcap_uncapped | 2026-06-07T22:53:42.961284
C_Target_VRE | Secondary Techs | PWRSPVINDWE | TotalAnnualMaxCapacityInvestment | 2043 | 9999 | exempt_maxcap_uncapped | 2026-06-07T22:53:42.961284
C_Target_VRE | Secondary Techs | PWRSPVINDWE | TotalAnnualMaxCapacityInvestment | 2044 | 9999 | exempt_maxcap_uncapped | 2026-06-07T22:53:42.961284
C_Target_VRE | Secondary Techs | PWRSPVINDWE | TotalAnnualMaxCapacityInvestment | 2045 | 9999 | exempt_maxcap_uncapped | 2026-06-07T22:53:42.961284
C_Target_VRE | Secondary Techs | PWRSPVINDWE | TotalAnnualMaxCapacityInvestment | 2046 | 9999 | exempt_maxcap_uncapped | 2026-06-07T22:53:42.961284
C_Target_VRE | Secondary Techs | PWRSPVINDWE | TotalAnnualMaxCapacityInvestment | 2047 | 9999 | exempt_maxcap_uncapped | 2026-06-07T22:53:42.961284
C_Target_VRE | Secondary Techs | PWRSPVINDWE | TotalAnnualMaxCapacityInvestment | 2048 | 9999 | exempt_maxcap_uncapped | 2026-06-07T22:53:42.961284
C_Target_VRE | Secondary Techs | PWRSPVINDWE | TotalAnnualMaxCapacityInvestment | 2049 | 9999 | exempt_maxcap_uncapped | 2026-06-07T22:53:42.961284
C_Target_VRE | Secondary Techs | PWRSPVINDWE | TotalAnnualMaxCapacityInvestment | 2050 | 9999 | exempt_maxcap_uncapped | 2026-06-07T22:53:42.961284
C_Target_VRE | Secondary Techs | PWRWASLKAXX | TotalAnnualMaxCapacityInvestment | 2023 | 0 | lid_floor_suppressed | 2026-06-07T22:53:42.961284
C_Target_VRE | Secondary Techs | PWRWASLKAXX | TotalAnnualMaxCapacityInvestment | 2024 | 0.00080254 | lid_floor_suppressed | 2026-06-07T22:53:42.961284
C_Target_VRE | Secondary Techs | PWRWASLKAXX | TotalAnnualMaxCapacityInvestment | 2025 | 0.00060431 | lid_floor_suppressed | 2026-06-07T22:53:42.961284
C_Target_VRE | Secondary Techs | PWRWASLKAXX | TotalAnnualMaxCapacityInvestment | 2026 | 0.00060558 | lid_floor_suppressed | 2026-06-07T22:53:42.961284
C_Target_VRE | Secondary Techs | PWRWASLKAXX | TotalAnnualMaxCapacityInvestment | 2027 | 0.00064159 | lid_floor_suppressed | 2026-06-07T22:53:42.961284
C_Target_VRE | Secondary Techs | PWRWASLKAXX | TotalAnnualMaxCapacityInvestment | 2028 | 0.0006756 | lid_floor_suppressed | 2026-06-07T22:53:42.961284
C_Target_VRE | Secondary Techs | PWRWASLKAXX | TotalAnnualMaxCapacityInvestment | 2029 | 0.00064744 | lid_floor_suppressed | 2026-06-07T22:53:42.961284
C_Target_VRE | Secondary Techs | PWRWASLKAXX | TotalAnnualMaxCapacityInvestment | 2030 | 0.00069861 | lid_floor_suppressed | 2026-06-07T22:53:42.961284
C_Target_VRE | Secondary Techs | PWRWASLKAXX | TotalAnnualMaxCapacityInvestment | 2031 | 0.00064136 | lid_floor_suppressed | 2026-06-07T22:53:42.961284
C_Target_VRE | Secondary Techs | PWRWASLKAXX | TotalAnnualMaxCapacityInvestment | 2032 | 0.00066605 | lid_floor_suppressed | 2026-06-07T22:53:42.961284
C_Target_VRE | Secondary Techs | PWRWASLKAXX | TotalAnnualMaxCapacityInvestment | 2033 | 0.00068941 | lid_floor_suppressed | 2026-06-07T22:53:42.961284
C_Target_VRE | Secondary Techs | PWRWASLKAXX | TotalAnnualMaxCapacityInvestment | 2034 | 0.00072049 | lid_floor_suppressed | 2026-06-07T22:53:42.961284
C_Target_VRE | Secondary Techs | PWRWASLKAXX | TotalAnnualMaxCapacityInvestment | 2035 | 0.00076511 | lid_floor_suppressed | 2026-06-07T22:53:42.961284
C_Target_VRE | Secondary Techs | PWRWASLKAXX | TotalAnnualMaxCapacityInvestment | 2036 | 0.00082827 | lid_floor_suppressed | 2026-06-07T22:53:42.961284
C_Target_VRE | Secondary Techs | PWRWASLKAXX | TotalAnnualMaxCapacityInvestment | 2037 | 0.00087735 | lid_floor_suppressed | 2026-06-07T22:53:42.961284
C_Target_VRE | Secondary Techs | PWRWASLKAXX | TotalAnnualMaxCapacityInvestment | 2038 | 0.00092993 | lid_floor_suppressed | 2026-06-07T22:53:42.961284
C_Target_VRE | Secondary Techs | PWRWASLKAXX | TotalAnnualMaxCapacityInvestment | 2039 | 0.00094519 | lid_floor_suppressed | 2026-06-07T22:53:42.961284
C_Target_VRE | Secondary Techs | PWRWASLKAXX | TotalAnnualMaxCapacityInvestment | 2040 | 0.00098587 | lid_floor_suppressed | 2026-06-07T22:53:42.961284
C_Target_VRE | Secondary Techs | PWRWASLKAXX | TotalAnnualMaxCapacityInvestment | 2041 | 0.0010313 | lid_floor_suppressed | 2026-06-07T22:53:42.961284
C_Target_VRE | Secondary Techs | PWRWASLKAXX | TotalAnnualMaxCapacityInvestment | 2042 | 0.0010332 | lid_floor_suppressed | 2026-06-07T22:53:42.961284
C_Target_VRE | Secondary Techs | PWRWASLKAXX | TotalAnnualMaxCapacityInvestment | 2043 | 0.0010506 | lid_floor_suppressed | 2026-06-07T22:53:42.961284
C_Target_VRE | Secondary Techs | PWRWASLKAXX | TotalAnnualMaxCapacityInvestment | 2044 | 0.0012403 | lid_adequacy_scaled | 2026-06-07T22:53:42.961284
C_Target_VRE | Secondary Techs | PWRWASLKAXX | TotalAnnualMaxCapacityInvestment | 2045 | 0.001559 | lid_adequacy_scaled | 2026-06-07T22:53:42.961284
C_Target_VRE | Secondary Techs | PWRWASLKAXX | TotalAnnualMaxCapacityInvestment | 2046 | 0.0019918 | lid_adequacy_scaled | 2026-06-07T22:53:42.961284
C_Target_VRE | Secondary Techs | PWRWASLKAXX | TotalAnnualMaxCapacityInvestment | 2047 | 0.0024165 | lid_adequacy_scaled | 2026-06-07T22:53:42.961284
C_Target_VRE | Secondary Techs | PWRWASLKAXX | TotalAnnualMaxCapacityInvestment | 2048 | 0.0028106 | lid_adequacy_scaled | 2026-06-07T22:53:42.961284
C_Target_VRE | Secondary Techs | PWRWASLKAXX | TotalAnnualMaxCapacityInvestment | 2049 | 0.0032178 | lid_adequacy_scaled | 2026-06-07T22:53:42.961284
C_Target_VRE | Secondary Techs | PWRWASLKAXX | TotalAnnualMaxCapacityInvestment | 2050 | 0.0036267 | lid_adequacy_scaled | 2026-06-07T22:53:42.961284
C_Target_VRE | Secondary Techs | PWRSPVINDEA | TotalAnnualMaxCapacityInvestment | 2023 | 9999 | exempt_maxcap_uncapped | 2026-06-07T22:53:42.961284
C_Target_VRE | Secondary Techs | PWRSPVINDEA | TotalAnnualMaxCapacityInvestment | 2024 | 9999 | exempt_maxcap_uncapped | 2026-06-07T22:53:42.961284
C_Target_VRE | Secondary Techs | PWRSPVINDEA | TotalAnnualMaxCapacityInvestment | 2025 | 9999 | exempt_maxcap_uncapped | 2026-06-07T22:53:42.961284
C_Target_VRE | Secondary Techs | PWRSPVINDEA | TotalAnnualMaxCapacityInvestment | 2026 | 9999 | exempt_maxcap_uncapped | 2026-06-07T22:53:42.961284
C_Target_VRE | Secondary Techs | PWRSPVINDEA | TotalAnnualMaxCapacityInvestment | 2027 | 9999 | exempt_maxcap_uncapped | 2026-06-07T22:53:42.961284
C_Target_VRE | Secondary Techs | PWRSPVINDEA | TotalAnnualMaxCapacityInvestment | 2028 | 9999 | exempt_maxcap_uncapped | 2026-06-07T22:53:42.961284
C_Target_VRE | Secondary Techs | PWRSPVINDEA | TotalAnnualMaxCapacityInvestment | 2029 | 9999 | exempt_maxcap_uncapped | 2026-06-07T22:53:42.961284
C_Target_VRE | Secondary Techs | PWRSPVINDEA | TotalAnnualMaxCapacityInvestment | 2030 | 9999 | exempt_maxcap_uncapped | 2026-06-07T22:53:42.961284
C_Target_VRE | Secondary Techs | PWRSPVINDEA | TotalAnnualMaxCapacityInvestment | 2031 | 9999 | exempt_maxcap_uncapped | 2026-06-07T22:53:42.961284
C_Target_VRE | Secondary Techs | PWRSPVINDEA | TotalAnnualMaxCapacityInvestment | 2032 | 9999 | exempt_maxcap_uncapped | 2026-06-07T22:53:42.961284
C_Target_VRE | Secondary Techs | PWRSPVINDEA | TotalAnnualMaxCapacityInvestment | 2033 | 9999 | exempt_maxcap_uncapped | 2026-06-07T22:53:42.961284
C_Target_VRE | Secondary Techs | PWRSPVINDEA | TotalAnnualMaxCapacityInvestment | 2034 | 9999 | exempt_maxcap_uncapped | 2026-06-07T22:53:42.961284
C_Target_VRE | Secondary Techs | PWRSPVINDEA | TotalAnnualMaxCapacityInvestment | 2035 | 9999 | exempt_maxcap_uncapped | 2026-06-07T22:53:42.961284
C_Target_VRE | Secondary Techs | PWRSPVINDEA | TotalAnnualMaxCapacityInvestment | 2036 | 9999 | exempt_maxcap_uncapped | 2026-06-07T22:53:42.961284
C_Target_VRE | Secondary Techs | PWRSPVINDEA | TotalAnnualMaxCapacityInvestment | 2037 | 9999 | exempt_maxcap_uncapped | 2026-06-07T22:53:42.961284
C_Target_VRE | Secondary Techs | PWRSPVINDEA | TotalAnnualMaxCapacityInvestment | 2038 | 9999 | exempt_maxcap_uncapped | 2026-06-07T22:53:42.961284
C_Target_VRE | Secondary Techs | PWRSPVINDEA | TotalAnnualMaxCapacityInvestment | 2039 | 9999 | exempt_maxcap_uncapped | 2026-06-07T22:53:42.961284
C_Target_VRE | Secondary Techs | PWRSPVINDEA | TotalAnnualMaxCapacityInvestment | 2040 | 9999 | exempt_maxcap_uncapped | 2026-06-07T22:53:42.961284
C_Target_VRE | Secondary Techs | PWRSPVINDEA | TotalAnnualMaxCapacityInvestment | 2041 | 9999 | exempt_maxcap_uncapped | 2026-06-07T22:53:42.961284
C_Target_VRE | Secondary Techs | PWRSPVINDEA | TotalAnnualMaxCapacityInvestment | 2042 | 9999 | exempt_maxcap_uncapped | 2026-06-07T22:53:42.961284
C_Target_VRE | Secondary Techs | PWRSPVINDEA | TotalAnnualMaxCapacityInvestment | 2043 | 9999 | exempt_maxcap_uncapped | 2026-06-07T22:53:42.961284
C_Target_VRE | Secondary Techs | PWRSPVINDEA | TotalAnnualMaxCapacityInvestment | 2044 | 9999 | exempt_maxcap_uncapped | 2026-06-07T22:53:42.961284
C_Target_VRE | Secondary Techs | PWRSPVINDEA | TotalAnnualMaxCapacityInvestment | 2045 | 9999 | exempt_maxcap_uncapped | 2026-06-07T22:53:42.961284
C_Target_VRE | Secondary Techs | PWRSPVINDEA | TotalAnnualMaxCapacityInvestment | 2046 | 9999 | exempt_maxcap_uncapped | 2026-06-07T22:53:42.961284
C_Target_VRE | Secondary Techs | PWRSPVINDEA | TotalAnnualMaxCapacityInvestment | 2047 | 9999 | exempt_maxcap_uncapped | 2026-06-07T22:53:42.961284
C_Target_VRE | Secondary Techs | PWRSPVINDEA | TotalAnnualMaxCapacityInvestment | 2048 | 9999 | exempt_maxcap_uncapped | 2026-06-07T22:53:42.961284
C_Target_VRE | Secondary Techs | PWRSPVINDEA | TotalAnnualMaxCapacityInvestment | 2049 | 9999 | exempt_maxcap_uncapped | 2026-06-07T22:53:42.961284
C_Target_VRE | Secondary Techs | PWRSPVINDEA | TotalAnnualMaxCapacityInvestment | 2050 | 9999 | exempt_maxcap_uncapped | 2026-06-07T22:53:42.961284
C_Target_VRE | Secondary Techs | PWRNGSINDEA | TotalAnnualMaxCapacityInvestment | 2023 | 0.1 | lid_floor | 2026-06-07T22:53:42.961284
C_Target_VRE | Secondary Techs | PWRNGSINDEA | TotalAnnualMaxCapacityInvestment | 2024 | 0.1 | lid_floor | 2026-06-07T22:53:42.961284
C_Target_VRE | Secondary Techs | PWRNGSINDEA | TotalAnnualMaxCapacityInvestment | 2025 | 0.1 | lid_floor | 2026-06-07T22:53:42.961284
C_Target_VRE | Secondary Techs | PWRNGSINDEA | TotalAnnualMaxCapacityInvestment | 2026 | 0.1 | lid_floor | 2026-06-07T22:53:42.961284
C_Target_VRE | Secondary Techs | PWRNGSINDEA | TotalAnnualMaxCapacityInvestment | 2027 | 0.1 | lid_floor | 2026-06-07T22:53:42.961284
C_Target_VRE | Secondary Techs | PWRNGSINDEA | TotalAnnualMaxCapacityInvestment | 2028 | 0.1 | lid_floor | 2026-06-07T22:53:42.961284
C_Target_VRE | Secondary Techs | PWRNGSINDEA | TotalAnnualMaxCapacityInvestment | 2029 | 0.1 | lid_floor | 2026-06-07T22:53:42.961284
C_Target_VRE | Secondary Techs | PWRNGSINDEA | TotalAnnualMaxCapacityInvestment | 2030 | 0.1 | lid_floor | 2026-06-07T22:53:42.961284
C_Target_VRE | Secondary Techs | PWRNGSINDEA | TotalAnnualMaxCapacityInvestment | 2031 | 0.1 | lid_floor | 2026-06-07T22:53:42.961284
C_Target_VRE | Secondary Techs | PWRNGSINDEA | TotalAnnualMaxCapacityInvestment | 2032 | 0.1 | lid_floor | 2026-06-07T22:53:42.961284
C_Target_VRE | Secondary Techs | PWRNGSINDEA | TotalAnnualMaxCapacityInvestment | 2033 | 0.1 | lid_floor | 2026-06-07T22:53:42.961284
C_Target_VRE | Secondary Techs | PWRNGSINDEA | TotalAnnualMaxCapacityInvestment | 2034 | 0.1 | lid_floor | 2026-06-07T22:53:42.961284
C_Target_VRE | Secondary Techs | PWRNGSINDEA | TotalAnnualMaxCapacityInvestment | 2035 | 0.1 | lid_floor | 2026-06-07T22:53:42.961284
C_Target_VRE | Secondary Techs | PWRNGSINDEA | TotalAnnualMaxCapacityInvestment | 2036 | 0.1 | lid_floor | 2026-06-07T22:53:42.961284
C_Target_VRE | Secondary Techs | PWRNGSINDEA | TotalAnnualMaxCapacityInvestment | 2037 | 0.1 | lid_floor | 2026-06-07T22:53:42.961284
C_Target_VRE | Secondary Techs | PWRNGSINDEA | TotalAnnualMaxCapacityInvestment | 2038 | 0.1 | lid_floor | 2026-06-07T22:53:42.961284
C_Target_VRE | Secondary Techs | PWRNGSINDEA | TotalAnnualMaxCapacityInvestment | 2039 | 0.1 | lid_floor | 2026-06-07T22:53:42.961284
C_Target_VRE | Secondary Techs | PWRNGSINDEA | TotalAnnualMaxCapacityInvestment | 2040 | 0.1 | lid_floor | 2026-06-07T22:53:42.961284
C_Target_VRE | Secondary Techs | PWRNGSINDEA | TotalAnnualMaxCapacityInvestment | 2041 | 0.145 | lid_adequacy_scaled | 2026-06-07T22:53:42.961284
C_Target_VRE | Secondary Techs | PWRNGSINDEA | TotalAnnualMaxCapacityInvestment | 2042 | 0.2259 | lid_adequacy_scaled | 2026-06-07T22:53:42.961284
C_Target_VRE | Secondary Techs | PWRNGSINDEA | TotalAnnualMaxCapacityInvestment | 2043 | 0.37413 | lid_adequacy_scaled | 2026-06-07T22:53:42.961284
C_Target_VRE | Secondary Techs | PWRNGSINDEA | TotalAnnualMaxCapacityInvestment | 2044 | 0.5638 | lid_adequacy_scaled | 2026-06-07T22:53:42.961284
C_Target_VRE | Secondary Techs | PWRNGSINDEA | TotalAnnualMaxCapacityInvestment | 2045 | 0.82389 | lid_adequacy_scaled | 2026-06-07T22:53:42.961284
C_Target_VRE | Secondary Techs | PWRNGSINDEA | TotalAnnualMaxCapacityInvestment | 2046 | 1.308 | lid_adequacy_scaled | 2026-06-07T22:53:42.961284
C_Target_VRE | Secondary Techs | PWRNGSINDEA | TotalAnnualMaxCapacityInvestment | 2047 | 2.0355 | lid_adequacy_scaled | 2026-06-07T22:53:42.961284
C_Target_VRE | Secondary Techs | PWRNGSINDEA | TotalAnnualMaxCapacityInvestment | 2048 | 3.3012 | lid_adequacy_scaled | 2026-06-07T22:53:42.961284
C_Target_VRE | Secondary Techs | PWRNGSINDEA | TotalAnnualMaxCapacityInvestment | 2049 | 4.5681 | lid_adequacy_scaled | 2026-06-07T22:53:42.961284
C_Target_VRE | Secondary Techs | PWRNGSINDEA | TotalAnnualMaxCapacityInvestment | 2050 | 5.1735 | lid_adequacy_scaled | 2026-06-07T22:53:42.961284
C_Target_VRE | Secondary Techs | PWRWONINDNE | TotalAnnualMaxCapacityInvestment | 2023 | 9999 | exempt_maxcap_uncapped | 2026-06-07T22:53:42.961284
C_Target_VRE | Secondary Techs | PWRWONINDNE | TotalAnnualMaxCapacityInvestment | 2024 | 9999 | exempt_maxcap_uncapped | 2026-06-07T22:53:42.961284
C_Target_VRE | Secondary Techs | PWRWONINDNE | TotalAnnualMaxCapacityInvestment | 2025 | 9999 | exempt_maxcap_uncapped | 2026-06-07T22:53:42.961284
C_Target_VRE | Secondary Techs | PWRWONINDNE | TotalAnnualMaxCapacityInvestment | 2026 | 9999 | exempt_maxcap_uncapped | 2026-06-07T22:53:42.961284
C_Target_VRE | Secondary Techs | PWRWONINDNE | TotalAnnualMaxCapacityInvestment | 2027 | 9999 | exempt_maxcap_uncapped | 2026-06-07T22:53:42.961284
C_Target_VRE | Secondary Techs | PWRWONINDNE | TotalAnnualMaxCapacityInvestment | 2028 | 9999 | exempt_maxcap_uncapped | 2026-06-07T22:53:42.961284
C_Target_VRE | Secondary Techs | PWRWONINDNE | TotalAnnualMaxCapacityInvestment | 2029 | 9999 | exempt_maxcap_uncapped | 2026-06-07T22:53:42.961284
C_Target_VRE | Secondary Techs | PWRWONINDNE | TotalAnnualMaxCapacityInvestment | 2030 | 9999 | exempt_maxcap_uncapped | 2026-06-07T22:53:42.961284
C_Target_VRE | Secondary Techs | PWRWONINDNE | TotalAnnualMaxCapacityInvestment | 2031 | 9999 | exempt_maxcap_uncapped | 2026-06-07T22:53:42.961284
C_Target_VRE | Secondary Techs | PWRWONINDNE | TotalAnnualMaxCapacityInvestment | 2032 | 9999 | exempt_maxcap_uncapped | 2026-06-07T22:53:42.961284
C_Target_VRE | Secondary Techs | PWRWONINDNE | TotalAnnualMaxCapacityInvestment | 2033 | 9999 | exempt_maxcap_uncapped | 2026-06-07T22:53:42.961284
C_Target_VRE | Secondary Techs | PWRWONINDNE | TotalAnnualMaxCapacityInvestment | 2034 | 9999 | exempt_maxcap_uncapped | 2026-06-07T22:53:42.961284
C_Target_VRE | Secondary Techs | PWRWONINDNE | TotalAnnualMaxCapacityInvestment | 2035 | 9999 | exempt_maxcap_uncapped | 2026-06-07T22:53:42.961284
C_Target_VRE | Secondary Techs | PWRWONINDNE | TotalAnnualMaxCapacityInvestment | 2036 | 9999 | exempt_maxcap_uncapped | 2026-06-07T22:53:42.961284
C_Target_VRE | Secondary Techs | PWRWONINDNE | TotalAnnualMaxCapacityInvestment | 2037 | 9999 | exempt_maxcap_uncapped | 2026-06-07T22:53:42.961284
C_Target_VRE | Secondary Techs | PWRWONINDNE | TotalAnnualMaxCapacityInvestment | 2038 | 9999 | exempt_maxcap_uncapped | 2026-06-07T22:53:42.961284
C_Target_VRE | Secondary Techs | PWRWONINDNE | TotalAnnualMaxCapacityInvestment | 2039 | 9999 | exempt_maxcap_uncapped | 2026-06-07T22:53:42.961284
C_Target_VRE | Secondary Techs | PWRWONINDNE | TotalAnnualMaxCapacityInvestment | 2040 | 9999 | exempt_maxcap_uncapped | 2026-06-07T22:53:42.961284
C_Target_VRE | Secondary Techs | PWRWONINDNE | TotalAnnualMaxCapacityInvestment | 2041 | 9999 | exempt_maxcap_uncapped | 2026-06-07T22:53:42.961284
C_Target_VRE | Secondary Techs | PWRWONINDNE | TotalAnnualMaxCapacityInvestment | 2042 | 9999 | exempt_maxcap_uncapped | 2026-06-07T22:53:42.961284
C_Target_VRE | Secondary Techs | PWRWONINDNE | TotalAnnualMaxCapacityInvestment | 2043 | 9999 | exempt_maxcap_uncapped | 2026-06-07T22:53:42.961284
C_Target_VRE | Secondary Techs | PWRWONINDNE | TotalAnnualMaxCapacityInvestment | 2044 | 9999 | exempt_maxcap_uncapped | 2026-06-07T22:53:42.961284
C_Target_VRE | Secondary Techs | PWRWONINDNE | TotalAnnualMaxCapacityInvestment | 2045 | 9999 | exempt_maxcap_uncapped | 2026-06-07T22:53:42.961284
C_Target_VRE | Secondary Techs | PWRWONINDNE | TotalAnnualMaxCapacityInvestment | 2046 | 9999 | exempt_maxcap_uncapped | 2026-06-07T22:53:42.961284
C_Target_VRE | Secondary Techs | PWRWONINDNE | TotalAnnualMaxCapacityInvestment | 2047 | 9999 | exempt_maxcap_uncapped | 2026-06-07T22:53:42.961284
C_Target_VRE | Secondary Techs | PWRWONINDNE | TotalAnnualMaxCapacityInvestment | 2048 | 9999 | exempt_maxcap_uncapped | 2026-06-07T22:53:42.961284
C_Target_VRE | Secondary Techs | PWRWONINDNE | TotalAnnualMaxCapacityInvestment | 2049 | 9999 | exempt_maxcap_uncapped | 2026-06-07T22:53:42.961284
C_Target_VRE | Secondary Techs | PWRWONINDNE | TotalAnnualMaxCapacityInvestment | 2050 | 9999 | exempt_maxcap_uncapped | 2026-06-07T22:53:42.961284
C_Target_VRE | Secondary Techs | PWRWONINDNE | TotalAnnualMaxCapacityInvestment | 2023 | 9999 | exempt_uncapped | 2026-06-07T22:53:42.961284
C_Target_VRE | Secondary Techs | PWRWONINDNE | TotalAnnualMaxCapacityInvestment | 2024 | 9999 | exempt_uncapped | 2026-06-07T22:53:42.961284
C_Target_VRE | Secondary Techs | PWRWONINDNE | TotalAnnualMaxCapacityInvestment | 2025 | 9999 | exempt_uncapped | 2026-06-07T22:53:42.961284
C_Target_VRE | Secondary Techs | PWRWONINDNE | TotalAnnualMaxCapacityInvestment | 2026 | 9999 | exempt_uncapped | 2026-06-07T22:53:42.961284
C_Target_VRE | Secondary Techs | PWRWONINDNE | TotalAnnualMaxCapacityInvestment | 2027 | 9999 | exempt_uncapped | 2026-06-07T22:53:42.961284
C_Target_VRE | Secondary Techs | PWRWONINDNE | TotalAnnualMaxCapacityInvestment | 2028 | 9999 | exempt_uncapped | 2026-06-07T22:53:42.961284
C_Target_VRE | Secondary Techs | PWRWONINDNE | TotalAnnualMaxCapacityInvestment | 2029 | 9999 | exempt_uncapped | 2026-06-07T22:53:42.961284
C_Target_VRE | Secondary Techs | PWRWONINDNE | TotalAnnualMaxCapacityInvestment | 2030 | 9999 | exempt_uncapped | 2026-06-07T22:53:42.961284
C_Target_VRE | Secondary Techs | PWRWONINDNE | TotalAnnualMaxCapacityInvestment | 2031 | 9999 | exempt_uncapped | 2026-06-07T22:53:42.961284
C_Target_VRE | Secondary Techs | PWRWONINDNE | TotalAnnualMaxCapacityInvestment | 2032 | 9999 | exempt_uncapped | 2026-06-07T22:53:42.961284
C_Target_VRE | Secondary Techs | PWRWONINDNE | TotalAnnualMaxCapacityInvestment | 2033 | 9999 | exempt_uncapped | 2026-06-07T22:53:42.961284
C_Target_VRE | Secondary Techs | PWRWONINDNE | TotalAnnualMaxCapacityInvestment | 2034 | 9999 | exempt_uncapped | 2026-06-07T22:53:42.961284
C_Target_VRE | Secondary Techs | PWRWONINDNE | TotalAnnualMaxCapacityInvestment | 2035 | 9999 | exempt_uncapped | 2026-06-07T22:53:42.961284
C_Target_VRE | Secondary Techs | PWRWONINDNE | TotalAnnualMaxCapacityInvestment | 2036 | 9999 | exempt_uncapped | 2026-06-07T22:53:42.961284
C_Target_VRE | Secondary Techs | PWRWONINDNE | TotalAnnualMaxCapacityInvestment | 2037 | 9999 | exempt_uncapped | 2026-06-07T22:53:42.961284
C_Target_VRE | Secondary Techs | PWRWONINDNE | TotalAnnualMaxCapacityInvestment | 2038 | 9999 | exempt_uncapped | 2026-06-07T22:53:42.961284
C_Target_VRE | Secondary Techs | PWRWONINDNE | TotalAnnualMaxCapacityInvestment | 2039 | 9999 | exempt_uncapped | 2026-06-07T22:53:42.961284
C_Target_VRE | Secondary Techs | PWRWONINDNE | TotalAnnualMaxCapacityInvestment | 2040 | 9999 | exempt_uncapped | 2026-06-07T22:53:42.961284
C_Target_VRE | Secondary Techs | PWRWONINDNE | TotalAnnualMaxCapacityInvestment | 2041 | 9999 | exempt_uncapped | 2026-06-07T22:53:42.961284
C_Target_VRE | Secondary Techs | PWRWONINDNE | TotalAnnualMaxCapacityInvestment | 2042 | 9999 | exempt_uncapped | 2026-06-07T22:53:42.961284
C_Target_VRE | Secondary Techs | PWRWONINDNE | TotalAnnualMaxCapacityInvestment | 2043 | 9999 | exempt_uncapped | 2026-06-07T22:53:42.961284
C_Target_VRE | Secondary Techs | PWRWONINDNE | TotalAnnualMaxCapacityInvestment | 2044 | 9999 | exempt_uncapped | 2026-06-07T22:53:42.961284
C_Target_VRE | Secondary Techs | PWRWONINDNE | TotalAnnualMaxCapacityInvestment | 2045 | 9999 | exempt_uncapped | 2026-06-07T22:53:42.961284
C_Target_VRE | Secondary Techs | PWRWONINDNE | TotalAnnualMaxCapacityInvestment | 2046 | 9999 | exempt_uncapped | 2026-06-07T22:53:42.961284
C_Target_VRE | Secondary Techs | PWRWONINDNE | TotalAnnualMaxCapacityInvestment | 2047 | 9999 | exempt_uncapped | 2026-06-07T22:53:42.961284
C_Target_VRE | Secondary Techs | PWRWONINDNE | TotalAnnualMaxCapacityInvestment | 2048 | 9999 | exempt_uncapped | 2026-06-07T22:53:42.961284
C_Target_VRE | Secondary Techs | PWRWONINDNE | TotalAnnualMaxCapacityInvestment | 2049 | 9999 | exempt_uncapped | 2026-06-07T22:53:42.961284
C_Target_VRE | Secondary Techs | PWRWONINDNE | TotalAnnualMaxCapacityInvestment | 2050 | 9999 | exempt_uncapped | 2026-06-07T22:53:42.961284
C_Target_VRE | Secondary Techs | PWRSDSBGDXX | TotalAnnualMaxCapacityInvestment | 2023 | 9999 | exempt_maxcap_uncapped | 2026-06-07T22:53:42.961284
C_Target_VRE | Secondary Techs | PWRSDSBGDXX | TotalAnnualMaxCapacityInvestment | 2024 | 9999 | exempt_maxcap_uncapped | 2026-06-07T22:53:42.961284
C_Target_VRE | Secondary Techs | PWRSDSBGDXX | TotalAnnualMaxCapacityInvestment | 2025 | 9999 | exempt_maxcap_uncapped | 2026-06-07T22:53:42.961284
C_Target_VRE | Secondary Techs | PWRSDSBGDXX | TotalAnnualMaxCapacityInvestment | 2026 | 9999 | exempt_maxcap_uncapped | 2026-06-07T22:53:42.961284
C_Target_VRE | Secondary Techs | PWRSDSBGDXX | TotalAnnualMaxCapacityInvestment | 2027 | 9999 | exempt_maxcap_uncapped | 2026-06-07T22:53:42.961284
C_Target_VRE | Secondary Techs | PWRSDSBGDXX | TotalAnnualMaxCapacityInvestment | 2028 | 9999 | exempt_maxcap_uncapped | 2026-06-07T22:53:42.961284
C_Target_VRE | Secondary Techs | PWRSDSBGDXX | TotalAnnualMaxCapacityInvestment | 2029 | 9999 | exempt_maxcap_uncapped | 2026-06-07T22:53:42.961284
C_Target_VRE | Secondary Techs | PWRSDSBGDXX | TotalAnnualMaxCapacityInvestment | 2030 | 9999 | exempt_maxcap_uncapped | 2026-06-07T22:53:42.961284
C_Target_VRE | Secondary Techs | PWRSDSBGDXX | TotalAnnualMaxCapacityInvestment | 2031 | 9999 | exempt_maxcap_uncapped | 2026-06-07T22:53:42.961284
C_Target_VRE | Secondary Techs | PWRSDSBGDXX | TotalAnnualMaxCapacityInvestment | 2032 | 9999 | exempt_maxcap_uncapped | 2026-06-07T22:53:42.961284
C_Target_VRE | Secondary Techs | PWRSDSBGDXX | TotalAnnualMaxCapacityInvestment | 2033 | 9999 | exempt_maxcap_uncapped | 2026-06-07T22:53:42.961284
C_Target_VRE | Secondary Techs | PWRSDSBGDXX | TotalAnnualMaxCapacityInvestment | 2034 | 9999 | exempt_maxcap_uncapped | 2026-06-07T22:53:42.961284
C_Target_VRE | Secondary Techs | PWRSDSBGDXX | TotalAnnualMaxCapacityInvestment | 2035 | 9999 | exempt_maxcap_uncapped | 2026-06-07T22:53:42.961284
C_Target_VRE | Secondary Techs | PWRSDSBGDXX | TotalAnnualMaxCapacityInvestment | 2036 | 9999 | exempt_maxcap_uncapped | 2026-06-07T22:53:42.961284
C_Target_VRE | Secondary Techs | PWRSDSBGDXX | TotalAnnualMaxCapacityInvestment | 2037 | 9999 | exempt_maxcap_uncapped | 2026-06-07T22:53:42.961284
C_Target_VRE | Secondary Techs | PWRSDSBGDXX | TotalAnnualMaxCapacityInvestment | 2038 | 9999 | exempt_maxcap_uncapped | 2026-06-07T22:53:42.961284
C_Target_VRE | Secondary Techs | PWRSDSBGDXX | TotalAnnualMaxCapacityInvestment | 2039 | 9999 | exempt_maxcap_uncapped | 2026-06-07T22:53:42.961284
C_Target_VRE | Secondary Techs | PWRSDSBGDXX | TotalAnnualMaxCapacityInvestment | 2040 | 9999 | exempt_maxcap_uncapped | 2026-06-07T22:53:42.961284
C_Target_VRE | Secondary Techs | PWRSDSBGDXX | TotalAnnualMaxCapacityInvestment | 2041 | 9999 | exempt_maxcap_uncapped | 2026-06-07T22:53:42.961284
C_Target_VRE | Secondary Techs | PWRSDSBGDXX | TotalAnnualMaxCapacityInvestment | 2042 | 9999 | exempt_maxcap_uncapped | 2026-06-07T22:53:42.961284
C_Target_VRE | Secondary Techs | PWRSDSBGDXX | TotalAnnualMaxCapacityInvestment | 2043 | 9999 | exempt_maxcap_uncapped | 2026-06-07T22:53:42.961284
C_Target_VRE | Secondary Techs | PWRSDSBGDXX | TotalAnnualMaxCapacityInvestment | 2044 | 9999 | exempt_maxcap_uncapped | 2026-06-07T22:53:42.961284
C_Target_VRE | Secondary Techs | PWRSDSBGDXX | TotalAnnualMaxCapacityInvestment | 2045 | 9999 | exempt_maxcap_uncapped | 2026-06-07T22:53:42.961284
C_Target_VRE | Secondary Techs | PWRSDSBGDXX | TotalAnnualMaxCapacityInvestment | 2046 | 9999 | exempt_maxcap_uncapped | 2026-06-07T22:53:42.961284
C_Target_VRE | Secondary Techs | PWRSDSBGDXX | TotalAnnualMaxCapacityInvestment | 2047 | 9999 | exempt_maxcap_uncapped | 2026-06-07T22:53:42.961284
C_Target_VRE | Secondary Techs | PWRSDSBGDXX | TotalAnnualMaxCapacityInvestment | 2048 | 9999 | exempt_maxcap_uncapped | 2026-06-07T22:53:42.961284
C_Target_VRE | Secondary Techs | PWRSDSBGDXX | TotalAnnualMaxCapacityInvestment | 2049 | 9999 | exempt_maxcap_uncapped | 2026-06-07T22:53:42.961284
C_Target_VRE | Secondary Techs | PWRSDSBGDXX | TotalAnnualMaxCapacityInvestment | 2050 | 9999 | exempt_maxcap_uncapped | 2026-06-07T22:53:42.961284
C_Target_VRE | Secondary Techs | PWRSDSBGDXX | TotalAnnualMaxCapacityInvestment | 2023 | 9999 | exempt_uncapped | 2026-06-07T22:53:42.961284
C_Target_VRE | Secondary Techs | PWRSDSBGDXX | TotalAnnualMaxCapacityInvestment | 2024 | 9999 | exempt_uncapped | 2026-06-07T22:53:42.961284
C_Target_VRE | Secondary Techs | PWRSDSBGDXX | TotalAnnualMaxCapacityInvestment | 2025 | 9999 | exempt_uncapped | 2026-06-07T22:53:42.961284
C_Target_VRE | Secondary Techs | PWRSDSBGDXX | TotalAnnualMaxCapacityInvestment | 2026 | 9999 | exempt_uncapped | 2026-06-07T22:53:42.961284
C_Target_VRE | Secondary Techs | PWRSDSBGDXX | TotalAnnualMaxCapacityInvestment | 2027 | 9999 | exempt_uncapped | 2026-06-07T22:53:42.961284
C_Target_VRE | Secondary Techs | PWRSDSBGDXX | TotalAnnualMaxCapacityInvestment | 2028 | 9999 | exempt_uncapped | 2026-06-07T22:53:42.961284
C_Target_VRE | Secondary Techs | PWRSDSBGDXX | TotalAnnualMaxCapacityInvestment | 2029 | 9999 | exempt_uncapped | 2026-06-07T22:53:42.961284
C_Target_VRE | Secondary Techs | PWRSDSBGDXX | TotalAnnualMaxCapacityInvestment | 2030 | 9999 | exempt_uncapped | 2026-06-07T22:53:42.961284
C_Target_VRE | Secondary Techs | PWRSDSBGDXX | TotalAnnualMaxCapacityInvestment | 2031 | 9999 | exempt_uncapped | 2026-06-07T22:53:42.961284
C_Target_VRE | Secondary Techs | PWRSDSBGDXX | TotalAnnualMaxCapacityInvestment | 2032 | 9999 | exempt_uncapped | 2026-06-07T22:53:42.961284
C_Target_VRE | Secondary Techs | PWRSDSBGDXX | TotalAnnualMaxCapacityInvestment | 2033 | 9999 | exempt_uncapped | 2026-06-07T22:53:42.961284
C_Target_VRE | Secondary Techs | PWRSDSBGDXX | TotalAnnualMaxCapacityInvestment | 2034 | 9999 | exempt_uncapped | 2026-06-07T22:53:42.961284
C_Target_VRE | Secondary Techs | PWRSDSBGDXX | TotalAnnualMaxCapacityInvestment | 2035 | 9999 | exempt_uncapped | 2026-06-07T22:53:42.961284
C_Target_VRE | Secondary Techs | PWRSDSBGDXX | TotalAnnualMaxCapacityInvestment | 2036 | 9999 | exempt_uncapped | 2026-06-07T22:53:42.961284
C_Target_VRE | Secondary Techs | PWRSDSBGDXX | TotalAnnualMaxCapacityInvestment | 2037 | 9999 | exempt_uncapped | 2026-06-07T22:53:42.961284
C_Target_VRE | Secondary Techs | PWRSDSBGDXX | TotalAnnualMaxCapacityInvestment | 2038 | 9999 | exempt_uncapped | 2026-06-07T22:53:42.961284
C_Target_VRE | Secondary Techs | PWRSDSBGDXX | TotalAnnualMaxCapacityInvestment | 2039 | 9999 | exempt_uncapped | 2026-06-07T22:53:42.961284
C_Target_VRE | Secondary Techs | PWRSDSBGDXX | TotalAnnualMaxCapacityInvestment | 2040 | 9999 | exempt_uncapped | 2026-06-07T22:53:42.961284
C_Target_VRE | Secondary Techs | PWRSDSBGDXX | TotalAnnualMaxCapacityInvestment | 2041 | 9999 | exempt_uncapped | 2026-06-07T22:53:42.961284
C_Target_VRE | Secondary Techs | PWRSDSBGDXX | TotalAnnualMaxCapacityInvestment | 2042 | 9999 | exempt_uncapped | 2026-06-07T22:53:42.961284
C_Target_VRE | Secondary Techs | PWRSDSBGDXX | TotalAnnualMaxCapacityInvestment | 2043 | 9999 | exempt_uncapped | 2026-06-07T22:53:42.961284
C_Target_VRE | Secondary Techs | PWRSDSBGDXX | TotalAnnualMaxCapacityInvestment | 2044 | 9999 | exempt_uncapped | 2026-06-07T22:53:42.961284
C_Target_VRE | Secondary Techs | PWRSDSBGDXX | TotalAnnualMaxCapacityInvestment | 2045 | 9999 | exempt_uncapped | 2026-06-07T22:53:42.961284
C_Target_VRE | Secondary Techs | PWRSDSBGDXX | TotalAnnualMaxCapacityInvestment | 2046 | 9999 | exempt_uncapped | 2026-06-07T22:53:42.961284
C_Target_VRE | Secondary Techs | PWRSDSBGDXX | TotalAnnualMaxCapacityInvestment | 2047 | 9999 | exempt_uncapped | 2026-06-07T22:53:42.961284
C_Target_VRE | Secondary Techs | PWRSDSBGDXX | TotalAnnualMaxCapacityInvestment | 2048 | 9999 | exempt_uncapped | 2026-06-07T22:53:42.961284
C_Target_VRE | Secondary Techs | PWRSDSBGDXX | TotalAnnualMaxCapacityInvestment | 2049 | 9999 | exempt_uncapped | 2026-06-07T22:53:42.961284
C_Target_VRE | Secondary Techs | PWRSDSBGDXX | TotalAnnualMaxCapacityInvestment | 2050 | 9999 | exempt_uncapped | 2026-06-07T22:53:42.961284
C_Target_VRE | Secondary Techs | PWRBIOLKAXX | TotalAnnualMaxCapacityInvestment | 2023 | 0 | lid_floor_suppressed | 2026-06-07T22:53:42.961284
C_Target_VRE | Secondary Techs | PWRBIOLKAXX | TotalAnnualMaxCapacityInvestment | 2024 | 0.0035312 | lid_floor_suppressed | 2026-06-07T22:53:42.961284
C_Target_VRE | Secondary Techs | PWRBIOLKAXX | TotalAnnualMaxCapacityInvestment | 2025 | 0.0101 | untie_min_inv | 2026-06-07T22:53:42.961284
C_Target_VRE | Secondary Techs | PWRBIOLKAXX | TotalAnnualMaxCapacityInvestment | 2026 | 0.01515 | untie_min_inv | 2026-06-07T22:53:42.961284
C_Target_VRE | Secondary Techs | PWRBIOLKAXX | TotalAnnualMaxCapacityInvestment | 2027 | 0.0202 | untie_min_inv | 2026-06-07T22:53:42.961284
C_Target_VRE | Secondary Techs | PWRBIOLKAXX | TotalAnnualMaxCapacityInvestment | 2028 | 0.0202 | untie_min_inv | 2026-06-07T22:53:42.961284
C_Target_VRE | Secondary Techs | PWRBIOLKAXX | TotalAnnualMaxCapacityInvestment | 2029 | 0.0202 | untie_min_inv | 2026-06-07T22:53:42.961284
C_Target_VRE | Secondary Techs | PWRBIOLKAXX | TotalAnnualMaxCapacityInvestment | 2030 | 0.0202 | untie_min_inv | 2026-06-07T22:53:42.961284
C_Target_VRE | Secondary Techs | PWRBIOLKAXX | TotalAnnualMaxCapacityInvestment | 2031 | 0.0202 | untie_min_inv | 2026-06-07T22:53:42.961284
C_Target_VRE | Secondary Techs | PWRBIOLKAXX | TotalAnnualMaxCapacityInvestment | 2032 | 0.0029306 | lid_floor_suppressed | 2026-06-07T22:53:42.961284
C_Target_VRE | Secondary Techs | PWRBIOLKAXX | TotalAnnualMaxCapacityInvestment | 2033 | 0.0030334 | lid_floor_suppressed | 2026-06-07T22:53:42.961284
C_Target_VRE | Secondary Techs | PWRBIOLKAXX | TotalAnnualMaxCapacityInvestment | 2034 | 0.0031701 | lid_floor_suppressed | 2026-06-07T22:53:42.961284
C_Target_VRE | Secondary Techs | PWRBIOLKAXX | TotalAnnualMaxCapacityInvestment | 2035 | 0.0033665 | lid_floor_suppressed | 2026-06-07T22:53:42.961284
C_Target_VRE | Secondary Techs | PWRBIOLKAXX | TotalAnnualMaxCapacityInvestment | 2036 | 0.0036444 | lid_floor_suppressed | 2026-06-07T22:53:42.961284
C_Target_VRE | Secondary Techs | PWRBIOLKAXX | TotalAnnualMaxCapacityInvestment | 2037 | 0.0038603 | lid_floor_suppressed | 2026-06-07T22:53:42.961284
C_Target_VRE | Secondary Techs | PWRBIOLKAXX | TotalAnnualMaxCapacityInvestment | 2038 | 0.0040917 | lid_floor_suppressed | 2026-06-07T22:53:42.961284
C_Target_VRE | Secondary Techs | PWRBIOLKAXX | TotalAnnualMaxCapacityInvestment | 2039 | 0.0041588 | lid_floor_suppressed | 2026-06-07T22:53:42.961284
C_Target_VRE | Secondary Techs | PWRBIOLKAXX | TotalAnnualMaxCapacityInvestment | 2040 | 0.0043378 | lid_floor_suppressed | 2026-06-07T22:53:42.961284
C_Target_VRE | Secondary Techs | PWRBIOLKAXX | TotalAnnualMaxCapacityInvestment | 2041 | 0.0045377 | lid_floor_suppressed | 2026-06-07T22:53:42.961284
C_Target_VRE | Secondary Techs | PWRBIOLKAXX | TotalAnnualMaxCapacityInvestment | 2042 | 0.004546 | lid_floor_suppressed | 2026-06-07T22:53:42.961284
C_Target_VRE | Secondary Techs | PWRBIOLKAXX | TotalAnnualMaxCapacityInvestment | 2043 | 0.0046227 | lid_floor_suppressed | 2026-06-07T22:53:42.961284
C_Target_VRE | Secondary Techs | PWRBIOLKAXX | TotalAnnualMaxCapacityInvestment | 2044 | 0.0054573 | lid_adequacy_scaled | 2026-06-07T22:53:42.961284
C_Target_VRE | Secondary Techs | PWRBIOLKAXX | TotalAnnualMaxCapacityInvestment | 2045 | 0.0068595 | lid_adequacy_scaled | 2026-06-07T22:53:42.961284
C_Target_VRE | Secondary Techs | PWRBIOLKAXX | TotalAnnualMaxCapacityInvestment | 2046 | 0.0087641 | lid_adequacy_scaled | 2026-06-07T22:53:42.961284
C_Target_VRE | Secondary Techs | PWRBIOLKAXX | TotalAnnualMaxCapacityInvestment | 2047 | 0.010633 | lid_adequacy_scaled | 2026-06-07T22:53:42.961284
C_Target_VRE | Secondary Techs | PWRBIOLKAXX | TotalAnnualMaxCapacityInvestment | 2048 | 0.012366 | lid_adequacy_scaled | 2026-06-07T22:53:42.961284
C_Target_VRE | Secondary Techs | PWRBIOLKAXX | TotalAnnualMaxCapacityInvestment | 2049 | 0.014158 | lid_adequacy_scaled | 2026-06-07T22:53:42.961284
C_Target_VRE | Secondary Techs | PWRBIOLKAXX | TotalAnnualMaxCapacityInvestment | 2050 | 0.015958 | lid_adequacy_scaled | 2026-06-07T22:53:42.961284
C_Target_VRE | Secondary Techs | PWRLDSINDEA | TotalAnnualMaxCapacityInvestment | 2023 | 9999 | exempt_maxcap_uncapped | 2026-06-07T22:53:42.961284
C_Target_VRE | Secondary Techs | PWRLDSINDEA | TotalAnnualMaxCapacityInvestment | 2024 | 9999 | exempt_maxcap_uncapped | 2026-06-07T22:53:42.961284
C_Target_VRE | Secondary Techs | PWRLDSINDEA | TotalAnnualMaxCapacityInvestment | 2025 | 9999 | exempt_maxcap_uncapped | 2026-06-07T22:53:42.961284
C_Target_VRE | Secondary Techs | PWRLDSINDEA | TotalAnnualMaxCapacityInvestment | 2026 | 9999 | exempt_maxcap_uncapped | 2026-06-07T22:53:42.961284
C_Target_VRE | Secondary Techs | PWRLDSINDEA | TotalAnnualMaxCapacityInvestment | 2027 | 9999 | exempt_maxcap_uncapped | 2026-06-07T22:53:42.961284
C_Target_VRE | Secondary Techs | PWRLDSINDEA | TotalAnnualMaxCapacityInvestment | 2028 | 9999 | exempt_maxcap_uncapped | 2026-06-07T22:53:42.961284
C_Target_VRE | Secondary Techs | PWRLDSINDEA | TotalAnnualMaxCapacityInvestment | 2029 | 9999 | exempt_maxcap_uncapped | 2026-06-07T22:53:42.961284
C_Target_VRE | Secondary Techs | PWRLDSINDEA | TotalAnnualMaxCapacityInvestment | 2030 | 9999 | exempt_maxcap_uncapped | 2026-06-07T22:53:42.961284
C_Target_VRE | Secondary Techs | PWRLDSINDEA | TotalAnnualMaxCapacityInvestment | 2031 | 9999 | exempt_maxcap_uncapped | 2026-06-07T22:53:42.961284
C_Target_VRE | Secondary Techs | PWRLDSINDEA | TotalAnnualMaxCapacityInvestment | 2032 | 9999 | exempt_maxcap_uncapped | 2026-06-07T22:53:42.961284
C_Target_VRE | Secondary Techs | PWRLDSINDEA | TotalAnnualMaxCapacityInvestment | 2033 | 9999 | exempt_maxcap_uncapped | 2026-06-07T22:53:42.961284
C_Target_VRE | Secondary Techs | PWRLDSINDEA | TotalAnnualMaxCapacityInvestment | 2034 | 9999 | exempt_maxcap_uncapped | 2026-06-07T22:53:42.961284
C_Target_VRE | Secondary Techs | PWRLDSINDEA | TotalAnnualMaxCapacityInvestment | 2035 | 9999 | exempt_maxcap_uncapped | 2026-06-07T22:53:42.961284
C_Target_VRE | Secondary Techs | PWRLDSINDEA | TotalAnnualMaxCapacityInvestment | 2036 | 9999 | exempt_maxcap_uncapped | 2026-06-07T22:53:42.961284
C_Target_VRE | Secondary Techs | PWRLDSINDEA | TotalAnnualMaxCapacityInvestment | 2037 | 9999 | exempt_maxcap_uncapped | 2026-06-07T22:53:42.961284
C_Target_VRE | Secondary Techs | PWRLDSINDEA | TotalAnnualMaxCapacityInvestment | 2038 | 9999 | exempt_maxcap_uncapped | 2026-06-07T22:53:42.961284
C_Target_VRE | Secondary Techs | PWRLDSINDEA | TotalAnnualMaxCapacityInvestment | 2039 | 9999 | exempt_maxcap_uncapped | 2026-06-07T22:53:42.961284
C_Target_VRE | Secondary Techs | PWRLDSINDEA | TotalAnnualMaxCapacityInvestment | 2040 | 9999 | exempt_maxcap_uncapped | 2026-06-07T22:53:42.961284
C_Target_VRE | Secondary Techs | PWRLDSINDEA | TotalAnnualMaxCapacityInvestment | 2041 | 9999 | exempt_maxcap_uncapped | 2026-06-07T22:53:42.961284
C_Target_VRE | Secondary Techs | PWRLDSINDEA | TotalAnnualMaxCapacityInvestment | 2042 | 9999 | exempt_maxcap_uncapped | 2026-06-07T22:53:42.961284
C_Target_VRE | Secondary Techs | PWRLDSINDEA | TotalAnnualMaxCapacityInvestment | 2043 | 9999 | exempt_maxcap_uncapped | 2026-06-07T22:53:42.961284
C_Target_VRE | Secondary Techs | PWRLDSINDEA | TotalAnnualMaxCapacityInvestment | 2044 | 9999 | exempt_maxcap_uncapped | 2026-06-07T22:53:42.961284
C_Target_VRE | Secondary Techs | PWRLDSINDEA | TotalAnnualMaxCapacityInvestment | 2045 | 9999 | exempt_maxcap_uncapped | 2026-06-07T22:53:42.961284
C_Target_VRE | Secondary Techs | PWRLDSINDEA | TotalAnnualMaxCapacityInvestment | 2046 | 9999 | exempt_maxcap_uncapped | 2026-06-07T22:53:42.961284
C_Target_VRE | Secondary Techs | PWRLDSINDEA | TotalAnnualMaxCapacityInvestment | 2047 | 9999 | exempt_maxcap_uncapped | 2026-06-07T22:53:42.961284
C_Target_VRE | Secondary Techs | PWRLDSINDEA | TotalAnnualMaxCapacityInvestment | 2048 | 9999 | exempt_maxcap_uncapped | 2026-06-07T22:53:42.961284
C_Target_VRE | Secondary Techs | PWRLDSINDEA | TotalAnnualMaxCapacityInvestment | 2049 | 9999 | exempt_maxcap_uncapped | 2026-06-07T22:53:42.961284
C_Target_VRE | Secondary Techs | PWRLDSINDEA | TotalAnnualMaxCapacityInvestment | 2050 | 9999 | exempt_maxcap_uncapped | 2026-06-07T22:53:42.961284
C_Target_VRE | Secondary Techs | PWRLDSINDEA | TotalAnnualMaxCapacityInvestment | 2023 | 9999 | exempt_uncapped | 2026-06-07T22:53:42.961284
C_Target_VRE | Secondary Techs | PWRLDSINDEA | TotalAnnualMaxCapacityInvestment | 2024 | 9999 | exempt_uncapped | 2026-06-07T22:53:42.961284
C_Target_VRE | Secondary Techs | PWRLDSINDEA | TotalAnnualMaxCapacityInvestment | 2025 | 9999 | exempt_uncapped | 2026-06-07T22:53:42.961284
C_Target_VRE | Secondary Techs | PWRLDSINDEA | TotalAnnualMaxCapacityInvestment | 2026 | 9999 | exempt_uncapped | 2026-06-07T22:53:42.961284
C_Target_VRE | Secondary Techs | PWRLDSINDEA | TotalAnnualMaxCapacityInvestment | 2027 | 9999 | exempt_uncapped | 2026-06-07T22:53:42.961284
C_Target_VRE | Secondary Techs | PWRLDSINDEA | TotalAnnualMaxCapacityInvestment | 2028 | 9999 | exempt_uncapped | 2026-06-07T22:53:42.961284
C_Target_VRE | Secondary Techs | PWRLDSINDEA | TotalAnnualMaxCapacityInvestment | 2029 | 9999 | exempt_uncapped | 2026-06-07T22:53:42.961284
C_Target_VRE | Secondary Techs | PWRLDSINDEA | TotalAnnualMaxCapacityInvestment | 2030 | 9999 | exempt_uncapped | 2026-06-07T22:53:42.961284
C_Target_VRE | Secondary Techs | PWRLDSINDEA | TotalAnnualMaxCapacityInvestment | 2031 | 9999 | exempt_uncapped | 2026-06-07T22:53:42.961284
C_Target_VRE | Secondary Techs | PWRLDSINDEA | TotalAnnualMaxCapacityInvestment | 2032 | 9999 | exempt_uncapped | 2026-06-07T22:53:42.961284
C_Target_VRE | Secondary Techs | PWRLDSINDEA | TotalAnnualMaxCapacityInvestment | 2033 | 9999 | exempt_uncapped | 2026-06-07T22:53:42.961284
C_Target_VRE | Secondary Techs | PWRLDSINDEA | TotalAnnualMaxCapacityInvestment | 2034 | 9999 | exempt_uncapped | 2026-06-07T22:53:42.961284
C_Target_VRE | Secondary Techs | PWRLDSINDEA | TotalAnnualMaxCapacityInvestment | 2035 | 9999 | exempt_uncapped | 2026-06-07T22:53:42.961284
C_Target_VRE | Secondary Techs | PWRLDSINDEA | TotalAnnualMaxCapacityInvestment | 2036 | 9999 | exempt_uncapped | 2026-06-07T22:53:42.961284
C_Target_VRE | Secondary Techs | PWRLDSINDEA | TotalAnnualMaxCapacityInvestment | 2037 | 9999 | exempt_uncapped | 2026-06-07T22:53:42.961284
C_Target_VRE | Secondary Techs | PWRLDSINDEA | TotalAnnualMaxCapacityInvestment | 2038 | 9999 | exempt_uncapped | 2026-06-07T22:53:42.961284
C_Target_VRE | Secondary Techs | PWRLDSINDEA | TotalAnnualMaxCapacityInvestment | 2039 | 9999 | exempt_uncapped | 2026-06-07T22:53:42.961284
C_Target_VRE | Secondary Techs | PWRLDSINDEA | TotalAnnualMaxCapacityInvestment | 2040 | 9999 | exempt_uncapped | 2026-06-07T22:53:42.961284
C_Target_VRE | Secondary Techs | PWRLDSINDEA | TotalAnnualMaxCapacityInvestment | 2041 | 9999 | exempt_uncapped | 2026-06-07T22:53:42.961284
C_Target_VRE | Secondary Techs | PWRLDSINDEA | TotalAnnualMaxCapacityInvestment | 2042 | 9999 | exempt_uncapped | 2026-06-07T22:53:42.961284
C_Target_VRE | Secondary Techs | PWRLDSINDEA | TotalAnnualMaxCapacityInvestment | 2043 | 9999 | exempt_uncapped | 2026-06-07T22:53:42.961284
C_Target_VRE | Secondary Techs | PWRLDSINDEA | TotalAnnualMaxCapacityInvestment | 2044 | 9999 | exempt_uncapped | 2026-06-07T22:53:42.961284
C_Target_VRE | Secondary Techs | PWRLDSINDEA | TotalAnnualMaxCapacityInvestment | 2045 | 9999 | exempt_uncapped | 2026-06-07T22:53:42.961284
C_Target_VRE | Secondary Techs | PWRLDSINDEA | TotalAnnualMaxCapacityInvestment | 2046 | 9999 | exempt_uncapped | 2026-06-07T22:53:42.961284
C_Target_VRE | Secondary Techs | PWRLDSINDEA | TotalAnnualMaxCapacityInvestment | 2047 | 9999 | exempt_uncapped | 2026-06-07T22:53:42.961284
C_Target_VRE | Secondary Techs | PWRLDSINDEA | TotalAnnualMaxCapacityInvestment | 2048 | 9999 | exempt_uncapped | 2026-06-07T22:53:42.961284
C_Target_VRE | Secondary Techs | PWRLDSINDEA | TotalAnnualMaxCapacityInvestment | 2049 | 9999 | exempt_uncapped | 2026-06-07T22:53:42.961284
C_Target_VRE | Secondary Techs | PWRLDSINDEA | TotalAnnualMaxCapacityInvestment | 2050 | 9999 | exempt_uncapped | 2026-06-07T22:53:42.961284
C_Target_VRE | Secondary Techs | PWRBIOINDWE | TotalAnnualMaxCapacityInvestment | 2023 | 0 | lid_floor_suppressed | 2026-06-07T22:53:42.961284
C_Target_VRE | Secondary Techs | PWRBIOINDWE | TotalAnnualMaxCapacityInvestment | 2024 | 0.18692 | lid_fill | 2026-06-07T22:53:42.961284
C_Target_VRE | Secondary Techs | PWRBIOINDWE | TotalAnnualMaxCapacityInvestment | 2025 | 0.20453 | lid_fill | 2026-06-07T22:53:42.961284
C_Target_VRE | Secondary Techs | PWRBIOINDWE | TotalAnnualMaxCapacityInvestment | 2026 | 0.2306 | lid_fill | 2026-06-07T22:53:42.961284
C_Target_VRE | Secondary Techs | PWRBIOINDWE | TotalAnnualMaxCapacityInvestment | 2027 | 0.22238 | lid_fill | 2026-06-07T22:53:42.961284
C_Target_VRE | Secondary Techs | PWRBIOINDWE | TotalAnnualMaxCapacityInvestment | 2028 | 0.23039 | lid_family_capped | 2026-06-07T22:53:42.961284
C_Target_VRE | Secondary Techs | PWRBIOINDWE | TotalAnnualMaxCapacityInvestment | 2029 | 0.1974 | lid_family_capped | 2026-06-07T22:53:42.961284
C_Target_VRE | Secondary Techs | PWRBIOINDWE | TotalAnnualMaxCapacityInvestment | 2030 | 0.068973 | lid_floor_suppressed | 2026-06-07T22:53:42.961284
C_Target_VRE | Secondary Techs | PWRBIOINDWE | TotalAnnualMaxCapacityInvestment | 2031 | 0.056242 | lid_floor_suppressed | 2026-06-07T22:53:42.961284
C_Target_VRE | Secondary Techs | PWRBIOINDWE | TotalAnnualMaxCapacityInvestment | 2032 | 0.12335 | lid_family_capped | 2026-06-07T22:53:42.961284
C_Target_VRE | Secondary Techs | PWRBIOINDWE | TotalAnnualMaxCapacityInvestment | 2033 | 0.11432 | lid_family_capped | 2026-06-07T22:53:42.961284
C_Target_VRE | Secondary Techs | PWRBIOINDWE | TotalAnnualMaxCapacityInvestment | 2034 | 0.10528 | lid_family_capped | 2026-06-07T22:53:42.961284
C_Target_VRE | Secondary Techs | PWRBIOINDWE | TotalAnnualMaxCapacityInvestment | 2035 | 0.096249 | lid_floor_suppressed | 2026-06-07T22:53:42.961284
C_Target_VRE | Secondary Techs | PWRBIOINDWE | TotalAnnualMaxCapacityInvestment | 2036 | 0.087216 | lid_floor_suppressed | 2026-06-07T22:53:42.961284
C_Target_VRE | Secondary Techs | PWRBIOINDWE | TotalAnnualMaxCapacityInvestment | 2037 | 0.098202 | lid_floor_suppressed | 2026-06-07T22:53:42.961284
C_Target_VRE | Secondary Techs | PWRBIOINDWE | TotalAnnualMaxCapacityInvestment | 2038 | 0.088236 | lid_floor_suppressed | 2026-06-07T22:53:42.961284
C_Target_VRE | Secondary Techs | PWRBIOINDWE | TotalAnnualMaxCapacityInvestment | 2039 | 0.078271 | lid_floor_suppressed | 2026-06-07T22:53:42.961284
C_Target_VRE | Secondary Techs | PWRBIOINDWE | TotalAnnualMaxCapacityInvestment | 2040 | 0.068303 | lid_floor_suppressed | 2026-06-07T22:53:42.961284
C_Target_VRE | Secondary Techs | PWRBIOINDWE | TotalAnnualMaxCapacityInvestment | 2041 | 0.093652 | lid_adequacy_scaled | 2026-06-07T22:53:42.961284
C_Target_VRE | Secondary Techs | PWRBIOINDWE | TotalAnnualMaxCapacityInvestment | 2042 | 0.19157 | lid_adequacy_scaled | 2026-06-07T22:53:42.961284
C_Target_VRE | Secondary Techs | PWRBIOINDWE | TotalAnnualMaxCapacityInvestment | 2043 | 0.28831 | lid_adequacy_scaled | 2026-06-07T22:53:42.961284
C_Target_VRE | Secondary Techs | PWRBIOINDWE | TotalAnnualMaxCapacityInvestment | 2044 | 0.38518 | lid_adequacy_scaled | 2026-06-07T22:53:42.961284
C_Target_VRE | Secondary Techs | PWRBIOINDWE | TotalAnnualMaxCapacityInvestment | 2045 | 0.48169 | lid_adequacy_scaled | 2026-06-07T22:53:42.961284
C_Target_VRE | Secondary Techs | PWRBIOINDWE | TotalAnnualMaxCapacityInvestment | 2046 | 0.62174 | lid_adequacy_scaled | 2026-06-07T22:53:42.961284
C_Target_VRE | Secondary Techs | PWRBIOINDWE | TotalAnnualMaxCapacityInvestment | 2047 | 0.75817 | lid_adequacy_scaled | 2026-06-07T22:53:42.961284
C_Target_VRE | Secondary Techs | PWRBIOINDWE | TotalAnnualMaxCapacityInvestment | 2048 | 0.8896 | lid_adequacy_scaled | 2026-06-07T22:53:42.961284
C_Target_VRE | Secondary Techs | PWRBIOINDWE | TotalAnnualMaxCapacityInvestment | 2049 | 1.014 | lid_adequacy_scaled | 2026-06-07T22:53:42.961284
C_Target_VRE | Secondary Techs | PWRBIOINDWE | TotalAnnualMaxCapacityInvestment | 2050 | 1.1279 | lid_adequacy_scaled | 2026-06-07T22:53:42.961284
C_Target_VRE | Secondary Techs | PWRHYDNPLXX | TotalAnnualMaxCapacityInvestment | 2023 | 0.1 | lid_floor | 2026-06-07T22:53:42.961284
C_Target_VRE | Secondary Techs | PWRHYDNPLXX | TotalAnnualMaxCapacityInvestment | 2024 | 0.21819 | lid_fill | 2026-06-07T22:53:42.961284
C_Target_VRE | Secondary Techs | PWRHYDNPLXX | TotalAnnualMaxCapacityInvestment | 2025 | 0.54096 | untie_min_inv | 2026-06-07T22:53:42.961284
C_Target_VRE | Secondary Techs | PWRHYDNPLXX | TotalAnnualMaxCapacityInvestment | 2026 | 0.24251 | lid_fill | 2026-06-07T22:53:42.961284
C_Target_VRE | Secondary Techs | PWRHYDNPLXX | TotalAnnualMaxCapacityInvestment | 2027 | 0.25608 | lid_fill | 2026-06-07T22:53:42.961284
C_Target_VRE | Secondary Techs | PWRHYDNPLXX | TotalAnnualMaxCapacityInvestment | 2028 | 0.30074 | lid_relaxed | 2026-06-07T22:53:42.961284
C_Target_VRE | Secondary Techs | PWRHYDNPLXX | TotalAnnualMaxCapacityInvestment | 2029 | 0.33926 | lid_relaxed | 2026-06-07T22:53:42.961284
C_Target_VRE | Secondary Techs | PWRHYDNPLXX | TotalAnnualMaxCapacityInvestment | 2030 | 0.37864 | lid_relaxed | 2026-06-07T22:53:42.961284
C_Target_VRE | Secondary Techs | PWRHYDNPLXX | TotalAnnualMaxCapacityInvestment | 2031 | 0.42459 | lid_relaxed | 2026-06-07T22:53:42.961284
C_Target_VRE | Secondary Techs | PWRHYDNPLXX | TotalAnnualMaxCapacityInvestment | 2032 | 0.47572 | lid_relaxed | 2026-06-07T22:53:42.961284
C_Target_VRE | Secondary Techs | PWRHYDNPLXX | TotalAnnualMaxCapacityInvestment | 2033 | 0.53232 | lid_relaxed | 2026-06-07T22:53:42.961284
C_Target_VRE | Secondary Techs | PWRHYDNPLXX | TotalAnnualMaxCapacityInvestment | 2034 | 0.33244 | lid_relaxed | 2026-06-07T22:53:42.961284
C_Target_VRE | Secondary Techs | PWRHYDNPLXX | TotalAnnualMaxCapacityInvestment | 2035 | 0.343 | lid_relaxed | 2026-06-07T22:53:42.961284
C_Target_VRE | Secondary Techs | PWRHYDNPLXX | TotalAnnualMaxCapacityInvestment | 2036 | 0.35355 | lid_relaxed | 2026-06-07T22:53:42.961284
C_Target_VRE | Secondary Techs | PWRHYDNPLXX | TotalAnnualMaxCapacityInvestment | 2037 | 0.36402 | lid_relaxed | 2026-06-07T22:53:42.961284
C_Target_VRE | Secondary Techs | PWRHYDNPLXX | TotalAnnualMaxCapacityInvestment | 2038 | 0.37466 | lid_relaxed | 2026-06-07T22:53:42.961284
C_Target_VRE | Secondary Techs | PWRHYDNPLXX | TotalAnnualMaxCapacityInvestment | 2039 | 0.38521 | lid_relaxed | 2026-06-07T22:53:42.961284
C_Target_VRE | Secondary Techs | PWRHYDNPLXX | TotalAnnualMaxCapacityInvestment | 2040 | 0.39576 | lid_relaxed | 2026-06-07T22:53:42.961284
C_Target_VRE | Secondary Techs | PWRHYDNPLXX | TotalAnnualMaxCapacityInvestment | 2041 | 0.42215 | lid_relaxed | 2026-06-07T22:53:42.961284
C_Target_VRE | Secondary Techs | PWRHYDNPLXX | TotalAnnualMaxCapacityInvestment | 2042 | 0.44853 | lid_relaxed | 2026-06-07T22:53:42.961284
C_Target_VRE | Secondary Techs | PWRHYDNPLXX | TotalAnnualMaxCapacityInvestment | 2043 | 0.47492 | lid_relaxed | 2026-06-07T22:53:42.961284
C_Target_VRE | Secondary Techs | PWRHYDNPLXX | TotalAnnualMaxCapacityInvestment | 2044 | 0.5013 | lid_relaxed | 2026-06-07T22:53:42.961284
C_Target_VRE | Secondary Techs | PWRHYDNPLXX | TotalAnnualMaxCapacityInvestment | 2045 | 0.57691 | lid_adequacy_scaled | 2026-06-07T22:53:42.961284
C_Target_VRE | Secondary Techs | PWRHYDNPLXX | TotalAnnualMaxCapacityInvestment | 2046 | 0.78329 | lid_adequacy_scaled | 2026-06-07T22:53:42.961284
C_Target_VRE | Secondary Techs | PWRHYDNPLXX | TotalAnnualMaxCapacityInvestment | 2047 | 1.0038 | lid_adequacy_scaled | 2026-06-07T22:53:42.961284
C_Target_VRE | Secondary Techs | PWRHYDNPLXX | TotalAnnualMaxCapacityInvestment | 2048 | 1.2379 | lid_adequacy_scaled | 2026-06-07T22:53:42.961284
C_Target_VRE | Secondary Techs | PWRHYDNPLXX | TotalAnnualMaxCapacityInvestment | 2049 | 1.4855 | lid_adequacy_scaled | 2026-06-07T22:53:42.961284
C_Target_VRE | Secondary Techs | PWRHYDNPLXX | TotalAnnualMaxCapacityInvestment | 2050 | 1.7462 | lid_adequacy_scaled | 2026-06-07T22:53:42.961284
C_Target_VRE | Secondary Techs | PWRBIOINDNE | TotalAnnualMaxCapacityInvestment | 2023 | 0 | lid_floor_suppressed | 2026-06-07T22:53:42.961284
C_Target_VRE | Secondary Techs | PWRBIOINDNE | TotalAnnualMaxCapacityInvestment | 2024 | 0.00092517 | lid_floor_suppressed | 2026-06-07T22:53:42.961284
C_Target_VRE | Secondary Techs | PWRBIOINDNE | TotalAnnualMaxCapacityInvestment | 2025 | 0.00098372 | lid_floor_suppressed | 2026-06-07T22:53:42.961284
C_Target_VRE | Secondary Techs | PWRBIOINDNE | TotalAnnualMaxCapacityInvestment | 2026 | 0.0010796 | lid_floor_suppressed | 2026-06-07T22:53:42.961284
C_Target_VRE | Secondary Techs | PWRBIOINDNE | TotalAnnualMaxCapacityInvestment | 2027 | 0.0010837 | lid_floor_suppressed | 2026-06-07T22:53:42.961284
C_Target_VRE | Secondary Techs | PWRBIOINDNE | TotalAnnualMaxCapacityInvestment | 2028 | 0.0011399 | lid_floor_suppressed | 2026-06-07T22:53:42.961284
C_Target_VRE | Secondary Techs | PWRBIOINDNE | TotalAnnualMaxCapacityInvestment | 2029 | 0.00090318 | lid_floor_suppressed | 2026-06-07T22:53:42.961284
C_Target_VRE | Secondary Techs | PWRBIOINDNE | TotalAnnualMaxCapacityInvestment | 2030 | 0.00079976 | lid_floor_suppressed | 2026-06-07T22:53:42.961284
C_Target_VRE | Secondary Techs | PWRBIOINDNE | TotalAnnualMaxCapacityInvestment | 2031 | 0.00074245 | lid_floor_suppressed | 2026-06-07T22:53:42.961284
C_Target_VRE | Secondary Techs | PWRBIOINDNE | TotalAnnualMaxCapacityInvestment | 2032 | 0.00092269 | lid_floor_suppressed | 2026-06-07T22:53:42.961284
C_Target_VRE | Secondary Techs | PWRBIOINDNE | TotalAnnualMaxCapacityInvestment | 2033 | 0.00087989 | lid_floor_suppressed | 2026-06-07T22:53:42.961284
C_Target_VRE | Secondary Techs | PWRBIOINDNE | TotalAnnualMaxCapacityInvestment | 2034 | 0.0008371 | lid_floor_suppressed | 2026-06-07T22:53:42.961284
C_Target_VRE | Secondary Techs | PWRBIOINDNE | TotalAnnualMaxCapacityInvestment | 2035 | 0.0007943 | lid_floor_suppressed | 2026-06-07T22:53:42.961284
C_Target_VRE | Secondary Techs | PWRBIOINDNE | TotalAnnualMaxCapacityInvestment | 2036 | 0.0007515 | lid_floor_suppressed | 2026-06-07T22:53:42.961284
C_Target_VRE | Secondary Techs | PWRBIOINDNE | TotalAnnualMaxCapacityInvestment | 2037 | 0.00091565 | lid_floor_suppressed | 2026-06-07T22:53:42.961284
C_Target_VRE | Secondary Techs | PWRBIOINDNE | TotalAnnualMaxCapacityInvestment | 2038 | 0.00086549 | lid_floor_suppressed | 2026-06-07T22:53:42.961284
C_Target_VRE | Secondary Techs | PWRBIOINDNE | TotalAnnualMaxCapacityInvestment | 2039 | 0.00081515 | lid_floor_suppressed | 2026-06-07T22:53:42.961284
C_Target_VRE | Secondary Techs | PWRBIOINDNE | TotalAnnualMaxCapacityInvestment | 2040 | 0.00076518 | lid_floor_suppressed | 2026-06-07T22:53:42.961284
C_Target_VRE | Secondary Techs | PWRBIOINDNE | TotalAnnualMaxCapacityInvestment | 2041 | 0.00071502 | lid_floor_suppressed | 2026-06-07T22:53:42.961284
C_Target_VRE | Secondary Techs | PWRBIOINDNE | TotalAnnualMaxCapacityInvestment | 2042 | 0.00084847 | lid_floor_suppressed | 2026-06-07T22:53:42.961284
C_Target_VRE | Secondary Techs | PWRBIOINDNE | TotalAnnualMaxCapacityInvestment | 2043 | 0.0008576 | lid_floor_suppressed | 2026-06-07T22:53:42.961284
C_Target_VRE | Secondary Techs | PWRBIOINDNE | TotalAnnualMaxCapacityInvestment | 2044 | 0.00099394 | lid_adequacy_scaled | 2026-06-07T22:53:42.961284
C_Target_VRE | Secondary Techs | PWRBIOINDNE | TotalAnnualMaxCapacityInvestment | 2045 | 0.0012525 | lid_adequacy_scaled | 2026-06-07T22:53:42.961284
C_Target_VRE | Secondary Techs | PWRBIOINDNE | TotalAnnualMaxCapacityInvestment | 2046 | 0.0016094 | lid_adequacy_scaled | 2026-06-07T22:53:42.961284
C_Target_VRE | Secondary Techs | PWRBIOINDNE | TotalAnnualMaxCapacityInvestment | 2047 | 0.0019586 | lid_adequacy_scaled | 2026-06-07T22:53:42.961284
C_Target_VRE | Secondary Techs | PWRBIOINDNE | TotalAnnualMaxCapacityInvestment | 2048 | 0.0023003 | lid_adequacy_scaled | 2026-06-07T22:53:42.961284
C_Target_VRE | Secondary Techs | PWRBIOINDNE | TotalAnnualMaxCapacityInvestment | 2049 | 0.0026344 | lid_adequacy_scaled | 2026-06-07T22:53:42.961284
C_Target_VRE | Secondary Techs | PWRBIOINDNE | TotalAnnualMaxCapacityInvestment | 2050 | 0.0029611 | lid_adequacy_scaled | 2026-06-07T22:53:42.961284
C_Target_VRE | Secondary Techs | PWRWONNPLXX | TotalAnnualMaxCapacityInvestment | 2023 | 9999 | exempt_maxcap_uncapped | 2026-06-07T22:53:42.961284
C_Target_VRE | Secondary Techs | PWRWONNPLXX | TotalAnnualMaxCapacityInvestment | 2024 | 9999 | exempt_maxcap_uncapped | 2026-06-07T22:53:42.961284
C_Target_VRE | Secondary Techs | PWRWONNPLXX | TotalAnnualMaxCapacityInvestment | 2025 | 9999 | exempt_maxcap_uncapped | 2026-06-07T22:53:42.961284
C_Target_VRE | Secondary Techs | PWRWONNPLXX | TotalAnnualMaxCapacityInvestment | 2026 | 9999 | exempt_maxcap_uncapped | 2026-06-07T22:53:42.961284
C_Target_VRE | Secondary Techs | PWRWONNPLXX | TotalAnnualMaxCapacityInvestment | 2027 | 9999 | exempt_maxcap_uncapped | 2026-06-07T22:53:42.961284
C_Target_VRE | Secondary Techs | PWRWONNPLXX | TotalAnnualMaxCapacityInvestment | 2028 | 9999 | exempt_maxcap_uncapped | 2026-06-07T22:53:42.961284
C_Target_VRE | Secondary Techs | PWRWONNPLXX | TotalAnnualMaxCapacityInvestment | 2029 | 9999 | exempt_maxcap_uncapped | 2026-06-07T22:53:42.961284
C_Target_VRE | Secondary Techs | PWRWONNPLXX | TotalAnnualMaxCapacityInvestment | 2030 | 9999 | exempt_maxcap_uncapped | 2026-06-07T22:53:42.961284
C_Target_VRE | Secondary Techs | PWRWONNPLXX | TotalAnnualMaxCapacityInvestment | 2031 | 9999 | exempt_maxcap_uncapped | 2026-06-07T22:53:42.961284
C_Target_VRE | Secondary Techs | PWRWONNPLXX | TotalAnnualMaxCapacityInvestment | 2032 | 9999 | exempt_maxcap_uncapped | 2026-06-07T22:53:42.961284
C_Target_VRE | Secondary Techs | PWRWONNPLXX | TotalAnnualMaxCapacityInvestment | 2033 | 9999 | exempt_maxcap_uncapped | 2026-06-07T22:53:42.961284
C_Target_VRE | Secondary Techs | PWRWONNPLXX | TotalAnnualMaxCapacityInvestment | 2034 | 9999 | exempt_maxcap_uncapped | 2026-06-07T22:53:42.961284
C_Target_VRE | Secondary Techs | PWRWONNPLXX | TotalAnnualMaxCapacityInvestment | 2035 | 9999 | exempt_maxcap_uncapped | 2026-06-07T22:53:42.961284
C_Target_VRE | Secondary Techs | PWRWONNPLXX | TotalAnnualMaxCapacityInvestment | 2036 | 9999 | exempt_maxcap_uncapped | 2026-06-07T22:53:42.961284
C_Target_VRE | Secondary Techs | PWRWONNPLXX | TotalAnnualMaxCapacityInvestment | 2037 | 9999 | exempt_maxcap_uncapped | 2026-06-07T22:53:42.961284
C_Target_VRE | Secondary Techs | PWRWONNPLXX | TotalAnnualMaxCapacityInvestment | 2038 | 9999 | exempt_maxcap_uncapped | 2026-06-07T22:53:42.961284
C_Target_VRE | Secondary Techs | PWRWONNPLXX | TotalAnnualMaxCapacityInvestment | 2039 | 9999 | exempt_maxcap_uncapped | 2026-06-07T22:53:42.961284
C_Target_VRE | Secondary Techs | PWRWONNPLXX | TotalAnnualMaxCapacityInvestment | 2040 | 9999 | exempt_maxcap_uncapped | 2026-06-07T22:53:42.961284
C_Target_VRE | Secondary Techs | PWRWONNPLXX | TotalAnnualMaxCapacityInvestment | 2041 | 9999 | exempt_maxcap_uncapped | 2026-06-07T22:53:42.961284
C_Target_VRE | Secondary Techs | PWRWONNPLXX | TotalAnnualMaxCapacityInvestment | 2042 | 9999 | exempt_maxcap_uncapped | 2026-06-07T22:53:42.961284
C_Target_VRE | Secondary Techs | PWRWONNPLXX | TotalAnnualMaxCapacityInvestment | 2043 | 9999 | exempt_maxcap_uncapped | 2026-06-07T22:53:42.961284
C_Target_VRE | Secondary Techs | PWRWONNPLXX | TotalAnnualMaxCapacityInvestment | 2044 | 9999 | exempt_maxcap_uncapped | 2026-06-07T22:53:42.961284
C_Target_VRE | Secondary Techs | PWRWONNPLXX | TotalAnnualMaxCapacityInvestment | 2045 | 9999 | exempt_maxcap_uncapped | 2026-06-07T22:53:42.961284
C_Target_VRE | Secondary Techs | PWRWONNPLXX | TotalAnnualMaxCapacityInvestment | 2046 | 9999 | exempt_maxcap_uncapped | 2026-06-07T22:53:42.961284
C_Target_VRE | Secondary Techs | PWRWONNPLXX | TotalAnnualMaxCapacityInvestment | 2047 | 9999 | exempt_maxcap_uncapped | 2026-06-07T22:53:42.961284
C_Target_VRE | Secondary Techs | PWRWONNPLXX | TotalAnnualMaxCapacityInvestment | 2048 | 9999 | exempt_maxcap_uncapped | 2026-06-07T22:53:42.961284
C_Target_VRE | Secondary Techs | PWRWONNPLXX | TotalAnnualMaxCapacityInvestment | 2049 | 9999 | exempt_maxcap_uncapped | 2026-06-07T22:53:42.961284
C_Target_VRE | Secondary Techs | PWRWONNPLXX | TotalAnnualMaxCapacityInvestment | 2050 | 9999 | exempt_maxcap_uncapped | 2026-06-07T22:53:42.961284
C_Target_VRE | Secondary Techs | PWRWONNPLXX | TotalAnnualMaxCapacityInvestment | 2023 | 9999 | exempt_uncapped | 2026-06-07T22:53:42.961284
C_Target_VRE | Secondary Techs | PWRWONNPLXX | TotalAnnualMaxCapacityInvestment | 2024 | 9999 | exempt_uncapped | 2026-06-07T22:53:42.961284
C_Target_VRE | Secondary Techs | PWRWONNPLXX | TotalAnnualMaxCapacityInvestment | 2025 | 9999 | exempt_uncapped | 2026-06-07T22:53:42.961284
C_Target_VRE | Secondary Techs | PWRWONNPLXX | TotalAnnualMaxCapacityInvestment | 2026 | 9999 | exempt_uncapped | 2026-06-07T22:53:42.961284
C_Target_VRE | Secondary Techs | PWRWONNPLXX | TotalAnnualMaxCapacityInvestment | 2027 | 9999 | exempt_uncapped | 2026-06-07T22:53:42.961284
C_Target_VRE | Secondary Techs | PWRWONNPLXX | TotalAnnualMaxCapacityInvestment | 2028 | 9999 | exempt_uncapped | 2026-06-07T22:53:42.961284
C_Target_VRE | Secondary Techs | PWRWONNPLXX | TotalAnnualMaxCapacityInvestment | 2029 | 9999 | exempt_uncapped | 2026-06-07T22:53:42.961284
C_Target_VRE | Secondary Techs | PWRWONNPLXX | TotalAnnualMaxCapacityInvestment | 2030 | 9999 | exempt_uncapped | 2026-06-07T22:53:42.961284
C_Target_VRE | Secondary Techs | PWRWONNPLXX | TotalAnnualMaxCapacityInvestment | 2031 | 9999 | exempt_uncapped | 2026-06-07T22:53:42.961284
C_Target_VRE | Secondary Techs | PWRWONNPLXX | TotalAnnualMaxCapacityInvestment | 2032 | 9999 | exempt_uncapped | 2026-06-07T22:53:42.961284
C_Target_VRE | Secondary Techs | PWRWONNPLXX | TotalAnnualMaxCapacityInvestment | 2033 | 9999 | exempt_uncapped | 2026-06-07T22:53:42.961284
C_Target_VRE | Secondary Techs | PWRWONNPLXX | TotalAnnualMaxCapacityInvestment | 2034 | 9999 | exempt_uncapped | 2026-06-07T22:53:42.961284
C_Target_VRE | Secondary Techs | PWRWONNPLXX | TotalAnnualMaxCapacityInvestment | 2035 | 9999 | exempt_uncapped | 2026-06-07T22:53:42.961284
C_Target_VRE | Secondary Techs | PWRWONNPLXX | TotalAnnualMaxCapacityInvestment | 2036 | 9999 | exempt_uncapped | 2026-06-07T22:53:42.961284
C_Target_VRE | Secondary Techs | PWRWONNPLXX | TotalAnnualMaxCapacityInvestment | 2037 | 9999 | exempt_uncapped | 2026-06-07T22:53:42.961284
C_Target_VRE | Secondary Techs | PWRWONNPLXX | TotalAnnualMaxCapacityInvestment | 2038 | 9999 | exempt_uncapped | 2026-06-07T22:53:42.961284
C_Target_VRE | Secondary Techs | PWRWONNPLXX | TotalAnnualMaxCapacityInvestment | 2039 | 9999 | exempt_uncapped | 2026-06-07T22:53:42.961284
C_Target_VRE | Secondary Techs | PWRWONNPLXX | TotalAnnualMaxCapacityInvestment | 2040 | 9999 | exempt_uncapped | 2026-06-07T22:53:42.961284
C_Target_VRE | Secondary Techs | PWRWONNPLXX | TotalAnnualMaxCapacityInvestment | 2041 | 9999 | exempt_uncapped | 2026-06-07T22:53:42.961284
C_Target_VRE | Secondary Techs | PWRWONNPLXX | TotalAnnualMaxCapacityInvestment | 2042 | 9999 | exempt_uncapped | 2026-06-07T22:53:42.961284
C_Target_VRE | Secondary Techs | PWRWONNPLXX | TotalAnnualMaxCapacityInvestment | 2043 | 9999 | exempt_uncapped | 2026-06-07T22:53:42.961284
C_Target_VRE | Secondary Techs | PWRWONNPLXX | TotalAnnualMaxCapacityInvestment | 2044 | 9999 | exempt_uncapped | 2026-06-07T22:53:42.961284
C_Target_VRE | Secondary Techs | PWRWONNPLXX | TotalAnnualMaxCapacityInvestment | 2045 | 9999 | exempt_uncapped | 2026-06-07T22:53:42.961284
C_Target_VRE | Secondary Techs | PWRWONNPLXX | TotalAnnualMaxCapacityInvestment | 2046 | 9999 | exempt_uncapped | 2026-06-07T22:53:42.961284
C_Target_VRE | Secondary Techs | PWRWONNPLXX | TotalAnnualMaxCapacityInvestment | 2047 | 9999 | exempt_uncapped | 2026-06-07T22:53:42.961284
C_Target_VRE | Secondary Techs | PWRWONNPLXX | TotalAnnualMaxCapacityInvestment | 2048 | 9999 | exempt_uncapped | 2026-06-07T22:53:42.961284
C_Target_VRE | Secondary Techs | PWRWONNPLXX | TotalAnnualMaxCapacityInvestment | 2049 | 9999 | exempt_uncapped | 2026-06-07T22:53:42.961284
C_Target_VRE | Secondary Techs | PWRWONNPLXX | TotalAnnualMaxCapacityInvestment | 2050 | 9999 | exempt_uncapped | 2026-06-07T22:53:42.961284
C_Target_VRE | Secondary Techs | PWRSDSBTNXX | TotalAnnualMaxCapacityInvestment | 2023 | 9999 | exempt_maxcap_uncapped | 2026-06-07T22:53:42.961284
C_Target_VRE | Secondary Techs | PWRSDSBTNXX | TotalAnnualMaxCapacityInvestment | 2024 | 9999 | exempt_maxcap_uncapped | 2026-06-07T22:53:42.961284
C_Target_VRE | Secondary Techs | PWRSDSBTNXX | TotalAnnualMaxCapacityInvestment | 2025 | 9999 | exempt_maxcap_uncapped | 2026-06-07T22:53:42.961284
C_Target_VRE | Secondary Techs | PWRSDSBTNXX | TotalAnnualMaxCapacityInvestment | 2026 | 9999 | exempt_maxcap_uncapped | 2026-06-07T22:53:42.961284
C_Target_VRE | Secondary Techs | PWRSDSBTNXX | TotalAnnualMaxCapacityInvestment | 2027 | 9999 | exempt_maxcap_uncapped | 2026-06-07T22:53:42.961284
C_Target_VRE | Secondary Techs | PWRSDSBTNXX | TotalAnnualMaxCapacityInvestment | 2028 | 9999 | exempt_maxcap_uncapped | 2026-06-07T22:53:42.961284
C_Target_VRE | Secondary Techs | PWRSDSBTNXX | TotalAnnualMaxCapacityInvestment | 2029 | 9999 | exempt_maxcap_uncapped | 2026-06-07T22:53:42.961284
C_Target_VRE | Secondary Techs | PWRSDSBTNXX | TotalAnnualMaxCapacityInvestment | 2030 | 9999 | exempt_maxcap_uncapped | 2026-06-07T22:53:42.961284
C_Target_VRE | Secondary Techs | PWRSDSBTNXX | TotalAnnualMaxCapacityInvestment | 2031 | 9999 | exempt_maxcap_uncapped | 2026-06-07T22:53:42.961284
C_Target_VRE | Secondary Techs | PWRSDSBTNXX | TotalAnnualMaxCapacityInvestment | 2032 | 9999 | exempt_maxcap_uncapped | 2026-06-07T22:53:42.961284
C_Target_VRE | Secondary Techs | PWRSDSBTNXX | TotalAnnualMaxCapacityInvestment | 2033 | 9999 | exempt_maxcap_uncapped | 2026-06-07T22:53:42.961284
C_Target_VRE | Secondary Techs | PWRSDSBTNXX | TotalAnnualMaxCapacityInvestment | 2034 | 9999 | exempt_maxcap_uncapped | 2026-06-07T22:53:42.961284
C_Target_VRE | Secondary Techs | PWRSDSBTNXX | TotalAnnualMaxCapacityInvestment | 2035 | 9999 | exempt_maxcap_uncapped | 2026-06-07T22:53:42.961284
C_Target_VRE | Secondary Techs | PWRSDSBTNXX | TotalAnnualMaxCapacityInvestment | 2036 | 9999 | exempt_maxcap_uncapped | 2026-06-07T22:53:42.961284
C_Target_VRE | Secondary Techs | PWRSDSBTNXX | TotalAnnualMaxCapacityInvestment | 2037 | 9999 | exempt_maxcap_uncapped | 2026-06-07T22:53:42.961284
C_Target_VRE | Secondary Techs | PWRSDSBTNXX | TotalAnnualMaxCapacityInvestment | 2038 | 9999 | exempt_maxcap_uncapped | 2026-06-07T22:53:42.961284
C_Target_VRE | Secondary Techs | PWRSDSBTNXX | TotalAnnualMaxCapacityInvestment | 2039 | 9999 | exempt_maxcap_uncapped | 2026-06-07T22:53:42.961284
C_Target_VRE | Secondary Techs | PWRSDSBTNXX | TotalAnnualMaxCapacityInvestment | 2040 | 9999 | exempt_maxcap_uncapped | 2026-06-07T22:53:42.961284
C_Target_VRE | Secondary Techs | PWRSDSBTNXX | TotalAnnualMaxCapacityInvestment | 2041 | 9999 | exempt_maxcap_uncapped | 2026-06-07T22:53:42.961284
C_Target_VRE | Secondary Techs | PWRSDSBTNXX | TotalAnnualMaxCapacityInvestment | 2042 | 9999 | exempt_maxcap_uncapped | 2026-06-07T22:53:42.961284
C_Target_VRE | Secondary Techs | PWRSDSBTNXX | TotalAnnualMaxCapacityInvestment | 2043 | 9999 | exempt_maxcap_uncapped | 2026-06-07T22:53:42.961284
C_Target_VRE | Secondary Techs | PWRSDSBTNXX | TotalAnnualMaxCapacityInvestment | 2044 | 9999 | exempt_maxcap_uncapped | 2026-06-07T22:53:42.961284
C_Target_VRE | Secondary Techs | PWRSDSBTNXX | TotalAnnualMaxCapacityInvestment | 2045 | 9999 | exempt_maxcap_uncapped | 2026-06-07T22:53:42.961284
C_Target_VRE | Secondary Techs | PWRSDSBTNXX | TotalAnnualMaxCapacityInvestment | 2046 | 9999 | exempt_maxcap_uncapped | 2026-06-07T22:53:42.961284
C_Target_VRE | Secondary Techs | PWRSDSBTNXX | TotalAnnualMaxCapacityInvestment | 2047 | 9999 | exempt_maxcap_uncapped | 2026-06-07T22:53:42.961284
C_Target_VRE | Secondary Techs | PWRSDSBTNXX | TotalAnnualMaxCapacityInvestment | 2048 | 9999 | exempt_maxcap_uncapped | 2026-06-07T22:53:42.961284
C_Target_VRE | Secondary Techs | PWRSDSBTNXX | TotalAnnualMaxCapacityInvestment | 2049 | 9999 | exempt_maxcap_uncapped | 2026-06-07T22:53:42.961284
C_Target_VRE | Secondary Techs | PWRSDSBTNXX | TotalAnnualMaxCapacityInvestment | 2050 | 9999 | exempt_maxcap_uncapped | 2026-06-07T22:53:42.961284
C_Target_VRE | Secondary Techs | PWRSDSBTNXX | TotalAnnualMaxCapacityInvestment | 2023 | 9999 | exempt_uncapped | 2026-06-07T22:53:42.961284
C_Target_VRE | Secondary Techs | PWRSDSBTNXX | TotalAnnualMaxCapacityInvestment | 2024 | 9999 | exempt_uncapped | 2026-06-07T22:53:42.961284
C_Target_VRE | Secondary Techs | PWRSDSBTNXX | TotalAnnualMaxCapacityInvestment | 2025 | 9999 | exempt_uncapped | 2026-06-07T22:53:42.961284
C_Target_VRE | Secondary Techs | PWRSDSBTNXX | TotalAnnualMaxCapacityInvestment | 2026 | 9999 | exempt_uncapped | 2026-06-07T22:53:42.961284
C_Target_VRE | Secondary Techs | PWRSDSBTNXX | TotalAnnualMaxCapacityInvestment | 2027 | 9999 | exempt_uncapped | 2026-06-07T22:53:42.961284
C_Target_VRE | Secondary Techs | PWRSDSBTNXX | TotalAnnualMaxCapacityInvestment | 2028 | 9999 | exempt_uncapped | 2026-06-07T22:53:42.961284
C_Target_VRE | Secondary Techs | PWRSDSBTNXX | TotalAnnualMaxCapacityInvestment | 2029 | 9999 | exempt_uncapped | 2026-06-07T22:53:42.961284
C_Target_VRE | Secondary Techs | PWRSDSBTNXX | TotalAnnualMaxCapacityInvestment | 2030 | 9999 | exempt_uncapped | 2026-06-07T22:53:42.961284
C_Target_VRE | Secondary Techs | PWRSDSBTNXX | TotalAnnualMaxCapacityInvestment | 2031 | 9999 | exempt_uncapped | 2026-06-07T22:53:42.961284
C_Target_VRE | Secondary Techs | PWRSDSBTNXX | TotalAnnualMaxCapacityInvestment | 2032 | 9999 | exempt_uncapped | 2026-06-07T22:53:42.961284
C_Target_VRE | Secondary Techs | PWRSDSBTNXX | TotalAnnualMaxCapacityInvestment | 2033 | 9999 | exempt_uncapped | 2026-06-07T22:53:42.961284
C_Target_VRE | Secondary Techs | PWRSDSBTNXX | TotalAnnualMaxCapacityInvestment | 2034 | 9999 | exempt_uncapped | 2026-06-07T22:53:42.961284
C_Target_VRE | Secondary Techs | PWRSDSBTNXX | TotalAnnualMaxCapacityInvestment | 2035 | 9999 | exempt_uncapped | 2026-06-07T22:53:42.961284
C_Target_VRE | Secondary Techs | PWRSDSBTNXX | TotalAnnualMaxCapacityInvestment | 2036 | 9999 | exempt_uncapped | 2026-06-07T22:53:42.961284
C_Target_VRE | Secondary Techs | PWRSDSBTNXX | TotalAnnualMaxCapacityInvestment | 2037 | 9999 | exempt_uncapped | 2026-06-07T22:53:42.961284
C_Target_VRE | Secondary Techs | PWRSDSBTNXX | TotalAnnualMaxCapacityInvestment | 2038 | 9999 | exempt_uncapped | 2026-06-07T22:53:42.961284
C_Target_VRE | Secondary Techs | PWRSDSBTNXX | TotalAnnualMaxCapacityInvestment | 2039 | 9999 | exempt_uncapped | 2026-06-07T22:53:42.961284
C_Target_VRE | Secondary Techs | PWRSDSBTNXX | TotalAnnualMaxCapacityInvestment | 2040 | 9999 | exempt_uncapped | 2026-06-07T22:53:42.961284
C_Target_VRE | Secondary Techs | PWRSDSBTNXX | TotalAnnualMaxCapacityInvestment | 2041 | 9999 | exempt_uncapped | 2026-06-07T22:53:42.961284
C_Target_VRE | Secondary Techs | PWRSDSBTNXX | TotalAnnualMaxCapacityInvestment | 2042 | 9999 | exempt_uncapped | 2026-06-07T22:53:42.961284
C_Target_VRE | Secondary Techs | PWRSDSBTNXX | TotalAnnualMaxCapacityInvestment | 2043 | 9999 | exempt_uncapped | 2026-06-07T22:53:42.961284
C_Target_VRE | Secondary Techs | PWRSDSBTNXX | TotalAnnualMaxCapacityInvestment | 2044 | 9999 | exempt_uncapped | 2026-06-07T22:53:42.961284
C_Target_VRE | Secondary Techs | PWRSDSBTNXX | TotalAnnualMaxCapacityInvestment | 2045 | 9999 | exempt_uncapped | 2026-06-07T22:53:42.961284
C_Target_VRE | Secondary Techs | PWRSDSBTNXX | TotalAnnualMaxCapacityInvestment | 2046 | 9999 | exempt_uncapped | 2026-06-07T22:53:42.961284
C_Target_VRE | Secondary Techs | PWRSDSBTNXX | TotalAnnualMaxCapacityInvestment | 2047 | 9999 | exempt_uncapped | 2026-06-07T22:53:42.961284
C_Target_VRE | Secondary Techs | PWRSDSBTNXX | TotalAnnualMaxCapacityInvestment | 2048 | 9999 | exempt_uncapped | 2026-06-07T22:53:42.961284
C_Target_VRE | Secondary Techs | PWRSDSBTNXX | TotalAnnualMaxCapacityInvestment | 2049 | 9999 | exempt_uncapped | 2026-06-07T22:53:42.961284
C_Target_VRE | Secondary Techs | PWRSDSBTNXX | TotalAnnualMaxCapacityInvestment | 2050 | 9999 | exempt_uncapped | 2026-06-07T22:53:42.961284
C_Target_VRE | Secondary Techs | PWRSDSINDSO | TotalAnnualMaxCapacityInvestment | 2023 | 9999 | exempt_maxcap_uncapped | 2026-06-07T22:53:42.961284
C_Target_VRE | Secondary Techs | PWRSDSINDSO | TotalAnnualMaxCapacityInvestment | 2024 | 9999 | exempt_maxcap_uncapped | 2026-06-07T22:53:42.961284
C_Target_VRE | Secondary Techs | PWRSDSINDSO | TotalAnnualMaxCapacityInvestment | 2025 | 9999 | exempt_maxcap_uncapped | 2026-06-07T22:53:42.961284
C_Target_VRE | Secondary Techs | PWRSDSINDSO | TotalAnnualMaxCapacityInvestment | 2026 | 9999 | exempt_maxcap_uncapped | 2026-06-07T22:53:42.961284
C_Target_VRE | Secondary Techs | PWRSDSINDSO | TotalAnnualMaxCapacityInvestment | 2027 | 9999 | exempt_maxcap_uncapped | 2026-06-07T22:53:42.961284
C_Target_VRE | Secondary Techs | PWRSDSINDSO | TotalAnnualMaxCapacityInvestment | 2028 | 9999 | exempt_maxcap_uncapped | 2026-06-07T22:53:42.961284
C_Target_VRE | Secondary Techs | PWRSDSINDSO | TotalAnnualMaxCapacityInvestment | 2029 | 9999 | exempt_maxcap_uncapped | 2026-06-07T22:53:42.961284
C_Target_VRE | Secondary Techs | PWRSDSINDSO | TotalAnnualMaxCapacityInvestment | 2030 | 9999 | exempt_maxcap_uncapped | 2026-06-07T22:53:42.961284
C_Target_VRE | Secondary Techs | PWRSDSINDSO | TotalAnnualMaxCapacityInvestment | 2031 | 9999 | exempt_maxcap_uncapped | 2026-06-07T22:53:42.961284
C_Target_VRE | Secondary Techs | PWRSDSINDSO | TotalAnnualMaxCapacityInvestment | 2032 | 9999 | exempt_maxcap_uncapped | 2026-06-07T22:53:42.961284
C_Target_VRE | Secondary Techs | PWRSDSINDSO | TotalAnnualMaxCapacityInvestment | 2033 | 9999 | exempt_maxcap_uncapped | 2026-06-07T22:53:42.961284
C_Target_VRE | Secondary Techs | PWRSDSINDSO | TotalAnnualMaxCapacityInvestment | 2034 | 9999 | exempt_maxcap_uncapped | 2026-06-07T22:53:42.961284
C_Target_VRE | Secondary Techs | PWRSDSINDSO | TotalAnnualMaxCapacityInvestment | 2035 | 9999 | exempt_maxcap_uncapped | 2026-06-07T22:53:42.961284
C_Target_VRE | Secondary Techs | PWRSDSINDSO | TotalAnnualMaxCapacityInvestment | 2036 | 9999 | exempt_maxcap_uncapped | 2026-06-07T22:53:42.961284
C_Target_VRE | Secondary Techs | PWRSDSINDSO | TotalAnnualMaxCapacityInvestment | 2037 | 9999 | exempt_maxcap_uncapped | 2026-06-07T22:53:42.961284
C_Target_VRE | Secondary Techs | PWRSDSINDSO | TotalAnnualMaxCapacityInvestment | 2038 | 9999 | exempt_maxcap_uncapped | 2026-06-07T22:53:42.961284
C_Target_VRE | Secondary Techs | PWRSDSINDSO | TotalAnnualMaxCapacityInvestment | 2039 | 9999 | exempt_maxcap_uncapped | 2026-06-07T22:53:42.961284
C_Target_VRE | Secondary Techs | PWRSDSINDSO | TotalAnnualMaxCapacityInvestment | 2040 | 9999 | exempt_maxcap_uncapped | 2026-06-07T22:53:42.961284
C_Target_VRE | Secondary Techs | PWRSDSINDSO | TotalAnnualMaxCapacityInvestment | 2041 | 9999 | exempt_maxcap_uncapped | 2026-06-07T22:53:42.961284
C_Target_VRE | Secondary Techs | PWRSDSINDSO | TotalAnnualMaxCapacityInvestment | 2042 | 9999 | exempt_maxcap_uncapped | 2026-06-07T22:53:42.961284
C_Target_VRE | Secondary Techs | PWRSDSINDSO | TotalAnnualMaxCapacityInvestment | 2043 | 9999 | exempt_maxcap_uncapped | 2026-06-07T22:53:42.961284
C_Target_VRE | Secondary Techs | PWRSDSINDSO | TotalAnnualMaxCapacityInvestment | 2044 | 9999 | exempt_maxcap_uncapped | 2026-06-07T22:53:42.961284
C_Target_VRE | Secondary Techs | PWRSDSINDSO | TotalAnnualMaxCapacityInvestment | 2045 | 9999 | exempt_maxcap_uncapped | 2026-06-07T22:53:42.961284
C_Target_VRE | Secondary Techs | PWRSDSINDSO | TotalAnnualMaxCapacityInvestment | 2046 | 9999 | exempt_maxcap_uncapped | 2026-06-07T22:53:42.961284
C_Target_VRE | Secondary Techs | PWRSDSINDSO | TotalAnnualMaxCapacityInvestment | 2047 | 9999 | exempt_maxcap_uncapped | 2026-06-07T22:53:42.961284
C_Target_VRE | Secondary Techs | PWRSDSINDSO | TotalAnnualMaxCapacityInvestment | 2048 | 9999 | exempt_maxcap_uncapped | 2026-06-07T22:53:42.961284
C_Target_VRE | Secondary Techs | PWRSDSINDSO | TotalAnnualMaxCapacityInvestment | 2049 | 9999 | exempt_maxcap_uncapped | 2026-06-07T22:53:42.961284
C_Target_VRE | Secondary Techs | PWRSDSINDSO | TotalAnnualMaxCapacityInvestment | 2050 | 9999 | exempt_maxcap_uncapped | 2026-06-07T22:53:42.961284
C_Target_VRE | Secondary Techs | PWRSDSINDSO | TotalAnnualMaxCapacityInvestment | 2023 | 9999 | exempt_uncapped | 2026-06-07T22:53:42.961284
C_Target_VRE | Secondary Techs | PWRSDSINDSO | TotalAnnualMaxCapacityInvestment | 2024 | 9999 | exempt_uncapped | 2026-06-07T22:53:42.961284
C_Target_VRE | Secondary Techs | PWRSDSINDSO | TotalAnnualMaxCapacityInvestment | 2025 | 9999 | exempt_uncapped | 2026-06-07T22:53:42.961284
C_Target_VRE | Secondary Techs | PWRSDSINDSO | TotalAnnualMaxCapacityInvestment | 2026 | 9999 | exempt_uncapped | 2026-06-07T22:53:42.961284
C_Target_VRE | Secondary Techs | PWRSDSINDSO | TotalAnnualMaxCapacityInvestment | 2027 | 9999 | exempt_uncapped | 2026-06-07T22:53:42.961284
C_Target_VRE | Secondary Techs | PWRSDSINDSO | TotalAnnualMaxCapacityInvestment | 2028 | 9999 | exempt_uncapped | 2026-06-07T22:53:42.961284
C_Target_VRE | Secondary Techs | PWRSDSINDSO | TotalAnnualMaxCapacityInvestment | 2029 | 9999 | exempt_uncapped | 2026-06-07T22:53:42.961284
C_Target_VRE | Secondary Techs | PWRSDSINDSO | TotalAnnualMaxCapacityInvestment | 2030 | 9999 | exempt_uncapped | 2026-06-07T22:53:42.961284
C_Target_VRE | Secondary Techs | PWRSDSINDSO | TotalAnnualMaxCapacityInvestment | 2031 | 9999 | exempt_uncapped | 2026-06-07T22:53:42.961284
C_Target_VRE | Secondary Techs | PWRSDSINDSO | TotalAnnualMaxCapacityInvestment | 2032 | 9999 | exempt_uncapped | 2026-06-07T22:53:42.961284
C_Target_VRE | Secondary Techs | PWRSDSINDSO | TotalAnnualMaxCapacityInvestment | 2033 | 9999 | exempt_uncapped | 2026-06-07T22:53:42.961284
C_Target_VRE | Secondary Techs | PWRSDSINDSO | TotalAnnualMaxCapacityInvestment | 2034 | 9999 | exempt_uncapped | 2026-06-07T22:53:42.961284
C_Target_VRE | Secondary Techs | PWRSDSINDSO | TotalAnnualMaxCapacityInvestment | 2035 | 9999 | exempt_uncapped | 2026-06-07T22:53:42.961284
C_Target_VRE | Secondary Techs | PWRSDSINDSO | TotalAnnualMaxCapacityInvestment | 2036 | 9999 | exempt_uncapped | 2026-06-07T22:53:42.961284
C_Target_VRE | Secondary Techs | PWRSDSINDSO | TotalAnnualMaxCapacityInvestment | 2037 | 9999 | exempt_uncapped | 2026-06-07T22:53:42.961284
C_Target_VRE | Secondary Techs | PWRSDSINDSO | TotalAnnualMaxCapacityInvestment | 2038 | 9999 | exempt_uncapped | 2026-06-07T22:53:42.961284
C_Target_VRE | Secondary Techs | PWRSDSINDSO | TotalAnnualMaxCapacityInvestment | 2039 | 9999 | exempt_uncapped | 2026-06-07T22:53:42.961284
C_Target_VRE | Secondary Techs | PWRSDSINDSO | TotalAnnualMaxCapacityInvestment | 2040 | 9999 | exempt_uncapped | 2026-06-07T22:53:42.961284
C_Target_VRE | Secondary Techs | PWRSDSINDSO | TotalAnnualMaxCapacityInvestment | 2041 | 9999 | exempt_uncapped | 2026-06-07T22:53:42.961284
C_Target_VRE | Secondary Techs | PWRSDSINDSO | TotalAnnualMaxCapacityInvestment | 2042 | 9999 | exempt_uncapped | 2026-06-07T22:53:42.961284
C_Target_VRE | Secondary Techs | PWRSDSINDSO | TotalAnnualMaxCapacityInvestment | 2043 | 9999 | exempt_uncapped | 2026-06-07T22:53:42.961284
C_Target_VRE | Secondary Techs | PWRSDSINDSO | TotalAnnualMaxCapacityInvestment | 2044 | 9999 | exempt_uncapped | 2026-06-07T22:53:42.961284
C_Target_VRE | Secondary Techs | PWRSDSINDSO | TotalAnnualMaxCapacityInvestment | 2045 | 9999 | exempt_uncapped | 2026-06-07T22:53:42.961284
C_Target_VRE | Secondary Techs | PWRSDSINDSO | TotalAnnualMaxCapacityInvestment | 2046 | 9999 | exempt_uncapped | 2026-06-07T22:53:42.961284
C_Target_VRE | Secondary Techs | PWRSDSINDSO | TotalAnnualMaxCapacityInvestment | 2047 | 9999 | exempt_uncapped | 2026-06-07T22:53:42.961284
C_Target_VRE | Secondary Techs | PWRSDSINDSO | TotalAnnualMaxCapacityInvestment | 2048 | 9999 | exempt_uncapped | 2026-06-07T22:53:42.961284
C_Target_VRE | Secondary Techs | PWRSDSINDSO | TotalAnnualMaxCapacityInvestment | 2049 | 9999 | exempt_uncapped | 2026-06-07T22:53:42.961284
C_Target_VRE | Secondary Techs | PWRSDSINDSO | TotalAnnualMaxCapacityInvestment | 2050 | 9999 | exempt_uncapped | 2026-06-07T22:53:42.961284
C_Target_VRE | Secondary Techs | PWRNGSINDNO | TotalAnnualMaxCapacityInvestment | 2023 | 0.1 | lid_floor | 2026-06-07T22:53:42.961284
C_Target_VRE | Secondary Techs | PWRNGSINDNO | TotalAnnualMaxCapacityInvestment | 2024 | 0.36386 | lid_fill | 2026-06-07T22:53:42.961284
C_Target_VRE | Secondary Techs | PWRNGSINDNO | TotalAnnualMaxCapacityInvestment | 2025 | 0.38469 | lid_fill | 2026-06-07T22:53:42.961284
C_Target_VRE | Secondary Techs | PWRNGSINDNO | TotalAnnualMaxCapacityInvestment | 2026 | 0.41302 | lid_fill | 2026-06-07T22:53:42.961284
C_Target_VRE | Secondary Techs | PWRNGSINDNO | TotalAnnualMaxCapacityInvestment | 2027 | 0.43845 | lid_fill | 2026-06-07T22:53:42.961284
C_Target_VRE | Secondary Techs | PWRNGSINDNO | TotalAnnualMaxCapacityInvestment | 2028 | 0.47631 | lid_relaxed | 2026-06-07T22:53:42.961284
C_Target_VRE | Secondary Techs | PWRNGSINDNO | TotalAnnualMaxCapacityInvestment | 2029 | 0.44132 | lid_relaxed | 2026-06-07T22:53:42.961284
C_Target_VRE | Secondary Techs | PWRNGSINDNO | TotalAnnualMaxCapacityInvestment | 2030 | 0.30059 | lid_relaxed | 2026-06-07T22:53:42.961284
C_Target_VRE | Secondary Techs | PWRNGSINDNO | TotalAnnualMaxCapacityInvestment | 2031 | 0.30218 | lid_relaxed | 2026-06-07T22:53:42.961284
C_Target_VRE | Secondary Techs | PWRNGSINDNO | TotalAnnualMaxCapacityInvestment | 2032 | 0.37981 | lid_relaxed | 2026-06-07T22:53:42.961284
C_Target_VRE | Secondary Techs | PWRNGSINDNO | TotalAnnualMaxCapacityInvestment | 2033 | 0.36971 | lid_family_capped | 2026-06-07T22:53:42.961284
C_Target_VRE | Secondary Techs | PWRNGSINDNO | TotalAnnualMaxCapacityInvestment | 2034 | 0.35318 | lid_family_capped | 2026-06-07T22:53:42.961284
C_Target_VRE | Secondary Techs | PWRNGSINDNO | TotalAnnualMaxCapacityInvestment | 2035 | 0.33664 | lid_family_capped | 2026-06-07T22:53:42.961284
C_Target_VRE | Secondary Techs | PWRNGSINDNO | TotalAnnualMaxCapacityInvestment | 2036 | 0.32011 | lid_family_capped | 2026-06-07T22:53:42.961284
C_Target_VRE | Secondary Techs | PWRNGSINDNO | TotalAnnualMaxCapacityInvestment | 2037 | 0.34809 | lid_family_capped | 2026-06-07T22:53:42.961284
C_Target_VRE | Secondary Techs | PWRNGSINDNO | TotalAnnualMaxCapacityInvestment | 2038 | 0.33011 | lid_family_capped | 2026-06-07T22:53:42.961284
C_Target_VRE | Secondary Techs | PWRNGSINDNO | TotalAnnualMaxCapacityInvestment | 2039 | 0.31213 | lid_family_capped | 2026-06-07T22:53:42.961284
C_Target_VRE | Secondary Techs | PWRNGSINDNO | TotalAnnualMaxCapacityInvestment | 2040 | 0.26578 | lid_family_capped | 2026-06-07T22:53:42.961284
C_Target_VRE | Secondary Techs | PWRNGSINDNO | TotalAnnualMaxCapacityInvestment | 2041 | 0.27512 | lid_family_capped | 2026-06-07T22:53:42.961284
C_Target_VRE | Secondary Techs | PWRNGSINDNO | TotalAnnualMaxCapacityInvestment | 2042 | 0.4673 | lid_adequacy_scaled | 2026-06-07T22:53:42.961284
C_Target_VRE | Secondary Techs | PWRNGSINDNO | TotalAnnualMaxCapacityInvestment | 2043 | 0.70104 | lid_adequacy_scaled | 2026-06-07T22:53:42.961284
C_Target_VRE | Secondary Techs | PWRNGSINDNO | TotalAnnualMaxCapacityInvestment | 2044 | 0.93374 | lid_adequacy_scaled | 2026-06-07T22:53:42.961284
C_Target_VRE | Secondary Techs | PWRNGSINDNO | TotalAnnualMaxCapacityInvestment | 2045 | 1.1644 | lid_adequacy_scaled | 2026-06-07T22:53:42.961284
C_Target_VRE | Secondary Techs | PWRNGSINDNO | TotalAnnualMaxCapacityInvestment | 2046 | 1.4866 | lid_adequacy_scaled | 2026-06-07T22:53:42.961284
C_Target_VRE | Secondary Techs | PWRNGSINDNO | TotalAnnualMaxCapacityInvestment | 2047 | 1.796 | lid_adequacy_scaled | 2026-06-07T22:53:42.961284
C_Target_VRE | Secondary Techs | PWRNGSINDNO | TotalAnnualMaxCapacityInvestment | 2048 | 2.0957 | lid_adequacy_scaled | 2026-06-07T22:53:42.961284
C_Target_VRE | Secondary Techs | PWRNGSINDNO | TotalAnnualMaxCapacityInvestment | 2049 | 2.3867 | lid_adequacy_scaled | 2026-06-07T22:53:42.961284
C_Target_VRE | Secondary Techs | PWRNGSINDNO | TotalAnnualMaxCapacityInvestment | 2050 | 2.6697 | lid_adequacy_scaled | 2026-06-07T22:53:42.961284
C_Target_VRE | Secondary Techs | PWRSPVINDNE | TotalAnnualMaxCapacityInvestment | 2023 | 9999 | exempt_maxcap_uncapped | 2026-06-07T22:53:42.961284
C_Target_VRE | Secondary Techs | PWRSPVINDNE | TotalAnnualMaxCapacityInvestment | 2024 | 9999 | exempt_maxcap_uncapped | 2026-06-07T22:53:42.961284
C_Target_VRE | Secondary Techs | PWRSPVINDNE | TotalAnnualMaxCapacityInvestment | 2025 | 9999 | exempt_maxcap_uncapped | 2026-06-07T22:53:42.961284
C_Target_VRE | Secondary Techs | PWRSPVINDNE | TotalAnnualMaxCapacityInvestment | 2026 | 9999 | exempt_maxcap_uncapped | 2026-06-07T22:53:42.961284
C_Target_VRE | Secondary Techs | PWRSPVINDNE | TotalAnnualMaxCapacityInvestment | 2027 | 9999 | exempt_maxcap_uncapped | 2026-06-07T22:53:42.961284
C_Target_VRE | Secondary Techs | PWRSPVINDNE | TotalAnnualMaxCapacityInvestment | 2028 | 9999 | exempt_maxcap_uncapped | 2026-06-07T22:53:42.961284
C_Target_VRE | Secondary Techs | PWRSPVINDNE | TotalAnnualMaxCapacityInvestment | 2029 | 9999 | exempt_maxcap_uncapped | 2026-06-07T22:53:42.961284
C_Target_VRE | Secondary Techs | PWRSPVINDNE | TotalAnnualMaxCapacityInvestment | 2030 | 9999 | exempt_maxcap_uncapped | 2026-06-07T22:53:42.961284
C_Target_VRE | Secondary Techs | PWRSPVINDNE | TotalAnnualMaxCapacityInvestment | 2031 | 9999 | exempt_maxcap_uncapped | 2026-06-07T22:53:42.961284
C_Target_VRE | Secondary Techs | PWRSPVINDNE | TotalAnnualMaxCapacityInvestment | 2032 | 9999 | exempt_maxcap_uncapped | 2026-06-07T22:53:42.961284
C_Target_VRE | Secondary Techs | PWRSPVINDNE | TotalAnnualMaxCapacityInvestment | 2033 | 9999 | exempt_maxcap_uncapped | 2026-06-07T22:53:42.961284
C_Target_VRE | Secondary Techs | PWRSPVINDNE | TotalAnnualMaxCapacityInvestment | 2034 | 9999 | exempt_maxcap_uncapped | 2026-06-07T22:53:42.961284
C_Target_VRE | Secondary Techs | PWRSPVINDNE | TotalAnnualMaxCapacityInvestment | 2035 | 9999 | exempt_maxcap_uncapped | 2026-06-07T22:53:42.961284
C_Target_VRE | Secondary Techs | PWRSPVINDNE | TotalAnnualMaxCapacityInvestment | 2036 | 9999 | exempt_maxcap_uncapped | 2026-06-07T22:53:42.961284
C_Target_VRE | Secondary Techs | PWRSPVINDNE | TotalAnnualMaxCapacityInvestment | 2037 | 9999 | exempt_maxcap_uncapped | 2026-06-07T22:53:42.961284
C_Target_VRE | Secondary Techs | PWRSPVINDNE | TotalAnnualMaxCapacityInvestment | 2038 | 9999 | exempt_maxcap_uncapped | 2026-06-07T22:53:42.961284
C_Target_VRE | Secondary Techs | PWRSPVINDNE | TotalAnnualMaxCapacityInvestment | 2039 | 9999 | exempt_maxcap_uncapped | 2026-06-07T22:53:42.961284
C_Target_VRE | Secondary Techs | PWRSPVINDNE | TotalAnnualMaxCapacityInvestment | 2040 | 9999 | exempt_maxcap_uncapped | 2026-06-07T22:53:42.961284
C_Target_VRE | Secondary Techs | PWRSPVINDNE | TotalAnnualMaxCapacityInvestment | 2041 | 9999 | exempt_maxcap_uncapped | 2026-06-07T22:53:42.961284
C_Target_VRE | Secondary Techs | PWRSPVINDNE | TotalAnnualMaxCapacityInvestment | 2042 | 9999 | exempt_maxcap_uncapped | 2026-06-07T22:53:42.961284
C_Target_VRE | Secondary Techs | PWRSPVINDNE | TotalAnnualMaxCapacityInvestment | 2043 | 9999 | exempt_maxcap_uncapped | 2026-06-07T22:53:42.961284
C_Target_VRE | Secondary Techs | PWRSPVINDNE | TotalAnnualMaxCapacityInvestment | 2044 | 9999 | exempt_maxcap_uncapped | 2026-06-07T22:53:42.961284
C_Target_VRE | Secondary Techs | PWRSPVINDNE | TotalAnnualMaxCapacityInvestment | 2045 | 9999 | exempt_maxcap_uncapped | 2026-06-07T22:53:42.961284
C_Target_VRE | Secondary Techs | PWRSPVINDNE | TotalAnnualMaxCapacityInvestment | 2046 | 9999 | exempt_maxcap_uncapped | 2026-06-07T22:53:42.961284
C_Target_VRE | Secondary Techs | PWRSPVINDNE | TotalAnnualMaxCapacityInvestment | 2047 | 9999 | exempt_maxcap_uncapped | 2026-06-07T22:53:42.961284
C_Target_VRE | Secondary Techs | PWRSPVINDNE | TotalAnnualMaxCapacityInvestment | 2048 | 9999 | exempt_maxcap_uncapped | 2026-06-07T22:53:42.961284
C_Target_VRE | Secondary Techs | PWRSPVINDNE | TotalAnnualMaxCapacityInvestment | 2049 | 9999 | exempt_maxcap_uncapped | 2026-06-07T22:53:42.961284
C_Target_VRE | Secondary Techs | PWRSPVINDNE | TotalAnnualMaxCapacityInvestment | 2050 | 9999 | exempt_maxcap_uncapped | 2026-06-07T22:53:42.961284
C_Target_VRE | Secondary Techs | PWRHYDINDNE | TotalAnnualMaxCapacityInvestment | 2023 | 0.1 | lid_floor | 2026-06-07T22:53:42.961284
C_Target_VRE | Secondary Techs | PWRHYDINDNE | TotalAnnualMaxCapacityInvestment | 2024 | 0.11869 | lid_fill | 2026-06-07T22:53:42.961284
C_Target_VRE | Secondary Techs | PWRHYDINDNE | TotalAnnualMaxCapacityInvestment | 2025 | 0.1262 | lid_fill | 2026-06-07T22:53:42.961284
C_Target_VRE | Secondary Techs | PWRHYDINDNE | TotalAnnualMaxCapacityInvestment | 2026 | 1.8887 | untie_min_inv | 2026-06-07T22:53:42.961284
C_Target_VRE | Secondary Techs | PWRHYDINDNE | TotalAnnualMaxCapacityInvestment | 2027 | 0.13903 | lid_fill | 2026-06-07T22:53:42.961284
C_Target_VRE | Secondary Techs | PWRHYDINDNE | TotalAnnualMaxCapacityInvestment | 2028 | 0.15111 | lid_relaxed | 2026-06-07T22:53:42.961284
C_Target_VRE | Secondary Techs | PWRHYDINDNE | TotalAnnualMaxCapacityInvestment | 2029 | 0.43026 | untie_min_inv | 2026-06-07T22:53:42.961284
C_Target_VRE | Secondary Techs | PWRHYDINDNE | TotalAnnualMaxCapacityInvestment | 2030 | 0.11286 | lid_relaxed | 2026-06-07T22:53:42.961284
C_Target_VRE | Secondary Techs | PWRHYDINDNE | TotalAnnualMaxCapacityInvestment | 2031 | 0.10858 | lid_relaxed | 2026-06-07T22:53:42.961284
C_Target_VRE | Secondary Techs | PWRHYDINDNE | TotalAnnualMaxCapacityInvestment | 2032 | 2.9088 | untie_min_inv | 2026-06-07T22:53:42.961284
C_Target_VRE | Secondary Techs | PWRHYDINDNE | TotalAnnualMaxCapacityInvestment | 2033 | 0.13772 | lid_relaxed | 2026-06-07T22:53:42.961284
C_Target_VRE | Secondary Techs | PWRHYDINDNE | TotalAnnualMaxCapacityInvestment | 2034 | 0.13531 | lid_relaxed | 2026-06-07T22:53:42.961284
C_Target_VRE | Secondary Techs | PWRHYDINDNE | TotalAnnualMaxCapacityInvestment | 2035 | 0.13247 | lid_relaxed | 2026-06-07T22:53:42.961284
C_Target_VRE | Secondary Techs | PWRHYDINDNE | TotalAnnualMaxCapacityInvestment | 2036 | 0.12919 | lid_relaxed | 2026-06-07T22:53:42.961284
C_Target_VRE | Secondary Techs | PWRHYDINDNE | TotalAnnualMaxCapacityInvestment | 2037 | 0.16211 | lid_relaxed | 2026-06-07T22:53:42.961284
C_Target_VRE | Secondary Techs | PWRHYDINDNE | TotalAnnualMaxCapacityInvestment | 2038 | 0.15767 | lid_relaxed | 2026-06-07T22:53:42.961284
C_Target_VRE | Secondary Techs | PWRHYDINDNE | TotalAnnualMaxCapacityInvestment | 2039 | 0.15268 | lid_relaxed | 2026-06-07T22:53:42.961284
C_Target_VRE | Secondary Techs | PWRHYDINDNE | TotalAnnualMaxCapacityInvestment | 2040 | 0.14725 | lid_relaxed | 2026-06-07T22:53:42.961284
C_Target_VRE | Secondary Techs | PWRHYDINDNE | TotalAnnualMaxCapacityInvestment | 2041 | 0.14677 | lid_relaxed | 2026-06-07T22:53:42.961284
C_Target_VRE | Secondary Techs | PWRHYDINDNE | TotalAnnualMaxCapacityInvestment | 2042 | 0.18505 | lid_relaxed | 2026-06-07T22:53:42.961284
C_Target_VRE | Secondary Techs | PWRHYDINDNE | TotalAnnualMaxCapacityInvestment | 2043 | 0.19804 | lid_relaxed | 2026-06-07T22:53:42.961284
C_Target_VRE | Secondary Techs | PWRHYDINDNE | TotalAnnualMaxCapacityInvestment | 2044 | 0.24228 | lid_adequacy_scaled | 2026-06-07T22:53:42.961284
C_Target_VRE | Secondary Techs | PWRHYDINDNE | TotalAnnualMaxCapacityInvestment | 2045 | 0.32136 | lid_adequacy_scaled | 2026-06-07T22:53:42.961284
C_Target_VRE | Secondary Techs | PWRHYDINDNE | TotalAnnualMaxCapacityInvestment | 2046 | 0.45425 | lid_adequacy_scaled | 2026-06-07T22:53:42.961284
C_Target_VRE | Secondary Techs | PWRHYDINDNE | TotalAnnualMaxCapacityInvestment | 2047 | 0.60304 | lid_adequacy_scaled | 2026-06-07T22:53:42.961284
C_Target_VRE | Secondary Techs | PWRHYDINDNE | TotalAnnualMaxCapacityInvestment | 2048 | 0.76729 | lid_adequacy_scaled | 2026-06-07T22:53:42.961284
C_Target_VRE | Secondary Techs | PWRHYDINDNE | TotalAnnualMaxCapacityInvestment | 2049 | 0.94632 | lid_adequacy_scaled | 2026-06-07T22:53:42.961284
C_Target_VRE | Secondary Techs | PWRHYDINDNE | TotalAnnualMaxCapacityInvestment | 2050 | 1.1397 | lid_adequacy_scaled | 2026-06-07T22:53:42.961284
C_Target_VRE | Secondary Techs | PWRWONINDEA | TotalAnnualMaxCapacityInvestment | 2023 | 9999 | exempt_maxcap_uncapped | 2026-06-07T22:53:42.961284
C_Target_VRE | Secondary Techs | PWRWONINDEA | TotalAnnualMaxCapacityInvestment | 2024 | 9999 | exempt_maxcap_uncapped | 2026-06-07T22:53:42.961284
C_Target_VRE | Secondary Techs | PWRWONINDEA | TotalAnnualMaxCapacityInvestment | 2025 | 9999 | exempt_maxcap_uncapped | 2026-06-07T22:53:42.961284
C_Target_VRE | Secondary Techs | PWRWONINDEA | TotalAnnualMaxCapacityInvestment | 2026 | 9999 | exempt_maxcap_uncapped | 2026-06-07T22:53:42.961284
C_Target_VRE | Secondary Techs | PWRWONINDEA | TotalAnnualMaxCapacityInvestment | 2027 | 9999 | exempt_maxcap_uncapped | 2026-06-07T22:53:42.961284
C_Target_VRE | Secondary Techs | PWRWONINDEA | TotalAnnualMaxCapacityInvestment | 2028 | 9999 | exempt_maxcap_uncapped | 2026-06-07T22:53:42.961284
C_Target_VRE | Secondary Techs | PWRWONINDEA | TotalAnnualMaxCapacityInvestment | 2029 | 9999 | exempt_maxcap_uncapped | 2026-06-07T22:53:42.961284
C_Target_VRE | Secondary Techs | PWRWONINDEA | TotalAnnualMaxCapacityInvestment | 2030 | 9999 | exempt_maxcap_uncapped | 2026-06-07T22:53:42.961284
C_Target_VRE | Secondary Techs | PWRWONINDEA | TotalAnnualMaxCapacityInvestment | 2031 | 9999 | exempt_maxcap_uncapped | 2026-06-07T22:53:42.961284
C_Target_VRE | Secondary Techs | PWRWONINDEA | TotalAnnualMaxCapacityInvestment | 2032 | 9999 | exempt_maxcap_uncapped | 2026-06-07T22:53:42.961284
C_Target_VRE | Secondary Techs | PWRWONINDEA | TotalAnnualMaxCapacityInvestment | 2033 | 9999 | exempt_maxcap_uncapped | 2026-06-07T22:53:42.961284
C_Target_VRE | Secondary Techs | PWRWONINDEA | TotalAnnualMaxCapacityInvestment | 2034 | 9999 | exempt_maxcap_uncapped | 2026-06-07T22:53:42.961284
C_Target_VRE | Secondary Techs | PWRWONINDEA | TotalAnnualMaxCapacityInvestment | 2035 | 9999 | exempt_maxcap_uncapped | 2026-06-07T22:53:42.961284
C_Target_VRE | Secondary Techs | PWRWONINDEA | TotalAnnualMaxCapacityInvestment | 2036 | 9999 | exempt_maxcap_uncapped | 2026-06-07T22:53:42.961284
C_Target_VRE | Secondary Techs | PWRWONINDEA | TotalAnnualMaxCapacityInvestment | 2037 | 9999 | exempt_maxcap_uncapped | 2026-06-07T22:53:42.961284
C_Target_VRE | Secondary Techs | PWRWONINDEA | TotalAnnualMaxCapacityInvestment | 2038 | 9999 | exempt_maxcap_uncapped | 2026-06-07T22:53:42.961284
C_Target_VRE | Secondary Techs | PWRWONINDEA | TotalAnnualMaxCapacityInvestment | 2039 | 9999 | exempt_maxcap_uncapped | 2026-06-07T22:53:42.961284
C_Target_VRE | Secondary Techs | PWRWONINDEA | TotalAnnualMaxCapacityInvestment | 2040 | 9999 | exempt_maxcap_uncapped | 2026-06-07T22:53:42.961284
C_Target_VRE | Secondary Techs | PWRWONINDEA | TotalAnnualMaxCapacityInvestment | 2041 | 9999 | exempt_maxcap_uncapped | 2026-06-07T22:53:42.961284
C_Target_VRE | Secondary Techs | PWRWONINDEA | TotalAnnualMaxCapacityInvestment | 2042 | 9999 | exempt_maxcap_uncapped | 2026-06-07T22:53:42.961284
C_Target_VRE | Secondary Techs | PWRWONINDEA | TotalAnnualMaxCapacityInvestment | 2043 | 9999 | exempt_maxcap_uncapped | 2026-06-07T22:53:42.961284
C_Target_VRE | Secondary Techs | PWRWONINDEA | TotalAnnualMaxCapacityInvestment | 2044 | 9999 | exempt_maxcap_uncapped | 2026-06-07T22:53:42.961284
C_Target_VRE | Secondary Techs | PWRWONINDEA | TotalAnnualMaxCapacityInvestment | 2045 | 9999 | exempt_maxcap_uncapped | 2026-06-07T22:53:42.961284
C_Target_VRE | Secondary Techs | PWRWONINDEA | TotalAnnualMaxCapacityInvestment | 2046 | 9999 | exempt_maxcap_uncapped | 2026-06-07T22:53:42.961284
C_Target_VRE | Secondary Techs | PWRWONINDEA | TotalAnnualMaxCapacityInvestment | 2047 | 9999 | exempt_maxcap_uncapped | 2026-06-07T22:53:42.961284
C_Target_VRE | Secondary Techs | PWRWONINDEA | TotalAnnualMaxCapacityInvestment | 2048 | 9999 | exempt_maxcap_uncapped | 2026-06-07T22:53:42.961284
C_Target_VRE | Secondary Techs | PWRWONINDEA | TotalAnnualMaxCapacityInvestment | 2049 | 9999 | exempt_maxcap_uncapped | 2026-06-07T22:53:42.961284
C_Target_VRE | Secondary Techs | PWRWONINDEA | TotalAnnualMaxCapacityInvestment | 2050 | 9999 | exempt_maxcap_uncapped | 2026-06-07T22:53:42.961284
C_Target_VRE | Secondary Techs | PWRWONINDEA | TotalAnnualMaxCapacityInvestment | 2023 | 9999 | exempt_uncapped | 2026-06-07T22:53:42.961284
C_Target_VRE | Secondary Techs | PWRWONINDEA | TotalAnnualMaxCapacityInvestment | 2024 | 9999 | exempt_uncapped | 2026-06-07T22:53:42.961284
C_Target_VRE | Secondary Techs | PWRWONINDEA | TotalAnnualMaxCapacityInvestment | 2025 | 9999 | exempt_uncapped | 2026-06-07T22:53:42.961284
C_Target_VRE | Secondary Techs | PWRWONINDEA | TotalAnnualMaxCapacityInvestment | 2026 | 9999 | exempt_uncapped | 2026-06-07T22:53:42.961284
C_Target_VRE | Secondary Techs | PWRWONINDEA | TotalAnnualMaxCapacityInvestment | 2027 | 9999 | exempt_uncapped | 2026-06-07T22:53:42.961284
C_Target_VRE | Secondary Techs | PWRWONINDEA | TotalAnnualMaxCapacityInvestment | 2028 | 9999 | exempt_uncapped | 2026-06-07T22:53:42.961284
C_Target_VRE | Secondary Techs | PWRWONINDEA | TotalAnnualMaxCapacityInvestment | 2029 | 9999 | exempt_uncapped | 2026-06-07T22:53:42.961284
C_Target_VRE | Secondary Techs | PWRWONINDEA | TotalAnnualMaxCapacityInvestment | 2030 | 9999 | exempt_uncapped | 2026-06-07T22:53:42.961284
C_Target_VRE | Secondary Techs | PWRWONINDEA | TotalAnnualMaxCapacityInvestment | 2031 | 9999 | exempt_uncapped | 2026-06-07T22:53:42.961284
C_Target_VRE | Secondary Techs | PWRWONINDEA | TotalAnnualMaxCapacityInvestment | 2032 | 9999 | exempt_uncapped | 2026-06-07T22:53:42.961284
C_Target_VRE | Secondary Techs | PWRWONINDEA | TotalAnnualMaxCapacityInvestment | 2033 | 9999 | exempt_uncapped | 2026-06-07T22:53:42.961284
C_Target_VRE | Secondary Techs | PWRWONINDEA | TotalAnnualMaxCapacityInvestment | 2034 | 9999 | exempt_uncapped | 2026-06-07T22:53:42.961284
C_Target_VRE | Secondary Techs | PWRWONINDEA | TotalAnnualMaxCapacityInvestment | 2035 | 9999 | exempt_uncapped | 2026-06-07T22:53:42.961284
C_Target_VRE | Secondary Techs | PWRWONINDEA | TotalAnnualMaxCapacityInvestment | 2036 | 9999 | exempt_uncapped | 2026-06-07T22:53:42.961284
C_Target_VRE | Secondary Techs | PWRWONINDEA | TotalAnnualMaxCapacityInvestment | 2037 | 9999 | exempt_uncapped | 2026-06-07T22:53:42.961284
C_Target_VRE | Secondary Techs | PWRWONINDEA | TotalAnnualMaxCapacityInvestment | 2038 | 9999 | exempt_uncapped | 2026-06-07T22:53:42.961284
C_Target_VRE | Secondary Techs | PWRWONINDEA | TotalAnnualMaxCapacityInvestment | 2039 | 9999 | exempt_uncapped | 2026-06-07T22:53:42.961284
C_Target_VRE | Secondary Techs | PWRWONINDEA | TotalAnnualMaxCapacityInvestment | 2040 | 9999 | exempt_uncapped | 2026-06-07T22:53:42.961284
C_Target_VRE | Secondary Techs | PWRWONINDEA | TotalAnnualMaxCapacityInvestment | 2041 | 9999 | exempt_uncapped | 2026-06-07T22:53:42.961284
C_Target_VRE | Secondary Techs | PWRWONINDEA | TotalAnnualMaxCapacityInvestment | 2042 | 9999 | exempt_uncapped | 2026-06-07T22:53:42.961284
C_Target_VRE | Secondary Techs | PWRWONINDEA | TotalAnnualMaxCapacityInvestment | 2043 | 9999 | exempt_uncapped | 2026-06-07T22:53:42.961284
C_Target_VRE | Secondary Techs | PWRWONINDEA | TotalAnnualMaxCapacityInvestment | 2044 | 9999 | exempt_uncapped | 2026-06-07T22:53:42.961284
C_Target_VRE | Secondary Techs | PWRWONINDEA | TotalAnnualMaxCapacityInvestment | 2045 | 9999 | exempt_uncapped | 2026-06-07T22:53:42.961284
C_Target_VRE | Secondary Techs | PWRWONINDEA | TotalAnnualMaxCapacityInvestment | 2046 | 9999 | exempt_uncapped | 2026-06-07T22:53:42.961284
C_Target_VRE | Secondary Techs | PWRWONINDEA | TotalAnnualMaxCapacityInvestment | 2047 | 9999 | exempt_uncapped | 2026-06-07T22:53:42.961284
C_Target_VRE | Secondary Techs | PWRWONINDEA | TotalAnnualMaxCapacityInvestment | 2048 | 9999 | exempt_uncapped | 2026-06-07T22:53:42.961284
C_Target_VRE | Secondary Techs | PWRWONINDEA | TotalAnnualMaxCapacityInvestment | 2049 | 9999 | exempt_uncapped | 2026-06-07T22:53:42.961284
C_Target_VRE | Secondary Techs | PWRWONINDEA | TotalAnnualMaxCapacityInvestment | 2050 | 9999 | exempt_uncapped | 2026-06-07T22:53:42.961284
C_Target_VRE | Secondary Techs | PWRSDSINDNE | TotalAnnualMaxCapacityInvestment | 2023 | 9999 | exempt_maxcap_uncapped | 2026-06-07T22:53:42.961284
C_Target_VRE | Secondary Techs | PWRSDSINDNE | TotalAnnualMaxCapacityInvestment | 2024 | 9999 | exempt_maxcap_uncapped | 2026-06-07T22:53:42.961284
C_Target_VRE | Secondary Techs | PWRSDSINDNE | TotalAnnualMaxCapacityInvestment | 2025 | 9999 | exempt_maxcap_uncapped | 2026-06-07T22:53:42.961284
C_Target_VRE | Secondary Techs | PWRSDSINDNE | TotalAnnualMaxCapacityInvestment | 2026 | 9999 | exempt_maxcap_uncapped | 2026-06-07T22:53:42.961284
C_Target_VRE | Secondary Techs | PWRSDSINDNE | TotalAnnualMaxCapacityInvestment | 2027 | 9999 | exempt_maxcap_uncapped | 2026-06-07T22:53:42.961284
C_Target_VRE | Secondary Techs | PWRSDSINDNE | TotalAnnualMaxCapacityInvestment | 2028 | 9999 | exempt_maxcap_uncapped | 2026-06-07T22:53:42.961284
C_Target_VRE | Secondary Techs | PWRSDSINDNE | TotalAnnualMaxCapacityInvestment | 2029 | 9999 | exempt_maxcap_uncapped | 2026-06-07T22:53:42.961284
C_Target_VRE | Secondary Techs | PWRSDSINDNE | TotalAnnualMaxCapacityInvestment | 2030 | 9999 | exempt_maxcap_uncapped | 2026-06-07T22:53:42.961284
C_Target_VRE | Secondary Techs | PWRSDSINDNE | TotalAnnualMaxCapacityInvestment | 2031 | 9999 | exempt_maxcap_uncapped | 2026-06-07T22:53:42.961284
C_Target_VRE | Secondary Techs | PWRSDSINDNE | TotalAnnualMaxCapacityInvestment | 2032 | 9999 | exempt_maxcap_uncapped | 2026-06-07T22:53:42.961284
C_Target_VRE | Secondary Techs | PWRSDSINDNE | TotalAnnualMaxCapacityInvestment | 2033 | 9999 | exempt_maxcap_uncapped | 2026-06-07T22:53:42.961284
C_Target_VRE | Secondary Techs | PWRSDSINDNE | TotalAnnualMaxCapacityInvestment | 2034 | 9999 | exempt_maxcap_uncapped | 2026-06-07T22:53:42.961284
C_Target_VRE | Secondary Techs | PWRSDSINDNE | TotalAnnualMaxCapacityInvestment | 2035 | 9999 | exempt_maxcap_uncapped | 2026-06-07T22:53:42.961284
C_Target_VRE | Secondary Techs | PWRSDSINDNE | TotalAnnualMaxCapacityInvestment | 2036 | 9999 | exempt_maxcap_uncapped | 2026-06-07T22:53:42.961284
C_Target_VRE | Secondary Techs | PWRSDSINDNE | TotalAnnualMaxCapacityInvestment | 2037 | 9999 | exempt_maxcap_uncapped | 2026-06-07T22:53:42.961284
C_Target_VRE | Secondary Techs | PWRSDSINDNE | TotalAnnualMaxCapacityInvestment | 2038 | 9999 | exempt_maxcap_uncapped | 2026-06-07T22:53:42.961284
C_Target_VRE | Secondary Techs | PWRSDSINDNE | TotalAnnualMaxCapacityInvestment | 2039 | 9999 | exempt_maxcap_uncapped | 2026-06-07T22:53:42.961284
C_Target_VRE | Secondary Techs | PWRSDSINDNE | TotalAnnualMaxCapacityInvestment | 2040 | 9999 | exempt_maxcap_uncapped | 2026-06-07T22:53:42.961284
C_Target_VRE | Secondary Techs | PWRSDSINDNE | TotalAnnualMaxCapacityInvestment | 2041 | 9999 | exempt_maxcap_uncapped | 2026-06-07T22:53:42.961284
C_Target_VRE | Secondary Techs | PWRSDSINDNE | TotalAnnualMaxCapacityInvestment | 2042 | 9999 | exempt_maxcap_uncapped | 2026-06-07T22:53:42.961284
C_Target_VRE | Secondary Techs | PWRSDSINDNE | TotalAnnualMaxCapacityInvestment | 2043 | 9999 | exempt_maxcap_uncapped | 2026-06-07T22:53:42.961284
C_Target_VRE | Secondary Techs | PWRSDSINDNE | TotalAnnualMaxCapacityInvestment | 2044 | 9999 | exempt_maxcap_uncapped | 2026-06-07T22:53:42.961284
C_Target_VRE | Secondary Techs | PWRSDSINDNE | TotalAnnualMaxCapacityInvestment | 2045 | 9999 | exempt_maxcap_uncapped | 2026-06-07T22:53:42.961284
C_Target_VRE | Secondary Techs | PWRSDSINDNE | TotalAnnualMaxCapacityInvestment | 2046 | 9999 | exempt_maxcap_uncapped | 2026-06-07T22:53:42.961284
C_Target_VRE | Secondary Techs | PWRSDSINDNE | TotalAnnualMaxCapacityInvestment | 2047 | 9999 | exempt_maxcap_uncapped | 2026-06-07T22:53:42.961284
C_Target_VRE | Secondary Techs | PWRSDSINDNE | TotalAnnualMaxCapacityInvestment | 2048 | 9999 | exempt_maxcap_uncapped | 2026-06-07T22:53:42.961284
C_Target_VRE | Secondary Techs | PWRSDSINDNE | TotalAnnualMaxCapacityInvestment | 2049 | 9999 | exempt_maxcap_uncapped | 2026-06-07T22:53:42.961284
C_Target_VRE | Secondary Techs | PWRSDSINDNE | TotalAnnualMaxCapacityInvestment | 2050 | 9999 | exempt_maxcap_uncapped | 2026-06-07T22:53:42.961284
C_Target_VRE | Secondary Techs | PWRSDSINDNE | TotalAnnualMaxCapacityInvestment | 2023 | 9999 | exempt_uncapped | 2026-06-07T22:53:42.961284
C_Target_VRE | Secondary Techs | PWRSDSINDNE | TotalAnnualMaxCapacityInvestment | 2024 | 9999 | exempt_uncapped | 2026-06-07T22:53:42.961284
C_Target_VRE | Secondary Techs | PWRSDSINDNE | TotalAnnualMaxCapacityInvestment | 2025 | 9999 | exempt_uncapped | 2026-06-07T22:53:42.961284
C_Target_VRE | Secondary Techs | PWRSDSINDNE | TotalAnnualMaxCapacityInvestment | 2026 | 9999 | exempt_uncapped | 2026-06-07T22:53:42.961284
C_Target_VRE | Secondary Techs | PWRSDSINDNE | TotalAnnualMaxCapacityInvestment | 2027 | 9999 | exempt_uncapped | 2026-06-07T22:53:42.961284
C_Target_VRE | Secondary Techs | PWRSDSINDNE | TotalAnnualMaxCapacityInvestment | 2028 | 9999 | exempt_uncapped | 2026-06-07T22:53:42.961284
C_Target_VRE | Secondary Techs | PWRSDSINDNE | TotalAnnualMaxCapacityInvestment | 2029 | 9999 | exempt_uncapped | 2026-06-07T22:53:42.961284
C_Target_VRE | Secondary Techs | PWRSDSINDNE | TotalAnnualMaxCapacityInvestment | 2030 | 9999 | exempt_uncapped | 2026-06-07T22:53:42.961284
C_Target_VRE | Secondary Techs | PWRSDSINDNE | TotalAnnualMaxCapacityInvestment | 2031 | 9999 | exempt_uncapped | 2026-06-07T22:53:42.961284
C_Target_VRE | Secondary Techs | PWRSDSINDNE | TotalAnnualMaxCapacityInvestment | 2032 | 9999 | exempt_uncapped | 2026-06-07T22:53:42.961284
C_Target_VRE | Secondary Techs | PWRSDSINDNE | TotalAnnualMaxCapacityInvestment | 2033 | 9999 | exempt_uncapped | 2026-06-07T22:53:42.961284
C_Target_VRE | Secondary Techs | PWRSDSINDNE | TotalAnnualMaxCapacityInvestment | 2034 | 9999 | exempt_uncapped | 2026-06-07T22:53:42.961284
C_Target_VRE | Secondary Techs | PWRSDSINDNE | TotalAnnualMaxCapacityInvestment | 2035 | 9999 | exempt_uncapped | 2026-06-07T22:53:42.961284
C_Target_VRE | Secondary Techs | PWRSDSINDNE | TotalAnnualMaxCapacityInvestment | 2036 | 9999 | exempt_uncapped | 2026-06-07T22:53:42.961284
C_Target_VRE | Secondary Techs | PWRSDSINDNE | TotalAnnualMaxCapacityInvestment | 2037 | 9999 | exempt_uncapped | 2026-06-07T22:53:42.961284
C_Target_VRE | Secondary Techs | PWRSDSINDNE | TotalAnnualMaxCapacityInvestment | 2038 | 9999 | exempt_uncapped | 2026-06-07T22:53:42.961284
C_Target_VRE | Secondary Techs | PWRSDSINDNE | TotalAnnualMaxCapacityInvestment | 2039 | 9999 | exempt_uncapped | 2026-06-07T22:53:42.961284
C_Target_VRE | Secondary Techs | PWRSDSINDNE | TotalAnnualMaxCapacityInvestment | 2040 | 9999 | exempt_uncapped | 2026-06-07T22:53:42.961284
C_Target_VRE | Secondary Techs | PWRSDSINDNE | TotalAnnualMaxCapacityInvestment | 2041 | 9999 | exempt_uncapped | 2026-06-07T22:53:42.961284
C_Target_VRE | Secondary Techs | PWRSDSINDNE | TotalAnnualMaxCapacityInvestment | 2042 | 9999 | exempt_uncapped | 2026-06-07T22:53:42.961284
C_Target_VRE | Secondary Techs | PWRSDSINDNE | TotalAnnualMaxCapacityInvestment | 2043 | 9999 | exempt_uncapped | 2026-06-07T22:53:42.961284
C_Target_VRE | Secondary Techs | PWRSDSINDNE | TotalAnnualMaxCapacityInvestment | 2044 | 9999 | exempt_uncapped | 2026-06-07T22:53:42.961284
C_Target_VRE | Secondary Techs | PWRSDSINDNE | TotalAnnualMaxCapacityInvestment | 2045 | 9999 | exempt_uncapped | 2026-06-07T22:53:42.961284
C_Target_VRE | Secondary Techs | PWRSDSINDNE | TotalAnnualMaxCapacityInvestment | 2046 | 9999 | exempt_uncapped | 2026-06-07T22:53:42.961284
C_Target_VRE | Secondary Techs | PWRSDSINDNE | TotalAnnualMaxCapacityInvestment | 2047 | 9999 | exempt_uncapped | 2026-06-07T22:53:42.961284
C_Target_VRE | Secondary Techs | PWRSDSINDNE | TotalAnnualMaxCapacityInvestment | 2048 | 9999 | exempt_uncapped | 2026-06-07T22:53:42.961284
C_Target_VRE | Secondary Techs | PWRSDSINDNE | TotalAnnualMaxCapacityInvestment | 2049 | 9999 | exempt_uncapped | 2026-06-07T22:53:42.961284
C_Target_VRE | Secondary Techs | PWRSDSINDNE | TotalAnnualMaxCapacityInvestment | 2050 | 9999 | exempt_uncapped | 2026-06-07T22:53:42.961284
C_Target_VRE | Secondary Techs | PWRSPVBTNXX | TotalAnnualMaxCapacityInvestment | 2023 | 9999 | exempt_maxcap_uncapped | 2026-06-07T22:53:42.961284
C_Target_VRE | Secondary Techs | PWRSPVBTNXX | TotalAnnualMaxCapacityInvestment | 2024 | 9999 | exempt_maxcap_uncapped | 2026-06-07T22:53:42.961284
C_Target_VRE | Secondary Techs | PWRSPVBTNXX | TotalAnnualMaxCapacityInvestment | 2025 | 9999 | exempt_maxcap_uncapped | 2026-06-07T22:53:42.961284
C_Target_VRE | Secondary Techs | PWRSPVBTNXX | TotalAnnualMaxCapacityInvestment | 2026 | 9999 | exempt_maxcap_uncapped | 2026-06-07T22:53:42.961284
C_Target_VRE | Secondary Techs | PWRSPVBTNXX | TotalAnnualMaxCapacityInvestment | 2027 | 9999 | exempt_maxcap_uncapped | 2026-06-07T22:53:42.961284
C_Target_VRE | Secondary Techs | PWRSPVBTNXX | TotalAnnualMaxCapacityInvestment | 2028 | 9999 | exempt_maxcap_uncapped | 2026-06-07T22:53:42.961284
C_Target_VRE | Secondary Techs | PWRSPVBTNXX | TotalAnnualMaxCapacityInvestment | 2029 | 9999 | exempt_maxcap_uncapped | 2026-06-07T22:53:42.961284
C_Target_VRE | Secondary Techs | PWRSPVBTNXX | TotalAnnualMaxCapacityInvestment | 2030 | 9999 | exempt_maxcap_uncapped | 2026-06-07T22:53:42.961284
C_Target_VRE | Secondary Techs | PWRSPVBTNXX | TotalAnnualMaxCapacityInvestment | 2031 | 9999 | exempt_maxcap_uncapped | 2026-06-07T22:53:42.961284
C_Target_VRE | Secondary Techs | PWRSPVBTNXX | TotalAnnualMaxCapacityInvestment | 2032 | 9999 | exempt_maxcap_uncapped | 2026-06-07T22:53:42.961284
C_Target_VRE | Secondary Techs | PWRSPVBTNXX | TotalAnnualMaxCapacityInvestment | 2033 | 9999 | exempt_maxcap_uncapped | 2026-06-07T22:53:42.961284
C_Target_VRE | Secondary Techs | PWRSPVBTNXX | TotalAnnualMaxCapacityInvestment | 2034 | 9999 | exempt_maxcap_uncapped | 2026-06-07T22:53:42.961284
C_Target_VRE | Secondary Techs | PWRSPVBTNXX | TotalAnnualMaxCapacityInvestment | 2035 | 9999 | exempt_maxcap_uncapped | 2026-06-07T22:53:42.961284
C_Target_VRE | Secondary Techs | PWRSPVBTNXX | TotalAnnualMaxCapacityInvestment | 2036 | 9999 | exempt_maxcap_uncapped | 2026-06-07T22:53:42.961284
C_Target_VRE | Secondary Techs | PWRSPVBTNXX | TotalAnnualMaxCapacityInvestment | 2037 | 9999 | exempt_maxcap_uncapped | 2026-06-07T22:53:42.961284
C_Target_VRE | Secondary Techs | PWRSPVBTNXX | TotalAnnualMaxCapacityInvestment | 2038 | 9999 | exempt_maxcap_uncapped | 2026-06-07T22:53:42.961284
C_Target_VRE | Secondary Techs | PWRSPVBTNXX | TotalAnnualMaxCapacityInvestment | 2039 | 9999 | exempt_maxcap_uncapped | 2026-06-07T22:53:42.961284
C_Target_VRE | Secondary Techs | PWRSPVBTNXX | TotalAnnualMaxCapacityInvestment | 2040 | 9999 | exempt_maxcap_uncapped | 2026-06-07T22:53:42.961284
C_Target_VRE | Secondary Techs | PWRSPVBTNXX | TotalAnnualMaxCapacityInvestment | 2041 | 9999 | exempt_maxcap_uncapped | 2026-06-07T22:53:42.961284
C_Target_VRE | Secondary Techs | PWRSPVBTNXX | TotalAnnualMaxCapacityInvestment | 2042 | 9999 | exempt_maxcap_uncapped | 2026-06-07T22:53:42.961284
C_Target_VRE | Secondary Techs | PWRSPVBTNXX | TotalAnnualMaxCapacityInvestment | 2043 | 9999 | exempt_maxcap_uncapped | 2026-06-07T22:53:42.961284
C_Target_VRE | Secondary Techs | PWRSPVBTNXX | TotalAnnualMaxCapacityInvestment | 2044 | 9999 | exempt_maxcap_uncapped | 2026-06-07T22:53:42.961284
C_Target_VRE | Secondary Techs | PWRSPVBTNXX | TotalAnnualMaxCapacityInvestment | 2045 | 9999 | exempt_maxcap_uncapped | 2026-06-07T22:53:42.961284
C_Target_VRE | Secondary Techs | PWRSPVBTNXX | TotalAnnualMaxCapacityInvestment | 2046 | 9999 | exempt_maxcap_uncapped | 2026-06-07T22:53:42.961284
C_Target_VRE | Secondary Techs | PWRSPVBTNXX | TotalAnnualMaxCapacityInvestment | 2047 | 9999 | exempt_maxcap_uncapped | 2026-06-07T22:53:42.961284
C_Target_VRE | Secondary Techs | PWRSPVBTNXX | TotalAnnualMaxCapacityInvestment | 2048 | 9999 | exempt_maxcap_uncapped | 2026-06-07T22:53:42.961284
C_Target_VRE | Secondary Techs | PWRSPVBTNXX | TotalAnnualMaxCapacityInvestment | 2049 | 9999 | exempt_maxcap_uncapped | 2026-06-07T22:53:42.961284
C_Target_VRE | Secondary Techs | PWRSPVBTNXX | TotalAnnualMaxCapacityInvestment | 2050 | 9999 | exempt_maxcap_uncapped | 2026-06-07T22:53:42.961284
C_Target_VRE | Secondary Techs | PWROILBGDXX | TotalAnnualMaxCapacityInvestment | 2023 | 0.1 | lid_floor | 2026-06-07T22:53:42.961284
C_Target_VRE | Secondary Techs | PWROILBGDXX | TotalAnnualMaxCapacityInvestment | 2024 | 0.40749 | lid_fill | 2026-06-07T22:53:42.961284
C_Target_VRE | Secondary Techs | PWROILBGDXX | TotalAnnualMaxCapacityInvestment | 2025 | 0.43512 | lid_fill | 2026-06-07T22:53:42.961284
C_Target_VRE | Secondary Techs | PWROILBGDXX | TotalAnnualMaxCapacityInvestment | 2026 | 0.46463 | lid_fill | 2026-06-07T22:53:42.961284
C_Target_VRE | Secondary Techs | PWROILBGDXX | TotalAnnualMaxCapacityInvestment | 2027 | 0.49613 | lid_fill | 2026-06-07T22:53:42.961284
C_Target_VRE | Secondary Techs | PWROILBGDXX | TotalAnnualMaxCapacityInvestment | 2028 | 0.53508 | lid_family_capped | 2026-06-07T22:53:42.961284
C_Target_VRE | Secondary Techs | PWROILBGDXX | TotalAnnualMaxCapacityInvestment | 2029 | 0.36034 | lid_family_capped | 2026-06-07T22:53:42.961284
C_Target_VRE | Secondary Techs | PWROILBGDXX | TotalAnnualMaxCapacityInvestment | 2030 | 0.37044 | lid_family_capped | 2026-06-07T22:53:42.961284
C_Target_VRE | Secondary Techs | PWROILBGDXX | TotalAnnualMaxCapacityInvestment | 2031 | 0.25282 | lid_family_capped | 2026-06-07T22:53:42.961284
C_Target_VRE | Secondary Techs | PWROILBGDXX | TotalAnnualMaxCapacityInvestment | 2032 | 0.25364 | lid_family_capped | 2026-06-07T22:53:42.961284
C_Target_VRE | Secondary Techs | PWROILBGDXX | TotalAnnualMaxCapacityInvestment | 2033 | 0.25383 | lid_family_capped | 2026-06-07T22:53:42.961284
C_Target_VRE | Secondary Techs | PWROILBGDXX | TotalAnnualMaxCapacityInvestment | 2034 | 0.25331 | lid_family_capped | 2026-06-07T22:53:42.961284
C_Target_VRE | Secondary Techs | PWROILBGDXX | TotalAnnualMaxCapacityInvestment | 2035 | 0.25201 | lid_family_capped | 2026-06-07T22:53:42.961284
C_Target_VRE | Secondary Techs | PWROILBGDXX | TotalAnnualMaxCapacityInvestment | 2036 | 0.24984 | lid_family_capped | 2026-06-07T22:53:42.961284
C_Target_VRE | Secondary Techs | PWROILBGDXX | TotalAnnualMaxCapacityInvestment | 2037 | 0.24671 | lid_family_capped | 2026-06-07T22:53:42.961284
C_Target_VRE | Secondary Techs | PWROILBGDXX | TotalAnnualMaxCapacityInvestment | 2038 | 0.24255 | lid_family_capped | 2026-06-07T22:53:42.961284
C_Target_VRE | Secondary Techs | PWROILBGDXX | TotalAnnualMaxCapacityInvestment | 2039 | 0.23722 | lid_family_capped | 2026-06-07T22:53:42.961284
C_Target_VRE | Secondary Techs | PWROILBGDXX | TotalAnnualMaxCapacityInvestment | 2040 | 0.23063 | lid_family_capped | 2026-06-07T22:53:42.961284
C_Target_VRE | Secondary Techs | PWROILBGDXX | TotalAnnualMaxCapacityInvestment | 2041 | 0.22264 | lid_family_capped | 2026-06-07T22:53:42.961284
C_Target_VRE | Secondary Techs | PWROILBGDXX | TotalAnnualMaxCapacityInvestment | 2042 | 0.24183 | lid_adequacy_scaled | 2026-06-07T22:53:42.961284
C_Target_VRE | Secondary Techs | PWROILBGDXX | TotalAnnualMaxCapacityInvestment | 2043 | 0.39754 | lid_adequacy_scaled | 2026-06-07T22:53:42.961284
C_Target_VRE | Secondary Techs | PWROILBGDXX | TotalAnnualMaxCapacityInvestment | 2044 | 0.59032 | lid_adequacy_scaled | 2026-06-07T22:53:42.961284
C_Target_VRE | Secondary Techs | PWROILBGDXX | TotalAnnualMaxCapacityInvestment | 2045 | 0.83998 | lid_adequacy_scaled | 2026-06-07T22:53:42.961284
C_Target_VRE | Secondary Techs | PWROILBGDXX | TotalAnnualMaxCapacityInvestment | 2046 | 1.1718 | lid_adequacy_scaled | 2026-06-07T22:53:42.961284
C_Target_VRE | Secondary Techs | PWROILBGDXX | TotalAnnualMaxCapacityInvestment | 2047 | 1.5117 | lid_adequacy_scaled | 2026-06-07T22:53:42.961284
C_Target_VRE | Secondary Techs | PWROILBGDXX | TotalAnnualMaxCapacityInvestment | 2048 | 1.8095 | lid_adequacy_scaled | 2026-06-07T22:53:42.961284
C_Target_VRE | Secondary Techs | PWROILBGDXX | TotalAnnualMaxCapacityInvestment | 2049 | 2.0881 | lid_adequacy_scaled | 2026-06-07T22:53:42.961284
C_Target_VRE | Secondary Techs | PWROILBGDXX | TotalAnnualMaxCapacityInvestment | 2050 | 2.3596 | lid_adequacy_scaled | 2026-06-07T22:53:42.961284
C_Target_VRE | Secondary Techs | PWRSDSLKAXX | TotalAnnualMaxCapacityInvestment | 2023 | 9999 | exempt_maxcap_uncapped | 2026-06-07T22:53:42.961284
C_Target_VRE | Secondary Techs | PWRSDSLKAXX | TotalAnnualMaxCapacityInvestment | 2024 | 9999 | exempt_maxcap_uncapped | 2026-06-07T22:53:42.961284
C_Target_VRE | Secondary Techs | PWRSDSLKAXX | TotalAnnualMaxCapacityInvestment | 2025 | 9999 | exempt_maxcap_uncapped | 2026-06-07T22:53:42.961284
C_Target_VRE | Secondary Techs | PWRSDSLKAXX | TotalAnnualMaxCapacityInvestment | 2026 | 9999 | exempt_maxcap_uncapped | 2026-06-07T22:53:42.961284
C_Target_VRE | Secondary Techs | PWRSDSLKAXX | TotalAnnualMaxCapacityInvestment | 2027 | 9999 | exempt_maxcap_uncapped | 2026-06-07T22:53:42.961284
C_Target_VRE | Secondary Techs | PWRSDSLKAXX | TotalAnnualMaxCapacityInvestment | 2028 | 9999 | exempt_maxcap_uncapped | 2026-06-07T22:53:42.961284
C_Target_VRE | Secondary Techs | PWRSDSLKAXX | TotalAnnualMaxCapacityInvestment | 2029 | 9999 | exempt_maxcap_uncapped | 2026-06-07T22:53:42.961284
C_Target_VRE | Secondary Techs | PWRSDSLKAXX | TotalAnnualMaxCapacityInvestment | 2030 | 9999 | exempt_maxcap_uncapped | 2026-06-07T22:53:42.961284
C_Target_VRE | Secondary Techs | PWRSDSLKAXX | TotalAnnualMaxCapacityInvestment | 2031 | 9999 | exempt_maxcap_uncapped | 2026-06-07T22:53:42.961284
C_Target_VRE | Secondary Techs | PWRSDSLKAXX | TotalAnnualMaxCapacityInvestment | 2032 | 9999 | exempt_maxcap_uncapped | 2026-06-07T22:53:42.961284
C_Target_VRE | Secondary Techs | PWRSDSLKAXX | TotalAnnualMaxCapacityInvestment | 2033 | 9999 | exempt_maxcap_uncapped | 2026-06-07T22:53:42.961284
C_Target_VRE | Secondary Techs | PWRSDSLKAXX | TotalAnnualMaxCapacityInvestment | 2034 | 9999 | exempt_maxcap_uncapped | 2026-06-07T22:53:42.961284
C_Target_VRE | Secondary Techs | PWRSDSLKAXX | TotalAnnualMaxCapacityInvestment | 2035 | 9999 | exempt_maxcap_uncapped | 2026-06-07T22:53:42.961284
C_Target_VRE | Secondary Techs | PWRSDSLKAXX | TotalAnnualMaxCapacityInvestment | 2036 | 9999 | exempt_maxcap_uncapped | 2026-06-07T22:53:42.961284
C_Target_VRE | Secondary Techs | PWRSDSLKAXX | TotalAnnualMaxCapacityInvestment | 2037 | 9999 | exempt_maxcap_uncapped | 2026-06-07T22:53:42.961284
C_Target_VRE | Secondary Techs | PWRSDSLKAXX | TotalAnnualMaxCapacityInvestment | 2038 | 9999 | exempt_maxcap_uncapped | 2026-06-07T22:53:42.961284
C_Target_VRE | Secondary Techs | PWRSDSLKAXX | TotalAnnualMaxCapacityInvestment | 2039 | 9999 | exempt_maxcap_uncapped | 2026-06-07T22:53:42.961284
C_Target_VRE | Secondary Techs | PWRSDSLKAXX | TotalAnnualMaxCapacityInvestment | 2040 | 9999 | exempt_maxcap_uncapped | 2026-06-07T22:53:42.961284
C_Target_VRE | Secondary Techs | PWRSDSLKAXX | TotalAnnualMaxCapacityInvestment | 2041 | 9999 | exempt_maxcap_uncapped | 2026-06-07T22:53:42.961284
C_Target_VRE | Secondary Techs | PWRSDSLKAXX | TotalAnnualMaxCapacityInvestment | 2042 | 9999 | exempt_maxcap_uncapped | 2026-06-07T22:53:42.961284
C_Target_VRE | Secondary Techs | PWRSDSLKAXX | TotalAnnualMaxCapacityInvestment | 2043 | 9999 | exempt_maxcap_uncapped | 2026-06-07T22:53:42.961284
C_Target_VRE | Secondary Techs | PWRSDSLKAXX | TotalAnnualMaxCapacityInvestment | 2044 | 9999 | exempt_maxcap_uncapped | 2026-06-07T22:53:42.961284
C_Target_VRE | Secondary Techs | PWRSDSLKAXX | TotalAnnualMaxCapacityInvestment | 2045 | 9999 | exempt_maxcap_uncapped | 2026-06-07T22:53:42.961284
C_Target_VRE | Secondary Techs | PWRSDSLKAXX | TotalAnnualMaxCapacityInvestment | 2046 | 9999 | exempt_maxcap_uncapped | 2026-06-07T22:53:42.961284
C_Target_VRE | Secondary Techs | PWRSDSLKAXX | TotalAnnualMaxCapacityInvestment | 2047 | 9999 | exempt_maxcap_uncapped | 2026-06-07T22:53:42.961284
C_Target_VRE | Secondary Techs | PWRSDSLKAXX | TotalAnnualMaxCapacityInvestment | 2048 | 9999 | exempt_maxcap_uncapped | 2026-06-07T22:53:42.961284
C_Target_VRE | Secondary Techs | PWRSDSLKAXX | TotalAnnualMaxCapacityInvestment | 2049 | 9999 | exempt_maxcap_uncapped | 2026-06-07T22:53:42.961284
C_Target_VRE | Secondary Techs | PWRSDSLKAXX | TotalAnnualMaxCapacityInvestment | 2050 | 9999 | exempt_maxcap_uncapped | 2026-06-07T22:53:42.961284
C_Target_VRE | Secondary Techs | PWRCOALKAXX | TotalAnnualMaxCapacityInvestment | 2023 | 0 | lid_floor_suppressed | 2026-06-07T22:53:42.961284
C_Target_VRE | Secondary Techs | PWRCOALKAXX | TotalAnnualMaxCapacityInvestment | 2024 | 0.065005 | lid_floor_suppressed | 2026-06-07T22:53:42.961284
C_Target_VRE | Secondary Techs | PWRCOALKAXX | TotalAnnualMaxCapacityInvestment | 2025 | 0.048949 | lid_floor_suppressed | 2026-06-07T22:53:42.961284
C_Target_VRE | Secondary Techs | PWRCOALKAXX | TotalAnnualMaxCapacityInvestment | 2026 | 0.049052 | lid_floor_suppressed | 2026-06-07T22:53:42.961284
C_Target_VRE | Secondary Techs | PWRCOALKAXX | TotalAnnualMaxCapacityInvestment | 2027 | 0.051969 | lid_floor_suppressed | 2026-06-07T22:53:42.961284
C_Target_VRE | Secondary Techs | PWRCOALKAXX | TotalAnnualMaxCapacityInvestment | 2028 | 0.054724 | lid_floor_suppressed | 2026-06-07T22:53:42.961284
C_Target_VRE | Secondary Techs | PWRCOALKAXX | TotalAnnualMaxCapacityInvestment | 2029 | 0.052443 | lid_floor_suppressed | 2026-06-07T22:53:42.961284
C_Target_VRE | Secondary Techs | PWRCOALKAXX | TotalAnnualMaxCapacityInvestment | 2030 | 0.056587 | lid_floor_suppressed | 2026-06-07T22:53:42.961284
C_Target_VRE | Secondary Techs | PWRCOALKAXX | TotalAnnualMaxCapacityInvestment | 2031 | 0.05195 | lid_floor_suppressed | 2026-06-07T22:53:42.961284
C_Target_VRE | Secondary Techs | PWRCOALKAXX | TotalAnnualMaxCapacityInvestment | 2032 | 0.05395 | lid_floor_suppressed | 2026-06-07T22:53:42.961284
C_Target_VRE | Secondary Techs | PWRCOALKAXX | TotalAnnualMaxCapacityInvestment | 2033 | 0.055842 | lid_floor_suppressed | 2026-06-07T22:53:42.961284
C_Target_VRE | Secondary Techs | PWRCOALKAXX | TotalAnnualMaxCapacityInvestment | 2034 | 0.058359 | lid_floor_suppressed | 2026-06-07T22:53:42.961284
C_Target_VRE | Secondary Techs | PWRCOALKAXX | TotalAnnualMaxCapacityInvestment | 2035 | 0.061974 | lid_floor_suppressed | 2026-06-07T22:53:42.961284
C_Target_VRE | Secondary Techs | PWRCOALKAXX | TotalAnnualMaxCapacityInvestment | 2036 | 0.06709 | lid_floor_suppressed | 2026-06-07T22:53:42.961284
C_Target_VRE | Secondary Techs | PWRCOALKAXX | TotalAnnualMaxCapacityInvestment | 2037 | 0.071065 | lid_floor_suppressed | 2026-06-07T22:53:42.961284
C_Target_VRE | Secondary Techs | PWRCOALKAXX | TotalAnnualMaxCapacityInvestment | 2038 | 0.075325 | lid_floor_suppressed | 2026-06-07T22:53:42.961284
C_Target_VRE | Secondary Techs | PWRCOALKAXX | TotalAnnualMaxCapacityInvestment | 2039 | 0.07656 | lid_floor_suppressed | 2026-06-07T22:53:42.961284
C_Target_VRE | Secondary Techs | PWRCOALKAXX | TotalAnnualMaxCapacityInvestment | 2040 | 0.079856 | lid_floor_suppressed | 2026-06-07T22:53:42.961284
C_Target_VRE | Secondary Techs | PWRCOALKAXX | TotalAnnualMaxCapacityInvestment | 2041 | 0.083535 | lid_floor_suppressed | 2026-06-07T22:53:42.961284
C_Target_VRE | Secondary Techs | PWRCOALKAXX | TotalAnnualMaxCapacityInvestment | 2042 | 0.083687 | lid_floor_suppressed | 2026-06-07T22:53:42.961284
C_Target_VRE | Secondary Techs | PWRCOALKAXX | TotalAnnualMaxCapacityInvestment | 2043 | 0.0851 | lid_floor_suppressed | 2026-06-07T22:53:42.961284
C_Target_VRE | Secondary Techs | PWRCOALKAXX | TotalAnnualMaxCapacityInvestment | 2044 | 0.10046 | lid_adequacy_scaled | 2026-06-07T22:53:42.961284
C_Target_VRE | Secondary Techs | PWRCOALKAXX | TotalAnnualMaxCapacityInvestment | 2045 | 0.12628 | lid_adequacy_scaled | 2026-06-07T22:53:42.961284
C_Target_VRE | Secondary Techs | PWRCOALKAXX | TotalAnnualMaxCapacityInvestment | 2046 | 0.16134 | lid_adequacy_scaled | 2026-06-07T22:53:42.961284
C_Target_VRE | Secondary Techs | PWRCOALKAXX | TotalAnnualMaxCapacityInvestment | 2047 | 0.19574 | lid_adequacy_scaled | 2026-06-07T22:53:42.961284
C_Target_VRE | Secondary Techs | PWRCOALKAXX | TotalAnnualMaxCapacityInvestment | 2048 | 0.22766 | lid_adequacy_scaled | 2026-06-07T22:53:42.961284
C_Target_VRE | Secondary Techs | PWRCOALKAXX | TotalAnnualMaxCapacityInvestment | 2049 | 0.26064 | lid_adequacy_scaled | 2026-06-07T22:53:42.961284
C_Target_VRE | Secondary Techs | PWRCOALKAXX | TotalAnnualMaxCapacityInvestment | 2050 | 0.29377 | lid_adequacy_scaled | 2026-06-07T22:53:42.961284
C_Target_VRE | Secondary Techs | PWRLDSLKAXX | TotalAnnualMaxCapacityInvestment | 2023 | 9999 | exempt_maxcap_uncapped | 2026-06-07T22:53:42.961284
C_Target_VRE | Secondary Techs | PWRLDSLKAXX | TotalAnnualMaxCapacityInvestment | 2024 | 9999 | exempt_maxcap_uncapped | 2026-06-07T22:53:42.961284
C_Target_VRE | Secondary Techs | PWRLDSLKAXX | TotalAnnualMaxCapacityInvestment | 2025 | 9999 | exempt_maxcap_uncapped | 2026-06-07T22:53:42.961284
C_Target_VRE | Secondary Techs | PWRLDSLKAXX | TotalAnnualMaxCapacityInvestment | 2026 | 9999 | exempt_maxcap_uncapped | 2026-06-07T22:53:42.961284
C_Target_VRE | Secondary Techs | PWRLDSLKAXX | TotalAnnualMaxCapacityInvestment | 2027 | 9999 | exempt_maxcap_uncapped | 2026-06-07T22:53:42.961284
C_Target_VRE | Secondary Techs | PWRLDSLKAXX | TotalAnnualMaxCapacityInvestment | 2028 | 9999 | exempt_maxcap_uncapped | 2026-06-07T22:53:42.961284
C_Target_VRE | Secondary Techs | PWRLDSLKAXX | TotalAnnualMaxCapacityInvestment | 2029 | 9999 | exempt_maxcap_uncapped | 2026-06-07T22:53:42.961284
C_Target_VRE | Secondary Techs | PWRLDSLKAXX | TotalAnnualMaxCapacityInvestment | 2030 | 9999 | exempt_maxcap_uncapped | 2026-06-07T22:53:42.961284
C_Target_VRE | Secondary Techs | PWRLDSLKAXX | TotalAnnualMaxCapacityInvestment | 2031 | 9999 | exempt_maxcap_uncapped | 2026-06-07T22:53:42.961284
C_Target_VRE | Secondary Techs | PWRLDSLKAXX | TotalAnnualMaxCapacityInvestment | 2032 | 9999 | exempt_maxcap_uncapped | 2026-06-07T22:53:42.961284
C_Target_VRE | Secondary Techs | PWRLDSLKAXX | TotalAnnualMaxCapacityInvestment | 2033 | 9999 | exempt_maxcap_uncapped | 2026-06-07T22:53:42.961284
C_Target_VRE | Secondary Techs | PWRLDSLKAXX | TotalAnnualMaxCapacityInvestment | 2034 | 9999 | exempt_maxcap_uncapped | 2026-06-07T22:53:42.961284
C_Target_VRE | Secondary Techs | PWRLDSLKAXX | TotalAnnualMaxCapacityInvestment | 2035 | 9999 | exempt_maxcap_uncapped | 2026-06-07T22:53:42.961284
C_Target_VRE | Secondary Techs | PWRLDSLKAXX | TotalAnnualMaxCapacityInvestment | 2036 | 9999 | exempt_maxcap_uncapped | 2026-06-07T22:53:42.961284
C_Target_VRE | Secondary Techs | PWRLDSLKAXX | TotalAnnualMaxCapacityInvestment | 2037 | 9999 | exempt_maxcap_uncapped | 2026-06-07T22:53:42.961284
C_Target_VRE | Secondary Techs | PWRLDSLKAXX | TotalAnnualMaxCapacityInvestment | 2038 | 9999 | exempt_maxcap_uncapped | 2026-06-07T22:53:42.961284
C_Target_VRE | Secondary Techs | PWRLDSLKAXX | TotalAnnualMaxCapacityInvestment | 2039 | 9999 | exempt_maxcap_uncapped | 2026-06-07T22:53:42.961284
C_Target_VRE | Secondary Techs | PWRLDSLKAXX | TotalAnnualMaxCapacityInvestment | 2040 | 9999 | exempt_maxcap_uncapped | 2026-06-07T22:53:42.961284
C_Target_VRE | Secondary Techs | PWRLDSLKAXX | TotalAnnualMaxCapacityInvestment | 2041 | 9999 | exempt_maxcap_uncapped | 2026-06-07T22:53:42.961284
C_Target_VRE | Secondary Techs | PWRLDSLKAXX | TotalAnnualMaxCapacityInvestment | 2042 | 9999 | exempt_maxcap_uncapped | 2026-06-07T22:53:42.961284
C_Target_VRE | Secondary Techs | PWRLDSLKAXX | TotalAnnualMaxCapacityInvestment | 2043 | 9999 | exempt_maxcap_uncapped | 2026-06-07T22:53:42.961284
C_Target_VRE | Secondary Techs | PWRLDSLKAXX | TotalAnnualMaxCapacityInvestment | 2044 | 9999 | exempt_maxcap_uncapped | 2026-06-07T22:53:42.961284
C_Target_VRE | Secondary Techs | PWRLDSLKAXX | TotalAnnualMaxCapacityInvestment | 2045 | 9999 | exempt_maxcap_uncapped | 2026-06-07T22:53:42.961284
C_Target_VRE | Secondary Techs | PWRLDSLKAXX | TotalAnnualMaxCapacityInvestment | 2046 | 9999 | exempt_maxcap_uncapped | 2026-06-07T22:53:42.961284
C_Target_VRE | Secondary Techs | PWRLDSLKAXX | TotalAnnualMaxCapacityInvestment | 2047 | 9999 | exempt_maxcap_uncapped | 2026-06-07T22:53:42.961284
C_Target_VRE | Secondary Techs | PWRLDSLKAXX | TotalAnnualMaxCapacityInvestment | 2048 | 9999 | exempt_maxcap_uncapped | 2026-06-07T22:53:42.961284
C_Target_VRE | Secondary Techs | PWRLDSLKAXX | TotalAnnualMaxCapacityInvestment | 2049 | 9999 | exempt_maxcap_uncapped | 2026-06-07T22:53:42.961284
C_Target_VRE | Secondary Techs | PWRLDSLKAXX | TotalAnnualMaxCapacityInvestment | 2050 | 9999 | exempt_maxcap_uncapped | 2026-06-07T22:53:42.961284
C_Target_VRE | Secondary Techs | PWRLDSLKAXX | TotalAnnualMaxCapacityInvestment | 2023 | 9999 | exempt_uncapped | 2026-06-07T22:53:42.961284
C_Target_VRE | Secondary Techs | PWRLDSLKAXX | TotalAnnualMaxCapacityInvestment | 2024 | 9999 | exempt_uncapped | 2026-06-07T22:53:42.961284
C_Target_VRE | Secondary Techs | PWRLDSLKAXX | TotalAnnualMaxCapacityInvestment | 2025 | 9999 | exempt_uncapped | 2026-06-07T22:53:42.961284
C_Target_VRE | Secondary Techs | PWRLDSLKAXX | TotalAnnualMaxCapacityInvestment | 2026 | 9999 | exempt_uncapped | 2026-06-07T22:53:42.961284
C_Target_VRE | Secondary Techs | PWRLDSLKAXX | TotalAnnualMaxCapacityInvestment | 2027 | 9999 | exempt_uncapped | 2026-06-07T22:53:42.961284
C_Target_VRE | Secondary Techs | PWRLDSLKAXX | TotalAnnualMaxCapacityInvestment | 2028 | 9999 | exempt_uncapped | 2026-06-07T22:53:42.961284
C_Target_VRE | Secondary Techs | PWRLDSLKAXX | TotalAnnualMaxCapacityInvestment | 2029 | 9999 | exempt_uncapped | 2026-06-07T22:53:42.961284
C_Target_VRE | Secondary Techs | PWRLDSLKAXX | TotalAnnualMaxCapacityInvestment | 2030 | 9999 | exempt_uncapped | 2026-06-07T22:53:42.961284
C_Target_VRE | Secondary Techs | PWRLDSLKAXX | TotalAnnualMaxCapacityInvestment | 2031 | 9999 | exempt_uncapped | 2026-06-07T22:53:42.961284
C_Target_VRE | Secondary Techs | PWRLDSLKAXX | TotalAnnualMaxCapacityInvestment | 2032 | 9999 | exempt_uncapped | 2026-06-07T22:53:42.961284
C_Target_VRE | Secondary Techs | PWRLDSLKAXX | TotalAnnualMaxCapacityInvestment | 2033 | 9999 | exempt_uncapped | 2026-06-07T22:53:42.961284
C_Target_VRE | Secondary Techs | PWRLDSLKAXX | TotalAnnualMaxCapacityInvestment | 2034 | 9999 | exempt_uncapped | 2026-06-07T22:53:42.961284
C_Target_VRE | Secondary Techs | PWRLDSLKAXX | TotalAnnualMaxCapacityInvestment | 2035 | 9999 | exempt_uncapped | 2026-06-07T22:53:42.961284
C_Target_VRE | Secondary Techs | PWRLDSLKAXX | TotalAnnualMaxCapacityInvestment | 2036 | 9999 | exempt_uncapped | 2026-06-07T22:53:42.961284
C_Target_VRE | Secondary Techs | PWRLDSLKAXX | TotalAnnualMaxCapacityInvestment | 2037 | 9999 | exempt_uncapped | 2026-06-07T22:53:42.961284
C_Target_VRE | Secondary Techs | PWRLDSLKAXX | TotalAnnualMaxCapacityInvestment | 2038 | 9999 | exempt_uncapped | 2026-06-07T22:53:42.961284
C_Target_VRE | Secondary Techs | PWRLDSLKAXX | TotalAnnualMaxCapacityInvestment | 2039 | 9999 | exempt_uncapped | 2026-06-07T22:53:42.961284
C_Target_VRE | Secondary Techs | PWRLDSLKAXX | TotalAnnualMaxCapacityInvestment | 2040 | 9999 | exempt_uncapped | 2026-06-07T22:53:42.961284
C_Target_VRE | Secondary Techs | PWRLDSLKAXX | TotalAnnualMaxCapacityInvestment | 2041 | 9999 | exempt_uncapped | 2026-06-07T22:53:42.961284
C_Target_VRE | Secondary Techs | PWRLDSLKAXX | TotalAnnualMaxCapacityInvestment | 2042 | 9999 | exempt_uncapped | 2026-06-07T22:53:42.961284
C_Target_VRE | Secondary Techs | PWRLDSLKAXX | TotalAnnualMaxCapacityInvestment | 2043 | 9999 | exempt_uncapped | 2026-06-07T22:53:42.961284
C_Target_VRE | Secondary Techs | PWRLDSLKAXX | TotalAnnualMaxCapacityInvestment | 2044 | 9999 | exempt_uncapped | 2026-06-07T22:53:42.961284
C_Target_VRE | Secondary Techs | PWRLDSLKAXX | TotalAnnualMaxCapacityInvestment | 2045 | 9999 | exempt_uncapped | 2026-06-07T22:53:42.961284
C_Target_VRE | Secondary Techs | PWRLDSLKAXX | TotalAnnualMaxCapacityInvestment | 2046 | 9999 | exempt_uncapped | 2026-06-07T22:53:42.961284
C_Target_VRE | Secondary Techs | PWRLDSLKAXX | TotalAnnualMaxCapacityInvestment | 2047 | 9999 | exempt_uncapped | 2026-06-07T22:53:42.961284
C_Target_VRE | Secondary Techs | PWRLDSLKAXX | TotalAnnualMaxCapacityInvestment | 2048 | 9999 | exempt_uncapped | 2026-06-07T22:53:42.961284
C_Target_VRE | Secondary Techs | PWRLDSLKAXX | TotalAnnualMaxCapacityInvestment | 2049 | 9999 | exempt_uncapped | 2026-06-07T22:53:42.961284
C_Target_VRE | Secondary Techs | PWRLDSLKAXX | TotalAnnualMaxCapacityInvestment | 2050 | 9999 | exempt_uncapped | 2026-06-07T22:53:42.961284
C_Target_VRE | Secondary Techs | PWRCOAINDNO | TotalAnnualMaxCapacityInvestment | 2023 | 0 | lid_floor_suppressed | 2026-06-07T22:53:42.961284
C_Target_VRE | Secondary Techs | PWRCOAINDNO | TotalAnnualMaxCapacityInvestment | 2024 | 2.7837 | lid_fill | 2026-06-07T22:53:42.961284
C_Target_VRE | Secondary Techs | PWRCOAINDNO | TotalAnnualMaxCapacityInvestment | 2025 | 2.9431 | lid_fill | 2026-06-07T22:53:42.961284
C_Target_VRE | Secondary Techs | PWRCOAINDNO | TotalAnnualMaxCapacityInvestment | 2026 | 3.1598 | lid_fill | 2026-06-07T22:53:42.961284
C_Target_VRE | Secondary Techs | PWRCOAINDNO | TotalAnnualMaxCapacityInvestment | 2027 | 3.3543 | lid_fill | 2026-06-07T22:53:42.961284
C_Target_VRE | Secondary Techs | PWRCOAINDNO | TotalAnnualMaxCapacityInvestment | 2028 | 3.5265 | lid_family_capped | 2026-06-07T22:53:42.961284
C_Target_VRE | Secondary Techs | PWRCOAINDNO | TotalAnnualMaxCapacityInvestment | 2029 | 3.1653 | lid_family_capped | 2026-06-07T22:53:42.961284
C_Target_VRE | Secondary Techs | PWRCOAINDNO | TotalAnnualMaxCapacityInvestment | 2030 | 2.0906 | lid_family_capped | 2026-06-07T22:53:42.961284
C_Target_VRE | Secondary Techs | PWRCOAINDNO | TotalAnnualMaxCapacityInvestment | 2031 | 2.028 | lid_family_capped | 2026-06-07T22:53:42.961284
C_Target_VRE | Secondary Techs | PWRCOAINDNO | TotalAnnualMaxCapacityInvestment | 2032 | 2.4625 | lid_family_capped | 2026-06-07T22:53:42.961284
C_Target_VRE | Secondary Techs | PWRCOAINDNO | TotalAnnualMaxCapacityInvestment | 2033 | 2.3571 | lid_family_capped | 2026-06-07T22:53:42.961284
C_Target_VRE | Secondary Techs | PWRCOAINDNO | TotalAnnualMaxCapacityInvestment | 2034 | 2.2517 | lid_family_capped | 2026-06-07T22:53:42.961284
C_Target_VRE | Secondary Techs | PWRCOAINDNO | TotalAnnualMaxCapacityInvestment | 2035 | 2.1462 | lid_family_capped | 2026-06-07T22:53:42.961284
C_Target_VRE | Secondary Techs | PWRCOAINDNO | TotalAnnualMaxCapacityInvestment | 2036 | 2.0408 | lid_family_capped | 2026-06-07T22:53:42.961284
C_Target_VRE | Secondary Techs | PWRCOAINDNO | TotalAnnualMaxCapacityInvestment | 2037 | 2.2193 | lid_family_capped | 2026-06-07T22:53:42.961284
C_Target_VRE | Secondary Techs | PWRCOAINDNO | TotalAnnualMaxCapacityInvestment | 2038 | 2.1046 | lid_family_capped | 2026-06-07T22:53:42.961284
C_Target_VRE | Secondary Techs | PWRCOAINDNO | TotalAnnualMaxCapacityInvestment | 2039 | 1.99 | lid_family_capped | 2026-06-07T22:53:42.961284
C_Target_VRE | Secondary Techs | PWRCOAINDNO | TotalAnnualMaxCapacityInvestment | 2040 | 1.6944 | lid_family_capped | 2026-06-07T22:53:42.961284
C_Target_VRE | Secondary Techs | PWRCOAINDNO | TotalAnnualMaxCapacityInvestment | 2041 | 1.754 | lid_family_capped | 2026-06-07T22:53:42.961284
C_Target_VRE | Secondary Techs | PWRCOAINDNO | TotalAnnualMaxCapacityInvestment | 2042 | 2.9792 | lid_adequacy_scaled | 2026-06-07T22:53:42.961284
C_Target_VRE | Secondary Techs | PWRCOAINDNO | TotalAnnualMaxCapacityInvestment | 2043 | 4.4695 | lid_adequacy_scaled | 2026-06-07T22:53:42.961284
C_Target_VRE | Secondary Techs | PWRCOAINDNO | TotalAnnualMaxCapacityInvestment | 2044 | 5.953 | lid_adequacy_scaled | 2026-06-07T22:53:42.961284
C_Target_VRE | Secondary Techs | PWRCOAINDNO | TotalAnnualMaxCapacityInvestment | 2045 | 7.4237 | lid_adequacy_scaled | 2026-06-07T22:53:42.961284
C_Target_VRE | Secondary Techs | PWRCOAINDNO | TotalAnnualMaxCapacityInvestment | 2046 | 9.4777 | lid_adequacy_scaled | 2026-06-07T22:53:42.961284
C_Target_VRE | Secondary Techs | PWRCOAINDNO | TotalAnnualMaxCapacityInvestment | 2047 | 11.4503 | lid_adequacy_scaled | 2026-06-07T22:53:42.961284
C_Target_VRE | Secondary Techs | PWRCOAINDNO | TotalAnnualMaxCapacityInvestment | 2048 | 13.3611 | lid_adequacy_scaled | 2026-06-07T22:53:42.961284
C_Target_VRE | Secondary Techs | PWRCOAINDNO | TotalAnnualMaxCapacityInvestment | 2049 | 15.2161 | lid_adequacy_scaled | 2026-06-07T22:53:42.961284
C_Target_VRE | Secondary Techs | PWRCOAINDNO | TotalAnnualMaxCapacityInvestment | 2050 | 17.0204 | lid_adequacy_scaled | 2026-06-07T22:53:42.961284
C_Target_VRE | Secondary Techs | PWRSDSINDEA | TotalAnnualMaxCapacityInvestment | 2023 | 9999 | exempt_maxcap_uncapped | 2026-06-07T22:53:42.961284
C_Target_VRE | Secondary Techs | PWRSDSINDEA | TotalAnnualMaxCapacityInvestment | 2024 | 9999 | exempt_maxcap_uncapped | 2026-06-07T22:53:42.961284
C_Target_VRE | Secondary Techs | PWRSDSINDEA | TotalAnnualMaxCapacityInvestment | 2025 | 9999 | exempt_maxcap_uncapped | 2026-06-07T22:53:42.961284
C_Target_VRE | Secondary Techs | PWRSDSINDEA | TotalAnnualMaxCapacityInvestment | 2026 | 9999 | exempt_maxcap_uncapped | 2026-06-07T22:53:42.961284
C_Target_VRE | Secondary Techs | PWRSDSINDEA | TotalAnnualMaxCapacityInvestment | 2027 | 9999 | exempt_maxcap_uncapped | 2026-06-07T22:53:42.961284
C_Target_VRE | Secondary Techs | PWRSDSINDEA | TotalAnnualMaxCapacityInvestment | 2028 | 9999 | exempt_maxcap_uncapped | 2026-06-07T22:53:42.961284
C_Target_VRE | Secondary Techs | PWRSDSINDEA | TotalAnnualMaxCapacityInvestment | 2029 | 9999 | exempt_maxcap_uncapped | 2026-06-07T22:53:42.961284
C_Target_VRE | Secondary Techs | PWRSDSINDEA | TotalAnnualMaxCapacityInvestment | 2030 | 9999 | exempt_maxcap_uncapped | 2026-06-07T22:53:42.961284
C_Target_VRE | Secondary Techs | PWRSDSINDEA | TotalAnnualMaxCapacityInvestment | 2031 | 9999 | exempt_maxcap_uncapped | 2026-06-07T22:53:42.961284
C_Target_VRE | Secondary Techs | PWRSDSINDEA | TotalAnnualMaxCapacityInvestment | 2032 | 9999 | exempt_maxcap_uncapped | 2026-06-07T22:53:42.961284
C_Target_VRE | Secondary Techs | PWRSDSINDEA | TotalAnnualMaxCapacityInvestment | 2033 | 9999 | exempt_maxcap_uncapped | 2026-06-07T22:53:42.961284
C_Target_VRE | Secondary Techs | PWRSDSINDEA | TotalAnnualMaxCapacityInvestment | 2034 | 9999 | exempt_maxcap_uncapped | 2026-06-07T22:53:42.961284
C_Target_VRE | Secondary Techs | PWRSDSINDEA | TotalAnnualMaxCapacityInvestment | 2035 | 9999 | exempt_maxcap_uncapped | 2026-06-07T22:53:42.961284
C_Target_VRE | Secondary Techs | PWRSDSINDEA | TotalAnnualMaxCapacityInvestment | 2036 | 9999 | exempt_maxcap_uncapped | 2026-06-07T22:53:42.961284
C_Target_VRE | Secondary Techs | PWRSDSINDEA | TotalAnnualMaxCapacityInvestment | 2037 | 9999 | exempt_maxcap_uncapped | 2026-06-07T22:53:42.961284
C_Target_VRE | Secondary Techs | PWRSDSINDEA | TotalAnnualMaxCapacityInvestment | 2038 | 9999 | exempt_maxcap_uncapped | 2026-06-07T22:53:42.961284
C_Target_VRE | Secondary Techs | PWRSDSINDEA | TotalAnnualMaxCapacityInvestment | 2039 | 9999 | exempt_maxcap_uncapped | 2026-06-07T22:53:42.961284
C_Target_VRE | Secondary Techs | PWRSDSINDEA | TotalAnnualMaxCapacityInvestment | 2040 | 9999 | exempt_maxcap_uncapped | 2026-06-07T22:53:42.961284
C_Target_VRE | Secondary Techs | PWRSDSINDEA | TotalAnnualMaxCapacityInvestment | 2041 | 9999 | exempt_maxcap_uncapped | 2026-06-07T22:53:42.961284
C_Target_VRE | Secondary Techs | PWRSDSINDEA | TotalAnnualMaxCapacityInvestment | 2042 | 9999 | exempt_maxcap_uncapped | 2026-06-07T22:53:42.961284
C_Target_VRE | Secondary Techs | PWRSDSINDEA | TotalAnnualMaxCapacityInvestment | 2043 | 9999 | exempt_maxcap_uncapped | 2026-06-07T22:53:42.961284
C_Target_VRE | Secondary Techs | PWRSDSINDEA | TotalAnnualMaxCapacityInvestment | 2044 | 9999 | exempt_maxcap_uncapped | 2026-06-07T22:53:42.961284
C_Target_VRE | Secondary Techs | PWRSDSINDEA | TotalAnnualMaxCapacityInvestment | 2045 | 9999 | exempt_maxcap_uncapped | 2026-06-07T22:53:42.961284
C_Target_VRE | Secondary Techs | PWRSDSINDEA | TotalAnnualMaxCapacityInvestment | 2046 | 9999 | exempt_maxcap_uncapped | 2026-06-07T22:53:42.961284
C_Target_VRE | Secondary Techs | PWRSDSINDEA | TotalAnnualMaxCapacityInvestment | 2047 | 9999 | exempt_maxcap_uncapped | 2026-06-07T22:53:42.961284
C_Target_VRE | Secondary Techs | PWRSDSINDEA | TotalAnnualMaxCapacityInvestment | 2048 | 9999 | exempt_maxcap_uncapped | 2026-06-07T22:53:42.961284
C_Target_VRE | Secondary Techs | PWRSDSINDEA | TotalAnnualMaxCapacityInvestment | 2049 | 9999 | exempt_maxcap_uncapped | 2026-06-07T22:53:42.961284
C_Target_VRE | Secondary Techs | PWRSDSINDEA | TotalAnnualMaxCapacityInvestment | 2050 | 9999 | exempt_maxcap_uncapped | 2026-06-07T22:53:42.961284
C_Target_VRE | Secondary Techs | PWRSDSINDEA | TotalAnnualMaxCapacityInvestment | 2023 | 9999 | exempt_uncapped | 2026-06-07T22:53:42.961284
C_Target_VRE | Secondary Techs | PWRSDSINDEA | TotalAnnualMaxCapacityInvestment | 2024 | 9999 | exempt_uncapped | 2026-06-07T22:53:42.961284
C_Target_VRE | Secondary Techs | PWRSDSINDEA | TotalAnnualMaxCapacityInvestment | 2025 | 9999 | exempt_uncapped | 2026-06-07T22:53:42.961284
C_Target_VRE | Secondary Techs | PWRSDSINDEA | TotalAnnualMaxCapacityInvestment | 2026 | 9999 | exempt_uncapped | 2026-06-07T22:53:42.961284
C_Target_VRE | Secondary Techs | PWRSDSINDEA | TotalAnnualMaxCapacityInvestment | 2027 | 9999 | exempt_uncapped | 2026-06-07T22:53:42.961284
C_Target_VRE | Secondary Techs | PWRSDSINDEA | TotalAnnualMaxCapacityInvestment | 2028 | 9999 | exempt_uncapped | 2026-06-07T22:53:42.961284
C_Target_VRE | Secondary Techs | PWRSDSINDEA | TotalAnnualMaxCapacityInvestment | 2029 | 9999 | exempt_uncapped | 2026-06-07T22:53:42.961284
C_Target_VRE | Secondary Techs | PWRSDSINDEA | TotalAnnualMaxCapacityInvestment | 2030 | 9999 | exempt_uncapped | 2026-06-07T22:53:42.961284
C_Target_VRE | Secondary Techs | PWRSDSINDEA | TotalAnnualMaxCapacityInvestment | 2031 | 9999 | exempt_uncapped | 2026-06-07T22:53:42.961284
C_Target_VRE | Secondary Techs | PWRSDSINDEA | TotalAnnualMaxCapacityInvestment | 2032 | 9999 | exempt_uncapped | 2026-06-07T22:53:42.961284
C_Target_VRE | Secondary Techs | PWRSDSINDEA | TotalAnnualMaxCapacityInvestment | 2033 | 9999 | exempt_uncapped | 2026-06-07T22:53:42.961284
C_Target_VRE | Secondary Techs | PWRSDSINDEA | TotalAnnualMaxCapacityInvestment | 2034 | 9999 | exempt_uncapped | 2026-06-07T22:53:42.961284
C_Target_VRE | Secondary Techs | PWRSDSINDEA | TotalAnnualMaxCapacityInvestment | 2035 | 9999 | exempt_uncapped | 2026-06-07T22:53:42.961284
C_Target_VRE | Secondary Techs | PWRSDSINDEA | TotalAnnualMaxCapacityInvestment | 2036 | 9999 | exempt_uncapped | 2026-06-07T22:53:42.961284
C_Target_VRE | Secondary Techs | PWRSDSINDEA | TotalAnnualMaxCapacityInvestment | 2037 | 9999 | exempt_uncapped | 2026-06-07T22:53:42.961284
C_Target_VRE | Secondary Techs | PWRSDSINDEA | TotalAnnualMaxCapacityInvestment | 2038 | 9999 | exempt_uncapped | 2026-06-07T22:53:42.961284
C_Target_VRE | Secondary Techs | PWRSDSINDEA | TotalAnnualMaxCapacityInvestment | 2039 | 9999 | exempt_uncapped | 2026-06-07T22:53:42.961284
C_Target_VRE | Secondary Techs | PWRSDSINDEA | TotalAnnualMaxCapacityInvestment | 2040 | 9999 | exempt_uncapped | 2026-06-07T22:53:42.961284
C_Target_VRE | Secondary Techs | PWRSDSINDEA | TotalAnnualMaxCapacityInvestment | 2041 | 9999 | exempt_uncapped | 2026-06-07T22:53:42.961284
C_Target_VRE | Secondary Techs | PWRSDSINDEA | TotalAnnualMaxCapacityInvestment | 2042 | 9999 | exempt_uncapped | 2026-06-07T22:53:42.961284
C_Target_VRE | Secondary Techs | PWRSDSINDEA | TotalAnnualMaxCapacityInvestment | 2043 | 9999 | exempt_uncapped | 2026-06-07T22:53:42.961284
C_Target_VRE | Secondary Techs | PWRSDSINDEA | TotalAnnualMaxCapacityInvestment | 2044 | 9999 | exempt_uncapped | 2026-06-07T22:53:42.961284
C_Target_VRE | Secondary Techs | PWRSDSINDEA | TotalAnnualMaxCapacityInvestment | 2045 | 9999 | exempt_uncapped | 2026-06-07T22:53:42.961284
C_Target_VRE | Secondary Techs | PWRSDSINDEA | TotalAnnualMaxCapacityInvestment | 2046 | 9999 | exempt_uncapped | 2026-06-07T22:53:42.961284
C_Target_VRE | Secondary Techs | PWRSDSINDEA | TotalAnnualMaxCapacityInvestment | 2047 | 9999 | exempt_uncapped | 2026-06-07T22:53:42.961284
C_Target_VRE | Secondary Techs | PWRSDSINDEA | TotalAnnualMaxCapacityInvestment | 2048 | 9999 | exempt_uncapped | 2026-06-07T22:53:42.961284
C_Target_VRE | Secondary Techs | PWRSDSINDEA | TotalAnnualMaxCapacityInvestment | 2049 | 9999 | exempt_uncapped | 2026-06-07T22:53:42.961284
C_Target_VRE | Secondary Techs | PWRSDSINDEA | TotalAnnualMaxCapacityInvestment | 2050 | 9999 | exempt_uncapped | 2026-06-07T22:53:42.961284
C_Target_VRE | Secondary Techs | PWRLDSINDWE | TotalAnnualMaxCapacityInvestment | 2023 | 9999 | exempt_maxcap_uncapped | 2026-06-07T22:53:42.961284
C_Target_VRE | Secondary Techs | PWRLDSINDWE | TotalAnnualMaxCapacityInvestment | 2024 | 9999 | exempt_maxcap_uncapped | 2026-06-07T22:53:42.961284
C_Target_VRE | Secondary Techs | PWRLDSINDWE | TotalAnnualMaxCapacityInvestment | 2025 | 9999 | exempt_maxcap_uncapped | 2026-06-07T22:53:42.961284
C_Target_VRE | Secondary Techs | PWRLDSINDWE | TotalAnnualMaxCapacityInvestment | 2026 | 9999 | exempt_maxcap_uncapped | 2026-06-07T22:53:42.961284
C_Target_VRE | Secondary Techs | PWRLDSINDWE | TotalAnnualMaxCapacityInvestment | 2027 | 9999 | exempt_maxcap_uncapped | 2026-06-07T22:53:42.961284
C_Target_VRE | Secondary Techs | PWRLDSINDWE | TotalAnnualMaxCapacityInvestment | 2028 | 9999 | exempt_maxcap_uncapped | 2026-06-07T22:53:42.961284
C_Target_VRE | Secondary Techs | PWRLDSINDWE | TotalAnnualMaxCapacityInvestment | 2029 | 9999 | exempt_maxcap_uncapped | 2026-06-07T22:53:42.961284
C_Target_VRE | Secondary Techs | PWRLDSINDWE | TotalAnnualMaxCapacityInvestment | 2030 | 9999 | exempt_maxcap_uncapped | 2026-06-07T22:53:42.961284
C_Target_VRE | Secondary Techs | PWRLDSINDWE | TotalAnnualMaxCapacityInvestment | 2031 | 9999 | exempt_maxcap_uncapped | 2026-06-07T22:53:42.961284
C_Target_VRE | Secondary Techs | PWRLDSINDWE | TotalAnnualMaxCapacityInvestment | 2032 | 9999 | exempt_maxcap_uncapped | 2026-06-07T22:53:42.961284
C_Target_VRE | Secondary Techs | PWRLDSINDWE | TotalAnnualMaxCapacityInvestment | 2033 | 9999 | exempt_maxcap_uncapped | 2026-06-07T22:53:42.961284
C_Target_VRE | Secondary Techs | PWRLDSINDWE | TotalAnnualMaxCapacityInvestment | 2034 | 9999 | exempt_maxcap_uncapped | 2026-06-07T22:53:42.961284
C_Target_VRE | Secondary Techs | PWRLDSINDWE | TotalAnnualMaxCapacityInvestment | 2035 | 9999 | exempt_maxcap_uncapped | 2026-06-07T22:53:42.961284
C_Target_VRE | Secondary Techs | PWRLDSINDWE | TotalAnnualMaxCapacityInvestment | 2036 | 9999 | exempt_maxcap_uncapped | 2026-06-07T22:53:42.961284
C_Target_VRE | Secondary Techs | PWRLDSINDWE | TotalAnnualMaxCapacityInvestment | 2037 | 9999 | exempt_maxcap_uncapped | 2026-06-07T22:53:42.961284
C_Target_VRE | Secondary Techs | PWRLDSINDWE | TotalAnnualMaxCapacityInvestment | 2038 | 9999 | exempt_maxcap_uncapped | 2026-06-07T22:53:42.961284
C_Target_VRE | Secondary Techs | PWRLDSINDWE | TotalAnnualMaxCapacityInvestment | 2039 | 9999 | exempt_maxcap_uncapped | 2026-06-07T22:53:42.961284
C_Target_VRE | Secondary Techs | PWRLDSINDWE | TotalAnnualMaxCapacityInvestment | 2040 | 9999 | exempt_maxcap_uncapped | 2026-06-07T22:53:42.961284
C_Target_VRE | Secondary Techs | PWRLDSINDWE | TotalAnnualMaxCapacityInvestment | 2041 | 9999 | exempt_maxcap_uncapped | 2026-06-07T22:53:42.961284
C_Target_VRE | Secondary Techs | PWRLDSINDWE | TotalAnnualMaxCapacityInvestment | 2042 | 9999 | exempt_maxcap_uncapped | 2026-06-07T22:53:42.961284
C_Target_VRE | Secondary Techs | PWRLDSINDWE | TotalAnnualMaxCapacityInvestment | 2043 | 9999 | exempt_maxcap_uncapped | 2026-06-07T22:53:42.961284
C_Target_VRE | Secondary Techs | PWRLDSINDWE | TotalAnnualMaxCapacityInvestment | 2044 | 9999 | exempt_maxcap_uncapped | 2026-06-07T22:53:42.961284
C_Target_VRE | Secondary Techs | PWRLDSINDWE | TotalAnnualMaxCapacityInvestment | 2045 | 9999 | exempt_maxcap_uncapped | 2026-06-07T22:53:42.961284
C_Target_VRE | Secondary Techs | PWRLDSINDWE | TotalAnnualMaxCapacityInvestment | 2046 | 9999 | exempt_maxcap_uncapped | 2026-06-07T22:53:42.961284
C_Target_VRE | Secondary Techs | PWRLDSINDWE | TotalAnnualMaxCapacityInvestment | 2047 | 9999 | exempt_maxcap_uncapped | 2026-06-07T22:53:42.961284
C_Target_VRE | Secondary Techs | PWRLDSINDWE | TotalAnnualMaxCapacityInvestment | 2048 | 9999 | exempt_maxcap_uncapped | 2026-06-07T22:53:42.961284
C_Target_VRE | Secondary Techs | PWRLDSINDWE | TotalAnnualMaxCapacityInvestment | 2049 | 9999 | exempt_maxcap_uncapped | 2026-06-07T22:53:42.961284
C_Target_VRE | Secondary Techs | PWRLDSINDWE | TotalAnnualMaxCapacityInvestment | 2050 | 9999 | exempt_maxcap_uncapped | 2026-06-07T22:53:42.961284
C_Target_VRE | Secondary Techs | PWRLDSINDWE | TotalAnnualMaxCapacityInvestment | 2023 | 9999 | exempt_uncapped | 2026-06-07T22:53:42.961284
C_Target_VRE | Secondary Techs | PWRLDSINDWE | TotalAnnualMaxCapacityInvestment | 2024 | 9999 | exempt_uncapped | 2026-06-07T22:53:42.961284
C_Target_VRE | Secondary Techs | PWRLDSINDWE | TotalAnnualMaxCapacityInvestment | 2025 | 9999 | exempt_uncapped | 2026-06-07T22:53:42.961284
C_Target_VRE | Secondary Techs | PWRLDSINDWE | TotalAnnualMaxCapacityInvestment | 2026 | 9999 | exempt_uncapped | 2026-06-07T22:53:42.961284
C_Target_VRE | Secondary Techs | PWRLDSINDWE | TotalAnnualMaxCapacityInvestment | 2027 | 9999 | exempt_uncapped | 2026-06-07T22:53:42.961284
C_Target_VRE | Secondary Techs | PWRLDSINDWE | TotalAnnualMaxCapacityInvestment | 2028 | 9999 | exempt_uncapped | 2026-06-07T22:53:42.961284
C_Target_VRE | Secondary Techs | PWRLDSINDWE | TotalAnnualMaxCapacityInvestment | 2029 | 9999 | exempt_uncapped | 2026-06-07T22:53:42.961284
C_Target_VRE | Secondary Techs | PWRLDSINDWE | TotalAnnualMaxCapacityInvestment | 2030 | 9999 | exempt_uncapped | 2026-06-07T22:53:42.961284
C_Target_VRE | Secondary Techs | PWRLDSINDWE | TotalAnnualMaxCapacityInvestment | 2031 | 9999 | exempt_uncapped | 2026-06-07T22:53:42.961284
C_Target_VRE | Secondary Techs | PWRLDSINDWE | TotalAnnualMaxCapacityInvestment | 2032 | 9999 | exempt_uncapped | 2026-06-07T22:53:42.961284
C_Target_VRE | Secondary Techs | PWRLDSINDWE | TotalAnnualMaxCapacityInvestment | 2033 | 9999 | exempt_uncapped | 2026-06-07T22:53:42.961284
C_Target_VRE | Secondary Techs | PWRLDSINDWE | TotalAnnualMaxCapacityInvestment | 2034 | 9999 | exempt_uncapped | 2026-06-07T22:53:42.961284
C_Target_VRE | Secondary Techs | PWRLDSINDWE | TotalAnnualMaxCapacityInvestment | 2035 | 9999 | exempt_uncapped | 2026-06-07T22:53:42.961284
C_Target_VRE | Secondary Techs | PWRLDSINDWE | TotalAnnualMaxCapacityInvestment | 2036 | 9999 | exempt_uncapped | 2026-06-07T22:53:42.961284
C_Target_VRE | Secondary Techs | PWRLDSINDWE | TotalAnnualMaxCapacityInvestment | 2037 | 9999 | exempt_uncapped | 2026-06-07T22:53:42.961284
C_Target_VRE | Secondary Techs | PWRLDSINDWE | TotalAnnualMaxCapacityInvestment | 2038 | 9999 | exempt_uncapped | 2026-06-07T22:53:42.961284
C_Target_VRE | Secondary Techs | PWRLDSINDWE | TotalAnnualMaxCapacityInvestment | 2039 | 9999 | exempt_uncapped | 2026-06-07T22:53:42.961284
C_Target_VRE | Secondary Techs | PWRLDSINDWE | TotalAnnualMaxCapacityInvestment | 2040 | 9999 | exempt_uncapped | 2026-06-07T22:53:42.961284
C_Target_VRE | Secondary Techs | PWRLDSINDWE | TotalAnnualMaxCapacityInvestment | 2041 | 9999 | exempt_uncapped | 2026-06-07T22:53:42.961284
C_Target_VRE | Secondary Techs | PWRLDSINDWE | TotalAnnualMaxCapacityInvestment | 2042 | 9999 | exempt_uncapped | 2026-06-07T22:53:42.961284
C_Target_VRE | Secondary Techs | PWRLDSINDWE | TotalAnnualMaxCapacityInvestment | 2043 | 9999 | exempt_uncapped | 2026-06-07T22:53:42.961284
C_Target_VRE | Secondary Techs | PWRLDSINDWE | TotalAnnualMaxCapacityInvestment | 2044 | 9999 | exempt_uncapped | 2026-06-07T22:53:42.961284
C_Target_VRE | Secondary Techs | PWRLDSINDWE | TotalAnnualMaxCapacityInvestment | 2045 | 9999 | exempt_uncapped | 2026-06-07T22:53:42.961284
C_Target_VRE | Secondary Techs | PWRLDSINDWE | TotalAnnualMaxCapacityInvestment | 2046 | 9999 | exempt_uncapped | 2026-06-07T22:53:42.961284
C_Target_VRE | Secondary Techs | PWRLDSINDWE | TotalAnnualMaxCapacityInvestment | 2047 | 9999 | exempt_uncapped | 2026-06-07T22:53:42.961284
C_Target_VRE | Secondary Techs | PWRLDSINDWE | TotalAnnualMaxCapacityInvestment | 2048 | 9999 | exempt_uncapped | 2026-06-07T22:53:42.961284
C_Target_VRE | Secondary Techs | PWRLDSINDWE | TotalAnnualMaxCapacityInvestment | 2049 | 9999 | exempt_uncapped | 2026-06-07T22:53:42.961284
C_Target_VRE | Secondary Techs | PWRLDSINDWE | TotalAnnualMaxCapacityInvestment | 2050 | 9999 | exempt_uncapped | 2026-06-07T22:53:42.961284
C_Target_VRE | Secondary Techs | PWRSDSMDVXX | TotalAnnualMaxCapacityInvestment | 2023 | 9999 | exempt_maxcap_uncapped | 2026-06-07T22:53:42.961284
C_Target_VRE | Secondary Techs | PWRSDSMDVXX | TotalAnnualMaxCapacityInvestment | 2024 | 9999 | exempt_maxcap_uncapped | 2026-06-07T22:53:42.961284
C_Target_VRE | Secondary Techs | PWRSDSMDVXX | TotalAnnualMaxCapacityInvestment | 2025 | 9999 | exempt_maxcap_uncapped | 2026-06-07T22:53:42.961284
C_Target_VRE | Secondary Techs | PWRSDSMDVXX | TotalAnnualMaxCapacityInvestment | 2026 | 9999 | exempt_maxcap_uncapped | 2026-06-07T22:53:42.961284
C_Target_VRE | Secondary Techs | PWRSDSMDVXX | TotalAnnualMaxCapacityInvestment | 2027 | 9999 | exempt_maxcap_uncapped | 2026-06-07T22:53:42.961284
C_Target_VRE | Secondary Techs | PWRSDSMDVXX | TotalAnnualMaxCapacityInvestment | 2028 | 9999 | exempt_maxcap_uncapped | 2026-06-07T22:53:42.961284
C_Target_VRE | Secondary Techs | PWRSDSMDVXX | TotalAnnualMaxCapacityInvestment | 2029 | 9999 | exempt_maxcap_uncapped | 2026-06-07T22:53:42.961284
C_Target_VRE | Secondary Techs | PWRSDSMDVXX | TotalAnnualMaxCapacityInvestment | 2030 | 9999 | exempt_maxcap_uncapped | 2026-06-07T22:53:42.961284
C_Target_VRE | Secondary Techs | PWRSDSMDVXX | TotalAnnualMaxCapacityInvestment | 2031 | 9999 | exempt_maxcap_uncapped | 2026-06-07T22:53:42.961284
C_Target_VRE | Secondary Techs | PWRSDSMDVXX | TotalAnnualMaxCapacityInvestment | 2032 | 9999 | exempt_maxcap_uncapped | 2026-06-07T22:53:42.961284
C_Target_VRE | Secondary Techs | PWRSDSMDVXX | TotalAnnualMaxCapacityInvestment | 2033 | 9999 | exempt_maxcap_uncapped | 2026-06-07T22:53:42.961284
C_Target_VRE | Secondary Techs | PWRSDSMDVXX | TotalAnnualMaxCapacityInvestment | 2034 | 9999 | exempt_maxcap_uncapped | 2026-06-07T22:53:42.961284
C_Target_VRE | Secondary Techs | PWRSDSMDVXX | TotalAnnualMaxCapacityInvestment | 2035 | 9999 | exempt_maxcap_uncapped | 2026-06-07T22:53:42.961284
C_Target_VRE | Secondary Techs | PWRSDSMDVXX | TotalAnnualMaxCapacityInvestment | 2036 | 9999 | exempt_maxcap_uncapped | 2026-06-07T22:53:42.961284
C_Target_VRE | Secondary Techs | PWRSDSMDVXX | TotalAnnualMaxCapacityInvestment | 2037 | 9999 | exempt_maxcap_uncapped | 2026-06-07T22:53:42.961284
C_Target_VRE | Secondary Techs | PWRSDSMDVXX | TotalAnnualMaxCapacityInvestment | 2038 | 9999 | exempt_maxcap_uncapped | 2026-06-07T22:53:42.961284
C_Target_VRE | Secondary Techs | PWRSDSMDVXX | TotalAnnualMaxCapacityInvestment | 2039 | 9999 | exempt_maxcap_uncapped | 2026-06-07T22:53:42.961284
C_Target_VRE | Secondary Techs | PWRSDSMDVXX | TotalAnnualMaxCapacityInvestment | 2040 | 9999 | exempt_maxcap_uncapped | 2026-06-07T22:53:42.961284
C_Target_VRE | Secondary Techs | PWRSDSMDVXX | TotalAnnualMaxCapacityInvestment | 2041 | 9999 | exempt_maxcap_uncapped | 2026-06-07T22:53:42.961284
C_Target_VRE | Secondary Techs | PWRSDSMDVXX | TotalAnnualMaxCapacityInvestment | 2042 | 9999 | exempt_maxcap_uncapped | 2026-06-07T22:53:42.961284
C_Target_VRE | Secondary Techs | PWRSDSMDVXX | TotalAnnualMaxCapacityInvestment | 2043 | 9999 | exempt_maxcap_uncapped | 2026-06-07T22:53:42.961284
C_Target_VRE | Secondary Techs | PWRSDSMDVXX | TotalAnnualMaxCapacityInvestment | 2044 | 9999 | exempt_maxcap_uncapped | 2026-06-07T22:53:42.961284
C_Target_VRE | Secondary Techs | PWRSDSMDVXX | TotalAnnualMaxCapacityInvestment | 2045 | 9999 | exempt_maxcap_uncapped | 2026-06-07T22:53:42.961284
C_Target_VRE | Secondary Techs | PWRSDSMDVXX | TotalAnnualMaxCapacityInvestment | 2046 | 9999 | exempt_maxcap_uncapped | 2026-06-07T22:53:42.961284
C_Target_VRE | Secondary Techs | PWRSDSMDVXX | TotalAnnualMaxCapacityInvestment | 2047 | 9999 | exempt_maxcap_uncapped | 2026-06-07T22:53:42.961284
C_Target_VRE | Secondary Techs | PWRSDSMDVXX | TotalAnnualMaxCapacityInvestment | 2048 | 9999 | exempt_maxcap_uncapped | 2026-06-07T22:53:42.961284
C_Target_VRE | Secondary Techs | PWRSDSMDVXX | TotalAnnualMaxCapacityInvestment | 2049 | 9999 | exempt_maxcap_uncapped | 2026-06-07T22:53:42.961284
C_Target_VRE | Secondary Techs | PWRSDSMDVXX | TotalAnnualMaxCapacityInvestment | 2050 | 9999 | exempt_maxcap_uncapped | 2026-06-07T22:53:42.961284
C_Target_VRE | Secondary Techs | PWRSDSMDVXX | TotalAnnualMaxCapacityInvestment | 2023 | 9999 | exempt_uncapped | 2026-06-07T22:53:42.961284
C_Target_VRE | Secondary Techs | PWRSDSMDVXX | TotalAnnualMaxCapacityInvestment | 2024 | 9999 | exempt_uncapped | 2026-06-07T22:53:42.961284
C_Target_VRE | Secondary Techs | PWRSDSMDVXX | TotalAnnualMaxCapacityInvestment | 2025 | 9999 | exempt_uncapped | 2026-06-07T22:53:42.961284
C_Target_VRE | Secondary Techs | PWRSDSMDVXX | TotalAnnualMaxCapacityInvestment | 2026 | 9999 | exempt_uncapped | 2026-06-07T22:53:42.961284
C_Target_VRE | Secondary Techs | PWRSDSMDVXX | TotalAnnualMaxCapacityInvestment | 2027 | 9999 | exempt_uncapped | 2026-06-07T22:53:42.961284
C_Target_VRE | Secondary Techs | PWRSDSMDVXX | TotalAnnualMaxCapacityInvestment | 2028 | 9999 | exempt_uncapped | 2026-06-07T22:53:42.961284
C_Target_VRE | Secondary Techs | PWRSDSMDVXX | TotalAnnualMaxCapacityInvestment | 2029 | 9999 | exempt_uncapped | 2026-06-07T22:53:42.961284
C_Target_VRE | Secondary Techs | PWRSDSMDVXX | TotalAnnualMaxCapacityInvestment | 2030 | 9999 | exempt_uncapped | 2026-06-07T22:53:42.961284
C_Target_VRE | Secondary Techs | PWRSDSMDVXX | TotalAnnualMaxCapacityInvestment | 2031 | 9999 | exempt_uncapped | 2026-06-07T22:53:42.961284
C_Target_VRE | Secondary Techs | PWRSDSMDVXX | TotalAnnualMaxCapacityInvestment | 2032 | 9999 | exempt_uncapped | 2026-06-07T22:53:42.961284
C_Target_VRE | Secondary Techs | PWRSDSMDVXX | TotalAnnualMaxCapacityInvestment | 2033 | 9999 | exempt_uncapped | 2026-06-07T22:53:42.961284
C_Target_VRE | Secondary Techs | PWRSDSMDVXX | TotalAnnualMaxCapacityInvestment | 2034 | 9999 | exempt_uncapped | 2026-06-07T22:53:42.961284
C_Target_VRE | Secondary Techs | PWRSDSMDVXX | TotalAnnualMaxCapacityInvestment | 2035 | 9999 | exempt_uncapped | 2026-06-07T22:53:42.961284
C_Target_VRE | Secondary Techs | PWRSDSMDVXX | TotalAnnualMaxCapacityInvestment | 2036 | 9999 | exempt_uncapped | 2026-06-07T22:53:42.961284
C_Target_VRE | Secondary Techs | PWRSDSMDVXX | TotalAnnualMaxCapacityInvestment | 2037 | 9999 | exempt_uncapped | 2026-06-07T22:53:42.961284
C_Target_VRE | Secondary Techs | PWRSDSMDVXX | TotalAnnualMaxCapacityInvestment | 2038 | 9999 | exempt_uncapped | 2026-06-07T22:53:42.961284
C_Target_VRE | Secondary Techs | PWRSDSMDVXX | TotalAnnualMaxCapacityInvestment | 2039 | 9999 | exempt_uncapped | 2026-06-07T22:53:42.961284
C_Target_VRE | Secondary Techs | PWRSDSMDVXX | TotalAnnualMaxCapacityInvestment | 2040 | 9999 | exempt_uncapped | 2026-06-07T22:53:42.961284
C_Target_VRE | Secondary Techs | PWRSDSMDVXX | TotalAnnualMaxCapacityInvestment | 2041 | 9999 | exempt_uncapped | 2026-06-07T22:53:42.961284
C_Target_VRE | Secondary Techs | PWRSDSMDVXX | TotalAnnualMaxCapacityInvestment | 2042 | 9999 | exempt_uncapped | 2026-06-07T22:53:42.961284
C_Target_VRE | Secondary Techs | PWRSDSMDVXX | TotalAnnualMaxCapacityInvestment | 2043 | 9999 | exempt_uncapped | 2026-06-07T22:53:42.961284
C_Target_VRE | Secondary Techs | PWRSDSMDVXX | TotalAnnualMaxCapacityInvestment | 2044 | 9999 | exempt_uncapped | 2026-06-07T22:53:42.961284
C_Target_VRE | Secondary Techs | PWRSDSMDVXX | TotalAnnualMaxCapacityInvestment | 2045 | 9999 | exempt_uncapped | 2026-06-07T22:53:42.961284
C_Target_VRE | Secondary Techs | PWRSDSMDVXX | TotalAnnualMaxCapacityInvestment | 2046 | 9999 | exempt_uncapped | 2026-06-07T22:53:42.961284
C_Target_VRE | Secondary Techs | PWRSDSMDVXX | TotalAnnualMaxCapacityInvestment | 2047 | 9999 | exempt_uncapped | 2026-06-07T22:53:42.961284
C_Target_VRE | Secondary Techs | PWRSDSMDVXX | TotalAnnualMaxCapacityInvestment | 2048 | 9999 | exempt_uncapped | 2026-06-07T22:53:42.961284
C_Target_VRE | Secondary Techs | PWRSDSMDVXX | TotalAnnualMaxCapacityInvestment | 2049 | 9999 | exempt_uncapped | 2026-06-07T22:53:42.961284
C_Target_VRE | Secondary Techs | PWRSDSMDVXX | TotalAnnualMaxCapacityInvestment | 2050 | 9999 | exempt_uncapped | 2026-06-07T22:53:42.961284
C_Target_VRE | Secondary Techs | PWRHYDINDSO | TotalAnnualMaxCapacityInvestment | 2023 | 0.1 | lid_floor | 2026-06-07T22:53:42.961284
C_Target_VRE | Secondary Techs | PWRHYDINDSO | TotalAnnualMaxCapacityInvestment | 2024 | 0.70911 | lid_fill | 2026-06-07T22:53:42.961284
C_Target_VRE | Secondary Techs | PWRHYDINDSO | TotalAnnualMaxCapacityInvestment | 2025 | 0.75292 | lid_fill | 2026-06-07T22:53:42.961284
C_Target_VRE | Secondary Techs | PWRHYDINDSO | TotalAnnualMaxCapacityInvestment | 2026 | 1.2423 | untie_min_inv | 2026-06-07T22:53:42.961284
C_Target_VRE | Secondary Techs | PWRHYDINDSO | TotalAnnualMaxCapacityInvestment | 2027 | 1.6564 | untie_min_inv | 2026-06-07T22:53:42.961284
C_Target_VRE | Secondary Techs | PWRHYDINDSO | TotalAnnualMaxCapacityInvestment | 2028 | 0.9696 | untie_min_inv | 2026-06-07T22:53:42.961284
C_Target_VRE | Secondary Techs | PWRHYDINDSO | TotalAnnualMaxCapacityInvestment | 2029 | 4.3935 | untie_min_inv | 2026-06-07T22:53:42.961284
C_Target_VRE | Secondary Techs | PWRHYDINDSO | TotalAnnualMaxCapacityInvestment | 2030 | 0.59715 | lid_relaxed | 2026-06-07T22:53:42.961284
C_Target_VRE | Secondary Techs | PWRHYDINDSO | TotalAnnualMaxCapacityInvestment | 2031 | 0.57422 | lid_relaxed | 2026-06-07T22:53:42.961284
C_Target_VRE | Secondary Techs | PWRHYDINDSO | TotalAnnualMaxCapacityInvestment | 2032 | 0.7434 | lid_relaxed | 2026-06-07T22:53:42.961284
C_Target_VRE | Secondary Techs | PWRHYDINDSO | TotalAnnualMaxCapacityInvestment | 2033 | 0.73996 | lid_relaxed | 2026-06-07T22:53:42.961284
C_Target_VRE | Secondary Techs | PWRHYDINDSO | TotalAnnualMaxCapacityInvestment | 2034 | 0.73466 | lid_relaxed | 2026-06-07T22:53:42.961284
C_Target_VRE | Secondary Techs | PWRHYDINDSO | TotalAnnualMaxCapacityInvestment | 2035 | 0.72747 | lid_relaxed | 2026-06-07T22:53:42.961284
C_Target_VRE | Secondary Techs | PWRHYDINDSO | TotalAnnualMaxCapacityInvestment | 2036 | 0.71842 | lid_relaxed | 2026-06-07T22:53:42.961284
C_Target_VRE | Secondary Techs | PWRHYDINDSO | TotalAnnualMaxCapacityInvestment | 2037 | 0.78489 | lid_relaxed | 2026-06-07T22:53:42.961284
C_Target_VRE | Secondary Techs | PWRHYDINDSO | TotalAnnualMaxCapacityInvestment | 2038 | 0.77201 | lid_relaxed | 2026-06-07T22:53:42.961284
C_Target_VRE | Secondary Techs | PWRHYDINDSO | TotalAnnualMaxCapacityInvestment | 2039 | 0.75713 | lid_relaxed | 2026-06-07T22:53:42.961284
C_Target_VRE | Secondary Techs | PWRHYDINDSO | TotalAnnualMaxCapacityInvestment | 2040 | 0.70538 | lid_relaxed | 2026-06-07T22:53:42.961284
C_Target_VRE | Secondary Techs | PWRHYDINDSO | TotalAnnualMaxCapacityInvestment | 2041 | 0.74811 | lid_relaxed | 2026-06-07T22:53:42.961284
C_Target_VRE | Secondary Techs | PWRHYDINDSO | TotalAnnualMaxCapacityInvestment | 2042 | 1.5684 | lid_adequacy_scaled | 2026-06-07T22:53:42.961284
C_Target_VRE | Secondary Techs | PWRHYDINDSO | TotalAnnualMaxCapacityInvestment | 2043 | 2.5102 | lid_adequacy_scaled | 2026-06-07T22:53:42.961284
C_Target_VRE | Secondary Techs | PWRHYDINDSO | TotalAnnualMaxCapacityInvestment | 2044 | 3.5599 | lid_adequacy_scaled | 2026-06-07T22:53:42.961284
C_Target_VRE | Secondary Techs | PWRHYDINDSO | TotalAnnualMaxCapacityInvestment | 2045 | 4.7195 | lid_adequacy_scaled | 2026-06-07T22:53:42.961284
C_Target_VRE | Secondary Techs | PWRHYDINDSO | TotalAnnualMaxCapacityInvestment | 2046 | 6.7021 | lid_adequacy_scaled | 2026-06-07T22:53:42.961284
C_Target_VRE | Secondary Techs | PWRHYDINDSO | TotalAnnualMaxCapacityInvestment | 2047 | 8.9406 | lid_adequacy_scaled | 2026-06-07T22:53:42.961284
C_Target_VRE | Secondary Techs | PWRHYDINDSO | TotalAnnualMaxCapacityInvestment | 2048 | 11.4323 | lid_adequacy_scaled | 2026-06-07T22:53:42.961284
C_Target_VRE | Secondary Techs | PWRHYDINDSO | TotalAnnualMaxCapacityInvestment | 2049 | 14.175 | lid_adequacy_scaled | 2026-06-07T22:53:42.961284
C_Target_VRE | Secondary Techs | PWRHYDINDSO | TotalAnnualMaxCapacityInvestment | 2050 | 17.1666 | lid_adequacy_scaled | 2026-06-07T22:53:42.961284
C_Target_VRE | Secondary Techs | PWRSPVINDSO | TotalAnnualMaxCapacityInvestment | 2023 | 9999 | exempt_maxcap_uncapped | 2026-06-07T22:53:42.961284
C_Target_VRE | Secondary Techs | PWRSPVINDSO | TotalAnnualMaxCapacityInvestment | 2024 | 9999 | exempt_maxcap_uncapped | 2026-06-07T22:53:42.961284
C_Target_VRE | Secondary Techs | PWRSPVINDSO | TotalAnnualMaxCapacityInvestment | 2025 | 9999 | exempt_maxcap_uncapped | 2026-06-07T22:53:42.961284
C_Target_VRE | Secondary Techs | PWRSPVINDSO | TotalAnnualMaxCapacityInvestment | 2026 | 9999 | exempt_maxcap_uncapped | 2026-06-07T22:53:42.961284
C_Target_VRE | Secondary Techs | PWRSPVINDSO | TotalAnnualMaxCapacityInvestment | 2027 | 9999 | exempt_maxcap_uncapped | 2026-06-07T22:53:42.961284
C_Target_VRE | Secondary Techs | PWRSPVINDSO | TotalAnnualMaxCapacityInvestment | 2028 | 9999 | exempt_maxcap_uncapped | 2026-06-07T22:53:42.961284
C_Target_VRE | Secondary Techs | PWRSPVINDSO | TotalAnnualMaxCapacityInvestment | 2029 | 9999 | exempt_maxcap_uncapped | 2026-06-07T22:53:42.961284
C_Target_VRE | Secondary Techs | PWRSPVINDSO | TotalAnnualMaxCapacityInvestment | 2030 | 9999 | exempt_maxcap_uncapped | 2026-06-07T22:53:42.961284
C_Target_VRE | Secondary Techs | PWRSPVINDSO | TotalAnnualMaxCapacityInvestment | 2031 | 9999 | exempt_maxcap_uncapped | 2026-06-07T22:53:42.961284
C_Target_VRE | Secondary Techs | PWRSPVINDSO | TotalAnnualMaxCapacityInvestment | 2032 | 9999 | exempt_maxcap_uncapped | 2026-06-07T22:53:42.961284
C_Target_VRE | Secondary Techs | PWRSPVINDSO | TotalAnnualMaxCapacityInvestment | 2033 | 9999 | exempt_maxcap_uncapped | 2026-06-07T22:53:42.961284
C_Target_VRE | Secondary Techs | PWRSPVINDSO | TotalAnnualMaxCapacityInvestment | 2034 | 9999 | exempt_maxcap_uncapped | 2026-06-07T22:53:42.961284
C_Target_VRE | Secondary Techs | PWRSPVINDSO | TotalAnnualMaxCapacityInvestment | 2035 | 9999 | exempt_maxcap_uncapped | 2026-06-07T22:53:42.961284
C_Target_VRE | Secondary Techs | PWRSPVINDSO | TotalAnnualMaxCapacityInvestment | 2036 | 9999 | exempt_maxcap_uncapped | 2026-06-07T22:53:42.961284
C_Target_VRE | Secondary Techs | PWRSPVINDSO | TotalAnnualMaxCapacityInvestment | 2037 | 9999 | exempt_maxcap_uncapped | 2026-06-07T22:53:42.961284
C_Target_VRE | Secondary Techs | PWRSPVINDSO | TotalAnnualMaxCapacityInvestment | 2038 | 9999 | exempt_maxcap_uncapped | 2026-06-07T22:53:42.961284
C_Target_VRE | Secondary Techs | PWRSPVINDSO | TotalAnnualMaxCapacityInvestment | 2039 | 9999 | exempt_maxcap_uncapped | 2026-06-07T22:53:42.961284
C_Target_VRE | Secondary Techs | PWRSPVINDSO | TotalAnnualMaxCapacityInvestment | 2040 | 9999 | exempt_maxcap_uncapped | 2026-06-07T22:53:42.961284
C_Target_VRE | Secondary Techs | PWRSPVINDSO | TotalAnnualMaxCapacityInvestment | 2041 | 9999 | exempt_maxcap_uncapped | 2026-06-07T22:53:42.961284
C_Target_VRE | Secondary Techs | PWRSPVINDSO | TotalAnnualMaxCapacityInvestment | 2042 | 9999 | exempt_maxcap_uncapped | 2026-06-07T22:53:42.961284
C_Target_VRE | Secondary Techs | PWRSPVINDSO | TotalAnnualMaxCapacityInvestment | 2043 | 9999 | exempt_maxcap_uncapped | 2026-06-07T22:53:42.961284
C_Target_VRE | Secondary Techs | PWRSPVINDSO | TotalAnnualMaxCapacityInvestment | 2044 | 9999 | exempt_maxcap_uncapped | 2026-06-07T22:53:42.961284
C_Target_VRE | Secondary Techs | PWRSPVINDSO | TotalAnnualMaxCapacityInvestment | 2045 | 9999 | exempt_maxcap_uncapped | 2026-06-07T22:53:42.961284
C_Target_VRE | Secondary Techs | PWRSPVINDSO | TotalAnnualMaxCapacityInvestment | 2046 | 9999 | exempt_maxcap_uncapped | 2026-06-07T22:53:42.961284
C_Target_VRE | Secondary Techs | PWRSPVINDSO | TotalAnnualMaxCapacityInvestment | 2047 | 9999 | exempt_maxcap_uncapped | 2026-06-07T22:53:42.961284
C_Target_VRE | Secondary Techs | PWRSPVINDSO | TotalAnnualMaxCapacityInvestment | 2048 | 9999 | exempt_maxcap_uncapped | 2026-06-07T22:53:42.961284
C_Target_VRE | Secondary Techs | PWRSPVINDSO | TotalAnnualMaxCapacityInvestment | 2049 | 9999 | exempt_maxcap_uncapped | 2026-06-07T22:53:42.961284
C_Target_VRE | Secondary Techs | PWRSPVINDSO | TotalAnnualMaxCapacityInvestment | 2050 | 9999 | exempt_maxcap_uncapped | 2026-06-07T22:53:42.961284
C_Target_VRE | Secondary Techs | PWRCOAINDEA | TotalAnnualMaxCapacityInvestment | 2023 | 0 | lid_floor_suppressed | 2026-06-07T22:53:42.961284
C_Target_VRE | Secondary Techs | PWRCOAINDEA | TotalAnnualMaxCapacityInvestment | 2024 | 2.3916 | lid_fill | 2026-06-07T22:53:42.961284
C_Target_VRE | Secondary Techs | PWRCOAINDEA | TotalAnnualMaxCapacityInvestment | 2025 | 2.7207 | lid_fill | 2026-06-07T22:53:42.961284
C_Target_VRE | Secondary Techs | PWRCOAINDEA | TotalAnnualMaxCapacityInvestment | 2026 | 2.778 | lid_fill | 2026-06-07T22:53:42.961284
C_Target_VRE | Secondary Techs | PWRCOAINDEA | TotalAnnualMaxCapacityInvestment | 2027 | 2.9727 | lid_fill | 2026-06-07T22:53:42.961284
C_Target_VRE | Secondary Techs | PWRCOAINDEA | TotalAnnualMaxCapacityInvestment | 2028 | 3.0845 | lid_family_capped | 2026-06-07T22:53:42.961284
C_Target_VRE | Secondary Techs | PWRCOAINDEA | TotalAnnualMaxCapacityInvestment | 2029 | 2.424 | untie_min_inv | 2026-06-07T22:53:42.961284
C_Target_VRE | Secondary Techs | PWRCOAINDEA | TotalAnnualMaxCapacityInvestment | 2030 | 2.424 | untie_min_inv | 2026-06-07T22:53:42.961284
C_Target_VRE | Secondary Techs | PWRCOAINDEA | TotalAnnualMaxCapacityInvestment | 2031 | 0.96307 | lid_family_capped | 2026-06-07T22:53:42.961284
C_Target_VRE | Secondary Techs | PWRCOAINDEA | TotalAnnualMaxCapacityInvestment | 2032 | 1.6918 | lid_family_capped | 2026-06-07T22:53:42.961284
C_Target_VRE | Secondary Techs | PWRCOAINDEA | TotalAnnualMaxCapacityInvestment | 2033 | 1.5285 | lid_family_capped | 2026-06-07T22:53:42.961284
C_Target_VRE | Secondary Techs | PWRCOAINDEA | TotalAnnualMaxCapacityInvestment | 2034 | 1.3652 | lid_family_capped | 2026-06-07T22:53:42.961284
C_Target_VRE | Secondary Techs | PWRCOAINDEA | TotalAnnualMaxCapacityInvestment | 2035 | 8.1204 | untie_min_inv | 2026-06-07T22:53:42.961284
C_Target_VRE | Secondary Techs | PWRCOAINDEA | TotalAnnualMaxCapacityInvestment | 2036 | 1.0386 | lid_family_capped | 2026-06-07T22:53:42.961284
C_Target_VRE | Secondary Techs | PWRCOAINDEA | TotalAnnualMaxCapacityInvestment | 2037 | 1.2306 | lid_family_capped | 2026-06-07T22:53:42.961284
C_Target_VRE | Secondary Techs | PWRCOAINDEA | TotalAnnualMaxCapacityInvestment | 2038 | 1.046 | lid_family_capped | 2026-06-07T22:53:42.961284
C_Target_VRE | Secondary Techs | PWRCOAINDEA | TotalAnnualMaxCapacityInvestment | 2039 | 0.86139 | lid_family_capped | 2026-06-07T22:53:42.961284
C_Target_VRE | Secondary Techs | PWRCOAINDEA | TotalAnnualMaxCapacityInvestment | 2040 | 0.67685 | lid_family_capped | 2026-06-07T22:53:42.961284
C_Target_VRE | Secondary Techs | PWRCOAINDEA | TotalAnnualMaxCapacityInvestment | 2041 | 0.71375 | lid_adequacy_scaled | 2026-06-07T22:53:42.961284
C_Target_VRE | Secondary Techs | PWRCOAINDEA | TotalAnnualMaxCapacityInvestment | 2042 | 1.5275 | lid_adequacy_scaled | 2026-06-07T22:53:42.961284
C_Target_VRE | Secondary Techs | PWRCOAINDEA | TotalAnnualMaxCapacityInvestment | 2043 | 2.233 | lid_adequacy_scaled | 2026-06-07T22:53:42.961284
C_Target_VRE | Secondary Techs | PWRCOAINDEA | TotalAnnualMaxCapacityInvestment | 2044 | 2.8698 | lid_adequacy_scaled | 2026-06-07T22:53:42.961284
C_Target_VRE | Secondary Techs | PWRCOAINDEA | TotalAnnualMaxCapacityInvestment | 2045 | 3.393 | lid_adequacy_scaled | 2026-06-07T22:53:42.961284
C_Target_VRE | Secondary Techs | PWRCOAINDEA | TotalAnnualMaxCapacityInvestment | 2046 | 3.9865 | lid_adequacy_scaled | 2026-06-07T22:53:42.961284
C_Target_VRE | Secondary Techs | PWRCOAINDEA | TotalAnnualMaxCapacityInvestment | 2047 | 3.809 | lid_adequacy_scaled | 2026-06-07T22:53:42.961284
C_Target_VRE | Secondary Techs | PWRCOAINDEA | TotalAnnualMaxCapacityInvestment | 2048 | 1.9182 | lid_adequacy_scaled | 2026-06-07T22:53:42.961284
C_Target_VRE | Secondary Techs | PWRCOAINDEA | TotalAnnualMaxCapacityInvestment | 2049 | 0 | lid_adequacy_scaled | 2026-06-07T22:53:42.961284
C_Target_VRE | Secondary Techs | PWRCOAINDEA | TotalAnnualMaxCapacityInvestment | 2050 | 0 | lid_adequacy_scaled | 2026-06-07T22:53:42.961284
C_Target_VRE | Secondary Techs | PWRSPVINDNO | TotalAnnualMaxCapacityInvestment | 2023 | 9999 | exempt_maxcap_uncapped | 2026-06-07T22:53:42.961284
C_Target_VRE | Secondary Techs | PWRSPVINDNO | TotalAnnualMaxCapacityInvestment | 2024 | 9999 | exempt_maxcap_uncapped | 2026-06-07T22:53:42.961284
C_Target_VRE | Secondary Techs | PWRSPVINDNO | TotalAnnualMaxCapacityInvestment | 2025 | 9999 | exempt_maxcap_uncapped | 2026-06-07T22:53:42.961284
C_Target_VRE | Secondary Techs | PWRSPVINDNO | TotalAnnualMaxCapacityInvestment | 2026 | 9999 | exempt_maxcap_uncapped | 2026-06-07T22:53:42.961284
C_Target_VRE | Secondary Techs | PWRSPVINDNO | TotalAnnualMaxCapacityInvestment | 2027 | 9999 | exempt_maxcap_uncapped | 2026-06-07T22:53:42.961284
C_Target_VRE | Secondary Techs | PWRSPVINDNO | TotalAnnualMaxCapacityInvestment | 2028 | 9999 | exempt_maxcap_uncapped | 2026-06-07T22:53:42.961284
C_Target_VRE | Secondary Techs | PWRSPVINDNO | TotalAnnualMaxCapacityInvestment | 2029 | 9999 | exempt_maxcap_uncapped | 2026-06-07T22:53:42.961284
C_Target_VRE | Secondary Techs | PWRSPVINDNO | TotalAnnualMaxCapacityInvestment | 2030 | 9999 | exempt_maxcap_uncapped | 2026-06-07T22:53:42.961284
C_Target_VRE | Secondary Techs | PWRSPVINDNO | TotalAnnualMaxCapacityInvestment | 2031 | 9999 | exempt_maxcap_uncapped | 2026-06-07T22:53:42.961284
C_Target_VRE | Secondary Techs | PWRSPVINDNO | TotalAnnualMaxCapacityInvestment | 2032 | 9999 | exempt_maxcap_uncapped | 2026-06-07T22:53:42.961284
C_Target_VRE | Secondary Techs | PWRSPVINDNO | TotalAnnualMaxCapacityInvestment | 2033 | 9999 | exempt_maxcap_uncapped | 2026-06-07T22:53:42.961284
C_Target_VRE | Secondary Techs | PWRSPVINDNO | TotalAnnualMaxCapacityInvestment | 2034 | 9999 | exempt_maxcap_uncapped | 2026-06-07T22:53:42.961284
C_Target_VRE | Secondary Techs | PWRSPVINDNO | TotalAnnualMaxCapacityInvestment | 2035 | 9999 | exempt_maxcap_uncapped | 2026-06-07T22:53:42.961284
C_Target_VRE | Secondary Techs | PWRSPVINDNO | TotalAnnualMaxCapacityInvestment | 2036 | 9999 | exempt_maxcap_uncapped | 2026-06-07T22:53:42.961284
C_Target_VRE | Secondary Techs | PWRSPVINDNO | TotalAnnualMaxCapacityInvestment | 2037 | 9999 | exempt_maxcap_uncapped | 2026-06-07T22:53:42.961284
C_Target_VRE | Secondary Techs | PWRSPVINDNO | TotalAnnualMaxCapacityInvestment | 2038 | 9999 | exempt_maxcap_uncapped | 2026-06-07T22:53:42.961284
C_Target_VRE | Secondary Techs | PWRSPVINDNO | TotalAnnualMaxCapacityInvestment | 2039 | 9999 | exempt_maxcap_uncapped | 2026-06-07T22:53:42.961284
C_Target_VRE | Secondary Techs | PWRSPVINDNO | TotalAnnualMaxCapacityInvestment | 2040 | 9999 | exempt_maxcap_uncapped | 2026-06-07T22:53:42.961284
C_Target_VRE | Secondary Techs | PWRSPVINDNO | TotalAnnualMaxCapacityInvestment | 2041 | 9999 | exempt_maxcap_uncapped | 2026-06-07T22:53:42.961284
C_Target_VRE | Secondary Techs | PWRSPVINDNO | TotalAnnualMaxCapacityInvestment | 2042 | 9999 | exempt_maxcap_uncapped | 2026-06-07T22:53:42.961284
C_Target_VRE | Secondary Techs | PWRSPVINDNO | TotalAnnualMaxCapacityInvestment | 2043 | 9999 | exempt_maxcap_uncapped | 2026-06-07T22:53:42.961284
C_Target_VRE | Secondary Techs | PWRSPVINDNO | TotalAnnualMaxCapacityInvestment | 2044 | 9999 | exempt_maxcap_uncapped | 2026-06-07T22:53:42.961284
C_Target_VRE | Secondary Techs | PWRSPVINDNO | TotalAnnualMaxCapacityInvestment | 2045 | 9999 | exempt_maxcap_uncapped | 2026-06-07T22:53:42.961284
C_Target_VRE | Secondary Techs | PWRSPVINDNO | TotalAnnualMaxCapacityInvestment | 2046 | 9999 | exempt_maxcap_uncapped | 2026-06-07T22:53:42.961284
C_Target_VRE | Secondary Techs | PWRSPVINDNO | TotalAnnualMaxCapacityInvestment | 2047 | 9999 | exempt_maxcap_uncapped | 2026-06-07T22:53:42.961284
C_Target_VRE | Secondary Techs | PWRSPVINDNO | TotalAnnualMaxCapacityInvestment | 2048 | 9999 | exempt_maxcap_uncapped | 2026-06-07T22:53:42.961284
C_Target_VRE | Secondary Techs | PWRSPVINDNO | TotalAnnualMaxCapacityInvestment | 2049 | 9999 | exempt_maxcap_uncapped | 2026-06-07T22:53:42.961284
C_Target_VRE | Secondary Techs | PWRSPVINDNO | TotalAnnualMaxCapacityInvestment | 2050 | 9999 | exempt_maxcap_uncapped | 2026-06-07T22:53:42.961284
C_Target_VRE | Secondary Techs | PWRURNINDNO | TotalAnnualMaxCapacityInvestment | 2023 | 0.1 | lid_floor | 2026-06-07T22:53:42.961284
C_Target_VRE | Secondary Techs | PWRURNINDNO | TotalAnnualMaxCapacityInvestment | 2024 | 0.1 | lid_floor | 2026-06-07T22:53:42.961284
C_Target_VRE | Secondary Techs | PWRURNINDNO | TotalAnnualMaxCapacityInvestment | 2025 | 0.10395 | lid_fill | 2026-06-07T22:53:42.961284
C_Target_VRE | Secondary Techs | PWRURNINDNO | TotalAnnualMaxCapacityInvestment | 2026 | 0.707 | untie_min_inv | 2026-06-07T22:53:42.961284
C_Target_VRE | Secondary Techs | PWRURNINDNO | TotalAnnualMaxCapacityInvestment | 2027 | 0.11848 | lid_fill | 2026-06-07T22:53:42.961284
C_Target_VRE | Secondary Techs | PWRURNINDNO | TotalAnnualMaxCapacityInvestment | 2028 | 0.12871 | lid_relaxed | 2026-06-07T22:53:42.961284
C_Target_VRE | Secondary Techs | PWRURNINDNO | TotalAnnualMaxCapacityInvestment | 2029 | 1.414 | untie_min_inv | 2026-06-07T22:53:42.961284
C_Target_VRE | Secondary Techs | PWRURNINDNO | TotalAnnualMaxCapacityInvestment | 2030 | 0.1 | lid_floor | 2026-06-07T22:53:42.961284
C_Target_VRE | Secondary Techs | PWRURNINDNO | TotalAnnualMaxCapacityInvestment | 2031 | 0.1 | lid_floor | 2026-06-07T22:53:42.961284
C_Target_VRE | Secondary Techs | PWRURNINDNO | TotalAnnualMaxCapacityInvestment | 2032 | 0.10263 | lid_relaxed | 2026-06-07T22:53:42.961284
C_Target_VRE | Secondary Techs | PWRURNINDNO | TotalAnnualMaxCapacityInvestment | 2033 | 0.10157 | lid_relaxed | 2026-06-07T22:53:42.961284
C_Target_VRE | Secondary Techs | PWRURNINDNO | TotalAnnualMaxCapacityInvestment | 2034 | 0.10021 | lid_relaxed | 2026-06-07T22:53:42.961284
C_Target_VRE | Secondary Techs | PWRURNINDNO | TotalAnnualMaxCapacityInvestment | 2035 | 0.1 | lid_floor | 2026-06-07T22:53:42.961284
C_Target_VRE | Secondary Techs | PWRURNINDNO | TotalAnnualMaxCapacityInvestment | 2036 | 0.1 | lid_floor | 2026-06-07T22:53:42.961284
C_Target_VRE | Secondary Techs | PWRURNINDNO | TotalAnnualMaxCapacityInvestment | 2037 | 0.10817 | lid_relaxed | 2026-06-07T22:53:42.961284
C_Target_VRE | Secondary Techs | PWRURNINDNO | TotalAnnualMaxCapacityInvestment | 2038 | 0.10556 | lid_relaxed | 2026-06-07T22:53:42.961284
C_Target_VRE | Secondary Techs | PWRURNINDNO | TotalAnnualMaxCapacityInvestment | 2039 | 0.10262 | lid_relaxed | 2026-06-07T22:53:42.961284
C_Target_VRE | Secondary Techs | PWRURNINDNO | TotalAnnualMaxCapacityInvestment | 2040 | 0.1 | lid_floor | 2026-06-07T22:53:42.961284
C_Target_VRE | Secondary Techs | PWRURNINDNO | TotalAnnualMaxCapacityInvestment | 2041 | 0.1 | lid_floor | 2026-06-07T22:53:42.961284
C_Target_VRE | Secondary Techs | PWRURNINDNO | TotalAnnualMaxCapacityInvestment | 2042 | 0.15784 | lid_adequacy_scaled | 2026-06-07T22:53:42.961284
C_Target_VRE | Secondary Techs | PWRURNINDNO | TotalAnnualMaxCapacityInvestment | 2043 | 0.2368 | lid_adequacy_scaled | 2026-06-07T22:53:42.961284
C_Target_VRE | Secondary Techs | PWRURNINDNO | TotalAnnualMaxCapacityInvestment | 2044 | 0.3154 | lid_adequacy_scaled | 2026-06-07T22:53:42.961284
C_Target_VRE | Secondary Techs | PWRURNINDNO | TotalAnnualMaxCapacityInvestment | 2045 | 0.39332 | lid_adequacy_scaled | 2026-06-07T22:53:42.961284
C_Target_VRE | Secondary Techs | PWRURNINDNO | TotalAnnualMaxCapacityInvestment | 2046 | 0.50214 | lid_adequacy_scaled | 2026-06-07T22:53:42.961284
C_Target_VRE | Secondary Techs | PWRURNINDNO | TotalAnnualMaxCapacityInvestment | 2047 | 0.60666 | lid_adequacy_scaled | 2026-06-07T22:53:42.961284
C_Target_VRE | Secondary Techs | PWRURNINDNO | TotalAnnualMaxCapacityInvestment | 2048 | 0.70789 | lid_adequacy_scaled | 2026-06-07T22:53:42.961284
C_Target_VRE | Secondary Techs | PWRURNINDNO | TotalAnnualMaxCapacityInvestment | 2049 | 0.80617 | lid_adequacy_scaled | 2026-06-07T22:53:42.961284
C_Target_VRE | Secondary Techs | PWRURNINDNO | TotalAnnualMaxCapacityInvestment | 2050 | 0.90177 | lid_adequacy_scaled | 2026-06-07T22:53:42.961284
C_Target_VRE | Secondary Techs | PWRWONINDNO | TotalAnnualMaxCapacityInvestment | 2023 | 9999 | exempt_maxcap_uncapped | 2026-06-07T22:53:42.961284
C_Target_VRE | Secondary Techs | PWRWONINDNO | TotalAnnualMaxCapacityInvestment | 2024 | 9999 | exempt_maxcap_uncapped | 2026-06-07T22:53:42.961284
C_Target_VRE | Secondary Techs | PWRWONINDNO | TotalAnnualMaxCapacityInvestment | 2025 | 9999 | exempt_maxcap_uncapped | 2026-06-07T22:53:42.961284
C_Target_VRE | Secondary Techs | PWRWONINDNO | TotalAnnualMaxCapacityInvestment | 2026 | 9999 | exempt_maxcap_uncapped | 2026-06-07T22:53:42.961284
C_Target_VRE | Secondary Techs | PWRWONINDNO | TotalAnnualMaxCapacityInvestment | 2027 | 9999 | exempt_maxcap_uncapped | 2026-06-07T22:53:42.961284
C_Target_VRE | Secondary Techs | PWRWONINDNO | TotalAnnualMaxCapacityInvestment | 2028 | 9999 | exempt_maxcap_uncapped | 2026-06-07T22:53:42.961284
C_Target_VRE | Secondary Techs | PWRWONINDNO | TotalAnnualMaxCapacityInvestment | 2029 | 9999 | exempt_maxcap_uncapped | 2026-06-07T22:53:42.961284
C_Target_VRE | Secondary Techs | PWRWONINDNO | TotalAnnualMaxCapacityInvestment | 2030 | 9999 | exempt_maxcap_uncapped | 2026-06-07T22:53:42.961284
C_Target_VRE | Secondary Techs | PWRWONINDNO | TotalAnnualMaxCapacityInvestment | 2031 | 9999 | exempt_maxcap_uncapped | 2026-06-07T22:53:42.961284
C_Target_VRE | Secondary Techs | PWRWONINDNO | TotalAnnualMaxCapacityInvestment | 2032 | 9999 | exempt_maxcap_uncapped | 2026-06-07T22:53:42.961284
C_Target_VRE | Secondary Techs | PWRWONINDNO | TotalAnnualMaxCapacityInvestment | 2033 | 9999 | exempt_maxcap_uncapped | 2026-06-07T22:53:42.961284
C_Target_VRE | Secondary Techs | PWRWONINDNO | TotalAnnualMaxCapacityInvestment | 2034 | 9999 | exempt_maxcap_uncapped | 2026-06-07T22:53:42.961284
C_Target_VRE | Secondary Techs | PWRWONINDNO | TotalAnnualMaxCapacityInvestment | 2035 | 9999 | exempt_maxcap_uncapped | 2026-06-07T22:53:42.961284
C_Target_VRE | Secondary Techs | PWRWONINDNO | TotalAnnualMaxCapacityInvestment | 2036 | 9999 | exempt_maxcap_uncapped | 2026-06-07T22:53:42.961284
C_Target_VRE | Secondary Techs | PWRWONINDNO | TotalAnnualMaxCapacityInvestment | 2037 | 9999 | exempt_maxcap_uncapped | 2026-06-07T22:53:42.961284
C_Target_VRE | Secondary Techs | PWRWONINDNO | TotalAnnualMaxCapacityInvestment | 2038 | 9999 | exempt_maxcap_uncapped | 2026-06-07T22:53:42.961284
C_Target_VRE | Secondary Techs | PWRWONINDNO | TotalAnnualMaxCapacityInvestment | 2039 | 9999 | exempt_maxcap_uncapped | 2026-06-07T22:53:42.961284
C_Target_VRE | Secondary Techs | PWRWONINDNO | TotalAnnualMaxCapacityInvestment | 2040 | 9999 | exempt_maxcap_uncapped | 2026-06-07T22:53:42.961284
C_Target_VRE | Secondary Techs | PWRWONINDNO | TotalAnnualMaxCapacityInvestment | 2041 | 9999 | exempt_maxcap_uncapped | 2026-06-07T22:53:42.961284
C_Target_VRE | Secondary Techs | PWRWONINDNO | TotalAnnualMaxCapacityInvestment | 2042 | 9999 | exempt_maxcap_uncapped | 2026-06-07T22:53:42.961284
C_Target_VRE | Secondary Techs | PWRWONINDNO | TotalAnnualMaxCapacityInvestment | 2043 | 9999 | exempt_maxcap_uncapped | 2026-06-07T22:53:42.961284
C_Target_VRE | Secondary Techs | PWRWONINDNO | TotalAnnualMaxCapacityInvestment | 2044 | 9999 | exempt_maxcap_uncapped | 2026-06-07T22:53:42.961284
C_Target_VRE | Secondary Techs | PWRWONINDNO | TotalAnnualMaxCapacityInvestment | 2045 | 9999 | exempt_maxcap_uncapped | 2026-06-07T22:53:42.961284
C_Target_VRE | Secondary Techs | PWRWONINDNO | TotalAnnualMaxCapacityInvestment | 2046 | 9999 | exempt_maxcap_uncapped | 2026-06-07T22:53:42.961284
C_Target_VRE | Secondary Techs | PWRWONINDNO | TotalAnnualMaxCapacityInvestment | 2047 | 9999 | exempt_maxcap_uncapped | 2026-06-07T22:53:42.961284
C_Target_VRE | Secondary Techs | PWRWONINDNO | TotalAnnualMaxCapacityInvestment | 2048 | 9999 | exempt_maxcap_uncapped | 2026-06-07T22:53:42.961284
C_Target_VRE | Secondary Techs | PWRWONINDNO | TotalAnnualMaxCapacityInvestment | 2049 | 9999 | exempt_maxcap_uncapped | 2026-06-07T22:53:42.961284
C_Target_VRE | Secondary Techs | PWRWONINDNO | TotalAnnualMaxCapacityInvestment | 2050 | 9999 | exempt_maxcap_uncapped | 2026-06-07T22:53:42.961284
C_Target_VRE | Secondary Techs | PWRBIONPLXX | TotalAnnualMaxCapacityInvestment | 2023 | 0 | lid_floor_suppressed | 2026-06-07T22:53:42.961284
C_Target_VRE | Secondary Techs | PWRBIONPLXX | TotalAnnualMaxCapacityInvestment | 2024 | 0.00048487 | lid_floor_suppressed | 2026-06-07T22:53:42.961284
C_Target_VRE | Secondary Techs | PWRBIONPLXX | TotalAnnualMaxCapacityInvestment | 2025 | 0.00051094 | lid_floor_suppressed | 2026-06-07T22:53:42.961284
C_Target_VRE | Secondary Techs | PWRBIONPLXX | TotalAnnualMaxCapacityInvestment | 2026 | 0.00053892 | lid_floor_suppressed | 2026-06-07T22:53:42.961284
C_Target_VRE | Secondary Techs | PWRBIONPLXX | TotalAnnualMaxCapacityInvestment | 2027 | 0.00056907 | lid_floor_suppressed | 2026-06-07T22:53:42.961284
C_Target_VRE | Secondary Techs | PWRBIONPLXX | TotalAnnualMaxCapacityInvestment | 2028 | 0.00064675 | lid_floor_suppressed | 2026-06-07T22:53:42.961284
C_Target_VRE | Secondary Techs | PWRBIONPLXX | TotalAnnualMaxCapacityInvestment | 2029 | 0.0007068 | lid_floor_suppressed | 2026-06-07T22:53:42.961284
C_Target_VRE | Secondary Techs | PWRBIONPLXX | TotalAnnualMaxCapacityInvestment | 2030 | 0.00076493 | lid_floor_suppressed | 2026-06-07T22:53:42.961284
C_Target_VRE | Secondary Techs | PWRBIONPLXX | TotalAnnualMaxCapacityInvestment | 2031 | 0.00082767 | lid_floor_suppressed | 2026-06-07T22:53:42.961284
C_Target_VRE | Secondary Techs | PWRBIONPLXX | TotalAnnualMaxCapacityInvestment | 2032 | 0.00089589 | lid_floor_suppressed | 2026-06-07T22:53:42.961284
C_Target_VRE | Secondary Techs | PWRBIONPLXX | TotalAnnualMaxCapacityInvestment | 2033 | 0.00096961 | lid_floor_suppressed | 2026-06-07T22:53:42.961284
C_Target_VRE | Secondary Techs | PWRBIONPLXX | TotalAnnualMaxCapacityInvestment | 2034 | 0.00058632 | lid_floor_suppressed | 2026-06-07T22:53:42.961284
C_Target_VRE | Secondary Techs | PWRBIONPLXX | TotalAnnualMaxCapacityInvestment | 2035 | 0.00058632 | lid_floor_suppressed | 2026-06-07T22:53:42.961284
C_Target_VRE | Secondary Techs | PWRBIONPLXX | TotalAnnualMaxCapacityInvestment | 2036 | 0.00058632 | lid_floor_suppressed | 2026-06-07T22:53:42.961284
C_Target_VRE | Secondary Techs | PWRBIONPLXX | TotalAnnualMaxCapacityInvestment | 2037 | 0.00058619 | lid_floor_suppressed | 2026-06-07T22:53:42.961284
C_Target_VRE | Secondary Techs | PWRBIONPLXX | TotalAnnualMaxCapacityInvestment | 2038 | 0.00058632 | lid_floor_suppressed | 2026-06-07T22:53:42.961284
C_Target_VRE | Secondary Techs | PWRBIONPLXX | TotalAnnualMaxCapacityInvestment | 2039 | 0.00058632 | lid_floor_suppressed | 2026-06-07T22:53:42.961284
C_Target_VRE | Secondary Techs | PWRBIONPLXX | TotalAnnualMaxCapacityInvestment | 2040 | 0.00058632 | lid_floor_suppressed | 2026-06-07T22:53:42.961284
C_Target_VRE | Secondary Techs | PWRBIONPLXX | TotalAnnualMaxCapacityInvestment | 2041 | 0.00058632 | lid_floor_suppressed | 2026-06-07T22:53:42.961284
C_Target_VRE | Secondary Techs | PWRBIONPLXX | TotalAnnualMaxCapacityInvestment | 2042 | 0.00058632 | lid_floor_suppressed | 2026-06-07T22:53:42.961284
C_Target_VRE | Secondary Techs | PWRBIONPLXX | TotalAnnualMaxCapacityInvestment | 2043 | 0.00058632 | lid_floor_suppressed | 2026-06-07T22:53:42.961284
C_Target_VRE | Secondary Techs | PWRBIONPLXX | TotalAnnualMaxCapacityInvestment | 2044 | 0.00058632 | lid_floor_suppressed | 2026-06-07T22:53:42.961284
C_Target_VRE | Secondary Techs | PWRBIONPLXX | TotalAnnualMaxCapacityInvestment | 2045 | 0.00064101 | lid_adequacy_scaled | 2026-06-07T22:53:42.961284
C_Target_VRE | Secondary Techs | PWRBIONPLXX | TotalAnnualMaxCapacityInvestment | 2046 | 0.0007912 | lid_adequacy_scaled | 2026-06-07T22:53:42.961284
C_Target_VRE | Secondary Techs | PWRBIONPLXX | TotalAnnualMaxCapacityInvestment | 2047 | 0.00092942 | lid_adequacy_scaled | 2026-06-07T22:53:42.961284
C_Target_VRE | Secondary Techs | PWRBIONPLXX | TotalAnnualMaxCapacityInvestment | 2048 | 0.0010581 | lid_adequacy_scaled | 2026-06-07T22:53:42.961284
C_Target_VRE | Secondary Techs | PWRBIONPLXX | TotalAnnualMaxCapacityInvestment | 2049 | 0.001179 | lid_adequacy_scaled | 2026-06-07T22:53:42.961284
C_Target_VRE | Secondary Techs | PWRBIONPLXX | TotalAnnualMaxCapacityInvestment | 2050 | 0.0012935 | lid_adequacy_scaled | 2026-06-07T22:53:42.961284
C_Target_VRE | Secondary Techs | PWRSPVLKAXX | TotalAnnualMaxCapacityInvestment | 2023 | 9999 | exempt_maxcap_uncapped | 2026-06-07T22:53:42.961284
C_Target_VRE | Secondary Techs | PWRSPVLKAXX | TotalAnnualMaxCapacityInvestment | 2024 | 9999 | exempt_maxcap_uncapped | 2026-06-07T22:53:42.961284
C_Target_VRE | Secondary Techs | PWRSPVLKAXX | TotalAnnualMaxCapacityInvestment | 2025 | 9999 | exempt_maxcap_uncapped | 2026-06-07T22:53:42.961284
C_Target_VRE | Secondary Techs | PWRSPVLKAXX | TotalAnnualMaxCapacityInvestment | 2026 | 9999 | exempt_maxcap_uncapped | 2026-06-07T22:53:42.961284
C_Target_VRE | Secondary Techs | PWRSPVLKAXX | TotalAnnualMaxCapacityInvestment | 2027 | 9999 | exempt_maxcap_uncapped | 2026-06-07T22:53:42.961284
C_Target_VRE | Secondary Techs | PWRSPVLKAXX | TotalAnnualMaxCapacityInvestment | 2028 | 9999 | exempt_maxcap_uncapped | 2026-06-07T22:53:42.961284
C_Target_VRE | Secondary Techs | PWRSPVLKAXX | TotalAnnualMaxCapacityInvestment | 2029 | 9999 | exempt_maxcap_uncapped | 2026-06-07T22:53:42.961284
C_Target_VRE | Secondary Techs | PWRSPVLKAXX | TotalAnnualMaxCapacityInvestment | 2030 | 9999 | exempt_maxcap_uncapped | 2026-06-07T22:53:42.961284
C_Target_VRE | Secondary Techs | PWRSPVLKAXX | TotalAnnualMaxCapacityInvestment | 2031 | 9999 | exempt_maxcap_uncapped | 2026-06-07T22:53:42.961284
C_Target_VRE | Secondary Techs | PWRSPVLKAXX | TotalAnnualMaxCapacityInvestment | 2032 | 9999 | exempt_maxcap_uncapped | 2026-06-07T22:53:42.961284
C_Target_VRE | Secondary Techs | PWRSPVLKAXX | TotalAnnualMaxCapacityInvestment | 2033 | 9999 | exempt_maxcap_uncapped | 2026-06-07T22:53:42.961284
C_Target_VRE | Secondary Techs | PWRSPVLKAXX | TotalAnnualMaxCapacityInvestment | 2034 | 9999 | exempt_maxcap_uncapped | 2026-06-07T22:53:42.961284
C_Target_VRE | Secondary Techs | PWRSPVLKAXX | TotalAnnualMaxCapacityInvestment | 2035 | 9999 | exempt_maxcap_uncapped | 2026-06-07T22:53:42.961284
C_Target_VRE | Secondary Techs | PWRSPVLKAXX | TotalAnnualMaxCapacityInvestment | 2036 | 9999 | exempt_maxcap_uncapped | 2026-06-07T22:53:42.961284
C_Target_VRE | Secondary Techs | PWRSPVLKAXX | TotalAnnualMaxCapacityInvestment | 2037 | 9999 | exempt_maxcap_uncapped | 2026-06-07T22:53:42.961284
C_Target_VRE | Secondary Techs | PWRSPVLKAXX | TotalAnnualMaxCapacityInvestment | 2038 | 9999 | exempt_maxcap_uncapped | 2026-06-07T22:53:42.961284
C_Target_VRE | Secondary Techs | PWRSPVLKAXX | TotalAnnualMaxCapacityInvestment | 2039 | 9999 | exempt_maxcap_uncapped | 2026-06-07T22:53:42.961284
C_Target_VRE | Secondary Techs | PWRSPVLKAXX | TotalAnnualMaxCapacityInvestment | 2040 | 9999 | exempt_maxcap_uncapped | 2026-06-07T22:53:42.961284
C_Target_VRE | Secondary Techs | PWRSPVLKAXX | TotalAnnualMaxCapacityInvestment | 2041 | 9999 | exempt_maxcap_uncapped | 2026-06-07T22:53:42.961284
C_Target_VRE | Secondary Techs | PWRSPVLKAXX | TotalAnnualMaxCapacityInvestment | 2042 | 9999 | exempt_maxcap_uncapped | 2026-06-07T22:53:42.961284
C_Target_VRE | Secondary Techs | PWRSPVLKAXX | TotalAnnualMaxCapacityInvestment | 2043 | 9999 | exempt_maxcap_uncapped | 2026-06-07T22:53:42.961284
C_Target_VRE | Secondary Techs | PWRSPVLKAXX | TotalAnnualMaxCapacityInvestment | 2044 | 9999 | exempt_maxcap_uncapped | 2026-06-07T22:53:42.961284
C_Target_VRE | Secondary Techs | PWRSPVLKAXX | TotalAnnualMaxCapacityInvestment | 2045 | 9999 | exempt_maxcap_uncapped | 2026-06-07T22:53:42.961284
C_Target_VRE | Secondary Techs | PWRSPVLKAXX | TotalAnnualMaxCapacityInvestment | 2046 | 9999 | exempt_maxcap_uncapped | 2026-06-07T22:53:42.961284
C_Target_VRE | Secondary Techs | PWRSPVLKAXX | TotalAnnualMaxCapacityInvestment | 2047 | 9999 | exempt_maxcap_uncapped | 2026-06-07T22:53:42.961284
C_Target_VRE | Secondary Techs | PWRSPVLKAXX | TotalAnnualMaxCapacityInvestment | 2048 | 9999 | exempt_maxcap_uncapped | 2026-06-07T22:53:42.961284
C_Target_VRE | Secondary Techs | PWRSPVLKAXX | TotalAnnualMaxCapacityInvestment | 2049 | 9999 | exempt_maxcap_uncapped | 2026-06-07T22:53:42.961284
C_Target_VRE | Secondary Techs | PWRSPVLKAXX | TotalAnnualMaxCapacityInvestment | 2050 | 9999 | exempt_maxcap_uncapped | 2026-06-07T22:53:42.961284
C_Target_VRE | Secondary Techs | PWRWASINDSO | TotalAnnualMaxCapacityInvestment | 2023 | 0 | lid_floor_suppressed | 2026-06-07T22:53:42.961284
C_Target_VRE | Secondary Techs | PWRWASINDSO | TotalAnnualMaxCapacityInvestment | 2024 | 0.011395 | lid_floor_suppressed | 2026-06-07T22:53:42.961284
C_Target_VRE | Secondary Techs | PWRWASINDSO | TotalAnnualMaxCapacityInvestment | 2025 | 0.012099 | lid_floor_suppressed | 2026-06-07T22:53:42.961284
C_Target_VRE | Secondary Techs | PWRWASINDSO | TotalAnnualMaxCapacityInvestment | 2026 | 0.013321 | lid_floor_suppressed | 2026-06-07T22:53:42.961284
C_Target_VRE | Secondary Techs | PWRWASINDSO | TotalAnnualMaxCapacityInvestment | 2027 | 0.013476 | lid_floor_suppressed | 2026-06-07T22:53:42.961284
C_Target_VRE | Secondary Techs | PWRWASINDSO | TotalAnnualMaxCapacityInvestment | 2028 | 0.014037 | lid_floor_suppressed | 2026-06-07T22:53:42.961284
C_Target_VRE | Secondary Techs | PWRWASINDSO | TotalAnnualMaxCapacityInvestment | 2029 | 0.012717 | lid_floor_suppressed | 2026-06-07T22:53:42.961284
C_Target_VRE | Secondary Techs | PWRWASINDSO | TotalAnnualMaxCapacityInvestment | 2030 | 0.0087232 | lid_floor_suppressed | 2026-06-07T22:53:42.961284
C_Target_VRE | Secondary Techs | PWRWASINDSO | TotalAnnualMaxCapacityInvestment | 2031 | 0.0080938 | lid_floor_suppressed | 2026-06-07T22:53:42.961284
C_Target_VRE | Secondary Techs | PWRWASINDSO | TotalAnnualMaxCapacityInvestment | 2032 | 0.010123 | lid_floor_suppressed | 2026-06-07T22:53:42.961284
C_Target_VRE | Secondary Techs | PWRWASINDSO | TotalAnnualMaxCapacityInvestment | 2033 | 0.0097461 | lid_floor_suppressed | 2026-06-07T22:53:42.961284
C_Target_VRE | Secondary Techs | PWRWASINDSO | TotalAnnualMaxCapacityInvestment | 2034 | 0.0093692 | lid_floor_suppressed | 2026-06-07T22:53:42.961284
C_Target_VRE | Secondary Techs | PWRWASINDSO | TotalAnnualMaxCapacityInvestment | 2035 | 0.008992 | lid_floor_suppressed | 2026-06-07T22:53:42.961284
C_Target_VRE | Secondary Techs | PWRWASINDSO | TotalAnnualMaxCapacityInvestment | 2036 | 0.008615 | lid_floor_suppressed | 2026-06-07T22:53:42.961284
C_Target_VRE | Secondary Techs | PWRWASINDSO | TotalAnnualMaxCapacityInvestment | 2037 | 0.0091393 | lid_floor_suppressed | 2026-06-07T22:53:42.961284
C_Target_VRE | Secondary Techs | PWRWASINDSO | TotalAnnualMaxCapacityInvestment | 2038 | 0.0087362 | lid_floor_suppressed | 2026-06-07T22:53:42.961284
C_Target_VRE | Secondary Techs | PWRWASINDSO | TotalAnnualMaxCapacityInvestment | 2039 | 0.008333 | lid_floor_suppressed | 2026-06-07T22:53:42.961284
C_Target_VRE | Secondary Techs | PWRWASINDSO | TotalAnnualMaxCapacityInvestment | 2040 | 0.0075564 | lid_floor_suppressed | 2026-06-07T22:53:42.961284
C_Target_VRE | Secondary Techs | PWRWASINDSO | TotalAnnualMaxCapacityInvestment | 2041 | 0.0075133 | lid_floor_suppressed | 2026-06-07T22:53:42.961284
C_Target_VRE | Secondary Techs | PWRWASINDSO | TotalAnnualMaxCapacityInvestment | 2042 | 0.014824 | lid_adequacy_scaled | 2026-06-07T22:53:42.961284
C_Target_VRE | Secondary Techs | PWRWASINDSO | TotalAnnualMaxCapacityInvestment | 2043 | 0.022409 | lid_adequacy_scaled | 2026-06-07T22:53:42.961284
C_Target_VRE | Secondary Techs | PWRWASINDSO | TotalAnnualMaxCapacityInvestment | 2044 | 0.030107 | lid_adequacy_scaled | 2026-06-07T22:53:42.961284
C_Target_VRE | Secondary Techs | PWRWASINDSO | TotalAnnualMaxCapacityInvestment | 2045 | 0.037918 | lid_adequacy_scaled | 2026-06-07T22:53:42.961284
C_Target_VRE | Secondary Techs | PWRWASINDSO | TotalAnnualMaxCapacityInvestment | 2046 | 0.048952 | lid_adequacy_scaled | 2026-06-07T22:53:42.961284
C_Target_VRE | Secondary Techs | PWRWASINDSO | TotalAnnualMaxCapacityInvestment | 2047 | 0.05986 | lid_adequacy_scaled | 2026-06-07T22:53:42.961284
C_Target_VRE | Secondary Techs | PWRWASINDSO | TotalAnnualMaxCapacityInvestment | 2048 | 0.070655 | lid_adequacy_scaled | 2026-06-07T22:53:42.961284
C_Target_VRE | Secondary Techs | PWRWASINDSO | TotalAnnualMaxCapacityInvestment | 2049 | 0.081348 | lid_adequacy_scaled | 2026-06-07T22:53:42.961284
C_Target_VRE | Secondary Techs | PWRWASINDSO | TotalAnnualMaxCapacityInvestment | 2050 | 0.091949 | lid_adequacy_scaled | 2026-06-07T22:53:42.961284
C_Target_VRE | Secondary Techs | PWRWONINDSO | TotalAnnualMaxCapacityInvestment | 2023 | 9999 | exempt_maxcap_uncapped | 2026-06-07T22:53:42.961284
C_Target_VRE | Secondary Techs | PWRWONINDSO | TotalAnnualMaxCapacityInvestment | 2024 | 9999 | exempt_maxcap_uncapped | 2026-06-07T22:53:42.961284
C_Target_VRE | Secondary Techs | PWRWONINDSO | TotalAnnualMaxCapacityInvestment | 2025 | 9999 | exempt_maxcap_uncapped | 2026-06-07T22:53:42.961284
C_Target_VRE | Secondary Techs | PWRWONINDSO | TotalAnnualMaxCapacityInvestment | 2026 | 9999 | exempt_maxcap_uncapped | 2026-06-07T22:53:42.961284
C_Target_VRE | Secondary Techs | PWRWONINDSO | TotalAnnualMaxCapacityInvestment | 2027 | 9999 | exempt_maxcap_uncapped | 2026-06-07T22:53:42.961284
C_Target_VRE | Secondary Techs | PWRWONINDSO | TotalAnnualMaxCapacityInvestment | 2028 | 9999 | exempt_maxcap_uncapped | 2026-06-07T22:53:42.961284
C_Target_VRE | Secondary Techs | PWRWONINDSO | TotalAnnualMaxCapacityInvestment | 2029 | 9999 | exempt_maxcap_uncapped | 2026-06-07T22:53:42.961284
C_Target_VRE | Secondary Techs | PWRWONINDSO | TotalAnnualMaxCapacityInvestment | 2030 | 9999 | exempt_maxcap_uncapped | 2026-06-07T22:53:42.961284
C_Target_VRE | Secondary Techs | PWRWONINDSO | TotalAnnualMaxCapacityInvestment | 2031 | 9999 | exempt_maxcap_uncapped | 2026-06-07T22:53:42.961284
C_Target_VRE | Secondary Techs | PWRWONINDSO | TotalAnnualMaxCapacityInvestment | 2032 | 9999 | exempt_maxcap_uncapped | 2026-06-07T22:53:42.961284
C_Target_VRE | Secondary Techs | PWRWONINDSO | TotalAnnualMaxCapacityInvestment | 2033 | 9999 | exempt_maxcap_uncapped | 2026-06-07T22:53:42.961284
C_Target_VRE | Secondary Techs | PWRWONINDSO | TotalAnnualMaxCapacityInvestment | 2034 | 9999 | exempt_maxcap_uncapped | 2026-06-07T22:53:42.961284
C_Target_VRE | Secondary Techs | PWRWONINDSO | TotalAnnualMaxCapacityInvestment | 2035 | 9999 | exempt_maxcap_uncapped | 2026-06-07T22:53:42.961284
C_Target_VRE | Secondary Techs | PWRWONINDSO | TotalAnnualMaxCapacityInvestment | 2036 | 9999 | exempt_maxcap_uncapped | 2026-06-07T22:53:42.961284
C_Target_VRE | Secondary Techs | PWRWONINDSO | TotalAnnualMaxCapacityInvestment | 2037 | 9999 | exempt_maxcap_uncapped | 2026-06-07T22:53:42.961284
C_Target_VRE | Secondary Techs | PWRWONINDSO | TotalAnnualMaxCapacityInvestment | 2038 | 9999 | exempt_maxcap_uncapped | 2026-06-07T22:53:42.961284
C_Target_VRE | Secondary Techs | PWRWONINDSO | TotalAnnualMaxCapacityInvestment | 2039 | 9999 | exempt_maxcap_uncapped | 2026-06-07T22:53:42.961284
C_Target_VRE | Secondary Techs | PWRWONINDSO | TotalAnnualMaxCapacityInvestment | 2040 | 9999 | exempt_maxcap_uncapped | 2026-06-07T22:53:42.961284
C_Target_VRE | Secondary Techs | PWRWONINDSO | TotalAnnualMaxCapacityInvestment | 2041 | 9999 | exempt_maxcap_uncapped | 2026-06-07T22:53:42.961284
C_Target_VRE | Secondary Techs | PWRWONINDSO | TotalAnnualMaxCapacityInvestment | 2042 | 9999 | exempt_maxcap_uncapped | 2026-06-07T22:53:42.961284
C_Target_VRE | Secondary Techs | PWRWONINDSO | TotalAnnualMaxCapacityInvestment | 2043 | 9999 | exempt_maxcap_uncapped | 2026-06-07T22:53:42.961284
C_Target_VRE | Secondary Techs | PWRWONINDSO | TotalAnnualMaxCapacityInvestment | 2044 | 9999 | exempt_maxcap_uncapped | 2026-06-07T22:53:42.961284
C_Target_VRE | Secondary Techs | PWRWONINDSO | TotalAnnualMaxCapacityInvestment | 2045 | 9999 | exempt_maxcap_uncapped | 2026-06-07T22:53:42.961284
C_Target_VRE | Secondary Techs | PWRWONINDSO | TotalAnnualMaxCapacityInvestment | 2046 | 9999 | exempt_maxcap_uncapped | 2026-06-07T22:53:42.961284
C_Target_VRE | Secondary Techs | PWRWONINDSO | TotalAnnualMaxCapacityInvestment | 2047 | 9999 | exempt_maxcap_uncapped | 2026-06-07T22:53:42.961284
C_Target_VRE | Secondary Techs | PWRWONINDSO | TotalAnnualMaxCapacityInvestment | 2048 | 9999 | exempt_maxcap_uncapped | 2026-06-07T22:53:42.961284
C_Target_VRE | Secondary Techs | PWRWONINDSO | TotalAnnualMaxCapacityInvestment | 2049 | 9999 | exempt_maxcap_uncapped | 2026-06-07T22:53:42.961284
C_Target_VRE | Secondary Techs | PWRWONINDSO | TotalAnnualMaxCapacityInvestment | 2050 | 9999 | exempt_maxcap_uncapped | 2026-06-07T22:53:42.961284
C_Target_VRE | Secondary Techs | PWRLDSINDSO | TotalAnnualMaxCapacityInvestment | 2023 | 9999 | exempt_maxcap_uncapped | 2026-06-07T22:53:42.961284
C_Target_VRE | Secondary Techs | PWRLDSINDSO | TotalAnnualMaxCapacityInvestment | 2024 | 9999 | exempt_maxcap_uncapped | 2026-06-07T22:53:42.961284
C_Target_VRE | Secondary Techs | PWRLDSINDSO | TotalAnnualMaxCapacityInvestment | 2025 | 9999 | exempt_maxcap_uncapped | 2026-06-07T22:53:42.961284
C_Target_VRE | Secondary Techs | PWRLDSINDSO | TotalAnnualMaxCapacityInvestment | 2026 | 9999 | exempt_maxcap_uncapped | 2026-06-07T22:53:42.961284
C_Target_VRE | Secondary Techs | PWRLDSINDSO | TotalAnnualMaxCapacityInvestment | 2027 | 9999 | exempt_maxcap_uncapped | 2026-06-07T22:53:42.961284
C_Target_VRE | Secondary Techs | PWRLDSINDSO | TotalAnnualMaxCapacityInvestment | 2028 | 9999 | exempt_maxcap_uncapped | 2026-06-07T22:53:42.961284
C_Target_VRE | Secondary Techs | PWRLDSINDSO | TotalAnnualMaxCapacityInvestment | 2029 | 9999 | exempt_maxcap_uncapped | 2026-06-07T22:53:42.961284
C_Target_VRE | Secondary Techs | PWRLDSINDSO | TotalAnnualMaxCapacityInvestment | 2030 | 9999 | exempt_maxcap_uncapped | 2026-06-07T22:53:42.961284
C_Target_VRE | Secondary Techs | PWRLDSINDSO | TotalAnnualMaxCapacityInvestment | 2031 | 9999 | exempt_maxcap_uncapped | 2026-06-07T22:53:42.961284
C_Target_VRE | Secondary Techs | PWRLDSINDSO | TotalAnnualMaxCapacityInvestment | 2032 | 9999 | exempt_maxcap_uncapped | 2026-06-07T22:53:42.961284
C_Target_VRE | Secondary Techs | PWRLDSINDSO | TotalAnnualMaxCapacityInvestment | 2033 | 9999 | exempt_maxcap_uncapped | 2026-06-07T22:53:42.961284
C_Target_VRE | Secondary Techs | PWRLDSINDSO | TotalAnnualMaxCapacityInvestment | 2034 | 9999 | exempt_maxcap_uncapped | 2026-06-07T22:53:42.961284
C_Target_VRE | Secondary Techs | PWRLDSINDSO | TotalAnnualMaxCapacityInvestment | 2035 | 9999 | exempt_maxcap_uncapped | 2026-06-07T22:53:42.961284
C_Target_VRE | Secondary Techs | PWRLDSINDSO | TotalAnnualMaxCapacityInvestment | 2036 | 9999 | exempt_maxcap_uncapped | 2026-06-07T22:53:42.961284
C_Target_VRE | Secondary Techs | PWRLDSINDSO | TotalAnnualMaxCapacityInvestment | 2037 | 9999 | exempt_maxcap_uncapped | 2026-06-07T22:53:42.961284
C_Target_VRE | Secondary Techs | PWRLDSINDSO | TotalAnnualMaxCapacityInvestment | 2038 | 9999 | exempt_maxcap_uncapped | 2026-06-07T22:53:42.961284
C_Target_VRE | Secondary Techs | PWRLDSINDSO | TotalAnnualMaxCapacityInvestment | 2039 | 9999 | exempt_maxcap_uncapped | 2026-06-07T22:53:42.961284
C_Target_VRE | Secondary Techs | PWRLDSINDSO | TotalAnnualMaxCapacityInvestment | 2040 | 9999 | exempt_maxcap_uncapped | 2026-06-07T22:53:42.961284
C_Target_VRE | Secondary Techs | PWRLDSINDSO | TotalAnnualMaxCapacityInvestment | 2041 | 9999 | exempt_maxcap_uncapped | 2026-06-07T22:53:42.961284
C_Target_VRE | Secondary Techs | PWRLDSINDSO | TotalAnnualMaxCapacityInvestment | 2042 | 9999 | exempt_maxcap_uncapped | 2026-06-07T22:53:42.961284
C_Target_VRE | Secondary Techs | PWRLDSINDSO | TotalAnnualMaxCapacityInvestment | 2043 | 9999 | exempt_maxcap_uncapped | 2026-06-07T22:53:42.961284
C_Target_VRE | Secondary Techs | PWRLDSINDSO | TotalAnnualMaxCapacityInvestment | 2044 | 9999 | exempt_maxcap_uncapped | 2026-06-07T22:53:42.961284
C_Target_VRE | Secondary Techs | PWRLDSINDSO | TotalAnnualMaxCapacityInvestment | 2045 | 9999 | exempt_maxcap_uncapped | 2026-06-07T22:53:42.961284
C_Target_VRE | Secondary Techs | PWRLDSINDSO | TotalAnnualMaxCapacityInvestment | 2046 | 9999 | exempt_maxcap_uncapped | 2026-06-07T22:53:42.961284
C_Target_VRE | Secondary Techs | PWRLDSINDSO | TotalAnnualMaxCapacityInvestment | 2047 | 9999 | exempt_maxcap_uncapped | 2026-06-07T22:53:42.961284
C_Target_VRE | Secondary Techs | PWRLDSINDSO | TotalAnnualMaxCapacityInvestment | 2048 | 9999 | exempt_maxcap_uncapped | 2026-06-07T22:53:42.961284
C_Target_VRE | Secondary Techs | PWRLDSINDSO | TotalAnnualMaxCapacityInvestment | 2049 | 9999 | exempt_maxcap_uncapped | 2026-06-07T22:53:42.961284
C_Target_VRE | Secondary Techs | PWRLDSINDSO | TotalAnnualMaxCapacityInvestment | 2050 | 9999 | exempt_maxcap_uncapped | 2026-06-07T22:53:42.961284
C_Target_VRE | Secondary Techs | PWRLDSINDSO | TotalAnnualMaxCapacityInvestment | 2023 | 9999 | exempt_uncapped | 2026-06-07T22:53:42.961284
C_Target_VRE | Secondary Techs | PWRLDSINDSO | TotalAnnualMaxCapacityInvestment | 2024 | 9999 | exempt_uncapped | 2026-06-07T22:53:42.961284
C_Target_VRE | Secondary Techs | PWRLDSINDSO | TotalAnnualMaxCapacityInvestment | 2025 | 9999 | exempt_uncapped | 2026-06-07T22:53:42.961284
C_Target_VRE | Secondary Techs | PWRLDSINDSO | TotalAnnualMaxCapacityInvestment | 2026 | 9999 | exempt_uncapped | 2026-06-07T22:53:42.961284
C_Target_VRE | Secondary Techs | PWRLDSINDSO | TotalAnnualMaxCapacityInvestment | 2027 | 9999 | exempt_uncapped | 2026-06-07T22:53:42.961284
C_Target_VRE | Secondary Techs | PWRLDSINDSO | TotalAnnualMaxCapacityInvestment | 2028 | 9999 | exempt_uncapped | 2026-06-07T22:53:42.961284
C_Target_VRE | Secondary Techs | PWRLDSINDSO | TotalAnnualMaxCapacityInvestment | 2029 | 9999 | exempt_uncapped | 2026-06-07T22:53:42.961284
C_Target_VRE | Secondary Techs | PWRLDSINDSO | TotalAnnualMaxCapacityInvestment | 2030 | 9999 | exempt_uncapped | 2026-06-07T22:53:42.961284
C_Target_VRE | Secondary Techs | PWRLDSINDSO | TotalAnnualMaxCapacityInvestment | 2031 | 9999 | exempt_uncapped | 2026-06-07T22:53:42.961284
C_Target_VRE | Secondary Techs | PWRLDSINDSO | TotalAnnualMaxCapacityInvestment | 2032 | 9999 | exempt_uncapped | 2026-06-07T22:53:42.961284
C_Target_VRE | Secondary Techs | PWRLDSINDSO | TotalAnnualMaxCapacityInvestment | 2033 | 9999 | exempt_uncapped | 2026-06-07T22:53:42.961284
C_Target_VRE | Secondary Techs | PWRLDSINDSO | TotalAnnualMaxCapacityInvestment | 2034 | 9999 | exempt_uncapped | 2026-06-07T22:53:42.961284
C_Target_VRE | Secondary Techs | PWRLDSINDSO | TotalAnnualMaxCapacityInvestment | 2035 | 9999 | exempt_uncapped | 2026-06-07T22:53:42.961284
C_Target_VRE | Secondary Techs | PWRLDSINDSO | TotalAnnualMaxCapacityInvestment | 2036 | 9999 | exempt_uncapped | 2026-06-07T22:53:42.961284
C_Target_VRE | Secondary Techs | PWRLDSINDSO | TotalAnnualMaxCapacityInvestment | 2037 | 9999 | exempt_uncapped | 2026-06-07T22:53:42.961284
C_Target_VRE | Secondary Techs | PWRLDSINDSO | TotalAnnualMaxCapacityInvestment | 2038 | 9999 | exempt_uncapped | 2026-06-07T22:53:42.961284
C_Target_VRE | Secondary Techs | PWRLDSINDSO | TotalAnnualMaxCapacityInvestment | 2039 | 9999 | exempt_uncapped | 2026-06-07T22:53:42.961284
C_Target_VRE | Secondary Techs | PWRLDSINDSO | TotalAnnualMaxCapacityInvestment | 2040 | 9999 | exempt_uncapped | 2026-06-07T22:53:42.961284
C_Target_VRE | Secondary Techs | PWRLDSINDSO | TotalAnnualMaxCapacityInvestment | 2041 | 9999 | exempt_uncapped | 2026-06-07T22:53:42.961284
C_Target_VRE | Secondary Techs | PWRLDSINDSO | TotalAnnualMaxCapacityInvestment | 2042 | 9999 | exempt_uncapped | 2026-06-07T22:53:42.961284
C_Target_VRE | Secondary Techs | PWRLDSINDSO | TotalAnnualMaxCapacityInvestment | 2043 | 9999 | exempt_uncapped | 2026-06-07T22:53:42.961284
C_Target_VRE | Secondary Techs | PWRLDSINDSO | TotalAnnualMaxCapacityInvestment | 2044 | 9999 | exempt_uncapped | 2026-06-07T22:53:42.961284
C_Target_VRE | Secondary Techs | PWRLDSINDSO | TotalAnnualMaxCapacityInvestment | 2045 | 9999 | exempt_uncapped | 2026-06-07T22:53:42.961284
C_Target_VRE | Secondary Techs | PWRLDSINDSO | TotalAnnualMaxCapacityInvestment | 2046 | 9999 | exempt_uncapped | 2026-06-07T22:53:42.961284
C_Target_VRE | Secondary Techs | PWRLDSINDSO | TotalAnnualMaxCapacityInvestment | 2047 | 9999 | exempt_uncapped | 2026-06-07T22:53:42.961284
C_Target_VRE | Secondary Techs | PWRLDSINDSO | TotalAnnualMaxCapacityInvestment | 2048 | 9999 | exempt_uncapped | 2026-06-07T22:53:42.961284
C_Target_VRE | Secondary Techs | PWRLDSINDSO | TotalAnnualMaxCapacityInvestment | 2049 | 9999 | exempt_uncapped | 2026-06-07T22:53:42.961284
C_Target_VRE | Secondary Techs | PWRLDSINDSO | TotalAnnualMaxCapacityInvestment | 2050 | 9999 | exempt_uncapped | 2026-06-07T22:53:42.961284
C_Target_VRE | Secondary Techs | PWRWASINDWE | TotalAnnualMaxCapacityInvestment | 2023 | 0 | lid_floor_suppressed | 2026-06-07T22:53:42.961284
C_Target_VRE | Secondary Techs | PWRWASINDWE | TotalAnnualMaxCapacityInvestment | 2024 | 0.0072505 | lid_floor_suppressed | 2026-06-07T22:53:42.961284
C_Target_VRE | Secondary Techs | PWRWASINDWE | TotalAnnualMaxCapacityInvestment | 2025 | 0.0079334 | lid_floor_suppressed | 2026-06-07T22:53:42.961284
C_Target_VRE | Secondary Techs | PWRWASINDWE | TotalAnnualMaxCapacityInvestment | 2026 | 0.0089446 | lid_floor_suppressed | 2026-06-07T22:53:42.961284
C_Target_VRE | Secondary Techs | PWRWASINDWE | TotalAnnualMaxCapacityInvestment | 2027 | 0.0086257 | lid_floor_suppressed | 2026-06-07T22:53:42.961284
C_Target_VRE | Secondary Techs | PWRWASINDWE | TotalAnnualMaxCapacityInvestment | 2028 | 0.0089368 | lid_floor_suppressed | 2026-06-07T22:53:42.961284
C_Target_VRE | Secondary Techs | PWRWASINDWE | TotalAnnualMaxCapacityInvestment | 2029 | 0.0076569 | lid_floor_suppressed | 2026-06-07T22:53:42.961284
C_Target_VRE | Secondary Techs | PWRWASINDWE | TotalAnnualMaxCapacityInvestment | 2030 | 0.0026754 | lid_floor_suppressed | 2026-06-07T22:53:42.961284
C_Target_VRE | Secondary Techs | PWRWASINDWE | TotalAnnualMaxCapacityInvestment | 2031 | 0.0021816 | lid_floor_suppressed | 2026-06-07T22:53:42.961284
C_Target_VRE | Secondary Techs | PWRWASINDWE | TotalAnnualMaxCapacityInvestment | 2032 | 0.0047846 | lid_floor_suppressed | 2026-06-07T22:53:42.961284
C_Target_VRE | Secondary Techs | PWRWASINDWE | TotalAnnualMaxCapacityInvestment | 2033 | 0.0044342 | lid_floor_suppressed | 2026-06-07T22:53:42.961284
C_Target_VRE | Secondary Techs | PWRWASINDWE | TotalAnnualMaxCapacityInvestment | 2034 | 0.0040838 | lid_floor_suppressed | 2026-06-07T22:53:42.961284
C_Target_VRE | Secondary Techs | PWRWASINDWE | TotalAnnualMaxCapacityInvestment | 2035 | 0.0037334 | lid_floor_suppressed | 2026-06-07T22:53:42.961284
C_Target_VRE | Secondary Techs | PWRWASINDWE | TotalAnnualMaxCapacityInvestment | 2036 | 0.003383 | lid_floor_suppressed | 2026-06-07T22:53:42.961284
C_Target_VRE | Secondary Techs | PWRWASINDWE | TotalAnnualMaxCapacityInvestment | 2037 | 0.0038092 | lid_floor_suppressed | 2026-06-07T22:53:42.961284
C_Target_VRE | Secondary Techs | PWRWASINDWE | TotalAnnualMaxCapacityInvestment | 2038 | 0.0034226 | lid_floor_suppressed | 2026-06-07T22:53:42.961284
C_Target_VRE | Secondary Techs | PWRWASINDWE | TotalAnnualMaxCapacityInvestment | 2039 | 0.0030361 | lid_floor_suppressed | 2026-06-07T22:53:42.961284
C_Target_VRE | Secondary Techs | PWRWASINDWE | TotalAnnualMaxCapacityInvestment | 2040 | 0.0026494 | lid_floor_suppressed | 2026-06-07T22:53:42.961284
C_Target_VRE | Secondary Techs | PWRWASINDWE | TotalAnnualMaxCapacityInvestment | 2041 | 0.0036327 | lid_adequacy_scaled | 2026-06-07T22:53:42.961284
C_Target_VRE | Secondary Techs | PWRWASINDWE | TotalAnnualMaxCapacityInvestment | 2042 | 0.007431 | lid_adequacy_scaled | 2026-06-07T22:53:42.961284
C_Target_VRE | Secondary Techs | PWRWASINDWE | TotalAnnualMaxCapacityInvestment | 2043 | 0.011183 | lid_adequacy_scaled | 2026-06-07T22:53:42.961284
C_Target_VRE | Secondary Techs | PWRWASINDWE | TotalAnnualMaxCapacityInvestment | 2044 | 0.014941 | lid_adequacy_scaled | 2026-06-07T22:53:42.961284
C_Target_VRE | Secondary Techs | PWRWASINDWE | TotalAnnualMaxCapacityInvestment | 2045 | 0.018684 | lid_adequacy_scaled | 2026-06-07T22:53:42.961284
C_Target_VRE | Secondary Techs | PWRWASINDWE | TotalAnnualMaxCapacityInvestment | 2046 | 0.024117 | lid_adequacy_scaled | 2026-06-07T22:53:42.961284
C_Target_VRE | Secondary Techs | PWRWASINDWE | TotalAnnualMaxCapacityInvestment | 2047 | 0.029409 | lid_adequacy_scaled | 2026-06-07T22:53:42.961284
C_Target_VRE | Secondary Techs | PWRWASINDWE | TotalAnnualMaxCapacityInvestment | 2048 | 0.034507 | lid_adequacy_scaled | 2026-06-07T22:53:42.961284
C_Target_VRE | Secondary Techs | PWRWASINDWE | TotalAnnualMaxCapacityInvestment | 2049 | 0.039331 | lid_adequacy_scaled | 2026-06-07T22:53:42.961284
C_Target_VRE | Secondary Techs | PWRWASINDWE | TotalAnnualMaxCapacityInvestment | 2050 | 0.043752 | lid_adequacy_scaled | 2026-06-07T22:53:42.961284
C_Target_VRE | Secondary Techs | PWRNGSINDWE | TotalAnnualMaxCapacityInvestment | 2023 | 0.1 | lid_floor | 2026-06-07T22:53:42.961284
C_Target_VRE | Secondary Techs | PWRNGSINDWE | TotalAnnualMaxCapacityInvestment | 2024 | 0.66363 | lid_fill | 2026-06-07T22:53:42.961284
C_Target_VRE | Secondary Techs | PWRNGSINDWE | TotalAnnualMaxCapacityInvestment | 2025 | 0.72614 | lid_fill | 2026-06-07T22:53:42.961284
C_Target_VRE | Secondary Techs | PWRNGSINDWE | TotalAnnualMaxCapacityInvestment | 2026 | 0.8187 | lid_fill | 2026-06-07T22:53:42.961284
C_Target_VRE | Secondary Techs | PWRNGSINDWE | TotalAnnualMaxCapacityInvestment | 2027 | 0.78951 | lid_fill | 2026-06-07T22:53:42.961284
C_Target_VRE | Secondary Techs | PWRNGSINDWE | TotalAnnualMaxCapacityInvestment | 2028 | 0.84525 | lid_relaxed | 2026-06-07T22:53:42.961284
C_Target_VRE | Secondary Techs | PWRNGSINDWE | TotalAnnualMaxCapacityInvestment | 2029 | 0.74756 | lid_relaxed | 2026-06-07T22:53:42.961284
C_Target_VRE | Secondary Techs | PWRNGSINDWE | TotalAnnualMaxCapacityInvestment | 2030 | 0.26937 | lid_relaxed | 2026-06-07T22:53:42.961284
C_Target_VRE | Secondary Techs | PWRNGSINDWE | TotalAnnualMaxCapacityInvestment | 2031 | 0.22764 | lid_relaxed | 2026-06-07T22:53:42.961284
C_Target_VRE | Secondary Techs | PWRNGSINDWE | TotalAnnualMaxCapacityInvestment | 2032 | 0.51677 | lid_relaxed | 2026-06-07T22:53:42.961284
C_Target_VRE | Secondary Techs | PWRNGSINDWE | TotalAnnualMaxCapacityInvestment | 2033 | 0.48704 | lid_family_capped | 2026-06-07T22:53:42.961284
C_Target_VRE | Secondary Techs | PWRNGSINDWE | TotalAnnualMaxCapacityInvestment | 2034 | 0.44854 | lid_family_capped | 2026-06-07T22:53:42.961284
C_Target_VRE | Secondary Techs | PWRNGSINDWE | TotalAnnualMaxCapacityInvestment | 2035 | 0.41006 | lid_family_capped | 2026-06-07T22:53:42.961284
C_Target_VRE | Secondary Techs | PWRNGSINDWE | TotalAnnualMaxCapacityInvestment | 2036 | 0.37158 | lid_family_capped | 2026-06-07T22:53:42.961284
C_Target_VRE | Secondary Techs | PWRNGSINDWE | TotalAnnualMaxCapacityInvestment | 2037 | 0.41838 | lid_family_capped | 2026-06-07T22:53:42.961284
C_Target_VRE | Secondary Techs | PWRNGSINDWE | TotalAnnualMaxCapacityInvestment | 2038 | 0.37592 | lid_family_capped | 2026-06-07T22:53:42.961284
C_Target_VRE | Secondary Techs | PWRNGSINDWE | TotalAnnualMaxCapacityInvestment | 2039 | 0.33347 | lid_family_capped | 2026-06-07T22:53:42.961284
C_Target_VRE | Secondary Techs | PWRNGSINDWE | TotalAnnualMaxCapacityInvestment | 2040 | 0.291 | lid_family_capped | 2026-06-07T22:53:42.961284
C_Target_VRE | Secondary Techs | PWRNGSINDWE | TotalAnnualMaxCapacityInvestment | 2041 | 0.399 | lid_adequacy_scaled | 2026-06-07T22:53:42.961284
C_Target_VRE | Secondary Techs | PWRNGSINDWE | TotalAnnualMaxCapacityInvestment | 2042 | 0.81619 | lid_adequacy_scaled | 2026-06-07T22:53:42.961284
C_Target_VRE | Secondary Techs | PWRNGSINDWE | TotalAnnualMaxCapacityInvestment | 2043 | 1.2283 | lid_adequacy_scaled | 2026-06-07T22:53:42.961284
C_Target_VRE | Secondary Techs | PWRNGSINDWE | TotalAnnualMaxCapacityInvestment | 2044 | 1.641 | lid_adequacy_scaled | 2026-06-07T22:53:42.961284
C_Target_VRE | Secondary Techs | PWRNGSINDWE | TotalAnnualMaxCapacityInvestment | 2045 | 2.0522 | lid_adequacy_scaled | 2026-06-07T22:53:42.961284
C_Target_VRE | Secondary Techs | PWRNGSINDWE | TotalAnnualMaxCapacityInvestment | 2046 | 2.6489 | lid_adequacy_scaled | 2026-06-07T22:53:42.961284
C_Target_VRE | Secondary Techs | PWRNGSINDWE | TotalAnnualMaxCapacityInvestment | 2047 | 3.2301 | lid_adequacy_scaled | 2026-06-07T22:53:42.961284
C_Target_VRE | Secondary Techs | PWRNGSINDWE | TotalAnnualMaxCapacityInvestment | 2048 | 3.7901 | lid_adequacy_scaled | 2026-06-07T22:53:42.961284
C_Target_VRE | Secondary Techs | PWRNGSINDWE | TotalAnnualMaxCapacityInvestment | 2049 | 4.32 | lid_adequacy_scaled | 2026-06-07T22:53:42.961284
C_Target_VRE | Secondary Techs | PWRNGSINDWE | TotalAnnualMaxCapacityInvestment | 2050 | 4.8055 | lid_adequacy_scaled | 2026-06-07T22:53:42.961284
C_Target_VRE | Secondary Techs | PWRHYDBGDXX | TotalAnnualMaxCapacityInvestment | 2023 | 0.1 | lid_floor | 2026-06-07T22:53:42.961284
C_Target_VRE | Secondary Techs | PWRHYDBGDXX | TotalAnnualMaxCapacityInvestment | 2024 | 0.1 | lid_floor | 2026-06-07T22:53:42.961284
C_Target_VRE | Secondary Techs | PWRHYDBGDXX | TotalAnnualMaxCapacityInvestment | 2025 | 0.1 | lid_floor | 2026-06-07T22:53:42.961284
C_Target_VRE | Secondary Techs | PWRHYDBGDXX | TotalAnnualMaxCapacityInvestment | 2026 | 0.1 | lid_floor | 2026-06-07T22:53:42.961284
C_Target_VRE | Secondary Techs | PWRHYDBGDXX | TotalAnnualMaxCapacityInvestment | 2027 | 0.1 | lid_floor | 2026-06-07T22:53:42.961284
C_Target_VRE | Secondary Techs | PWRHYDBGDXX | TotalAnnualMaxCapacityInvestment | 2028 | 0.1 | lid_floor | 2026-06-07T22:53:42.961284
C_Target_VRE | Secondary Techs | PWRHYDBGDXX | TotalAnnualMaxCapacityInvestment | 2029 | 0.1 | lid_floor | 2026-06-07T22:53:42.961284
C_Target_VRE | Secondary Techs | PWRHYDBGDXX | TotalAnnualMaxCapacityInvestment | 2030 | 0.1 | lid_floor | 2026-06-07T22:53:42.961284
C_Target_VRE | Secondary Techs | PWRHYDBGDXX | TotalAnnualMaxCapacityInvestment | 2031 | 0.1 | lid_floor | 2026-06-07T22:53:42.961284
C_Target_VRE | Secondary Techs | PWRHYDBGDXX | TotalAnnualMaxCapacityInvestment | 2032 | 0.1 | lid_floor | 2026-06-07T22:53:42.961284
C_Target_VRE | Secondary Techs | PWRHYDBGDXX | TotalAnnualMaxCapacityInvestment | 2033 | 0.1 | lid_floor | 2026-06-07T22:53:42.961284
C_Target_VRE | Secondary Techs | PWRHYDBGDXX | TotalAnnualMaxCapacityInvestment | 2034 | 0.1 | lid_floor | 2026-06-07T22:53:42.961284
C_Target_VRE | Secondary Techs | PWRHYDBGDXX | TotalAnnualMaxCapacityInvestment | 2035 | 0.1 | lid_floor | 2026-06-07T22:53:42.961284
C_Target_VRE | Secondary Techs | PWRHYDBGDXX | TotalAnnualMaxCapacityInvestment | 2036 | 0.1 | lid_floor | 2026-06-07T22:53:42.961284
C_Target_VRE | Secondary Techs | PWRHYDBGDXX | TotalAnnualMaxCapacityInvestment | 2037 | 0.1 | lid_floor | 2026-06-07T22:53:42.961284
C_Target_VRE | Secondary Techs | PWRHYDBGDXX | TotalAnnualMaxCapacityInvestment | 2038 | 0.1 | lid_floor | 2026-06-07T22:53:42.961284
C_Target_VRE | Secondary Techs | PWRHYDBGDXX | TotalAnnualMaxCapacityInvestment | 2039 | 0.1 | lid_floor | 2026-06-07T22:53:42.961284
C_Target_VRE | Secondary Techs | PWRHYDBGDXX | TotalAnnualMaxCapacityInvestment | 2040 | 0.1 | lid_floor | 2026-06-07T22:53:42.961284
C_Target_VRE | Secondary Techs | PWRHYDBGDXX | TotalAnnualMaxCapacityInvestment | 2041 | 0.1 | lid_floor | 2026-06-07T22:53:42.961284
C_Target_VRE | Secondary Techs | PWRHYDBGDXX | TotalAnnualMaxCapacityInvestment | 2042 | 0.24183 | lid_adequacy_scaled | 2026-06-07T22:53:42.961284
C_Target_VRE | Secondary Techs | PWRHYDBGDXX | TotalAnnualMaxCapacityInvestment | 2043 | 0.39754 | lid_adequacy_scaled | 2026-06-07T22:53:42.961284
C_Target_VRE | Secondary Techs | PWRHYDBGDXX | TotalAnnualMaxCapacityInvestment | 2044 | 0.59032 | lid_adequacy_scaled | 2026-06-07T22:53:42.961284
C_Target_VRE | Secondary Techs | PWRHYDBGDXX | TotalAnnualMaxCapacityInvestment | 2045 | 0.83998 | lid_adequacy_scaled | 2026-06-07T22:53:42.961284
C_Target_VRE | Secondary Techs | PWRHYDBGDXX | TotalAnnualMaxCapacityInvestment | 2046 | 1.1718 | lid_adequacy_scaled | 2026-06-07T22:53:42.961284
C_Target_VRE | Secondary Techs | PWRHYDBGDXX | TotalAnnualMaxCapacityInvestment | 2047 | 1.5117 | lid_adequacy_scaled | 2026-06-07T22:53:42.961284
C_Target_VRE | Secondary Techs | PWRHYDBGDXX | TotalAnnualMaxCapacityInvestment | 2048 | 1.8095 | lid_adequacy_scaled | 2026-06-07T22:53:42.961284
C_Target_VRE | Secondary Techs | PWRHYDBGDXX | TotalAnnualMaxCapacityInvestment | 2049 | 2.0881 | lid_adequacy_scaled | 2026-06-07T22:53:42.961284
C_Target_VRE | Secondary Techs | PWRHYDBGDXX | TotalAnnualMaxCapacityInvestment | 2050 | 2.3596 | lid_adequacy_scaled | 2026-06-07T22:53:42.961284
C_Target_VRE | Secondary Techs | PWRCSPINDNO | TotalAnnualMaxCapacityInvestment | 2023 | 0.1 | lid_floor | 2026-06-07T22:53:42.961284
C_Target_VRE | Secondary Techs | PWRCSPINDNO | TotalAnnualMaxCapacityInvestment | 2024 | 0.1 | lid_floor | 2026-06-07T22:53:42.961284
C_Target_VRE | Secondary Techs | PWRCSPINDNO | TotalAnnualMaxCapacityInvestment | 2025 | 0.1 | lid_floor | 2026-06-07T22:53:42.961284
C_Target_VRE | Secondary Techs | PWRCSPINDNO | TotalAnnualMaxCapacityInvestment | 2026 | 0.1 | lid_floor | 2026-06-07T22:53:42.961284
C_Target_VRE | Secondary Techs | PWRCSPINDNO | TotalAnnualMaxCapacityInvestment | 2027 | 0.1 | lid_floor | 2026-06-07T22:53:42.961284
C_Target_VRE | Secondary Techs | PWRCSPINDNO | TotalAnnualMaxCapacityInvestment | 2028 | 0.1 | lid_floor | 2026-06-07T22:53:42.961284
C_Target_VRE | Secondary Techs | PWRCSPINDNO | TotalAnnualMaxCapacityInvestment | 2029 | 0.1 | lid_floor | 2026-06-07T22:53:42.961284
C_Target_VRE | Secondary Techs | PWRCSPINDNO | TotalAnnualMaxCapacityInvestment | 2030 | 0.1 | lid_floor | 2026-06-07T22:53:42.961284
C_Target_VRE | Secondary Techs | PWRCSPINDNO | TotalAnnualMaxCapacityInvestment | 2031 | 0.1 | lid_floor | 2026-06-07T22:53:42.961284
C_Target_VRE | Secondary Techs | PWRCSPINDNO | TotalAnnualMaxCapacityInvestment | 2032 | 0.1 | lid_floor | 2026-06-07T22:53:42.961284
C_Target_VRE | Secondary Techs | PWRCSPINDNO | TotalAnnualMaxCapacityInvestment | 2033 | 0.1 | lid_floor | 2026-06-07T22:53:42.961284
C_Target_VRE | Secondary Techs | PWRCSPINDNO | TotalAnnualMaxCapacityInvestment | 2034 | 0.1 | lid_floor | 2026-06-07T22:53:42.961284
C_Target_VRE | Secondary Techs | PWRCSPINDNO | TotalAnnualMaxCapacityInvestment | 2035 | 0.1 | lid_floor | 2026-06-07T22:53:42.961284
C_Target_VRE | Secondary Techs | PWRCSPINDNO | TotalAnnualMaxCapacityInvestment | 2036 | 0.1 | lid_floor | 2026-06-07T22:53:42.961284
C_Target_VRE | Secondary Techs | PWRCSPINDNO | TotalAnnualMaxCapacityInvestment | 2037 | 0.1 | lid_floor | 2026-06-07T22:53:42.961284
C_Target_VRE | Secondary Techs | PWRCSPINDNO | TotalAnnualMaxCapacityInvestment | 2038 | 0.1 | lid_floor | 2026-06-07T22:53:42.961284
C_Target_VRE | Secondary Techs | PWRCSPINDNO | TotalAnnualMaxCapacityInvestment | 2039 | 0.1 | lid_floor | 2026-06-07T22:53:42.961284
C_Target_VRE | Secondary Techs | PWRCSPINDNO | TotalAnnualMaxCapacityInvestment | 2040 | 0.1 | lid_floor | 2026-06-07T22:53:42.961284
C_Target_VRE | Secondary Techs | PWRCSPINDNO | TotalAnnualMaxCapacityInvestment | 2041 | 0.1 | lid_floor | 2026-06-07T22:53:42.961284
C_Target_VRE | Secondary Techs | PWRCSPINDNO | TotalAnnualMaxCapacityInvestment | 2042 | 0.14617 | lid_adequacy_scaled | 2026-06-07T22:53:42.961284
C_Target_VRE | Secondary Techs | PWRCSPINDNO | TotalAnnualMaxCapacityInvestment | 2043 | 0.21731 | lid_adequacy_scaled | 2026-06-07T22:53:42.961284
C_Target_VRE | Secondary Techs | PWRCSPINDNO | TotalAnnualMaxCapacityInvestment | 2044 | 0.2961 | lid_adequacy_scaled | 2026-06-07T22:53:42.961284
C_Target_VRE | Secondary Techs | PWRCSPINDNO | TotalAnnualMaxCapacityInvestment | 2045 | 0.3859 | lid_adequacy_scaled | 2026-06-07T22:53:42.961284
C_Target_VRE | Secondary Techs | PWRCSPINDNO | TotalAnnualMaxCapacityInvestment | 2046 | 0.4555 | lid_adequacy_scaled | 2026-06-07T22:53:42.961284
C_Target_VRE | Secondary Techs | PWRCSPINDNO | TotalAnnualMaxCapacityInvestment | 2047 | 0.54887 | lid_adequacy_scaled | 2026-06-07T22:53:42.961284
C_Target_VRE | Secondary Techs | PWRCSPINDNO | TotalAnnualMaxCapacityInvestment | 2048 | 0.6397 | lid_adequacy_scaled | 2026-06-07T22:53:42.961284
C_Target_VRE | Secondary Techs | PWRCSPINDNO | TotalAnnualMaxCapacityInvestment | 2049 | 0.72876 | lid_adequacy_scaled | 2026-06-07T22:53:42.961284
C_Target_VRE | Secondary Techs | PWRCSPINDNO | TotalAnnualMaxCapacityInvestment | 2050 | 0.81681 | lid_adequacy_scaled | 2026-06-07T22:53:42.961284
C_Target_VRE | Secondary Techs | PWRSDSNPLXX | TotalAnnualMaxCapacityInvestment | 2023 | 9999 | exempt_maxcap_uncapped | 2026-06-07T22:53:42.961284
C_Target_VRE | Secondary Techs | PWRSDSNPLXX | TotalAnnualMaxCapacityInvestment | 2024 | 9999 | exempt_maxcap_uncapped | 2026-06-07T22:53:42.961284
C_Target_VRE | Secondary Techs | PWRSDSNPLXX | TotalAnnualMaxCapacityInvestment | 2025 | 9999 | exempt_maxcap_uncapped | 2026-06-07T22:53:42.961284
C_Target_VRE | Secondary Techs | PWRSDSNPLXX | TotalAnnualMaxCapacityInvestment | 2026 | 9999 | exempt_maxcap_uncapped | 2026-06-07T22:53:42.961284
C_Target_VRE | Secondary Techs | PWRSDSNPLXX | TotalAnnualMaxCapacityInvestment | 2027 | 9999 | exempt_maxcap_uncapped | 2026-06-07T22:53:42.961284
C_Target_VRE | Secondary Techs | PWRSDSNPLXX | TotalAnnualMaxCapacityInvestment | 2028 | 9999 | exempt_maxcap_uncapped | 2026-06-07T22:53:42.961284
C_Target_VRE | Secondary Techs | PWRSDSNPLXX | TotalAnnualMaxCapacityInvestment | 2029 | 9999 | exempt_maxcap_uncapped | 2026-06-07T22:53:42.961284
C_Target_VRE | Secondary Techs | PWRSDSNPLXX | TotalAnnualMaxCapacityInvestment | 2030 | 9999 | exempt_maxcap_uncapped | 2026-06-07T22:53:42.961284
C_Target_VRE | Secondary Techs | PWRSDSNPLXX | TotalAnnualMaxCapacityInvestment | 2031 | 9999 | exempt_maxcap_uncapped | 2026-06-07T22:53:42.961284
C_Target_VRE | Secondary Techs | PWRSDSNPLXX | TotalAnnualMaxCapacityInvestment | 2032 | 9999 | exempt_maxcap_uncapped | 2026-06-07T22:53:42.961284
C_Target_VRE | Secondary Techs | PWRSDSNPLXX | TotalAnnualMaxCapacityInvestment | 2033 | 9999 | exempt_maxcap_uncapped | 2026-06-07T22:53:42.961284
C_Target_VRE | Secondary Techs | PWRSDSNPLXX | TotalAnnualMaxCapacityInvestment | 2034 | 9999 | exempt_maxcap_uncapped | 2026-06-07T22:53:42.961284
C_Target_VRE | Secondary Techs | PWRSDSNPLXX | TotalAnnualMaxCapacityInvestment | 2035 | 9999 | exempt_maxcap_uncapped | 2026-06-07T22:53:42.961284
C_Target_VRE | Secondary Techs | PWRSDSNPLXX | TotalAnnualMaxCapacityInvestment | 2036 | 9999 | exempt_maxcap_uncapped | 2026-06-07T22:53:42.961284
C_Target_VRE | Secondary Techs | PWRSDSNPLXX | TotalAnnualMaxCapacityInvestment | 2037 | 9999 | exempt_maxcap_uncapped | 2026-06-07T22:53:42.961284
C_Target_VRE | Secondary Techs | PWRSDSNPLXX | TotalAnnualMaxCapacityInvestment | 2038 | 9999 | exempt_maxcap_uncapped | 2026-06-07T22:53:42.961284
C_Target_VRE | Secondary Techs | PWRSDSNPLXX | TotalAnnualMaxCapacityInvestment | 2039 | 9999 | exempt_maxcap_uncapped | 2026-06-07T22:53:42.961284
C_Target_VRE | Secondary Techs | PWRSDSNPLXX | TotalAnnualMaxCapacityInvestment | 2040 | 9999 | exempt_maxcap_uncapped | 2026-06-07T22:53:42.961284
C_Target_VRE | Secondary Techs | PWRSDSNPLXX | TotalAnnualMaxCapacityInvestment | 2041 | 9999 | exempt_maxcap_uncapped | 2026-06-07T22:53:42.961284
C_Target_VRE | Secondary Techs | PWRSDSNPLXX | TotalAnnualMaxCapacityInvestment | 2042 | 9999 | exempt_maxcap_uncapped | 2026-06-07T22:53:42.961284
C_Target_VRE | Secondary Techs | PWRSDSNPLXX | TotalAnnualMaxCapacityInvestment | 2043 | 9999 | exempt_maxcap_uncapped | 2026-06-07T22:53:42.961284
C_Target_VRE | Secondary Techs | PWRSDSNPLXX | TotalAnnualMaxCapacityInvestment | 2044 | 9999 | exempt_maxcap_uncapped | 2026-06-07T22:53:42.961284
C_Target_VRE | Secondary Techs | PWRSDSNPLXX | TotalAnnualMaxCapacityInvestment | 2045 | 9999 | exempt_maxcap_uncapped | 2026-06-07T22:53:42.961284
C_Target_VRE | Secondary Techs | PWRSDSNPLXX | TotalAnnualMaxCapacityInvestment | 2046 | 9999 | exempt_maxcap_uncapped | 2026-06-07T22:53:42.961284
C_Target_VRE | Secondary Techs | PWRSDSNPLXX | TotalAnnualMaxCapacityInvestment | 2047 | 9999 | exempt_maxcap_uncapped | 2026-06-07T22:53:42.961284
C_Target_VRE | Secondary Techs | PWRSDSNPLXX | TotalAnnualMaxCapacityInvestment | 2048 | 9999 | exempt_maxcap_uncapped | 2026-06-07T22:53:42.961284
C_Target_VRE | Secondary Techs | PWRSDSNPLXX | TotalAnnualMaxCapacityInvestment | 2049 | 9999 | exempt_maxcap_uncapped | 2026-06-07T22:53:42.961284
C_Target_VRE | Secondary Techs | PWRSDSNPLXX | TotalAnnualMaxCapacityInvestment | 2050 | 9999 | exempt_maxcap_uncapped | 2026-06-07T22:53:42.961284
C_Target_VRE | Secondary Techs | PWRSDSNPLXX | TotalAnnualMaxCapacityInvestment | 2023 | 9999 | exempt_uncapped | 2026-06-07T22:53:42.961284
C_Target_VRE | Secondary Techs | PWRSDSNPLXX | TotalAnnualMaxCapacityInvestment | 2024 | 9999 | exempt_uncapped | 2026-06-07T22:53:42.961284
C_Target_VRE | Secondary Techs | PWRSDSNPLXX | TotalAnnualMaxCapacityInvestment | 2025 | 9999 | exempt_uncapped | 2026-06-07T22:53:42.961284
C_Target_VRE | Secondary Techs | PWRSDSNPLXX | TotalAnnualMaxCapacityInvestment | 2026 | 9999 | exempt_uncapped | 2026-06-07T22:53:42.961284
C_Target_VRE | Secondary Techs | PWRSDSNPLXX | TotalAnnualMaxCapacityInvestment | 2027 | 9999 | exempt_uncapped | 2026-06-07T22:53:42.961284
C_Target_VRE | Secondary Techs | PWRSDSNPLXX | TotalAnnualMaxCapacityInvestment | 2028 | 9999 | exempt_uncapped | 2026-06-07T22:53:42.961284
C_Target_VRE | Secondary Techs | PWRSDSNPLXX | TotalAnnualMaxCapacityInvestment | 2029 | 9999 | exempt_uncapped | 2026-06-07T22:53:42.961284
C_Target_VRE | Secondary Techs | PWRSDSNPLXX | TotalAnnualMaxCapacityInvestment | 2030 | 9999 | exempt_uncapped | 2026-06-07T22:53:42.961284
C_Target_VRE | Secondary Techs | PWRSDSNPLXX | TotalAnnualMaxCapacityInvestment | 2031 | 9999 | exempt_uncapped | 2026-06-07T22:53:42.961284
C_Target_VRE | Secondary Techs | PWRSDSNPLXX | TotalAnnualMaxCapacityInvestment | 2032 | 9999 | exempt_uncapped | 2026-06-07T22:53:42.961284
C_Target_VRE | Secondary Techs | PWRSDSNPLXX | TotalAnnualMaxCapacityInvestment | 2033 | 9999 | exempt_uncapped | 2026-06-07T22:53:42.961284
C_Target_VRE | Secondary Techs | PWRSDSNPLXX | TotalAnnualMaxCapacityInvestment | 2034 | 9999 | exempt_uncapped | 2026-06-07T22:53:42.961284
C_Target_VRE | Secondary Techs | PWRSDSNPLXX | TotalAnnualMaxCapacityInvestment | 2035 | 9999 | exempt_uncapped | 2026-06-07T22:53:42.961284
C_Target_VRE | Secondary Techs | PWRSDSNPLXX | TotalAnnualMaxCapacityInvestment | 2036 | 9999 | exempt_uncapped | 2026-06-07T22:53:42.961284
C_Target_VRE | Secondary Techs | PWRSDSNPLXX | TotalAnnualMaxCapacityInvestment | 2037 | 9999 | exempt_uncapped | 2026-06-07T22:53:42.961284
C_Target_VRE | Secondary Techs | PWRSDSNPLXX | TotalAnnualMaxCapacityInvestment | 2038 | 9999 | exempt_uncapped | 2026-06-07T22:53:42.961284
C_Target_VRE | Secondary Techs | PWRSDSNPLXX | TotalAnnualMaxCapacityInvestment | 2039 | 9999 | exempt_uncapped | 2026-06-07T22:53:42.961284
C_Target_VRE | Secondary Techs | PWRSDSNPLXX | TotalAnnualMaxCapacityInvestment | 2040 | 9999 | exempt_uncapped | 2026-06-07T22:53:42.961284
C_Target_VRE | Secondary Techs | PWRSDSNPLXX | TotalAnnualMaxCapacityInvestment | 2041 | 9999 | exempt_uncapped | 2026-06-07T22:53:42.961284
C_Target_VRE | Secondary Techs | PWRSDSNPLXX | TotalAnnualMaxCapacityInvestment | 2042 | 9999 | exempt_uncapped | 2026-06-07T22:53:42.961284
C_Target_VRE | Secondary Techs | PWRSDSNPLXX | TotalAnnualMaxCapacityInvestment | 2043 | 9999 | exempt_uncapped | 2026-06-07T22:53:42.961284
C_Target_VRE | Secondary Techs | PWRSDSNPLXX | TotalAnnualMaxCapacityInvestment | 2044 | 9999 | exempt_uncapped | 2026-06-07T22:53:42.961284
C_Target_VRE | Secondary Techs | PWRSDSNPLXX | TotalAnnualMaxCapacityInvestment | 2045 | 9999 | exempt_uncapped | 2026-06-07T22:53:42.961284
C_Target_VRE | Secondary Techs | PWRSDSNPLXX | TotalAnnualMaxCapacityInvestment | 2046 | 9999 | exempt_uncapped | 2026-06-07T22:53:42.961284
C_Target_VRE | Secondary Techs | PWRSDSNPLXX | TotalAnnualMaxCapacityInvestment | 2047 | 9999 | exempt_uncapped | 2026-06-07T22:53:42.961284
C_Target_VRE | Secondary Techs | PWRSDSNPLXX | TotalAnnualMaxCapacityInvestment | 2048 | 9999 | exempt_uncapped | 2026-06-07T22:53:42.961284
C_Target_VRE | Secondary Techs | PWRSDSNPLXX | TotalAnnualMaxCapacityInvestment | 2049 | 9999 | exempt_uncapped | 2026-06-07T22:53:42.961284
C_Target_VRE | Secondary Techs | PWRSDSNPLXX | TotalAnnualMaxCapacityInvestment | 2050 | 9999 | exempt_uncapped | 2026-06-07T22:53:42.961284
C_Target_VRE | Secondary Techs | PWRNGSLKAXX | TotalAnnualMaxCapacityInvestment | 2023 | 0.1 | lid_floor | 2026-06-07T22:53:42.961284
C_Target_VRE | Secondary Techs | PWRNGSLKAXX | TotalAnnualMaxCapacityInvestment | 2024 | 0.1 | lid_floor | 2026-06-07T22:53:42.961284
C_Target_VRE | Secondary Techs | PWRNGSLKAXX | TotalAnnualMaxCapacityInvestment | 2025 | 0.23735 | untie_min_inv | 2026-06-07T22:53:42.961284
C_Target_VRE | Secondary Techs | PWRNGSLKAXX | TotalAnnualMaxCapacityInvestment | 2026 | 0.3535 | untie_min_inv | 2026-06-07T22:53:42.961284
C_Target_VRE | Secondary Techs | PWRNGSLKAXX | TotalAnnualMaxCapacityInvestment | 2027 | 0.11615 | untie_min_inv | 2026-06-07T22:53:42.961284
C_Target_VRE | Secondary Techs | PWRNGSLKAXX | TotalAnnualMaxCapacityInvestment | 2028 | 0.202 | untie_min_inv | 2026-06-07T22:53:42.961284
C_Target_VRE | Secondary Techs | PWRNGSLKAXX | TotalAnnualMaxCapacityInvestment | 2029 | 0.1 | lid_floor | 2026-06-07T22:53:42.961284
C_Target_VRE | Secondary Techs | PWRNGSLKAXX | TotalAnnualMaxCapacityInvestment | 2030 | 0.1313 | untie_min_inv | 2026-06-07T22:53:42.961284
C_Target_VRE | Secondary Techs | PWRNGSLKAXX | TotalAnnualMaxCapacityInvestment | 2031 | 0.101 | untie_min_inv | 2026-06-07T22:53:42.961284
C_Target_VRE | Secondary Techs | PWRNGSLKAXX | TotalAnnualMaxCapacityInvestment | 2032 | 0.1 | lid_floor | 2026-06-07T22:53:42.961284
C_Target_VRE | Secondary Techs | PWRNGSLKAXX | TotalAnnualMaxCapacityInvestment | 2033 | 0.1 | lid_floor | 2026-06-07T22:53:42.961284
C_Target_VRE | Secondary Techs | PWRNGSLKAXX | TotalAnnualMaxCapacityInvestment | 2034 | 0.1 | lid_floor | 2026-06-07T22:53:42.961284
C_Target_VRE | Secondary Techs | PWRNGSLKAXX | TotalAnnualMaxCapacityInvestment | 2035 | 0.303 | untie_min_inv | 2026-06-07T22:53:42.961284
C_Target_VRE | Secondary Techs | PWRNGSLKAXX | TotalAnnualMaxCapacityInvestment | 2036 | 0.202 | untie_min_inv | 2026-06-07T22:53:42.961284
C_Target_VRE | Secondary Techs | PWRNGSLKAXX | TotalAnnualMaxCapacityInvestment | 2037 | 0.202 | untie_min_inv | 2026-06-07T22:53:42.961284
C_Target_VRE | Secondary Techs | PWRNGSLKAXX | TotalAnnualMaxCapacityInvestment | 2038 | 0.202 | untie_min_inv | 2026-06-07T22:53:42.961284
C_Target_VRE | Secondary Techs | PWRNGSLKAXX | TotalAnnualMaxCapacityInvestment | 2039 | 0.202 | untie_min_inv | 2026-06-07T22:53:42.961284
C_Target_VRE | Secondary Techs | PWRNGSLKAXX | TotalAnnualMaxCapacityInvestment | 2040 | 0.202 | untie_min_inv | 2026-06-07T22:53:42.961284
C_Target_VRE | Secondary Techs | PWRNGSLKAXX | TotalAnnualMaxCapacityInvestment | 2041 | 0.1 | lid_floor | 2026-06-07T22:53:42.961284
C_Target_VRE | Secondary Techs | PWRNGSLKAXX | TotalAnnualMaxCapacityInvestment | 2042 | 0.1 | lid_floor | 2026-06-07T22:53:42.961284
C_Target_VRE | Secondary Techs | PWRNGSLKAXX | TotalAnnualMaxCapacityInvestment | 2043 | 0.1 | lid_floor | 2026-06-07T22:53:42.961284
C_Target_VRE | Secondary Techs | PWRNGSLKAXX | TotalAnnualMaxCapacityInvestment | 2044 | 0.202 | untie_min_inv | 2026-06-07T22:53:42.961284
C_Target_VRE | Secondary Techs | PWRNGSLKAXX | TotalAnnualMaxCapacityInvestment | 2045 | 0.14919 | lid_adequacy_scaled | 2026-06-07T22:53:42.961284
C_Target_VRE | Secondary Techs | PWRNGSLKAXX | TotalAnnualMaxCapacityInvestment | 2046 | 0.19085 | lid_adequacy_scaled | 2026-06-07T22:53:42.961284
C_Target_VRE | Secondary Techs | PWRNGSLKAXX | TotalAnnualMaxCapacityInvestment | 2047 | 0.22967 | lid_adequacy_scaled | 2026-06-07T22:53:42.961284
C_Target_VRE | Secondary Techs | PWRNGSLKAXX | TotalAnnualMaxCapacityInvestment | 2048 | 0.27846 | lid_adequacy_scaled | 2026-06-07T22:53:42.961284
C_Target_VRE | Secondary Techs | PWRNGSLKAXX | TotalAnnualMaxCapacityInvestment | 2049 | 0.31283 | lid_adequacy_scaled | 2026-06-07T22:53:42.961284
C_Target_VRE | Secondary Techs | PWRNGSLKAXX | TotalAnnualMaxCapacityInvestment | 2050 | 0.34177 | lid_adequacy_scaled | 2026-06-07T22:53:42.961284
C_Target_VRE | Secondary Techs | PWROILINDNE | TotalAnnualMaxCapacityInvestment | 2023 | 0.1 | lid_floor | 2026-06-07T22:53:42.961284
C_Target_VRE | Secondary Techs | PWROILINDNE | TotalAnnualMaxCapacityInvestment | 2024 | 0.1 | lid_floor | 2026-06-07T22:53:42.961284
C_Target_VRE | Secondary Techs | PWROILINDNE | TotalAnnualMaxCapacityInvestment | 2025 | 0.1 | lid_floor | 2026-06-07T22:53:42.961284
C_Target_VRE | Secondary Techs | PWROILINDNE | TotalAnnualMaxCapacityInvestment | 2026 | 0.1 | lid_floor | 2026-06-07T22:53:42.961284
C_Target_VRE | Secondary Techs | PWROILINDNE | TotalAnnualMaxCapacityInvestment | 2027 | 0.1 | lid_floor | 2026-06-07T22:53:42.961284
C_Target_VRE | Secondary Techs | PWROILINDNE | TotalAnnualMaxCapacityInvestment | 2028 | 0.1 | lid_floor | 2026-06-07T22:53:42.961284
C_Target_VRE | Secondary Techs | PWROILINDNE | TotalAnnualMaxCapacityInvestment | 2029 | 0.1 | lid_floor | 2026-06-07T22:53:42.961284
C_Target_VRE | Secondary Techs | PWROILINDNE | TotalAnnualMaxCapacityInvestment | 2030 | 0.1 | lid_floor | 2026-06-07T22:53:42.961284
C_Target_VRE | Secondary Techs | PWROILINDNE | TotalAnnualMaxCapacityInvestment | 2031 | 0.1 | lid_floor | 2026-06-07T22:53:42.961284
C_Target_VRE | Secondary Techs | PWROILINDNE | TotalAnnualMaxCapacityInvestment | 2032 | 0.1 | lid_floor | 2026-06-07T22:53:42.961284
C_Target_VRE | Secondary Techs | PWROILINDNE | TotalAnnualMaxCapacityInvestment | 2033 | 0.1 | lid_floor | 2026-06-07T22:53:42.961284
C_Target_VRE | Secondary Techs | PWROILINDNE | TotalAnnualMaxCapacityInvestment | 2034 | 0.1 | lid_floor | 2026-06-07T22:53:42.961284
C_Target_VRE | Secondary Techs | PWROILINDNE | TotalAnnualMaxCapacityInvestment | 2035 | 0.1 | lid_floor | 2026-06-07T22:53:42.961284
C_Target_VRE | Secondary Techs | PWROILINDNE | TotalAnnualMaxCapacityInvestment | 2036 | 0.1 | lid_floor | 2026-06-07T22:53:42.961284
C_Target_VRE | Secondary Techs | PWROILINDNE | TotalAnnualMaxCapacityInvestment | 2037 | 0.1 | lid_floor | 2026-06-07T22:53:42.961284
C_Target_VRE | Secondary Techs | PWROILINDNE | TotalAnnualMaxCapacityInvestment | 2038 | 0.1 | lid_floor | 2026-06-07T22:53:42.961284
C_Target_VRE | Secondary Techs | PWROILINDNE | TotalAnnualMaxCapacityInvestment | 2039 | 0.1 | lid_floor | 2026-06-07T22:53:42.961284
C_Target_VRE | Secondary Techs | PWROILINDNE | TotalAnnualMaxCapacityInvestment | 2040 | 0.1 | lid_floor | 2026-06-07T22:53:42.961284
C_Target_VRE | Secondary Techs | PWROILINDNE | TotalAnnualMaxCapacityInvestment | 2041 | 0.1 | lid_floor | 2026-06-07T22:53:42.961284
C_Target_VRE | Secondary Techs | PWROILINDNE | TotalAnnualMaxCapacityInvestment | 2042 | 0.1 | lid_floor | 2026-06-07T22:53:42.961284
C_Target_VRE | Secondary Techs | PWROILINDNE | TotalAnnualMaxCapacityInvestment | 2043 | 0.1 | lid_floor | 2026-06-07T22:53:42.961284
C_Target_VRE | Secondary Techs | PWROILINDNE | TotalAnnualMaxCapacityInvestment | 2044 | 0.11479 | lid_adequacy_scaled | 2026-06-07T22:53:42.961284
C_Target_VRE | Secondary Techs | PWROILINDNE | TotalAnnualMaxCapacityInvestment | 2045 | 0.14343 | lid_adequacy_scaled | 2026-06-07T22:53:42.961284
C_Target_VRE | Secondary Techs | PWROILINDNE | TotalAnnualMaxCapacityInvestment | 2046 | 0.18307 | lid_adequacy_scaled | 2026-06-07T22:53:42.961284
C_Target_VRE | Secondary Techs | PWROILINDNE | TotalAnnualMaxCapacityInvestment | 2047 | 0.22161 | lid_adequacy_scaled | 2026-06-07T22:53:42.961284
C_Target_VRE | Secondary Techs | PWROILINDNE | TotalAnnualMaxCapacityInvestment | 2048 | 0.25926 | lid_adequacy_scaled | 2026-06-07T22:53:42.961284
C_Target_VRE | Secondary Techs | PWROILINDNE | TotalAnnualMaxCapacityInvestment | 2049 | 0.29639 | lid_adequacy_scaled | 2026-06-07T22:53:42.961284
C_Target_VRE | Secondary Techs | PWROILINDNE | TotalAnnualMaxCapacityInvestment | 2050 | 0.33316 | lid_adequacy_scaled | 2026-06-07T22:53:42.961284
C_Target_VRE | Secondary Techs | PWRCOAINDNE | TotalAnnualMaxCapacityInvestment | 2023 | 0 | lid_floor_suppressed | 2026-06-07T22:53:42.961284
C_Target_VRE | Secondary Techs | PWRCOAINDNE | TotalAnnualMaxCapacityInvestment | 2024 | 0.043916 | lid_floor_suppressed | 2026-06-07T22:53:42.961284
C_Target_VRE | Secondary Techs | PWRCOAINDNE | TotalAnnualMaxCapacityInvestment | 2025 | 0.046696 | lid_floor_suppressed | 2026-06-07T22:53:42.961284
C_Target_VRE | Secondary Techs | PWRCOAINDNE | TotalAnnualMaxCapacityInvestment | 2026 | 0.051246 | lid_floor_suppressed | 2026-06-07T22:53:42.961284
C_Target_VRE | Secondary Techs | PWRCOAINDNE | TotalAnnualMaxCapacityInvestment | 2027 | 0.051442 | lid_floor_suppressed | 2026-06-07T22:53:42.961284
C_Target_VRE | Secondary Techs | PWRCOAINDNE | TotalAnnualMaxCapacityInvestment | 2028 | 0.054108 | lid_floor_suppressed | 2026-06-07T22:53:42.961284
C_Target_VRE | Secondary Techs | PWRCOAINDNE | TotalAnnualMaxCapacityInvestment | 2029 | 0.042873 | lid_floor_suppressed | 2026-06-07T22:53:42.961284
C_Target_VRE | Secondary Techs | PWRCOAINDNE | TotalAnnualMaxCapacityInvestment | 2030 | 0.037963 | lid_floor_suppressed | 2026-06-07T22:53:42.961284
C_Target_VRE | Secondary Techs | PWRCOAINDNE | TotalAnnualMaxCapacityInvestment | 2031 | 0.035243 | lid_floor_suppressed | 2026-06-07T22:53:42.961284
C_Target_VRE | Secondary Techs | PWRCOAINDNE | TotalAnnualMaxCapacityInvestment | 2032 | 0.043799 | lid_floor_suppressed | 2026-06-07T22:53:42.961284
C_Target_VRE | Secondary Techs | PWRCOAINDNE | TotalAnnualMaxCapacityInvestment | 2033 | 0.041767 | lid_floor_suppressed | 2026-06-07T22:53:42.961284
C_Target_VRE | Secondary Techs | PWRCOAINDNE | TotalAnnualMaxCapacityInvestment | 2034 | 0.039736 | lid_floor_suppressed | 2026-06-07T22:53:42.961284
C_Target_VRE | Secondary Techs | PWRCOAINDNE | TotalAnnualMaxCapacityInvestment | 2035 | 0.037704 | lid_floor_suppressed | 2026-06-07T22:53:42.961284
C_Target_VRE | Secondary Techs | PWRCOAINDNE | TotalAnnualMaxCapacityInvestment | 2036 | 0.035672 | lid_floor_suppressed | 2026-06-07T22:53:42.961284
C_Target_VRE | Secondary Techs | PWRCOAINDNE | TotalAnnualMaxCapacityInvestment | 2037 | 0.043465 | lid_floor_suppressed | 2026-06-07T22:53:42.961284
C_Target_VRE | Secondary Techs | PWRCOAINDNE | TotalAnnualMaxCapacityInvestment | 2038 | 0.041084 | lid_floor_suppressed | 2026-06-07T22:53:42.961284
C_Target_VRE | Secondary Techs | PWRCOAINDNE | TotalAnnualMaxCapacityInvestment | 2039 | 0.038694 | lid_floor_suppressed | 2026-06-07T22:53:42.961284
C_Target_VRE | Secondary Techs | PWRCOAINDNE | TotalAnnualMaxCapacityInvestment | 2040 | 0.036322 | lid_floor_suppressed | 2026-06-07T22:53:42.961284
C_Target_VRE | Secondary Techs | PWRCOAINDNE | TotalAnnualMaxCapacityInvestment | 2041 | 0.033941 | lid_floor_suppressed | 2026-06-07T22:53:42.961284
C_Target_VRE | Secondary Techs | PWRCOAINDNE | TotalAnnualMaxCapacityInvestment | 2042 | 0.040275 | lid_floor_suppressed | 2026-06-07T22:53:42.961284
C_Target_VRE | Secondary Techs | PWRCOAINDNE | TotalAnnualMaxCapacityInvestment | 2043 | 0.040709 | lid_floor_suppressed | 2026-06-07T22:53:42.961284
C_Target_VRE | Secondary Techs | PWRCOAINDNE | TotalAnnualMaxCapacityInvestment | 2044 | 0.047181 | lid_adequacy_scaled | 2026-06-07T22:53:42.961284
C_Target_VRE | Secondary Techs | PWRCOAINDNE | TotalAnnualMaxCapacityInvestment | 2045 | 0.059453 | lid_adequacy_scaled | 2026-06-07T22:53:42.961284
C_Target_VRE | Secondary Techs | PWRCOAINDNE | TotalAnnualMaxCapacityInvestment | 2046 | 0.076397 | lid_adequacy_scaled | 2026-06-07T22:53:42.961284
C_Target_VRE | Secondary Techs | PWRCOAINDNE | TotalAnnualMaxCapacityInvestment | 2047 | 0.092969 | lid_adequacy_scaled | 2026-06-07T22:53:42.961284
C_Target_VRE | Secondary Techs | PWRCOAINDNE | TotalAnnualMaxCapacityInvestment | 2048 | 0.10919 | lid_adequacy_scaled | 2026-06-07T22:53:42.961284
C_Target_VRE | Secondary Techs | PWRCOAINDNE | TotalAnnualMaxCapacityInvestment | 2049 | 0.12505 | lid_adequacy_scaled | 2026-06-07T22:53:42.961284
C_Target_VRE | Secondary Techs | PWRCOAINDNE | TotalAnnualMaxCapacityInvestment | 2050 | 0.14056 | lid_adequacy_scaled | 2026-06-07T22:53:42.961284
C_Target_VRE | Secondary Techs | PWRURNBGDXX | TotalAnnualMaxCapacityInvestment | 2023 | 0.1 | lid_floor | 2026-06-07T22:53:42.961284
C_Target_VRE | Secondary Techs | PWRURNBGDXX | TotalAnnualMaxCapacityInvestment | 2024 | 1.212 | untie_min_inv | 2026-06-07T22:53:42.961284
C_Target_VRE | Secondary Techs | PWRURNBGDXX | TotalAnnualMaxCapacityInvestment | 2025 | 1.212 | untie_min_inv | 2026-06-07T22:53:42.961284
C_Target_VRE | Secondary Techs | PWRURNBGDXX | TotalAnnualMaxCapacityInvestment | 2026 | 0.1 | lid_floor | 2026-06-07T22:53:42.961284
C_Target_VRE | Secondary Techs | PWRURNBGDXX | TotalAnnualMaxCapacityInvestment | 2027 | 0.1 | lid_floor | 2026-06-07T22:53:42.961284
C_Target_VRE | Secondary Techs | PWRURNBGDXX | TotalAnnualMaxCapacityInvestment | 2028 | 0.1 | lid_floor | 2026-06-07T22:53:42.961284
C_Target_VRE | Secondary Techs | PWRURNBGDXX | TotalAnnualMaxCapacityInvestment | 2029 | 0.1 | lid_floor | 2026-06-07T22:53:42.961284
C_Target_VRE | Secondary Techs | PWRURNBGDXX | TotalAnnualMaxCapacityInvestment | 2030 | 0.1 | lid_floor | 2026-06-07T22:53:42.961284
C_Target_VRE | Secondary Techs | PWRURNBGDXX | TotalAnnualMaxCapacityInvestment | 2031 | 0.1 | lid_floor | 2026-06-07T22:53:42.961284
C_Target_VRE | Secondary Techs | PWRURNBGDXX | TotalAnnualMaxCapacityInvestment | 2032 | 0.1 | lid_floor | 2026-06-07T22:53:42.961284
C_Target_VRE | Secondary Techs | PWRURNBGDXX | TotalAnnualMaxCapacityInvestment | 2033 | 0.1 | lid_floor | 2026-06-07T22:53:42.961284
C_Target_VRE | Secondary Techs | PWRURNBGDXX | TotalAnnualMaxCapacityInvestment | 2034 | 0.1 | lid_floor | 2026-06-07T22:53:42.961284
C_Target_VRE | Secondary Techs | PWRURNBGDXX | TotalAnnualMaxCapacityInvestment | 2035 | 0.1 | lid_floor | 2026-06-07T22:53:42.961284
C_Target_VRE | Secondary Techs | PWRURNBGDXX | TotalAnnualMaxCapacityInvestment | 2036 | 0.1 | lid_floor | 2026-06-07T22:53:42.961284
C_Target_VRE | Secondary Techs | PWRURNBGDXX | TotalAnnualMaxCapacityInvestment | 2037 | 0.1 | lid_floor | 2026-06-07T22:53:42.961284
C_Target_VRE | Secondary Techs | PWRURNBGDXX | TotalAnnualMaxCapacityInvestment | 2038 | 0.1 | lid_floor | 2026-06-07T22:53:42.961284
C_Target_VRE | Secondary Techs | PWRURNBGDXX | TotalAnnualMaxCapacityInvestment | 2039 | 0.1 | lid_floor | 2026-06-07T22:53:42.961284
C_Target_VRE | Secondary Techs | PWRURNBGDXX | TotalAnnualMaxCapacityInvestment | 2040 | 0.1 | lid_floor | 2026-06-07T22:53:42.961284
C_Target_VRE | Secondary Techs | PWRURNBGDXX | TotalAnnualMaxCapacityInvestment | 2041 | 0.1 | lid_floor | 2026-06-07T22:53:42.961284
C_Target_VRE | Secondary Techs | PWRURNBGDXX | TotalAnnualMaxCapacityInvestment | 2042 | 0.24183 | lid_adequacy_scaled | 2026-06-07T22:53:42.961284
C_Target_VRE | Secondary Techs | PWRURNBGDXX | TotalAnnualMaxCapacityInvestment | 2043 | 0.39754 | lid_adequacy_scaled | 2026-06-07T22:53:42.961284
C_Target_VRE | Secondary Techs | PWRURNBGDXX | TotalAnnualMaxCapacityInvestment | 2044 | 0.59032 | lid_adequacy_scaled | 2026-06-07T22:53:42.961284
C_Target_VRE | Secondary Techs | PWRURNBGDXX | TotalAnnualMaxCapacityInvestment | 2045 | 0.83998 | lid_adequacy_scaled | 2026-06-07T22:53:42.961284
C_Target_VRE | Secondary Techs | PWRURNBGDXX | TotalAnnualMaxCapacityInvestment | 2046 | 1.1718 | lid_adequacy_scaled | 2026-06-07T22:53:42.961284
C_Target_VRE | Secondary Techs | PWRURNBGDXX | TotalAnnualMaxCapacityInvestment | 2047 | 1.5117 | lid_adequacy_scaled | 2026-06-07T22:53:42.961284
C_Target_VRE | Secondary Techs | PWRURNBGDXX | TotalAnnualMaxCapacityInvestment | 2048 | 1.8095 | lid_adequacy_scaled | 2026-06-07T22:53:42.961284
C_Target_VRE | Secondary Techs | PWRURNBGDXX | TotalAnnualMaxCapacityInvestment | 2049 | 2.0881 | lid_adequacy_scaled | 2026-06-07T22:53:42.961284
C_Target_VRE | Secondary Techs | PWRURNBGDXX | TotalAnnualMaxCapacityInvestment | 2050 | 2.3596 | lid_adequacy_scaled | 2026-06-07T22:53:42.961284
C_Target_VRE | Secondary Techs | PWROILLKAXX | TotalAnnualMaxCapacityInvestment | 2023 | 0.1 | lid_floor | 2026-06-07T22:53:42.961284
C_Target_VRE | Secondary Techs | PWROILLKAXX | TotalAnnualMaxCapacityInvestment | 2024 | 0.1 | lid_floor | 2026-06-07T22:53:42.961284
C_Target_VRE | Secondary Techs | PWROILLKAXX | TotalAnnualMaxCapacityInvestment | 2025 | 0.1 | lid_floor | 2026-06-07T22:53:42.961284
C_Target_VRE | Secondary Techs | PWROILLKAXX | TotalAnnualMaxCapacityInvestment | 2026 | 0.20402 | untie_min_inv | 2026-06-07T22:53:42.961284
C_Target_VRE | Secondary Techs | PWROILLKAXX | TotalAnnualMaxCapacityInvestment | 2027 | 0.1 | lid_floor | 2026-06-07T22:53:42.961284
C_Target_VRE | Secondary Techs | PWROILLKAXX | TotalAnnualMaxCapacityInvestment | 2028 | 0.1 | lid_floor | 2026-06-07T22:53:42.961284
C_Target_VRE | Secondary Techs | PWROILLKAXX | TotalAnnualMaxCapacityInvestment | 2029 | 0.1 | lid_floor | 2026-06-07T22:53:42.961284
C_Target_VRE | Secondary Techs | PWROILLKAXX | TotalAnnualMaxCapacityInvestment | 2030 | 0.1 | lid_floor | 2026-06-07T22:53:42.961284
C_Target_VRE | Secondary Techs | PWROILLKAXX | TotalAnnualMaxCapacityInvestment | 2031 | 0.1 | lid_floor | 2026-06-07T22:53:42.961284
C_Target_VRE | Secondary Techs | PWROILLKAXX | TotalAnnualMaxCapacityInvestment | 2032 | 0.1 | lid_floor | 2026-06-07T22:53:42.961284
C_Target_VRE | Secondary Techs | PWROILLKAXX | TotalAnnualMaxCapacityInvestment | 2033 | 0.1 | lid_floor | 2026-06-07T22:53:42.961284
C_Target_VRE | Secondary Techs | PWROILLKAXX | TotalAnnualMaxCapacityInvestment | 2034 | 0.1 | lid_floor | 2026-06-07T22:53:42.961284
C_Target_VRE | Secondary Techs | PWROILLKAXX | TotalAnnualMaxCapacityInvestment | 2035 | 0.1 | lid_floor | 2026-06-07T22:53:42.961284
C_Target_VRE | Secondary Techs | PWROILLKAXX | TotalAnnualMaxCapacityInvestment | 2036 | 0.1 | lid_floor | 2026-06-07T22:53:42.961284
C_Target_VRE | Secondary Techs | PWROILLKAXX | TotalAnnualMaxCapacityInvestment | 2037 | 0.1035 | lid_family_capped | 2026-06-07T22:53:42.961284
C_Target_VRE | Secondary Techs | PWROILLKAXX | TotalAnnualMaxCapacityInvestment | 2038 | 0.1097 | lid_family_capped | 2026-06-07T22:53:42.961284
C_Target_VRE | Secondary Techs | PWROILLKAXX | TotalAnnualMaxCapacityInvestment | 2039 | 0.1115 | lid_family_capped | 2026-06-07T22:53:42.961284
C_Target_VRE | Secondary Techs | PWROILLKAXX | TotalAnnualMaxCapacityInvestment | 2040 | 0.1163 | lid_family_capped | 2026-06-07T22:53:42.961284
C_Target_VRE | Secondary Techs | PWROILLKAXX | TotalAnnualMaxCapacityInvestment | 2041 | 0.12166 | lid_family_capped | 2026-06-07T22:53:42.961284
C_Target_VRE | Secondary Techs | PWROILLKAXX | TotalAnnualMaxCapacityInvestment | 2042 | 0.12188 | lid_family_capped | 2026-06-07T22:53:42.961284
C_Target_VRE | Secondary Techs | PWROILLKAXX | TotalAnnualMaxCapacityInvestment | 2043 | 0.12394 | lid_family_capped | 2026-06-07T22:53:42.961284
C_Target_VRE | Secondary Techs | PWROILLKAXX | TotalAnnualMaxCapacityInvestment | 2044 | 0.14632 | lid_adequacy_scaled | 2026-06-07T22:53:42.961284
C_Target_VRE | Secondary Techs | PWROILLKAXX | TotalAnnualMaxCapacityInvestment | 2045 | 0.18391 | lid_adequacy_scaled | 2026-06-07T22:53:42.961284
C_Target_VRE | Secondary Techs | PWROILLKAXX | TotalAnnualMaxCapacityInvestment | 2046 | 0.23497 | lid_adequacy_scaled | 2026-06-07T22:53:42.961284
C_Target_VRE | Secondary Techs | PWROILLKAXX | TotalAnnualMaxCapacityInvestment | 2047 | 0.28507 | lid_adequacy_scaled | 2026-06-07T22:53:42.961284
C_Target_VRE | Secondary Techs | PWROILLKAXX | TotalAnnualMaxCapacityInvestment | 2048 | 0.33156 | lid_adequacy_scaled | 2026-06-07T22:53:42.961284
C_Target_VRE | Secondary Techs | PWROILLKAXX | TotalAnnualMaxCapacityInvestment | 2049 | 0.37959 | lid_adequacy_scaled | 2026-06-07T22:53:42.961284
C_Target_VRE | Secondary Techs | PWROILLKAXX | TotalAnnualMaxCapacityInvestment | 2050 | 0.42784 | lid_adequacy_scaled | 2026-06-07T22:53:42.961284
C_Target_VRE | Secondary Techs | PWRHYDINDEA | TotalAnnualMaxCapacityInvestment | 2023 | 0.1 | lid_floor | 2026-06-07T22:53:42.961284
C_Target_VRE | Secondary Techs | PWRHYDINDEA | TotalAnnualMaxCapacityInvestment | 2024 | 0.38708 | lid_fill | 2026-06-07T22:53:42.961284
C_Target_VRE | Secondary Techs | PWRHYDINDEA | TotalAnnualMaxCapacityInvestment | 2025 | 0.44035 | lid_fill | 2026-06-07T22:53:42.961284
C_Target_VRE | Secondary Techs | PWRHYDINDEA | TotalAnnualMaxCapacityInvestment | 2026 | 0.44963 | lid_fill | 2026-06-07T22:53:42.961284
C_Target_VRE | Secondary Techs | PWRHYDINDEA | TotalAnnualMaxCapacityInvestment | 2027 | 0.505 | untie_min_inv | 2026-06-07T22:53:42.961284
C_Target_VRE | Secondary Techs | PWRHYDINDEA | TotalAnnualMaxCapacityInvestment | 2028 | 0.51588 | lid_relaxed | 2026-06-07T22:53:42.961284
C_Target_VRE | Secondary Techs | PWRHYDINDEA | TotalAnnualMaxCapacityInvestment | 2029 | 0.41368 | lid_relaxed | 2026-06-07T22:53:42.961284
C_Target_VRE | Secondary Techs | PWRHYDINDEA | TotalAnnualMaxCapacityInvestment | 2030 | 0.20587 | lid_relaxed | 2026-06-07T22:53:42.961284
C_Target_VRE | Secondary Techs | PWRHYDINDEA | TotalAnnualMaxCapacityInvestment | 2031 | 0.1777 | lid_relaxed | 2026-06-07T22:53:42.961284
C_Target_VRE | Secondary Techs | PWRHYDINDEA | TotalAnnualMaxCapacityInvestment | 2032 | 0.32311 | lid_relaxed | 2026-06-07T22:53:42.961284
C_Target_VRE | Secondary Techs | PWRHYDINDEA | TotalAnnualMaxCapacityInvestment | 2033 | 0.30181 | lid_relaxed | 2026-06-07T22:53:42.961284
C_Target_VRE | Secondary Techs | PWRHYDINDEA | TotalAnnualMaxCapacityInvestment | 2034 | 0.27842 | lid_relaxed | 2026-06-07T22:53:42.961284
C_Target_VRE | Secondary Techs | PWRHYDINDEA | TotalAnnualMaxCapacityInvestment | 2035 | 0.35451 | untie_min_inv | 2026-06-07T22:53:42.961284
C_Target_VRE | Secondary Techs | PWRHYDINDEA | TotalAnnualMaxCapacityInvestment | 2036 | 0.22526 | lid_relaxed | 2026-06-07T22:53:42.961284
C_Target_VRE | Secondary Techs | PWRHYDINDEA | TotalAnnualMaxCapacityInvestment | 2037 | 0.27486 | lid_relaxed | 2026-06-07T22:53:42.961284
C_Target_VRE | Secondary Techs | PWRHYDINDEA | TotalAnnualMaxCapacityInvestment | 2038 | 0.2404 | lid_relaxed | 2026-06-07T22:53:42.961284
C_Target_VRE | Secondary Techs | PWRHYDINDEA | TotalAnnualMaxCapacityInvestment | 2039 | 0.20355 | lid_relaxed | 2026-06-07T22:53:42.961284
C_Target_VRE | Secondary Techs | PWRHYDINDEA | TotalAnnualMaxCapacityInvestment | 2040 | 0.16432 | lid_relaxed | 2026-06-07T22:53:42.961284
C_Target_VRE | Secondary Techs | PWRHYDINDEA | TotalAnnualMaxCapacityInvestment | 2041 | 0.18483 | lid_adequacy_scaled | 2026-06-07T22:53:42.961284
C_Target_VRE | Secondary Techs | PWRHYDINDEA | TotalAnnualMaxCapacityInvestment | 2042 | 0.42029 | lid_adequacy_scaled | 2026-06-07T22:53:42.961284
C_Target_VRE | Secondary Techs | PWRHYDINDEA | TotalAnnualMaxCapacityInvestment | 2043 | 0.65055 | lid_adequacy_scaled | 2026-06-07T22:53:42.961284
C_Target_VRE | Secondary Techs | PWRHYDINDEA | TotalAnnualMaxCapacityInvestment | 2044 | 0.88252 | lid_adequacy_scaled | 2026-06-07T22:53:42.961284
C_Target_VRE | Secondary Techs | PWRHYDINDEA | TotalAnnualMaxCapacityInvestment | 2045 | 1.0983 | lid_adequacy_scaled | 2026-06-07T22:53:42.961284
C_Target_VRE | Secondary Techs | PWRHYDINDEA | TotalAnnualMaxCapacityInvestment | 2046 | 1.4195 | lid_adequacy_scaled | 2026-06-07T22:53:42.961284
C_Target_VRE | Secondary Techs | PWRHYDINDEA | TotalAnnualMaxCapacityInvestment | 2047 | 2.0355 | lid_adequacy_scaled | 2026-06-07T22:53:42.961284
C_Target_VRE | Secondary Techs | PWRHYDINDEA | TotalAnnualMaxCapacityInvestment | 2048 | 3.3012 | lid_adequacy_scaled | 2026-06-07T22:53:42.961284
C_Target_VRE | Secondary Techs | PWRHYDINDEA | TotalAnnualMaxCapacityInvestment | 2049 | 4.5681 | lid_adequacy_scaled | 2026-06-07T22:53:42.961284
C_Target_VRE | Secondary Techs | PWRHYDINDEA | TotalAnnualMaxCapacityInvestment | 2050 | 5.1735 | lid_adequacy_scaled | 2026-06-07T22:53:42.961284
C_Target_VRE | Secondary Techs | PWRNGSINDSO | TotalAnnualMaxCapacityInvestment | 2023 | 0.1 | lid_floor | 2026-06-07T22:53:42.961284
C_Target_VRE | Secondary Techs | PWRNGSINDSO | TotalAnnualMaxCapacityInvestment | 2024 | 0.39189 | lid_fill | 2026-06-07T22:53:42.961284
C_Target_VRE | Secondary Techs | PWRNGSINDSO | TotalAnnualMaxCapacityInvestment | 2025 | 0.4161 | lid_fill | 2026-06-07T22:53:42.961284
C_Target_VRE | Secondary Techs | PWRNGSINDSO | TotalAnnualMaxCapacityInvestment | 2026 | 0.45816 | lid_fill | 2026-06-07T22:53:42.961284
C_Target_VRE | Secondary Techs | PWRNGSINDSO | TotalAnnualMaxCapacityInvestment | 2027 | 0.46348 | lid_fill | 2026-06-07T22:53:42.961284
C_Target_VRE | Secondary Techs | PWRNGSINDSO | TotalAnnualMaxCapacityInvestment | 2028 | 0.49887 | lid_relaxed | 2026-06-07T22:53:42.961284
C_Target_VRE | Secondary Techs | PWRNGSINDSO | TotalAnnualMaxCapacityInvestment | 2029 | 0.46652 | lid_relaxed | 2026-06-07T22:53:42.961284
C_Target_VRE | Secondary Techs | PWRNGSINDSO | TotalAnnualMaxCapacityInvestment | 2030 | 0.33002 | lid_relaxed | 2026-06-07T22:53:42.961284
C_Target_VRE | Secondary Techs | PWRNGSINDSO | TotalAnnualMaxCapacityInvestment | 2031 | 0.31734 | lid_relaxed | 2026-06-07T22:53:42.961284
C_Target_VRE | Secondary Techs | PWRNGSINDSO | TotalAnnualMaxCapacityInvestment | 2032 | 0.41084 | lid_relaxed | 2026-06-07T22:53:42.961284
C_Target_VRE | Secondary Techs | PWRNGSINDSO | TotalAnnualMaxCapacityInvestment | 2033 | 0.40224 | lid_family_capped | 2026-06-07T22:53:42.961284
C_Target_VRE | Secondary Techs | PWRNGSINDSO | TotalAnnualMaxCapacityInvestment | 2034 | 0.38668 | lid_family_capped | 2026-06-07T22:53:42.961284
C_Target_VRE | Secondary Techs | PWRNGSINDSO | TotalAnnualMaxCapacityInvestment | 2035 | 0.37111 | lid_family_capped | 2026-06-07T22:53:42.961284
C_Target_VRE | Secondary Techs | PWRNGSINDSO | TotalAnnualMaxCapacityInvestment | 2036 | 0.35555 | lid_family_capped | 2026-06-07T22:53:42.961284
C_Target_VRE | Secondary Techs | PWRNGSINDSO | TotalAnnualMaxCapacityInvestment | 2037 | 0.37719 | lid_family_capped | 2026-06-07T22:53:42.961284
C_Target_VRE | Secondary Techs | PWRNGSINDSO | TotalAnnualMaxCapacityInvestment | 2038 | 0.36055 | lid_family_capped | 2026-06-07T22:53:42.961284
C_Target_VRE | Secondary Techs | PWRNGSINDSO | TotalAnnualMaxCapacityInvestment | 2039 | 0.34391 | lid_family_capped | 2026-06-07T22:53:42.961284
C_Target_VRE | Secondary Techs | PWRNGSINDSO | TotalAnnualMaxCapacityInvestment | 2040 | 0.31186 | lid_family_capped | 2026-06-07T22:53:42.961284
C_Target_VRE | Secondary Techs | PWRNGSINDSO | TotalAnnualMaxCapacityInvestment | 2041 | 0.31008 | lid_family_capped | 2026-06-07T22:53:42.961284
C_Target_VRE | Secondary Techs | PWRNGSINDSO | TotalAnnualMaxCapacityInvestment | 2042 | 0.61183 | lid_adequacy_scaled | 2026-06-07T22:53:42.961284
C_Target_VRE | Secondary Techs | PWRNGSINDSO | TotalAnnualMaxCapacityInvestment | 2043 | 0.92484 | lid_adequacy_scaled | 2026-06-07T22:53:42.961284
C_Target_VRE | Secondary Techs | PWRNGSINDSO | TotalAnnualMaxCapacityInvestment | 2044 | 1.2426 | lid_adequacy_scaled | 2026-06-07T22:53:42.961284
C_Target_VRE | Secondary Techs | PWRNGSINDSO | TotalAnnualMaxCapacityInvestment | 2045 | 1.5649 | lid_adequacy_scaled | 2026-06-07T22:53:42.961284
C_Target_VRE | Secondary Techs | PWRNGSINDSO | TotalAnnualMaxCapacityInvestment | 2046 | 2.0203 | lid_adequacy_scaled | 2026-06-07T22:53:42.961284
C_Target_VRE | Secondary Techs | PWRNGSINDSO | TotalAnnualMaxCapacityInvestment | 2047 | 2.4705 | lid_adequacy_scaled | 2026-06-07T22:53:42.961284
C_Target_VRE | Secondary Techs | PWRNGSINDSO | TotalAnnualMaxCapacityInvestment | 2048 | 2.916 | lid_adequacy_scaled | 2026-06-07T22:53:42.961284
C_Target_VRE | Secondary Techs | PWRNGSINDSO | TotalAnnualMaxCapacityInvestment | 2049 | 3.3574 | lid_adequacy_scaled | 2026-06-07T22:53:42.961284
C_Target_VRE | Secondary Techs | PWRNGSINDSO | TotalAnnualMaxCapacityInvestment | 2050 | 3.7949 | lid_adequacy_scaled | 2026-06-07T22:53:42.961284
C_Target_VRE | Secondary Techs | PWRSPVMDVXX | TotalAnnualMaxCapacityInvestment | 2023 | 9999 | exempt_maxcap_uncapped | 2026-06-07T22:53:42.961284
C_Target_VRE | Secondary Techs | PWRSPVMDVXX | TotalAnnualMaxCapacityInvestment | 2024 | 9999 | exempt_maxcap_uncapped | 2026-06-07T22:53:42.961284
C_Target_VRE | Secondary Techs | PWRSPVMDVXX | TotalAnnualMaxCapacityInvestment | 2025 | 9999 | exempt_maxcap_uncapped | 2026-06-07T22:53:42.961284
C_Target_VRE | Secondary Techs | PWRSPVMDVXX | TotalAnnualMaxCapacityInvestment | 2026 | 9999 | exempt_maxcap_uncapped | 2026-06-07T22:53:42.961284
C_Target_VRE | Secondary Techs | PWRSPVMDVXX | TotalAnnualMaxCapacityInvestment | 2027 | 9999 | exempt_maxcap_uncapped | 2026-06-07T22:53:42.961284
C_Target_VRE | Secondary Techs | PWRSPVMDVXX | TotalAnnualMaxCapacityInvestment | 2028 | 9999 | exempt_maxcap_uncapped | 2026-06-07T22:53:42.961284
C_Target_VRE | Secondary Techs | PWRSPVMDVXX | TotalAnnualMaxCapacityInvestment | 2029 | 9999 | exempt_maxcap_uncapped | 2026-06-07T22:53:42.961284
C_Target_VRE | Secondary Techs | PWRSPVMDVXX | TotalAnnualMaxCapacityInvestment | 2030 | 9999 | exempt_maxcap_uncapped | 2026-06-07T22:53:42.961284
C_Target_VRE | Secondary Techs | PWRSPVMDVXX | TotalAnnualMaxCapacityInvestment | 2031 | 9999 | exempt_maxcap_uncapped | 2026-06-07T22:53:42.961284
C_Target_VRE | Secondary Techs | PWRSPVMDVXX | TotalAnnualMaxCapacityInvestment | 2032 | 9999 | exempt_maxcap_uncapped | 2026-06-07T22:53:42.961284
C_Target_VRE | Secondary Techs | PWRSPVMDVXX | TotalAnnualMaxCapacityInvestment | 2033 | 9999 | exempt_maxcap_uncapped | 2026-06-07T22:53:42.961284
C_Target_VRE | Secondary Techs | PWRSPVMDVXX | TotalAnnualMaxCapacityInvestment | 2034 | 9999 | exempt_maxcap_uncapped | 2026-06-07T22:53:42.961284
C_Target_VRE | Secondary Techs | PWRSPVMDVXX | TotalAnnualMaxCapacityInvestment | 2035 | 9999 | exempt_maxcap_uncapped | 2026-06-07T22:53:42.961284
C_Target_VRE | Secondary Techs | PWRSPVMDVXX | TotalAnnualMaxCapacityInvestment | 2036 | 9999 | exempt_maxcap_uncapped | 2026-06-07T22:53:42.961284
C_Target_VRE | Secondary Techs | PWRSPVMDVXX | TotalAnnualMaxCapacityInvestment | 2037 | 9999 | exempt_maxcap_uncapped | 2026-06-07T22:53:42.961284
C_Target_VRE | Secondary Techs | PWRSPVMDVXX | TotalAnnualMaxCapacityInvestment | 2038 | 9999 | exempt_maxcap_uncapped | 2026-06-07T22:53:42.961284
C_Target_VRE | Secondary Techs | PWRSPVMDVXX | TotalAnnualMaxCapacityInvestment | 2039 | 9999 | exempt_maxcap_uncapped | 2026-06-07T22:53:42.961284
C_Target_VRE | Secondary Techs | PWRSPVMDVXX | TotalAnnualMaxCapacityInvestment | 2040 | 9999 | exempt_maxcap_uncapped | 2026-06-07T22:53:42.961284
C_Target_VRE | Secondary Techs | PWRSPVMDVXX | TotalAnnualMaxCapacityInvestment | 2041 | 9999 | exempt_maxcap_uncapped | 2026-06-07T22:53:42.961284
C_Target_VRE | Secondary Techs | PWRSPVMDVXX | TotalAnnualMaxCapacityInvestment | 2042 | 9999 | exempt_maxcap_uncapped | 2026-06-07T22:53:42.961284
C_Target_VRE | Secondary Techs | PWRSPVMDVXX | TotalAnnualMaxCapacityInvestment | 2043 | 9999 | exempt_maxcap_uncapped | 2026-06-07T22:53:42.961284
C_Target_VRE | Secondary Techs | PWRSPVMDVXX | TotalAnnualMaxCapacityInvestment | 2044 | 9999 | exempt_maxcap_uncapped | 2026-06-07T22:53:42.961284
C_Target_VRE | Secondary Techs | PWRSPVMDVXX | TotalAnnualMaxCapacityInvestment | 2045 | 9999 | exempt_maxcap_uncapped | 2026-06-07T22:53:42.961284
C_Target_VRE | Secondary Techs | PWRSPVMDVXX | TotalAnnualMaxCapacityInvestment | 2046 | 9999 | exempt_maxcap_uncapped | 2026-06-07T22:53:42.961284
C_Target_VRE | Secondary Techs | PWRSPVMDVXX | TotalAnnualMaxCapacityInvestment | 2047 | 9999 | exempt_maxcap_uncapped | 2026-06-07T22:53:42.961284
C_Target_VRE | Secondary Techs | PWRSPVMDVXX | TotalAnnualMaxCapacityInvestment | 2048 | 9999 | exempt_maxcap_uncapped | 2026-06-07T22:53:42.961284
C_Target_VRE | Secondary Techs | PWRSPVMDVXX | TotalAnnualMaxCapacityInvestment | 2049 | 9999 | exempt_maxcap_uncapped | 2026-06-07T22:53:42.961284
C_Target_VRE | Secondary Techs | PWRSPVMDVXX | TotalAnnualMaxCapacityInvestment | 2050 | 9999 | exempt_maxcap_uncapped | 2026-06-07T22:53:42.961284
C_Target_VRE | Secondary Techs | PWRNGSINDNE | TotalAnnualMaxCapacityInvestment | 2023 | 0.1 | lid_floor | 2026-06-07T22:53:42.961284
C_Target_VRE | Secondary Techs | PWRNGSINDNE | TotalAnnualMaxCapacityInvestment | 2024 | 0.1 | lid_floor | 2026-06-07T22:53:42.961284
C_Target_VRE | Secondary Techs | PWRNGSINDNE | TotalAnnualMaxCapacityInvestment | 2025 | 0.10366 | lid_fill | 2026-06-07T22:53:42.961284
C_Target_VRE | Secondary Techs | PWRNGSINDNE | TotalAnnualMaxCapacityInvestment | 2026 | 0.11377 | lid_fill | 2026-06-07T22:53:42.961284
C_Target_VRE | Secondary Techs | PWRNGSINDNE | TotalAnnualMaxCapacityInvestment | 2027 | 0.1142 | lid_fill | 2026-06-07T22:53:42.961284
C_Target_VRE | Secondary Techs | PWRNGSINDNE | TotalAnnualMaxCapacityInvestment | 2028 | 0.12412 | lid_relaxed | 2026-06-07T22:53:42.961284
C_Target_VRE | Secondary Techs | PWRNGSINDNE | TotalAnnualMaxCapacityInvestment | 2029 | 0.10152 | lid_relaxed | 2026-06-07T22:53:42.961284
C_Target_VRE | Secondary Techs | PWRNGSINDNE | TotalAnnualMaxCapacityInvestment | 2030 | 0.1 | lid_floor | 2026-06-07T22:53:42.961284
C_Target_VRE | Secondary Techs | PWRNGSINDNE | TotalAnnualMaxCapacityInvestment | 2031 | 0.1 | lid_floor | 2026-06-07T22:53:42.961284
C_Target_VRE | Secondary Techs | PWRNGSINDNE | TotalAnnualMaxCapacityInvestment | 2032 | 0.11473 | lid_relaxed | 2026-06-07T22:53:42.961284
C_Target_VRE | Secondary Techs | PWRNGSINDNE | TotalAnnualMaxCapacityInvestment | 2033 | 0.11127 | lid_family_capped | 2026-06-07T22:53:42.961284
C_Target_VRE | Secondary Techs | PWRNGSINDNE | TotalAnnualMaxCapacityInvestment | 2034 | 0.10586 | lid_family_capped | 2026-06-07T22:53:42.961284
C_Target_VRE | Secondary Techs | PWRNGSINDNE | TotalAnnualMaxCapacityInvestment | 2035 | 0.10044 | lid_family_capped | 2026-06-07T22:53:42.961284
C_Target_VRE | Secondary Techs | PWRNGSINDNE | TotalAnnualMaxCapacityInvestment | 2036 | 0.1 | lid_floor | 2026-06-07T22:53:42.961284
C_Target_VRE | Secondary Techs | PWRNGSINDNE | TotalAnnualMaxCapacityInvestment | 2037 | 0.11579 | lid_family_capped | 2026-06-07T22:53:42.961284
C_Target_VRE | Secondary Techs | PWRNGSINDNE | TotalAnnualMaxCapacityInvestment | 2038 | 0.10945 | lid_family_capped | 2026-06-07T22:53:42.961284
C_Target_VRE | Secondary Techs | PWRNGSINDNE | TotalAnnualMaxCapacityInvestment | 2039 | 0.10308 | lid_family_capped | 2026-06-07T22:53:42.961284
C_Target_VRE | Secondary Techs | PWRNGSINDNE | TotalAnnualMaxCapacityInvestment | 2040 | 0.1 | lid_floor | 2026-06-07T22:53:42.961284
C_Target_VRE | Secondary Techs | PWRNGSINDNE | TotalAnnualMaxCapacityInvestment | 2041 | 0.1 | lid_floor | 2026-06-07T22:53:42.961284
C_Target_VRE | Secondary Techs | PWRNGSINDNE | TotalAnnualMaxCapacityInvestment | 2042 | 0.10729 | lid_family_capped | 2026-06-07T22:53:42.961284
C_Target_VRE | Secondary Techs | PWRNGSINDNE | TotalAnnualMaxCapacityInvestment | 2043 | 0.10845 | lid_family_capped | 2026-06-07T22:53:42.961284
C_Target_VRE | Secondary Techs | PWRNGSINDNE | TotalAnnualMaxCapacityInvestment | 2044 | 0.12569 | lid_adequacy_scaled | 2026-06-07T22:53:42.961284
C_Target_VRE | Secondary Techs | PWRNGSINDNE | TotalAnnualMaxCapacityInvestment | 2045 | 0.15838 | lid_adequacy_scaled | 2026-06-07T22:53:42.961284
C_Target_VRE | Secondary Techs | PWRNGSINDNE | TotalAnnualMaxCapacityInvestment | 2046 | 0.20352 | lid_adequacy_scaled | 2026-06-07T22:53:42.961284
C_Target_VRE | Secondary Techs | PWRNGSINDNE | TotalAnnualMaxCapacityInvestment | 2047 | 0.24767 | lid_adequacy_scaled | 2026-06-07T22:53:42.961284
C_Target_VRE | Secondary Techs | PWRNGSINDNE | TotalAnnualMaxCapacityInvestment | 2048 | 0.29089 | lid_adequacy_scaled | 2026-06-07T22:53:42.961284
C_Target_VRE | Secondary Techs | PWRNGSINDNE | TotalAnnualMaxCapacityInvestment | 2049 | 0.33314 | lid_adequacy_scaled | 2026-06-07T22:53:42.961284
C_Target_VRE | Secondary Techs | PWRNGSINDNE | TotalAnnualMaxCapacityInvestment | 2050 | 0.37445 | lid_adequacy_scaled | 2026-06-07T22:53:42.961284
C_Target_VRE | Secondary Techs | PWRLDSNPLXX | TotalAnnualMaxCapacityInvestment | 2023 | 9999 | exempt_maxcap_uncapped | 2026-06-07T22:53:42.961284
C_Target_VRE | Secondary Techs | PWRLDSNPLXX | TotalAnnualMaxCapacityInvestment | 2024 | 9999 | exempt_maxcap_uncapped | 2026-06-07T22:53:42.961284
C_Target_VRE | Secondary Techs | PWRLDSNPLXX | TotalAnnualMaxCapacityInvestment | 2025 | 9999 | exempt_maxcap_uncapped | 2026-06-07T22:53:42.961284
C_Target_VRE | Secondary Techs | PWRLDSNPLXX | TotalAnnualMaxCapacityInvestment | 2026 | 9999 | exempt_maxcap_uncapped | 2026-06-07T22:53:42.961284
C_Target_VRE | Secondary Techs | PWRLDSNPLXX | TotalAnnualMaxCapacityInvestment | 2027 | 9999 | exempt_maxcap_uncapped | 2026-06-07T22:53:42.961284
C_Target_VRE | Secondary Techs | PWRLDSNPLXX | TotalAnnualMaxCapacityInvestment | 2028 | 9999 | exempt_maxcap_uncapped | 2026-06-07T22:53:42.961284
C_Target_VRE | Secondary Techs | PWRLDSNPLXX | TotalAnnualMaxCapacityInvestment | 2029 | 9999 | exempt_maxcap_uncapped | 2026-06-07T22:53:42.961284
C_Target_VRE | Secondary Techs | PWRLDSNPLXX | TotalAnnualMaxCapacityInvestment | 2030 | 9999 | exempt_maxcap_uncapped | 2026-06-07T22:53:42.961284
C_Target_VRE | Secondary Techs | PWRLDSNPLXX | TotalAnnualMaxCapacityInvestment | 2031 | 9999 | exempt_maxcap_uncapped | 2026-06-07T22:53:42.961284
C_Target_VRE | Secondary Techs | PWRLDSNPLXX | TotalAnnualMaxCapacityInvestment | 2032 | 9999 | exempt_maxcap_uncapped | 2026-06-07T22:53:42.961284
C_Target_VRE | Secondary Techs | PWRLDSNPLXX | TotalAnnualMaxCapacityInvestment | 2033 | 9999 | exempt_maxcap_uncapped | 2026-06-07T22:53:42.961284
C_Target_VRE | Secondary Techs | PWRLDSNPLXX | TotalAnnualMaxCapacityInvestment | 2034 | 9999 | exempt_maxcap_uncapped | 2026-06-07T22:53:42.961284
C_Target_VRE | Secondary Techs | PWRLDSNPLXX | TotalAnnualMaxCapacityInvestment | 2035 | 9999 | exempt_maxcap_uncapped | 2026-06-07T22:53:42.961284
C_Target_VRE | Secondary Techs | PWRLDSNPLXX | TotalAnnualMaxCapacityInvestment | 2036 | 9999 | exempt_maxcap_uncapped | 2026-06-07T22:53:42.961284
C_Target_VRE | Secondary Techs | PWRLDSNPLXX | TotalAnnualMaxCapacityInvestment | 2037 | 9999 | exempt_maxcap_uncapped | 2026-06-07T22:53:42.961284
C_Target_VRE | Secondary Techs | PWRLDSNPLXX | TotalAnnualMaxCapacityInvestment | 2038 | 9999 | exempt_maxcap_uncapped | 2026-06-07T22:53:42.961284
C_Target_VRE | Secondary Techs | PWRLDSNPLXX | TotalAnnualMaxCapacityInvestment | 2039 | 9999 | exempt_maxcap_uncapped | 2026-06-07T22:53:42.961284
C_Target_VRE | Secondary Techs | PWRLDSNPLXX | TotalAnnualMaxCapacityInvestment | 2040 | 9999 | exempt_maxcap_uncapped | 2026-06-07T22:53:42.961284
C_Target_VRE | Secondary Techs | PWRLDSNPLXX | TotalAnnualMaxCapacityInvestment | 2041 | 9999 | exempt_maxcap_uncapped | 2026-06-07T22:53:42.961284
C_Target_VRE | Secondary Techs | PWRLDSNPLXX | TotalAnnualMaxCapacityInvestment | 2042 | 9999 | exempt_maxcap_uncapped | 2026-06-07T22:53:42.961284
C_Target_VRE | Secondary Techs | PWRLDSNPLXX | TotalAnnualMaxCapacityInvestment | 2043 | 9999 | exempt_maxcap_uncapped | 2026-06-07T22:53:42.961284
C_Target_VRE | Secondary Techs | PWRLDSNPLXX | TotalAnnualMaxCapacityInvestment | 2044 | 9999 | exempt_maxcap_uncapped | 2026-06-07T22:53:42.961284
C_Target_VRE | Secondary Techs | PWRLDSNPLXX | TotalAnnualMaxCapacityInvestment | 2045 | 9999 | exempt_maxcap_uncapped | 2026-06-07T22:53:42.961284
C_Target_VRE | Secondary Techs | PWRLDSNPLXX | TotalAnnualMaxCapacityInvestment | 2046 | 9999 | exempt_maxcap_uncapped | 2026-06-07T22:53:42.961284
C_Target_VRE | Secondary Techs | PWRLDSNPLXX | TotalAnnualMaxCapacityInvestment | 2047 | 9999 | exempt_maxcap_uncapped | 2026-06-07T22:53:42.961284
C_Target_VRE | Secondary Techs | PWRLDSNPLXX | TotalAnnualMaxCapacityInvestment | 2048 | 9999 | exempt_maxcap_uncapped | 2026-06-07T22:53:42.961284
C_Target_VRE | Secondary Techs | PWRLDSNPLXX | TotalAnnualMaxCapacityInvestment | 2049 | 9999 | exempt_maxcap_uncapped | 2026-06-07T22:53:42.961284
C_Target_VRE | Secondary Techs | PWRLDSNPLXX | TotalAnnualMaxCapacityInvestment | 2050 | 9999 | exempt_maxcap_uncapped | 2026-06-07T22:53:42.961284
C_Target_VRE | Secondary Techs | PWRLDSNPLXX | TotalAnnualMaxCapacityInvestment | 2023 | 9999 | exempt_uncapped | 2026-06-07T22:53:42.961284
C_Target_VRE | Secondary Techs | PWRLDSNPLXX | TotalAnnualMaxCapacityInvestment | 2024 | 9999 | exempt_uncapped | 2026-06-07T22:53:42.961284
C_Target_VRE | Secondary Techs | PWRLDSNPLXX | TotalAnnualMaxCapacityInvestment | 2025 | 9999 | exempt_uncapped | 2026-06-07T22:53:42.961284
C_Target_VRE | Secondary Techs | PWRLDSNPLXX | TotalAnnualMaxCapacityInvestment | 2026 | 9999 | exempt_uncapped | 2026-06-07T22:53:42.961284
C_Target_VRE | Secondary Techs | PWRLDSNPLXX | TotalAnnualMaxCapacityInvestment | 2027 | 9999 | exempt_uncapped | 2026-06-07T22:53:42.961284
C_Target_VRE | Secondary Techs | PWRLDSNPLXX | TotalAnnualMaxCapacityInvestment | 2028 | 9999 | exempt_uncapped | 2026-06-07T22:53:42.961284
C_Target_VRE | Secondary Techs | PWRLDSNPLXX | TotalAnnualMaxCapacityInvestment | 2029 | 9999 | exempt_uncapped | 2026-06-07T22:53:42.961284
C_Target_VRE | Secondary Techs | PWRLDSNPLXX | TotalAnnualMaxCapacityInvestment | 2030 | 9999 | exempt_uncapped | 2026-06-07T22:53:42.961284
C_Target_VRE | Secondary Techs | PWRLDSNPLXX | TotalAnnualMaxCapacityInvestment | 2031 | 9999 | exempt_uncapped | 2026-06-07T22:53:42.961284
C_Target_VRE | Secondary Techs | PWRLDSNPLXX | TotalAnnualMaxCapacityInvestment | 2032 | 9999 | exempt_uncapped | 2026-06-07T22:53:42.961284
C_Target_VRE | Secondary Techs | PWRLDSNPLXX | TotalAnnualMaxCapacityInvestment | 2033 | 9999 | exempt_uncapped | 2026-06-07T22:53:42.961284
C_Target_VRE | Secondary Techs | PWRLDSNPLXX | TotalAnnualMaxCapacityInvestment | 2034 | 9999 | exempt_uncapped | 2026-06-07T22:53:42.961284
C_Target_VRE | Secondary Techs | PWRLDSNPLXX | TotalAnnualMaxCapacityInvestment | 2035 | 9999 | exempt_uncapped | 2026-06-07T22:53:42.961284
C_Target_VRE | Secondary Techs | PWRLDSNPLXX | TotalAnnualMaxCapacityInvestment | 2036 | 9999 | exempt_uncapped | 2026-06-07T22:53:42.961284
C_Target_VRE | Secondary Techs | PWRLDSNPLXX | TotalAnnualMaxCapacityInvestment | 2037 | 9999 | exempt_uncapped | 2026-06-07T22:53:42.961284
C_Target_VRE | Secondary Techs | PWRLDSNPLXX | TotalAnnualMaxCapacityInvestment | 2038 | 9999 | exempt_uncapped | 2026-06-07T22:53:42.961284
C_Target_VRE | Secondary Techs | PWRLDSNPLXX | TotalAnnualMaxCapacityInvestment | 2039 | 9999 | exempt_uncapped | 2026-06-07T22:53:42.961284
C_Target_VRE | Secondary Techs | PWRLDSNPLXX | TotalAnnualMaxCapacityInvestment | 2040 | 9999 | exempt_uncapped | 2026-06-07T22:53:42.961284
C_Target_VRE | Secondary Techs | PWRLDSNPLXX | TotalAnnualMaxCapacityInvestment | 2041 | 9999 | exempt_uncapped | 2026-06-07T22:53:42.961284
C_Target_VRE | Secondary Techs | PWRLDSNPLXX | TotalAnnualMaxCapacityInvestment | 2042 | 9999 | exempt_uncapped | 2026-06-07T22:53:42.961284
C_Target_VRE | Secondary Techs | PWRLDSNPLXX | TotalAnnualMaxCapacityInvestment | 2043 | 9999 | exempt_uncapped | 2026-06-07T22:53:42.961284
C_Target_VRE | Secondary Techs | PWRLDSNPLXX | TotalAnnualMaxCapacityInvestment | 2044 | 9999 | exempt_uncapped | 2026-06-07T22:53:42.961284
C_Target_VRE | Secondary Techs | PWRLDSNPLXX | TotalAnnualMaxCapacityInvestment | 2045 | 9999 | exempt_uncapped | 2026-06-07T22:53:42.961284
C_Target_VRE | Secondary Techs | PWRLDSNPLXX | TotalAnnualMaxCapacityInvestment | 2046 | 9999 | exempt_uncapped | 2026-06-07T22:53:42.961284
C_Target_VRE | Secondary Techs | PWRLDSNPLXX | TotalAnnualMaxCapacityInvestment | 2047 | 9999 | exempt_uncapped | 2026-06-07T22:53:42.961284
C_Target_VRE | Secondary Techs | PWRLDSNPLXX | TotalAnnualMaxCapacityInvestment | 2048 | 9999 | exempt_uncapped | 2026-06-07T22:53:42.961284
C_Target_VRE | Secondary Techs | PWRLDSNPLXX | TotalAnnualMaxCapacityInvestment | 2049 | 9999 | exempt_uncapped | 2026-06-07T22:53:42.961284
C_Target_VRE | Secondary Techs | PWRLDSNPLXX | TotalAnnualMaxCapacityInvestment | 2050 | 9999 | exempt_uncapped | 2026-06-07T22:53:42.961284
C_Target_VRE | Secondary Techs | PWRHYDLKAXX | TotalAnnualMaxCapacityInvestment | 2023 | 0.1 | lid_floor | 2026-06-07T22:53:42.961284
C_Target_VRE | Secondary Techs | PWRHYDLKAXX | TotalAnnualMaxCapacityInvestment | 2024 | 0.14727 | lid_fill | 2026-06-07T22:53:42.961284
C_Target_VRE | Secondary Techs | PWRHYDLKAXX | TotalAnnualMaxCapacityInvestment | 2025 | 0.11089 | lid_fill | 2026-06-07T22:53:42.961284
C_Target_VRE | Secondary Techs | PWRHYDLKAXX | TotalAnnualMaxCapacityInvestment | 2026 | 0.11112 | lid_fill | 2026-06-07T22:53:42.961284
C_Target_VRE | Secondary Techs | PWRHYDLKAXX | TotalAnnualMaxCapacityInvestment | 2027 | 0.11773 | lid_fill | 2026-06-07T22:53:42.961284
C_Target_VRE | Secondary Techs | PWRHYDLKAXX | TotalAnnualMaxCapacityInvestment | 2028 | 0.1281 | lid_relaxed | 2026-06-07T22:53:42.961284
C_Target_VRE | Secondary Techs | PWRHYDLKAXX | TotalAnnualMaxCapacityInvestment | 2029 | 0.12673 | lid_relaxed | 2026-06-07T22:53:42.961284
C_Target_VRE | Secondary Techs | PWRHYDLKAXX | TotalAnnualMaxCapacityInvestment | 2030 | 0.14101 | lid_relaxed | 2026-06-07T22:53:42.961284
C_Target_VRE | Secondary Techs | PWRHYDLKAXX | TotalAnnualMaxCapacityInvestment | 2031 | 0.13417 | lid_relaxed | 2026-06-07T22:53:42.961284
C_Target_VRE | Secondary Techs | PWRHYDLKAXX | TotalAnnualMaxCapacityInvestment | 2032 | 0.14422 | lid_relaxed | 2026-06-07T22:53:42.961284
C_Target_VRE | Secondary Techs | PWRHYDLKAXX | TotalAnnualMaxCapacityInvestment | 2033 | 0.15434 | lid_relaxed | 2026-06-07T22:53:42.961284
C_Target_VRE | Secondary Techs | PWRHYDLKAXX | TotalAnnualMaxCapacityInvestment | 2034 | 0.606 | untie_min_inv | 2026-06-07T22:53:42.961284
C_Target_VRE | Secondary Techs | PWRHYDLKAXX | TotalAnnualMaxCapacityInvestment | 2035 | 0.18252 | lid_relaxed | 2026-06-07T22:53:42.961284
C_Target_VRE | Secondary Techs | PWRHYDLKAXX | TotalAnnualMaxCapacityInvestment | 2036 | 0.20366 | lid_relaxed | 2026-06-07T22:53:42.961284
C_Target_VRE | Secondary Techs | PWRHYDLKAXX | TotalAnnualMaxCapacityInvestment | 2037 | 0.22217 | lid_relaxed | 2026-06-07T22:53:42.961284
C_Target_VRE | Secondary Techs | PWRHYDLKAXX | TotalAnnualMaxCapacityInvestment | 2038 | 0.24231 | lid_relaxed | 2026-06-07T22:53:42.961284
C_Target_VRE | Secondary Techs | PWRHYDLKAXX | TotalAnnualMaxCapacityInvestment | 2039 | 0.25323 | lid_relaxed | 2026-06-07T22:53:42.961284
C_Target_VRE | Secondary Techs | PWRHYDLKAXX | TotalAnnualMaxCapacityInvestment | 2040 | 0.27136 | lid_relaxed | 2026-06-07T22:53:42.961284
C_Target_VRE | Secondary Techs | PWRHYDLKAXX | TotalAnnualMaxCapacityInvestment | 2041 | 0.30279 | lid_relaxed | 2026-06-07T22:53:42.961284
C_Target_VRE | Secondary Techs | PWRHYDLKAXX | TotalAnnualMaxCapacityInvestment | 2042 | 0.3223 | lid_relaxed | 2026-06-07T22:53:42.961284
C_Target_VRE | Secondary Techs | PWRHYDLKAXX | TotalAnnualMaxCapacityInvestment | 2043 | 0.34702 | lid_relaxed | 2026-06-07T22:53:42.961284
C_Target_VRE | Secondary Techs | PWRHYDLKAXX | TotalAnnualMaxCapacityInvestment | 2044 | 0.43243 | lid_adequacy_scaled | 2026-06-07T22:53:42.961284
C_Target_VRE | Secondary Techs | PWRHYDLKAXX | TotalAnnualMaxCapacityInvestment | 2045 | 0.57214 | lid_adequacy_scaled | 2026-06-07T22:53:42.961284
C_Target_VRE | Secondary Techs | PWRHYDLKAXX | TotalAnnualMaxCapacityInvestment | 2046 | 0.80411 | lid_adequacy_scaled | 2026-06-07T22:53:42.961284
C_Target_VRE | Secondary Techs | PWRHYDLKAXX | TotalAnnualMaxCapacityInvestment | 2047 | 1.0642 | lid_adequacy_scaled | 2026-06-07T22:53:42.961284
C_Target_VRE | Secondary Techs | PWRHYDLKAXX | TotalAnnualMaxCapacityInvestment | 2048 | 1.3409 | lid_adequacy_scaled | 2026-06-07T22:53:42.961284
C_Target_VRE | Secondary Techs | PWRHYDLKAXX | TotalAnnualMaxCapacityInvestment | 2049 | 1.6533 | lid_adequacy_scaled | 2026-06-07T22:53:42.961284
C_Target_VRE | Secondary Techs | PWRHYDLKAXX | TotalAnnualMaxCapacityInvestment | 2050 | 1.9965 | lid_adequacy_scaled | 2026-06-07T22:53:42.961284
C_Target_VRE | Secondary Techs | PWRCOAINDSO | TotalAnnualMaxCapacityInvestment | 2023 | 0 | lid_floor_suppressed | 2026-06-07T22:53:42.961284
C_Target_VRE | Secondary Techs | PWRCOAINDSO | TotalAnnualMaxCapacityInvestment | 2024 | 2.7163 | lid_fill | 2026-06-07T22:53:42.961284
C_Target_VRE | Secondary Techs | PWRCOAINDSO | TotalAnnualMaxCapacityInvestment | 2025 | 3.232 | untie_min_inv | 2026-06-07T22:53:42.961284
C_Target_VRE | Secondary Techs | PWRCOAINDSO | TotalAnnualMaxCapacityInvestment | 2026 | 3.1756 | lid_fill | 2026-06-07T22:53:42.961284
C_Target_VRE | Secondary Techs | PWRCOAINDSO | TotalAnnualMaxCapacityInvestment | 2027 | 3.2125 | lid_fill | 2026-06-07T22:53:42.961284
C_Target_VRE | Secondary Techs | PWRCOAINDSO | TotalAnnualMaxCapacityInvestment | 2028 | 3.3463 | lid_family_capped | 2026-06-07T22:53:42.961284
C_Target_VRE | Secondary Techs | PWRCOAINDSO | TotalAnnualMaxCapacityInvestment | 2029 | 3.0315 | lid_family_capped | 2026-06-07T22:53:42.961284
C_Target_VRE | Secondary Techs | PWRCOAINDSO | TotalAnnualMaxCapacityInvestment | 2030 | 2.0795 | lid_family_capped | 2026-06-07T22:53:42.961284
C_Target_VRE | Secondary Techs | PWRCOAINDSO | TotalAnnualMaxCapacityInvestment | 2031 | 1.9295 | lid_family_capped | 2026-06-07T22:53:42.961284
C_Target_VRE | Secondary Techs | PWRCOAINDSO | TotalAnnualMaxCapacityInvestment | 2032 | 2.4133 | lid_family_capped | 2026-06-07T22:53:42.961284
C_Target_VRE | Secondary Techs | PWRCOAINDSO | TotalAnnualMaxCapacityInvestment | 2033 | 2.3234 | lid_family_capped | 2026-06-07T22:53:42.961284
C_Target_VRE | Secondary Techs | PWRCOAINDSO | TotalAnnualMaxCapacityInvestment | 2034 | 2.2335 | lid_family_capped | 2026-06-07T22:53:42.961284
C_Target_VRE | Secondary Techs | PWRCOAINDSO | TotalAnnualMaxCapacityInvestment | 2035 | 2.1436 | lid_family_capped | 2026-06-07T22:53:42.961284
C_Target_VRE | Secondary Techs | PWRCOAINDSO | TotalAnnualMaxCapacityInvestment | 2036 | 2.0537 | lid_family_capped | 2026-06-07T22:53:42.961284
C_Target_VRE | Secondary Techs | PWRCOAINDSO | TotalAnnualMaxCapacityInvestment | 2037 | 2.1787 | lid_family_capped | 2026-06-07T22:53:42.961284
C_Target_VRE | Secondary Techs | PWRCOAINDSO | TotalAnnualMaxCapacityInvestment | 2038 | 2.0826 | lid_family_capped | 2026-06-07T22:53:42.961284
C_Target_VRE | Secondary Techs | PWRCOAINDSO | TotalAnnualMaxCapacityInvestment | 2039 | 1.9865 | lid_family_capped | 2026-06-07T22:53:42.961284
C_Target_VRE | Secondary Techs | PWRCOAINDSO | TotalAnnualMaxCapacityInvestment | 2040 | 1.8014 | lid_family_capped | 2026-06-07T22:53:42.961284
C_Target_VRE | Secondary Techs | PWRCOAINDSO | TotalAnnualMaxCapacityInvestment | 2041 | 1.7911 | lid_family_capped | 2026-06-07T22:53:42.961284
C_Target_VRE | Secondary Techs | PWRCOAINDSO | TotalAnnualMaxCapacityInvestment | 2042 | 3.534 | lid_adequacy_scaled | 2026-06-07T22:53:42.961284
C_Target_VRE | Secondary Techs | PWRCOAINDSO | TotalAnnualMaxCapacityInvestment | 2043 | 5.3419 | lid_adequacy_scaled | 2026-06-07T22:53:42.961284
C_Target_VRE | Secondary Techs | PWRCOAINDSO | TotalAnnualMaxCapacityInvestment | 2044 | 7.1771 | lid_adequacy_scaled | 2026-06-07T22:53:42.961284
C_Target_VRE | Secondary Techs | PWRCOAINDSO | TotalAnnualMaxCapacityInvestment | 2045 | 9.0393 | lid_adequacy_scaled | 2026-06-07T22:53:42.961284
C_Target_VRE | Secondary Techs | PWRCOAINDSO | TotalAnnualMaxCapacityInvestment | 2046 | 11.6696 | lid_adequacy_scaled | 2026-06-07T22:53:42.961284
C_Target_VRE | Secondary Techs | PWRCOAINDSO | TotalAnnualMaxCapacityInvestment | 2047 | 14.2699 | lid_adequacy_scaled | 2026-06-07T22:53:42.961284
C_Target_VRE | Secondary Techs | PWRCOAINDSO | TotalAnnualMaxCapacityInvestment | 2048 | 16.8433 | lid_adequacy_scaled | 2026-06-07T22:53:42.961284
C_Target_VRE | Secondary Techs | PWRCOAINDSO | TotalAnnualMaxCapacityInvestment | 2049 | 19.3924 | lid_adequacy_scaled | 2026-06-07T22:53:42.961284
C_Target_VRE | Secondary Techs | PWRCOAINDSO | TotalAnnualMaxCapacityInvestment | 2050 | 21.9195 | lid_adequacy_scaled | 2026-06-07T22:53:42.961284
C_Target_VRE | Secondary Techs | PWRBIOINDEA | TotalAnnualMaxCapacityInvestment | 2023 | 0 | lid_floor_suppressed | 2026-06-07T22:53:42.961284
C_Target_VRE | Secondary Techs | PWRBIOINDEA | TotalAnnualMaxCapacityInvestment | 2024 | 0.034056 | lid_floor_suppressed | 2026-06-07T22:53:42.961284
C_Target_VRE | Secondary Techs | PWRBIOINDEA | TotalAnnualMaxCapacityInvestment | 2025 | 0.038743 | lid_floor_suppressed | 2026-06-07T22:53:42.961284
C_Target_VRE | Secondary Techs | PWRBIOINDEA | TotalAnnualMaxCapacityInvestment | 2026 | 0.039559 | lid_floor_suppressed | 2026-06-07T22:53:42.961284
C_Target_VRE | Secondary Techs | PWRBIOINDEA | TotalAnnualMaxCapacityInvestment | 2027 | 0.042332 | lid_floor_suppressed | 2026-06-07T22:53:42.961284
C_Target_VRE | Secondary Techs | PWRBIOINDEA | TotalAnnualMaxCapacityInvestment | 2028 | 0.043924 | lid_floor_suppressed | 2026-06-07T22:53:42.961284
C_Target_VRE | Secondary Techs | PWRBIOINDEA | TotalAnnualMaxCapacityInvestment | 2029 | 0.034122 | lid_floor_suppressed | 2026-06-07T22:53:42.961284
C_Target_VRE | Secondary Techs | PWRBIOINDEA | TotalAnnualMaxCapacityInvestment | 2030 | 0.016466 | lid_floor_suppressed | 2026-06-07T22:53:42.961284
C_Target_VRE | Secondary Techs | PWRBIOINDEA | TotalAnnualMaxCapacityInvestment | 2031 | 0.013714 | lid_floor_suppressed | 2026-06-07T22:53:42.961284
C_Target_VRE | Secondary Techs | PWRBIOINDEA | TotalAnnualMaxCapacityInvestment | 2032 | 0.024092 | lid_floor_suppressed | 2026-06-07T22:53:42.961284
C_Target_VRE | Secondary Techs | PWRBIOINDEA | TotalAnnualMaxCapacityInvestment | 2033 | 0.021766 | lid_floor_suppressed | 2026-06-07T22:53:42.961284
C_Target_VRE | Secondary Techs | PWRBIOINDEA | TotalAnnualMaxCapacityInvestment | 2034 | 0.019441 | lid_floor_suppressed | 2026-06-07T22:53:42.961284
C_Target_VRE | Secondary Techs | PWRBIOINDEA | TotalAnnualMaxCapacityInvestment | 2035 | 0.017115 | lid_floor_suppressed | 2026-06-07T22:53:42.961284
C_Target_VRE | Secondary Techs | PWRBIOINDEA | TotalAnnualMaxCapacityInvestment | 2036 | 0.01479 | lid_floor_suppressed | 2026-06-07T22:53:42.961284
C_Target_VRE | Secondary Techs | PWRBIOINDEA | TotalAnnualMaxCapacityInvestment | 2037 | 0.017524 | lid_floor_suppressed | 2026-06-07T22:53:42.961284
C_Target_VRE | Secondary Techs | PWRBIOINDEA | TotalAnnualMaxCapacityInvestment | 2038 | 0.014895 | lid_floor_suppressed | 2026-06-07T22:53:42.961284
C_Target_VRE | Secondary Techs | PWRBIOINDEA | TotalAnnualMaxCapacityInvestment | 2039 | 0.012266 | lid_floor_suppressed | 2026-06-07T22:53:42.961284
C_Target_VRE | Secondary Techs | PWRBIOINDEA | TotalAnnualMaxCapacityInvestment | 2040 | 0.0096383 | lid_floor_suppressed | 2026-06-07T22:53:42.961284
C_Target_VRE | Secondary Techs | PWRBIOINDEA | TotalAnnualMaxCapacityInvestment | 2041 | 0.010164 | lid_adequacy_scaled | 2026-06-07T22:53:42.961284
C_Target_VRE | Secondary Techs | PWRBIOINDEA | TotalAnnualMaxCapacityInvestment | 2042 | 0.021752 | lid_adequacy_scaled | 2026-06-07T22:53:42.961284
C_Target_VRE | Secondary Techs | PWRBIOINDEA | TotalAnnualMaxCapacityInvestment | 2043 | 0.031798 | lid_adequacy_scaled | 2026-06-07T22:53:42.961284
C_Target_VRE | Secondary Techs | PWRBIOINDEA | TotalAnnualMaxCapacityInvestment | 2044 | 0.040867 | lid_adequacy_scaled | 2026-06-07T22:53:42.961284
C_Target_VRE | Secondary Techs | PWRBIOINDEA | TotalAnnualMaxCapacityInvestment | 2045 | 0.048317 | lid_adequacy_scaled | 2026-06-07T22:53:42.961284
C_Target_VRE | Secondary Techs | PWRBIOINDEA | TotalAnnualMaxCapacityInvestment | 2046 | 0.056768 | lid_adequacy_scaled | 2026-06-07T22:53:42.961284
C_Target_VRE | Secondary Techs | PWRBIOINDEA | TotalAnnualMaxCapacityInvestment | 2047 | 0.05424 | lid_adequacy_scaled | 2026-06-07T22:53:42.961284
C_Target_VRE | Secondary Techs | PWRBIOINDEA | TotalAnnualMaxCapacityInvestment | 2048 | 0.027315 | lid_adequacy_scaled | 2026-06-07T22:53:42.961284
C_Target_VRE | Secondary Techs | PWRBIOINDEA | TotalAnnualMaxCapacityInvestment | 2049 | 0 | lid_adequacy_scaled | 2026-06-07T22:53:42.961284
C_Target_VRE | Secondary Techs | PWRBIOINDEA | TotalAnnualMaxCapacityInvestment | 2050 | 0 | lid_adequacy_scaled | 2026-06-07T22:53:42.961284
C_Target_VRE | Secondary Techs | PWRNGSBGDXX | TotalAnnualMaxCapacityInvestment | 2023 | 0.1 | lid_floor | 2026-06-07T22:53:42.961284
C_Target_VRE | Secondary Techs | PWRNGSBGDXX | TotalAnnualMaxCapacityInvestment | 2024 | 0.91082 | lid_fill | 2026-06-07T22:53:42.961284
C_Target_VRE | Secondary Techs | PWRNGSBGDXX | TotalAnnualMaxCapacityInvestment | 2025 | 5.858 | untie_min_inv | 2026-06-07T22:53:42.961284
C_Target_VRE | Secondary Techs | PWRNGSBGDXX | TotalAnnualMaxCapacityInvestment | 2026 | 1.0386 | lid_fill | 2026-06-07T22:53:42.961284
C_Target_VRE | Secondary Techs | PWRNGSBGDXX | TotalAnnualMaxCapacityInvestment | 2027 | 1.109 | lid_fill | 2026-06-07T22:53:42.961284
C_Target_VRE | Secondary Techs | PWRNGSBGDXX | TotalAnnualMaxCapacityInvestment | 2028 | 1.2236 | lid_relaxed | 2026-06-07T22:53:42.961284
C_Target_VRE | Secondary Techs | PWRNGSBGDXX | TotalAnnualMaxCapacityInvestment | 2029 | 0.85062 | lid_relaxed | 2026-06-07T22:53:42.961284
C_Target_VRE | Secondary Techs | PWRNGSBGDXX | TotalAnnualMaxCapacityInvestment | 2030 | 0.9018 | lid_relaxed | 2026-06-07T22:53:42.961284
C_Target_VRE | Secondary Techs | PWRNGSBGDXX | TotalAnnualMaxCapacityInvestment | 2031 | 0.63784 | lid_relaxed | 2026-06-07T22:53:42.961284
C_Target_VRE | Secondary Techs | PWRNGSBGDXX | TotalAnnualMaxCapacityInvestment | 2032 | 0.66237 | lid_relaxed | 2026-06-07T22:53:42.961284
C_Target_VRE | Secondary Techs | PWRNGSBGDXX | TotalAnnualMaxCapacityInvestment | 2033 | 0.6741 | lid_family_capped | 2026-06-07T22:53:42.961284
C_Target_VRE | Secondary Techs | PWRNGSBGDXX | TotalAnnualMaxCapacityInvestment | 2034 | 0.67271 | lid_family_capped | 2026-06-07T22:53:42.961284
C_Target_VRE | Secondary Techs | PWRNGSBGDXX | TotalAnnualMaxCapacityInvestment | 2035 | 0.66926 | lid_family_capped | 2026-06-07T22:53:42.961284
C_Target_VRE | Secondary Techs | PWRNGSBGDXX | TotalAnnualMaxCapacityInvestment | 2036 | 0.6635 | lid_family_capped | 2026-06-07T22:53:42.961284
C_Target_VRE | Secondary Techs | PWRNGSBGDXX | TotalAnnualMaxCapacityInvestment | 2037 | 0.65518 | lid_family_capped | 2026-06-07T22:53:42.961284
C_Target_VRE | Secondary Techs | PWRNGSBGDXX | TotalAnnualMaxCapacityInvestment | 2038 | 0.64414 | lid_family_capped | 2026-06-07T22:53:42.961284
C_Target_VRE | Secondary Techs | PWRNGSBGDXX | TotalAnnualMaxCapacityInvestment | 2039 | 0.62997 | lid_family_capped | 2026-06-07T22:53:42.961284
C_Target_VRE | Secondary Techs | PWRNGSBGDXX | TotalAnnualMaxCapacityInvestment | 2040 | 0.61248 | lid_family_capped | 2026-06-07T22:53:42.961284
C_Target_VRE | Secondary Techs | PWRNGSBGDXX | TotalAnnualMaxCapacityInvestment | 2041 | 0.59127 | lid_family_capped | 2026-06-07T22:53:42.961284
C_Target_VRE | Secondary Techs | PWRNGSBGDXX | TotalAnnualMaxCapacityInvestment | 2042 | 0.56842 | lid_adequacy_scaled | 2026-06-07T22:53:42.961284
C_Target_VRE | Secondary Techs | PWRNGSBGDXX | TotalAnnualMaxCapacityInvestment | 2043 | 0.78638 | lid_adequacy_scaled | 2026-06-07T22:53:42.961284
C_Target_VRE | Secondary Techs | PWRNGSBGDXX | TotalAnnualMaxCapacityInvestment | 2044 | 0.92678 | lid_adequacy_scaled | 2026-06-07T22:53:42.961284
C_Target_VRE | Secondary Techs | PWRNGSBGDXX | TotalAnnualMaxCapacityInvestment | 2045 | 0.94359 | lid_adequacy_scaled | 2026-06-07T22:53:42.961284
C_Target_VRE | Secondary Techs | PWRNGSBGDXX | TotalAnnualMaxCapacityInvestment | 2046 | 1.1718 | lid_adequacy_scaled | 2026-06-07T22:53:42.961284
C_Target_VRE | Secondary Techs | PWRNGSBGDXX | TotalAnnualMaxCapacityInvestment | 2047 | 1.5117 | lid_adequacy_scaled | 2026-06-07T22:53:42.961284
C_Target_VRE | Secondary Techs | PWRNGSBGDXX | TotalAnnualMaxCapacityInvestment | 2048 | 1.8095 | lid_adequacy_scaled | 2026-06-07T22:53:42.961284
C_Target_VRE | Secondary Techs | PWRNGSBGDXX | TotalAnnualMaxCapacityInvestment | 2049 | 2.0881 | lid_adequacy_scaled | 2026-06-07T22:53:42.961284
C_Target_VRE | Secondary Techs | PWRNGSBGDXX | TotalAnnualMaxCapacityInvestment | 2050 | 2.3596 | lid_adequacy_scaled | 2026-06-07T22:53:42.961284
C_Target_VRE | Secondary Techs | PWROILMDVXX | TotalAnnualMaxCapacityInvestment | 2023 | 0.1 | lid_floor | 2026-06-07T22:53:42.961284
C_Target_VRE | Secondary Techs | PWROILMDVXX | TotalAnnualMaxCapacityInvestment | 2024 | 0.1 | lid_floor | 2026-06-07T22:53:42.961284
C_Target_VRE | Secondary Techs | PWROILMDVXX | TotalAnnualMaxCapacityInvestment | 2025 | 0.1 | lid_floor | 2026-06-07T22:53:42.961284
C_Target_VRE | Secondary Techs | PWROILMDVXX | TotalAnnualMaxCapacityInvestment | 2026 | 0.1 | lid_floor | 2026-06-07T22:53:42.961284
C_Target_VRE | Secondary Techs | PWROILMDVXX | TotalAnnualMaxCapacityInvestment | 2027 | 0.1 | lid_floor | 2026-06-07T22:53:42.961284
C_Target_VRE | Secondary Techs | PWROILMDVXX | TotalAnnualMaxCapacityInvestment | 2028 | 0.1 | lid_floor | 2026-06-07T22:53:42.961284
C_Target_VRE | Secondary Techs | PWROILMDVXX | TotalAnnualMaxCapacityInvestment | 2029 | 0.1 | lid_floor | 2026-06-07T22:53:42.961284
C_Target_VRE | Secondary Techs | PWROILMDVXX | TotalAnnualMaxCapacityInvestment | 2030 | 0.1 | lid_floor | 2026-06-07T22:53:42.961284
C_Target_VRE | Secondary Techs | PWROILMDVXX | TotalAnnualMaxCapacityInvestment | 2031 | 0.1 | lid_floor | 2026-06-07T22:53:42.961284
C_Target_VRE | Secondary Techs | PWROILMDVXX | TotalAnnualMaxCapacityInvestment | 2032 | 0.1 | lid_floor | 2026-06-07T22:53:42.961284
C_Target_VRE | Secondary Techs | PWROILMDVXX | TotalAnnualMaxCapacityInvestment | 2033 | 0.1 | lid_floor | 2026-06-07T22:53:42.961284
C_Target_VRE | Secondary Techs | PWROILMDVXX | TotalAnnualMaxCapacityInvestment | 2034 | 0.1 | lid_floor | 2026-06-07T22:53:42.961284
C_Target_VRE | Secondary Techs | PWROILMDVXX | TotalAnnualMaxCapacityInvestment | 2035 | 0.1 | lid_floor | 2026-06-07T22:53:42.961284
C_Target_VRE | Secondary Techs | PWROILMDVXX | TotalAnnualMaxCapacityInvestment | 2036 | 0.1 | lid_floor | 2026-06-07T22:53:42.961284
C_Target_VRE | Secondary Techs | PWROILMDVXX | TotalAnnualMaxCapacityInvestment | 2037 | 0.1 | lid_floor | 2026-06-07T22:53:42.961284
C_Target_VRE | Secondary Techs | PWROILMDVXX | TotalAnnualMaxCapacityInvestment | 2038 | 0.1 | lid_floor | 2026-06-07T22:53:42.961284
C_Target_VRE | Secondary Techs | PWROILMDVXX | TotalAnnualMaxCapacityInvestment | 2039 | 0.1 | lid_floor | 2026-06-07T22:53:42.961284
C_Target_VRE | Secondary Techs | PWROILMDVXX | TotalAnnualMaxCapacityInvestment | 2040 | 0.1 | lid_floor | 2026-06-07T22:53:42.961284
C_Target_VRE | Secondary Techs | PWROILMDVXX | TotalAnnualMaxCapacityInvestment | 2041 | 0.1 | lid_floor | 2026-06-07T22:53:42.961284
C_Target_VRE | Secondary Techs | PWROILMDVXX | TotalAnnualMaxCapacityInvestment | 2042 | 0.1 | lid_floor | 2026-06-07T22:53:42.961284
C_Target_VRE | Secondary Techs | PWROILMDVXX | TotalAnnualMaxCapacityInvestment | 2043 | 0.1 | lid_floor | 2026-06-07T22:53:42.961284
C_Target_VRE | Secondary Techs | PWROILMDVXX | TotalAnnualMaxCapacityInvestment | 2044 | 0.1 | lid_floor | 2026-06-07T22:53:42.961284
C_Target_VRE | Secondary Techs | PWROILMDVXX | TotalAnnualMaxCapacityInvestment | 2045 | 0.1251 | lid_adequacy_scaled | 2026-06-07T22:53:42.961284
C_Target_VRE | Secondary Techs | PWROILMDVXX | TotalAnnualMaxCapacityInvestment | 2046 | 0.16669 | lid_adequacy_scaled | 2026-06-07T22:53:42.961284
C_Target_VRE | Secondary Techs | PWROILMDVXX | TotalAnnualMaxCapacityInvestment | 2047 | 0.21028 | lid_adequacy_scaled | 2026-06-07T22:53:42.961284
C_Target_VRE | Secondary Techs | PWROILMDVXX | TotalAnnualMaxCapacityInvestment | 2048 | 0.25595 | lid_adequacy_scaled | 2026-06-07T22:53:42.961284
C_Target_VRE | Secondary Techs | PWROILMDVXX | TotalAnnualMaxCapacityInvestment | 2049 | 0.30378 | lid_adequacy_scaled | 2026-06-07T22:53:42.961284
C_Target_VRE | Secondary Techs | PWROILMDVXX | TotalAnnualMaxCapacityInvestment | 2050 | 0.35382 | lid_adequacy_scaled | 2026-06-07T22:53:42.961284
C_Target_VRE | Secondary Techs | PWROILNPLXX | TotalAnnualMaxCapacityInvestment | 2023 | 0.1 | lid_floor | 2026-06-07T22:53:42.961284
C_Target_VRE | Secondary Techs | PWROILNPLXX | TotalAnnualMaxCapacityInvestment | 2024 | 0.1 | lid_floor | 2026-06-07T22:53:42.961284
C_Target_VRE | Secondary Techs | PWROILNPLXX | TotalAnnualMaxCapacityInvestment | 2025 | 0.1 | lid_floor | 2026-06-07T22:53:42.961284
C_Target_VRE | Secondary Techs | PWROILNPLXX | TotalAnnualMaxCapacityInvestment | 2026 | 0.1 | lid_floor | 2026-06-07T22:53:42.961284
C_Target_VRE | Secondary Techs | PWROILNPLXX | TotalAnnualMaxCapacityInvestment | 2027 | 0.1 | lid_floor | 2026-06-07T22:53:42.961284
C_Target_VRE | Secondary Techs | PWROILNPLXX | TotalAnnualMaxCapacityInvestment | 2028 | 0.1 | lid_floor | 2026-06-07T22:53:42.961284
C_Target_VRE | Secondary Techs | PWROILNPLXX | TotalAnnualMaxCapacityInvestment | 2029 | 0.1 | lid_floor | 2026-06-07T22:53:42.961284
C_Target_VRE | Secondary Techs | PWROILNPLXX | TotalAnnualMaxCapacityInvestment | 2030 | 0.1 | lid_floor | 2026-06-07T22:53:42.961284
C_Target_VRE | Secondary Techs | PWROILNPLXX | TotalAnnualMaxCapacityInvestment | 2031 | 0.1 | lid_floor | 2026-06-07T22:53:42.961284
C_Target_VRE | Secondary Techs | PWROILNPLXX | TotalAnnualMaxCapacityInvestment | 2032 | 0.1 | lid_floor | 2026-06-07T22:53:42.961284
C_Target_VRE | Secondary Techs | PWROILNPLXX | TotalAnnualMaxCapacityInvestment | 2033 | 0.1 | lid_floor | 2026-06-07T22:53:42.961284
C_Target_VRE | Secondary Techs | PWROILNPLXX | TotalAnnualMaxCapacityInvestment | 2034 | 0.1 | lid_floor | 2026-06-07T22:53:42.961284
C_Target_VRE | Secondary Techs | PWROILNPLXX | TotalAnnualMaxCapacityInvestment | 2035 | 0.1 | lid_floor | 2026-06-07T22:53:42.961284
C_Target_VRE | Secondary Techs | PWROILNPLXX | TotalAnnualMaxCapacityInvestment | 2036 | 0.1 | lid_floor | 2026-06-07T22:53:42.961284
C_Target_VRE | Secondary Techs | PWROILNPLXX | TotalAnnualMaxCapacityInvestment | 2037 | 0.1 | lid_floor | 2026-06-07T22:53:42.961284
C_Target_VRE | Secondary Techs | PWROILNPLXX | TotalAnnualMaxCapacityInvestment | 2038 | 0.1 | lid_floor | 2026-06-07T22:53:42.961284
C_Target_VRE | Secondary Techs | PWROILNPLXX | TotalAnnualMaxCapacityInvestment | 2039 | 0.1 | lid_floor | 2026-06-07T22:53:42.961284
C_Target_VRE | Secondary Techs | PWROILNPLXX | TotalAnnualMaxCapacityInvestment | 2040 | 0.1 | lid_floor | 2026-06-07T22:53:42.961284
C_Target_VRE | Secondary Techs | PWROILNPLXX | TotalAnnualMaxCapacityInvestment | 2041 | 0.1 | lid_floor | 2026-06-07T22:53:42.961284
C_Target_VRE | Secondary Techs | PWROILNPLXX | TotalAnnualMaxCapacityInvestment | 2042 | 0.1 | lid_floor | 2026-06-07T22:53:42.961284
C_Target_VRE | Secondary Techs | PWROILNPLXX | TotalAnnualMaxCapacityInvestment | 2043 | 0.1 | lid_floor | 2026-06-07T22:53:42.961284
C_Target_VRE | Secondary Techs | PWROILNPLXX | TotalAnnualMaxCapacityInvestment | 2044 | 0.1 | lid_floor | 2026-06-07T22:53:42.961284
C_Target_VRE | Secondary Techs | PWROILNPLXX | TotalAnnualMaxCapacityInvestment | 2045 | 0.10933 | lid_adequacy_scaled | 2026-06-07T22:53:42.961284
C_Target_VRE | Secondary Techs | PWROILNPLXX | TotalAnnualMaxCapacityInvestment | 2046 | 0.13494 | lid_adequacy_scaled | 2026-06-07T22:53:42.961284
C_Target_VRE | Secondary Techs | PWROILNPLXX | TotalAnnualMaxCapacityInvestment | 2047 | 0.15852 | lid_adequacy_scaled | 2026-06-07T22:53:42.961284
C_Target_VRE | Secondary Techs | PWROILNPLXX | TotalAnnualMaxCapacityInvestment | 2048 | 0.18046 | lid_adequacy_scaled | 2026-06-07T22:53:42.961284
C_Target_VRE | Secondary Techs | PWROILNPLXX | TotalAnnualMaxCapacityInvestment | 2049 | 0.20108 | lid_adequacy_scaled | 2026-06-07T22:53:42.961284
C_Target_VRE | Secondary Techs | PWROILNPLXX | TotalAnnualMaxCapacityInvestment | 2050 | 0.22061 | lid_adequacy_scaled | 2026-06-07T22:53:42.961284
C_Target_VRE | Secondary Techs | PWRSHPINDEA | TotalAnnualMaxCapacityInvestment | 2023 | 0.1 | lid_floor | 2026-06-07T22:53:42.961284
C_Target_VRE | Secondary Techs | PWRSHPINDEA | TotalAnnualMaxCapacityInvestment | 2024 | 0.1 | lid_floor | 2026-06-07T22:53:42.961284
C_Target_VRE | Secondary Techs | PWRSHPINDEA | TotalAnnualMaxCapacityInvestment | 2025 | 0.1 | lid_floor | 2026-06-07T22:53:42.961284
C_Target_VRE | Secondary Techs | PWRSHPINDEA | TotalAnnualMaxCapacityInvestment | 2026 | 0.1 | lid_floor | 2026-06-07T22:53:42.961284
C_Target_VRE | Secondary Techs | PWRSHPINDEA | TotalAnnualMaxCapacityInvestment | 2027 | 0.1 | lid_floor | 2026-06-07T22:53:42.961284
C_Target_VRE | Secondary Techs | PWRSHPINDEA | TotalAnnualMaxCapacityInvestment | 2028 | 0.1 | lid_floor | 2026-06-07T22:53:42.961284
C_Target_VRE | Secondary Techs | PWRSHPINDEA | TotalAnnualMaxCapacityInvestment | 2029 | 0.1 | lid_floor | 2026-06-07T22:53:42.961284
C_Target_VRE | Secondary Techs | PWRSHPINDEA | TotalAnnualMaxCapacityInvestment | 2030 | 0.1 | lid_floor | 2026-06-07T22:53:42.961284
C_Target_VRE | Secondary Techs | PWRSHPINDEA | TotalAnnualMaxCapacityInvestment | 2031 | 0.1 | lid_floor | 2026-06-07T22:53:42.961284
C_Target_VRE | Secondary Techs | PWRSHPINDEA | TotalAnnualMaxCapacityInvestment | 2032 | 0.1 | lid_floor | 2026-06-07T22:53:42.961284
C_Target_VRE | Secondary Techs | PWRSHPINDEA | TotalAnnualMaxCapacityInvestment | 2033 | 0.1 | lid_floor | 2026-06-07T22:53:42.961284
C_Target_VRE | Secondary Techs | PWRSHPINDEA | TotalAnnualMaxCapacityInvestment | 2034 | 0.1 | lid_floor | 2026-06-07T22:53:42.961284
C_Target_VRE | Secondary Techs | PWRSHPINDEA | TotalAnnualMaxCapacityInvestment | 2035 | 0.1 | lid_floor | 2026-06-07T22:53:42.961284
C_Target_VRE | Secondary Techs | PWRSHPINDEA | TotalAnnualMaxCapacityInvestment | 2036 | 0.1 | lid_floor | 2026-06-07T22:53:42.961284
C_Target_VRE | Secondary Techs | PWRSHPINDEA | TotalAnnualMaxCapacityInvestment | 2037 | 0.1 | lid_floor | 2026-06-07T22:53:42.961284
C_Target_VRE | Secondary Techs | PWRSHPINDEA | TotalAnnualMaxCapacityInvestment | 2038 | 0.1 | lid_floor | 2026-06-07T22:53:42.961284
C_Target_VRE | Secondary Techs | PWRSHPINDEA | TotalAnnualMaxCapacityInvestment | 2039 | 0.1 | lid_floor | 2026-06-07T22:53:42.961284
C_Target_VRE | Secondary Techs | PWRSHPINDEA | TotalAnnualMaxCapacityInvestment | 2040 | 0.1 | lid_floor | 2026-06-07T22:53:42.961284
C_Target_VRE | Secondary Techs | PWRSHPINDEA | TotalAnnualMaxCapacityInvestment | 2041 | 0.145 | lid_adequacy_scaled | 2026-06-07T22:53:42.961284
C_Target_VRE | Secondary Techs | PWRSHPINDEA | TotalAnnualMaxCapacityInvestment | 2042 | 0.2259 | lid_adequacy_scaled | 2026-06-07T22:53:42.961284
C_Target_VRE | Secondary Techs | PWRSHPINDEA | TotalAnnualMaxCapacityInvestment | 2043 | 0.37413 | lid_adequacy_scaled | 2026-06-07T22:53:42.961284
C_Target_VRE | Secondary Techs | PWRSHPINDEA | TotalAnnualMaxCapacityInvestment | 2044 | 0.5638 | lid_adequacy_scaled | 2026-06-07T22:53:42.961284
C_Target_VRE | Secondary Techs | PWRSHPINDEA | TotalAnnualMaxCapacityInvestment | 2045 | 0.82389 | lid_adequacy_scaled | 2026-06-07T22:53:42.961284
C_Target_VRE | Secondary Techs | PWRSHPINDEA | TotalAnnualMaxCapacityInvestment | 2046 | 1.308 | lid_adequacy_scaled | 2026-06-07T22:53:42.961284
C_Target_VRE | Secondary Techs | PWRSHPINDEA | TotalAnnualMaxCapacityInvestment | 2047 | 2.0355 | lid_adequacy_scaled | 2026-06-07T22:53:42.961284
C_Target_VRE | Secondary Techs | PWRSHPINDEA | TotalAnnualMaxCapacityInvestment | 2048 | 3.3012 | lid_adequacy_scaled | 2026-06-07T22:53:42.961284
C_Target_VRE | Secondary Techs | PWRSHPINDEA | TotalAnnualMaxCapacityInvestment | 2049 | 4.5681 | lid_adequacy_scaled | 2026-06-07T22:53:42.961284
C_Target_VRE | Secondary Techs | PWRSHPINDEA | TotalAnnualMaxCapacityInvestment | 2050 | 5.1735 | lid_adequacy_scaled | 2026-06-07T22:53:42.961284
C_Target_VRE | Secondary Techs | PWRSHPINDNE | TotalAnnualMaxCapacityInvestment | 2023 | 0.1 | lid_floor | 2026-06-07T22:53:42.961284
C_Target_VRE | Secondary Techs | PWRSHPINDNE | TotalAnnualMaxCapacityInvestment | 2024 | 0.1 | lid_floor | 2026-06-07T22:53:42.961284
C_Target_VRE | Secondary Techs | PWRSHPINDNE | TotalAnnualMaxCapacityInvestment | 2025 | 0.1 | lid_floor | 2026-06-07T22:53:42.961284
C_Target_VRE | Secondary Techs | PWRSHPINDNE | TotalAnnualMaxCapacityInvestment | 2026 | 0.1 | lid_floor | 2026-06-07T22:53:42.961284
C_Target_VRE | Secondary Techs | PWRSHPINDNE | TotalAnnualMaxCapacityInvestment | 2027 | 0.1 | lid_floor | 2026-06-07T22:53:42.961284
C_Target_VRE | Secondary Techs | PWRSHPINDNE | TotalAnnualMaxCapacityInvestment | 2028 | 0.1 | lid_floor | 2026-06-07T22:53:42.961284
C_Target_VRE | Secondary Techs | PWRSHPINDNE | TotalAnnualMaxCapacityInvestment | 2029 | 0.1 | lid_floor | 2026-06-07T22:53:42.961284
C_Target_VRE | Secondary Techs | PWRSHPINDNE | TotalAnnualMaxCapacityInvestment | 2030 | 0.1 | lid_floor | 2026-06-07T22:53:42.961284
C_Target_VRE | Secondary Techs | PWRSHPINDNE | TotalAnnualMaxCapacityInvestment | 2031 | 0.1 | lid_floor | 2026-06-07T22:53:42.961284
C_Target_VRE | Secondary Techs | PWRSHPINDNE | TotalAnnualMaxCapacityInvestment | 2032 | 0.1 | lid_floor | 2026-06-07T22:53:42.961284
C_Target_VRE | Secondary Techs | PWRSHPINDNE | TotalAnnualMaxCapacityInvestment | 2033 | 0.1 | lid_floor | 2026-06-07T22:53:42.961284
C_Target_VRE | Secondary Techs | PWRSHPINDNE | TotalAnnualMaxCapacityInvestment | 2034 | 0.1 | lid_floor | 2026-06-07T22:53:42.961284
C_Target_VRE | Secondary Techs | PWRSHPINDNE | TotalAnnualMaxCapacityInvestment | 2035 | 0.1 | lid_floor | 2026-06-07T22:53:42.961284
C_Target_VRE | Secondary Techs | PWRSHPINDNE | TotalAnnualMaxCapacityInvestment | 2036 | 0.1 | lid_floor | 2026-06-07T22:53:42.961284
C_Target_VRE | Secondary Techs | PWRSHPINDNE | TotalAnnualMaxCapacityInvestment | 2037 | 0.1 | lid_floor | 2026-06-07T22:53:42.961284
C_Target_VRE | Secondary Techs | PWRSHPINDNE | TotalAnnualMaxCapacityInvestment | 2038 | 0.1 | lid_floor | 2026-06-07T22:53:42.961284
C_Target_VRE | Secondary Techs | PWRSHPINDNE | TotalAnnualMaxCapacityInvestment | 2039 | 0.1 | lid_floor | 2026-06-07T22:53:42.961284
C_Target_VRE | Secondary Techs | PWRSHPINDNE | TotalAnnualMaxCapacityInvestment | 2040 | 0.1 | lid_floor | 2026-06-07T22:53:42.961284
C_Target_VRE | Secondary Techs | PWRSHPINDNE | TotalAnnualMaxCapacityInvestment | 2041 | 0.1 | lid_floor | 2026-06-07T22:53:42.961284
C_Target_VRE | Secondary Techs | PWRSHPINDNE | TotalAnnualMaxCapacityInvestment | 2042 | 0.1 | lid_floor | 2026-06-07T22:53:42.961284
C_Target_VRE | Secondary Techs | PWRSHPINDNE | TotalAnnualMaxCapacityInvestment | 2043 | 0.1 | lid_floor | 2026-06-07T22:53:42.961284
C_Target_VRE | Secondary Techs | PWRSHPINDNE | TotalAnnualMaxCapacityInvestment | 2044 | 0.11479 | lid_adequacy_scaled | 2026-06-07T22:53:42.961284
C_Target_VRE | Secondary Techs | PWRSHPINDNE | TotalAnnualMaxCapacityInvestment | 2045 | 0.14343 | lid_adequacy_scaled | 2026-06-07T22:53:42.961284
C_Target_VRE | Secondary Techs | PWRSHPINDNE | TotalAnnualMaxCapacityInvestment | 2046 | 0.18307 | lid_adequacy_scaled | 2026-06-07T22:53:42.961284
C_Target_VRE | Secondary Techs | PWRSHPINDNE | TotalAnnualMaxCapacityInvestment | 2047 | 0.22161 | lid_adequacy_scaled | 2026-06-07T22:53:42.961284
C_Target_VRE | Secondary Techs | PWRSHPINDNE | TotalAnnualMaxCapacityInvestment | 2048 | 0.25926 | lid_adequacy_scaled | 2026-06-07T22:53:42.961284
C_Target_VRE | Secondary Techs | PWRSHPINDNE | TotalAnnualMaxCapacityInvestment | 2049 | 0.29639 | lid_adequacy_scaled | 2026-06-07T22:53:42.961284
C_Target_VRE | Secondary Techs | PWRSHPINDNE | TotalAnnualMaxCapacityInvestment | 2050 | 0.33316 | lid_adequacy_scaled | 2026-06-07T22:53:42.961284
C_Target_VRE | Secondary Techs | PWRSHPINDNO | TotalAnnualMaxCapacityInvestment | 2023 | 0.1 | lid_floor | 2026-06-07T22:53:42.961284
C_Target_VRE | Secondary Techs | PWRSHPINDNO | TotalAnnualMaxCapacityInvestment | 2024 | 0.10433 | lid_fill | 2026-06-07T22:53:42.961284
C_Target_VRE | Secondary Techs | PWRSHPINDNO | TotalAnnualMaxCapacityInvestment | 2025 | 0.1103 | lid_fill | 2026-06-07T22:53:42.961284
C_Target_VRE | Secondary Techs | PWRSHPINDNO | TotalAnnualMaxCapacityInvestment | 2026 | 0.11842 | lid_fill | 2026-06-07T22:53:42.961284
C_Target_VRE | Secondary Techs | PWRSHPINDNO | TotalAnnualMaxCapacityInvestment | 2027 | 0.12571 | lid_fill | 2026-06-07T22:53:42.961284
C_Target_VRE | Secondary Techs | PWRSHPINDNO | TotalAnnualMaxCapacityInvestment | 2028 | 0.13657 | lid_relaxed | 2026-06-07T22:53:42.961284
C_Target_VRE | Secondary Techs | PWRSHPINDNO | TotalAnnualMaxCapacityInvestment | 2029 | 0.12654 | lid_relaxed | 2026-06-07T22:53:42.961284
C_Target_VRE | Secondary Techs | PWRSHPINDNO | TotalAnnualMaxCapacityInvestment | 2030 | 0.1 | lid_floor | 2026-06-07T22:53:42.961284
C_Target_VRE | Secondary Techs | PWRSHPINDNO | TotalAnnualMaxCapacityInvestment | 2031 | 0.1 | lid_floor | 2026-06-07T22:53:42.961284
C_Target_VRE | Secondary Techs | PWRSHPINDNO | TotalAnnualMaxCapacityInvestment | 2032 | 0.1089 | lid_relaxed | 2026-06-07T22:53:42.961284
C_Target_VRE | Secondary Techs | PWRSHPINDNO | TotalAnnualMaxCapacityInvestment | 2033 | 0.10777 | lid_relaxed | 2026-06-07T22:53:42.961284
C_Target_VRE | Secondary Techs | PWRSHPINDNO | TotalAnnualMaxCapacityInvestment | 2034 | 0.10633 | lid_relaxed | 2026-06-07T22:53:42.961284
C_Target_VRE | Secondary Techs | PWRSHPINDNO | TotalAnnualMaxCapacityInvestment | 2035 | 0.10457 | lid_relaxed | 2026-06-07T22:53:42.961284
C_Target_VRE | Secondary Techs | PWRSHPINDNO | TotalAnnualMaxCapacityInvestment | 2036 | 0.10249 | lid_relaxed | 2026-06-07T22:53:42.961284
C_Target_VRE | Secondary Techs | PWRSHPINDNO | TotalAnnualMaxCapacityInvestment | 2037 | 0.11478 | lid_relaxed | 2026-06-07T22:53:42.961284
C_Target_VRE | Secondary Techs | PWRSHPINDNO | TotalAnnualMaxCapacityInvestment | 2038 | 0.112 | lid_relaxed | 2026-06-07T22:53:42.961284
C_Target_VRE | Secondary Techs | PWRSHPINDNO | TotalAnnualMaxCapacityInvestment | 2039 | 0.10889 | lid_relaxed | 2026-06-07T22:53:42.961284
C_Target_VRE | Secondary Techs | PWRSHPINDNO | TotalAnnualMaxCapacityInvestment | 2040 | 0.1 | lid_floor | 2026-06-07T22:53:42.961284
C_Target_VRE | Secondary Techs | PWRSHPINDNO | TotalAnnualMaxCapacityInvestment | 2041 | 0.10518 | lid_relaxed | 2026-06-07T22:53:42.961284
C_Target_VRE | Secondary Techs | PWRSHPINDNO | TotalAnnualMaxCapacityInvestment | 2042 | 0.18981 | lid_adequacy_scaled | 2026-06-07T22:53:42.961284
C_Target_VRE | Secondary Techs | PWRSHPINDNO | TotalAnnualMaxCapacityInvestment | 2043 | 0.30151 | lid_adequacy_scaled | 2026-06-07T22:53:42.961284
C_Target_VRE | Secondary Techs | PWRSHPINDNO | TotalAnnualMaxCapacityInvestment | 2044 | 0.4239 | lid_adequacy_scaled | 2026-06-07T22:53:42.961284
C_Target_VRE | Secondary Techs | PWRSHPINDNO | TotalAnnualMaxCapacityInvestment | 2045 | 0.55644 | lid_adequacy_scaled | 2026-06-07T22:53:42.961284
C_Target_VRE | Secondary Techs | PWRSHPINDNO | TotalAnnualMaxCapacityInvestment | 2046 | 0.78144 | lid_adequacy_scaled | 2026-06-07T22:53:42.961284
C_Target_VRE | Secondary Techs | PWRSHPINDNO | TotalAnnualMaxCapacityInvestment | 2047 | 1.0299 | lid_adequacy_scaled | 2026-06-07T22:53:42.961284
C_Target_VRE | Secondary Techs | PWRSHPINDNO | TotalAnnualMaxCapacityInvestment | 2048 | 1.3019 | lid_adequacy_scaled | 2026-06-07T22:53:42.961284
C_Target_VRE | Secondary Techs | PWRSHPINDNO | TotalAnnualMaxCapacityInvestment | 2049 | 1.5967 | lid_adequacy_scaled | 2026-06-07T22:53:42.961284
C_Target_VRE | Secondary Techs | PWRSHPINDNO | TotalAnnualMaxCapacityInvestment | 2050 | 1.9136 | lid_adequacy_scaled | 2026-06-07T22:53:42.961284
C_Target_VRE | Secondary Techs | PWRSHPINDSO | TotalAnnualMaxCapacityInvestment | 2023 | 0.1 | lid_floor | 2026-06-07T22:53:42.961284
C_Target_VRE | Secondary Techs | PWRSHPINDSO | TotalAnnualMaxCapacityInvestment | 2024 | 0.1167 | lid_fill | 2026-06-07T22:53:42.961284
C_Target_VRE | Secondary Techs | PWRSHPINDSO | TotalAnnualMaxCapacityInvestment | 2025 | 0.12391 | lid_fill | 2026-06-07T22:53:42.961284
C_Target_VRE | Secondary Techs | PWRSHPINDSO | TotalAnnualMaxCapacityInvestment | 2026 | 0.13644 | lid_fill | 2026-06-07T22:53:42.961284
C_Target_VRE | Secondary Techs | PWRSHPINDSO | TotalAnnualMaxCapacityInvestment | 2027 | 0.13802 | lid_fill | 2026-06-07T22:53:42.961284
C_Target_VRE | Secondary Techs | PWRSHPINDSO | TotalAnnualMaxCapacityInvestment | 2028 | 0.14856 | lid_relaxed | 2026-06-07T22:53:42.961284
C_Target_VRE | Secondary Techs | PWRSHPINDSO | TotalAnnualMaxCapacityInvestment | 2029 | 0.13893 | lid_relaxed | 2026-06-07T22:53:42.961284
C_Target_VRE | Secondary Techs | PWRSHPINDSO | TotalAnnualMaxCapacityInvestment | 2030 | 0.1 | lid_floor | 2026-06-07T22:53:42.961284
C_Target_VRE | Secondary Techs | PWRSHPINDSO | TotalAnnualMaxCapacityInvestment | 2031 | 0.1 | lid_floor | 2026-06-07T22:53:42.961284
C_Target_VRE | Secondary Techs | PWRSHPINDSO | TotalAnnualMaxCapacityInvestment | 2032 | 0.12235 | lid_relaxed | 2026-06-07T22:53:42.961284
C_Target_VRE | Secondary Techs | PWRSHPINDSO | TotalAnnualMaxCapacityInvestment | 2033 | 0.12178 | lid_relaxed | 2026-06-07T22:53:42.961284
C_Target_VRE | Secondary Techs | PWRSHPINDSO | TotalAnnualMaxCapacityInvestment | 2034 | 0.12091 | lid_relaxed | 2026-06-07T22:53:42.961284
C_Target_VRE | Secondary Techs | PWRSHPINDSO | TotalAnnualMaxCapacityInvestment | 2035 | 0.11973 | lid_relaxed | 2026-06-07T22:53:42.961284
C_Target_VRE | Secondary Techs | PWRSHPINDSO | TotalAnnualMaxCapacityInvestment | 2036 | 0.11824 | lid_relaxed | 2026-06-07T22:53:42.961284
C_Target_VRE | Secondary Techs | PWRSHPINDSO | TotalAnnualMaxCapacityInvestment | 2037 | 0.12918 | lid_relaxed | 2026-06-07T22:53:42.961284
C_Target_VRE | Secondary Techs | PWRSHPINDSO | TotalAnnualMaxCapacityInvestment | 2038 | 0.12706 | lid_relaxed | 2026-06-07T22:53:42.961284
C_Target_VRE | Secondary Techs | PWRSHPINDSO | TotalAnnualMaxCapacityInvestment | 2039 | 0.12461 | lid_relaxed | 2026-06-07T22:53:42.961284
C_Target_VRE | Secondary Techs | PWRSHPINDSO | TotalAnnualMaxCapacityInvestment | 2040 | 0.11609 | lid_relaxed | 2026-06-07T22:53:42.961284
C_Target_VRE | Secondary Techs | PWRSHPINDSO | TotalAnnualMaxCapacityInvestment | 2041 | 0.12312 | lid_relaxed | 2026-06-07T22:53:42.961284
C_Target_VRE | Secondary Techs | PWRSHPINDSO | TotalAnnualMaxCapacityInvestment | 2042 | 0.25812 | lid_adequacy_scaled | 2026-06-07T22:53:42.961284
C_Target_VRE | Secondary Techs | PWRSHPINDSO | TotalAnnualMaxCapacityInvestment | 2043 | 0.41312 | lid_adequacy_scaled | 2026-06-07T22:53:42.961284
C_Target_VRE | Secondary Techs | PWRSHPINDSO | TotalAnnualMaxCapacityInvestment | 2044 | 0.58588 | lid_adequacy_scaled | 2026-06-07T22:53:42.961284
C_Target_VRE | Secondary Techs | PWRSHPINDSO | TotalAnnualMaxCapacityInvestment | 2045 | 0.77673 | lid_adequacy_scaled | 2026-06-07T22:53:42.961284
C_Target_VRE | Secondary Techs | PWRSHPINDSO | TotalAnnualMaxCapacityInvestment | 2046 | 1.103 | lid_adequacy_scaled | 2026-06-07T22:53:42.961284
C_Target_VRE | Secondary Techs | PWRSHPINDSO | TotalAnnualMaxCapacityInvestment | 2047 | 1.4714 | lid_adequacy_scaled | 2026-06-07T22:53:42.961284
C_Target_VRE | Secondary Techs | PWRSHPINDSO | TotalAnnualMaxCapacityInvestment | 2048 | 1.8815 | lid_adequacy_scaled | 2026-06-07T22:53:42.961284
C_Target_VRE | Secondary Techs | PWRSHPINDSO | TotalAnnualMaxCapacityInvestment | 2049 | 2.3329 | lid_adequacy_scaled | 2026-06-07T22:53:42.961284
C_Target_VRE | Secondary Techs | PWRSHPINDSO | TotalAnnualMaxCapacityInvestment | 2050 | 2.8253 | lid_adequacy_scaled | 2026-06-07T22:53:42.961284
C_Target_VRE | Secondary Techs | PWRSHPINDWE | TotalAnnualMaxCapacityInvestment | 2023 | 0.1 | lid_floor | 2026-06-07T22:53:42.961284
C_Target_VRE | Secondary Techs | PWRSHPINDWE | TotalAnnualMaxCapacityInvestment | 2024 | 0.1 | lid_floor | 2026-06-07T22:53:42.961284
C_Target_VRE | Secondary Techs | PWRSHPINDWE | TotalAnnualMaxCapacityInvestment | 2025 | 0.1 | lid_floor | 2026-06-07T22:53:42.961284
C_Target_VRE | Secondary Techs | PWRSHPINDWE | TotalAnnualMaxCapacityInvestment | 2026 | 0.1 | lid_floor | 2026-06-07T22:53:42.961284
C_Target_VRE | Secondary Techs | PWRSHPINDWE | TotalAnnualMaxCapacityInvestment | 2027 | 0.1 | lid_floor | 2026-06-07T22:53:42.961284
C_Target_VRE | Secondary Techs | PWRSHPINDWE | TotalAnnualMaxCapacityInvestment | 2028 | 0.1 | lid_floor | 2026-06-07T22:53:42.961284
C_Target_VRE | Secondary Techs | PWRSHPINDWE | TotalAnnualMaxCapacityInvestment | 2029 | 0.1 | lid_floor | 2026-06-07T22:53:42.961284
C_Target_VRE | Secondary Techs | PWRSHPINDWE | TotalAnnualMaxCapacityInvestment | 2030 | 0.1 | lid_floor | 2026-06-07T22:53:42.961284
C_Target_VRE | Secondary Techs | PWRSHPINDWE | TotalAnnualMaxCapacityInvestment | 2031 | 0.1 | lid_floor | 2026-06-07T22:53:42.961284
C_Target_VRE | Secondary Techs | PWRSHPINDWE | TotalAnnualMaxCapacityInvestment | 2032 | 0.1 | lid_floor | 2026-06-07T22:53:42.961284
C_Target_VRE | Secondary Techs | PWRSHPINDWE | TotalAnnualMaxCapacityInvestment | 2033 | 0.1 | lid_floor | 2026-06-07T22:53:42.961284
C_Target_VRE | Secondary Techs | PWRSHPINDWE | TotalAnnualMaxCapacityInvestment | 2034 | 0.1 | lid_floor | 2026-06-07T22:53:42.961284
C_Target_VRE | Secondary Techs | PWRSHPINDWE | TotalAnnualMaxCapacityInvestment | 2035 | 0.1 | lid_floor | 2026-06-07T22:53:42.961284
C_Target_VRE | Secondary Techs | PWRSHPINDWE | TotalAnnualMaxCapacityInvestment | 2036 | 0.1 | lid_floor | 2026-06-07T22:53:42.961284
C_Target_VRE | Secondary Techs | PWRSHPINDWE | TotalAnnualMaxCapacityInvestment | 2037 | 0.1 | lid_floor | 2026-06-07T22:53:42.961284
C_Target_VRE | Secondary Techs | PWRSHPINDWE | TotalAnnualMaxCapacityInvestment | 2038 | 0.1 | lid_floor | 2026-06-07T22:53:42.961284
C_Target_VRE | Secondary Techs | PWRSHPINDWE | TotalAnnualMaxCapacityInvestment | 2039 | 0.1 | lid_floor | 2026-06-07T22:53:42.961284
C_Target_VRE | Secondary Techs | PWRSHPINDWE | TotalAnnualMaxCapacityInvestment | 2040 | 0.1 | lid_floor | 2026-06-07T22:53:42.961284
C_Target_VRE | Secondary Techs | PWRSHPINDWE | TotalAnnualMaxCapacityInvestment | 2041 | 0.16054 | lid_adequacy_scaled | 2026-06-07T22:53:42.961284
C_Target_VRE | Secondary Techs | PWRSHPINDWE | TotalAnnualMaxCapacityInvestment | 2042 | 0.26791 | lid_adequacy_scaled | 2026-06-07T22:53:42.961284
C_Target_VRE | Secondary Techs | PWRSHPINDWE | TotalAnnualMaxCapacityInvestment | 2043 | 0.42068 | lid_adequacy_scaled | 2026-06-07T22:53:42.961284
C_Target_VRE | Secondary Techs | PWRSHPINDWE | TotalAnnualMaxCapacityInvestment | 2044 | 0.59066 | lid_adequacy_scaled | 2026-06-07T22:53:42.961284
C_Target_VRE | Secondary Techs | PWRSHPINDWE | TotalAnnualMaxCapacityInvestment | 2045 | 0.78301 | lid_adequacy_scaled | 2026-06-07T22:53:42.961284
C_Target_VRE | Secondary Techs | PWRSHPINDWE | TotalAnnualMaxCapacityInvestment | 2046 | 1.0826 | lid_adequacy_scaled | 2026-06-07T22:53:42.961284
C_Target_VRE | Secondary Techs | PWRSHPINDWE | TotalAnnualMaxCapacityInvestment | 2047 | 1.4328 | lid_adequacy_scaled | 2026-06-07T22:53:42.961284
C_Target_VRE | Secondary Techs | PWRSHPINDWE | TotalAnnualMaxCapacityInvestment | 2048 | 1.8552 | lid_adequacy_scaled | 2026-06-07T22:53:42.961284
C_Target_VRE | Secondary Techs | PWRSHPINDWE | TotalAnnualMaxCapacityInvestment | 2049 | 2.3853 | lid_adequacy_scaled | 2026-06-07T22:53:42.961284
C_Target_VRE | Secondary Techs | PWRSHPINDWE | TotalAnnualMaxCapacityInvestment | 2050 | 3.0853 | lid_adequacy_scaled | 2026-06-07T22:53:42.961284
C_Target_VRE | Secondary Techs | PWRWONMDVXX | TotalAnnualMaxCapacityInvestment | 2023 | 9999 | exempt_maxcap_uncapped | 2026-06-07T22:53:42.961284
C_Target_VRE | Secondary Techs | PWRWONMDVXX | TotalAnnualMaxCapacityInvestment | 2024 | 9999 | exempt_maxcap_uncapped | 2026-06-07T22:53:42.961284
C_Target_VRE | Secondary Techs | PWRWONMDVXX | TotalAnnualMaxCapacityInvestment | 2025 | 9999 | exempt_maxcap_uncapped | 2026-06-07T22:53:42.961284
C_Target_VRE | Secondary Techs | PWRWONMDVXX | TotalAnnualMaxCapacityInvestment | 2026 | 9999 | exempt_maxcap_uncapped | 2026-06-07T22:53:42.961284
C_Target_VRE | Secondary Techs | PWRWONMDVXX | TotalAnnualMaxCapacityInvestment | 2027 | 9999 | exempt_maxcap_uncapped | 2026-06-07T22:53:42.961284
C_Target_VRE | Secondary Techs | PWRWONMDVXX | TotalAnnualMaxCapacityInvestment | 2028 | 9999 | exempt_maxcap_uncapped | 2026-06-07T22:53:42.961284
C_Target_VRE | Secondary Techs | PWRWONMDVXX | TotalAnnualMaxCapacityInvestment | 2029 | 9999 | exempt_maxcap_uncapped | 2026-06-07T22:53:42.961284
C_Target_VRE | Secondary Techs | PWRWONMDVXX | TotalAnnualMaxCapacityInvestment | 2030 | 9999 | exempt_maxcap_uncapped | 2026-06-07T22:53:42.961284
C_Target_VRE | Secondary Techs | PWRWONMDVXX | TotalAnnualMaxCapacityInvestment | 2031 | 9999 | exempt_maxcap_uncapped | 2026-06-07T22:53:42.961284
C_Target_VRE | Secondary Techs | PWRWONMDVXX | TotalAnnualMaxCapacityInvestment | 2032 | 9999 | exempt_maxcap_uncapped | 2026-06-07T22:53:42.961284
C_Target_VRE | Secondary Techs | PWRWONMDVXX | TotalAnnualMaxCapacityInvestment | 2033 | 9999 | exempt_maxcap_uncapped | 2026-06-07T22:53:42.961284
C_Target_VRE | Secondary Techs | PWRWONMDVXX | TotalAnnualMaxCapacityInvestment | 2034 | 9999 | exempt_maxcap_uncapped | 2026-06-07T22:53:42.961284
C_Target_VRE | Secondary Techs | PWRWONMDVXX | TotalAnnualMaxCapacityInvestment | 2035 | 9999 | exempt_maxcap_uncapped | 2026-06-07T22:53:42.961284
C_Target_VRE | Secondary Techs | PWRWONMDVXX | TotalAnnualMaxCapacityInvestment | 2036 | 9999 | exempt_maxcap_uncapped | 2026-06-07T22:53:42.961284
C_Target_VRE | Secondary Techs | PWRWONMDVXX | TotalAnnualMaxCapacityInvestment | 2037 | 9999 | exempt_maxcap_uncapped | 2026-06-07T22:53:42.961284
C_Target_VRE | Secondary Techs | PWRWONMDVXX | TotalAnnualMaxCapacityInvestment | 2038 | 9999 | exempt_maxcap_uncapped | 2026-06-07T22:53:42.961284
C_Target_VRE | Secondary Techs | PWRWONMDVXX | TotalAnnualMaxCapacityInvestment | 2039 | 9999 | exempt_maxcap_uncapped | 2026-06-07T22:53:42.961284
C_Target_VRE | Secondary Techs | PWRWONMDVXX | TotalAnnualMaxCapacityInvestment | 2040 | 9999 | exempt_maxcap_uncapped | 2026-06-07T22:53:42.961284
C_Target_VRE | Secondary Techs | PWRWONMDVXX | TotalAnnualMaxCapacityInvestment | 2041 | 9999 | exempt_maxcap_uncapped | 2026-06-07T22:53:42.961284
C_Target_VRE | Secondary Techs | PWRWONMDVXX | TotalAnnualMaxCapacityInvestment | 2042 | 9999 | exempt_maxcap_uncapped | 2026-06-07T22:53:42.961284
C_Target_VRE | Secondary Techs | PWRWONMDVXX | TotalAnnualMaxCapacityInvestment | 2043 | 9999 | exempt_maxcap_uncapped | 2026-06-07T22:53:42.961284
C_Target_VRE | Secondary Techs | PWRWONMDVXX | TotalAnnualMaxCapacityInvestment | 2044 | 9999 | exempt_maxcap_uncapped | 2026-06-07T22:53:42.961284
C_Target_VRE | Secondary Techs | PWRWONMDVXX | TotalAnnualMaxCapacityInvestment | 2045 | 9999 | exempt_maxcap_uncapped | 2026-06-07T22:53:42.961284
C_Target_VRE | Secondary Techs | PWRWONMDVXX | TotalAnnualMaxCapacityInvestment | 2046 | 9999 | exempt_maxcap_uncapped | 2026-06-07T22:53:42.961284
C_Target_VRE | Secondary Techs | PWRWONMDVXX | TotalAnnualMaxCapacityInvestment | 2047 | 9999 | exempt_maxcap_uncapped | 2026-06-07T22:53:42.961284
C_Target_VRE | Secondary Techs | PWRWONMDVXX | TotalAnnualMaxCapacityInvestment | 2048 | 9999 | exempt_maxcap_uncapped | 2026-06-07T22:53:42.961284
C_Target_VRE | Secondary Techs | PWRWONMDVXX | TotalAnnualMaxCapacityInvestment | 2049 | 9999 | exempt_maxcap_uncapped | 2026-06-07T22:53:42.961284
C_Target_VRE | Secondary Techs | PWRWONMDVXX | TotalAnnualMaxCapacityInvestment | 2050 | 9999 | exempt_maxcap_uncapped | 2026-06-07T22:53:42.961284
C_Target_VRE | Secondary Techs | PWRSPVINDEA | TotalTechnologyAnnualActivityLowerLimit | 2023 | 5.2794 | activity_floor | 2026-06-07T22:53:47.760014
C_Target_VRE | Secondary Techs | PWRSPVINDEA | TotalTechnologyAnnualActivityLowerLimit | 2024 | 6.1673 | activity_floor | 2026-06-07T22:53:47.760014
C_Target_VRE | Secondary Techs | PWRSPVINDEA | TotalTechnologyAnnualActivityLowerLimit | 2025 | 6.0906 | activity_floor | 2026-06-07T22:53:47.760014
C_Target_VRE | Secondary Techs | PWRSPVINDEA | TotalTechnologyAnnualActivityLowerLimit | 2026 | 6.4601 | activity_floor | 2026-06-07T22:53:47.760014
C_Target_VRE | Secondary Techs | PWRSPVINDEA | TotalTechnologyAnnualActivityLowerLimit | 2027 | 6.9308 | activity_floor | 2026-06-07T22:53:47.760014
C_Target_VRE | Secondary Techs | PWRSPVINDEA | TotalTechnologyAnnualActivityLowerLimit | 2028 | 11.2622 | activity_floor | 2026-06-07T22:53:47.760014
C_Target_VRE | Secondary Techs | PWRSPVINDEA | TotalTechnologyAnnualActivityLowerLimit | 2029 | 15.6687 | activity_floor | 2026-06-07T22:53:47.760014
C_Target_VRE | Secondary Techs | PWRSPVINDEA | TotalTechnologyAnnualActivityLowerLimit | 2030 | 20.1517 | activity_floor | 2026-06-07T22:53:47.760014
C_Target_VRE | Secondary Techs | PWRSPVINDEA | TotalTechnologyAnnualActivityLowerLimit | 2031 | 20.7673 | activity_floor | 2026-06-07T22:53:47.760014
C_Target_VRE | Secondary Techs | PWRSPVINDEA | TotalTechnologyAnnualActivityLowerLimit | 2032 | 21.7708 | activity_floor | 2026-06-07T22:53:47.760014
C_Target_VRE | Secondary Techs | PWRSPVINDEA | TotalTechnologyAnnualActivityLowerLimit | 2033 | 22.7785 | activity_floor | 2026-06-07T22:53:47.760014
C_Target_VRE | Secondary Techs | PWRSPVINDEA | TotalTechnologyAnnualActivityLowerLimit | 2034 | 23.7822 | activity_floor | 2026-06-07T22:53:47.760014
C_Target_VRE | Secondary Techs | PWRSPVINDEA | TotalTechnologyAnnualActivityLowerLimit | 2035 | 26.7231 | activity_floor | 2026-06-07T22:53:47.760014
C_Target_VRE | Secondary Techs | PWRSPVINDEA | TotalTechnologyAnnualActivityLowerLimit | 2036 | 27.7268 | activity_floor | 2026-06-07T22:53:47.760014
C_Target_VRE | Secondary Techs | PWRSPVINDEA | TotalTechnologyAnnualActivityLowerLimit | 2037 | 28.9174 | activity_floor | 2026-06-07T22:53:47.760014
C_Target_VRE | Secondary Techs | PWRSPVINDEA | TotalTechnologyAnnualActivityLowerLimit | 2038 | 30.108 | activity_floor | 2026-06-07T22:53:47.760014
C_Target_VRE | Secondary Techs | PWRSPVINDEA | TotalTechnologyAnnualActivityLowerLimit | 2039 | 31.2987 | activity_floor | 2026-06-07T22:53:47.760014
C_Target_VRE | Secondary Techs | PWRSPVINDEA | TotalTechnologyAnnualActivityLowerLimit | 2040 | 32.4893 | activity_floor | 2026-06-07T22:53:47.760014
C_Target_VRE | Secondary Techs | PWRSPVINDEA | TotalTechnologyAnnualActivityLowerLimit | 2041 | 33.6799 | activity_floor | 2026-06-07T22:53:47.760014
C_Target_VRE | Secondary Techs | PWRSPVINDEA | TotalTechnologyAnnualActivityLowerLimit | 2042 | 35.0985 | activity_floor | 2026-06-07T22:53:47.760014
C_Target_VRE | Secondary Techs | PWRSPVINDEA | TotalTechnologyAnnualActivityLowerLimit | 2043 | 36.6014 | activity_floor | 2026-06-07T22:53:47.760014
C_Target_VRE | Secondary Techs | PWRSPVINDEA | TotalTechnologyAnnualActivityLowerLimit | 2044 | 38.1924 | activity_floor | 2026-06-07T22:53:47.760014
C_Target_VRE | Secondary Techs | PWRSPVINDEA | TotalTechnologyAnnualActivityLowerLimit | 2045 | 39.8753 | activity_floor | 2026-06-07T22:53:47.760014
C_Target_VRE | Secondary Techs | PWRSPVINDEA | TotalTechnologyAnnualActivityLowerLimit | 2046 | 41.6545 | activity_floor | 2026-06-07T22:53:47.760014
C_Target_VRE | Secondary Techs | PWRSPVINDEA | TotalTechnologyAnnualActivityLowerLimit | 2047 | 43.5344 | activity_floor | 2026-06-07T22:53:47.760014
C_Target_VRE | Secondary Techs | PWRSPVINDEA | TotalTechnologyAnnualActivityLowerLimit | 2048 | 45.5135 | activity_floor | 2026-06-07T22:53:47.760014
C_Target_VRE | Secondary Techs | PWRSPVINDEA | TotalTechnologyAnnualActivityLowerLimit | 2049 | 47.6035 | activity_floor | 2026-06-07T22:53:47.760014
C_Target_VRE | Secondary Techs | PWRSPVINDEA | TotalTechnologyAnnualActivityLowerLimit | 2050 | 49.7851 | activity_floor | 2026-06-07T22:53:47.760014
C_Target_VRE | Secondary Techs | PWRSPVINDNE | TotalTechnologyAnnualActivityLowerLimit | 2023 | 1.2186 | activity_floor | 2026-06-07T22:53:47.760014
C_Target_VRE | Secondary Techs | PWRSPVINDNE | TotalTechnologyAnnualActivityLowerLimit | 2024 | 1.2908 | activity_floor | 2026-06-07T22:53:47.760014
C_Target_VRE | Secondary Techs | PWRSPVINDNE | TotalTechnologyAnnualActivityLowerLimit | 2025 | 1.3766 | activity_floor | 2026-06-07T22:53:47.760014
C_Target_VRE | Secondary Techs | PWRSPVINDNE | TotalTechnologyAnnualActivityLowerLimit | 2026 | 1.8161 | activity_floor | 2026-06-07T22:53:47.760014
C_Target_VRE | Secondary Techs | PWRSPVINDNE | TotalTechnologyAnnualActivityLowerLimit | 2027 | 1.9154 | activity_floor | 2026-06-07T22:53:47.760014
C_Target_VRE | Secondary Techs | PWRSPVINDNE | TotalTechnologyAnnualActivityLowerLimit | 2028 | 2.9049 | activity_floor | 2026-06-07T22:53:47.760014
C_Target_VRE | Secondary Techs | PWRSPVINDNE | TotalTechnologyAnnualActivityLowerLimit | 2029 | 4.2662 | activity_floor | 2026-06-07T22:53:47.760014
C_Target_VRE | Secondary Techs | PWRSPVINDNE | TotalTechnologyAnnualActivityLowerLimit | 2030 | 4.9431 | activity_floor | 2026-06-07T22:53:47.760014
C_Target_VRE | Secondary Techs | PWRSPVINDNE | TotalTechnologyAnnualActivityLowerLimit | 2031 | 5.837 | activity_floor | 2026-06-07T22:53:47.760014
C_Target_VRE | Secondary Techs | PWRSPVINDNE | TotalTechnologyAnnualActivityLowerLimit | 2032 | 7.8342 | activity_floor | 2026-06-07T22:53:47.760014
C_Target_VRE | Secondary Techs | PWRSPVINDNE | TotalTechnologyAnnualActivityLowerLimit | 2033 | 8.1209 | activity_floor | 2026-06-07T22:53:47.760014
C_Target_VRE | Secondary Techs | PWRSPVINDNE | TotalTechnologyAnnualActivityLowerLimit | 2034 | 8.3566 | activity_floor | 2026-06-07T22:53:47.760014
C_Target_VRE | Secondary Techs | PWRSPVINDNE | TotalTechnologyAnnualActivityLowerLimit | 2035 | 8.0196 | activity_floor | 2026-06-07T22:53:47.760014
C_Target_VRE | Secondary Techs | PWRSPVINDNE | TotalTechnologyAnnualActivityLowerLimit | 2036 | 8.7938 | activity_floor | 2026-06-07T22:53:47.760014
C_Target_VRE | Secondary Techs | PWRSPVINDNE | TotalTechnologyAnnualActivityLowerLimit | 2037 | 9.0704 | activity_floor | 2026-06-07T22:53:47.760014
C_Target_VRE | Secondary Techs | PWRSPVINDNE | TotalTechnologyAnnualActivityLowerLimit | 2038 | 9.3434 | activity_floor | 2026-06-07T22:53:47.760014
C_Target_VRE | Secondary Techs | PWRSPVINDNE | TotalTechnologyAnnualActivityLowerLimit | 2039 | 9.6349 | activity_floor | 2026-06-07T22:53:47.760014
C_Target_VRE | Secondary Techs | PWRSPVINDNE | TotalTechnologyAnnualActivityLowerLimit | 2040 | 9.9266 | activity_floor | 2026-06-07T22:53:47.760014
C_Target_VRE | Secondary Techs | PWRSPVINDNE | TotalTechnologyAnnualActivityLowerLimit | 2041 | 10.2181 | activity_floor | 2026-06-07T22:53:47.760014
C_Target_VRE | Secondary Techs | PWRSPVINDNE | TotalTechnologyAnnualActivityLowerLimit | 2042 | 10.5684 | activity_floor | 2026-06-07T22:53:47.760014
C_Target_VRE | Secondary Techs | PWRSPVINDNE | TotalTechnologyAnnualActivityLowerLimit | 2043 | 11.0357 | activity_floor | 2026-06-07T22:53:47.760014
C_Target_VRE | Secondary Techs | PWRSPVINDNE | TotalTechnologyAnnualActivityLowerLimit | 2044 | 11.5191 | activity_floor | 2026-06-07T22:53:47.760014
C_Target_VRE | Secondary Techs | PWRSPVINDNE | TotalTechnologyAnnualActivityLowerLimit | 2045 | 11.9413 | activity_floor | 2026-06-07T22:53:47.760014
C_Target_VRE | Secondary Techs | PWRSPVINDNE | TotalTechnologyAnnualActivityLowerLimit | 2046 | 12.3664 | activity_floor | 2026-06-07T22:53:47.760014
C_Target_VRE | Secondary Techs | PWRSPVINDNE | TotalTechnologyAnnualActivityLowerLimit | 2047 | 12.7819 | activity_floor | 2026-06-07T22:53:47.760014
C_Target_VRE | Secondary Techs | PWRSPVINDNE | TotalTechnologyAnnualActivityLowerLimit | 2048 | 13.2111 | activity_floor | 2026-06-07T22:53:47.760014
C_Target_VRE | Secondary Techs | PWRSPVINDNE | TotalTechnologyAnnualActivityLowerLimit | 2049 | 13.6559 | activity_floor | 2026-06-07T22:53:47.760014
C_Target_VRE | Secondary Techs | PWRSPVINDNE | TotalTechnologyAnnualActivityLowerLimit | 2050 | 14.1025 | activity_floor | 2026-06-07T22:53:47.760014
C_Target_VRE | Secondary Techs | PWRSPVINDNO | TotalTechnologyAnnualActivityLowerLimit | 2023 | 135.2799 | activity_floor | 2026-06-07T22:53:47.760014
C_Target_VRE | Secondary Techs | PWRSPVINDNO | TotalTechnologyAnnualActivityLowerLimit | 2024 | 141.8061 | activity_floor | 2026-06-07T22:53:47.760014
C_Target_VRE | Secondary Techs | PWRSPVINDNO | TotalTechnologyAnnualActivityLowerLimit | 2025 | 148.1622 | activity_floor | 2026-06-07T22:53:47.760014
C_Target_VRE | Secondary Techs | PWRSPVINDNO | TotalTechnologyAnnualActivityLowerLimit | 2026 | 156.7179 | activity_floor | 2026-06-07T22:53:47.760014
C_Target_VRE | Secondary Techs | PWRSPVINDNO | TotalTechnologyAnnualActivityLowerLimit | 2027 | 164.2562 | activity_floor | 2026-06-07T22:53:47.760014
C_Target_VRE | Secondary Techs | PWRSPVINDNO | TotalTechnologyAnnualActivityLowerLimit | 2028 | 388.4339 | activity_floor | 2026-06-07T22:53:47.760014
C_Target_VRE | Secondary Techs | PWRSPVINDNO | TotalTechnologyAnnualActivityLowerLimit | 2029 | 644.4688 | activity_floor | 2026-06-07T22:53:47.760014
C_Target_VRE | Secondary Techs | PWRSPVINDNO | TotalTechnologyAnnualActivityLowerLimit | 2030 | 923.4205 | activity_floor | 2026-06-07T22:53:47.760014
C_Target_VRE | Secondary Techs | PWRSPVINDNO | TotalTechnologyAnnualActivityLowerLimit | 2031 | 966.9723 | activity_floor | 2026-06-07T22:53:47.760014
C_Target_VRE | Secondary Techs | PWRSPVINDNO | TotalTechnologyAnnualActivityLowerLimit | 2032 | 1009.3706 | activity_floor | 2026-06-07T22:53:47.760014
C_Target_VRE | Secondary Techs | PWRSPVINDNO | TotalTechnologyAnnualActivityLowerLimit | 2033 | 1052.4117 | activity_floor | 2026-06-07T22:53:47.760014
C_Target_VRE | Secondary Techs | PWRSPVINDNO | TotalTechnologyAnnualActivityLowerLimit | 2034 | 1096.7365 | activity_floor | 2026-06-07T22:53:47.760014
C_Target_VRE | Secondary Techs | PWRSPVINDNO | TotalTechnologyAnnualActivityLowerLimit | 2035 | 1150.4107 | activity_floor | 2026-06-07T22:53:47.760014
C_Target_VRE | Secondary Techs | PWRSPVINDNO | TotalTechnologyAnnualActivityLowerLimit | 2036 | 1193.6706 | activity_floor | 2026-06-07T22:53:47.760014
C_Target_VRE | Secondary Techs | PWRSPVINDNO | TotalTechnologyAnnualActivityLowerLimit | 2037 | 1240.9635 | activity_floor | 2026-06-07T22:53:47.760014
C_Target_VRE | Secondary Techs | PWRSPVINDNO | TotalTechnologyAnnualActivityLowerLimit | 2038 | 1288.39 | activity_floor | 2026-06-07T22:53:47.760014
C_Target_VRE | Secondary Techs | PWRSPVINDNO | TotalTechnologyAnnualActivityLowerLimit | 2039 | 1335.9506 | activity_floor | 2026-06-07T22:53:47.760014
C_Target_VRE | Secondary Techs | PWRSPVINDNO | TotalTechnologyAnnualActivityLowerLimit | 2040 | 1380.1125 | activity_floor | 2026-06-07T22:53:47.760014
C_Target_VRE | Secondary Techs | PWRSPVINDNO | TotalTechnologyAnnualActivityLowerLimit | 2041 | 1427.6246 | activity_floor | 2026-06-07T22:53:47.760014
C_Target_VRE | Secondary Techs | PWRSPVINDNO | TotalTechnologyAnnualActivityLowerLimit | 2042 | 1482.3572 | activity_floor | 2026-06-07T22:53:47.760014
C_Target_VRE | Secondary Techs | PWRSPVINDNO | TotalTechnologyAnnualActivityLowerLimit | 2043 | 1539.8196 | activity_floor | 2026-06-07T22:53:47.760014
C_Target_VRE | Secondary Techs | PWRSPVINDNO | TotalTechnologyAnnualActivityLowerLimit | 2044 | 1598.9859 | activity_floor | 2026-06-07T22:53:47.760014
C_Target_VRE | Secondary Techs | PWRSPVINDNO | TotalTechnologyAnnualActivityLowerLimit | 2045 | 1659.1066 | activity_floor | 2026-06-07T22:53:47.760014
C_Target_VRE | Secondary Techs | PWRSPVINDNO | TotalTechnologyAnnualActivityLowerLimit | 2046 | 1725.111 | activity_floor | 2026-06-07T22:53:47.760014
C_Target_VRE | Secondary Techs | PWRSPVINDNO | TotalTechnologyAnnualActivityLowerLimit | 2047 | 1794.542 | activity_floor | 2026-06-07T22:53:47.760014
C_Target_VRE | Secondary Techs | PWRSPVINDNO | TotalTechnologyAnnualActivityLowerLimit | 2048 | 1866.8121 | activity_floor | 2026-06-07T22:53:47.760014
C_Target_VRE | Secondary Techs | PWRSPVINDNO | TotalTechnologyAnnualActivityLowerLimit | 2049 | 1938.7453 | activity_floor | 2026-06-07T22:53:47.760014
C_Target_VRE | Secondary Techs | PWRSPVINDNO | TotalTechnologyAnnualActivityLowerLimit | 2050 | 1996.9054 | activity_floor | 2026-06-07T22:53:47.760014
C_Target_VRE | Secondary Techs | PWRSPVINDSO | TotalTechnologyAnnualActivityLowerLimit | 2023 | 148.3498 | activity_floor | 2026-06-07T22:53:47.760014
C_Target_VRE | Secondary Techs | PWRSPVINDSO | TotalTechnologyAnnualActivityLowerLimit | 2024 | 156.9601 | activity_floor | 2026-06-07T22:53:47.760014
C_Target_VRE | Secondary Techs | PWRSPVINDSO | TotalTechnologyAnnualActivityLowerLimit | 2025 | 166.1033 | activity_floor | 2026-06-07T22:53:47.760014
C_Target_VRE | Secondary Techs | PWRSPVINDSO | TotalTechnologyAnnualActivityLowerLimit | 2026 | 176.154 | activity_floor | 2026-06-07T22:53:47.760014
C_Target_VRE | Secondary Techs | PWRSPVINDSO | TotalTechnologyAnnualActivityLowerLimit | 2027 | 186.4533 | activity_floor | 2026-06-07T22:53:47.760014
C_Target_VRE | Secondary Techs | PWRSPVINDSO | TotalTechnologyAnnualActivityLowerLimit | 2028 | 270.9761 | activity_floor | 2026-06-07T22:53:47.760014
C_Target_VRE | Secondary Techs | PWRSPVINDSO | TotalTechnologyAnnualActivityLowerLimit | 2029 | 365.949 | activity_floor | 2026-06-07T22:53:47.760014
C_Target_VRE | Secondary Techs | PWRSPVINDSO | TotalTechnologyAnnualActivityLowerLimit | 2030 | 460.6062 | activity_floor | 2026-06-07T22:53:47.760014
C_Target_VRE | Secondary Techs | PWRSPVINDSO | TotalTechnologyAnnualActivityLowerLimit | 2031 | 475.8642 | activity_floor | 2026-06-07T22:53:47.760014
C_Target_VRE | Secondary Techs | PWRSPVINDSO | TotalTechnologyAnnualActivityLowerLimit | 2032 | 497.8621 | activity_floor | 2026-06-07T22:53:47.760014
C_Target_VRE | Secondary Techs | PWRSPVINDSO | TotalTechnologyAnnualActivityLowerLimit | 2033 | 525.1733 | activity_floor | 2026-06-07T22:53:47.760014
C_Target_VRE | Secondary Techs | PWRSPVINDSO | TotalTechnologyAnnualActivityLowerLimit | 2034 | 555.2417 | activity_floor | 2026-06-07T22:53:47.760014
C_Target_VRE | Secondary Techs | PWRSPVINDSO | TotalTechnologyAnnualActivityLowerLimit | 2035 | 561.4508 | activity_floor | 2026-06-07T22:53:47.760014
C_Target_VRE | Secondary Techs | PWRSPVINDSO | TotalTechnologyAnnualActivityLowerLimit | 2036 | 584.8222 | activity_floor | 2026-06-07T22:53:47.760014
C_Target_VRE | Secondary Techs | PWRSPVINDSO | TotalTechnologyAnnualActivityLowerLimit | 2037 | 616.6273 | activity_floor | 2026-06-07T22:53:47.760014
C_Target_VRE | Secondary Techs | PWRSPVINDSO | TotalTechnologyAnnualActivityLowerLimit | 2038 | 648.6398 | activity_floor | 2026-06-07T22:53:47.760014
C_Target_VRE | Secondary Techs | PWRSPVINDSO | TotalTechnologyAnnualActivityLowerLimit | 2039 | 681.5928 | activity_floor | 2026-06-07T22:53:47.760014
C_Target_VRE | Secondary Techs | PWRSPVINDSO | TotalTechnologyAnnualActivityLowerLimit | 2040 | 715.7656 | activity_floor | 2026-06-07T22:53:47.760014
C_Target_VRE | Secondary Techs | PWRSPVINDSO | TotalTechnologyAnnualActivityLowerLimit | 2041 | 749.9868 | activity_floor | 2026-06-07T22:53:47.760014
C_Target_VRE | Secondary Techs | PWRSPVINDSO | TotalTechnologyAnnualActivityLowerLimit | 2042 | 781.5295 | activity_floor | 2026-06-07T22:53:47.760014
C_Target_VRE | Secondary Techs | PWRSPVINDSO | TotalTechnologyAnnualActivityLowerLimit | 2043 | 810.8807 | activity_floor | 2026-06-07T22:53:47.760014
C_Target_VRE | Secondary Techs | PWRSPVINDSO | TotalTechnologyAnnualActivityLowerLimit | 2044 | 841.6024 | activity_floor | 2026-06-07T22:53:47.760014
C_Target_VRE | Secondary Techs | PWRSPVINDSO | TotalTechnologyAnnualActivityLowerLimit | 2045 | 873.2099 | activity_floor | 2026-06-07T22:53:47.760014
C_Target_VRE | Secondary Techs | PWRSPVINDSO | TotalTechnologyAnnualActivityLowerLimit | 2046 | 906.3991 | activity_floor | 2026-06-07T22:53:47.760014
C_Target_VRE | Secondary Techs | PWRSPVINDSO | TotalTechnologyAnnualActivityLowerLimit | 2047 | 941.4575 | activity_floor | 2026-06-07T22:53:47.760014
C_Target_VRE | Secondary Techs | PWRSPVINDSO | TotalTechnologyAnnualActivityLowerLimit | 2048 | 978.1951 | activity_floor | 2026-06-07T22:53:47.760014
C_Target_VRE | Secondary Techs | PWRSPVINDSO | TotalTechnologyAnnualActivityLowerLimit | 2049 | 1015.4068 | activity_floor | 2026-06-07T22:53:47.760014
C_Target_VRE | Secondary Techs | PWRSPVINDSO | TotalTechnologyAnnualActivityLowerLimit | 2050 | 1053.3366 | activity_floor | 2026-06-07T22:53:47.760014
C_Target_VRE | Secondary Techs | PWRSPVINDWE | TotalTechnologyAnnualActivityLowerLimit | 2023 | 105.9435 | activity_floor | 2026-06-07T22:53:47.760014
C_Target_VRE | Secondary Techs | PWRSPVINDWE | TotalTechnologyAnnualActivityLowerLimit | 2024 | 112.8338 | activity_floor | 2026-06-07T22:53:47.760014
C_Target_VRE | Secondary Techs | PWRSPVINDWE | TotalTechnologyAnnualActivityLowerLimit | 2025 | 120.8308 | activity_floor | 2026-06-07T22:53:47.760014
C_Target_VRE | Secondary Techs | PWRSPVINDWE | TotalTechnologyAnnualActivityLowerLimit | 2026 | 129.2782 | activity_floor | 2026-06-07T22:53:47.760014
C_Target_VRE | Secondary Techs | PWRSPVINDWE | TotalTechnologyAnnualActivityLowerLimit | 2027 | 138.5895 | activity_floor | 2026-06-07T22:53:47.760014
C_Target_VRE | Secondary Techs | PWRSPVINDWE | TotalTechnologyAnnualActivityLowerLimit | 2028 | 275.7945 | activity_floor | 2026-06-07T22:53:47.760014
C_Target_VRE | Secondary Techs | PWRSPVINDWE | TotalTechnologyAnnualActivityLowerLimit | 2029 | 435.7877 | activity_floor | 2026-06-07T22:53:47.760014
C_Target_VRE | Secondary Techs | PWRSPVINDWE | TotalTechnologyAnnualActivityLowerLimit | 2030 | 590.6769 | activity_floor | 2026-06-07T22:53:47.760014
C_Target_VRE | Secondary Techs | PWRSPVINDWE | TotalTechnologyAnnualActivityLowerLimit | 2031 | 616.6861 | activity_floor | 2026-06-07T22:53:47.760014
C_Target_VRE | Secondary Techs | PWRSPVINDWE | TotalTechnologyAnnualActivityLowerLimit | 2032 | 647.4256 | activity_floor | 2026-06-07T22:53:47.760014
C_Target_VRE | Secondary Techs | PWRSPVINDWE | TotalTechnologyAnnualActivityLowerLimit | 2033 | 677.1191 | activity_floor | 2026-06-07T22:53:47.760014
C_Target_VRE | Secondary Techs | PWRSPVINDWE | TotalTechnologyAnnualActivityLowerLimit | 2034 | 704.2511 | activity_floor | 2026-06-07T22:53:47.760014
C_Target_VRE | Secondary Techs | PWRSPVINDWE | TotalTechnologyAnnualActivityLowerLimit | 2035 | 727.3034 | activity_floor | 2026-06-07T22:53:47.760014
C_Target_VRE | Secondary Techs | PWRSPVINDWE | TotalTechnologyAnnualActivityLowerLimit | 2036 | 761.5772 | activity_floor | 2026-06-07T22:53:47.760014
C_Target_VRE | Secondary Techs | PWRSPVINDWE | TotalTechnologyAnnualActivityLowerLimit | 2037 | 797.6144 | activity_floor | 2026-06-07T22:53:47.760014
C_Target_VRE | Secondary Techs | PWRSPVINDWE | TotalTechnologyAnnualActivityLowerLimit | 2038 | 833.576 | activity_floor | 2026-06-07T22:53:47.760014
C_Target_VRE | Secondary Techs | PWRSPVINDWE | TotalTechnologyAnnualActivityLowerLimit | 2039 | 869.1167 | activity_floor | 2026-06-07T22:53:47.760014
C_Target_VRE | Secondary Techs | PWRSPVINDWE | TotalTechnologyAnnualActivityLowerLimit | 2040 | 907.3341 | activity_floor | 2026-06-07T22:53:47.760014
C_Target_VRE | Secondary Techs | PWRSPVINDWE | TotalTechnologyAnnualActivityLowerLimit | 2041 | 944.0652 | activity_floor | 2026-06-07T22:53:47.760014
C_Target_VRE | Secondary Techs | PWRSPVINDWE | TotalTechnologyAnnualActivityLowerLimit | 2042 | 987.3534 | activity_floor | 2026-06-07T22:53:47.760014
C_Target_VRE | Secondary Techs | PWRSPVINDWE | TotalTechnologyAnnualActivityLowerLimit | 2043 | 1033.3265 | activity_floor | 2026-06-07T22:53:47.760014
C_Target_VRE | Secondary Techs | PWRSPVINDWE | TotalTechnologyAnnualActivityLowerLimit | 2044 | 1081.4447 | activity_floor | 2026-06-07T22:53:47.760014
C_Target_VRE | Secondary Techs | PWRSPVINDWE | TotalTechnologyAnnualActivityLowerLimit | 2045 | 1133.1948 | activity_floor | 2026-06-07T22:53:47.760014
C_Target_VRE | Secondary Techs | PWRSPVINDWE | TotalTechnologyAnnualActivityLowerLimit | 2046 | 1184.708 | activity_floor | 2026-06-07T22:53:47.760014
C_Target_VRE | Secondary Techs | PWRSPVINDWE | TotalTechnologyAnnualActivityLowerLimit | 2047 | 1237.1624 | activity_floor | 2026-06-07T22:53:47.760014
C_Target_VRE | Secondary Techs | PWRSPVINDWE | TotalTechnologyAnnualActivityLowerLimit | 2048 | 1290.9685 | activity_floor | 2026-06-07T22:53:47.760014
C_Target_VRE | Secondary Techs | PWRSPVINDWE | TotalTechnologyAnnualActivityLowerLimit | 2049 | 1347.8297 | activity_floor | 2026-06-07T22:53:47.760014
C_Target_VRE | Secondary Techs | PWRSPVINDWE | TotalTechnologyAnnualActivityLowerLimit | 2050 | 1407.0773 | activity_floor | 2026-06-07T22:53:47.760014
C_Target_VRE | Secondary Techs | PWRWONINDNO | TotalTechnologyAnnualActivityLowerLimit | 2023 | 42.72 | activity_floor | 2026-06-07T22:53:47.760014
C_Target_VRE | Secondary Techs | PWRWONINDNO | TotalTechnologyAnnualActivityLowerLimit | 2024 | 44.7809 | activity_floor | 2026-06-07T22:53:47.760014
C_Target_VRE | Secondary Techs | PWRWONINDNO | TotalTechnologyAnnualActivityLowerLimit | 2025 | 46.7881 | activity_floor | 2026-06-07T22:53:47.760014
C_Target_VRE | Secondary Techs | PWRWONINDNO | TotalTechnologyAnnualActivityLowerLimit | 2026 | 49.4898 | activity_floor | 2026-06-07T22:53:47.760014
C_Target_VRE | Secondary Techs | PWRWONINDNO | TotalTechnologyAnnualActivityLowerLimit | 2027 | 51.8704 | activity_floor | 2026-06-07T22:53:47.760014
C_Target_VRE | Secondary Techs | PWRWONINDNO | TotalTechnologyAnnualActivityLowerLimit | 2028 | 56.4584 | activity_floor | 2026-06-07T22:53:47.760014
C_Target_VRE | Secondary Techs | PWRWONINDNO | TotalTechnologyAnnualActivityLowerLimit | 2029 | 62.5231 | activity_floor | 2026-06-07T22:53:47.760014
C_Target_VRE | Secondary Techs | PWRWONINDNO | TotalTechnologyAnnualActivityLowerLimit | 2030 | 68.4955 | activity_floor | 2026-06-07T22:53:47.760014
C_Target_VRE | Secondary Techs | PWRWONINDNO | TotalTechnologyAnnualActivityLowerLimit | 2031 | 71.726 | activity_floor | 2026-06-07T22:53:47.760014
C_Target_VRE | Secondary Techs | PWRWONINDNO | TotalTechnologyAnnualActivityLowerLimit | 2032 | 74.8709 | activity_floor | 2026-06-07T22:53:47.760014
C_Target_VRE | Secondary Techs | PWRWONINDNO | TotalTechnologyAnnualActivityLowerLimit | 2033 | 78.0635 | activity_floor | 2026-06-07T22:53:47.760014
C_Target_VRE | Secondary Techs | PWRWONINDNO | TotalTechnologyAnnualActivityLowerLimit | 2034 | 81.3513 | activity_floor | 2026-06-07T22:53:47.760014
C_Target_VRE | Secondary Techs | PWRWONINDNO | TotalTechnologyAnnualActivityLowerLimit | 2035 | 85.3327 | activity_floor | 2026-06-07T22:53:47.760014
C_Target_VRE | Secondary Techs | PWRWONINDNO | TotalTechnologyAnnualActivityLowerLimit | 2036 | 88.5415 | activity_floor | 2026-06-07T22:53:47.760014
C_Target_VRE | Secondary Techs | PWRWONINDNO | TotalTechnologyAnnualActivityLowerLimit | 2037 | 92.0495 | activity_floor | 2026-06-07T22:53:47.760014
C_Target_VRE | Secondary Techs | PWRWONINDNO | TotalTechnologyAnnualActivityLowerLimit | 2038 | 95.5674 | activity_floor | 2026-06-07T22:53:47.760014
C_Target_VRE | Secondary Techs | PWRWONINDNO | TotalTechnologyAnnualActivityLowerLimit | 2039 | 99.0952 | activity_floor | 2026-06-07T22:53:47.760014
C_Target_VRE | Secondary Techs | PWRWONINDNO | TotalTechnologyAnnualActivityLowerLimit | 2040 | 102.371 | activity_floor | 2026-06-07T22:53:47.760014
C_Target_VRE | Secondary Techs | PWRWONINDNO | TotalTechnologyAnnualActivityLowerLimit | 2041 | 105.8952 | activity_floor | 2026-06-07T22:53:47.760014
C_Target_VRE | Secondary Techs | PWRWONINDNO | TotalTechnologyAnnualActivityLowerLimit | 2042 | 109.9551 | activity_floor | 2026-06-07T22:53:47.760014
C_Target_VRE | Secondary Techs | PWRWONINDNO | TotalTechnologyAnnualActivityLowerLimit | 2043 | 114.2174 | activity_floor | 2026-06-07T22:53:47.760014
C_Target_VRE | Secondary Techs | PWRWONINDNO | TotalTechnologyAnnualActivityLowerLimit | 2044 | 118.6061 | activity_floor | 2026-06-07T22:53:47.760014
C_Target_VRE | Secondary Techs | PWRWONINDNO | TotalTechnologyAnnualActivityLowerLimit | 2045 | 123.0656 | activity_floor | 2026-06-07T22:53:47.760014
C_Target_VRE | Secondary Techs | PWRWONINDNO | TotalTechnologyAnnualActivityLowerLimit | 2046 | 127.9615 | activity_floor | 2026-06-07T22:53:47.760014
C_Target_VRE | Secondary Techs | PWRWONINDNO | TotalTechnologyAnnualActivityLowerLimit | 2047 | 133.1116 | activity_floor | 2026-06-07T22:53:47.760014
C_Target_VRE | Secondary Techs | PWRWONINDNO | TotalTechnologyAnnualActivityLowerLimit | 2048 | 138.4723 | activity_floor | 2026-06-07T22:53:47.760014
C_Target_VRE | Secondary Techs | PWRWONINDNO | TotalTechnologyAnnualActivityLowerLimit | 2049 | 143.808 | activity_floor | 2026-06-07T22:53:47.760014
C_Target_VRE | Secondary Techs | PWRWONINDNO | TotalTechnologyAnnualActivityLowerLimit | 2050 | 148.1221 | activity_floor | 2026-06-07T22:53:47.760014
C_Target_VRE | Secondary Techs | PWRWONINDSO | TotalTechnologyAnnualActivityLowerLimit | 2023 | 237.9194 | activity_floor | 2026-06-07T22:53:47.760014
C_Target_VRE | Secondary Techs | PWRWONINDSO | TotalTechnologyAnnualActivityLowerLimit | 2024 | 251.7284 | activity_floor | 2026-06-07T22:53:47.760014
C_Target_VRE | Secondary Techs | PWRWONINDSO | TotalTechnologyAnnualActivityLowerLimit | 2025 | 266.392 | activity_floor | 2026-06-07T22:53:47.760014
C_Target_VRE | Secondary Techs | PWRWONINDSO | TotalTechnologyAnnualActivityLowerLimit | 2026 | 282.5112 | activity_floor | 2026-06-07T22:53:47.760014
C_Target_VRE | Secondary Techs | PWRWONINDSO | TotalTechnologyAnnualActivityLowerLimit | 2027 | 299.0289 | activity_floor | 2026-06-07T22:53:47.760014
C_Target_VRE | Secondary Techs | PWRWONINDSO | TotalTechnologyAnnualActivityLowerLimit | 2028 | 330.1548 | activity_floor | 2026-06-07T22:53:47.760014
C_Target_VRE | Secondary Techs | PWRWONINDSO | TotalTechnologyAnnualActivityLowerLimit | 2029 | 364.6231 | activity_floor | 2026-06-07T22:53:47.760014
C_Target_VRE | Secondary Techs | PWRWONINDSO | TotalTechnologyAnnualActivityLowerLimit | 2030 | 392.4447 | activity_floor | 2026-06-07T22:53:47.760014
C_Target_VRE | Secondary Techs | PWRWONINDSO | TotalTechnologyAnnualActivityLowerLimit | 2031 | 405.4448 | activity_floor | 2026-06-07T22:53:47.760014
C_Target_VRE | Secondary Techs | PWRWONINDSO | TotalTechnologyAnnualActivityLowerLimit | 2032 | 424.1874 | activity_floor | 2026-06-07T22:53:47.760014
C_Target_VRE | Secondary Techs | PWRWONINDSO | TotalTechnologyAnnualActivityLowerLimit | 2033 | 447.4571 | activity_floor | 2026-06-07T22:53:47.760014
C_Target_VRE | Secondary Techs | PWRWONINDSO | TotalTechnologyAnnualActivityLowerLimit | 2034 | 473.0759 | activity_floor | 2026-06-07T22:53:47.760014
C_Target_VRE | Secondary Techs | PWRWONINDSO | TotalTechnologyAnnualActivityLowerLimit | 2035 | 478.3662 | activity_floor | 2026-06-07T22:53:47.760014
C_Target_VRE | Secondary Techs | PWRWONINDSO | TotalTechnologyAnnualActivityLowerLimit | 2036 | 498.279 | activity_floor | 2026-06-07T22:53:47.760014
C_Target_VRE | Secondary Techs | PWRWONINDSO | TotalTechnologyAnnualActivityLowerLimit | 2037 | 525.3775 | activity_floor | 2026-06-07T22:53:47.760014
C_Target_VRE | Secondary Techs | PWRWONINDSO | TotalTechnologyAnnualActivityLowerLimit | 2038 | 552.6527 | activity_floor | 2026-06-07T22:53:47.760014
C_Target_VRE | Secondary Techs | PWRWONINDSO | TotalTechnologyAnnualActivityLowerLimit | 2039 | 580.7293 | activity_floor | 2026-06-07T22:53:47.760014
C_Target_VRE | Secondary Techs | PWRWONINDSO | TotalTechnologyAnnualActivityLowerLimit | 2040 | 609.8452 | activity_floor | 2026-06-07T22:53:47.760014
C_Target_VRE | Secondary Techs | PWRWONINDSO | TotalTechnologyAnnualActivityLowerLimit | 2041 | 639.0022 | activity_floor | 2026-06-07T22:53:47.760014
C_Target_VRE | Secondary Techs | PWRWONINDSO | TotalTechnologyAnnualActivityLowerLimit | 2042 | 665.8771 | activity_floor | 2026-06-07T22:53:47.760014
C_Target_VRE | Secondary Techs | PWRWONINDSO | TotalTechnologyAnnualActivityLowerLimit | 2043 | 690.8849 | activity_floor | 2026-06-07T22:53:47.760014
C_Target_VRE | Secondary Techs | PWRWONINDSO | TotalTechnologyAnnualActivityLowerLimit | 2044 | 717.0603 | activity_floor | 2026-06-07T22:53:47.760014
C_Target_VRE | Secondary Techs | PWRWONINDSO | TotalTechnologyAnnualActivityLowerLimit | 2045 | 743.9905 | activity_floor | 2026-06-07T22:53:47.760014
C_Target_VRE | Secondary Techs | PWRWONINDSO | TotalTechnologyAnnualActivityLowerLimit | 2046 | 772.2683 | activity_floor | 2026-06-07T22:53:47.760014
C_Target_VRE | Secondary Techs | PWRWONINDSO | TotalTechnologyAnnualActivityLowerLimit | 2047 | 802.1387 | activity_floor | 2026-06-07T22:53:47.760014
C_Target_VRE | Secondary Techs | PWRWONINDSO | TotalTechnologyAnnualActivityLowerLimit | 2048 | 833.4398 | activity_floor | 2026-06-07T22:53:47.760014
C_Target_VRE | Secondary Techs | PWRWONINDSO | TotalTechnologyAnnualActivityLowerLimit | 2049 | 865.1448 | activity_floor | 2026-06-07T22:53:47.760014
C_Target_VRE | Secondary Techs | PWRWONINDSO | TotalTechnologyAnnualActivityLowerLimit | 2050 | 897.4617 | activity_floor | 2026-06-07T22:53:47.760014
C_Target_VRE | Secondary Techs | PWRWONINDWE | TotalTechnologyAnnualActivityLowerLimit | 2023 | 174.1783 | activity_floor | 2026-06-07T22:53:47.760014
C_Target_VRE | Secondary Techs | PWRWONINDWE | TotalTechnologyAnnualActivityLowerLimit | 2024 | 185.5065 | activity_floor | 2026-06-07T22:53:47.760014
C_Target_VRE | Secondary Techs | PWRWONINDWE | TotalTechnologyAnnualActivityLowerLimit | 2025 | 198.654 | activity_floor | 2026-06-07T22:53:47.760014
C_Target_VRE | Secondary Techs | PWRWONINDWE | TotalTechnologyAnnualActivityLowerLimit | 2026 | 212.5421 | activity_floor | 2026-06-07T22:53:47.760014
C_Target_VRE | Secondary Techs | PWRWONINDWE | TotalTechnologyAnnualActivityLowerLimit | 2027 | 227.8505 | activity_floor | 2026-06-07T22:53:47.760014
C_Target_VRE | Secondary Techs | PWRWONINDWE | TotalTechnologyAnnualActivityLowerLimit | 2028 | 247.4651 | activity_floor | 2026-06-07T22:53:47.760014
C_Target_VRE | Secondary Techs | PWRWONINDWE | TotalTechnologyAnnualActivityLowerLimit | 2029 | 272.255 | activity_floor | 2026-06-07T22:53:47.760014
C_Target_VRE | Secondary Techs | PWRWONINDWE | TotalTechnologyAnnualActivityLowerLimit | 2030 | 285.6325 | activity_floor | 2026-06-07T22:53:47.760014
C_Target_VRE | Secondary Techs | PWRWONINDWE | TotalTechnologyAnnualActivityLowerLimit | 2031 | 298.2097 | activity_floor | 2026-06-07T22:53:47.760014
C_Target_VRE | Secondary Techs | PWRWONINDWE | TotalTechnologyAnnualActivityLowerLimit | 2032 | 313.0743 | activity_floor | 2026-06-07T22:53:47.760014
C_Target_VRE | Secondary Techs | PWRWONINDWE | TotalTechnologyAnnualActivityLowerLimit | 2033 | 327.4332 | activity_floor | 2026-06-07T22:53:47.760014
C_Target_VRE | Secondary Techs | PWRWONINDWE | TotalTechnologyAnnualActivityLowerLimit | 2034 | 340.5533 | activity_floor | 2026-06-07T22:53:47.760014
C_Target_VRE | Secondary Techs | PWRWONINDWE | TotalTechnologyAnnualActivityLowerLimit | 2035 | 351.7007 | activity_floor | 2026-06-07T22:53:47.760014
C_Target_VRE | Secondary Techs | PWRWONINDWE | TotalTechnologyAnnualActivityLowerLimit | 2036 | 368.2744 | activity_floor | 2026-06-07T22:53:47.760014
C_Target_VRE | Secondary Techs | PWRWONINDWE | TotalTechnologyAnnualActivityLowerLimit | 2037 | 385.7009 | activity_floor | 2026-06-07T22:53:47.760014
C_Target_VRE | Secondary Techs | PWRWONINDWE | TotalTechnologyAnnualActivityLowerLimit | 2038 | 403.0907 | activity_floor | 2026-06-07T22:53:47.760014
C_Target_VRE | Secondary Techs | PWRWONINDWE | TotalTechnologyAnnualActivityLowerLimit | 2039 | 420.2771 | activity_floor | 2026-06-07T22:53:47.760014
C_Target_VRE | Secondary Techs | PWRWONINDWE | TotalTechnologyAnnualActivityLowerLimit | 2040 | 438.7578 | activity_floor | 2026-06-07T22:53:47.760014
C_Target_VRE | Secondary Techs | PWRWONINDWE | TotalTechnologyAnnualActivityLowerLimit | 2041 | 456.5198 | activity_floor | 2026-06-07T22:53:47.760014
C_Target_VRE | Secondary Techs | PWRWONINDWE | TotalTechnologyAnnualActivityLowerLimit | 2042 | 477.4526 | activity_floor | 2026-06-07T22:53:47.760014
C_Target_VRE | Secondary Techs | PWRWONINDWE | TotalTechnologyAnnualActivityLowerLimit | 2043 | 499.6837 | activity_floor | 2026-06-07T22:53:47.760014
C_Target_VRE | Secondary Techs | PWRWONINDWE | TotalTechnologyAnnualActivityLowerLimit | 2044 | 522.9521 | activity_floor | 2026-06-07T22:53:47.760014
C_Target_VRE | Secondary Techs | PWRWONINDWE | TotalTechnologyAnnualActivityLowerLimit | 2045 | 547.9768 | activity_floor | 2026-06-07T22:53:47.760014
C_Target_VRE | Secondary Techs | PWRWONINDWE | TotalTechnologyAnnualActivityLowerLimit | 2046 | 572.887 | activity_floor | 2026-06-07T22:53:47.760014
C_Target_VRE | Secondary Techs | PWRWONINDWE | TotalTechnologyAnnualActivityLowerLimit | 2047 | 598.2522 | activity_floor | 2026-06-07T22:53:47.760014
C_Target_VRE | Secondary Techs | PWRWONINDWE | TotalTechnologyAnnualActivityLowerLimit | 2048 | 624.2711 | activity_floor | 2026-06-07T22:53:47.760014
C_Target_VRE | Secondary Techs | PWRWONINDWE | TotalTechnologyAnnualActivityLowerLimit | 2049 | 651.7674 | activity_floor | 2026-06-07T22:53:47.760014
C_Target_VRE | Secondary Techs | PWRWONINDWE | TotalTechnologyAnnualActivityLowerLimit | 2050 | 680.4176 | activity_floor | 2026-06-07T22:53:47.760014
C_Target_VRE | Secondary Techs | PWRSPVLKAXX | TotalTechnologyAnnualActivityLowerLimit | 2023 | 4.8784 | activity_floor | 2026-06-07T22:53:47.760014
C_Target_VRE | Secondary Techs | PWRSPVLKAXX | TotalTechnologyAnnualActivityLowerLimit | 2024 | 5.2624 | activity_floor | 2026-06-07T22:53:47.760014
C_Target_VRE | Secondary Techs | PWRSPVLKAXX | TotalTechnologyAnnualActivityLowerLimit | 2025 | 5.5515 | activity_floor | 2026-06-07T22:53:47.760014
C_Target_VRE | Secondary Techs | PWRSPVLKAXX | TotalTechnologyAnnualActivityLowerLimit | 2026 | 5.8412 | activity_floor | 2026-06-07T22:53:47.760014
C_Target_VRE | Secondary Techs | PWRSPVLKAXX | TotalTechnologyAnnualActivityLowerLimit | 2027 | 6.1481 | activity_floor | 2026-06-07T22:53:47.760014
C_Target_VRE | Secondary Techs | PWRSPVLKAXX | TotalTechnologyAnnualActivityLowerLimit | 2028 | 10.1409 | activity_floor | 2026-06-07T22:53:47.760014
C_Target_VRE | Secondary Techs | PWRSPVLKAXX | TotalTechnologyAnnualActivityLowerLimit | 2029 | 14.5377 | activity_floor | 2026-06-07T22:53:47.760014
C_Target_VRE | Secondary Techs | PWRSPVLKAXX | TotalTechnologyAnnualActivityLowerLimit | 2030 | 19.3962 | activity_floor | 2026-06-07T22:53:47.760014
C_Target_VRE | Secondary Techs | PWRSPVLKAXX | TotalTechnologyAnnualActivityLowerLimit | 2031 | 20.8234 | activity_floor | 2026-06-07T22:53:47.760014
C_Target_VRE | Secondary Techs | PWRSPVLKAXX | TotalTechnologyAnnualActivityLowerLimit | 2032 | 22.3393 | activity_floor | 2026-06-07T22:53:47.760014
C_Target_VRE | Secondary Techs | PWRSPVLKAXX | TotalTechnologyAnnualActivityLowerLimit | 2033 | 23.9456 | activity_floor | 2026-06-07T22:53:47.760014
C_Target_VRE | Secondary Techs | PWRSPVLKAXX | TotalTechnologyAnnualActivityLowerLimit | 2034 | 25.657 | activity_floor | 2026-06-07T22:53:47.760014
C_Target_VRE | Secondary Techs | PWRSPVLKAXX | TotalTechnologyAnnualActivityLowerLimit | 2035 | 27.4985 | activity_floor | 2026-06-07T22:53:47.760014
C_Target_VRE | Secondary Techs | PWRSPVLKAXX | TotalTechnologyAnnualActivityLowerLimit | 2036 | 29.5048 | activity_floor | 2026-06-07T22:53:47.760014
C_Target_VRE | Secondary Techs | PWRSPVLKAXX | TotalTechnologyAnnualActivityLowerLimit | 2037 | 31.6623 | activity_floor | 2026-06-07T22:53:47.760014
C_Target_VRE | Secondary Techs | PWRSPVLKAXX | TotalTechnologyAnnualActivityLowerLimit | 2038 | 34.3603 | activity_floor | 2026-06-07T22:53:47.760014
C_Target_VRE | Secondary Techs | PWRSPVLKAXX | TotalTechnologyAnnualActivityLowerLimit | 2039 | 37.082 | activity_floor | 2026-06-07T22:53:47.760014
C_Target_VRE | Secondary Techs | PWRSPVLKAXX | TotalTechnologyAnnualActivityLowerLimit | 2040 | 38.5543 | activity_floor | 2026-06-07T22:53:47.760014
C_Target_VRE | Secondary Techs | PWRSPVLKAXX | TotalTechnologyAnnualActivityLowerLimit | 2041 | 40.0153 | activity_floor | 2026-06-07T22:53:47.760014
C_Target_VRE | Secondary Techs | PWRSPVLKAXX | TotalTechnologyAnnualActivityLowerLimit | 2042 | 41.5446 | activity_floor | 2026-06-07T22:53:47.760014
C_Target_VRE | Secondary Techs | PWRSPVLKAXX | TotalTechnologyAnnualActivityLowerLimit | 2043 | 44.4319 | activity_floor | 2026-06-07T22:53:47.760014
C_Target_VRE | Secondary Techs | PWRSPVLKAXX | TotalTechnologyAnnualActivityLowerLimit | 2044 | 46.5165 | activity_floor | 2026-06-07T22:53:47.760014
C_Target_VRE | Secondary Techs | PWRSPVLKAXX | TotalTechnologyAnnualActivityLowerLimit | 2045 | 48.5273 | activity_floor | 2026-06-07T22:53:47.760014
C_Target_VRE | Secondary Techs | PWRSPVLKAXX | TotalTechnologyAnnualActivityLowerLimit | 2046 | 50.2366 | activity_floor | 2026-06-07T22:53:47.760014
C_Target_VRE | Secondary Techs | PWRSPVLKAXX | TotalTechnologyAnnualActivityLowerLimit | 2047 | 51.8143 | activity_floor | 2026-06-07T22:53:47.760014
C_Target_VRE | Secondary Techs | PWRSPVLKAXX | TotalTechnologyAnnualActivityLowerLimit | 2048 | 53.4852 | activity_floor | 2026-06-07T22:53:47.760014
C_Target_VRE | Secondary Techs | PWRSPVLKAXX | TotalTechnologyAnnualActivityLowerLimit | 2049 | 55.0801 | activity_floor | 2026-06-07T22:53:47.760014
C_Target_VRE | Secondary Techs | PWRSPVLKAXX | TotalTechnologyAnnualActivityLowerLimit | 2050 | 56.4817 | activity_floor | 2026-06-07T22:53:47.760014
C_Target_VRE | Secondary Techs | PWRWONLKAXX | TotalTechnologyAnnualActivityLowerLimit | 2023 | 3.1962 | activity_floor | 2026-06-07T22:53:47.760014
C_Target_VRE | Secondary Techs | PWRWONLKAXX | TotalTechnologyAnnualActivityLowerLimit | 2024 | 3.4478 | activity_floor | 2026-06-07T22:53:47.760014
C_Target_VRE | Secondary Techs | PWRWONLKAXX | TotalTechnologyAnnualActivityLowerLimit | 2025 | 3.6372 | activity_floor | 2026-06-07T22:53:47.760014
C_Target_VRE | Secondary Techs | PWRWONLKAXX | TotalTechnologyAnnualActivityLowerLimit | 2026 | 3.827 | activity_floor | 2026-06-07T22:53:47.760014
C_Target_VRE | Secondary Techs | PWRWONLKAXX | TotalTechnologyAnnualActivityLowerLimit | 2027 | 4.0281 | activity_floor | 2026-06-07T22:53:47.760014
C_Target_VRE | Secondary Techs | PWRWONLKAXX | TotalTechnologyAnnualActivityLowerLimit | 2028 | 9.8185 | activity_floor | 2026-06-07T22:53:47.760014
C_Target_VRE | Secondary Techs | PWRWONLKAXX | TotalTechnologyAnnualActivityLowerLimit | 2029 | 16.2081 | activity_floor | 2026-06-07T22:53:47.760014
C_Target_VRE | Secondary Techs | PWRWONLKAXX | TotalTechnologyAnnualActivityLowerLimit | 2030 | 23.2754 | activity_floor | 2026-06-07T22:53:47.760014
C_Target_VRE | Secondary Techs | PWRWONLKAXX | TotalTechnologyAnnualActivityLowerLimit | 2031 | 24.9016 | activity_floor | 2026-06-07T22:53:47.760014
C_Target_VRE | Secondary Techs | PWRWONLKAXX | TotalTechnologyAnnualActivityLowerLimit | 2032 | 26.6259 | activity_floor | 2026-06-07T22:53:47.760014
C_Target_VRE | Secondary Techs | PWRWONLKAXX | TotalTechnologyAnnualActivityLowerLimit | 2033 | 28.4499 | activity_floor | 2026-06-07T22:53:47.760014
C_Target_VRE | Secondary Techs | PWRWONLKAXX | TotalTechnologyAnnualActivityLowerLimit | 2034 | 30.3907 | activity_floor | 2026-06-07T22:53:47.760014
C_Target_VRE | Secondary Techs | PWRWONLKAXX | TotalTechnologyAnnualActivityLowerLimit | 2035 | 32.477 | activity_floor | 2026-06-07T22:53:47.760014
C_Target_VRE | Secondary Techs | PWRWONLKAXX | TotalTechnologyAnnualActivityLowerLimit | 2036 | 34.7489 | activity_floor | 2026-06-07T22:53:47.760014
C_Target_VRE | Secondary Techs | PWRWONLKAXX | TotalTechnologyAnnualActivityLowerLimit | 2037 | 37.1895 | activity_floor | 2026-06-07T22:53:47.760014
C_Target_VRE | Secondary Techs | PWRWONLKAXX | TotalTechnologyAnnualActivityLowerLimit | 2038 | 40.2541 | activity_floor | 2026-06-07T22:53:47.760014
C_Target_VRE | Secondary Techs | PWRWONLKAXX | TotalTechnologyAnnualActivityLowerLimit | 2039 | 43.3345 | activity_floor | 2026-06-07T22:53:47.760014
C_Target_VRE | Secondary Techs | PWRWONLKAXX | TotalTechnologyAnnualActivityLowerLimit | 2040 | 44.9471 | activity_floor | 2026-06-07T22:53:47.760014
C_Target_VRE | Secondary Techs | PWRWONLKAXX | TotalTechnologyAnnualActivityLowerLimit | 2041 | 46.5426 | activity_floor | 2026-06-07T22:53:47.760014
C_Target_VRE | Secondary Techs | PWRWONLKAXX | TotalTechnologyAnnualActivityLowerLimit | 2042 | 48.2136 | activity_floor | 2026-06-07T22:53:47.760014
C_Target_VRE | Secondary Techs | PWRWONLKAXX | TotalTechnologyAnnualActivityLowerLimit | 2043 | 51.4535 | activity_floor | 2026-06-07T22:53:47.760014
C_Target_VRE | Secondary Techs | PWRWONLKAXX | TotalTechnologyAnnualActivityLowerLimit | 2044 | 53.7557 | activity_floor | 2026-06-07T22:53:47.760014
C_Target_VRE | Secondary Techs | PWRWONLKAXX | TotalTechnologyAnnualActivityLowerLimit | 2045 | 55.9669 | activity_floor | 2026-06-07T22:53:47.760014
C_Target_VRE | Secondary Techs | PWRWONLKAXX | TotalTechnologyAnnualActivityLowerLimit | 2046 | 57.8259 | activity_floor | 2026-06-07T22:53:47.760014
C_Target_VRE | Secondary Techs | PWRWONLKAXX | TotalTechnologyAnnualActivityLowerLimit | 2047 | 59.53 | activity_floor | 2026-06-07T22:53:47.760014
C_Target_VRE | Secondary Techs | PWRWONLKAXX | TotalTechnologyAnnualActivityLowerLimit | 2048 | 61.3381 | activity_floor | 2026-06-07T22:53:47.760014
C_Target_VRE | Secondary Techs | PWRWONLKAXX | TotalTechnologyAnnualActivityLowerLimit | 2049 | 63.0561 | activity_floor | 2026-06-07T22:53:47.760014
C_Target_VRE | Secondary Techs | PWRWONLKAXX | TotalTechnologyAnnualActivityLowerLimit | 2050 | 64.5505 | activity_floor | 2026-06-07T22:53:47.760014
C_Target_VRE | Secondary Techs | PWRSPVMDVXX | TotalTechnologyAnnualActivityLowerLimit | 2023 | 0.18956 | activity_floor | 2026-06-07T22:53:47.760014
C_Target_VRE | Secondary Techs | PWRSPVMDVXX | TotalTechnologyAnnualActivityLowerLimit | 2024 | 0.19869 | activity_floor | 2026-06-07T22:53:47.760014
C_Target_VRE | Secondary Techs | PWRSPVMDVXX | TotalTechnologyAnnualActivityLowerLimit | 2025 | 0.20843 | activity_floor | 2026-06-07T22:53:47.760014
C_Target_VRE | Secondary Techs | PWRSPVMDVXX | TotalTechnologyAnnualActivityLowerLimit | 2026 | 0.21885 | activity_floor | 2026-06-07T22:53:47.760014
C_Target_VRE | Secondary Techs | PWRSPVMDVXX | TotalTechnologyAnnualActivityLowerLimit | 2027 | 0.22999 | activity_floor | 2026-06-07T22:53:47.760014
C_Target_VRE | Secondary Techs | PWRSPVMDVXX | TotalTechnologyAnnualActivityLowerLimit | 2028 | 1.1117 | activity_floor | 2026-06-07T22:53:47.760014
C_Target_VRE | Secondary Techs | PWRSPVMDVXX | TotalTechnologyAnnualActivityLowerLimit | 2029 | 2.1023 | activity_floor | 2026-06-07T22:53:47.760014
C_Target_VRE | Secondary Techs | PWRSPVMDVXX | TotalTechnologyAnnualActivityLowerLimit | 2030 | 3.2099 | activity_floor | 2026-06-07T22:53:47.760014
C_Target_VRE | Secondary Techs | PWRSPVMDVXX | TotalTechnologyAnnualActivityLowerLimit | 2031 | 3.4066 | activity_floor | 2026-06-07T22:53:47.760014
C_Target_VRE | Secondary Techs | PWRSPVMDVXX | TotalTechnologyAnnualActivityLowerLimit | 2032 | 3.6161 | activity_floor | 2026-06-07T22:53:47.760014
C_Target_VRE | Secondary Techs | PWRSPVMDVXX | TotalTechnologyAnnualActivityLowerLimit | 2033 | 3.8392 | activity_floor | 2026-06-07T22:53:47.760014
C_Target_VRE | Secondary Techs | PWRSPVMDVXX | TotalTechnologyAnnualActivityLowerLimit | 2034 | 4.0422 | activity_floor | 2026-06-07T22:53:47.760014
C_Target_VRE | Secondary Techs | PWRSPVMDVXX | TotalTechnologyAnnualActivityLowerLimit | 2035 | 4.2573 | activity_floor | 2026-06-07T22:53:47.760014
C_Target_VRE | Secondary Techs | PWRSPVMDVXX | TotalTechnologyAnnualActivityLowerLimit | 2036 | 4.486 | activity_floor | 2026-06-07T22:53:47.760014
C_Target_VRE | Secondary Techs | PWRSPVMDVXX | TotalTechnologyAnnualActivityLowerLimit | 2037 | 4.7292 | activity_floor | 2026-06-07T22:53:47.760014
C_Target_VRE | Secondary Techs | PWRSPVMDVXX | TotalTechnologyAnnualActivityLowerLimit | 2038 | 4.9879 | activity_floor | 2026-06-07T22:53:47.760014
C_Target_VRE | Secondary Techs | PWRSPVMDVXX | TotalTechnologyAnnualActivityLowerLimit | 2039 | 5.2632 | activity_floor | 2026-06-07T22:53:47.760014
C_Target_VRE | Secondary Techs | PWRSPVMDVXX | TotalTechnologyAnnualActivityLowerLimit | 2040 | 5.5559 | activity_floor | 2026-06-07T22:53:47.760014
C_Target_VRE | Secondary Techs | PWRSPVMDVXX | TotalTechnologyAnnualActivityLowerLimit | 2041 | 5.7225 | activity_floor | 2026-06-07T22:53:47.760014
C_Target_VRE | Secondary Techs | PWRSPVMDVXX | TotalTechnologyAnnualActivityLowerLimit | 2042 | 5.8941 | activity_floor | 2026-06-07T22:53:47.760014
C_Target_VRE | Secondary Techs | PWRSPVMDVXX | TotalTechnologyAnnualActivityLowerLimit | 2043 | 6.071 | activity_floor | 2026-06-07T22:53:47.760014
C_Target_VRE | Secondary Techs | PWRSPVMDVXX | TotalTechnologyAnnualActivityLowerLimit | 2044 | 6.2532 | activity_floor | 2026-06-07T22:53:47.760014
C_Target_VRE | Secondary Techs | PWRSPVMDVXX | TotalTechnologyAnnualActivityLowerLimit | 2045 | 6.4409 | activity_floor | 2026-06-07T22:53:47.760014
C_Target_VRE | Secondary Techs | PWRSPVMDVXX | TotalTechnologyAnnualActivityLowerLimit | 2046 | 6.602 | activity_floor | 2026-06-07T22:53:47.760014
C_Target_VRE | Secondary Techs | PWRSPVMDVXX | TotalTechnologyAnnualActivityLowerLimit | 2047 | 6.767 | activity_floor | 2026-06-07T22:53:47.760014
C_Target_VRE | Secondary Techs | PWRSPVMDVXX | TotalTechnologyAnnualActivityLowerLimit | 2048 | 6.9359 | activity_floor | 2026-06-07T22:53:47.760014
C_Target_VRE | Secondary Techs | PWRSPVMDVXX | TotalTechnologyAnnualActivityLowerLimit | 2049 | 7.1095 | activity_floor | 2026-06-07T22:53:47.760014
C_Target_VRE | Secondary Techs | PWRSPVMDVXX | TotalTechnologyAnnualActivityLowerLimit | 2050 | 7.2871 | activity_floor | 2026-06-07T22:53:47.760014
C_Target_VRE | Secondary Techs | PWRSPVBGDXX | TotalTechnologyAnnualActivityLowerLimit | 2023 | 3.0548 | activity_floor | 2026-06-07T22:53:47.760014
C_Target_VRE | Secondary Techs | PWRSPVBGDXX | TotalTechnologyAnnualActivityLowerLimit | 2024 | 2.3499 | activity_floor | 2026-06-07T22:53:47.760014
C_Target_VRE | Secondary Techs | PWRSPVBGDXX | TotalTechnologyAnnualActivityLowerLimit | 2025 | 3.1898 | activity_floor | 2026-06-07T22:53:47.760014
C_Target_VRE | Secondary Techs | PWRSPVBGDXX | TotalTechnologyAnnualActivityLowerLimit | 2026 | 3.2177 | activity_floor | 2026-06-07T22:53:47.760014
C_Target_VRE | Secondary Techs | PWRSPVBGDXX | TotalTechnologyAnnualActivityLowerLimit | 2027 | 3.2403 | activity_floor | 2026-06-07T22:53:47.760014
C_Target_VRE | Secondary Techs | PWRSPVBGDXX | TotalTechnologyAnnualActivityLowerLimit | 2028 | 8.4587 | activity_floor | 2026-06-07T22:53:47.760014
C_Target_VRE | Secondary Techs | PWRSPVBGDXX | TotalTechnologyAnnualActivityLowerLimit | 2029 | 14.5756 | activity_floor | 2026-06-07T22:53:47.760014
C_Target_VRE | Secondary Techs | PWRSPVBGDXX | TotalTechnologyAnnualActivityLowerLimit | 2030 | 21.439 | activity_floor | 2026-06-07T22:53:47.760014
C_Target_VRE | Secondary Techs | PWRSPVBGDXX | TotalTechnologyAnnualActivityLowerLimit | 2031 | 24.8691 | activity_floor | 2026-06-07T22:53:47.760014
C_Target_VRE | Secondary Techs | PWRSPVBGDXX | TotalTechnologyAnnualActivityLowerLimit | 2032 | 29.2056 | activity_floor | 2026-06-07T22:53:47.760014
C_Target_VRE | Secondary Techs | PWRSPVBGDXX | TotalTechnologyAnnualActivityLowerLimit | 2033 | 35.01 | activity_floor | 2026-06-07T22:53:47.760014
C_Target_VRE | Secondary Techs | PWRSPVBGDXX | TotalTechnologyAnnualActivityLowerLimit | 2034 | 40.9345 | activity_floor | 2026-06-07T22:53:47.760014
C_Target_VRE | Secondary Techs | PWRSPVBGDXX | TotalTechnologyAnnualActivityLowerLimit | 2035 | 42.3555 | activity_floor | 2026-06-07T22:53:47.760014
C_Target_VRE | Secondary Techs | PWRSPVBGDXX | TotalTechnologyAnnualActivityLowerLimit | 2036 | 48.2681 | activity_floor | 2026-06-07T22:53:47.760014
C_Target_VRE | Secondary Techs | PWRSPVBGDXX | TotalTechnologyAnnualActivityLowerLimit | 2037 | 53.0371 | activity_floor | 2026-06-07T22:53:47.760014
C_Target_VRE | Secondary Techs | PWRSPVBGDXX | TotalTechnologyAnnualActivityLowerLimit | 2038 | 58.1047 | activity_floor | 2026-06-07T22:53:47.760014
C_Target_VRE | Secondary Techs | PWRSPVBGDXX | TotalTechnologyAnnualActivityLowerLimit | 2039 | 63.4417 | activity_floor | 2026-06-07T22:53:47.760014
C_Target_VRE | Secondary Techs | PWRSPVBGDXX | TotalTechnologyAnnualActivityLowerLimit | 2040 | 68.8386 | activity_floor | 2026-06-07T22:53:47.760014
C_Target_VRE | Secondary Techs | PWRSPVBGDXX | TotalTechnologyAnnualActivityLowerLimit | 2041 | 74.5552 | activity_floor | 2026-06-07T22:53:47.760014
C_Target_VRE | Secondary Techs | PWRSPVBGDXX | TotalTechnologyAnnualActivityLowerLimit | 2042 | 79.8802 | activity_floor | 2026-06-07T22:53:47.760014
C_Target_VRE | Secondary Techs | PWRSPVBGDXX | TotalTechnologyAnnualActivityLowerLimit | 2043 | 85.73 | activity_floor | 2026-06-07T22:53:47.760014
C_Target_VRE | Secondary Techs | PWRSPVBGDXX | TotalTechnologyAnnualActivityLowerLimit | 2044 | 92.0288 | activity_floor | 2026-06-07T22:53:47.760014
C_Target_VRE | Secondary Techs | PWRSPVBGDXX | TotalTechnologyAnnualActivityLowerLimit | 2045 | 98.289 | activity_floor | 2026-06-07T22:53:47.760014
C_Target_VRE | Secondary Techs | PWRSPVBGDXX | TotalTechnologyAnnualActivityLowerLimit | 2046 | 104.7361 | activity_floor | 2026-06-07T22:53:47.760014
C_Target_VRE | Secondary Techs | PWRSPVBGDXX | TotalTechnologyAnnualActivityLowerLimit | 2047 | 111.5849 | activity_floor | 2026-06-07T22:53:47.760014
C_Target_VRE | Secondary Techs | PWRSPVBGDXX | TotalTechnologyAnnualActivityLowerLimit | 2048 | 118.6235 | activity_floor | 2026-06-07T22:53:47.760014
C_Target_VRE | Secondary Techs | PWRSPVBGDXX | TotalTechnologyAnnualActivityLowerLimit | 2049 | 127.5528 | activity_floor | 2026-06-07T22:53:47.760014
C_Target_VRE | Secondary Techs | PWRSPVBGDXX | TotalTechnologyAnnualActivityLowerLimit | 2050 | 147.8747 | activity_floor | 2026-06-07T22:53:47.760014
C_Target_VRE | Secondary Techs | PWRHYDNPLXX | TotalTechnologyAnnualActivityLowerLimit | 2023 | 38.5286 | activity_floor | 2026-06-07T22:53:47.760014
C_Target_VRE | Secondary Techs | PWRHYDNPLXX | TotalTechnologyAnnualActivityLowerLimit | 2024 | 41.6533 | activity_floor | 2026-06-07T22:53:47.760014
C_Target_VRE | Secondary Techs | PWRHYDNPLXX | TotalTechnologyAnnualActivityLowerLimit | 2025 | 54.5674 | activity_floor | 2026-06-07T22:53:47.760014
C_Target_VRE | Secondary Techs | PWRHYDNPLXX | TotalTechnologyAnnualActivityLowerLimit | 2026 | 58.0383 | activity_floor | 2026-06-07T22:53:47.760014
C_Target_VRE | Secondary Techs | PWRHYDNPLXX | TotalTechnologyAnnualActivityLowerLimit | 2027 | 61.7059 | activity_floor | 2026-06-07T22:53:47.760014
C_Target_VRE | Secondary Techs | PWRHYDNPLXX | TotalTechnologyAnnualActivityLowerLimit | 2028 | 65.8713 | activity_floor | 2026-06-07T22:53:47.760014
C_Target_VRE | Secondary Techs | PWRHYDNPLXX | TotalTechnologyAnnualActivityLowerLimit | 2029 | 70.4556 | activity_floor | 2026-06-07T22:53:47.760014
C_Target_VRE | Secondary Techs | PWRHYDNPLXX | TotalTechnologyAnnualActivityLowerLimit | 2030 | 75.3845 | activity_floor | 2026-06-07T22:53:47.760014
C_Target_VRE | Secondary Techs | PWRHYDNPLXX | TotalTechnologyAnnualActivityLowerLimit | 2031 | 80.9119 | activity_floor | 2026-06-07T22:53:47.760014
C_Target_VRE | Secondary Techs | PWRHYDNPLXX | TotalTechnologyAnnualActivityLowerLimit | 2032 | 86.9663 | activity_floor | 2026-06-07T22:53:47.760014
C_Target_VRE | Secondary Techs | PWRHYDNPLXX | TotalTechnologyAnnualActivityLowerLimit | 2033 | 93.5 | activity_floor | 2026-06-07T22:53:47.760014
C_Target_VRE | Secondary Techs | PWRHYDNPLXX | TotalTechnologyAnnualActivityLowerLimit | 2034 | 99.6447 | activity_floor | 2026-06-07T22:53:47.760014
C_Target_VRE | Secondary Techs | PWRHYDNPLXX | TotalTechnologyAnnualActivityLowerLimit | 2035 | 102.8087 | activity_floor | 2026-06-07T22:53:47.760014
C_Target_VRE | Secondary Techs | PWRHYDNPLXX | TotalTechnologyAnnualActivityLowerLimit | 2036 | 107.7145 | activity_floor | 2026-06-07T22:53:47.760014
C_Target_VRE | Secondary Techs | PWRHYDNPLXX | TotalTechnologyAnnualActivityLowerLimit | 2037 | 111.873 | activity_floor | 2026-06-07T22:53:47.760014
C_Target_VRE | Secondary Techs | PWRHYDNPLXX | TotalTechnologyAnnualActivityLowerLimit | 2038 | 115.9884 | activity_floor | 2026-06-07T22:53:47.760014
C_Target_VRE | Secondary Techs | PWRHYDNPLXX | TotalTechnologyAnnualActivityLowerLimit | 2039 | 119.8625 | activity_floor | 2026-06-07T22:53:47.760014
C_Target_VRE | Secondary Techs | PWRHYDNPLXX | TotalTechnologyAnnualActivityLowerLimit | 2040 | 124.0118 | activity_floor | 2026-06-07T22:53:47.760014
C_Target_VRE | Secondary Techs | PWRHYDNPLXX | TotalTechnologyAnnualActivityLowerLimit | 2041 | 127.9909 | activity_floor | 2026-06-07T22:53:47.760014
C_Target_VRE | Secondary Techs | PWRHYDNPLXX | TotalTechnologyAnnualActivityLowerLimit | 2042 | 131.8651 | activity_floor | 2026-06-07T22:53:47.760014
C_Target_VRE | Secondary Techs | PWRHYDNPLXX | TotalTechnologyAnnualActivityLowerLimit | 2043 | 135.7917 | activity_floor | 2026-06-07T22:53:47.760014
C_Target_VRE | Secondary Techs | PWRHYDNPLXX | TotalTechnologyAnnualActivityLowerLimit | 2044 | 139.7184 | activity_floor | 2026-06-07T22:53:47.760014
C_Target_VRE | Secondary Techs | PWRHYDNPLXX | TotalTechnologyAnnualActivityLowerLimit | 2045 | 143.6451 | activity_floor | 2026-06-07T22:53:47.760014
C_Target_VRE | Secondary Techs | PWRHYDNPLXX | TotalTechnologyAnnualActivityLowerLimit | 2046 | 147.332 | activity_floor | 2026-06-07T22:53:47.760014
C_Target_VRE | Secondary Techs | PWRHYDNPLXX | TotalTechnologyAnnualActivityLowerLimit | 2047 | 150.4398 | activity_floor | 2026-06-07T22:53:47.760014
C_Target_VRE | Secondary Techs | PWRHYDNPLXX | TotalTechnologyAnnualActivityLowerLimit | 2048 | 154.3665 | activity_floor | 2026-06-07T22:53:47.760014
C_Target_VRE | Secondary Techs | PWRHYDNPLXX | TotalTechnologyAnnualActivityLowerLimit | 2049 | 158.265 | activity_floor | 2026-06-07T22:53:47.760014
C_Target_VRE | Secondary Techs | PWRHYDNPLXX | TotalTechnologyAnnualActivityLowerLimit | 2050 | 157.0156 | activity_floor | 2026-06-07T22:53:47.760014
C_Target_VRE | Secondary Techs | PWRSPVNPLXX | TotalTechnologyAnnualActivityLowerLimit | 2023 | 0.40795 | activity_floor | 2026-06-07T22:53:47.760014
C_Target_VRE | Secondary Techs | PWRSPVNPLXX | TotalTechnologyAnnualActivityLowerLimit | 2024 | 0.44103 | activity_floor | 2026-06-07T22:53:47.760014
C_Target_VRE | Secondary Techs | PWRSPVNPLXX | TotalTechnologyAnnualActivityLowerLimit | 2025 | 0.57777 | activity_floor | 2026-06-07T22:53:47.760014
C_Target_VRE | Secondary Techs | PWRSPVNPLXX | TotalTechnologyAnnualActivityLowerLimit | 2026 | 0.61452 | activity_floor | 2026-06-07T22:53:47.760014
C_Target_VRE | Secondary Techs | PWRSPVNPLXX | TotalTechnologyAnnualActivityLowerLimit | 2027 | 0.65336 | activity_floor | 2026-06-07T22:53:47.760014
C_Target_VRE | Secondary Techs | PWRSPVNPLXX | TotalTechnologyAnnualActivityLowerLimit | 2028 | 2.454 | activity_floor | 2026-06-07T22:53:47.760014
C_Target_VRE | Secondary Techs | PWRSPVNPLXX | TotalTechnologyAnnualActivityLowerLimit | 2029 | 4.5036 | activity_floor | 2026-06-07T22:53:47.760014
C_Target_VRE | Secondary Techs | PWRSPVNPLXX | TotalTechnologyAnnualActivityLowerLimit | 2030 | 6.829 | activity_floor | 2026-06-07T22:53:47.760014
C_Target_VRE | Secondary Techs | PWRSPVNPLXX | TotalTechnologyAnnualActivityLowerLimit | 2031 | 7.5343 | activity_floor | 2026-06-07T22:53:47.760014
C_Target_VRE | Secondary Techs | PWRSPVNPLXX | TotalTechnologyAnnualActivityLowerLimit | 2032 | 8.3181 | activity_floor | 2026-06-07T22:53:47.760014
C_Target_VRE | Secondary Techs | PWRSPVNPLXX | TotalTechnologyAnnualActivityLowerLimit | 2033 | 9.1795 | activity_floor | 2026-06-07T22:53:47.760014
C_Target_VRE | Secondary Techs | PWRSPVNPLXX | TotalTechnologyAnnualActivityLowerLimit | 2034 | 10.0348 | activity_floor | 2026-06-07T22:53:47.760014
C_Target_VRE | Secondary Techs | PWRSPVNPLXX | TotalTechnologyAnnualActivityLowerLimit | 2035 | 10.6135 | activity_floor | 2026-06-07T22:53:47.760014
C_Target_VRE | Secondary Techs | PWRSPVNPLXX | TotalTechnologyAnnualActivityLowerLimit | 2036 | 11.3924 | activity_floor | 2026-06-07T22:53:47.760014
C_Target_VRE | Secondary Techs | PWRSPVNPLXX | TotalTechnologyAnnualActivityLowerLimit | 2037 | 12.1152 | activity_floor | 2026-06-07T22:53:47.760014
C_Target_VRE | Secondary Techs | PWRSPVNPLXX | TotalTechnologyAnnualActivityLowerLimit | 2038 | 12.8542 | activity_floor | 2026-06-07T22:53:47.760014
C_Target_VRE | Secondary Techs | PWRSPVNPLXX | TotalTechnologyAnnualActivityLowerLimit | 2039 | 13.5868 | activity_floor | 2026-06-07T22:53:47.760014
C_Target_VRE | Secondary Techs | PWRSPVNPLXX | TotalTechnologyAnnualActivityLowerLimit | 2040 | 14.3708 | activity_floor | 2026-06-07T22:53:47.760014
C_Target_VRE | Secondary Techs | PWRSPVNPLXX | TotalTechnologyAnnualActivityLowerLimit | 2041 | 15.1556 | activity_floor | 2026-06-07T22:53:47.760014
C_Target_VRE | Secondary Techs | PWRSPVNPLXX | TotalTechnologyAnnualActivityLowerLimit | 2042 | 15.9479 | activity_floor | 2026-06-07T22:53:47.760014
C_Target_VRE | Secondary Techs | PWRSPVNPLXX | TotalTechnologyAnnualActivityLowerLimit | 2043 | 16.7663 | activity_floor | 2026-06-07T22:53:47.760014
C_Target_VRE | Secondary Techs | PWRSPVNPLXX | TotalTechnologyAnnualActivityLowerLimit | 2044 | 17.6045 | activity_floor | 2026-06-07T22:53:47.760014
C_Target_VRE | Secondary Techs | PWRSPVNPLXX | TotalTechnologyAnnualActivityLowerLimit | 2045 | 18.4626 | activity_floor | 2026-06-07T22:53:47.760014
C_Target_VRE | Secondary Techs | PWRSPVNPLXX | TotalTechnologyAnnualActivityLowerLimit | 2046 | 19.3092 | activity_floor | 2026-06-07T22:53:47.760014
C_Target_VRE | Secondary Techs | PWRSPVNPLXX | TotalTechnologyAnnualActivityLowerLimit | 2047 | 20.097 | activity_floor | 2026-06-07T22:53:47.760014
C_Target_VRE | Secondary Techs | PWRSPVNPLXX | TotalTechnologyAnnualActivityLowerLimit | 2048 | 21.012 | activity_floor | 2026-06-07T22:53:47.760014
C_Target_VRE | Secondary Techs | PWRSPVNPLXX | TotalTechnologyAnnualActivityLowerLimit | 2049 | 21.943 | activity_floor | 2026-06-07T22:53:47.760014
C_Target_VRE | Secondary Techs | PWRSPVNPLXX | TotalTechnologyAnnualActivityLowerLimit | 2050 | 22.1669 | activity_floor | 2026-06-07T22:53:47.760014
C_Target_VRE | Secondary Techs | PWRHYDBTNXX | TotalTechnologyAnnualActivityLowerLimit | 2023 | 30.5531 | activity_floor | 2026-06-07T22:53:47.760014
C_Target_VRE | Secondary Techs | PWRHYDBTNXX | TotalTechnologyAnnualActivityLowerLimit | 2024 | 32.7488 | activity_floor | 2026-06-07T22:53:47.760014
C_Target_VRE | Secondary Techs | PWRHYDBTNXX | TotalTechnologyAnnualActivityLowerLimit | 2025 | 47.8219 | activity_floor | 2026-06-07T22:53:47.760014
C_Target_VRE | Secondary Techs | PWRHYDBTNXX | TotalTechnologyAnnualActivityLowerLimit | 2026 | 50.3369 | activity_floor | 2026-06-07T22:53:47.760014
C_Target_VRE | Secondary Techs | PWRHYDBTNXX | TotalTechnologyAnnualActivityLowerLimit | 2027 | 58.2845 | activity_floor | 2026-06-07T22:53:47.760014
C_Target_VRE | Secondary Techs | PWRHYDBTNXX | TotalTechnologyAnnualActivityLowerLimit | 2028 | 67.1592 | activity_floor | 2026-06-07T22:53:47.760014
C_Target_VRE | Secondary Techs | PWRHYDBTNXX | TotalTechnologyAnnualActivityLowerLimit | 2029 | 70.2393 | activity_floor | 2026-06-07T22:53:47.760014
C_Target_VRE | Secondary Techs | PWRHYDBTNXX | TotalTechnologyAnnualActivityLowerLimit | 2030 | 125.437 | activity_floor | 2026-06-07T22:53:47.760014
C_Target_VRE | Secondary Techs | PWRHYDBTNXX | TotalTechnologyAnnualActivityLowerLimit | 2031 | 128.9643 | activity_floor | 2026-06-07T22:53:47.760014
C_Target_VRE | Secondary Techs | PWRHYDBTNXX | TotalTechnologyAnnualActivityLowerLimit | 2032 | 132.7381 | activity_floor | 2026-06-07T22:53:47.760014
C_Target_VRE | Secondary Techs | PWRHYDBTNXX | TotalTechnologyAnnualActivityLowerLimit | 2033 | 136.776 | activity_floor | 2026-06-07T22:53:47.760014
C_Target_VRE | Secondary Techs | PWRHYDBTNXX | TotalTechnologyAnnualActivityLowerLimit | 2034 | 141.0972 | activity_floor | 2026-06-07T22:53:47.760014
C_Target_VRE | Secondary Techs | PWRHYDBTNXX | TotalTechnologyAnnualActivityLowerLimit | 2035 | 175.3342 | activity_floor | 2026-06-07T22:53:47.760014
C_Target_VRE | Secondary Techs | PWRHYDBTNXX | TotalTechnologyAnnualActivityLowerLimit | 2036 | 180.2808 | activity_floor | 2026-06-07T22:53:47.760014
C_Target_VRE | Secondary Techs | PWRHYDBTNXX | TotalTechnologyAnnualActivityLowerLimit | 2037 | 185.5711 | activity_floor | 2026-06-07T22:53:47.760014
C_Target_VRE | Secondary Techs | PWRHYDBTNXX | TotalTechnologyAnnualActivityLowerLimit | 2038 | 191.2343 | activity_floor | 2026-06-07T22:53:47.760014
C_Target_VRE | Secondary Techs | PWRHYDBTNXX | TotalTechnologyAnnualActivityLowerLimit | 2039 | 197.2936 | activity_floor | 2026-06-07T22:53:47.760014
C_Target_VRE | Secondary Techs | PWRHYDBTNXX | TotalTechnologyAnnualActivityLowerLimit | 2040 | 203.775 | activity_floor | 2026-06-07T22:53:47.760014
C_Target_VRE | Secondary Techs | PWRHYDBTNXX | TotalTechnologyAnnualActivityLowerLimit | 2041 | 210.7113 | activity_floor | 2026-06-07T22:53:47.760014
C_Target_VRE | Secondary Techs | PWRHYDBTNXX | TotalTechnologyAnnualActivityLowerLimit | 2042 | 218.1327 | activity_floor | 2026-06-07T22:53:47.760014
C_Target_VRE | Secondary Techs | PWRHYDBTNXX | TotalTechnologyAnnualActivityLowerLimit | 2043 | 226.0736 | activity_floor | 2026-06-07T22:53:47.760014
C_Target_VRE | Secondary Techs | PWRHYDBTNXX | TotalTechnologyAnnualActivityLowerLimit | 2044 | 234.5684 | activity_floor | 2026-06-07T22:53:47.760014
C_Target_VRE | Secondary Techs | PWRHYDBTNXX | TotalTechnologyAnnualActivityLowerLimit | 2045 | 243.6599 | activity_floor | 2026-06-07T22:53:47.760014
C_Target_VRE | Secondary Techs | PWRHYDBTNXX | TotalTechnologyAnnualActivityLowerLimit | 2046 | 253.3848 | activity_floor | 2026-06-07T22:53:47.760014
C_Target_VRE | Secondary Techs | PWRHYDBTNXX | TotalTechnologyAnnualActivityLowerLimit | 2047 | 263.8387 | activity_floor | 2026-06-07T22:53:47.760014
C_Target_VRE | Secondary Techs | PWRHYDBTNXX | TotalTechnologyAnnualActivityLowerLimit | 2048 | 275.0411 | activity_floor | 2026-06-07T22:53:47.760014
C_Target_VRE | Secondary Techs | PWRHYDBTNXX | TotalTechnologyAnnualActivityLowerLimit | 2049 | 287.0258 | activity_floor | 2026-06-07T22:53:47.760014
C_Target_VRE | Secondary Techs | PWRHYDBTNXX | TotalTechnologyAnnualActivityLowerLimit | 2050 | 299.849 | activity_floor | 2026-06-07T22:53:47.760014
C_Target_VRE | Secondary Techs | TRNBTNXXINDEA | TotalAnnualMaxCapacityInvestment | 2023 | 5.53 | override | 2026-06-07T22:53:51.367777
C_Target_VRE | Secondary Techs | TRNBTNXXINDEA | TotalAnnualMaxCapacityInvestment | 2024 | 5.664 | override | 2026-06-07T22:53:51.367777
C_Target_VRE | Secondary Techs | TRNBTNXXINDEA | TotalAnnualMaxCapacityInvestment | 2025 | 5.798 | override | 2026-06-07T22:53:51.367777
C_Target_VRE | Secondary Techs | TRNBTNXXINDEA | TotalAnnualMaxCapacityInvestment | 2026 | 5.932 | override | 2026-06-07T22:53:51.367777
C_Target_VRE | Secondary Techs | TRNBTNXXINDEA | TotalAnnualMaxCapacityInvestment | 2027 | 6.066 | override | 2026-06-07T22:53:51.367777
C_Target_VRE | Secondary Techs | TRNBTNXXINDEA | TotalAnnualMaxCapacityInvestment | 2028 | 6.2 | override | 2026-06-07T22:53:51.367777
C_Target_VRE | Secondary Techs | TRNBTNXXINDEA | TotalAnnualMaxCapacityInvestment | 2029 | 7.4 | override | 2026-06-07T22:53:51.367777
C_Target_VRE | Secondary Techs | TRNBTNXXINDEA | TotalAnnualMaxCapacityInvestment | 2030 | 8.6 | override | 2026-06-07T22:53:51.367777
C_Target_VRE | Secondary Techs | TRNBTNXXINDEA | TotalAnnualMaxCapacityInvestment | 2031 | 9.932 | override | 2026-06-07T22:53:51.367777
C_Target_VRE | Secondary Techs | TRNBTNXXINDEA | TotalAnnualMaxCapacityInvestment | 2032 | 11.264 | override | 2026-06-07T22:53:51.367777
C_Target_VRE | Secondary Techs | TRNBTNXXINDEA | TotalAnnualMaxCapacityInvestment | 2033 | 12.596 | override | 2026-06-07T22:53:51.367777
C_Target_VRE | Secondary Techs | TRNBTNXXINDEA | TotalAnnualMaxCapacityInvestment | 2034 | 13.928 | override | 2026-06-07T22:53:51.367777
C_Target_VRE | Secondary Techs | TRNBTNXXINDEA | TotalAnnualMaxCapacityInvestment | 2035 | 15.26 | override | 2026-06-07T22:53:51.367777
C_Target_VRE | Secondary Techs | TRNBTNXXINDEA | TotalAnnualMaxCapacityInvestment | 2036 | 15.26 | override | 2026-06-07T22:53:51.367777
C_Target_VRE | Secondary Techs | TRNBTNXXINDEA | TotalAnnualMaxCapacityInvestment | 2037 | 15.26 | override | 2026-06-07T22:53:51.367777
C_Target_VRE | Secondary Techs | TRNBTNXXINDEA | TotalAnnualMaxCapacityInvestment | 2038 | 15.26 | override | 2026-06-07T22:53:51.367777
C_Target_VRE | Secondary Techs | TRNBTNXXINDEA | TotalAnnualMaxCapacityInvestment | 2039 | 15.26 | override | 2026-06-07T22:53:51.367777
C_Target_VRE | Secondary Techs | TRNBTNXXINDEA | TotalAnnualMaxCapacityInvestment | 2040 | 15.26 | override | 2026-06-07T22:53:51.367777
C_Target_VRE | Secondary Techs | TRNBTNXXINDEA | TotalAnnualMaxCapacityInvestment | 2041 | 15.26 | override | 2026-06-07T22:53:51.367777
C_Target_VRE | Secondary Techs | TRNBTNXXINDEA | TotalAnnualMaxCapacityInvestment | 2042 | 15.26 | override | 2026-06-07T22:53:51.367777
C_Target_VRE | Secondary Techs | TRNBTNXXINDEA | TotalAnnualMaxCapacityInvestment | 2043 | 15.26 | override | 2026-06-07T22:53:51.367777
C_Target_VRE | Secondary Techs | TRNBTNXXINDEA | TotalAnnualMaxCapacityInvestment | 2044 | 15.26 | override | 2026-06-07T22:53:51.367777
C_Target_VRE | Secondary Techs | TRNBTNXXINDEA | TotalAnnualMaxCapacityInvestment | 2045 | 15.26 | override | 2026-06-07T22:53:51.367777
C_Target_VRE | Secondary Techs | TRNBTNXXINDEA | TotalAnnualMaxCapacityInvestment | 2046 | 15.26 | override | 2026-06-07T22:53:51.367777
C_Target_VRE | Secondary Techs | TRNBTNXXINDEA | TotalAnnualMaxCapacityInvestment | 2047 | 15.26 | override | 2026-06-07T22:53:51.367777
C_Target_VRE | Secondary Techs | TRNBTNXXINDEA | TotalAnnualMaxCapacityInvestment | 2048 | 15.26 | override | 2026-06-07T22:53:51.367777
C_Target_VRE | Secondary Techs | TRNBTNXXINDEA | TotalAnnualMaxCapacityInvestment | 2049 | 15.26 | override | 2026-06-07T22:53:51.367777
C_Target_VRE | Secondary Techs | TRNBTNXXINDEA | TotalAnnualMaxCapacityInvestment | 2050 | 15.26 | override | 2026-06-07T22:53:51.367777
C_Target_VRE | Secondary Techs | TRNINDSOLKAXX | TotalAnnualMaxCapacityInvestment | 2023 | 0 | override | 2026-06-07T22:53:51.367777
C_Target_VRE | Secondary Techs | TRNINDSOLKAXX | TotalAnnualMaxCapacityInvestment | 2024 | 0 | override | 2026-06-07T22:53:51.367777
C_Target_VRE | Secondary Techs | TRNINDSOLKAXX | TotalAnnualMaxCapacityInvestment | 2025 | 0 | override | 2026-06-07T22:53:51.367777
C_Target_VRE | Secondary Techs | TRNINDSOLKAXX | TotalAnnualMaxCapacityInvestment | 2026 | 0 | override | 2026-06-07T22:53:51.367777
C_Target_VRE | Secondary Techs | TRNINDSOLKAXX | TotalAnnualMaxCapacityInvestment | 2027 | 0 | override | 2026-06-07T22:53:51.367777
C_Target_VRE | Secondary Techs | TRNINDSOLKAXX | TotalAnnualMaxCapacityInvestment | 2028 | 0 | override | 2026-06-07T22:53:51.367777
C_Target_VRE | Secondary Techs | TRNINDSOLKAXX | TotalAnnualMaxCapacityInvestment | 2029 | 0 | override | 2026-06-07T22:53:51.367777
C_Target_VRE | Secondary Techs | TRNINDSOLKAXX | TotalAnnualMaxCapacityInvestment | 2030 | 0 | override | 2026-06-07T22:53:51.367777
C_Target_VRE | Secondary Techs | TRNINDSOLKAXX | TotalAnnualMaxCapacityInvestment | 2031 | 0 | override | 2026-06-07T22:53:51.367777
C_Target_VRE | Secondary Techs | TRNINDSOLKAXX | TotalAnnualMaxCapacityInvestment | 2032 | 0 | override | 2026-06-07T22:53:51.367777
C_Target_VRE | Secondary Techs | TRNINDSOLKAXX | TotalAnnualMaxCapacityInvestment | 2033 | 0 | override | 2026-06-07T22:53:51.367777
C_Target_VRE | Secondary Techs | TRNINDSOLKAXX | TotalAnnualMaxCapacityInvestment | 2034 | 0 | override | 2026-06-07T22:53:51.367777
C_Target_VRE | Secondary Techs | TRNINDSOLKAXX | TotalAnnualMaxCapacityInvestment | 2035 | 0 | override | 2026-06-07T22:53:51.367777
C_Target_VRE | Secondary Techs | TRNINDSOLKAXX | TotalAnnualMaxCapacityInvestment | 2036 | 0 | override | 2026-06-07T22:53:51.367777
C_Target_VRE | Secondary Techs | TRNINDSOLKAXX | TotalAnnualMaxCapacityInvestment | 2037 | 0 | override | 2026-06-07T22:53:51.367777
C_Target_VRE | Secondary Techs | TRNINDSOLKAXX | TotalAnnualMaxCapacityInvestment | 2038 | 0.25 | override | 2026-06-07T22:53:51.367777
C_Target_VRE | Secondary Techs | TRNINDSOLKAXX | TotalAnnualMaxCapacityInvestment | 2039 | 0.5 | override | 2026-06-07T22:53:51.367777
C_Target_VRE | Secondary Techs | TRNINDSOLKAXX | TotalAnnualMaxCapacityInvestment | 2040 | 1 | override | 2026-06-07T22:53:51.367777
C_Target_VRE | Secondary Techs | TRNINDSOLKAXX | TotalAnnualMaxCapacityInvestment | 2041 | 1 | override | 2026-06-07T22:53:51.367777
C_Target_VRE | Secondary Techs | TRNINDSOLKAXX | TotalAnnualMaxCapacityInvestment | 2042 | 1 | override | 2026-06-07T22:53:51.367777
C_Target_VRE | Secondary Techs | TRNINDSOLKAXX | TotalAnnualMaxCapacityInvestment | 2043 | 1 | override | 2026-06-07T22:53:51.367777
C_Target_VRE | Secondary Techs | TRNINDSOLKAXX | TotalAnnualMaxCapacityInvestment | 2044 | 1 | override | 2026-06-07T22:53:51.367777
C_Target_VRE | Secondary Techs | TRNINDSOLKAXX | TotalAnnualMaxCapacityInvestment | 2045 | 1 | override | 2026-06-07T22:53:51.367777
C_Target_VRE | Secondary Techs | TRNINDSOLKAXX | TotalAnnualMaxCapacityInvestment | 2046 | 1 | override | 2026-06-07T22:53:51.367777
C_Target_VRE | Secondary Techs | TRNINDSOLKAXX | TotalAnnualMaxCapacityInvestment | 2047 | 1 | override | 2026-06-07T22:53:51.367777
C_Target_VRE | Secondary Techs | TRNINDSOLKAXX | TotalAnnualMaxCapacityInvestment | 2048 | 1 | override | 2026-06-07T22:53:51.367777
C_Target_VRE | Secondary Techs | TRNINDSOLKAXX | TotalAnnualMaxCapacityInvestment | 2049 | 1 | override | 2026-06-07T22:53:51.367777
C_Target_VRE | Secondary Techs | TRNINDSOLKAXX | TotalAnnualMaxCapacityInvestment | 2050 | 1 | override | 2026-06-07T22:53:51.367777
C_Target_VRE | Secondary Techs | TRNINDEAINDSO | TotalAnnualMaxCapacityInvestment | 2023 | 7.83 | override | 2026-06-07T22:53:51.367777
C_Target_VRE | Secondary Techs | TRNINDEAINDSO | TotalAnnualMaxCapacityInvestment | 2024 | 8.83 | override | 2026-06-07T22:53:51.367777
C_Target_VRE | Secondary Techs | TRNINDEAINDSO | TotalAnnualMaxCapacityInvestment | 2025 | 9.83 | override | 2026-06-07T22:53:51.367777
C_Target_VRE | Secondary Techs | TRNINDEAINDSO | TotalAnnualMaxCapacityInvestment | 2026 | 10.83 | override | 2026-06-07T22:53:51.367777
C_Target_VRE | Secondary Techs | TRNINDEAINDSO | TotalAnnualMaxCapacityInvestment | 2027 | 11.83 | override | 2026-06-07T22:53:51.367777
C_Target_VRE | Secondary Techs | TRNINDEAINDSO | TotalAnnualMaxCapacityInvestment | 2028 | 12.83 | override | 2026-06-07T22:53:51.367777
C_Target_VRE | Secondary Techs | TRNINDEAINDSO | TotalAnnualMaxCapacityInvestment | 2029 | 13.83 | override | 2026-06-07T22:53:51.367777
C_Target_VRE | Secondary Techs | TRNINDEAINDSO | TotalAnnualMaxCapacityInvestment | 2030 | 13.83 | override | 2026-06-07T22:53:51.367777
C_Target_VRE | Secondary Techs | TRNINDEAINDSO | TotalAnnualMaxCapacityInvestment | 2031 | 13.83 | override | 2026-06-07T22:53:51.367777
C_Target_VRE | Secondary Techs | TRNINDEAINDSO | TotalAnnualMaxCapacityInvestment | 2032 | 13.83 | override | 2026-06-07T22:53:51.367777
C_Target_VRE | Secondary Techs | TRNINDEAINDSO | TotalAnnualMaxCapacityInvestment | 2033 | 13.83 | override | 2026-06-07T22:53:51.367777
C_Target_VRE | Secondary Techs | TRNINDEAINDSO | TotalAnnualMaxCapacityInvestment | 2034 | 13.83 | override | 2026-06-07T22:53:51.367777
C_Target_VRE | Secondary Techs | TRNINDEAINDSO | TotalAnnualMaxCapacityInvestment | 2035 | 13.83 | override | 2026-06-07T22:53:51.367777
C_Target_VRE | Secondary Techs | TRNINDEAINDSO | TotalAnnualMaxCapacityInvestment | 2036 | 13.83 | override | 2026-06-07T22:53:51.367777
C_Target_VRE | Secondary Techs | TRNINDEAINDSO | TotalAnnualMaxCapacityInvestment | 2037 | 13.83 | override | 2026-06-07T22:53:51.367777
C_Target_VRE | Secondary Techs | TRNINDEAINDSO | TotalAnnualMaxCapacityInvestment | 2038 | 13.83 | override | 2026-06-07T22:53:51.367777
C_Target_VRE | Secondary Techs | TRNINDEAINDSO | TotalAnnualMaxCapacityInvestment | 2039 | 13.83 | override | 2026-06-07T22:53:51.367777
C_Target_VRE | Secondary Techs | TRNINDEAINDSO | TotalAnnualMaxCapacityInvestment | 2040 | 13.83 | override | 2026-06-07T22:53:51.367777
C_Target_VRE | Secondary Techs | TRNINDEAINDSO | TotalAnnualMaxCapacityInvestment | 2041 | 13.83 | override | 2026-06-07T22:53:51.367777
C_Target_VRE | Secondary Techs | TRNINDEAINDSO | TotalAnnualMaxCapacityInvestment | 2042 | 13.83 | override | 2026-06-07T22:53:51.367777
C_Target_VRE | Secondary Techs | TRNINDEAINDSO | TotalAnnualMaxCapacityInvestment | 2043 | 13.83 | override | 2026-06-07T22:53:51.367777
C_Target_VRE | Secondary Techs | TRNINDEAINDSO | TotalAnnualMaxCapacityInvestment | 2044 | 13.83 | override | 2026-06-07T22:53:51.367777
C_Target_VRE | Secondary Techs | TRNINDEAINDSO | TotalAnnualMaxCapacityInvestment | 2045 | 13.83 | override | 2026-06-07T22:53:51.367777
C_Target_VRE | Secondary Techs | TRNINDEAINDSO | TotalAnnualMaxCapacityInvestment | 2046 | 13.83 | override | 2026-06-07T22:53:51.367777
C_Target_VRE | Secondary Techs | TRNINDEAINDSO | TotalAnnualMaxCapacityInvestment | 2047 | 13.83 | override | 2026-06-07T22:53:51.367777
C_Target_VRE | Secondary Techs | TRNINDEAINDSO | TotalAnnualMaxCapacityInvestment | 2048 | 13.83 | override | 2026-06-07T22:53:51.367777
C_Target_VRE | Secondary Techs | TRNINDEAINDSO | TotalAnnualMaxCapacityInvestment | 2049 | 13.83 | override | 2026-06-07T22:53:51.367777
C_Target_VRE | Secondary Techs | TRNINDEAINDSO | TotalAnnualMaxCapacityInvestment | 2050 | 13.83 | override | 2026-06-07T22:53:51.367777
C_Target_VRE | Secondary Techs | TRNINDNOINDWE | TotalAnnualMaxCapacityInvestment | 2023 | 55.08 | multiplicative | 2026-06-07T22:53:51.367777
C_Target_VRE | Secondary Techs | TRNINDNOINDWE | TotalAnnualMaxCapacityInvestment | 2024 | 55.08 | multiplicative | 2026-06-07T22:53:51.367777
C_Target_VRE | Secondary Techs | TRNINDNOINDWE | TotalAnnualMaxCapacityInvestment | 2025 | 55.08 | multiplicative | 2026-06-07T22:53:51.367777
C_Target_VRE | Secondary Techs | TRNINDNOINDWE | TotalAnnualMaxCapacityInvestment | 2026 | 55.08 | multiplicative | 2026-06-07T22:53:51.367777
C_Target_VRE | Secondary Techs | TRNINDNOINDWE | TotalAnnualMaxCapacityInvestment | 2027 | 55.08 | multiplicative | 2026-06-07T22:53:51.367777
C_Target_VRE | Secondary Techs | TRNINDNOINDWE | TotalAnnualMaxCapacityInvestment | 2028 | 55.08 | multiplicative | 2026-06-07T22:53:51.367777
C_Target_VRE | Secondary Techs | TRNINDNOINDWE | TotalAnnualMaxCapacityInvestment | 2029 | 55.08 | multiplicative | 2026-06-07T22:53:51.367777
C_Target_VRE | Secondary Techs | TRNINDNOINDWE | TotalAnnualMaxCapacityInvestment | 2030 | 55.08 | multiplicative | 2026-06-07T22:53:51.367777
C_Target_VRE | Secondary Techs | TRNINDNOINDWE | TotalAnnualMaxCapacityInvestment | 2031 | 55.08 | multiplicative | 2026-06-07T22:53:51.367777
C_Target_VRE | Secondary Techs | TRNINDNOINDWE | TotalAnnualMaxCapacityInvestment | 2032 | 55.08 | multiplicative | 2026-06-07T22:53:51.367777
C_Target_VRE | Secondary Techs | TRNINDNOINDWE | TotalAnnualMaxCapacityInvestment | 2033 | 55.08 | multiplicative | 2026-06-07T22:53:51.367777
C_Target_VRE | Secondary Techs | TRNINDNOINDWE | TotalAnnualMaxCapacityInvestment | 2034 | 55.08 | multiplicative | 2026-06-07T22:53:51.367777
C_Target_VRE | Secondary Techs | TRNINDNOINDWE | TotalAnnualMaxCapacityInvestment | 2035 | 55.08 | multiplicative | 2026-06-07T22:53:51.367777
C_Target_VRE | Secondary Techs | TRNINDNOINDWE | TotalAnnualMaxCapacityInvestment | 2036 | 55.08 | multiplicative | 2026-06-07T22:53:51.367777
C_Target_VRE | Secondary Techs | TRNINDNOINDWE | TotalAnnualMaxCapacityInvestment | 2037 | 55.08 | multiplicative | 2026-06-07T22:53:51.367777
C_Target_VRE | Secondary Techs | TRNINDNOINDWE | TotalAnnualMaxCapacityInvestment | 2038 | 55.08 | multiplicative | 2026-06-07T22:53:51.367777
C_Target_VRE | Secondary Techs | TRNINDNOINDWE | TotalAnnualMaxCapacityInvestment | 2039 | 55.08 | multiplicative | 2026-06-07T22:53:51.367777
C_Target_VRE | Secondary Techs | TRNINDNOINDWE | TotalAnnualMaxCapacityInvestment | 2040 | 55.08 | multiplicative | 2026-06-07T22:53:51.367777
C_Target_VRE | Secondary Techs | TRNINDNOINDWE | TotalAnnualMaxCapacityInvestment | 2041 | 55.08 | multiplicative | 2026-06-07T22:53:51.367777
C_Target_VRE | Secondary Techs | TRNINDNOINDWE | TotalAnnualMaxCapacityInvestment | 2042 | 55.08 | multiplicative | 2026-06-07T22:53:51.367777
C_Target_VRE | Secondary Techs | TRNINDNOINDWE | TotalAnnualMaxCapacityInvestment | 2043 | 55.08 | multiplicative | 2026-06-07T22:53:51.367777
C_Target_VRE | Secondary Techs | TRNINDNOINDWE | TotalAnnualMaxCapacityInvestment | 2044 | 55.08 | multiplicative | 2026-06-07T22:53:51.367777
C_Target_VRE | Secondary Techs | TRNINDNOINDWE | TotalAnnualMaxCapacityInvestment | 2045 | 55.08 | multiplicative | 2026-06-07T22:53:51.367777
C_Target_VRE | Secondary Techs | TRNINDNOINDWE | TotalAnnualMaxCapacityInvestment | 2046 | 55.08 | multiplicative | 2026-06-07T22:53:51.367777
C_Target_VRE | Secondary Techs | TRNINDNOINDWE | TotalAnnualMaxCapacityInvestment | 2047 | 55.08 | multiplicative | 2026-06-07T22:53:51.367777
C_Target_VRE | Secondary Techs | TRNINDNOINDWE | TotalAnnualMaxCapacityInvestment | 2048 | 55.08 | multiplicative | 2026-06-07T22:53:51.367777
C_Target_VRE | Secondary Techs | TRNINDNOINDWE | TotalAnnualMaxCapacityInvestment | 2049 | 55.08 | multiplicative | 2026-06-07T22:53:51.367777
C_Target_VRE | Secondary Techs | TRNINDNOINDWE | TotalAnnualMaxCapacityInvestment | 2050 | 55.08 | multiplicative | 2026-06-07T22:53:51.367777
C_Target_VRE | Secondary Techs | TRNBGDXXINDNE | TotalAnnualMaxCapacityInvestment | 2023 | 0.16 | override | 2026-06-07T22:53:51.367777
C_Target_VRE | Secondary Techs | TRNBGDXXINDNE | TotalAnnualMaxCapacityInvestment | 2024 | 0.36 | override | 2026-06-07T22:53:51.367777
C_Target_VRE | Secondary Techs | TRNBGDXXINDNE | TotalAnnualMaxCapacityInvestment | 2025 | 0.56 | override | 2026-06-07T22:53:51.367777
C_Target_VRE | Secondary Techs | TRNBGDXXINDNE | TotalAnnualMaxCapacityInvestment | 2026 | 0.76 | override | 2026-06-07T22:53:51.367777
C_Target_VRE | Secondary Techs | TRNBGDXXINDNE | TotalAnnualMaxCapacityInvestment | 2027 | 0.96 | override | 2026-06-07T22:53:51.367777
C_Target_VRE | Secondary Techs | TRNBGDXXINDNE | TotalAnnualMaxCapacityInvestment | 2028 | 1.16 | override | 2026-06-07T22:53:51.367777
C_Target_VRE | Secondary Techs | TRNBGDXXINDNE | TotalAnnualMaxCapacityInvestment | 2029 | 1.3475 | override | 2026-06-07T22:53:51.367777
C_Target_VRE | Secondary Techs | TRNBGDXXINDNE | TotalAnnualMaxCapacityInvestment | 2030 | 1.535 | override | 2026-06-07T22:53:51.367777
C_Target_VRE | Secondary Techs | TRNBGDXXINDNE | TotalAnnualMaxCapacityInvestment | 2031 | 1.7225 | override | 2026-06-07T22:53:51.367777
C_Target_VRE | Secondary Techs | TRNBGDXXINDNE | TotalAnnualMaxCapacityInvestment | 2032 | 1.91 | override | 2026-06-07T22:53:51.367777
C_Target_VRE | Secondary Techs | TRNBGDXXINDNE | TotalAnnualMaxCapacityInvestment | 2033 | 2.16 | override | 2026-06-07T22:53:51.367777
C_Target_VRE | Secondary Techs | TRNBGDXXINDNE | TotalAnnualMaxCapacityInvestment | 2034 | 2.41 | override | 2026-06-07T22:53:51.367777
C_Target_VRE | Secondary Techs | TRNBGDXXINDNE | TotalAnnualMaxCapacityInvestment | 2035 | 2.66 | override | 2026-06-07T22:53:51.367777
C_Target_VRE | Secondary Techs | TRNBGDXXINDNE | TotalAnnualMaxCapacityInvestment | 2036 | 2.66 | override | 2026-06-07T22:53:51.367777
C_Target_VRE | Secondary Techs | TRNBGDXXINDNE | TotalAnnualMaxCapacityInvestment | 2037 | 2.66 | override | 2026-06-07T22:53:51.367777
C_Target_VRE | Secondary Techs | TRNBGDXXINDNE | TotalAnnualMaxCapacityInvestment | 2038 | 2.66 | override | 2026-06-07T22:53:51.367777
C_Target_VRE | Secondary Techs | TRNBGDXXINDNE | TotalAnnualMaxCapacityInvestment | 2039 | 2.66 | override | 2026-06-07T22:53:51.367777
C_Target_VRE | Secondary Techs | TRNBGDXXINDNE | TotalAnnualMaxCapacityInvestment | 2040 | 2.66 | override | 2026-06-07T22:53:51.367777
C_Target_VRE | Secondary Techs | TRNBGDXXINDNE | TotalAnnualMaxCapacityInvestment | 2041 | 2.66 | override | 2026-06-07T22:53:51.367777
C_Target_VRE | Secondary Techs | TRNBGDXXINDNE | TotalAnnualMaxCapacityInvestment | 2042 | 2.66 | override | 2026-06-07T22:53:51.367777
C_Target_VRE | Secondary Techs | TRNBGDXXINDNE | TotalAnnualMaxCapacityInvestment | 2043 | 2.66 | override | 2026-06-07T22:53:51.367777
C_Target_VRE | Secondary Techs | TRNBGDXXINDNE | TotalAnnualMaxCapacityInvestment | 2044 | 2.66 | override | 2026-06-07T22:53:51.367777
C_Target_VRE | Secondary Techs | TRNBGDXXINDNE | TotalAnnualMaxCapacityInvestment | 2045 | 2.66 | override | 2026-06-07T22:53:51.367777
C_Target_VRE | Secondary Techs | TRNBGDXXINDNE | TotalAnnualMaxCapacityInvestment | 2046 | 2.66 | override | 2026-06-07T22:53:51.367777
C_Target_VRE | Secondary Techs | TRNBGDXXINDNE | TotalAnnualMaxCapacityInvestment | 2047 | 2.66 | override | 2026-06-07T22:53:51.367777
C_Target_VRE | Secondary Techs | TRNBGDXXINDNE | TotalAnnualMaxCapacityInvestment | 2048 | 2.66 | override | 2026-06-07T22:53:51.367777
C_Target_VRE | Secondary Techs | TRNBGDXXINDNE | TotalAnnualMaxCapacityInvestment | 2049 | 2.66 | override | 2026-06-07T22:53:51.367777
C_Target_VRE | Secondary Techs | TRNBGDXXINDNE | TotalAnnualMaxCapacityInvestment | 2050 | 2.66 | override | 2026-06-07T22:53:51.367777
C_Target_VRE | Secondary Techs | TRNINDEANPLXX | TotalAnnualMaxCapacityInvestment | 2023 | 1.35 | override | 2026-06-07T22:53:51.367777
C_Target_VRE | Secondary Techs | TRNINDEANPLXX | TotalAnnualMaxCapacityInvestment | 2024 | 1.6 | override | 2026-06-07T22:53:51.367777
C_Target_VRE | Secondary Techs | TRNINDEANPLXX | TotalAnnualMaxCapacityInvestment | 2025 | 1.85 | override | 2026-06-07T22:53:51.367777
C_Target_VRE | Secondary Techs | TRNINDEANPLXX | TotalAnnualMaxCapacityInvestment | 2026 | 2.1 | override | 2026-06-07T22:53:51.367777
C_Target_VRE | Secondary Techs | TRNINDEANPLXX | TotalAnnualMaxCapacityInvestment | 2027 | 2.35 | override | 2026-06-07T22:53:51.367777
C_Target_VRE | Secondary Techs | TRNINDEANPLXX | TotalAnnualMaxCapacityInvestment | 2028 | 3.0167 | override | 2026-06-07T22:53:51.367777
C_Target_VRE | Secondary Techs | TRNINDEANPLXX | TotalAnnualMaxCapacityInvestment | 2029 | 3.6833 | override | 2026-06-07T22:53:51.367777
C_Target_VRE | Secondary Techs | TRNINDEANPLXX | TotalAnnualMaxCapacityInvestment | 2030 | 4.35 | override | 2026-06-07T22:53:51.367777
C_Target_VRE | Secondary Techs | TRNINDEANPLXX | TotalAnnualMaxCapacityInvestment | 2031 | 4.35 | override | 2026-06-07T22:53:51.367777
C_Target_VRE | Secondary Techs | TRNINDEANPLXX | TotalAnnualMaxCapacityInvestment | 2032 | 4.35 | override | 2026-06-07T22:53:51.367777
C_Target_VRE | Secondary Techs | TRNINDEANPLXX | TotalAnnualMaxCapacityInvestment | 2033 | 4.35 | override | 2026-06-07T22:53:51.367777
C_Target_VRE | Secondary Techs | TRNINDEANPLXX | TotalAnnualMaxCapacityInvestment | 2034 | 4.35 | override | 2026-06-07T22:53:51.367777
C_Target_VRE | Secondary Techs | TRNINDEANPLXX | TotalAnnualMaxCapacityInvestment | 2035 | 4.35 | override | 2026-06-07T22:53:51.367777
C_Target_VRE | Secondary Techs | TRNINDEANPLXX | TotalAnnualMaxCapacityInvestment | 2036 | 4.35 | override | 2026-06-07T22:53:51.367777
C_Target_VRE | Secondary Techs | TRNINDEANPLXX | TotalAnnualMaxCapacityInvestment | 2037 | 4.35 | override | 2026-06-07T22:53:51.367777
C_Target_VRE | Secondary Techs | TRNINDEANPLXX | TotalAnnualMaxCapacityInvestment | 2038 | 4.35 | override | 2026-06-07T22:53:51.367777
C_Target_VRE | Secondary Techs | TRNINDEANPLXX | TotalAnnualMaxCapacityInvestment | 2039 | 4.35 | override | 2026-06-07T22:53:51.367777
C_Target_VRE | Secondary Techs | TRNINDEANPLXX | TotalAnnualMaxCapacityInvestment | 2040 | 4.35 | override | 2026-06-07T22:53:51.367777
C_Target_VRE | Secondary Techs | TRNINDEANPLXX | TotalAnnualMaxCapacityInvestment | 2041 | 4.35 | override | 2026-06-07T22:53:51.367777
C_Target_VRE | Secondary Techs | TRNINDEANPLXX | TotalAnnualMaxCapacityInvestment | 2042 | 4.35 | override | 2026-06-07T22:53:51.367777
C_Target_VRE | Secondary Techs | TRNINDEANPLXX | TotalAnnualMaxCapacityInvestment | 2043 | 4.35 | override | 2026-06-07T22:53:51.367777
C_Target_VRE | Secondary Techs | TRNINDEANPLXX | TotalAnnualMaxCapacityInvestment | 2044 | 4.35 | override | 2026-06-07T22:53:51.367777
C_Target_VRE | Secondary Techs | TRNINDEANPLXX | TotalAnnualMaxCapacityInvestment | 2045 | 4.35 | override | 2026-06-07T22:53:51.367777
C_Target_VRE | Secondary Techs | TRNINDEANPLXX | TotalAnnualMaxCapacityInvestment | 2046 | 4.35 | override | 2026-06-07T22:53:51.367777
C_Target_VRE | Secondary Techs | TRNINDEANPLXX | TotalAnnualMaxCapacityInvestment | 2047 | 4.35 | override | 2026-06-07T22:53:51.367777
C_Target_VRE | Secondary Techs | TRNINDEANPLXX | TotalAnnualMaxCapacityInvestment | 2048 | 4.35 | override | 2026-06-07T22:53:51.367777
C_Target_VRE | Secondary Techs | TRNINDEANPLXX | TotalAnnualMaxCapacityInvestment | 2049 | 4.35 | override | 2026-06-07T22:53:51.367777
C_Target_VRE | Secondary Techs | TRNINDEANPLXX | TotalAnnualMaxCapacityInvestment | 2050 | 4.35 | override | 2026-06-07T22:53:51.367777
C_Target_VRE | Secondary Techs | TRNLKAXXMDVXX | TotalAnnualMaxCapacityInvestment | 2023 | 0 | override | 2026-06-07T22:53:51.367777
C_Target_VRE | Secondary Techs | TRNLKAXXMDVXX | TotalAnnualMaxCapacityInvestment | 2024 | 0 | override | 2026-06-07T22:53:51.367777
C_Target_VRE | Secondary Techs | TRNLKAXXMDVXX | TotalAnnualMaxCapacityInvestment | 2025 | 0 | override | 2026-06-07T22:53:51.367777
C_Target_VRE | Secondary Techs | TRNLKAXXMDVXX | TotalAnnualMaxCapacityInvestment | 2026 | 0 | override | 2026-06-07T22:53:51.367777
C_Target_VRE | Secondary Techs | TRNLKAXXMDVXX | TotalAnnualMaxCapacityInvestment | 2027 | 0 | override | 2026-06-07T22:53:51.367777
C_Target_VRE | Secondary Techs | TRNLKAXXMDVXX | TotalAnnualMaxCapacityInvestment | 2028 | 0 | override | 2026-06-07T22:53:51.367777
C_Target_VRE | Secondary Techs | TRNLKAXXMDVXX | TotalAnnualMaxCapacityInvestment | 2029 | 0 | override | 2026-06-07T22:53:51.367777
C_Target_VRE | Secondary Techs | TRNLKAXXMDVXX | TotalAnnualMaxCapacityInvestment | 2030 | 0 | override | 2026-06-07T22:53:51.367777
C_Target_VRE | Secondary Techs | TRNLKAXXMDVXX | TotalAnnualMaxCapacityInvestment | 2031 | 0 | override | 2026-06-07T22:53:51.367777
C_Target_VRE | Secondary Techs | TRNLKAXXMDVXX | TotalAnnualMaxCapacityInvestment | 2032 | 0 | override | 2026-06-07T22:53:51.367777
C_Target_VRE | Secondary Techs | TRNLKAXXMDVXX | TotalAnnualMaxCapacityInvestment | 2033 | 0 | override | 2026-06-07T22:53:51.367777
C_Target_VRE | Secondary Techs | TRNLKAXXMDVXX | TotalAnnualMaxCapacityInvestment | 2034 | 0 | override | 2026-06-07T22:53:51.367777
C_Target_VRE | Secondary Techs | TRNLKAXXMDVXX | TotalAnnualMaxCapacityInvestment | 2035 | 0 | override | 2026-06-07T22:53:51.367777
C_Target_VRE | Secondary Techs | TRNLKAXXMDVXX | TotalAnnualMaxCapacityInvestment | 2036 | 0 | override | 2026-06-07T22:53:51.367777
C_Target_VRE | Secondary Techs | TRNLKAXXMDVXX | TotalAnnualMaxCapacityInvestment | 2037 | 0 | override | 2026-06-07T22:53:51.367777
C_Target_VRE | Secondary Techs | TRNLKAXXMDVXX | TotalAnnualMaxCapacityInvestment | 2038 | 0 | override | 2026-06-07T22:53:51.367777
C_Target_VRE | Secondary Techs | TRNLKAXXMDVXX | TotalAnnualMaxCapacityInvestment | 2039 | 0 | override | 2026-06-07T22:53:51.367777
C_Target_VRE | Secondary Techs | TRNLKAXXMDVXX | TotalAnnualMaxCapacityInvestment | 2040 | 0 | override | 2026-06-07T22:53:51.367777
C_Target_VRE | Secondary Techs | TRNLKAXXMDVXX | TotalAnnualMaxCapacityInvestment | 2041 | 0 | override | 2026-06-07T22:53:51.367777
C_Target_VRE | Secondary Techs | TRNLKAXXMDVXX | TotalAnnualMaxCapacityInvestment | 2042 | 0 | override | 2026-06-07T22:53:51.367777
C_Target_VRE | Secondary Techs | TRNLKAXXMDVXX | TotalAnnualMaxCapacityInvestment | 2043 | 0 | override | 2026-06-07T22:53:51.367777
C_Target_VRE | Secondary Techs | TRNLKAXXMDVXX | TotalAnnualMaxCapacityInvestment | 2044 | 0 | override | 2026-06-07T22:53:51.367777
C_Target_VRE | Secondary Techs | TRNLKAXXMDVXX | TotalAnnualMaxCapacityInvestment | 2045 | 0 | override | 2026-06-07T22:53:51.367777
C_Target_VRE | Secondary Techs | TRNLKAXXMDVXX | TotalAnnualMaxCapacityInvestment | 2046 | 0 | override | 2026-06-07T22:53:51.367777
C_Target_VRE | Secondary Techs | TRNLKAXXMDVXX | TotalAnnualMaxCapacityInvestment | 2047 | 0 | override | 2026-06-07T22:53:51.367777
C_Target_VRE | Secondary Techs | TRNLKAXXMDVXX | TotalAnnualMaxCapacityInvestment | 2048 | 0 | override | 2026-06-07T22:53:51.367777
C_Target_VRE | Secondary Techs | TRNLKAXXMDVXX | TotalAnnualMaxCapacityInvestment | 2049 | 0 | override | 2026-06-07T22:53:51.367777
C_Target_VRE | Secondary Techs | TRNLKAXXMDVXX | TotalAnnualMaxCapacityInvestment | 2050 | 0 | override | 2026-06-07T22:53:51.367777
C_Target_VRE | Secondary Techs | TRNINDNONPLXX | TotalAnnualMaxCapacityInvestment | 2023 | 1.2 | override_clamped_to_rescap | 2026-06-07T22:53:51.367777
C_Target_VRE | Secondary Techs | TRNINDNONPLXX | TotalAnnualMaxCapacityInvestment | 2024 | 1.2 | override_clamped_to_rescap | 2026-06-07T22:53:51.367777
C_Target_VRE | Secondary Techs | TRNINDNONPLXX | TotalAnnualMaxCapacityInvestment | 2025 | 1.5 | override | 2026-06-07T22:53:51.367777
C_Target_VRE | Secondary Techs | TRNINDNONPLXX | TotalAnnualMaxCapacityInvestment | 2026 | 1.8833 | override | 2026-06-07T22:53:51.367777
C_Target_VRE | Secondary Techs | TRNINDNONPLXX | TotalAnnualMaxCapacityInvestment | 2027 | 2.2667 | override | 2026-06-07T22:53:51.367777
C_Target_VRE | Secondary Techs | TRNINDNONPLXX | TotalAnnualMaxCapacityInvestment | 2028 | 2.65 | override | 2026-06-07T22:53:51.367777
C_Target_VRE | Secondary Techs | TRNINDNONPLXX | TotalAnnualMaxCapacityInvestment | 2029 | 2.65 | override | 2026-06-07T22:53:51.367777
C_Target_VRE | Secondary Techs | TRNINDNONPLXX | TotalAnnualMaxCapacityInvestment | 2030 | 2.65 | override | 2026-06-07T22:53:51.367777
C_Target_VRE | Secondary Techs | TRNINDNONPLXX | TotalAnnualMaxCapacityInvestment | 2031 | 2.65 | override | 2026-06-07T22:53:51.367777
C_Target_VRE | Secondary Techs | TRNINDNONPLXX | TotalAnnualMaxCapacityInvestment | 2032 | 2.65 | override | 2026-06-07T22:53:51.367777
C_Target_VRE | Secondary Techs | TRNINDNONPLXX | TotalAnnualMaxCapacityInvestment | 2033 | 2.65 | override | 2026-06-07T22:53:51.367777
C_Target_VRE | Secondary Techs | TRNINDNONPLXX | TotalAnnualMaxCapacityInvestment | 2034 | 2.65 | override | 2026-06-07T22:53:51.367777
C_Target_VRE | Secondary Techs | TRNINDNONPLXX | TotalAnnualMaxCapacityInvestment | 2035 | 2.65 | override | 2026-06-07T22:53:51.367777
C_Target_VRE | Secondary Techs | TRNINDNONPLXX | TotalAnnualMaxCapacityInvestment | 2036 | 2.65 | override | 2026-06-07T22:53:51.367777
C_Target_VRE | Secondary Techs | TRNINDNONPLXX | TotalAnnualMaxCapacityInvestment | 2037 | 2.65 | override | 2026-06-07T22:53:51.367777
C_Target_VRE | Secondary Techs | TRNINDNONPLXX | TotalAnnualMaxCapacityInvestment | 2038 | 2.65 | override | 2026-06-07T22:53:51.367777
C_Target_VRE | Secondary Techs | TRNINDNONPLXX | TotalAnnualMaxCapacityInvestment | 2039 | 2.65 | override | 2026-06-07T22:53:51.367777
C_Target_VRE | Secondary Techs | TRNINDNONPLXX | TotalAnnualMaxCapacityInvestment | 2040 | 2.65 | override | 2026-06-07T22:53:51.367777
C_Target_VRE | Secondary Techs | TRNINDNONPLXX | TotalAnnualMaxCapacityInvestment | 2041 | 2.65 | override | 2026-06-07T22:53:51.367777
C_Target_VRE | Secondary Techs | TRNINDNONPLXX | TotalAnnualMaxCapacityInvestment | 2042 | 2.65 | override | 2026-06-07T22:53:51.367777
C_Target_VRE | Secondary Techs | TRNINDNONPLXX | TotalAnnualMaxCapacityInvestment | 2043 | 2.65 | override | 2026-06-07T22:53:51.367777
C_Target_VRE | Secondary Techs | TRNINDNONPLXX | TotalAnnualMaxCapacityInvestment | 2044 | 2.65 | override | 2026-06-07T22:53:51.367777
C_Target_VRE | Secondary Techs | TRNINDNONPLXX | TotalAnnualMaxCapacityInvestment | 2045 | 2.65 | override | 2026-06-07T22:53:51.367777
C_Target_VRE | Secondary Techs | TRNINDNONPLXX | TotalAnnualMaxCapacityInvestment | 2046 | 2.65 | override | 2026-06-07T22:53:51.367777
C_Target_VRE | Secondary Techs | TRNINDNONPLXX | TotalAnnualMaxCapacityInvestment | 2047 | 2.65 | override | 2026-06-07T22:53:51.367777
C_Target_VRE | Secondary Techs | TRNINDNONPLXX | TotalAnnualMaxCapacityInvestment | 2048 | 2.65 | override | 2026-06-07T22:53:51.367777
C_Target_VRE | Secondary Techs | TRNINDNONPLXX | TotalAnnualMaxCapacityInvestment | 2049 | 2.65 | override | 2026-06-07T22:53:51.367777
C_Target_VRE | Secondary Techs | TRNINDNONPLXX | TotalAnnualMaxCapacityInvestment | 2050 | 2.65 | override | 2026-06-07T22:53:51.367777
C_Target_VRE | Secondary Techs | TRNINDSOINDWE | TotalAnnualMaxCapacityInvestment | 2023 | 18.12 | override | 2026-06-07T22:53:51.367777
C_Target_VRE | Secondary Techs | TRNINDSOINDWE | TotalAnnualMaxCapacityInvestment | 2024 | 19.12 | override | 2026-06-07T22:53:51.367777
C_Target_VRE | Secondary Techs | TRNINDSOINDWE | TotalAnnualMaxCapacityInvestment | 2025 | 20.12 | override | 2026-06-07T22:53:51.367777
C_Target_VRE | Secondary Techs | TRNINDSOINDWE | TotalAnnualMaxCapacityInvestment | 2026 | 21.12 | override | 2026-06-07T22:53:51.367777
C_Target_VRE | Secondary Techs | TRNINDSOINDWE | TotalAnnualMaxCapacityInvestment | 2027 | 22.12 | override | 2026-06-07T22:53:51.367777
C_Target_VRE | Secondary Techs | TRNINDSOINDWE | TotalAnnualMaxCapacityInvestment | 2028 | 23.12 | override | 2026-06-07T22:53:51.367777
C_Target_VRE | Secondary Techs | TRNINDSOINDWE | TotalAnnualMaxCapacityInvestment | 2029 | 23.12 | override | 2026-06-07T22:53:51.367777
C_Target_VRE | Secondary Techs | TRNINDSOINDWE | TotalAnnualMaxCapacityInvestment | 2030 | 23.12 | override | 2026-06-07T22:53:51.367777
C_Target_VRE | Secondary Techs | TRNINDSOINDWE | TotalAnnualMaxCapacityInvestment | 2031 | 23.12 | override | 2026-06-07T22:53:51.367777
C_Target_VRE | Secondary Techs | TRNINDSOINDWE | TotalAnnualMaxCapacityInvestment | 2032 | 23.12 | override | 2026-06-07T22:53:51.367777
C_Target_VRE | Secondary Techs | TRNINDSOINDWE | TotalAnnualMaxCapacityInvestment | 2033 | 23.12 | override | 2026-06-07T22:53:51.367777
C_Target_VRE | Secondary Techs | TRNINDSOINDWE | TotalAnnualMaxCapacityInvestment | 2034 | 23.12 | override | 2026-06-07T22:53:51.367777
C_Target_VRE | Secondary Techs | TRNINDSOINDWE | TotalAnnualMaxCapacityInvestment | 2035 | 23.12 | override | 2026-06-07T22:53:51.367777
C_Target_VRE | Secondary Techs | TRNINDSOINDWE | TotalAnnualMaxCapacityInvestment | 2036 | 23.12 | override | 2026-06-07T22:53:51.367777
C_Target_VRE | Secondary Techs | TRNINDSOINDWE | TotalAnnualMaxCapacityInvestment | 2037 | 23.12 | override | 2026-06-07T22:53:51.367777
C_Target_VRE | Secondary Techs | TRNINDSOINDWE | TotalAnnualMaxCapacityInvestment | 2038 | 23.12 | override | 2026-06-07T22:53:51.367777
C_Target_VRE | Secondary Techs | TRNINDSOINDWE | TotalAnnualMaxCapacityInvestment | 2039 | 23.12 | override | 2026-06-07T22:53:51.367777
C_Target_VRE | Secondary Techs | TRNINDSOINDWE | TotalAnnualMaxCapacityInvestment | 2040 | 23.12 | override | 2026-06-07T22:53:51.367777
C_Target_VRE | Secondary Techs | TRNINDSOINDWE | TotalAnnualMaxCapacityInvestment | 2041 | 23.12 | override | 2026-06-07T22:53:51.367777
C_Target_VRE | Secondary Techs | TRNINDSOINDWE | TotalAnnualMaxCapacityInvestment | 2042 | 23.12 | override | 2026-06-07T22:53:51.367777
C_Target_VRE | Secondary Techs | TRNINDSOINDWE | TotalAnnualMaxCapacityInvestment | 2043 | 23.12 | override | 2026-06-07T22:53:51.367777
C_Target_VRE | Secondary Techs | TRNINDSOINDWE | TotalAnnualMaxCapacityInvestment | 2044 | 23.12 | override | 2026-06-07T22:53:51.367777
C_Target_VRE | Secondary Techs | TRNINDSOINDWE | TotalAnnualMaxCapacityInvestment | 2045 | 23.12 | override | 2026-06-07T22:53:51.367777
C_Target_VRE | Secondary Techs | TRNINDSOINDWE | TotalAnnualMaxCapacityInvestment | 2046 | 23.12 | override | 2026-06-07T22:53:51.367777
C_Target_VRE | Secondary Techs | TRNINDSOINDWE | TotalAnnualMaxCapacityInvestment | 2047 | 23.12 | override | 2026-06-07T22:53:51.367777
C_Target_VRE | Secondary Techs | TRNINDSOINDWE | TotalAnnualMaxCapacityInvestment | 2048 | 23.12 | override | 2026-06-07T22:53:51.367777
C_Target_VRE | Secondary Techs | TRNINDSOINDWE | TotalAnnualMaxCapacityInvestment | 2049 | 23.12 | override | 2026-06-07T22:53:51.367777
C_Target_VRE | Secondary Techs | TRNINDSOINDWE | TotalAnnualMaxCapacityInvestment | 2050 | 23.12 | override | 2026-06-07T22:53:51.367777
C_Target_VRE | Secondary Techs | TRNINDEAINDNO | TotalAnnualMaxCapacityInvestment | 2023 | 22.53 | override | 2026-06-07T22:53:51.367777
C_Target_VRE | Secondary Techs | TRNINDEAINDNO | TotalAnnualMaxCapacityInvestment | 2024 | 23.03 | override | 2026-06-07T22:53:51.367777
C_Target_VRE | Secondary Techs | TRNINDEAINDNO | TotalAnnualMaxCapacityInvestment | 2025 | 23.53 | override | 2026-06-07T22:53:51.367777
C_Target_VRE | Secondary Techs | TRNINDEAINDNO | TotalAnnualMaxCapacityInvestment | 2026 | 24.03 | override | 2026-06-07T22:53:51.367777
C_Target_VRE | Secondary Techs | TRNINDEAINDNO | TotalAnnualMaxCapacityInvestment | 2027 | 24.53 | override | 2026-06-07T22:53:51.367777
C_Target_VRE | Secondary Techs | TRNINDEAINDNO | TotalAnnualMaxCapacityInvestment | 2028 | 25.03 | override | 2026-06-07T22:53:51.367777
C_Target_VRE | Secondary Techs | TRNINDEAINDNO | TotalAnnualMaxCapacityInvestment | 2029 | 25.53 | override | 2026-06-07T22:53:51.367777
C_Target_VRE | Secondary Techs | TRNINDEAINDNO | TotalAnnualMaxCapacityInvestment | 2030 | 25.53 | override | 2026-06-07T22:53:51.367777
C_Target_VRE | Secondary Techs | TRNINDEAINDNO | TotalAnnualMaxCapacityInvestment | 2031 | 25.53 | override | 2026-06-07T22:53:51.367777
C_Target_VRE | Secondary Techs | TRNINDEAINDNO | TotalAnnualMaxCapacityInvestment | 2032 | 25.53 | override | 2026-06-07T22:53:51.367777
C_Target_VRE | Secondary Techs | TRNINDEAINDNO | TotalAnnualMaxCapacityInvestment | 2033 | 25.53 | override | 2026-06-07T22:53:51.367777
C_Target_VRE | Secondary Techs | TRNINDEAINDNO | TotalAnnualMaxCapacityInvestment | 2034 | 25.53 | override | 2026-06-07T22:53:51.367777
C_Target_VRE | Secondary Techs | TRNINDEAINDNO | TotalAnnualMaxCapacityInvestment | 2035 | 25.53 | override | 2026-06-07T22:53:51.367777
C_Target_VRE | Secondary Techs | TRNINDEAINDNO | TotalAnnualMaxCapacityInvestment | 2036 | 25.53 | override | 2026-06-07T22:53:51.367777
C_Target_VRE | Secondary Techs | TRNINDEAINDNO | TotalAnnualMaxCapacityInvestment | 2037 | 25.53 | override | 2026-06-07T22:53:51.367777
C_Target_VRE | Secondary Techs | TRNINDEAINDNO | TotalAnnualMaxCapacityInvestment | 2038 | 25.53 | override | 2026-06-07T22:53:51.367777
C_Target_VRE | Secondary Techs | TRNINDEAINDNO | TotalAnnualMaxCapacityInvestment | 2039 | 25.53 | override | 2026-06-07T22:53:51.367777
C_Target_VRE | Secondary Techs | TRNINDEAINDNO | TotalAnnualMaxCapacityInvestment | 2040 | 25.53 | override | 2026-06-07T22:53:51.367777
C_Target_VRE | Secondary Techs | TRNINDEAINDNO | TotalAnnualMaxCapacityInvestment | 2041 | 25.53 | override | 2026-06-07T22:53:51.367777
C_Target_VRE | Secondary Techs | TRNINDEAINDNO | TotalAnnualMaxCapacityInvestment | 2042 | 25.53 | override | 2026-06-07T22:53:51.367777
C_Target_VRE | Secondary Techs | TRNINDEAINDNO | TotalAnnualMaxCapacityInvestment | 2043 | 25.53 | override | 2026-06-07T22:53:51.367777
C_Target_VRE | Secondary Techs | TRNINDEAINDNO | TotalAnnualMaxCapacityInvestment | 2044 | 25.53 | override | 2026-06-07T22:53:51.367777
C_Target_VRE | Secondary Techs | TRNINDEAINDNO | TotalAnnualMaxCapacityInvestment | 2045 | 25.53 | override | 2026-06-07T22:53:51.367777
C_Target_VRE | Secondary Techs | TRNINDEAINDNO | TotalAnnualMaxCapacityInvestment | 2046 | 25.53 | override | 2026-06-07T22:53:51.367777
C_Target_VRE | Secondary Techs | TRNINDEAINDNO | TotalAnnualMaxCapacityInvestment | 2047 | 25.53 | override | 2026-06-07T22:53:51.367777
C_Target_VRE | Secondary Techs | TRNINDEAINDNO | TotalAnnualMaxCapacityInvestment | 2048 | 25.53 | override | 2026-06-07T22:53:51.367777
C_Target_VRE | Secondary Techs | TRNINDEAINDNO | TotalAnnualMaxCapacityInvestment | 2049 | 25.53 | override | 2026-06-07T22:53:51.367777
C_Target_VRE | Secondary Techs | TRNINDEAINDNO | TotalAnnualMaxCapacityInvestment | 2050 | 25.53 | override | 2026-06-07T22:53:51.367777
C_Target_VRE | Secondary Techs | TRNINDEAINDNE | TotalAnnualMaxCapacityInvestment | 2023 | 3.53 | override | 2026-06-07T22:53:51.367777
C_Target_VRE | Secondary Techs | TRNINDEAINDNE | TotalAnnualMaxCapacityInvestment | 2024 | 4.03 | override | 2026-06-07T22:53:51.367777
C_Target_VRE | Secondary Techs | TRNINDEAINDNE | TotalAnnualMaxCapacityInvestment | 2025 | 4.53 | override | 2026-06-07T22:53:51.367777
C_Target_VRE | Secondary Techs | TRNINDEAINDNE | TotalAnnualMaxCapacityInvestment | 2026 | 5.03 | override | 2026-06-07T22:53:51.367777
C_Target_VRE | Secondary Techs | TRNINDEAINDNE | TotalAnnualMaxCapacityInvestment | 2027 | 5.53 | override | 2026-06-07T22:53:51.367777
C_Target_VRE | Secondary Techs | TRNINDEAINDNE | TotalAnnualMaxCapacityInvestment | 2028 | 5.53 | override | 2026-06-07T22:53:51.367777
C_Target_VRE | Secondary Techs | TRNINDEAINDNE | TotalAnnualMaxCapacityInvestment | 2029 | 5.53 | override | 2026-06-07T22:53:51.367777
C_Target_VRE | Secondary Techs | TRNINDEAINDNE | TotalAnnualMaxCapacityInvestment | 2030 | 5.53 | override | 2026-06-07T22:53:51.367777
C_Target_VRE | Secondary Techs | TRNINDEAINDNE | TotalAnnualMaxCapacityInvestment | 2031 | 5.53 | override | 2026-06-07T22:53:51.367777
C_Target_VRE | Secondary Techs | TRNINDEAINDNE | TotalAnnualMaxCapacityInvestment | 2032 | 5.53 | override | 2026-06-07T22:53:51.367777
C_Target_VRE | Secondary Techs | TRNINDEAINDNE | TotalAnnualMaxCapacityInvestment | 2033 | 5.53 | override | 2026-06-07T22:53:51.367777
C_Target_VRE | Secondary Techs | TRNINDEAINDNE | TotalAnnualMaxCapacityInvestment | 2034 | 5.53 | override | 2026-06-07T22:53:51.367777
C_Target_VRE | Secondary Techs | TRNINDEAINDNE | TotalAnnualMaxCapacityInvestment | 2035 | 5.53 | override | 2026-06-07T22:53:51.367777
C_Target_VRE | Secondary Techs | TRNINDEAINDNE | TotalAnnualMaxCapacityInvestment | 2036 | 5.53 | override | 2026-06-07T22:53:51.367777
C_Target_VRE | Secondary Techs | TRNINDEAINDNE | TotalAnnualMaxCapacityInvestment | 2037 | 5.53 | override | 2026-06-07T22:53:51.367777
C_Target_VRE | Secondary Techs | TRNINDEAINDNE | TotalAnnualMaxCapacityInvestment | 2038 | 5.53 | override | 2026-06-07T22:53:51.367777
C_Target_VRE | Secondary Techs | TRNINDEAINDNE | TotalAnnualMaxCapacityInvestment | 2039 | 5.53 | override | 2026-06-07T22:53:51.367777
C_Target_VRE | Secondary Techs | TRNINDEAINDNE | TotalAnnualMaxCapacityInvestment | 2040 | 5.53 | override | 2026-06-07T22:53:51.367777
C_Target_VRE | Secondary Techs | TRNINDEAINDNE | TotalAnnualMaxCapacityInvestment | 2041 | 5.53 | override | 2026-06-07T22:53:51.367777
C_Target_VRE | Secondary Techs | TRNINDEAINDNE | TotalAnnualMaxCapacityInvestment | 2042 | 5.53 | override | 2026-06-07T22:53:51.367777
C_Target_VRE | Secondary Techs | TRNINDEAINDNE | TotalAnnualMaxCapacityInvestment | 2043 | 5.53 | override | 2026-06-07T22:53:51.367777
C_Target_VRE | Secondary Techs | TRNINDEAINDNE | TotalAnnualMaxCapacityInvestment | 2044 | 5.53 | override | 2026-06-07T22:53:51.367777
C_Target_VRE | Secondary Techs | TRNINDEAINDNE | TotalAnnualMaxCapacityInvestment | 2045 | 5.53 | override | 2026-06-07T22:53:51.367777
C_Target_VRE | Secondary Techs | TRNINDEAINDNE | TotalAnnualMaxCapacityInvestment | 2046 | 5.53 | override | 2026-06-07T22:53:51.367777
C_Target_VRE | Secondary Techs | TRNINDEAINDNE | TotalAnnualMaxCapacityInvestment | 2047 | 5.53 | override | 2026-06-07T22:53:51.367777
C_Target_VRE | Secondary Techs | TRNINDEAINDNE | TotalAnnualMaxCapacityInvestment | 2048 | 5.53 | override | 2026-06-07T22:53:51.367777
C_Target_VRE | Secondary Techs | TRNINDEAINDNE | TotalAnnualMaxCapacityInvestment | 2049 | 5.53 | override | 2026-06-07T22:53:51.367777
C_Target_VRE | Secondary Techs | TRNINDEAINDNE | TotalAnnualMaxCapacityInvestment | 2050 | 5.53 | override | 2026-06-07T22:53:51.367777
C_Target_VRE | Secondary Techs | TRNINDEAINDWE | TotalAnnualMaxCapacityInvestment | 2023 | 31.785 | multiplicative | 2026-06-07T22:53:51.367777
C_Target_VRE | Secondary Techs | TRNINDEAINDWE | TotalAnnualMaxCapacityInvestment | 2024 | 31.785 | multiplicative | 2026-06-07T22:53:51.367777
C_Target_VRE | Secondary Techs | TRNINDEAINDWE | TotalAnnualMaxCapacityInvestment | 2025 | 31.785 | multiplicative | 2026-06-07T22:53:51.367777
C_Target_VRE | Secondary Techs | TRNINDEAINDWE | TotalAnnualMaxCapacityInvestment | 2026 | 31.785 | multiplicative | 2026-06-07T22:53:51.367777
C_Target_VRE | Secondary Techs | TRNINDEAINDWE | TotalAnnualMaxCapacityInvestment | 2027 | 31.785 | multiplicative | 2026-06-07T22:53:51.367777
C_Target_VRE | Secondary Techs | TRNINDEAINDWE | TotalAnnualMaxCapacityInvestment | 2028 | 31.785 | multiplicative | 2026-06-07T22:53:51.367777
C_Target_VRE | Secondary Techs | TRNINDEAINDWE | TotalAnnualMaxCapacityInvestment | 2029 | 31.785 | multiplicative | 2026-06-07T22:53:51.367777
C_Target_VRE | Secondary Techs | TRNINDEAINDWE | TotalAnnualMaxCapacityInvestment | 2030 | 31.785 | multiplicative | 2026-06-07T22:53:51.367777
C_Target_VRE | Secondary Techs | TRNINDEAINDWE | TotalAnnualMaxCapacityInvestment | 2031 | 31.785 | multiplicative | 2026-06-07T22:53:51.367777
C_Target_VRE | Secondary Techs | TRNINDEAINDWE | TotalAnnualMaxCapacityInvestment | 2032 | 31.785 | multiplicative | 2026-06-07T22:53:51.367777
C_Target_VRE | Secondary Techs | TRNINDEAINDWE | TotalAnnualMaxCapacityInvestment | 2033 | 31.785 | multiplicative | 2026-06-07T22:53:51.367777
C_Target_VRE | Secondary Techs | TRNINDEAINDWE | TotalAnnualMaxCapacityInvestment | 2034 | 31.785 | multiplicative | 2026-06-07T22:53:51.367777
C_Target_VRE | Secondary Techs | TRNINDEAINDWE | TotalAnnualMaxCapacityInvestment | 2035 | 31.785 | multiplicative | 2026-06-07T22:53:51.367777
C_Target_VRE | Secondary Techs | TRNINDEAINDWE | TotalAnnualMaxCapacityInvestment | 2036 | 31.785 | multiplicative | 2026-06-07T22:53:51.367777
C_Target_VRE | Secondary Techs | TRNINDEAINDWE | TotalAnnualMaxCapacityInvestment | 2037 | 31.785 | multiplicative | 2026-06-07T22:53:51.367777
C_Target_VRE | Secondary Techs | TRNINDEAINDWE | TotalAnnualMaxCapacityInvestment | 2038 | 31.785 | multiplicative | 2026-06-07T22:53:51.367777
C_Target_VRE | Secondary Techs | TRNINDEAINDWE | TotalAnnualMaxCapacityInvestment | 2039 | 31.785 | multiplicative | 2026-06-07T22:53:51.367777
C_Target_VRE | Secondary Techs | TRNINDEAINDWE | TotalAnnualMaxCapacityInvestment | 2040 | 31.785 | multiplicative | 2026-06-07T22:53:51.367777
C_Target_VRE | Secondary Techs | TRNINDEAINDWE | TotalAnnualMaxCapacityInvestment | 2041 | 31.785 | multiplicative | 2026-06-07T22:53:51.367777
C_Target_VRE | Secondary Techs | TRNINDEAINDWE | TotalAnnualMaxCapacityInvestment | 2042 | 31.785 | multiplicative | 2026-06-07T22:53:51.367777
C_Target_VRE | Secondary Techs | TRNINDEAINDWE | TotalAnnualMaxCapacityInvestment | 2043 | 31.785 | multiplicative | 2026-06-07T22:53:51.367777
C_Target_VRE | Secondary Techs | TRNINDEAINDWE | TotalAnnualMaxCapacityInvestment | 2044 | 31.785 | multiplicative | 2026-06-07T22:53:51.367777
C_Target_VRE | Secondary Techs | TRNINDEAINDWE | TotalAnnualMaxCapacityInvestment | 2045 | 31.785 | multiplicative | 2026-06-07T22:53:51.367777
C_Target_VRE | Secondary Techs | TRNINDEAINDWE | TotalAnnualMaxCapacityInvestment | 2046 | 31.785 | multiplicative | 2026-06-07T22:53:51.367777
C_Target_VRE | Secondary Techs | TRNINDEAINDWE | TotalAnnualMaxCapacityInvestment | 2047 | 31.785 | multiplicative | 2026-06-07T22:53:51.367777
C_Target_VRE | Secondary Techs | TRNINDEAINDWE | TotalAnnualMaxCapacityInvestment | 2048 | 31.785 | multiplicative | 2026-06-07T22:53:51.367777
C_Target_VRE | Secondary Techs | TRNINDEAINDWE | TotalAnnualMaxCapacityInvestment | 2049 | 31.785 | multiplicative | 2026-06-07T22:53:51.367777
C_Target_VRE | Secondary Techs | TRNINDEAINDWE | TotalAnnualMaxCapacityInvestment | 2050 | 31.785 | multiplicative | 2026-06-07T22:53:51.367777
C_Target_VRE | Secondary Techs | TRNINDNEINDNO | TotalAnnualMaxCapacityInvestment | 2023 | 4.5 | multiplicative | 2026-06-07T22:53:51.367777
C_Target_VRE | Secondary Techs | TRNINDNEINDNO | TotalAnnualMaxCapacityInvestment | 2024 | 4.5 | multiplicative | 2026-06-07T22:53:51.367777
C_Target_VRE | Secondary Techs | TRNINDNEINDNO | TotalAnnualMaxCapacityInvestment | 2025 | 4.5 | multiplicative | 2026-06-07T22:53:51.367777
C_Target_VRE | Secondary Techs | TRNINDNEINDNO | TotalAnnualMaxCapacityInvestment | 2026 | 4.5 | multiplicative | 2026-06-07T22:53:51.367777
C_Target_VRE | Secondary Techs | TRNINDNEINDNO | TotalAnnualMaxCapacityInvestment | 2027 | 4.5 | multiplicative | 2026-06-07T22:53:51.367777
C_Target_VRE | Secondary Techs | TRNINDNEINDNO | TotalAnnualMaxCapacityInvestment | 2028 | 4.5 | multiplicative | 2026-06-07T22:53:51.367777
C_Target_VRE | Secondary Techs | TRNINDNEINDNO | TotalAnnualMaxCapacityInvestment | 2029 | 4.5 | multiplicative | 2026-06-07T22:53:51.367777
C_Target_VRE | Secondary Techs | TRNINDNEINDNO | TotalAnnualMaxCapacityInvestment | 2030 | 4.5 | multiplicative | 2026-06-07T22:53:51.367777
C_Target_VRE | Secondary Techs | TRNINDNEINDNO | TotalAnnualMaxCapacityInvestment | 2031 | 4.5 | multiplicative | 2026-06-07T22:53:51.367777
C_Target_VRE | Secondary Techs | TRNINDNEINDNO | TotalAnnualMaxCapacityInvestment | 2032 | 4.5 | multiplicative | 2026-06-07T22:53:51.367777
C_Target_VRE | Secondary Techs | TRNINDNEINDNO | TotalAnnualMaxCapacityInvestment | 2033 | 4.5 | multiplicative | 2026-06-07T22:53:51.367777
C_Target_VRE | Secondary Techs | TRNINDNEINDNO | TotalAnnualMaxCapacityInvestment | 2034 | 4.5 | multiplicative | 2026-06-07T22:53:51.367777
C_Target_VRE | Secondary Techs | TRNINDNEINDNO | TotalAnnualMaxCapacityInvestment | 2035 | 4.5 | multiplicative | 2026-06-07T22:53:51.367777
C_Target_VRE | Secondary Techs | TRNINDNEINDNO | TotalAnnualMaxCapacityInvestment | 2036 | 4.5 | multiplicative | 2026-06-07T22:53:51.367777
C_Target_VRE | Secondary Techs | TRNINDNEINDNO | TotalAnnualMaxCapacityInvestment | 2037 | 4.5 | multiplicative | 2026-06-07T22:53:51.367777
C_Target_VRE | Secondary Techs | TRNINDNEINDNO | TotalAnnualMaxCapacityInvestment | 2038 | 4.5 | multiplicative | 2026-06-07T22:53:51.367777
C_Target_VRE | Secondary Techs | TRNINDNEINDNO | TotalAnnualMaxCapacityInvestment | 2039 | 4.5 | multiplicative | 2026-06-07T22:53:51.367777
C_Target_VRE | Secondary Techs | TRNINDNEINDNO | TotalAnnualMaxCapacityInvestment | 2040 | 4.5 | multiplicative | 2026-06-07T22:53:51.367777
C_Target_VRE | Secondary Techs | TRNINDNEINDNO | TotalAnnualMaxCapacityInvestment | 2041 | 4.5 | multiplicative | 2026-06-07T22:53:51.367777
C_Target_VRE | Secondary Techs | TRNINDNEINDNO | TotalAnnualMaxCapacityInvestment | 2042 | 4.5 | multiplicative | 2026-06-07T22:53:51.367777
C_Target_VRE | Secondary Techs | TRNINDNEINDNO | TotalAnnualMaxCapacityInvestment | 2043 | 4.5 | multiplicative | 2026-06-07T22:53:51.367777
C_Target_VRE | Secondary Techs | TRNINDNEINDNO | TotalAnnualMaxCapacityInvestment | 2044 | 4.5 | multiplicative | 2026-06-07T22:53:51.367777
C_Target_VRE | Secondary Techs | TRNINDNEINDNO | TotalAnnualMaxCapacityInvestment | 2045 | 4.5 | multiplicative | 2026-06-07T22:53:51.367777
C_Target_VRE | Secondary Techs | TRNINDNEINDNO | TotalAnnualMaxCapacityInvestment | 2046 | 4.5 | multiplicative | 2026-06-07T22:53:51.367777
C_Target_VRE | Secondary Techs | TRNINDNEINDNO | TotalAnnualMaxCapacityInvestment | 2047 | 4.5 | multiplicative | 2026-06-07T22:53:51.367777
C_Target_VRE | Secondary Techs | TRNINDNEINDNO | TotalAnnualMaxCapacityInvestment | 2048 | 4.5 | multiplicative | 2026-06-07T22:53:51.367777
C_Target_VRE | Secondary Techs | TRNINDNEINDNO | TotalAnnualMaxCapacityInvestment | 2049 | 4.5 | multiplicative | 2026-06-07T22:53:51.367777
C_Target_VRE | Secondary Techs | TRNINDNEINDNO | TotalAnnualMaxCapacityInvestment | 2050 | 4.5 | multiplicative | 2026-06-07T22:53:51.367777
C_Target_VRE | Secondary Techs | TRNBGDXXINDEA | TotalAnnualMaxCapacityInvestment | 2023 | 2.5 | override | 2026-06-07T22:53:51.367777
C_Target_VRE | Secondary Techs | TRNBGDXXINDEA | TotalAnnualMaxCapacityInvestment | 2024 | 3.3 | override | 2026-06-07T22:53:51.367777
C_Target_VRE | Secondary Techs | TRNBGDXXINDEA | TotalAnnualMaxCapacityInvestment | 2025 | 4.1 | override | 2026-06-07T22:53:51.367777
C_Target_VRE | Secondary Techs | TRNBGDXXINDEA | TotalAnnualMaxCapacityInvestment | 2026 | 4.9 | override | 2026-06-07T22:53:51.367777
C_Target_VRE | Secondary Techs | TRNBGDXXINDEA | TotalAnnualMaxCapacityInvestment | 2027 | 5.7 | override | 2026-06-07T22:53:51.367777
C_Target_VRE | Secondary Techs | TRNBGDXXINDEA | TotalAnnualMaxCapacityInvestment | 2028 | 6.5 | override | 2026-06-07T22:53:51.367777
C_Target_VRE | Secondary Techs | TRNBGDXXINDEA | TotalAnnualMaxCapacityInvestment | 2029 | 7 | override | 2026-06-07T22:53:51.367777
C_Target_VRE | Secondary Techs | TRNBGDXXINDEA | TotalAnnualMaxCapacityInvestment | 2030 | 7.75 | override | 2026-06-07T22:53:51.367777
C_Target_VRE | Secondary Techs | TRNBGDXXINDEA | TotalAnnualMaxCapacityInvestment | 2031 | 8 | override | 2026-06-07T22:53:51.367777
C_Target_VRE | Secondary Techs | TRNBGDXXINDEA | TotalAnnualMaxCapacityInvestment | 2032 | 8.25 | override | 2026-06-07T22:53:51.367777
C_Target_VRE | Secondary Techs | TRNBGDXXINDEA | TotalAnnualMaxCapacityInvestment | 2033 | 8.5 | override | 2026-06-07T22:53:51.367777
C_Target_VRE | Secondary Techs | TRNBGDXXINDEA | TotalAnnualMaxCapacityInvestment | 2034 | 8.5 | override | 2026-06-07T22:53:51.367777
C_Target_VRE | Secondary Techs | TRNBGDXXINDEA | TotalAnnualMaxCapacityInvestment | 2035 | 8.5 | override | 2026-06-07T22:53:51.367777
C_Target_VRE | Secondary Techs | TRNBGDXXINDEA | TotalAnnualMaxCapacityInvestment | 2036 | 8.5 | override | 2026-06-07T22:53:51.367777
C_Target_VRE | Secondary Techs | TRNBGDXXINDEA | TotalAnnualMaxCapacityInvestment | 2037 | 8.5 | override | 2026-06-07T22:53:51.367777
C_Target_VRE | Secondary Techs | TRNBGDXXINDEA | TotalAnnualMaxCapacityInvestment | 2038 | 8.5 | override | 2026-06-07T22:53:51.367777
C_Target_VRE | Secondary Techs | TRNBGDXXINDEA | TotalAnnualMaxCapacityInvestment | 2039 | 8.5 | override | 2026-06-07T22:53:51.367777
C_Target_VRE | Secondary Techs | TRNBGDXXINDEA | TotalAnnualMaxCapacityInvestment | 2040 | 8.5 | override | 2026-06-07T22:53:51.367777
C_Target_VRE | Secondary Techs | TRNBGDXXINDEA | TotalAnnualMaxCapacityInvestment | 2041 | 8.5 | override | 2026-06-07T22:53:51.367777
C_Target_VRE | Secondary Techs | TRNBGDXXINDEA | TotalAnnualMaxCapacityInvestment | 2042 | 8.5 | override | 2026-06-07T22:53:51.367777
C_Target_VRE | Secondary Techs | TRNBGDXXINDEA | TotalAnnualMaxCapacityInvestment | 2043 | 8.5 | override | 2026-06-07T22:53:51.367777
C_Target_VRE | Secondary Techs | TRNBGDXXINDEA | TotalAnnualMaxCapacityInvestment | 2044 | 8.5 | override | 2026-06-07T22:53:51.367777
C_Target_VRE | Secondary Techs | TRNBGDXXINDEA | TotalAnnualMaxCapacityInvestment | 2045 | 8.5 | override | 2026-06-07T22:53:51.367777
C_Target_VRE | Secondary Techs | TRNBGDXXINDEA | TotalAnnualMaxCapacityInvestment | 2046 | 8.5 | override | 2026-06-07T22:53:51.367777
C_Target_VRE | Secondary Techs | TRNBGDXXINDEA | TotalAnnualMaxCapacityInvestment | 2047 | 8.5 | override | 2026-06-07T22:53:51.367777
C_Target_VRE | Secondary Techs | TRNBGDXXINDEA | TotalAnnualMaxCapacityInvestment | 2048 | 8.5 | override | 2026-06-07T22:53:51.367777
C_Target_VRE | Secondary Techs | TRNBGDXXINDEA | TotalAnnualMaxCapacityInvestment | 2049 | 8.5 | override | 2026-06-07T22:53:51.367777
C_Target_VRE | Secondary Techs | TRNBGDXXINDEA | TotalAnnualMaxCapacityInvestment | 2050 | 8.5 | override | 2026-06-07T22:53:51.367777
C_Target_VRE | Secondary Techs | TRNBTNXXBGDXX | TotalAnnualMaxCapacityInvestment | 2023 | 0 | override | 2026-06-07T22:53:51.367777
C_Target_VRE | Secondary Techs | TRNBTNXXBGDXX | TotalAnnualMaxCapacityInvestment | 2024 | 0 | override | 2026-06-07T22:53:51.367777
C_Target_VRE | Secondary Techs | TRNBTNXXBGDXX | TotalAnnualMaxCapacityInvestment | 2025 | 0 | override | 2026-06-07T22:53:51.367777
C_Target_VRE | Secondary Techs | TRNBTNXXBGDXX | TotalAnnualMaxCapacityInvestment | 2026 | 0 | override | 2026-06-07T22:53:51.367777
C_Target_VRE | Secondary Techs | TRNBTNXXBGDXX | TotalAnnualMaxCapacityInvestment | 2027 | 0 | override | 2026-06-07T22:53:51.367777
C_Target_VRE | Secondary Techs | TRNBTNXXBGDXX | TotalAnnualMaxCapacityInvestment | 2028 | 0 | override | 2026-06-07T22:53:51.367777
C_Target_VRE | Secondary Techs | TRNBTNXXBGDXX | TotalAnnualMaxCapacityInvestment | 2029 | 0 | override | 2026-06-07T22:53:51.367777
C_Target_VRE | Secondary Techs | TRNBTNXXBGDXX | TotalAnnualMaxCapacityInvestment | 2030 | 0 | override | 2026-06-07T22:53:51.367777
C_Target_VRE | Secondary Techs | TRNBTNXXBGDXX | TotalAnnualMaxCapacityInvestment | 2031 | 0 | override | 2026-06-07T22:53:51.367777
C_Target_VRE | Secondary Techs | TRNBTNXXBGDXX | TotalAnnualMaxCapacityInvestment | 2032 | 0 | override | 2026-06-07T22:53:51.367777
C_Target_VRE | Secondary Techs | TRNBTNXXBGDXX | TotalAnnualMaxCapacityInvestment | 2033 | 0 | override | 2026-06-07T22:53:51.367777
C_Target_VRE | Secondary Techs | TRNBTNXXBGDXX | TotalAnnualMaxCapacityInvestment | 2034 | 0.375 | override | 2026-06-07T22:53:51.367777
C_Target_VRE | Secondary Techs | TRNBTNXXBGDXX | TotalAnnualMaxCapacityInvestment | 2035 | 0.75 | override | 2026-06-07T22:53:51.367777
C_Target_VRE | Secondary Techs | TRNBTNXXBGDXX | TotalAnnualMaxCapacityInvestment | 2036 | 0.75 | override | 2026-06-07T22:53:51.367777
C_Target_VRE | Secondary Techs | TRNBTNXXBGDXX | TotalAnnualMaxCapacityInvestment | 2037 | 0.75 | override | 2026-06-07T22:53:51.367777
C_Target_VRE | Secondary Techs | TRNBTNXXBGDXX | TotalAnnualMaxCapacityInvestment | 2038 | 0.75 | override | 2026-06-07T22:53:51.367777
C_Target_VRE | Secondary Techs | TRNBTNXXBGDXX | TotalAnnualMaxCapacityInvestment | 2039 | 0.75 | override | 2026-06-07T22:53:51.367777
C_Target_VRE | Secondary Techs | TRNBTNXXBGDXX | TotalAnnualMaxCapacityInvestment | 2040 | 0.75 | override | 2026-06-07T22:53:51.367777
C_Target_VRE | Secondary Techs | TRNBTNXXBGDXX | TotalAnnualMaxCapacityInvestment | 2041 | 0.75 | override | 2026-06-07T22:53:51.367777
C_Target_VRE | Secondary Techs | TRNBTNXXBGDXX | TotalAnnualMaxCapacityInvestment | 2042 | 0.75 | override | 2026-06-07T22:53:51.367777
C_Target_VRE | Secondary Techs | TRNBTNXXBGDXX | TotalAnnualMaxCapacityInvestment | 2043 | 0.75 | override | 2026-06-07T22:53:51.367777
C_Target_VRE | Secondary Techs | TRNBTNXXBGDXX | TotalAnnualMaxCapacityInvestment | 2044 | 0.75 | override | 2026-06-07T22:53:51.367777
C_Target_VRE | Secondary Techs | TRNBTNXXBGDXX | TotalAnnualMaxCapacityInvestment | 2045 | 0.75 | override | 2026-06-07T22:53:51.367777
C_Target_VRE | Secondary Techs | TRNBTNXXBGDXX | TotalAnnualMaxCapacityInvestment | 2046 | 0.75 | override | 2026-06-07T22:53:51.367777
C_Target_VRE | Secondary Techs | TRNBTNXXBGDXX | TotalAnnualMaxCapacityInvestment | 2047 | 0.75 | override | 2026-06-07T22:53:51.367777
C_Target_VRE | Secondary Techs | TRNBTNXXBGDXX | TotalAnnualMaxCapacityInvestment | 2048 | 0.75 | override | 2026-06-07T22:53:51.367777
C_Target_VRE | Secondary Techs | TRNBTNXXBGDXX | TotalAnnualMaxCapacityInvestment | 2049 | 0.75 | override | 2026-06-07T22:53:51.367777
C_Target_VRE | Secondary Techs | TRNBTNXXBGDXX | TotalAnnualMaxCapacityInvestment | 2050 | 0.75 | override | 2026-06-07T22:53:51.367777
C_Target_VRE | Secondary Techs | TRNBTNXXINDNE | TotalAnnualMaxCapacityInvestment | 2023 | 0.17 | override | 2026-06-07T22:53:51.367777
C_Target_VRE | Secondary Techs | TRNBTNXXINDNE | TotalAnnualMaxCapacityInvestment | 2024 | 0.32 | override | 2026-06-07T22:53:51.367777
C_Target_VRE | Secondary Techs | TRNBTNXXINDNE | TotalAnnualMaxCapacityInvestment | 2025 | 0.47 | override | 2026-06-07T22:53:51.367777
C_Target_VRE | Secondary Techs | TRNBTNXXINDNE | TotalAnnualMaxCapacityInvestment | 2026 | 0.62 | override | 2026-06-07T22:53:51.367777
C_Target_VRE | Secondary Techs | TRNBTNXXINDNE | TotalAnnualMaxCapacityInvestment | 2027 | 0.77 | override | 2026-06-07T22:53:51.367777
C_Target_VRE | Secondary Techs | TRNBTNXXINDNE | TotalAnnualMaxCapacityInvestment | 2028 | 1.02 | override | 2026-06-07T22:53:51.367777
C_Target_VRE | Secondary Techs | TRNBTNXXINDNE | TotalAnnualMaxCapacityInvestment | 2029 | 1.27 | override | 2026-06-07T22:53:51.367777
C_Target_VRE | Secondary Techs | TRNBTNXXINDNE | TotalAnnualMaxCapacityInvestment | 2030 | 2.4 | override | 2026-06-07T22:53:51.367777
C_Target_VRE | Secondary Techs | TRNBTNXXINDNE | TotalAnnualMaxCapacityInvestment | 2031 | 2.4 | override | 2026-06-07T22:53:51.367777
C_Target_VRE | Secondary Techs | TRNBTNXXINDNE | TotalAnnualMaxCapacityInvestment | 2032 | 2.4 | override | 2026-06-07T22:53:51.367777
C_Target_VRE | Secondary Techs | TRNBTNXXINDNE | TotalAnnualMaxCapacityInvestment | 2033 | 2.4 | override | 2026-06-07T22:53:51.367777
C_Target_VRE | Secondary Techs | TRNBTNXXINDNE | TotalAnnualMaxCapacityInvestment | 2034 | 2.4 | override | 2026-06-07T22:53:51.367777
C_Target_VRE | Secondary Techs | TRNBTNXXINDNE | TotalAnnualMaxCapacityInvestment | 2035 | 2.4 | override | 2026-06-07T22:53:51.367777
C_Target_VRE | Secondary Techs | TRNBTNXXINDNE | TotalAnnualMaxCapacityInvestment | 2036 | 2.4 | override | 2026-06-07T22:53:51.367777
C_Target_VRE | Secondary Techs | TRNBTNXXINDNE | TotalAnnualMaxCapacityInvestment | 2037 | 2.4 | override | 2026-06-07T22:53:51.367777
C_Target_VRE | Secondary Techs | TRNBTNXXINDNE | TotalAnnualMaxCapacityInvestment | 2038 | 2.4 | override | 2026-06-07T22:53:51.367777
C_Target_VRE | Secondary Techs | TRNBTNXXINDNE | TotalAnnualMaxCapacityInvestment | 2039 | 2.4 | override | 2026-06-07T22:53:51.367777
C_Target_VRE | Secondary Techs | TRNBTNXXINDNE | TotalAnnualMaxCapacityInvestment | 2040 | 2.4 | override | 2026-06-07T22:53:51.367777
C_Target_VRE | Secondary Techs | TRNBTNXXINDNE | TotalAnnualMaxCapacityInvestment | 2041 | 2.4 | override | 2026-06-07T22:53:51.367777
C_Target_VRE | Secondary Techs | TRNBTNXXINDNE | TotalAnnualMaxCapacityInvestment | 2042 | 2.4 | override | 2026-06-07T22:53:51.367777
C_Target_VRE | Secondary Techs | TRNBTNXXINDNE | TotalAnnualMaxCapacityInvestment | 2043 | 2.4 | override | 2026-06-07T22:53:51.367777
C_Target_VRE | Secondary Techs | TRNBTNXXINDNE | TotalAnnualMaxCapacityInvestment | 2044 | 2.4 | override | 2026-06-07T22:53:51.367777
C_Target_VRE | Secondary Techs | TRNBTNXXINDNE | TotalAnnualMaxCapacityInvestment | 2045 | 2.4 | override | 2026-06-07T22:53:51.367777
C_Target_VRE | Secondary Techs | TRNBTNXXINDNE | TotalAnnualMaxCapacityInvestment | 2046 | 2.4 | override | 2026-06-07T22:53:51.367777
C_Target_VRE | Secondary Techs | TRNBTNXXINDNE | TotalAnnualMaxCapacityInvestment | 2047 | 2.4 | override | 2026-06-07T22:53:51.367777
C_Target_VRE | Secondary Techs | TRNBTNXXINDNE | TotalAnnualMaxCapacityInvestment | 2048 | 2.4 | override | 2026-06-07T22:53:51.367777
C_Target_VRE | Secondary Techs | TRNBTNXXINDNE | TotalAnnualMaxCapacityInvestment | 2049 | 2.4 | override | 2026-06-07T22:53:51.367777
C_Target_VRE | Secondary Techs | TRNBTNXXINDNE | TotalAnnualMaxCapacityInvestment | 2050 | 2.4 | override | 2026-06-07T22:53:51.367777
C_Target_VRE | Secondary Techs | TRNMDVXXINDSO | TotalAnnualMaxCapacityInvestment | 2023 | 0 | override | 2026-06-07T22:53:51.367777
C_Target_VRE | Secondary Techs | TRNMDVXXINDSO | TotalAnnualMaxCapacityInvestment | 2024 | 0 | override | 2026-06-07T22:53:51.367777
C_Target_VRE | Secondary Techs | TRNMDVXXINDSO | TotalAnnualMaxCapacityInvestment | 2025 | 0 | override | 2026-06-07T22:53:51.367777
C_Target_VRE | Secondary Techs | TRNMDVXXINDSO | TotalAnnualMaxCapacityInvestment | 2026 | 0 | override | 2026-06-07T22:53:51.367777
C_Target_VRE | Secondary Techs | TRNMDVXXINDSO | TotalAnnualMaxCapacityInvestment | 2027 | 0 | override | 2026-06-07T22:53:51.367777
C_Target_VRE | Secondary Techs | TRNMDVXXINDSO | TotalAnnualMaxCapacityInvestment | 2028 | 0 | override | 2026-06-07T22:53:51.367777
C_Target_VRE | Secondary Techs | TRNMDVXXINDSO | TotalAnnualMaxCapacityInvestment | 2029 | 0 | override | 2026-06-07T22:53:51.367777
C_Target_VRE | Secondary Techs | TRNMDVXXINDSO | TotalAnnualMaxCapacityInvestment | 2030 | 0 | override | 2026-06-07T22:53:51.367777
C_Target_VRE | Secondary Techs | TRNMDVXXINDSO | TotalAnnualMaxCapacityInvestment | 2031 | 0 | override | 2026-06-07T22:53:51.367777
C_Target_VRE | Secondary Techs | TRNMDVXXINDSO | TotalAnnualMaxCapacityInvestment | 2032 | 0 | override | 2026-06-07T22:53:51.367777
C_Target_VRE | Secondary Techs | TRNMDVXXINDSO | TotalAnnualMaxCapacityInvestment | 2033 | 0 | override | 2026-06-07T22:53:51.367777
C_Target_VRE | Secondary Techs | TRNMDVXXINDSO | TotalAnnualMaxCapacityInvestment | 2034 | 0 | override | 2026-06-07T22:53:51.367777
C_Target_VRE | Secondary Techs | TRNMDVXXINDSO | TotalAnnualMaxCapacityInvestment | 2035 | 0 | override | 2026-06-07T22:53:51.367777
C_Target_VRE | Secondary Techs | TRNMDVXXINDSO | TotalAnnualMaxCapacityInvestment | 2036 | 0 | override | 2026-06-07T22:53:51.367777
C_Target_VRE | Secondary Techs | TRNMDVXXINDSO | TotalAnnualMaxCapacityInvestment | 2037 | 0 | override | 2026-06-07T22:53:51.367777
C_Target_VRE | Secondary Techs | TRNMDVXXINDSO | TotalAnnualMaxCapacityInvestment | 2038 | 0 | override | 2026-06-07T22:53:51.367777
C_Target_VRE | Secondary Techs | TRNMDVXXINDSO | TotalAnnualMaxCapacityInvestment | 2039 | 0 | override | 2026-06-07T22:53:51.367777
C_Target_VRE | Secondary Techs | TRNMDVXXINDSO | TotalAnnualMaxCapacityInvestment | 2040 | 0 | override | 2026-06-07T22:53:51.367777
C_Target_VRE | Secondary Techs | TRNMDVXXINDSO | TotalAnnualMaxCapacityInvestment | 2041 | 0 | override | 2026-06-07T22:53:51.367777
C_Target_VRE | Secondary Techs | TRNMDVXXINDSO | TotalAnnualMaxCapacityInvestment | 2042 | 0 | override | 2026-06-07T22:53:51.367777
C_Target_VRE | Secondary Techs | TRNMDVXXINDSO | TotalAnnualMaxCapacityInvestment | 2043 | 0 | override | 2026-06-07T22:53:51.367777
C_Target_VRE | Secondary Techs | TRNMDVXXINDSO | TotalAnnualMaxCapacityInvestment | 2044 | 0 | override | 2026-06-07T22:53:51.367777
C_Target_VRE | Secondary Techs | TRNMDVXXINDSO | TotalAnnualMaxCapacityInvestment | 2045 | 0 | override | 2026-06-07T22:53:51.367777
C_Target_VRE | Secondary Techs | TRNMDVXXINDSO | TotalAnnualMaxCapacityInvestment | 2046 | 0 | override | 2026-06-07T22:53:51.367777
C_Target_VRE | Secondary Techs | TRNMDVXXINDSO | TotalAnnualMaxCapacityInvestment | 2047 | 0 | override | 2026-06-07T22:53:51.367777
C_Target_VRE | Secondary Techs | TRNMDVXXINDSO | TotalAnnualMaxCapacityInvestment | 2048 | 0 | override | 2026-06-07T22:53:51.367777
C_Target_VRE | Secondary Techs | TRNMDVXXINDSO | TotalAnnualMaxCapacityInvestment | 2049 | 0 | override | 2026-06-07T22:53:51.367777
C_Target_VRE | Secondary Techs | TRNMDVXXINDSO | TotalAnnualMaxCapacityInvestment | 2050 | 0 | override | 2026-06-07T22:53:51.367777
C_Target_VRE | Secondary Techs | TRNNPLXXBGDXX | TotalAnnualMaxCapacityInvestment | 2023 | 0.04 | override | 2026-06-07T22:53:51.367777
C_Target_VRE | Secondary Techs | TRNNPLXXBGDXX | TotalAnnualMaxCapacityInvestment | 2024 | 0.06 | override | 2026-06-07T22:53:51.367777
C_Target_VRE | Secondary Techs | TRNNPLXXBGDXX | TotalAnnualMaxCapacityInvestment | 2025 | 0.08 | override | 2026-06-07T22:53:51.367777
C_Target_VRE | Secondary Techs | TRNNPLXXBGDXX | TotalAnnualMaxCapacityInvestment | 2026 | 0.2 | override | 2026-06-07T22:53:51.367777
C_Target_VRE | Secondary Techs | TRNNPLXXBGDXX | TotalAnnualMaxCapacityInvestment | 2027 | 0.32 | override | 2026-06-07T22:53:51.367777
C_Target_VRE | Secondary Techs | TRNNPLXXBGDXX | TotalAnnualMaxCapacityInvestment | 2028 | 0.44 | override | 2026-06-07T22:53:51.367777
C_Target_VRE | Secondary Techs | TRNNPLXXBGDXX | TotalAnnualMaxCapacityInvestment | 2029 | 0.56 | override | 2026-06-07T22:53:51.367777
C_Target_VRE | Secondary Techs | TRNNPLXXBGDXX | TotalAnnualMaxCapacityInvestment | 2030 | 0.68 | override | 2026-06-07T22:53:51.367777
C_Target_VRE | Secondary Techs | TRNNPLXXBGDXX | TotalAnnualMaxCapacityInvestment | 2031 | 0.8 | override | 2026-06-07T22:53:51.367777
C_Target_VRE | Secondary Techs | TRNNPLXXBGDXX | TotalAnnualMaxCapacityInvestment | 2032 | 0.92 | override | 2026-06-07T22:53:51.367777
C_Target_VRE | Secondary Techs | TRNNPLXXBGDXX | TotalAnnualMaxCapacityInvestment | 2033 | 1.04 | override | 2026-06-07T22:53:51.367777
C_Target_VRE | Secondary Techs | TRNNPLXXBGDXX | TotalAnnualMaxCapacityInvestment | 2034 | 1.04 | override | 2026-06-07T22:53:51.367777
C_Target_VRE | Secondary Techs | TRNNPLXXBGDXX | TotalAnnualMaxCapacityInvestment | 2035 | 1.04 | override | 2026-06-07T22:53:51.367777
C_Target_VRE | Secondary Techs | TRNNPLXXBGDXX | TotalAnnualMaxCapacityInvestment | 2036 | 1.04 | override | 2026-06-07T22:53:51.367777
C_Target_VRE | Secondary Techs | TRNNPLXXBGDXX | TotalAnnualMaxCapacityInvestment | 2037 | 1.04 | override | 2026-06-07T22:53:51.367777
C_Target_VRE | Secondary Techs | TRNNPLXXBGDXX | TotalAnnualMaxCapacityInvestment | 2038 | 1.04 | override | 2026-06-07T22:53:51.367777
C_Target_VRE | Secondary Techs | TRNNPLXXBGDXX | TotalAnnualMaxCapacityInvestment | 2039 | 1.04 | override | 2026-06-07T22:53:51.367777
C_Target_VRE | Secondary Techs | TRNNPLXXBGDXX | TotalAnnualMaxCapacityInvestment | 2040 | 1.04 | override | 2026-06-07T22:53:51.367777
C_Target_VRE | Secondary Techs | TRNNPLXXBGDXX | TotalAnnualMaxCapacityInvestment | 2041 | 1.04 | override | 2026-06-07T22:53:51.367777
C_Target_VRE | Secondary Techs | TRNNPLXXBGDXX | TotalAnnualMaxCapacityInvestment | 2042 | 1.04 | override | 2026-06-07T22:53:51.367777
C_Target_VRE | Secondary Techs | TRNNPLXXBGDXX | TotalAnnualMaxCapacityInvestment | 2043 | 1.04 | override | 2026-06-07T22:53:51.367777
C_Target_VRE | Secondary Techs | TRNNPLXXBGDXX | TotalAnnualMaxCapacityInvestment | 2044 | 1.04 | override | 2026-06-07T22:53:51.367777
C_Target_VRE | Secondary Techs | TRNNPLXXBGDXX | TotalAnnualMaxCapacityInvestment | 2045 | 1.04 | override | 2026-06-07T22:53:51.367777
C_Target_VRE | Secondary Techs | TRNNPLXXBGDXX | TotalAnnualMaxCapacityInvestment | 2046 | 1.04 | override | 2026-06-07T22:53:51.367777
C_Target_VRE | Secondary Techs | TRNNPLXXBGDXX | TotalAnnualMaxCapacityInvestment | 2047 | 1.04 | override | 2026-06-07T22:53:51.367777
C_Target_VRE | Secondary Techs | TRNNPLXXBGDXX | TotalAnnualMaxCapacityInvestment | 2048 | 1.04 | override | 2026-06-07T22:53:51.367777
C_Target_VRE | Secondary Techs | TRNNPLXXBGDXX | TotalAnnualMaxCapacityInvestment | 2049 | 1.04 | override | 2026-06-07T22:53:51.367777
C_Target_VRE | Secondary Techs | TRNNPLXXBGDXX | TotalAnnualMaxCapacityInvestment | 2050 | 1.04 | override | 2026-06-07T22:53:51.367777

## Fixed_Horizon_Parameters
scenario | Tech.Type | Tech.ID | Tech | Tech.Name | Parameter.ID | Parameter | Unit | Value
BAU | Secondary | 1 | PWRSPVBGDXX | Solar PV (utility-scale), Bangladesh, region XX (investable) | 1 | CapacityToActivityUnit | PJ/GW | 31.536
BAU | Secondary | 1 | PWRSPVBGDXX | Solar PV (utility-scale), Bangladesh, region XX (investable) | 2 | OperationalLife | years | 25
BAU | Secondary | 1 | PWRSPVBGDXX | Solar PV (utility-scale), Bangladesh, region XX (investable) | 3 | InputActivityRatio | PJ/PJ | 1
BAU | Secondary | 1 | PWRSPVBGDXX | Solar PV (utility-scale), Bangladesh, region XX (investable) | 4 | OutputActivityRatio | PJ/PJ | 1
BAU | Secondary | 2 | PWRSPVBTNXX | Solar PV (utility-scale), Bhutan, region XX (investable) | 1 | CapacityToActivityUnit | PJ/GW | 31.536
BAU | Secondary | 2 | PWRSPVBTNXX | Solar PV (utility-scale), Bhutan, region XX (investable) | 2 | OperationalLife | years | 25
BAU | Secondary | 2 | PWRSPVBTNXX | Solar PV (utility-scale), Bhutan, region XX (investable) | 3 | InputActivityRatio | PJ/PJ | 1
BAU | Secondary | 2 | PWRSPVBTNXX | Solar PV (utility-scale), Bhutan, region XX (investable) | 4 | OutputActivityRatio | PJ/PJ | 1
BAU | Secondary | 3 | PWRSPVINDNO | Solar PV (utility-scale), India – North, region XX (investable) | 1 | CapacityToActivityUnit | PJ/GW | 31.536
BAU | Secondary | 3 | PWRSPVINDNO | Solar PV (utility-scale), India – North, region XX (investable) | 2 | OperationalLife | years | 25
BAU | Secondary | 3 | PWRSPVINDNO | Solar PV (utility-scale), India – North, region XX (investable) | 3 | InputActivityRatio | PJ/PJ | 1
BAU | Secondary | 3 | PWRSPVINDNO | Solar PV (utility-scale), India – North, region XX (investable) | 4 | OutputActivityRatio | PJ/PJ | 1
BAU | Secondary | 4 | PWRSPVINDSO | Solar PV (utility-scale), India – South, region XX (investable) | 1 | CapacityToActivityUnit | PJ/GW | 31.536
BAU | Secondary | 4 | PWRSPVINDSO | Solar PV (utility-scale), India – South, region XX (investable) | 2 | OperationalLife | years | 25
BAU | Secondary | 4 | PWRSPVINDSO | Solar PV (utility-scale), India – South, region XX (investable) | 3 | InputActivityRatio | PJ/PJ | 1
BAU | Secondary | 4 | PWRSPVINDSO | Solar PV (utility-scale), India – South, region XX (investable) | 4 | OutputActivityRatio | PJ/PJ | 1
BAU | Secondary | 5 | PWRSPVINDEA | Solar PV (utility-scale), India – East, region XX (investable) | 1 | CapacityToActivityUnit | PJ/GW | 31.536
BAU | Secondary | 5 | PWRSPVINDEA | Solar PV (utility-scale), India – East, region XX (investable) | 2 | OperationalLife | years | 25
BAU | Secondary | 5 | PWRSPVINDEA | Solar PV (utility-scale), India – East, region XX (investable) | 3 | InputActivityRatio | PJ/PJ | 1
BAU | Secondary | 5 | PWRSPVINDEA | Solar PV (utility-scale), India – East, region XX (investable) | 4 | OutputActivityRatio | PJ/PJ | 1
BAU | Secondary | 6 | PWRSPVINDWE | Solar PV (utility-scale), India – West, region XX (investable) | 1 | CapacityToActivityUnit | PJ/GW | 31.536
BAU | Secondary | 6 | PWRSPVINDWE | Solar PV (utility-scale), India – West, region XX (investable) | 2 | OperationalLife | years | 25
BAU | Secondary | 6 | PWRSPVINDWE | Solar PV (utility-scale), India – West, region XX (investable) | 3 | InputActivityRatio | PJ/PJ | 1
BAU | Secondary | 6 | PWRSPVINDWE | Solar PV (utility-scale), India – West, region XX (investable) | 4 | OutputActivityRatio | PJ/PJ | 1
BAU | Secondary | 7 | PWRSPVINDNE | Solar PV (utility-scale), India – Northeast, region XX (investable) | 1 | CapacityToActivityUnit | PJ/GW | 31.536
BAU | Secondary | 7 | PWRSPVINDNE | Solar PV (utility-scale), India – Northeast, region XX (investable) | 2 | OperationalLife | years | 25
BAU | Secondary | 7 | PWRSPVINDNE | Solar PV (utility-scale), India – Northeast, region XX (investable) | 3 | InputActivityRatio | PJ/PJ | 1
BAU | Secondary | 7 | PWRSPVINDNE | Solar PV (utility-scale), India – Northeast, region XX (investable) | 4 | OutputActivityRatio | PJ/PJ | 1
BAU | Secondary | 8 | PWRSPVNPLXX | Solar PV (utility-scale), Nepal, region XX (investable) | 1 | CapacityToActivityUnit | PJ/GW | 31.536
BAU | Secondary | 8 | PWRSPVNPLXX | Solar PV (utility-scale), Nepal, region XX (investable) | 2 | OperationalLife | years | 25
BAU | Secondary | 8 | PWRSPVNPLXX | Solar PV (utility-scale), Nepal, region XX (investable) | 3 | InputActivityRatio | PJ/PJ | 1
BAU | Secondary | 8 | PWRSPVNPLXX | Solar PV (utility-scale), Nepal, region XX (investable) | 4 | OutputActivityRatio | PJ/PJ | 1
BAU | Secondary | 9 | PWRSPVLKAXX | Solar PV (utility-scale), Sri Lanka, region XX (investable) | 1 | CapacityToActivityUnit | PJ/GW | 31.536
BAU | Secondary | 9 | PWRSPVLKAXX | Solar PV (utility-scale), Sri Lanka, region XX (investable) | 2 | OperationalLife | years | 25
BAU | Secondary | 9 | PWRSPVLKAXX | Solar PV (utility-scale), Sri Lanka, region XX (investable) | 3 | InputActivityRatio | PJ/PJ | 1
BAU | Secondary | 9 | PWRSPVLKAXX | Solar PV (utility-scale), Sri Lanka, region XX (investable) | 4 | OutputActivityRatio | PJ/PJ | 1
BAU | Secondary | 10 | PWRSPVMDVXX | Solar PV (utility-scale), Maldives, region XX (investable) | 1 | CapacityToActivityUnit | PJ/GW | 31.536
BAU | Secondary | 10 | PWRSPVMDVXX | Solar PV (utility-scale), Maldives, region XX (investable) | 2 | OperationalLife | years | 25
BAU | Secondary | 10 | PWRSPVMDVXX | Solar PV (utility-scale), Maldives, region XX (investable) | 3 | InputActivityRatio | PJ/PJ | 1
BAU | Secondary | 10 | PWRSPVMDVXX | Solar PV (utility-scale), Maldives, region XX (investable) | 4 | OutputActivityRatio | PJ/PJ | 1
BAU | Secondary | 11 | PWRWONBGDXX | Onshore Wind, Bangladesh, region XX (investable) | 1 | CapacityToActivityUnit | PJ/GW | 31.536
BAU | Secondary | 11 | PWRWONBGDXX | Onshore Wind, Bangladesh, region XX (investable) | 2 | OperationalLife | years | 25
BAU | Secondary | 11 | PWRWONBGDXX | Onshore Wind, Bangladesh, region XX (investable) | 3 | InputActivityRatio | PJ/PJ | 1
BAU | Secondary | 11 | PWRWONBGDXX | Onshore Wind, Bangladesh, region XX (investable) | 4 | OutputActivityRatio | PJ/PJ | 1
BAU | Secondary | 12 | PWRWONBTNXX | Onshore Wind, Bhutan, region XX (investable) | 1 | CapacityToActivityUnit | PJ/GW | 31.536
BAU | Secondary | 12 | PWRWONBTNXX | Onshore Wind, Bhutan, region XX (investable) | 2 | OperationalLife | years | 25
BAU | Secondary | 12 | PWRWONBTNXX | Onshore Wind, Bhutan, region XX (investable) | 3 | InputActivityRatio | PJ/PJ | 1
BAU | Secondary | 12 | PWRWONBTNXX | Onshore Wind, Bhutan, region XX (investable) | 4 | OutputActivityRatio | PJ/PJ | 1
BAU | Secondary | 13 | PWRWONINDNO | Onshore Wind, India – North, region XX (investable) | 1 | CapacityToActivityUnit | PJ/GW | 31.536
BAU | Secondary | 13 | PWRWONINDNO | Onshore Wind, India – North, region XX (investable) | 2 | OperationalLife | years | 25
BAU | Secondary | 13 | PWRWONINDNO | Onshore Wind, India – North, region XX (investable) | 3 | InputActivityRatio | PJ/PJ | 1
BAU | Secondary | 13 | PWRWONINDNO | Onshore Wind, India – North, region XX (investable) | 4 | OutputActivityRatio | PJ/PJ | 1
BAU | Secondary | 14 | PWRWONINDSO | Onshore Wind, India – South, region XX (investable) | 1 | CapacityToActivityUnit | PJ/GW | 31.536
BAU | Secondary | 14 | PWRWONINDSO | Onshore Wind, India – South, region XX (investable) | 2 | OperationalLife | years | 25
BAU | Secondary | 14 | PWRWONINDSO | Onshore Wind, India – South, region XX (investable) | 3 | InputActivityRatio | PJ/PJ | 1
BAU | Secondary | 14 | PWRWONINDSO | Onshore Wind, India – South, region XX (investable) | 4 | OutputActivityRatio | PJ/PJ | 1
BAU | Secondary | 15 | PWRWONINDEA | Onshore Wind, India – East, region XX (investable) | 1 | CapacityToActivityUnit | PJ/GW | 31.536
BAU | Secondary | 15 | PWRWONINDEA | Onshore Wind, India – East, region XX (investable) | 2 | OperationalLife | years | 25
BAU | Secondary | 15 | PWRWONINDEA | Onshore Wind, India – East, region XX (investable) | 3 | InputActivityRatio | PJ/PJ | 1
BAU | Secondary | 15 | PWRWONINDEA | Onshore Wind, India – East, region XX (investable) | 4 | OutputActivityRatio | PJ/PJ | 1
BAU | Secondary | 16 | PWRWONINDWE | Onshore Wind, India – West, region XX (investable) | 1 | CapacityToActivityUnit | PJ/GW | 31.536
BAU | Secondary | 16 | PWRWONINDWE | Onshore Wind, India – West, region XX (investable) | 2 | OperationalLife | years | 25
BAU | Secondary | 16 | PWRWONINDWE | Onshore Wind, India – West, region XX (investable) | 3 | InputActivityRatio | PJ/PJ | 1
BAU | Secondary | 16 | PWRWONINDWE | Onshore Wind, India – West, region XX (investable) | 4 | OutputActivityRatio | PJ/PJ | 1
BAU | Secondary | 17 | PWRWONINDNE | Onshore Wind, India – Northeast, region XX (investable) | 1 | CapacityToActivityUnit | PJ/GW | 31.536
BAU | Secondary | 17 | PWRWONINDNE | Onshore Wind, India – Northeast, region XX (investable) | 2 | OperationalLife | years | 25
BAU | Secondary | 17 | PWRWONINDNE | Onshore Wind, India – Northeast, region XX (investable) | 3 | InputActivityRatio | PJ/PJ | 1
BAU | Secondary | 17 | PWRWONINDNE | Onshore Wind, India – Northeast, region XX (investable) | 4 | OutputActivityRatio | PJ/PJ | 1
BAU | Secondary | 18 | PWRWONNPLXX | Onshore Wind, Nepal, region XX (investable) | 1 | CapacityToActivityUnit | PJ/GW | 31.536
BAU | Secondary | 18 | PWRWONNPLXX | Onshore Wind, Nepal, region XX (investable) | 2 | OperationalLife | years | 25
BAU | Secondary | 18 | PWRWONNPLXX | Onshore Wind, Nepal, region XX (investable) | 3 | InputActivityRatio | PJ/PJ | 1
BAU | Secondary | 18 | PWRWONNPLXX | Onshore Wind, Nepal, region XX (investable) | 4 | OutputActivityRatio | PJ/PJ | 1
BAU | Secondary | 19 | PWRWONLKAXX | Onshore Wind, Sri Lanka, region XX (investable) | 1 | CapacityToActivityUnit | PJ/GW | 31.536
BAU | Secondary | 19 | PWRWONLKAXX | Onshore Wind, Sri Lanka, region XX (investable) | 2 | OperationalLife | years | 25
BAU | Secondary | 19 | PWRWONLKAXX | Onshore Wind, Sri Lanka, region XX (investable) | 3 | InputActivityRatio | PJ/PJ | 1
BAU | Secondary | 19 | PWRWONLKAXX | Onshore Wind, Sri Lanka, region XX (investable) | 4 | OutputActivityRatio | PJ/PJ | 1
BAU | Secondary | 20 | PWRWONMDVXX | Onshore Wind, Maldives, region XX (investable) | 1 | CapacityToActivityUnit | PJ/GW | 31.536
BAU | Secondary | 20 | PWRWONMDVXX | Onshore Wind, Maldives, region XX (investable) | 2 | OperationalLife | years | 25
BAU | Secondary | 20 | PWRWONMDVXX | Onshore Wind, Maldives, region XX (investable) | 3 | InputActivityRatio | PJ/PJ | 1
BAU | Secondary | 20 | PWRWONMDVXX | Onshore Wind, Maldives, region XX (investable) | 4 | OutputActivityRatio | PJ/PJ | 1
BAU | Secondary | 21 | PWRWOFINDSO | Offshore Wind, India – South, region XX (investable) | 1 | CapacityToActivityUnit | PJ/GW | 31.536
BAU | Secondary | 21 | PWRWOFINDSO | Offshore Wind, India – South, region XX (investable) | 2 | OperationalLife | years | 25
BAU | Secondary | 21 | PWRWOFINDSO | Offshore Wind, India – South, region XX (investable) | 3 | InputActivityRatio | PJ/PJ | 1
BAU | Secondary | 21 | PWRWOFINDSO | Offshore Wind, India – South, region XX (investable) | 4 | OutputActivityRatio | PJ/PJ | 1
BAU | Secondary | 22 | PWRWOFINDWE | Offshore Wind, India – West, region XX (investable) | 1 | CapacityToActivityUnit | PJ/GW | 31.536
BAU | Secondary | 22 | PWRWOFINDWE | Offshore Wind, India – West, region XX (investable) | 2 | OperationalLife | years | 25
BAU | Secondary | 22 | PWRWOFINDWE | Offshore Wind, India – West, region XX (investable) | 3 | InputActivityRatio | PJ/PJ | 1
BAU | Secondary | 22 | PWRWOFINDWE | Offshore Wind, India – West, region XX (investable) | 4 | OutputActivityRatio | PJ/PJ | 1
BAU | Secondary | 23 | PWRWOFINDEA | Offshore Wind, India – East, region XX (investable) | 1 | CapacityToActivityUnit | PJ/GW | 31.536
BAU | Secondary | 23 | PWRWOFINDEA | Offshore Wind, India – East, region XX (investable) | 2 | OperationalLife | years | 25
BAU | Secondary | 23 | PWRWOFINDEA | Offshore Wind, India – East, region XX (investable) | 3 | InputActivityRatio | PJ/PJ | 1
BAU | Secondary | 23 | PWRWOFINDEA | Offshore Wind, India – East, region XX (investable) | 4 | OutputActivityRatio | PJ/PJ | 1
BAU | Secondary | 24 | PWRWOFBGDXX | Offshore Wind, Bangladesh, region XX (investable) | 1 | CapacityToActivityUnit | PJ/GW | 31.536
BAU | Secondary | 24 | PWRWOFBGDXX | Offshore Wind, Bangladesh, region XX (investable) | 2 | OperationalLife | years | 25
BAU | Secondary | 24 | PWRWOFBGDXX | Offshore Wind, Bangladesh, region XX (investable) | 3 | InputActivityRatio | PJ/PJ | 1
BAU | Secondary | 24 | PWRWOFBGDXX | Offshore Wind, Bangladesh, region XX (investable) | 4 | OutputActivityRatio | PJ/PJ | 1
BAU | Secondary | 25 | PWRWOFLKAXX | Offshore Wind, Sri Lanka, region XX (investable) | 1 | CapacityToActivityUnit | PJ/GW | 31.536
BAU | Secondary | 25 | PWRWOFLKAXX | Offshore Wind, Sri Lanka, region XX (investable) | 2 | OperationalLife | years | 25
BAU | Secondary | 25 | PWRWOFLKAXX | Offshore Wind, Sri Lanka, region XX (investable) | 3 | InputActivityRatio | PJ/PJ | 1
BAU | Secondary | 25 | PWRWOFLKAXX | Offshore Wind, Sri Lanka, region XX (investable) | 4 | OutputActivityRatio | PJ/PJ | 1
BAU | Secondary | 26 | PWRWOFMDVXX | Offshore Wind, Maldives, region XX (investable) | 1 | CapacityToActivityUnit | PJ/GW | 31.536
BAU | Secondary | 26 | PWRWOFMDVXX | Offshore Wind, Maldives, region XX (investable) | 2 | OperationalLife | years | 25
BAU | Secondary | 26 | PWRWOFMDVXX | Offshore Wind, Maldives, region XX (investable) | 3 | InputActivityRatio | PJ/PJ | 1
BAU | Secondary | 26 | PWRWOFMDVXX | Offshore Wind, Maldives, region XX (investable) | 4 | OutputActivityRatio | PJ/PJ | 1
BAU | Secondary | 27 | PWRHYDNPLXX | Large Hydropower, Nepal, region XX (investable) | 1 | CapacityToActivityUnit | PJ/GW | 31.536
BAU | Secondary | 27 | PWRHYDNPLXX | Large Hydropower, Nepal, region XX (investable) | 2 | OperationalLife | years | 80
BAU | Secondary | 27 | PWRHYDNPLXX | Large Hydropower, Nepal, region XX (investable) | 3 | InputActivityRatio | PJ/PJ | 1
BAU | Secondary | 27 | PWRHYDNPLXX | Large Hydropower, Nepal, region XX (investable) | 4 | OutputActivityRatio | PJ/PJ | 1
BAU | Secondary | 28 | PWRHYDBTNXX | Large Hydropower, Bhutan, region XX (investable) | 1 | CapacityToActivityUnit | PJ/GW | 31.536
BAU | Secondary | 28 | PWRHYDBTNXX | Large Hydropower, Bhutan, region XX (investable) | 2 | OperationalLife | years | 80
BAU | Secondary | 28 | PWRHYDBTNXX | Large Hydropower, Bhutan, region XX (investable) | 3 | InputActivityRatio | PJ/PJ | 1
BAU | Secondary | 28 | PWRHYDBTNXX | Large Hydropower, Bhutan, region XX (investable) | 4 | OutputActivityRatio | PJ/PJ | 1
BAU | Secondary | 29 | PWRHYDINDNO | Large Hydropower, India – North, region XX (investable) | 1 | CapacityToActivityUnit | PJ/GW | 31.536
BAU | Secondary | 29 | PWRHYDINDNO | Large Hydropower, India – North, region XX (investable) | 2 | OperationalLife | years | 80
BAU | Secondary | 29 | PWRHYDINDNO | Large Hydropower, India – North, region XX (investable) | 3 | InputActivityRatio | PJ/PJ | 1
BAU | Secondary | 29 | PWRHYDINDNO | Large Hydropower, India – North, region XX (investable) | 4 | OutputActivityRatio | PJ/PJ | 1
BAU | Secondary | 30 | PWRHYDINDNE | Large Hydropower, India – Northeast, region XX (investable) | 1 | CapacityToActivityUnit | PJ/GW | 31.536
BAU | Secondary | 30 | PWRHYDINDNE | Large Hydropower, India – Northeast, region XX (investable) | 2 | OperationalLife | years | 80
BAU | Secondary | 30 | PWRHYDINDNE | Large Hydropower, India – Northeast, region XX (investable) | 3 | InputActivityRatio | PJ/PJ | 1
BAU | Secondary | 30 | PWRHYDINDNE | Large Hydropower, India – Northeast, region XX (investable) | 4 | OutputActivityRatio | PJ/PJ | 1
BAU | Secondary | 31 | PWRHYDINDEA | Large Hydropower, India – East, region XX (investable) | 1 | CapacityToActivityUnit | PJ/GW | 31.536
BAU | Secondary | 31 | PWRHYDINDEA | Large Hydropower, India – East, region XX (investable) | 2 | OperationalLife | years | 80
BAU | Secondary | 31 | PWRHYDINDEA | Large Hydropower, India – East, region XX (investable) | 3 | InputActivityRatio | PJ/PJ | 1
BAU | Secondary | 31 | PWRHYDINDEA | Large Hydropower, India – East, region XX (investable) | 4 | OutputActivityRatio | PJ/PJ | 1
BAU | Secondary | 32 | PWRHYDLKAXX | Large Hydropower, Sri Lanka, region XX (investable) | 1 | CapacityToActivityUnit | PJ/GW | 31.536
BAU | Secondary | 32 | PWRHYDLKAXX | Large Hydropower, Sri Lanka, region XX (investable) | 2 | OperationalLife | years | 80
BAU | Secondary | 32 | PWRHYDLKAXX | Large Hydropower, Sri Lanka, region XX (investable) | 3 | InputActivityRatio | PJ/PJ | 1
BAU | Secondary | 32 | PWRHYDLKAXX | Large Hydropower, Sri Lanka, region XX (investable) | 4 | OutputActivityRatio | PJ/PJ | 1
BAU | Secondary | 33 | PWRHYDINDSO | Large Hydropower, India – South, region XX (investable) | 1 | CapacityToActivityUnit | PJ/GW | 31.536
BAU | Secondary | 33 | PWRHYDINDSO | Large Hydropower, India – South, region XX (investable) | 2 | OperationalLife | years | 60
BAU | Secondary | 33 | PWRHYDINDSO | Large Hydropower, India – South, region XX (investable) | 3 | InputActivityRatio | PJ/PJ | 1.25
BAU | Secondary | 33 | PWRHYDINDSO | Large Hydropower, India – South, region XX (investable) | 4 | OutputActivityRatio | PJ/PJ | 1
BAU | Secondary | 34 | PWRHYDINDWE | Large Hydropower, India – West, region XX (investable) | 1 | CapacityToActivityUnit | PJ/GW | 31.536
BAU | Secondary | 34 | PWRHYDINDWE | Large Hydropower, India – West, region XX (investable) | 2 | OperationalLife | years | 60
BAU | Secondary | 34 | PWRHYDINDWE | Large Hydropower, India – West, region XX (investable) | 3 | InputActivityRatio | PJ/PJ | 1.25
BAU | Secondary | 34 | PWRHYDINDWE | Large Hydropower, India – West, region XX (investable) | 4 | OutputActivityRatio | PJ/PJ | 1
BAU | Secondary | 35 | PWRCOABGDXX | Coal – Supercritical, Bangladesh, region XX (investable) | 1 | CapacityToActivityUnit | PJ/GW | 31.536
BAU | Secondary | 35 | PWRCOABGDXX | Coal – Supercritical, Bangladesh, region XX (investable) | 2 | OperationalLife | years | 40
BAU | Secondary | 35 | PWRCOABGDXX | Coal – Supercritical, Bangladesh, region XX (investable) | 3 | InputActivityRatio | PJ/PJ | 2.5641
BAU | Secondary | 35 | PWRCOABGDXX | Coal – Supercritical, Bangladesh, region XX (investable) | 4 | OutputActivityRatio | PJ/PJ | 1
BAU | Secondary | 35 | PWRCOABGDXX | Coal – Supercritical, Bangladesh, region XX (investable) | 5 | EmissionActivityRatio | tCO2/PJ | 94600
BAU | Secondary | 36 | PWRCOAINDNO | Coal-fired Power, India – North, region XX (investable) | 1 | CapacityToActivityUnit | PJ/GW | 31.536
BAU | Secondary | 36 | PWRCOAINDNO | Coal-fired Power, India – North, region XX (investable) | 2 | OperationalLife | years | 40
BAU | Secondary | 36 | PWRCOAINDNO | Coal-fired Power, India – North, region XX (investable) | 3 | InputActivityRatio | PJ/PJ | 2.4726
BAU | Secondary | 36 | PWRCOAINDNO | Coal-fired Power, India – North, region XX (investable) | 4 | OutputActivityRatio | PJ/PJ | 1
BAU | Secondary | 36 | PWRCOAINDNO | Coal-fired Power, India – North, region XX (investable) | 5 | EmissionActivityRatio | tCO2/PJ | 91300
BAU | Secondary | 37 | PWRCOAINDSO | Coal-fired Power, India – South, region XX (investable) | 1 | CapacityToActivityUnit | PJ/GW | 31.536
BAU | Secondary | 37 | PWRCOAINDSO | Coal-fired Power, India – South, region XX (investable) | 2 | OperationalLife | years | 40
BAU | Secondary | 37 | PWRCOAINDSO | Coal-fired Power, India – South, region XX (investable) | 3 | InputActivityRatio | PJ/PJ | 2.4726
BAU | Secondary | 37 | PWRCOAINDSO | Coal-fired Power, India – South, region XX (investable) | 4 | OutputActivityRatio | PJ/PJ | 1
BAU | Secondary | 37 | PWRCOAINDSO | Coal-fired Power, India – South, region XX (investable) | 5 | EmissionActivityRatio | tCO2/PJ | 91300
BAU | Secondary | 38 | PWRCOAINDEA | Coal-fired Power, India – East, region XX (investable) | 1 | CapacityToActivityUnit | PJ/GW | 31.536
BAU | Secondary | 38 | PWRCOAINDEA | Coal-fired Power, India – East, region XX (investable) | 2 | OperationalLife | years | 40
BAU | Secondary | 38 | PWRCOAINDEA | Coal-fired Power, India – East, region XX (investable) | 3 | InputActivityRatio | PJ/PJ | 2.4726
BAU | Secondary | 38 | PWRCOAINDEA | Coal-fired Power, India – East, region XX (investable) | 4 | OutputActivityRatio | PJ/PJ | 1
BAU | Secondary | 38 | PWRCOAINDEA | Coal-fired Power, India – East, region XX (investable) | 5 | EmissionActivityRatio | tCO2/PJ | 91300
BAU | Secondary | 39 | PWRCOAINDWE | Coal-fired Power, India – West, region XX (investable) | 1 | CapacityToActivityUnit | PJ/GW | 31.536
BAU | Secondary | 39 | PWRCOAINDWE | Coal-fired Power, India – West, region XX (investable) | 2 | OperationalLife | years | 40
BAU | Secondary | 39 | PWRCOAINDWE | Coal-fired Power, India – West, region XX (investable) | 3 | InputActivityRatio | PJ/PJ | 2.4726
BAU | Secondary | 39 | PWRCOAINDWE | Coal-fired Power, India – West, region XX (investable) | 4 | OutputActivityRatio | PJ/PJ | 1
BAU | Secondary | 39 | PWRCOAINDWE | Coal-fired Power, India – West, region XX (investable) | 5 | EmissionActivityRatio | tCO2/PJ | 91300
BAU | Secondary | 40 | PWRCOALKAXX | Coal – Supercritical, Sri Lanka, region XX (investable) | 1 | CapacityToActivityUnit | PJ/GW | 31.536
BAU | Secondary | 40 | PWRCOALKAXX | Coal – Supercritical, Sri Lanka, region XX (investable) | 2 | OperationalLife | years | 40
BAU | Secondary | 40 | PWRCOALKAXX | Coal – Supercritical, Sri Lanka, region XX (investable) | 3 | InputActivityRatio | PJ/PJ | 2.5641
BAU | Secondary | 40 | PWRCOALKAXX | Coal – Supercritical, Sri Lanka, region XX (investable) | 4 | OutputActivityRatio | PJ/PJ | 1
BAU | Secondary | 40 | PWRCOALKAXX | Coal – Supercritical, Sri Lanka, region XX (investable) | 5 | EmissionActivityRatio | tCO2/PJ | 94600
BAU | Secondary | 41 | PWRNGSBGDXX | Gas-fired Power, Bangladesh, region XX (investable) | 1 | CapacityToActivityUnit | PJ/GW | 31.536
BAU | Secondary | 41 | PWRNGSBGDXX | Gas-fired Power, Bangladesh, region XX (investable) | 2 | OperationalLife | years | 27.5
BAU | Secondary | 41 | PWRNGSBGDXX | Gas-fired Power, Bangladesh, region XX (investable) | 3 | InputActivityRatio | PJ/PJ | 2.3377
BAU | Secondary | 41 | PWRNGSBGDXX | Gas-fired Power, Bangladesh, region XX (investable) | 4 | OutputActivityRatio | PJ/PJ | 1
BAU | Secondary | 41 | PWRNGSBGDXX | Gas-fired Power, Bangladesh, region XX (investable) | 5 | EmissionActivityRatio | tCO2/PJ | 56100
BAU | Secondary | 42 | PWRNGSINDNO | Gas-fired Power, India – North, region XX (investable) | 1 | CapacityToActivityUnit | PJ/GW | 31.536
BAU | Secondary | 42 | PWRNGSINDNO | Gas-fired Power, India – North, region XX (investable) | 2 | OperationalLife | years | 27.5
BAU | Secondary | 42 | PWRNGSINDNO | Gas-fired Power, India – North, region XX (investable) | 3 | InputActivityRatio | PJ/PJ | 2.3377
BAU | Secondary | 42 | PWRNGSINDNO | Gas-fired Power, India – North, region XX (investable) | 4 | OutputActivityRatio | PJ/PJ | 1
BAU | Secondary | 42 | PWRNGSINDNO | Gas-fired Power, India – North, region XX (investable) | 5 | EmissionActivityRatio | tCO2/PJ | 56100
BAU | Secondary | 43 | PWRNGSINDSO | Gas-fired Power, India – South, region XX (investable) | 1 | CapacityToActivityUnit | PJ/GW | 31.536
BAU | Secondary | 43 | PWRNGSINDSO | Gas-fired Power, India – South, region XX (investable) | 2 | OperationalLife | years | 27.5
BAU | Secondary | 43 | PWRNGSINDSO | Gas-fired Power, India – South, region XX (investable) | 3 | InputActivityRatio | PJ/PJ | 2.3377
BAU | Secondary | 43 | PWRNGSINDSO | Gas-fired Power, India – South, region XX (investable) | 4 | OutputActivityRatio | PJ/PJ | 1
BAU | Secondary | 43 | PWRNGSINDSO | Gas-fired Power, India – South, region XX (investable) | 5 | EmissionActivityRatio | tCO2/PJ | 56100
BAU | Secondary | 44 | PWRNGSINDEA | Gas-fired Power, India – East, region XX (investable) | 1 | CapacityToActivityUnit | PJ/GW | 31.536
BAU | Secondary | 44 | PWRNGSINDEA | Gas-fired Power, India – East, region XX (investable) | 2 | OperationalLife | years | 27.5
BAU | Secondary | 44 | PWRNGSINDEA | Gas-fired Power, India – East, region XX (investable) | 3 | InputActivityRatio | PJ/PJ | 2.3377
BAU | Secondary | 44 | PWRNGSINDEA | Gas-fired Power, India – East, region XX (investable) | 4 | OutputActivityRatio | PJ/PJ | 1
BAU | Secondary | 44 | PWRNGSINDEA | Gas-fired Power, India – East, region XX (investable) | 5 | EmissionActivityRatio | tCO2/PJ | 56100
BAU | Secondary | 45 | PWRNGSINDWE | Gas-fired Power, India – West, region XX (investable) | 1 | CapacityToActivityUnit | PJ/GW | 31.536
BAU | Secondary | 45 | PWRNGSINDWE | Gas-fired Power, India – West, region XX (investable) | 2 | OperationalLife | years | 27.5
BAU | Secondary | 45 | PWRNGSINDWE | Gas-fired Power, India – West, region XX (investable) | 3 | InputActivityRatio | PJ/PJ | 2.3377
BAU | Secondary | 45 | PWRNGSINDWE | Gas-fired Power, India – West, region XX (investable) | 4 | OutputActivityRatio | PJ/PJ | 1
BAU | Secondary | 45 | PWRNGSINDWE | Gas-fired Power, India – West, region XX (investable) | 5 | EmissionActivityRatio | tCO2/PJ | 56100
BAU | Secondary | 46 | PWRNGSINDNE | Gas-fired Power, India – Northeast, region XX (investable) | 1 | CapacityToActivityUnit | PJ/GW | 31.536
BAU | Secondary | 46 | PWRNGSINDNE | Gas-fired Power, India – Northeast, region XX (investable) | 2 | OperationalLife | years | 27.5
BAU | Secondary | 46 | PWRNGSINDNE | Gas-fired Power, India – Northeast, region XX (investable) | 3 | InputActivityRatio | PJ/PJ | 2.3377
BAU | Secondary | 46 | PWRNGSINDNE | Gas-fired Power, India – Northeast, region XX (investable) | 4 | OutputActivityRatio | PJ/PJ | 1
BAU | Secondary | 46 | PWRNGSINDNE | Gas-fired Power, India – Northeast, region XX (investable) | 5 | EmissionActivityRatio | tCO2/PJ | 56100
BAU | Secondary | 47 | PWRNGSMDVXX | Gas-fired Power, Maldives, region XX (investable) | 1 | CapacityToActivityUnit | PJ/GW | 31.536
BAU | Secondary | 47 | PWRNGSMDVXX | Gas-fired Power, Maldives, region XX (investable) | 2 | OperationalLife | years | 27.5
BAU | Secondary | 47 | PWRNGSMDVXX | Gas-fired Power, Maldives, region XX (investable) | 3 | InputActivityRatio | PJ/PJ | 2.3377
BAU | Secondary | 47 | PWRNGSMDVXX | Gas-fired Power, Maldives, region XX (investable) | 4 | OutputActivityRatio | PJ/PJ | 1
BAU | Secondary | 47 | PWRNGSMDVXX | Gas-fired Power, Maldives, region XX (investable) | 5 | EmissionActivityRatio | tCO2/PJ | 56100
BAU | Secondary | 48 | PWRNGSLKAXX | Gas-fired Power, Sri Lanka, region XX (investable) | 1 | CapacityToActivityUnit | PJ/GW | 31.536
BAU | Secondary | 48 | PWRNGSLKAXX | Gas-fired Power, Sri Lanka, region XX (investable) | 2 | OperationalLife | years | 27.5
BAU | Secondary | 48 | PWRNGSLKAXX | Gas-fired Power, Sri Lanka, region XX (investable) | 3 | InputActivityRatio | PJ/PJ | 2.3377
BAU | Secondary | 48 | PWRNGSLKAXX | Gas-fired Power, Sri Lanka, region XX (investable) | 4 | OutputActivityRatio | PJ/PJ | 1
BAU | Secondary | 48 | PWRNGSLKAXX | Gas-fired Power, Sri Lanka, region XX (investable) | 5 | EmissionActivityRatio | tCO2/PJ | 56100
BAU | Secondary | 49 | PWROILMDVXX | Oil/Diesel generation, Maldives, region XX (investable) | 1 | CapacityToActivityUnit | PJ/GW | 31.536
BAU | Secondary | 49 | PWROILMDVXX | Oil/Diesel generation, Maldives, region XX (investable) | 2 | OperationalLife | years | 30
BAU | Secondary | 49 | PWROILMDVXX | Oil/Diesel generation, Maldives, region XX (investable) | 3 | InputActivityRatio | PJ/PJ | 2.8571
BAU | Secondary | 49 | PWROILMDVXX | Oil/Diesel generation, Maldives, region XX (investable) | 4 | OutputActivityRatio | PJ/PJ | 1
BAU | Secondary | 49 | PWROILMDVXX | Oil/Diesel generation, Maldives, region XX (investable) | 5 | EmissionActivityRatio | tCO2/PJ | 73300
BAU | Secondary | 50 | PWROILBGDXX | Oil/Diesel generation, Bangladesh, region XX (investable) | 1 | CapacityToActivityUnit | PJ/GW | 31.536
BAU | Secondary | 50 | PWROILBGDXX | Oil/Diesel generation, Bangladesh, region XX (investable) | 2 | OperationalLife | years | 30
BAU | Secondary | 50 | PWROILBGDXX | Oil/Diesel generation, Bangladesh, region XX (investable) | 3 | InputActivityRatio | PJ/PJ | 2.8571
BAU | Secondary | 50 | PWROILBGDXX | Oil/Diesel generation, Bangladesh, region XX (investable) | 4 | OutputActivityRatio | PJ/PJ | 1
BAU | Secondary | 50 | PWROILBGDXX | Oil/Diesel generation, Bangladesh, region XX (investable) | 5 | EmissionActivityRatio | tCO2/PJ | 73300
BAU | Secondary | 51 | PWROILLKAXX | Oil/Diesel generation, Sri Lanka, region XX (investable) | 1 | CapacityToActivityUnit | PJ/GW | 31.536
BAU | Secondary | 51 | PWROILLKAXX | Oil/Diesel generation, Sri Lanka, region XX (investable) | 2 | OperationalLife | years | 30
BAU | Secondary | 51 | PWROILLKAXX | Oil/Diesel generation, Sri Lanka, region XX (investable) | 3 | InputActivityRatio | PJ/PJ | 2.8571
BAU | Secondary | 51 | PWROILLKAXX | Oil/Diesel generation, Sri Lanka, region XX (investable) | 4 | OutputActivityRatio | PJ/PJ | 1
BAU | Secondary | 51 | PWROILLKAXX | Oil/Diesel generation, Sri Lanka, region XX (investable) | 5 | EmissionActivityRatio | tCO2/PJ | 73300
BAU | Secondary | 52 | PWRBIOBGDXX | Biomass/Bagasse, Bangladesh, region XX (investable) | 1 | CapacityToActivityUnit | PJ/GW | 31.536
BAU | Secondary | 52 | PWRBIOBGDXX | Biomass/Bagasse, Bangladesh, region XX (investable) | 2 | OperationalLife | years | 30
BAU | Secondary | 52 | PWRBIOBGDXX | Biomass/Bagasse, Bangladesh, region XX (investable) | 3 | InputActivityRatio | PJ/PJ | 3.3333
BAU | Secondary | 52 | PWRBIOBGDXX | Biomass/Bagasse, Bangladesh, region XX (investable) | 4 | OutputActivityRatio | PJ/PJ | 1
BAU | Secondary | 53 | PWRBIOINDNO | Biomass/Bagasse, India – North, region XX (investable) | 1 | CapacityToActivityUnit | PJ/GW | 31.536
BAU | Secondary | 53 | PWRBIOINDNO | Biomass/Bagasse, India – North, region XX (investable) | 2 | OperationalLife | years | 30
BAU | Secondary | 53 | PWRBIOINDNO | Biomass/Bagasse, India – North, region XX (investable) | 3 | InputActivityRatio | PJ/PJ | 3.3333
BAU | Secondary | 53 | PWRBIOINDNO | Biomass/Bagasse, India – North, region XX (investable) | 4 | OutputActivityRatio | PJ/PJ | 1
BAU | Secondary | 54 | PWRBIOINDSO | Biomass/Bagasse, India – South, region XX (investable) | 1 | CapacityToActivityUnit | PJ/GW | 31.536
BAU | Secondary | 54 | PWRBIOINDSO | Biomass/Bagasse, India – South, region XX (investable) | 2 | OperationalLife | years | 30
BAU | Secondary | 54 | PWRBIOINDSO | Biomass/Bagasse, India – South, region XX (investable) | 3 | InputActivityRatio | PJ/PJ | 3.3333
BAU | Secondary | 54 | PWRBIOINDSO | Biomass/Bagasse, India – South, region XX (investable) | 4 | OutputActivityRatio | PJ/PJ | 1
BAU | Secondary | 55 | PWRBIOINDEA | Biomass/Bagasse, India – East, region XX (investable) | 1 | CapacityToActivityUnit | PJ/GW | 31.536
BAU | Secondary | 55 | PWRBIOINDEA | Biomass/Bagasse, India – East, region XX (investable) | 2 | OperationalLife | years | 30
BAU | Secondary | 55 | PWRBIOINDEA | Biomass/Bagasse, India – East, region XX (investable) | 3 | InputActivityRatio | PJ/PJ | 3.3333
BAU | Secondary | 55 | PWRBIOINDEA | Biomass/Bagasse, India – East, region XX (investable) | 4 | OutputActivityRatio | PJ/PJ | 1
BAU | Secondary | 56 | PWRBIOINDWE | Biomass/Bagasse, India – West, region XX (investable) | 1 | CapacityToActivityUnit | PJ/GW | 31.536
BAU | Secondary | 56 | PWRBIOINDWE | Biomass/Bagasse, India – West, region XX (investable) | 2 | OperationalLife | years | 30
BAU | Secondary | 56 | PWRBIOINDWE | Biomass/Bagasse, India – West, region XX (investable) | 3 | InputActivityRatio | PJ/PJ | 3.3333
BAU | Secondary | 56 | PWRBIOINDWE | Biomass/Bagasse, India – West, region XX (investable) | 4 | OutputActivityRatio | PJ/PJ | 1
BAU | Secondary | 57 | PWRBIOINDNE | Biomass/Bagasse, India – Northeast, region XX (investable) | 1 | CapacityToActivityUnit | PJ/GW | 31.536
BAU | Secondary | 57 | PWRBIOINDNE | Biomass/Bagasse, India – Northeast, region XX (investable) | 2 | OperationalLife | years | 30
BAU | Secondary | 57 | PWRBIOINDNE | Biomass/Bagasse, India – Northeast, region XX (investable) | 3 | InputActivityRatio | PJ/PJ | 3.3333
BAU | Secondary | 57 | PWRBIOINDNE | Biomass/Bagasse, India – Northeast, region XX (investable) | 4 | OutputActivityRatio | PJ/PJ | 1
BAU | Secondary | 58 | PWRBIONPLXX | Biomass/Bagasse, Nepal, region XX (investable) | 1 | CapacityToActivityUnit | PJ/GW | 31.536
BAU | Secondary | 58 | PWRBIONPLXX | Biomass/Bagasse, Nepal, region XX (investable) | 2 | OperationalLife | years | 30
BAU | Secondary | 58 | PWRBIONPLXX | Biomass/Bagasse, Nepal, region XX (investable) | 3 | InputActivityRatio | PJ/PJ | 3.3333
BAU | Secondary | 58 | PWRBIONPLXX | Biomass/Bagasse, Nepal, region XX (investable) | 4 | OutputActivityRatio | PJ/PJ | 1
BAU | Secondary | 59 | PWRBIOLKAXX | Biomass/Bagasse, Sri Lanka, region XX (investable) | 1 | CapacityToActivityUnit | PJ/GW | 31.536
BAU | Secondary | 59 | PWRBIOLKAXX | Biomass/Bagasse, Sri Lanka, region XX (investable) | 2 | OperationalLife | years | 30
BAU | Secondary | 59 | PWRBIOLKAXX | Biomass/Bagasse, Sri Lanka, region XX (investable) | 3 | InputActivityRatio | PJ/PJ | 3.3333
BAU | Secondary | 59 | PWRBIOLKAXX | Biomass/Bagasse, Sri Lanka, region XX (investable) | 4 | OutputActivityRatio | PJ/PJ | 1
BAU | Secondary | 60 | PWRWASINDNO | Waste-to-Energy, India – North, region XX (investable) | 1 | CapacityToActivityUnit | PJ/GW | 31.536
BAU | Secondary | 60 | PWRWASINDNO | Waste-to-Energy, India – North, region XX (investable) | 2 | OperationalLife | years | 25
BAU | Secondary | 60 | PWRWASINDNO | Waste-to-Energy, India – North, region XX (investable) | 3 | InputActivityRatio | PJ/PJ | 4
BAU | Secondary | 60 | PWRWASINDNO | Waste-to-Energy, India – North, region XX (investable) | 4 | OutputActivityRatio | PJ/PJ | 1
BAU | Secondary | 60 | PWRWASINDNO | Waste-to-Energy, India – North, region XX (investable) | 5 | EmissionActivityRatio | tCO2/PJ | 32000
BAU | Secondary | 61 | PWRWASINDSO | Waste-to-Energy, India – South, region XX (investable) | 1 | CapacityToActivityUnit | PJ/GW | 31.536
BAU | Secondary | 61 | PWRWASINDSO | Waste-to-Energy, India – South, region XX (investable) | 2 | OperationalLife | years | 25
BAU | Secondary | 61 | PWRWASINDSO | Waste-to-Energy, India – South, region XX (investable) | 3 | InputActivityRatio | PJ/PJ | 4
BAU | Secondary | 61 | PWRWASINDSO | Waste-to-Energy, India – South, region XX (investable) | 4 | OutputActivityRatio | PJ/PJ | 1
BAU | Secondary | 61 | PWRWASINDSO | Waste-to-Energy, India – South, region XX (investable) | 5 | EmissionActivityRatio | tCO2/PJ | 32000
BAU | Secondary | 62 | PWRWASINDEA | Waste-to-Energy, India – East, region XX (investable) | 1 | CapacityToActivityUnit | PJ/GW | 31.536
BAU | Secondary | 62 | PWRWASINDEA | Waste-to-Energy, India – East, region XX (investable) | 2 | OperationalLife | years | 25
BAU | Secondary | 62 | PWRWASINDEA | Waste-to-Energy, India – East, region XX (investable) | 3 | InputActivityRatio | PJ/PJ | 4
BAU | Secondary | 62 | PWRWASINDEA | Waste-to-Energy, India – East, region XX (investable) | 4 | OutputActivityRatio | PJ/PJ | 1
BAU | Secondary | 62 | PWRWASINDEA | Waste-to-Energy, India – East, region XX (investable) | 5 | EmissionActivityRatio | tCO2/PJ | 32000
BAU | Secondary | 63 | PWRWASINDWE | Waste-to-Energy, India – West, region XX (investable) | 1 | CapacityToActivityUnit | PJ/GW | 31.536
BAU | Secondary | 63 | PWRWASINDWE | Waste-to-Energy, India – West, region XX (investable) | 2 | OperationalLife | years | 25
BAU | Secondary | 63 | PWRWASINDWE | Waste-to-Energy, India – West, region XX (investable) | 3 | InputActivityRatio | PJ/PJ | 4
BAU | Secondary | 63 | PWRWASINDWE | Waste-to-Energy, India – West, region XX (investable) | 4 | OutputActivityRatio | PJ/PJ | 1
BAU | Secondary | 63 | PWRWASINDWE | Waste-to-Energy, India – West, region XX (investable) | 5 | EmissionActivityRatio | tCO2/PJ | 32000
BAU | Secondary | 64 | PWRWASINDNE | Waste-to-Energy, India – Northeast, region XX (investable) | 1 | CapacityToActivityUnit | PJ/GW | 31.536
BAU | Secondary | 64 | PWRWASINDNE | Waste-to-Energy, India – Northeast, region XX (investable) | 2 | OperationalLife | years | 25
BAU | Secondary | 64 | PWRWASINDNE | Waste-to-Energy, India – Northeast, region XX (investable) | 3 | InputActivityRatio | PJ/PJ | 4
BAU | Secondary | 64 | PWRWASINDNE | Waste-to-Energy, India – Northeast, region XX (investable) | 4 | OutputActivityRatio | PJ/PJ | 1
BAU | Secondary | 64 | PWRWASINDNE | Waste-to-Energy, India – Northeast, region XX (investable) | 5 | EmissionActivityRatio | tCO2/PJ | 32000
BAU | Secondary | 65 | PWRWASBGDXX | Waste-to-Energy, Bangladesh, region XX (investable) | 1 | CapacityToActivityUnit | PJ/GW | 31.536
BAU | Secondary | 65 | PWRWASBGDXX | Waste-to-Energy, Bangladesh, region XX (investable) | 2 | OperationalLife | years | 25
BAU | Secondary | 65 | PWRWASBGDXX | Waste-to-Energy, Bangladesh, region XX (investable) | 3 | InputActivityRatio | PJ/PJ | 4
BAU | Secondary | 65 | PWRWASBGDXX | Waste-to-Energy, Bangladesh, region XX (investable) | 4 | OutputActivityRatio | PJ/PJ | 1
BAU | Secondary | 65 | PWRWASBGDXX | Waste-to-Energy, Bangladesh, region XX (investable) | 5 | EmissionActivityRatio | tCO2/PJ | 32000
BAU | Secondary | 66 | PWRWASLKAXX | Waste-to-Energy, Sri Lanka, region XX (investable) | 1 | CapacityToActivityUnit | PJ/GW | 31.536
BAU | Secondary | 66 | PWRWASLKAXX | Waste-to-Energy, Sri Lanka, region XX (investable) | 2 | OperationalLife | years | 25
BAU | Secondary | 66 | PWRWASLKAXX | Waste-to-Energy, Sri Lanka, region XX (investable) | 3 | InputActivityRatio | PJ/PJ | 4
BAU | Secondary | 66 | PWRWASLKAXX | Waste-to-Energy, Sri Lanka, region XX (investable) | 4 | OutputActivityRatio | PJ/PJ | 1
BAU | Secondary | 66 | PWRWASLKAXX | Waste-to-Energy, Sri Lanka, region XX (investable) | 5 | EmissionActivityRatio | tCO2/PJ | 32000
BAU | Secondary | 67 | PWRURNINDNO | Nuclear, India – North, region XX (investable) | 1 | CapacityToActivityUnit | PJ/GW | 31.536
BAU | Secondary | 67 | PWRURNINDNO | Nuclear, India – North, region XX (investable) | 2 | OperationalLife | years | 60
BAU | Secondary | 67 | PWRURNINDNO | Nuclear, India – North, region XX (investable) | 3 | InputActivityRatio | PJ/PJ | 3.0303
BAU | Secondary | 67 | PWRURNINDNO | Nuclear, India – North, region XX (investable) | 4 | OutputActivityRatio | PJ/PJ | 1
BAU | Secondary | 68 | PWRURNINDSO | Nuclear, India – South, region XX (investable) | 1 | CapacityToActivityUnit | PJ/GW | 31.536
BAU | Secondary | 68 | PWRURNINDSO | Nuclear, India – South, region XX (investable) | 2 | OperationalLife | years | 60
BAU | Secondary | 68 | PWRURNINDSO | Nuclear, India – South, region XX (investable) | 3 | InputActivityRatio | PJ/PJ | 3.0303
BAU | Secondary | 68 | PWRURNINDSO | Nuclear, India – South, region XX (investable) | 4 | OutputActivityRatio | PJ/PJ | 1
BAU | Secondary | 69 | PWRURNINDEA | Nuclear, India – East, region XX (investable) | 1 | CapacityToActivityUnit | PJ/GW | 31.536
BAU | Secondary | 69 | PWRURNINDEA | Nuclear, India – East, region XX (investable) | 2 | OperationalLife | years | 60
BAU | Secondary | 69 | PWRURNINDEA | Nuclear, India – East, region XX (investable) | 3 | InputActivityRatio | PJ/PJ | 3.0303
BAU | Secondary | 69 | PWRURNINDEA | Nuclear, India – East, region XX (investable) | 4 | OutputActivityRatio | PJ/PJ | 1
BAU | Secondary | 70 | PWRURNINDWE | Nuclear, India – West, region XX (investable) | 1 | CapacityToActivityUnit | PJ/GW | 31.536
BAU | Secondary | 70 | PWRURNINDWE | Nuclear, India – West, region XX (investable) | 2 | OperationalLife | years | 60
BAU | Secondary | 70 | PWRURNINDWE | Nuclear, India – West, region XX (investable) | 3 | InputActivityRatio | PJ/PJ | 3.0303
BAU | Secondary | 70 | PWRURNINDWE | Nuclear, India – West, region XX (investable) | 4 | OutputActivityRatio | PJ/PJ | 1
BAU | Secondary | 71 | PWRURNINDNE | Nuclear, India – Northeast, region XX (investable) | 1 | CapacityToActivityUnit | PJ/GW | 31.536
BAU | Secondary | 71 | PWRURNINDNE | Nuclear, India – Northeast, region XX (investable) | 2 | OperationalLife | years | 60
BAU | Secondary | 71 | PWRURNINDNE | Nuclear, India – Northeast, region XX (investable) | 3 | InputActivityRatio | PJ/PJ | 3.0303
BAU | Secondary | 71 | PWRURNINDNE | Nuclear, India – Northeast, region XX (investable) | 4 | OutputActivityRatio | PJ/PJ | 1
BAU | Secondary | 72 | PWRURNBGDXX | Nuclear, Bangladesh, region XX (investable) | 1 | CapacityToActivityUnit | PJ/GW | 31.536
BAU | Secondary | 72 | PWRURNBGDXX | Nuclear, Bangladesh, region XX (investable) | 2 | OperationalLife | years | 60
BAU | Secondary | 72 | PWRURNBGDXX | Nuclear, Bangladesh, region XX (investable) | 3 | InputActivityRatio | PJ/PJ | 3.0303
BAU | Secondary | 72 | PWRURNBGDXX | Nuclear, Bangladesh, region XX (investable) | 4 | OutputActivityRatio | PJ/PJ | 1
BAU | Secondary | 73 | PWRGEOINDNO | Geothermal, India – North, region XX (investable) | 1 | CapacityToActivityUnit | PJ/GW | 31.536
BAU | Secondary | 73 | PWRGEOINDNO | Geothermal, India – North, region XX (investable) | 2 | OperationalLife | years | 30
BAU | Secondary | 73 | PWRGEOINDNO | Geothermal, India – North, region XX (investable) | 3 | InputActivityRatio | PJ/PJ | 1
BAU | Secondary | 73 | PWRGEOINDNO | Geothermal, India – North, region XX (investable) | 4 | OutputActivityRatio | PJ/PJ | 1
BAU | Secondary | 74 | PWRSDSBGDXX | Short-duration storage (Li-ion 4h), Bangladesh, region XX (investable) | 1 | CapacityToActivityUnit | PJ/GW | 31.536
BAU | Secondary | 74 | PWRSDSBGDXX | Short-duration storage (Li-ion 4h), Bangladesh, region XX (investable) | 2 | OperationalLife | years | 15
BAU | Secondary | 74 | PWRSDSBGDXX | Short-duration storage (Li-ion 4h), Bangladesh, region XX (investable) | 3 | InputActivityRatio | PJ/PJ | 1.1765
BAU | Secondary | 74 | PWRSDSBGDXX | Short-duration storage (Li-ion 4h), Bangladesh, region XX (investable) | 4 | OutputActivityRatio | PJ/PJ | 1
BAU | Secondary | 75 | PWRSDSBTNXX | Short-duration storage (Li-ion 4h), Bhutan, region XX (investable) | 1 | CapacityToActivityUnit | PJ/GW | 31.536
BAU | Secondary | 75 | PWRSDSBTNXX | Short-duration storage (Li-ion 4h), Bhutan, region XX (investable) | 2 | OperationalLife | years | 15
BAU | Secondary | 75 | PWRSDSBTNXX | Short-duration storage (Li-ion 4h), Bhutan, region XX (investable) | 3 | InputActivityRatio | PJ/PJ | 1.1765
BAU | Secondary | 75 | PWRSDSBTNXX | Short-duration storage (Li-ion 4h), Bhutan, region XX (investable) | 4 | OutputActivityRatio | PJ/PJ | 1
BAU | Secondary | 76 | PWRSDSINDNO | Short-duration storage (Li-ion 4h), India – North, region XX (investable) | 1 | CapacityToActivityUnit | PJ/GW | 31.536
BAU | Secondary | 76 | PWRSDSINDNO | Short-duration storage (Li-ion 4h), India – North, region XX (investable) | 2 | OperationalLife | years | 15
BAU | Secondary | 76 | PWRSDSINDNO | Short-duration storage (Li-ion 4h), India – North, region XX (investable) | 3 | InputActivityRatio | PJ/PJ | 1.1765
BAU | Secondary | 76 | PWRSDSINDNO | Short-duration storage (Li-ion 4h), India – North, region XX (investable) | 4 | OutputActivityRatio | PJ/PJ | 1
BAU | Secondary | 77 | PWRSDSINDSO | Short-duration storage (Li-ion 4h), India – South, region XX (investable) | 1 | CapacityToActivityUnit | PJ/GW | 31.536
BAU | Secondary | 77 | PWRSDSINDSO | Short-duration storage (Li-ion 4h), India – South, region XX (investable) | 2 | OperationalLife | years | 15
BAU | Secondary | 77 | PWRSDSINDSO | Short-duration storage (Li-ion 4h), India – South, region XX (investable) | 3 | InputActivityRatio | PJ/PJ | 1.1765
BAU | Secondary | 77 | PWRSDSINDSO | Short-duration storage (Li-ion 4h), India – South, region XX (investable) | 4 | OutputActivityRatio | PJ/PJ | 1
BAU | Secondary | 78 | PWRSDSINDEA | Short-duration storage (Li-ion 4h), India – East, region XX (investable) | 1 | CapacityToActivityUnit | PJ/GW | 31.536
BAU | Secondary | 78 | PWRSDSINDEA | Short-duration storage (Li-ion 4h), India – East, region XX (investable) | 2 | OperationalLife | years | 15
BAU | Secondary | 78 | PWRSDSINDEA | Short-duration storage (Li-ion 4h), India – East, region XX (investable) | 3 | InputActivityRatio | PJ/PJ | 1.1765
BAU | Secondary | 78 | PWRSDSINDEA | Short-duration storage (Li-ion 4h), India – East, region XX (investable) | 4 | OutputActivityRatio | PJ/PJ | 1
BAU | Secondary | 79 | PWRSDSINDWE | Short-duration storage (Li-ion 4h), India – West, region XX (investable) | 1 | CapacityToActivityUnit | PJ/GW | 31.536
BAU | Secondary | 79 | PWRSDSINDWE | Short-duration storage (Li-ion 4h), India – West, region XX (investable) | 2 | OperationalLife | years | 15
BAU | Secondary | 79 | PWRSDSINDWE | Short-duration storage (Li-ion 4h), India – West, region XX (investable) | 3 | InputActivityRatio | PJ/PJ | 1.1765
BAU | Secondary | 79 | PWRSDSINDWE | Short-duration storage (Li-ion 4h), India – West, region XX (investable) | 4 | OutputActivityRatio | PJ/PJ | 1
BAU | Secondary | 80 | PWRSDSINDNE | Short-duration storage (Li-ion 4h), India – Northeast, region XX (investable) | 1 | CapacityToActivityUnit | PJ/GW | 31.536
BAU | Secondary | 80 | PWRSDSINDNE | Short-duration storage (Li-ion 4h), India – Northeast, region XX (investable) | 2 | OperationalLife | years | 15
BAU | Secondary | 80 | PWRSDSINDNE | Short-duration storage (Li-ion 4h), India – Northeast, region XX (investable) | 3 | InputActivityRatio | PJ/PJ | 1.1765
BAU | Secondary | 80 | PWRSDSINDNE | Short-duration storage (Li-ion 4h), India – Northeast, region XX (investable) | 4 | OutputActivityRatio | PJ/PJ | 1
BAU | Secondary | 81 | PWRSDSNPLXX | Short-duration storage (Li-ion 4h), Nepal, region XX (investable) | 1 | CapacityToActivityUnit | PJ/GW | 31.536
BAU | Secondary | 81 | PWRSDSNPLXX | Short-duration storage (Li-ion 4h), Nepal, region XX (investable) | 2 | OperationalLife | years | 15
BAU | Secondary | 81 | PWRSDSNPLXX | Short-duration storage (Li-ion 4h), Nepal, region XX (investable) | 3 | InputActivityRatio | PJ/PJ | 1.1765
BAU | Secondary | 81 | PWRSDSNPLXX | Short-duration storage (Li-ion 4h), Nepal, region XX (investable) | 4 | OutputActivityRatio | PJ/PJ | 1
BAU | Secondary | 82 | PWRSDSLKAXX | Short-duration storage (Li-ion 4h), Sri Lanka, region XX (investable) | 1 | CapacityToActivityUnit | PJ/GW | 31.536
BAU | Secondary | 82 | PWRSDSLKAXX | Short-duration storage (Li-ion 4h), Sri Lanka, region XX (investable) | 2 | OperationalLife | years | 15
BAU | Secondary | 82 | PWRSDSLKAXX | Short-duration storage (Li-ion 4h), Sri Lanka, region XX (investable) | 3 | InputActivityRatio | PJ/PJ | 1.1765
BAU | Secondary | 82 | PWRSDSLKAXX | Short-duration storage (Li-ion 4h), Sri Lanka, region XX (investable) | 4 | OutputActivityRatio | PJ/PJ | 1
BAU | Secondary | 83 | PWRSDSMDVXX | Short-duration storage (Li-ion 4h), Maldives, region XX (investable) | 1 | CapacityToActivityUnit | PJ/GW | 31.536
BAU | Secondary | 83 | PWRSDSMDVXX | Short-duration storage (Li-ion 4h), Maldives, region XX (investable) | 2 | OperationalLife | years | 15
BAU | Secondary | 83 | PWRSDSMDVXX | Short-duration storage (Li-ion 4h), Maldives, region XX (investable) | 3 | InputActivityRatio | PJ/PJ | 1.1765
BAU | Secondary | 83 | PWRSDSMDVXX | Short-duration storage (Li-ion 4h), Maldives, region XX (investable) | 4 | OutputActivityRatio | PJ/PJ | 1
BAU | Secondary | 84 | PWRLDSBGDXX | Long-duration storage (8h+), Bangladesh, region XX (investable) | 1 | CapacityToActivityUnit | PJ/GW | 31.536
BAU | Secondary | 84 | PWRLDSBGDXX | Long-duration storage (8h+), Bangladesh, region XX (investable) | 2 | OperationalLife | years | 20
BAU | Secondary | 84 | PWRLDSBGDXX | Long-duration storage (8h+), Bangladesh, region XX (investable) | 3 | InputActivityRatio | PJ/PJ | 1.3333
BAU | Secondary | 84 | PWRLDSBGDXX | Long-duration storage (8h+), Bangladesh, region XX (investable) | 4 | OutputActivityRatio | PJ/PJ | 1
BAU | Secondary | 85 | PWRLDSBTNXX | Long-duration storage (8h+), Bhutan, region XX (investable) | 1 | CapacityToActivityUnit | PJ/GW | 31.536
BAU | Secondary | 85 | PWRLDSBTNXX | Long-duration storage (8h+), Bhutan, region XX (investable) | 2 | OperationalLife | years | 20
BAU | Secondary | 85 | PWRLDSBTNXX | Long-duration storage (8h+), Bhutan, region XX (investable) | 3 | InputActivityRatio | PJ/PJ | 1.3333
BAU | Secondary | 85 | PWRLDSBTNXX | Long-duration storage (8h+), Bhutan, region XX (investable) | 4 | OutputActivityRatio | PJ/PJ | 1
BAU | Secondary | 86 | PWRLDSINDNO | Long-duration storage (8h+), India – North, region XX (investable) | 1 | CapacityToActivityUnit | PJ/GW | 31.536
BAU | Secondary | 86 | PWRLDSINDNO | Long-duration storage (8h+), India – North, region XX (investable) | 2 | OperationalLife | years | 20
BAU | Secondary | 86 | PWRLDSINDNO | Long-duration storage (8h+), India – North, region XX (investable) | 3 | InputActivityRatio | PJ/PJ | 1.3333
BAU | Secondary | 86 | PWRLDSINDNO | Long-duration storage (8h+), India – North, region XX (investable) | 4 | OutputActivityRatio | PJ/PJ | 1
BAU | Secondary | 87 | PWRLDSINDSO | Long-duration storage (8h+), India – South, region XX (investable) | 1 | CapacityToActivityUnit | PJ/GW | 31.536
BAU | Secondary | 87 | PWRLDSINDSO | Long-duration storage (8h+), India – South, region XX (investable) | 2 | OperationalLife | years | 20
BAU | Secondary | 87 | PWRLDSINDSO | Long-duration storage (8h+), India – South, region XX (investable) | 3 | InputActivityRatio | PJ/PJ | 1.3333
BAU | Secondary | 87 | PWRLDSINDSO | Long-duration storage (8h+), India – South, region XX (investable) | 4 | OutputActivityRatio | PJ/PJ | 1
BAU | Secondary | 88 | PWRLDSINDEA | Long-duration storage (8h+), India – East, region XX (investable) | 1 | CapacityToActivityUnit | PJ/GW | 31.536
BAU | Secondary | 88 | PWRLDSINDEA | Long-duration storage (8h+), India – East, region XX (investable) | 2 | OperationalLife | years | 20
BAU | Secondary | 88 | PWRLDSINDEA | Long-duration storage (8h+), India – East, region XX (investable) | 3 | InputActivityRatio | PJ/PJ | 1.3333
BAU | Secondary | 88 | PWRLDSINDEA | Long-duration storage (8h+), India – East, region XX (investable) | 4 | OutputActivityRatio | PJ/PJ | 1
BAU | Secondary | 89 | PWRLDSINDWE | Long-duration storage (8h+), India – West, region XX (investable) | 1 | CapacityToActivityUnit | PJ/GW | 31.536
BAU | Secondary | 89 | PWRLDSINDWE | Long-duration storage (8h+), India – West, region XX (investable) | 2 | OperationalLife | years | 20
BAU | Secondary | 89 | PWRLDSINDWE | Long-duration storage (8h+), India – West, region XX (investable) | 3 | InputActivityRatio | PJ/PJ | 1.3333
BAU | Secondary | 89 | PWRLDSINDWE | Long-duration storage (8h+), India – West, region XX (investable) | 4 | OutputActivityRatio | PJ/PJ | 1
BAU | Secondary | 90 | PWRLDSINDNE | Long-duration storage (8h+), India – Northeast, region XX (investable) | 1 | CapacityToActivityUnit | PJ/GW | 31.536
BAU | Secondary | 90 | PWRLDSINDNE | Long-duration storage (8h+), India – Northeast, region XX (investable) | 2 | OperationalLife | years | 20
BAU | Secondary | 90 | PWRLDSINDNE | Long-duration storage (8h+), India – Northeast, region XX (investable) | 3 | InputActivityRatio | PJ/PJ | 1.3333
BAU | Secondary | 90 | PWRLDSINDNE | Long-duration storage (8h+), India – Northeast, region XX (investable) | 4 | OutputActivityRatio | PJ/PJ | 1
BAU | Secondary | 91 | PWRLDSNPLXX | Long-duration storage (8h+), Nepal, region XX (investable) | 1 | CapacityToActivityUnit | PJ/GW | 31.536
BAU | Secondary | 91 | PWRLDSNPLXX | Long-duration storage (8h+), Nepal, region XX (investable) | 2 | OperationalLife | years | 20
BAU | Secondary | 91 | PWRLDSNPLXX | Long-duration storage (8h+), Nepal, region XX (investable) | 3 | InputActivityRatio | PJ/PJ | 1.3333
BAU | Secondary | 91 | PWRLDSNPLXX | Long-duration storage (8h+), Nepal, region XX (investable) | 4 | OutputActivityRatio | PJ/PJ | 1
BAU | Secondary | 92 | PWRLDSLKAXX | Long-duration storage (8h+), Sri Lanka, region XX (investable) | 1 | CapacityToActivityUnit | PJ/GW | 31.536
BAU | Secondary | 92 | PWRLDSLKAXX | Long-duration storage (8h+), Sri Lanka, region XX (investable) | 2 | OperationalLife | years | 20
BAU | Secondary | 92 | PWRLDSLKAXX | Long-duration storage (8h+), Sri Lanka, region XX (investable) | 3 | InputActivityRatio | PJ/PJ | 1.3333
BAU | Secondary | 92 | PWRLDSLKAXX | Long-duration storage (8h+), Sri Lanka, region XX (investable) | 4 | OutputActivityRatio | PJ/PJ | 1
BAU | Secondary | 93 | PWRLDSMDVXX | Long-duration storage (8h+), Maldives, region XX (investable) | 1 | CapacityToActivityUnit | PJ/GW | 31.536
BAU | Secondary | 93 | PWRLDSMDVXX | Long-duration storage (8h+), Maldives, region XX (investable) | 2 | OperationalLife | years | 20
BAU | Secondary | 93 | PWRLDSMDVXX | Long-duration storage (8h+), Maldives, region XX (investable) | 3 | InputActivityRatio | PJ/PJ | 1.3333
BAU | Secondary | 93 | PWRLDSMDVXX | Long-duration storage (8h+), Maldives, region XX (investable) | 4 | OutputActivityRatio | PJ/PJ | 1
BAU | Primary | 94 | MINCOABGD | Coal mining/import, Bangladesh | 1 | CapacityToActivityUnit | PJ/GW | 31.536
BAU | Primary | 94 | MINCOABGD | Coal mining/import, Bangladesh | 2 | OperationalLife | years | 99
BAU | Primary | 94 | MINCOABGD | Coal mining/import, Bangladesh | 3 | InputActivityRatio | PJ/PJ | 1
BAU | Primary | 94 | MINCOABGD | Coal mining/import, Bangladesh | 4 | OutputActivityRatio | PJ/PJ | 1
BAU | Primary | 95 | MINCOABTN | Coal mining/import, Bhutan | 1 | CapacityToActivityUnit | PJ/GW | 31.536
BAU | Primary | 95 | MINCOABTN | Coal mining/import, Bhutan | 2 | OperationalLife | years | 99
BAU | Primary | 95 | MINCOABTN | Coal mining/import, Bhutan | 3 | InputActivityRatio | PJ/PJ | 1
BAU | Primary | 95 | MINCOABTN | Coal mining/import, Bhutan | 4 | OutputActivityRatio | PJ/PJ | 1
BAU | Primary | 96 | MINCOAIND | Coal mining/import, India | 1 | CapacityToActivityUnit | PJ/GW | 31.536
BAU | Primary | 96 | MINCOAIND | Coal mining/import, India | 2 | OperationalLife | years | 99
BAU | Primary | 96 | MINCOAIND | Coal mining/import, India | 3 | InputActivityRatio | PJ/PJ | 1
BAU | Primary | 96 | MINCOAIND | Coal mining/import, India | 4 | OutputActivityRatio | PJ/PJ | 1
BAU | Primary | 97 | MINCOANPL | Coal mining/import, Nepal | 1 | CapacityToActivityUnit | PJ/GW | 31.536
BAU | Primary | 97 | MINCOANPL | Coal mining/import, Nepal | 2 | OperationalLife | years | 99
BAU | Primary | 97 | MINCOANPL | Coal mining/import, Nepal | 3 | InputActivityRatio | PJ/PJ | 1
BAU | Primary | 97 | MINCOANPL | Coal mining/import, Nepal | 4 | OutputActivityRatio | PJ/PJ | 1
BAU | Primary | 98 | MINCOALKA | Coal mining/import, Sri Lanka | 1 | CapacityToActivityUnit | PJ/GW | 31.536
BAU | Primary | 98 | MINCOALKA | Coal mining/import, Sri Lanka | 2 | OperationalLife | years | 99
BAU | Primary | 98 | MINCOALKA | Coal mining/import, Sri Lanka | 3 | InputActivityRatio | PJ/PJ | 1
BAU | Primary | 98 | MINCOALKA | Coal mining/import, Sri Lanka | 4 | OutputActivityRatio | PJ/PJ | 1
BAU | Primary | 99 | MINCOAMDV | Coal mining/import, Maldives | 1 | CapacityToActivityUnit | PJ/GW | 31.536
BAU | Primary | 99 | MINCOAMDV | Coal mining/import, Maldives | 2 | OperationalLife | years | 99
BAU | Primary | 99 | MINCOAMDV | Coal mining/import, Maldives | 3 | InputActivityRatio | PJ/PJ | 1
BAU | Primary | 99 | MINCOAMDV | Coal mining/import, Maldives | 4 | OutputActivityRatio | PJ/PJ | 1
BAU | Primary | 100 | MINGASBGD | Natural Gas supply, Bangladesh | 1 | CapacityToActivityUnit | PJ/GW | 31.536
BAU | Primary | 100 | MINGASBGD | Natural Gas supply, Bangladesh | 2 | OperationalLife | years | 99
BAU | Primary | 100 | MINGASBGD | Natural Gas supply, Bangladesh | 3 | InputActivityRatio | PJ/PJ | 1
BAU | Primary | 100 | MINGASBGD | Natural Gas supply, Bangladesh | 4 | OutputActivityRatio | PJ/PJ | 1
BAU | Primary | 101 | MINGASBTN | Natural Gas supply, Bhutan | 1 | CapacityToActivityUnit | PJ/GW | 31.536
BAU | Primary | 101 | MINGASBTN | Natural Gas supply, Bhutan | 2 | OperationalLife | years | 99
BAU | Primary | 101 | MINGASBTN | Natural Gas supply, Bhutan | 3 | InputActivityRatio | PJ/PJ | 1
BAU | Primary | 101 | MINGASBTN | Natural Gas supply, Bhutan | 4 | OutputActivityRatio | PJ/PJ | 1
BAU | Primary | 102 | MINGASIND | Natural Gas supply, India | 1 | CapacityToActivityUnit | PJ/GW | 31.536
BAU | Primary | 102 | MINGASIND | Natural Gas supply, India | 2 | OperationalLife | years | 99
BAU | Primary | 102 | MINGASIND | Natural Gas supply, India | 3 | InputActivityRatio | PJ/PJ | 1
BAU | Primary | 102 | MINGASIND | Natural Gas supply, India | 4 | OutputActivityRatio | PJ/PJ | 1
BAU | Primary | 103 | MINGASNPL | Natural Gas supply, Nepal | 1 | CapacityToActivityUnit | PJ/GW | 31.536
BAU | Primary | 103 | MINGASNPL | Natural Gas supply, Nepal | 2 | OperationalLife | years | 99
BAU | Primary | 103 | MINGASNPL | Natural Gas supply, Nepal | 3 | InputActivityRatio | PJ/PJ | 1
BAU | Primary | 103 | MINGASNPL | Natural Gas supply, Nepal | 4 | OutputActivityRatio | PJ/PJ | 1
BAU | Primary | 104 | MINGASLKA | Natural Gas supply, Sri Lanka | 1 | CapacityToActivityUnit | PJ/GW | 31.536
BAU | Primary | 104 | MINGASLKA | Natural Gas supply, Sri Lanka | 2 | OperationalLife | years | 99
BAU | Primary | 104 | MINGASLKA | Natural Gas supply, Sri Lanka | 3 | InputActivityRatio | PJ/PJ | 1
BAU | Primary | 104 | MINGASLKA | Natural Gas supply, Sri Lanka | 4 | OutputActivityRatio | PJ/PJ | 1
BAU | Primary | 105 | MINGASMDV | Natural Gas supply, Maldives | 1 | CapacityToActivityUnit | PJ/GW | 31.536
BAU | Primary | 105 | MINGASMDV | Natural Gas supply, Maldives | 2 | OperationalLife | years | 99
BAU | Primary | 105 | MINGASMDV | Natural Gas supply, Maldives | 3 | InputActivityRatio | PJ/PJ | 1
BAU | Primary | 105 | MINGASMDV | Natural Gas supply, Maldives | 4 | OutputActivityRatio | PJ/PJ | 1
BAU | Primary | 106 | MINOILBGD | Oil supply, Bangladesh | 1 | CapacityToActivityUnit | PJ/GW | 31.536
BAU | Primary | 106 | MINOILBGD | Oil supply, Bangladesh | 2 | OperationalLife | years | 99
BAU | Primary | 106 | MINOILBGD | Oil supply, Bangladesh | 3 | InputActivityRatio | PJ/PJ | 1
BAU | Primary | 106 | MINOILBGD | Oil supply, Bangladesh | 4 | OutputActivityRatio | PJ/PJ | 1
BAU | Primary | 107 | MINOILBTN | Oil supply, Bhutan | 1 | CapacityToActivityUnit | PJ/GW | 31.536
BAU | Primary | 107 | MINOILBTN | Oil supply, Bhutan | 2 | OperationalLife | years | 99
BAU | Primary | 107 | MINOILBTN | Oil supply, Bhutan | 3 | InputActivityRatio | PJ/PJ | 1
BAU | Primary | 107 | MINOILBTN | Oil supply, Bhutan | 4 | OutputActivityRatio | PJ/PJ | 1
BAU | Primary | 108 | MINOILIND | Oil supply, India | 1 | CapacityToActivityUnit | PJ/GW | 31.536
BAU | Primary | 108 | MINOILIND | Oil supply, India | 2 | OperationalLife | years | 99
BAU | Primary | 108 | MINOILIND | Oil supply, India | 3 | InputActivityRatio | PJ/PJ | 1
BAU | Primary | 108 | MINOILIND | Oil supply, India | 4 | OutputActivityRatio | PJ/PJ | 1
BAU | Primary | 109 | MINOILNPL | Oil supply, Nepal | 1 | CapacityToActivityUnit | PJ/GW | 31.536
BAU | Primary | 109 | MINOILNPL | Oil supply, Nepal | 2 | OperationalLife | years | 99
BAU | Primary | 109 | MINOILNPL | Oil supply, Nepal | 3 | InputActivityRatio | PJ/PJ | 1
BAU | Primary | 109 | MINOILNPL | Oil supply, Nepal | 4 | OutputActivityRatio | PJ/PJ | 1
BAU | Primary | 110 | MINOILLKA | Oil supply, Sri Lanka | 1 | CapacityToActivityUnit | PJ/GW | 31.536
BAU | Primary | 110 | MINOILLKA | Oil supply, Sri Lanka | 2 | OperationalLife | years | 99
BAU | Primary | 110 | MINOILLKA | Oil supply, Sri Lanka | 3 | InputActivityRatio | PJ/PJ | 1
BAU | Primary | 110 | MINOILLKA | Oil supply, Sri Lanka | 4 | OutputActivityRatio | PJ/PJ | 1
BAU | Primary | 111 | MINOILMDV | Oil supply, Maldives | 1 | CapacityToActivityUnit | PJ/GW | 31.536
BAU | Primary | 111 | MINOILMDV | Oil supply, Maldives | 2 | OperationalLife | years | 99
BAU | Primary | 111 | MINOILMDV | Oil supply, Maldives | 3 | InputActivityRatio | PJ/PJ | 1
BAU | Primary | 111 | MINOILMDV | Oil supply, Maldives | 4 | OutputActivityRatio | PJ/PJ | 1
BAU | Primary | 112 | MINURNBGD | Uranium supply, Bangladesh | 1 | CapacityToActivityUnit | PJ/GW | 31.536
BAU | Primary | 112 | MINURNBGD | Uranium supply, Bangladesh | 2 | OperationalLife | years | 99
BAU | Primary | 112 | MINURNBGD | Uranium supply, Bangladesh | 3 | InputActivityRatio | PJ/PJ | 1
BAU | Primary | 112 | MINURNBGD | Uranium supply, Bangladesh | 4 | OutputActivityRatio | PJ/PJ | 1
BAU | Primary | 113 | MINURNBTN | Uranium supply, Bhutan | 1 | CapacityToActivityUnit | PJ/GW | 31.536
BAU | Primary | 113 | MINURNBTN | Uranium supply, Bhutan | 2 | OperationalLife | years | 99
BAU | Primary | 113 | MINURNBTN | Uranium supply, Bhutan | 3 | InputActivityRatio | PJ/PJ | 1
BAU | Primary | 113 | MINURNBTN | Uranium supply, Bhutan | 4 | OutputActivityRatio | PJ/PJ | 1
BAU | Primary | 114 | MINURNIND | Uranium supply, India | 1 | CapacityToActivityUnit | PJ/GW | 31.536
BAU | Primary | 114 | MINURNIND | Uranium supply, India | 2 | OperationalLife | years | 99
BAU | Primary | 114 | MINURNIND | Uranium supply, India | 3 | InputActivityRatio | PJ/PJ | 1
BAU | Primary | 114 | MINURNIND | Uranium supply, India | 4 | OutputActivityRatio | PJ/PJ | 1
BAU | Primary | 115 | MINURNNPL | Uranium supply, Nepal | 1 | CapacityToActivityUnit | PJ/GW | 31.536
BAU | Primary | 115 | MINURNNPL | Uranium supply, Nepal | 2 | OperationalLife | years | 99
BAU | Primary | 115 | MINURNNPL | Uranium supply, Nepal | 3 | InputActivityRatio | PJ/PJ | 1
BAU | Primary | 115 | MINURNNPL | Uranium supply, Nepal | 4 | OutputActivityRatio | PJ/PJ | 1
BAU | Primary | 116 | MINURNLKA | Uranium supply, Sri Lanka | 1 | CapacityToActivityUnit | PJ/GW | 31.536
BAU | Primary | 116 | MINURNLKA | Uranium supply, Sri Lanka | 2 | OperationalLife | years | 99
BAU | Primary | 116 | MINURNLKA | Uranium supply, Sri Lanka | 3 | InputActivityRatio | PJ/PJ | 1
BAU | Primary | 116 | MINURNLKA | Uranium supply, Sri Lanka | 4 | OutputActivityRatio | PJ/PJ | 1
BAU | Primary | 117 | MINURNMDV | Uranium supply, Maldives | 1 | CapacityToActivityUnit | PJ/GW | 31.536
BAU | Primary | 117 | MINURNMDV | Uranium supply, Maldives | 2 | OperationalLife | years | 99
BAU | Primary | 117 | MINURNMDV | Uranium supply, Maldives | 3 | InputActivityRatio | PJ/PJ | 1
BAU | Primary | 117 | MINURNMDV | Uranium supply, Maldives | 4 | OutputActivityRatio | PJ/PJ | 1
BAU | Primary | 118 | RNWBIOBGDXX | Biomass supply, Bangladesh | 1 | CapacityToActivityUnit | PJ/GW | 31.536
BAU | Primary | 118 | RNWBIOBGDXX | Biomass supply, Bangladesh | 2 | OperationalLife | years | 99
BAU | Primary | 118 | RNWBIOBGDXX | Biomass supply, Bangladesh | 3 | InputActivityRatio | PJ/PJ | 1
BAU | Primary | 118 | RNWBIOBGDXX | Biomass supply, Bangladesh | 4 | OutputActivityRatio | PJ/PJ | 1
BAU | Primary | 119 | RNWBIOBTNXX | Biomass supply, Bhutan | 1 | CapacityToActivityUnit | PJ/GW | 31.536
BAU | Primary | 119 | RNWBIOBTNXX | Biomass supply, Bhutan | 2 | OperationalLife | years | 99
BAU | Primary | 119 | RNWBIOBTNXX | Biomass supply, Bhutan | 3 | InputActivityRatio | PJ/PJ | 1
BAU | Primary | 119 | RNWBIOBTNXX | Biomass supply, Bhutan | 4 | OutputActivityRatio | PJ/PJ | 1
BAU | Primary | 120 | RNWBIOINDNO | Biomass supply, India – North | 1 | CapacityToActivityUnit | PJ/GW | 31.536
BAU | Primary | 120 | RNWBIOINDNO | Biomass supply, India – North | 2 | OperationalLife | years | 99
BAU | Primary | 120 | RNWBIOINDNO | Biomass supply, India – North | 3 | InputActivityRatio | PJ/PJ | 1
BAU | Primary | 120 | RNWBIOINDNO | Biomass supply, India – North | 4 | OutputActivityRatio | PJ/PJ | 1
BAU | Primary | 121 | RNWBIOINDSO | Biomass supply, India – South | 1 | CapacityToActivityUnit | PJ/GW | 31.536
BAU | Primary | 121 | RNWBIOINDSO | Biomass supply, India – South | 2 | OperationalLife | years | 99
BAU | Primary | 121 | RNWBIOINDSO | Biomass supply, India – South | 3 | InputActivityRatio | PJ/PJ | 1
BAU | Primary | 121 | RNWBIOINDSO | Biomass supply, India – South | 4 | OutputActivityRatio | PJ/PJ | 1
BAU | Primary | 122 | RNWBIOINDEA | Biomass supply, India – East | 1 | CapacityToActivityUnit | PJ/GW | 31.536
BAU | Primary | 122 | RNWBIOINDEA | Biomass supply, India – East | 2 | OperationalLife | years | 99
BAU | Primary | 122 | RNWBIOINDEA | Biomass supply, India – East | 3 | InputActivityRatio | PJ/PJ | 1
BAU | Primary | 122 | RNWBIOINDEA | Biomass supply, India – East | 4 | OutputActivityRatio | PJ/PJ | 1
BAU | Primary | 123 | RNWBIOINDWE | Biomass supply, India – West | 1 | CapacityToActivityUnit | PJ/GW | 31.536
BAU | Primary | 123 | RNWBIOINDWE | Biomass supply, India – West | 2 | OperationalLife | years | 99
BAU | Primary | 123 | RNWBIOINDWE | Biomass supply, India – West | 3 | InputActivityRatio | PJ/PJ | 1
BAU | Primary | 123 | RNWBIOINDWE | Biomass supply, India – West | 4 | OutputActivityRatio | PJ/PJ | 1
BAU | Primary | 124 | RNWBIOINDNE | Biomass supply, India – Northeast | 1 | CapacityToActivityUnit | PJ/GW | 31.536
BAU | Primary | 124 | RNWBIOINDNE | Biomass supply, India – Northeast | 2 | OperationalLife | years | 99
BAU | Primary | 124 | RNWBIOINDNE | Biomass supply, India – Northeast | 3 | InputActivityRatio | PJ/PJ | 1
BAU | Primary | 124 | RNWBIOINDNE | Biomass supply, India – Northeast | 4 | OutputActivityRatio | PJ/PJ | 1
BAU | Primary | 125 | RNWBIONPLXX | Biomass supply, Nepal | 1 | CapacityToActivityUnit | PJ/GW | 31.536
BAU | Primary | 125 | RNWBIONPLXX | Biomass supply, Nepal | 2 | OperationalLife | years | 99
BAU | Primary | 125 | RNWBIONPLXX | Biomass supply, Nepal | 3 | InputActivityRatio | PJ/PJ | 1
BAU | Primary | 125 | RNWBIONPLXX | Biomass supply, Nepal | 4 | OutputActivityRatio | PJ/PJ | 1
BAU | Primary | 126 | RNWBIOLKAXX | Biomass supply, Sri Lanka | 1 | CapacityToActivityUnit | PJ/GW | 31.536
BAU | Primary | 126 | RNWBIOLKAXX | Biomass supply, Sri Lanka | 2 | OperationalLife | years | 99
BAU | Primary | 126 | RNWBIOLKAXX | Biomass supply, Sri Lanka | 3 | InputActivityRatio | PJ/PJ | 1
BAU | Primary | 126 | RNWBIOLKAXX | Biomass supply, Sri Lanka | 4 | OutputActivityRatio | PJ/PJ | 1
BAU | Primary | 127 | RNWBIOMDVXX | Biomass supply, Maldives | 1 | CapacityToActivityUnit | PJ/GW | 31.536
BAU | Primary | 127 | RNWBIOMDVXX | Biomass supply, Maldives | 2 | OperationalLife | years | 99
BAU | Primary | 127 | RNWBIOMDVXX | Biomass supply, Maldives | 3 | InputActivityRatio | PJ/PJ | 1
BAU | Primary | 127 | RNWBIOMDVXX | Biomass supply, Maldives | 4 | OutputActivityRatio | PJ/PJ | 1
BAU | Demand | 128 | PWRTRNBGDXX | Existing internal transmission (non-RE), Bangladesh, region XX | 1 | CapacityToActivityUnit | PJ/GW | 31.536
BAU | Demand | 128 | PWRTRNBGDXX | Existing internal transmission (non-RE), Bangladesh, region XX | 2 | OperationalLife | years | 50
BAU | Demand | 128 | PWRTRNBGDXX | Existing internal transmission (non-RE), Bangladesh, region XX | 3 | InputActivityRatio | PJ/PJ | 1
BAU | Demand | 128 | PWRTRNBGDXX | Existing internal transmission (non-RE), Bangladesh, region XX | 4 | OutputActivityRatio | PJ/PJ | 0.97
BAU | Demand | 129 | PWRTRNBTNXX | Existing internal transmission (non-RE), Bhutan, region XX | 1 | CapacityToActivityUnit | PJ/GW | 31.536
BAU | Demand | 129 | PWRTRNBTNXX | Existing internal transmission (non-RE), Bhutan, region XX | 2 | OperationalLife | years | 50
BAU | Demand | 129 | PWRTRNBTNXX | Existing internal transmission (non-RE), Bhutan, region XX | 3 | InputActivityRatio | PJ/PJ | 1
BAU | Demand | 129 | PWRTRNBTNXX | Existing internal transmission (non-RE), Bhutan, region XX | 4 | OutputActivityRatio | PJ/PJ | 0.97
BAU | Demand | 130 | PWRTRNINDNO | Existing internal transmission (non-RE), India – North, region XX | 1 | CapacityToActivityUnit | PJ/GW | 31.536
BAU | Demand | 130 | PWRTRNINDNO | Existing internal transmission (non-RE), India – North, region XX | 2 | OperationalLife | years | 50
BAU | Demand | 130 | PWRTRNINDNO | Existing internal transmission (non-RE), India – North, region XX | 3 | InputActivityRatio | PJ/PJ | 1
BAU | Demand | 130 | PWRTRNINDNO | Existing internal transmission (non-RE), India – North, region XX | 4 | OutputActivityRatio | PJ/PJ | 0.97
BAU | Demand | 131 | PWRTRNINDSO | Existing internal transmission (non-RE), India – South, region XX | 1 | CapacityToActivityUnit | PJ/GW | 31.536
BAU | Demand | 131 | PWRTRNINDSO | Existing internal transmission (non-RE), India – South, region XX | 2 | OperationalLife | years | 50
BAU | Demand | 131 | PWRTRNINDSO | Existing internal transmission (non-RE), India – South, region XX | 3 | InputActivityRatio | PJ/PJ | 1
BAU | Demand | 131 | PWRTRNINDSO | Existing internal transmission (non-RE), India – South, region XX | 4 | OutputActivityRatio | PJ/PJ | 0.97
BAU | Demand | 132 | PWRTRNINDEA | Existing internal transmission (non-RE), India – East, region XX | 1 | CapacityToActivityUnit | PJ/GW | 31.536
BAU | Demand | 132 | PWRTRNINDEA | Existing internal transmission (non-RE), India – East, region XX | 2 | OperationalLife | years | 50
BAU | Demand | 132 | PWRTRNINDEA | Existing internal transmission (non-RE), India – East, region XX | 3 | InputActivityRatio | PJ/PJ | 1
BAU | Demand | 132 | PWRTRNINDEA | Existing internal transmission (non-RE), India – East, region XX | 4 | OutputActivityRatio | PJ/PJ | 0.97
BAU | Demand | 133 | PWRTRNINDWE | Existing internal transmission (non-RE), India – West, region XX | 1 | CapacityToActivityUnit | PJ/GW | 31.536
BAU | Demand | 133 | PWRTRNINDWE | Existing internal transmission (non-RE), India – West, region XX | 2 | OperationalLife | years | 50
BAU | Demand | 133 | PWRTRNINDWE | Existing internal transmission (non-RE), India – West, region XX | 3 | InputActivityRatio | PJ/PJ | 1
BAU | Demand | 133 | PWRTRNINDWE | Existing internal transmission (non-RE), India – West, region XX | 4 | OutputActivityRatio | PJ/PJ | 0.97
BAU | Demand | 134 | PWRTRNINDNE | Existing internal transmission (non-RE), India – Northeast, region XX | 1 | CapacityToActivityUnit | PJ/GW | 31.536
BAU | Demand | 134 | PWRTRNINDNE | Existing internal transmission (non-RE), India – Northeast, region XX | 2 | OperationalLife | years | 50
BAU | Demand | 134 | PWRTRNINDNE | Existing internal transmission (non-RE), India – Northeast, region XX | 3 | InputActivityRatio | PJ/PJ | 1
BAU | Demand | 134 | PWRTRNINDNE | Existing internal transmission (non-RE), India – Northeast, region XX | 4 | OutputActivityRatio | PJ/PJ | 0.97
BAU | Demand | 135 | PWRTRNNPLXX | Existing internal transmission (non-RE), Nepal, region XX | 1 | CapacityToActivityUnit | PJ/GW | 31.536
BAU | Demand | 135 | PWRTRNNPLXX | Existing internal transmission (non-RE), Nepal, region XX | 2 | OperationalLife | years | 50
BAU | Demand | 135 | PWRTRNNPLXX | Existing internal transmission (non-RE), Nepal, region XX | 3 | InputActivityRatio | PJ/PJ | 1
BAU | Demand | 135 | PWRTRNNPLXX | Existing internal transmission (non-RE), Nepal, region XX | 4 | OutputActivityRatio | PJ/PJ | 0.97
BAU | Demand | 136 | PWRTRNLKAXX | Existing internal transmission (non-RE), Sri Lanka, region XX | 1 | CapacityToActivityUnit | PJ/GW | 31.536
BAU | Demand | 136 | PWRTRNLKAXX | Existing internal transmission (non-RE), Sri Lanka, region XX | 2 | OperationalLife | years | 50
BAU | Demand | 136 | PWRTRNLKAXX | Existing internal transmission (non-RE), Sri Lanka, region XX | 3 | InputActivityRatio | PJ/PJ | 1
BAU | Demand | 136 | PWRTRNLKAXX | Existing internal transmission (non-RE), Sri Lanka, region XX | 4 | OutputActivityRatio | PJ/PJ | 0.97
BAU | Demand | 137 | PWRTRNMDVXX | Existing internal transmission (non-RE), Maldives, region XX | 1 | CapacityToActivityUnit | PJ/GW | 31.536
BAU | Demand | 137 | PWRTRNMDVXX | Existing internal transmission (non-RE), Maldives, region XX | 2 | OperationalLife | years | 50
BAU | Demand | 137 | PWRTRNMDVXX | Existing internal transmission (non-RE), Maldives, region XX | 3 | InputActivityRatio | PJ/PJ | 1
BAU | Demand | 137 | PWRTRNMDVXX | Existing internal transmission (non-RE), Maldives, region XX | 4 | OutputActivityRatio | PJ/PJ | 0.97
BAU | Demand | 138 | RNWTRNBGDXX | Existing internal transmission (RE), Bangladesh, region XX | 1 | CapacityToActivityUnit | PJ/GW | 31.536
BAU | Demand | 138 | RNWTRNBGDXX | Existing internal transmission (RE), Bangladesh, region XX | 2 | OperationalLife | years | 50
BAU | Demand | 138 | RNWTRNBGDXX | Existing internal transmission (RE), Bangladesh, region XX | 3 | InputActivityRatio | PJ/PJ | 1
BAU | Demand | 138 | RNWTRNBGDXX | Existing internal transmission (RE), Bangladesh, region XX | 4 | OutputActivityRatio | PJ/PJ | 0.97
BAU | Demand | 139 | RNWTRNBTNXX | Existing internal transmission (RE), Bhutan, region XX | 1 | CapacityToActivityUnit | PJ/GW | 31.536
BAU | Demand | 139 | RNWTRNBTNXX | Existing internal transmission (RE), Bhutan, region XX | 2 | OperationalLife | years | 50
BAU | Demand | 139 | RNWTRNBTNXX | Existing internal transmission (RE), Bhutan, region XX | 3 | InputActivityRatio | PJ/PJ | 1
BAU | Demand | 139 | RNWTRNBTNXX | Existing internal transmission (RE), Bhutan, region XX | 4 | OutputActivityRatio | PJ/PJ | 0.97
BAU | Demand | 140 | RNWTRNINDNO | Existing internal transmission (RE), India – North, region XX | 1 | CapacityToActivityUnit | PJ/GW | 31.536
BAU | Demand | 140 | RNWTRNINDNO | Existing internal transmission (RE), India – North, region XX | 2 | OperationalLife | years | 50
BAU | Demand | 140 | RNWTRNINDNO | Existing internal transmission (RE), India – North, region XX | 3 | InputActivityRatio | PJ/PJ | 1
BAU | Demand | 140 | RNWTRNINDNO | Existing internal transmission (RE), India – North, region XX | 4 | OutputActivityRatio | PJ/PJ | 0.97
BAU | Demand | 141 | RNWTRNINDSO | Existing internal transmission (RE), India – South, region XX | 1 | CapacityToActivityUnit | PJ/GW | 31.536
BAU | Demand | 141 | RNWTRNINDSO | Existing internal transmission (RE), India – South, region XX | 2 | OperationalLife | years | 50
BAU | Demand | 141 | RNWTRNINDSO | Existing internal transmission (RE), India – South, region XX | 3 | InputActivityRatio | PJ/PJ | 1
BAU | Demand | 141 | RNWTRNINDSO | Existing internal transmission (RE), India – South, region XX | 4 | OutputActivityRatio | PJ/PJ | 0.97
BAU | Demand | 142 | RNWTRNINDEA | Existing internal transmission (RE), India – East, region XX | 1 | CapacityToActivityUnit | PJ/GW | 31.536
BAU | Demand | 142 | RNWTRNINDEA | Existing internal transmission (RE), India – East, region XX | 2 | OperationalLife | years | 50
BAU | Demand | 142 | RNWTRNINDEA | Existing internal transmission (RE), India – East, region XX | 3 | InputActivityRatio | PJ/PJ | 1
BAU | Demand | 142 | RNWTRNINDEA | Existing internal transmission (RE), India – East, region XX | 4 | OutputActivityRatio | PJ/PJ | 0.97
BAU | Demand | 143 | RNWTRNINDWE | Existing internal transmission (RE), India – West, region XX | 1 | CapacityToActivityUnit | PJ/GW | 31.536
BAU | Demand | 143 | RNWTRNINDWE | Existing internal transmission (RE), India – West, region XX | 2 | OperationalLife | years | 50
BAU | Demand | 143 | RNWTRNINDWE | Existing internal transmission (RE), India – West, region XX | 3 | InputActivityRatio | PJ/PJ | 1
BAU | Demand | 143 | RNWTRNINDWE | Existing internal transmission (RE), India – West, region XX | 4 | OutputActivityRatio | PJ/PJ | 0.97
BAU | Demand | 144 | RNWTRNINDNE | Existing internal transmission (RE), India – Northeast, region XX | 1 | CapacityToActivityUnit | PJ/GW | 31.536
BAU | Demand | 144 | RNWTRNINDNE | Existing internal transmission (RE), India – Northeast, region XX | 2 | OperationalLife | years | 50
BAU | Demand | 144 | RNWTRNINDNE | Existing internal transmission (RE), India – Northeast, region XX | 3 | InputActivityRatio | PJ/PJ | 1
BAU | Demand | 144 | RNWTRNINDNE | Existing internal transmission (RE), India – Northeast, region XX | 4 | OutputActivityRatio | PJ/PJ | 0.97
BAU | Demand | 145 | RNWTRNNPLXX | Existing internal transmission (RE), Nepal, region XX | 1 | CapacityToActivityUnit | PJ/GW | 31.536
BAU | Demand | 145 | RNWTRNNPLXX | Existing internal transmission (RE), Nepal, region XX | 2 | OperationalLife | years | 50
BAU | Demand | 145 | RNWTRNNPLXX | Existing internal transmission (RE), Nepal, region XX | 3 | InputActivityRatio | PJ/PJ | 1
BAU | Demand | 145 | RNWTRNNPLXX | Existing internal transmission (RE), Nepal, region XX | 4 | OutputActivityRatio | PJ/PJ | 0.97
BAU | Demand | 146 | RNWTRNLKAXX | Existing internal transmission (RE), Sri Lanka, region XX | 1 | CapacityToActivityUnit | PJ/GW | 31.536
BAU | Demand | 146 | RNWTRNLKAXX | Existing internal transmission (RE), Sri Lanka, region XX | 2 | OperationalLife | years | 50
BAU | Demand | 146 | RNWTRNLKAXX | Existing internal transmission (RE), Sri Lanka, region XX | 3 | InputActivityRatio | PJ/PJ | 1
BAU | Demand | 146 | RNWTRNLKAXX | Existing internal transmission (RE), Sri Lanka, region XX | 4 | OutputActivityRatio | PJ/PJ | 0.97
BAU | Demand | 147 | RNWTRNMDVXX | Existing internal transmission (RE), Maldives, region XX | 1 | CapacityToActivityUnit | PJ/GW | 31.536
BAU | Demand | 147 | RNWTRNMDVXX | Existing internal transmission (RE), Maldives, region XX | 2 | OperationalLife | years | 50
BAU | Demand | 147 | RNWTRNMDVXX | Existing internal transmission (RE), Maldives, region XX | 3 | InputActivityRatio | PJ/PJ | 1
BAU | Demand | 147 | RNWTRNMDVXX | Existing internal transmission (RE), Maldives, region XX | 4 | OutputActivityRatio | PJ/PJ | 0.97
BAU | Demand | 148 | TRNNLIBGDXX | New internal transmission line, Bangladesh, region XX | 1 | CapacityToActivityUnit | PJ/GW | 31.536
BAU | Demand | 148 | TRNNLIBGDXX | New internal transmission line, Bangladesh, region XX | 2 | OperationalLife | years | 50
BAU | Demand | 148 | TRNNLIBGDXX | New internal transmission line, Bangladesh, region XX | 3 | InputActivityRatio | PJ/PJ | 1
BAU | Demand | 148 | TRNNLIBGDXX | New internal transmission line, Bangladesh, region XX | 4 | OutputActivityRatio | PJ/PJ | 0.97
BAU | Demand | 149 | TRNNLIBTNXX | New internal transmission line, Bhutan, region XX | 1 | CapacityToActivityUnit | PJ/GW | 31.536
BAU | Demand | 149 | TRNNLIBTNXX | New internal transmission line, Bhutan, region XX | 2 | OperationalLife | years | 50
BAU | Demand | 149 | TRNNLIBTNXX | New internal transmission line, Bhutan, region XX | 3 | InputActivityRatio | PJ/PJ | 1
BAU | Demand | 149 | TRNNLIBTNXX | New internal transmission line, Bhutan, region XX | 4 | OutputActivityRatio | PJ/PJ | 0.97
BAU | Demand | 150 | TRNNLIINDNO | New internal transmission line, India – North, region XX | 1 | CapacityToActivityUnit | PJ/GW | 31.536
BAU | Demand | 150 | TRNNLIINDNO | New internal transmission line, India – North, region XX | 2 | OperationalLife | years | 50
BAU | Demand | 150 | TRNNLIINDNO | New internal transmission line, India – North, region XX | 3 | InputActivityRatio | PJ/PJ | 1
BAU | Demand | 150 | TRNNLIINDNO | New internal transmission line, India – North, region XX | 4 | OutputActivityRatio | PJ/PJ | 0.97
BAU | Demand | 151 | TRNNLIINDSO | New internal transmission line, India – South, region XX | 1 | CapacityToActivityUnit | PJ/GW | 31.536
BAU | Demand | 151 | TRNNLIINDSO | New internal transmission line, India – South, region XX | 2 | OperationalLife | years | 50
BAU | Demand | 151 | TRNNLIINDSO | New internal transmission line, India – South, region XX | 3 | InputActivityRatio | PJ/PJ | 1
BAU | Demand | 151 | TRNNLIINDSO | New internal transmission line, India – South, region XX | 4 | OutputActivityRatio | PJ/PJ | 0.97
BAU | Demand | 152 | TRNNLIINDEA | New internal transmission line, India – East, region XX | 1 | CapacityToActivityUnit | PJ/GW | 31.536
BAU | Demand | 152 | TRNNLIINDEA | New internal transmission line, India – East, region XX | 2 | OperationalLife | years | 50
BAU | Demand | 152 | TRNNLIINDEA | New internal transmission line, India – East, region XX | 3 | InputActivityRatio | PJ/PJ | 1
BAU | Demand | 152 | TRNNLIINDEA | New internal transmission line, India – East, region XX | 4 | OutputActivityRatio | PJ/PJ | 0.97
BAU | Demand | 153 | TRNNLIINDWE | New internal transmission line, India – West, region XX | 1 | CapacityToActivityUnit | PJ/GW | 31.536
BAU | Demand | 153 | TRNNLIINDWE | New internal transmission line, India – West, region XX | 2 | OperationalLife | years | 50
BAU | Demand | 153 | TRNNLIINDWE | New internal transmission line, India – West, region XX | 3 | InputActivityRatio | PJ/PJ | 1
BAU | Demand | 153 | TRNNLIINDWE | New internal transmission line, India – West, region XX | 4 | OutputActivityRatio | PJ/PJ | 0.97
BAU | Demand | 154 | TRNNLIINDNE | New internal transmission line, India – Northeast, region XX | 1 | CapacityToActivityUnit | PJ/GW | 31.536
BAU | Demand | 154 | TRNNLIINDNE | New internal transmission line, India – Northeast, region XX | 2 | OperationalLife | years | 50
BAU | Demand | 154 | TRNNLIINDNE | New internal transmission line, India – Northeast, region XX | 3 | InputActivityRatio | PJ/PJ | 1
BAU | Demand | 154 | TRNNLIINDNE | New internal transmission line, India – Northeast, region XX | 4 | OutputActivityRatio | PJ/PJ | 0.97
BAU | Demand | 155 | TRNNLINPLXX | New internal transmission line, Nepal, region XX | 1 | CapacityToActivityUnit | PJ/GW | 31.536
BAU | Demand | 155 | TRNNLINPLXX | New internal transmission line, Nepal, region XX | 2 | OperationalLife | years | 50
BAU | Demand | 155 | TRNNLINPLXX | New internal transmission line, Nepal, region XX | 3 | InputActivityRatio | PJ/PJ | 1
BAU | Demand | 155 | TRNNLINPLXX | New internal transmission line, Nepal, region XX | 4 | OutputActivityRatio | PJ/PJ | 0.97
BAU | Demand | 156 | TRNNLILKAXX | New internal transmission line, Sri Lanka, region XX | 1 | CapacityToActivityUnit | PJ/GW | 31.536
BAU | Demand | 156 | TRNNLILKAXX | New internal transmission line, Sri Lanka, region XX | 2 | OperationalLife | years | 50
BAU | Demand | 156 | TRNNLILKAXX | New internal transmission line, Sri Lanka, region XX | 3 | InputActivityRatio | PJ/PJ | 1
BAU | Demand | 156 | TRNNLILKAXX | New internal transmission line, Sri Lanka, region XX | 4 | OutputActivityRatio | PJ/PJ | 0.97
BAU | Demand | 157 | TRNNLIMDVXX | New internal transmission line, Maldives, region XX | 1 | CapacityToActivityUnit | PJ/GW | 31.536
BAU | Demand | 157 | TRNNLIMDVXX | New internal transmission line, Maldives, region XX | 2 | OperationalLife | years | 50
BAU | Demand | 157 | TRNNLIMDVXX | New internal transmission line, Maldives, region XX | 3 | InputActivityRatio | PJ/PJ | 1
BAU | Demand | 157 | TRNNLIMDVXX | New internal transmission line, Maldives, region XX | 4 | OutputActivityRatio | PJ/PJ | 0.97
BAU | Demand | 158 | TRNRPOBGDXX | Repower/upgrade internal transmission, Bangladesh, region XX | 1 | CapacityToActivityUnit | PJ/GW | 31.536
BAU | Demand | 158 | TRNRPOBGDXX | Repower/upgrade internal transmission, Bangladesh, region XX | 2 | OperationalLife | years | 50
BAU | Demand | 158 | TRNRPOBGDXX | Repower/upgrade internal transmission, Bangladesh, region XX | 3 | InputActivityRatio | PJ/PJ | 1
BAU | Demand | 158 | TRNRPOBGDXX | Repower/upgrade internal transmission, Bangladesh, region XX | 4 | OutputActivityRatio | PJ/PJ | 0.97
BAU | Demand | 159 | TRNRPOBTNXX | Repower/upgrade internal transmission, Bhutan, region XX | 1 | CapacityToActivityUnit | PJ/GW | 31.536
BAU | Demand | 159 | TRNRPOBTNXX | Repower/upgrade internal transmission, Bhutan, region XX | 2 | OperationalLife | years | 50
BAU | Demand | 159 | TRNRPOBTNXX | Repower/upgrade internal transmission, Bhutan, region XX | 3 | InputActivityRatio | PJ/PJ | 1
BAU | Demand | 159 | TRNRPOBTNXX | Repower/upgrade internal transmission, Bhutan, region XX | 4 | OutputActivityRatio | PJ/PJ | 0.97
BAU | Demand | 160 | TRNRPOINDNO | Repower/upgrade internal transmission, India – North, region XX | 1 | CapacityToActivityUnit | PJ/GW | 31.536
BAU | Demand | 160 | TRNRPOINDNO | Repower/upgrade internal transmission, India – North, region XX | 2 | OperationalLife | years | 50
BAU | Demand | 160 | TRNRPOINDNO | Repower/upgrade internal transmission, India – North, region XX | 3 | InputActivityRatio | PJ/PJ | 1
BAU | Demand | 160 | TRNRPOINDNO | Repower/upgrade internal transmission, India – North, region XX | 4 | OutputActivityRatio | PJ/PJ | 0.97
BAU | Demand | 161 | TRNRPOINDSO | Repower/upgrade internal transmission, India – South, region XX | 1 | CapacityToActivityUnit | PJ/GW | 31.536
BAU | Demand | 161 | TRNRPOINDSO | Repower/upgrade internal transmission, India – South, region XX | 2 | OperationalLife | years | 50
BAU | Demand | 161 | TRNRPOINDSO | Repower/upgrade internal transmission, India – South, region XX | 3 | InputActivityRatio | PJ/PJ | 1
BAU | Demand | 161 | TRNRPOINDSO | Repower/upgrade internal transmission, India – South, region XX | 4 | OutputActivityRatio | PJ/PJ | 0.97
BAU | Demand | 162 | TRNRPOINDEA | Repower/upgrade internal transmission, India – East, region XX | 1 | CapacityToActivityUnit | PJ/GW | 31.536
BAU | Demand | 162 | TRNRPOINDEA | Repower/upgrade internal transmission, India – East, region XX | 2 | OperationalLife | years | 50
BAU | Demand | 162 | TRNRPOINDEA | Repower/upgrade internal transmission, India – East, region XX | 3 | InputActivityRatio | PJ/PJ | 1
BAU | Demand | 162 | TRNRPOINDEA | Repower/upgrade internal transmission, India – East, region XX | 4 | OutputActivityRatio | PJ/PJ | 0.97
BAU | Demand | 163 | TRNRPOINDWE | Repower/upgrade internal transmission, India – West, region XX | 1 | CapacityToActivityUnit | PJ/GW | 31.536
BAU | Demand | 163 | TRNRPOINDWE | Repower/upgrade internal transmission, India – West, region XX | 2 | OperationalLife | years | 50
BAU | Demand | 163 | TRNRPOINDWE | Repower/upgrade internal transmission, India – West, region XX | 3 | InputActivityRatio | PJ/PJ | 1
BAU | Demand | 163 | TRNRPOINDWE | Repower/upgrade internal transmission, India – West, region XX | 4 | OutputActivityRatio | PJ/PJ | 0.97
BAU | Demand | 164 | TRNRPOINDNE | Repower/upgrade internal transmission, India – Northeast, region XX | 1 | CapacityToActivityUnit | PJ/GW | 31.536
BAU | Demand | 164 | TRNRPOINDNE | Repower/upgrade internal transmission, India – Northeast, region XX | 2 | OperationalLife | years | 50
BAU | Demand | 164 | TRNRPOINDNE | Repower/upgrade internal transmission, India – Northeast, region XX | 3 | InputActivityRatio | PJ/PJ | 1
BAU | Demand | 164 | TRNRPOINDNE | Repower/upgrade internal transmission, India – Northeast, region XX | 4 | OutputActivityRatio | PJ/PJ | 0.97
BAU | Demand | 165 | TRNRPONPLXX | Repower/upgrade internal transmission, Nepal, region XX | 1 | CapacityToActivityUnit | PJ/GW | 31.536
BAU | Demand | 165 | TRNRPONPLXX | Repower/upgrade internal transmission, Nepal, region XX | 2 | OperationalLife | years | 50
BAU | Demand | 165 | TRNRPONPLXX | Repower/upgrade internal transmission, Nepal, region XX | 3 | InputActivityRatio | PJ/PJ | 1
BAU | Demand | 165 | TRNRPONPLXX | Repower/upgrade internal transmission, Nepal, region XX | 4 | OutputActivityRatio | PJ/PJ | 0.97
BAU | Demand | 166 | TRNRPOLKAXX | Repower/upgrade internal transmission, Sri Lanka, region XX | 1 | CapacityToActivityUnit | PJ/GW | 31.536
BAU | Demand | 166 | TRNRPOLKAXX | Repower/upgrade internal transmission, Sri Lanka, region XX | 2 | OperationalLife | years | 50
BAU | Demand | 166 | TRNRPOLKAXX | Repower/upgrade internal transmission, Sri Lanka, region XX | 3 | InputActivityRatio | PJ/PJ | 1
BAU | Demand | 166 | TRNRPOLKAXX | Repower/upgrade internal transmission, Sri Lanka, region XX | 4 | OutputActivityRatio | PJ/PJ | 0.97
BAU | Demand | 167 | TRNRPOMDVXX | Repower/upgrade internal transmission, Maldives, region XX | 1 | CapacityToActivityUnit | PJ/GW | 31.536
BAU | Demand | 167 | TRNRPOMDVXX | Repower/upgrade internal transmission, Maldives, region XX | 2 | OperationalLife | years | 50
BAU | Demand | 167 | TRNRPOMDVXX | Repower/upgrade internal transmission, Maldives, region XX | 3 | InputActivityRatio | PJ/PJ | 1
BAU | Demand | 167 | TRNRPOMDVXX | Repower/upgrade internal transmission, Maldives, region XX | 4 | OutputActivityRatio | PJ/PJ | 0.97
BAU | Demand | 168 | TRNBGDXXINDEA | Cross-border interconnector: Bangladesh ↔ India East | 1 | CapacityToActivityUnit | PJ/GW | 31.536
BAU | Demand | 168 | TRNBGDXXINDEA | Cross-border interconnector: Bangladesh ↔ India East | 2 | OperationalLife | years | 50
BAU | Demand | 168 | TRNBGDXXINDEA | Cross-border interconnector: Bangladesh ↔ India East | 3 | InputActivityRatio | PJ/PJ | 1
BAU | Demand | 168 | TRNBGDXXINDEA | Cross-border interconnector: Bangladesh ↔ India East | 4 | OutputActivityRatio | PJ/PJ | 0.95
BAU | Demand | 169 | TRNBGDXXINDNE | Cross-border interconnector: Bangladesh ↔ India Northeast | 1 | CapacityToActivityUnit | PJ/GW | 31.536
BAU | Demand | 169 | TRNBGDXXINDNE | Cross-border interconnector: Bangladesh ↔ India Northeast | 2 | OperationalLife | years | 50
BAU | Demand | 169 | TRNBGDXXINDNE | Cross-border interconnector: Bangladesh ↔ India Northeast | 3 | InputActivityRatio | PJ/PJ | 1
BAU | Demand | 169 | TRNBGDXXINDNE | Cross-border interconnector: Bangladesh ↔ India Northeast | 4 | OutputActivityRatio | PJ/PJ | 0.95
BAU | Demand | 170 | TRNBTNXXINDEA | Cross-border interconnector: Bhutan ↔ India East | 1 | CapacityToActivityUnit | PJ/GW | 31.536
BAU | Demand | 170 | TRNBTNXXINDEA | Cross-border interconnector: Bhutan ↔ India East | 2 | OperationalLife | years | 50
BAU | Demand | 170 | TRNBTNXXINDEA | Cross-border interconnector: Bhutan ↔ India East | 3 | InputActivityRatio | PJ/PJ | 1
BAU | Demand | 170 | TRNBTNXXINDEA | Cross-border interconnector: Bhutan ↔ India East | 4 | OutputActivityRatio | PJ/PJ | 0.95
BAU | Demand | 171 | TRNBTNXXINDNE | Cross-border interconnector: Bhutan ↔ India Northeast | 1 | CapacityToActivityUnit | PJ/GW | 31.536
BAU | Demand | 171 | TRNBTNXXINDNE | Cross-border interconnector: Bhutan ↔ India Northeast | 2 | OperationalLife | years | 50
BAU | Demand | 171 | TRNBTNXXINDNE | Cross-border interconnector: Bhutan ↔ India Northeast | 3 | InputActivityRatio | PJ/PJ | 1
BAU | Demand | 171 | TRNBTNXXINDNE | Cross-border interconnector: Bhutan ↔ India Northeast | 4 | OutputActivityRatio | PJ/PJ | 0.95
BAU | Demand | 172 | TRNINDNONPLXX | Cross-border interconnector: Nepal ↔ India North | 1 | CapacityToActivityUnit | PJ/GW | 31.536
BAU | Demand | 172 | TRNINDNONPLXX | Cross-border interconnector: Nepal ↔ India North | 2 | OperationalLife | years | 50
BAU | Demand | 172 | TRNINDNONPLXX | Cross-border interconnector: Nepal ↔ India North | 3 | InputActivityRatio | PJ/PJ | 1
BAU | Demand | 172 | TRNINDNONPLXX | Cross-border interconnector: Nepal ↔ India North | 4 | OutputActivityRatio | PJ/PJ | 0.95
BAU | Demand | 173 | TRNINDEANPLXX | Cross-border interconnector: Nepal ↔ India East | 1 | CapacityToActivityUnit | PJ/GW | 31.536
BAU | Demand | 173 | TRNINDEANPLXX | Cross-border interconnector: Nepal ↔ India East | 2 | OperationalLife | years | 50
BAU | Demand | 173 | TRNINDEANPLXX | Cross-border interconnector: Nepal ↔ India East | 3 | InputActivityRatio | PJ/PJ | 1
BAU | Demand | 173 | TRNINDEANPLXX | Cross-border interconnector: Nepal ↔ India East | 4 | OutputActivityRatio | PJ/PJ | 0.95
BAU | Demand | 174 | TRNINDSOLKAXX | Cross-border interconnector: Sri Lanka ↔ India South | 1 | CapacityToActivityUnit | PJ/GW | 31.536
BAU | Demand | 174 | TRNINDSOLKAXX | Cross-border interconnector: Sri Lanka ↔ India South | 2 | OperationalLife | years | 50
BAU | Demand | 174 | TRNINDSOLKAXX | Cross-border interconnector: Sri Lanka ↔ India South | 3 | InputActivityRatio | PJ/PJ | 1
BAU | Demand | 174 | TRNINDSOLKAXX | Cross-border interconnector: Sri Lanka ↔ India South | 4 | OutputActivityRatio | PJ/PJ | 0.95
BAU | Demand | 175 | TRNINDEAINDNO | Cross-border interconnector: India North ↔ India East (internal) | 1 | CapacityToActivityUnit | PJ/GW | 31.536
BAU | Demand | 175 | TRNINDEAINDNO | Cross-border interconnector: India North ↔ India East (internal) | 2 | OperationalLife | years | 50
BAU | Demand | 175 | TRNINDEAINDNO | Cross-border interconnector: India North ↔ India East (internal) | 3 | InputActivityRatio | PJ/PJ | 1
BAU | Demand | 175 | TRNINDEAINDNO | Cross-border interconnector: India North ↔ India East (internal) | 4 | OutputActivityRatio | PJ/PJ | 0.95
BAU | Demand | 176 | TRNINDNOINDWE | Cross-border interconnector: India North ↔ India West (internal) | 1 | CapacityToActivityUnit | PJ/GW | 31.536
BAU | Demand | 176 | TRNINDNOINDWE | Cross-border interconnector: India North ↔ India West (internal) | 2 | OperationalLife | years | 50
BAU | Demand | 176 | TRNINDNOINDWE | Cross-border interconnector: India North ↔ India West (internal) | 3 | InputActivityRatio | PJ/PJ | 1
BAU | Demand | 176 | TRNINDNOINDWE | Cross-border interconnector: India North ↔ India West (internal) | 4 | OutputActivityRatio | PJ/PJ | 0.95
BAU | Demand | 177 | TRNINDEAINDNE | Cross-border interconnector: India East ↔ India Northeast (internal) | 1 | CapacityToActivityUnit | PJ/GW | 31.536
BAU | Demand | 177 | TRNINDEAINDNE | Cross-border interconnector: India East ↔ India Northeast (internal) | 2 | OperationalLife | years | 50
BAU | Demand | 177 | TRNINDEAINDNE | Cross-border interconnector: India East ↔ India Northeast (internal) | 3 | InputActivityRatio | PJ/PJ | 1
BAU | Demand | 177 | TRNINDEAINDNE | Cross-border interconnector: India East ↔ India Northeast (internal) | 4 | OutputActivityRatio | PJ/PJ | 0.95
BAU | Demand | 178 | TRNINDEAINDSO | Cross-border interconnector: India East ↔ India South (internal) | 1 | CapacityToActivityUnit | PJ/GW | 31.536
BAU | Demand | 178 | TRNINDEAINDSO | Cross-border interconnector: India East ↔ India South (internal) | 2 | OperationalLife | years | 50
BAU | Demand | 178 | TRNINDEAINDSO | Cross-border interconnector: India East ↔ India South (internal) | 3 | InputActivityRatio | PJ/PJ | 1
BAU | Demand | 178 | TRNINDEAINDSO | Cross-border interconnector: India East ↔ India South (internal) | 4 | OutputActivityRatio | PJ/PJ | 0.95
BAU | Demand | 179 | TRNINDSOINDWE | Cross-border interconnector: India West ↔ India South (internal) | 1 | CapacityToActivityUnit | PJ/GW | 31.536
BAU | Demand | 179 | TRNINDSOINDWE | Cross-border interconnector: India West ↔ India South (internal) | 2 | OperationalLife | years | 50
BAU | Demand | 179 | TRNINDSOINDWE | Cross-border interconnector: India West ↔ India South (internal) | 3 | InputActivityRatio | PJ/PJ | 1
BAU | Demand | 179 | TRNINDSOINDWE | Cross-border interconnector: India West ↔ India South (internal) | 4 | OutputActivityRatio | PJ/PJ | 0.95
BAU | Demand | 180 | TRNMDVXXINDSO | Cross-border interconnector: Maldives ↔ India South (submarine cable) | 1 | CapacityToActivityUnit | PJ/GW | 31.536
BAU | Demand | 180 | TRNMDVXXINDSO | Cross-border interconnector: Maldives ↔ India South (submarine cable) | 2 | OperationalLife | years | 50
BAU | Demand | 180 | TRNMDVXXINDSO | Cross-border interconnector: Maldives ↔ India South (submarine cable) | 3 | InputActivityRatio | PJ/PJ | 1
BAU | Demand | 180 | TRNMDVXXINDSO | Cross-border interconnector: Maldives ↔ India South (submarine cable) | 4 | OutputActivityRatio | PJ/PJ | 0.95
BAU | Secondary | 27 | PWRSHPINDEA | Small Hydropower, India – East, region XX (investable) | 1 | CapacityToActivityUnit | PJ/GW | 31.536
BAU | Secondary | 27 | PWRSHPINDEA | Small Hydropower, India – East, region XX (investable) | 3 | InputActivityRatio | PJ/PJ | 1
BAU | Secondary | 27 | PWRSHPINDEA | Small Hydropower, India – East, region XX (investable) | 2 | OperationalLife | years | 80
BAU | Secondary | 27 | PWRSHPINDEA | Small Hydropower, India – East, region XX (investable) | 4 | OutputActivityRatio | PJ/PJ | 1
BAU | Secondary | 27 | PWRSHPINDNE | Small Hydropower, India – Northeast, region XX (investable) | 1 | CapacityToActivityUnit | PJ/GW | 31.536
BAU | Secondary | 27 | PWRSHPINDNE | Small Hydropower, India – Northeast, region XX (investable) | 3 | InputActivityRatio | PJ/PJ | 1
BAU | Secondary | 27 | PWRSHPINDNE | Small Hydropower, India – Northeast, region XX (investable) | 2 | OperationalLife | years | 80
BAU | Secondary | 27 | PWRSHPINDNE | Small Hydropower, India – Northeast, region XX (investable) | 4 | OutputActivityRatio | PJ/PJ | 1
BAU | Secondary | 27 | PWRSHPINDNO | Small Hydropower, India – North, region XX (investable) | 1 | CapacityToActivityUnit | PJ/GW | 31.536
BAU | Secondary | 27 | PWRSHPINDNO | Small Hydropower, India – North, region XX (investable) | 3 | InputActivityRatio | PJ/PJ | 1
BAU | Secondary | 27 | PWRSHPINDNO | Small Hydropower, India – North, region XX (investable) | 2 | OperationalLife | years | 80
BAU | Secondary | 27 | PWRSHPINDNO | Small Hydropower, India – North, region XX (investable) | 4 | OutputActivityRatio | PJ/PJ | 1
BAU | Secondary | 27 | PWRSHPINDSO | Small Hydropower, India – South, region XX (investable) | 1 | CapacityToActivityUnit | PJ/GW | 31.536
BAU | Secondary | 27 | PWRSHPINDSO | Small Hydropower, India – South, region XX (investable) | 3 | InputActivityRatio | PJ/PJ | 1
BAU | Secondary | 27 | PWRSHPINDSO | Small Hydropower, India – South, region XX (investable) | 2 | OperationalLife | years | 80
BAU | Secondary | 27 | PWRSHPINDSO | Small Hydropower, India – South, region XX (investable) | 4 | OutputActivityRatio | PJ/PJ | 1
BAU | Secondary | 27 | PWRSHPINDWE | Small Hydropower, India – West, region XX (investable) | 1 | CapacityToActivityUnit | PJ/GW | 31.536
BAU | Secondary | 27 | PWRSHPINDWE | Small Hydropower, India – West, region XX (investable) | 3 | InputActivityRatio | PJ/PJ | 1
BAU | Secondary | 27 | PWRSHPINDWE | Small Hydropower, India – West, region XX (investable) | 2 | OperationalLife | years | 80
BAU | Secondary | 27 | PWRSHPINDWE | Small Hydropower, India – West, region XX (investable) | 4 | OutputActivityRatio | PJ/PJ | 1

## Primary_Techs
scenario | Tech.ID | Tech | Tech.Name | Parameter.ID | Parameter | Unit | Projection.Mode | Projection.Parameter | 2023 | 2024 | 2025 | 2026 | 2027 | 2028 | 2029 | 2030 | 2031 | 2032 | 2033 | 2034 | 2035 | 2036 | 2037 | 2038 | 2039 | 2040 | 2041 | 2042 | 2043 | 2044 | 2045 | 2046 | 2047 | 2048 | 2049 | 2050
BAU | 1 | MINCOABGD | Coal mining/import, Bangladesh | 1 | CapitalCost | USD/kW |  | 0
BAU | 1 | MINCOABGD | Coal mining/import, Bangladesh | 2 | FixedCost | USD/kW/yr |  | 0
BAU | 1 | MINCOABGD | Coal mining/import, Bangladesh | 3 | ResidualCapacity | GW |  | 0
BAU | 1 | MINCOABGD | Coal mining/import, Bangladesh | 4 | TotalAnnualMaxCapacity | GW |  | 0
BAU | 1 | MINCOABGD | Coal mining/import, Bangladesh | 5 | TotalTechnologyAnnualActivityUpperLimit | PJ |  | 0
BAU | 2 | MINCOABTN | Coal mining/import, Bhutan | 1 | CapitalCost | USD/kW |  | 0
BAU | 2 | MINCOABTN | Coal mining/import, Bhutan | 2 | FixedCost | USD/kW/yr |  | 0
BAU | 2 | MINCOABTN | Coal mining/import, Bhutan | 3 | ResidualCapacity | GW |  | 0
BAU | 2 | MINCOABTN | Coal mining/import, Bhutan | 4 | TotalAnnualMaxCapacity | GW |  | 0
BAU | 2 | MINCOABTN | Coal mining/import, Bhutan | 5 | TotalTechnologyAnnualActivityUpperLimit | PJ |  | 0
BAU | 3 | MINCOAIND | Coal mining/import, India | 1 | CapitalCost | USD/kW |  | 0
BAU | 3 | MINCOAIND | Coal mining/import, India | 2 | FixedCost | USD/kW/yr |  | 0
BAU | 3 | MINCOAIND | Coal mining/import, India | 3 | ResidualCapacity | GW |  | 0
BAU | 3 | MINCOAIND | Coal mining/import, India | 4 | TotalAnnualMaxCapacity | GW |  | 0
BAU | 3 | MINCOAIND | Coal mining/import, India | 5 | TotalTechnologyAnnualActivityUpperLimit | PJ |  | 0
BAU | 4 | MINCOANPL | Coal mining/import, Nepal | 1 | CapitalCost | USD/kW |  | 0
BAU | 4 | MINCOANPL | Coal mining/import, Nepal | 2 | FixedCost | USD/kW/yr |  | 0
BAU | 4 | MINCOANPL | Coal mining/import, Nepal | 3 | ResidualCapacity | GW |  | 0
BAU | 4 | MINCOANPL | Coal mining/import, Nepal | 4 | TotalAnnualMaxCapacity | GW |  | 0
BAU | 4 | MINCOANPL | Coal mining/import, Nepal | 5 | TotalTechnologyAnnualActivityUpperLimit | PJ |  | 0
BAU | 5 | MINCOALKA | Coal mining/import, Sri Lanka | 1 | CapitalCost | USD/kW |  | 0
BAU | 5 | MINCOALKA | Coal mining/import, Sri Lanka | 2 | FixedCost | USD/kW/yr |  | 0
BAU | 5 | MINCOALKA | Coal mining/import, Sri Lanka | 3 | ResidualCapacity | GW |  | 0
BAU | 5 | MINCOALKA | Coal mining/import, Sri Lanka | 4 | TotalAnnualMaxCapacity | GW |  | 0
BAU | 5 | MINCOALKA | Coal mining/import, Sri Lanka | 5 | TotalTechnologyAnnualActivityUpperLimit | PJ |  | 0
BAU | 6 | MINCOAMDV | Coal mining/import, Maldives | 1 | CapitalCost | USD/kW |  | 0
BAU | 6 | MINCOAMDV | Coal mining/import, Maldives | 2 | FixedCost | USD/kW/yr |  | 0
BAU | 6 | MINCOAMDV | Coal mining/import, Maldives | 3 | ResidualCapacity | GW |  | 0
BAU | 6 | MINCOAMDV | Coal mining/import, Maldives | 4 | TotalAnnualMaxCapacity | GW |  | 0
BAU | 6 | MINCOAMDV | Coal mining/import, Maldives | 5 | TotalTechnologyAnnualActivityUpperLimit | PJ |  | 0
BAU | 7 | MINGASBGD | Natural Gas supply, Bangladesh | 1 | CapitalCost | USD/kW |  | 0
BAU | 7 | MINGASBGD | Natural Gas supply, Bangladesh | 2 | FixedCost | USD/kW/yr |  | 0
BAU | 7 | MINGASBGD | Natural Gas supply, Bangladesh | 3 | ResidualCapacity | GW |  | 0
BAU | 7 | MINGASBGD | Natural Gas supply, Bangladesh | 4 | TotalAnnualMaxCapacity | GW |  | 0
BAU | 7 | MINGASBGD | Natural Gas supply, Bangladesh | 5 | TotalTechnologyAnnualActivityUpperLimit | PJ |  | 0
BAU | 8 | MINGASBTN | Natural Gas supply, Bhutan | 1 | CapitalCost | USD/kW |  | 0
BAU | 8 | MINGASBTN | Natural Gas supply, Bhutan | 2 | FixedCost | USD/kW/yr |  | 0
BAU | 8 | MINGASBTN | Natural Gas supply, Bhutan | 3 | ResidualCapacity | GW |  | 0
BAU | 8 | MINGASBTN | Natural Gas supply, Bhutan | 4 | TotalAnnualMaxCapacity | GW |  | 0
BAU | 8 | MINGASBTN | Natural Gas supply, Bhutan | 5 | TotalTechnologyAnnualActivityUpperLimit | PJ |  | 0
BAU | 9 | MINGASIND | Natural Gas supply, India | 1 | CapitalCost | USD/kW |  | 0
BAU | 9 | MINGASIND | Natural Gas supply, India | 2 | FixedCost | USD/kW/yr |  | 0
BAU | 9 | MINGASIND | Natural Gas supply, India | 3 | ResidualCapacity | GW |  | 0
BAU | 9 | MINGASIND | Natural Gas supply, India | 4 | TotalAnnualMaxCapacity | GW |  | 0
BAU | 9 | MINGASIND | Natural Gas supply, India | 5 | TotalTechnologyAnnualActivityUpperLimit | PJ |  | 0
BAU | 10 | MINGASNPL | Natural Gas supply, Nepal | 1 | CapitalCost | USD/kW |  | 0
BAU | 10 | MINGASNPL | Natural Gas supply, Nepal | 2 | FixedCost | USD/kW/yr |  | 0
BAU | 10 | MINGASNPL | Natural Gas supply, Nepal | 3 | ResidualCapacity | GW |  | 0
BAU | 10 | MINGASNPL | Natural Gas supply, Nepal | 4 | TotalAnnualMaxCapacity | GW |  | 0
BAU | 10 | MINGASNPL | Natural Gas supply, Nepal | 5 | TotalTechnologyAnnualActivityUpperLimit | PJ |  | 0
BAU | 11 | MINGASLKA | Natural Gas supply, Sri Lanka | 1 | CapitalCost | USD/kW |  | 0
BAU | 11 | MINGASLKA | Natural Gas supply, Sri Lanka | 2 | FixedCost | USD/kW/yr |  | 0
BAU | 11 | MINGASLKA | Natural Gas supply, Sri Lanka | 3 | ResidualCapacity | GW |  | 0
BAU | 11 | MINGASLKA | Natural Gas supply, Sri Lanka | 4 | TotalAnnualMaxCapacity | GW |  | 0
BAU | 11 | MINGASLKA | Natural Gas supply, Sri Lanka | 5 | TotalTechnologyAnnualActivityUpperLimit | PJ |  | 0
BAU | 12 | MINGASMDV | Natural Gas supply, Maldives | 1 | CapitalCost | USD/kW |  | 0
BAU | 12 | MINGASMDV | Natural Gas supply, Maldives | 2 | FixedCost | USD/kW/yr |  | 0
BAU | 12 | MINGASMDV | Natural Gas supply, Maldives | 3 | ResidualCapacity | GW |  | 0
BAU | 12 | MINGASMDV | Natural Gas supply, Maldives | 4 | TotalAnnualMaxCapacity | GW |  | 0
BAU | 12 | MINGASMDV | Natural Gas supply, Maldives | 5 | TotalTechnologyAnnualActivityUpperLimit | PJ |  | 0
BAU | 13 | MINOILBGD | Oil supply, Bangladesh | 1 | CapitalCost | USD/kW |  | 0
BAU | 13 | MINOILBGD | Oil supply, Bangladesh | 2 | FixedCost | USD/kW/yr |  | 0
BAU | 13 | MINOILBGD | Oil supply, Bangladesh | 3 | ResidualCapacity | GW |  | 0
BAU | 13 | MINOILBGD | Oil supply, Bangladesh | 4 | TotalAnnualMaxCapacity | GW |  | 0
BAU | 13 | MINOILBGD | Oil supply, Bangladesh | 5 | TotalTechnologyAnnualActivityUpperLimit | PJ |  | 0
BAU | 14 | MINOILBTN | Oil supply, Bhutan | 1 | CapitalCost | USD/kW |  | 0
BAU | 14 | MINOILBTN | Oil supply, Bhutan | 2 | FixedCost | USD/kW/yr |  | 0
BAU | 14 | MINOILBTN | Oil supply, Bhutan | 3 | ResidualCapacity | GW |  | 0
BAU | 14 | MINOILBTN | Oil supply, Bhutan | 4 | TotalAnnualMaxCapacity | GW |  | 0
BAU | 14 | MINOILBTN | Oil supply, Bhutan | 5 | TotalTechnologyAnnualActivityUpperLimit | PJ |  | 0
BAU | 15 | MINOILIND | Oil supply, India | 1 | CapitalCost | USD/kW |  | 0
BAU | 15 | MINOILIND | Oil supply, India | 2 | FixedCost | USD/kW/yr |  | 0
BAU | 15 | MINOILIND | Oil supply, India | 3 | ResidualCapacity | GW |  | 0
BAU | 15 | MINOILIND | Oil supply, India | 4 | TotalAnnualMaxCapacity | GW |  | 0
BAU | 15 | MINOILIND | Oil supply, India | 5 | TotalTechnologyAnnualActivityUpperLimit | PJ |  | 0
BAU | 16 | MINOILNPL | Oil supply, Nepal | 1 | CapitalCost | USD/kW |  | 0
BAU | 16 | MINOILNPL | Oil supply, Nepal | 2 | FixedCost | USD/kW/yr |  | 0
BAU | 16 | MINOILNPL | Oil supply, Nepal | 3 | ResidualCapacity | GW |  | 0
BAU | 16 | MINOILNPL | Oil supply, Nepal | 4 | TotalAnnualMaxCapacity | GW |  | 0
BAU | 16 | MINOILNPL | Oil supply, Nepal | 5 | TotalTechnologyAnnualActivityUpperLimit | PJ |  | 0
BAU | 17 | MINOILLKA | Oil supply, Sri Lanka | 1 | CapitalCost | USD/kW |  | 0
BAU | 17 | MINOILLKA | Oil supply, Sri Lanka | 2 | FixedCost | USD/kW/yr |  | 0
BAU | 17 | MINOILLKA | Oil supply, Sri Lanka | 3 | ResidualCapacity | GW |  | 0
BAU | 17 | MINOILLKA | Oil supply, Sri Lanka | 4 | TotalAnnualMaxCapacity | GW |  | 0
BAU | 17 | MINOILLKA | Oil supply, Sri Lanka | 5 | TotalTechnologyAnnualActivityUpperLimit | PJ |  | 0
BAU | 18 | MINOILMDV | Oil supply, Maldives | 1 | CapitalCost | USD/kW |  | 0
BAU | 18 | MINOILMDV | Oil supply, Maldives | 2 | FixedCost | USD/kW/yr |  | 0
BAU | 18 | MINOILMDV | Oil supply, Maldives | 3 | ResidualCapacity | GW |  | 0
BAU | 18 | MINOILMDV | Oil supply, Maldives | 4 | TotalAnnualMaxCapacity | GW |  | 0
BAU | 18 | MINOILMDV | Oil supply, Maldives | 5 | TotalTechnologyAnnualActivityUpperLimit | PJ |  | 0
BAU | 19 | MINURNBGD | Uranium supply, Bangladesh | 1 | CapitalCost | USD/kW |  | 0
BAU | 19 | MINURNBGD | Uranium supply, Bangladesh | 2 | FixedCost | USD/kW/yr |  | 0
BAU | 19 | MINURNBGD | Uranium supply, Bangladesh | 3 | ResidualCapacity | GW |  | 0
BAU | 19 | MINURNBGD | Uranium supply, Bangladesh | 4 | TotalAnnualMaxCapacity | GW |  | 0
BAU | 19 | MINURNBGD | Uranium supply, Bangladesh | 5 | TotalTechnologyAnnualActivityUpperLimit | PJ |  | 0
BAU | 20 | MINURNBTN | Uranium supply, Bhutan | 1 | CapitalCost | USD/kW |  | 0
BAU | 20 | MINURNBTN | Uranium supply, Bhutan | 2 | FixedCost | USD/kW/yr |  | 0
BAU | 20 | MINURNBTN | Uranium supply, Bhutan | 3 | ResidualCapacity | GW |  | 0
BAU | 20 | MINURNBTN | Uranium supply, Bhutan | 4 | TotalAnnualMaxCapacity | GW |  | 0
BAU | 20 | MINURNBTN | Uranium supply, Bhutan | 5 | TotalTechnologyAnnualActivityUpperLimit | PJ |  | 0
BAU | 21 | MINURNIND | Uranium supply, India | 1 | CapitalCost | USD/kW |  | 0
BAU | 21 | MINURNIND | Uranium supply, India | 2 | FixedCost | USD/kW/yr |  | 0
BAU | 21 | MINURNIND | Uranium supply, India | 3 | ResidualCapacity | GW |  | 0
BAU | 21 | MINURNIND | Uranium supply, India | 4 | TotalAnnualMaxCapacity | GW |  | 0
BAU | 21 | MINURNIND | Uranium supply, India | 5 | TotalTechnologyAnnualActivityUpperLimit | PJ |  | 0
BAU | 22 | MINURNNPL | Uranium supply, Nepal | 1 | CapitalCost | USD/kW |  | 0
BAU | 22 | MINURNNPL | Uranium supply, Nepal | 2 | FixedCost | USD/kW/yr |  | 0
BAU | 22 | MINURNNPL | Uranium supply, Nepal | 3 | ResidualCapacity | GW |  | 0
BAU | 22 | MINURNNPL | Uranium supply, Nepal | 4 | TotalAnnualMaxCapacity | GW |  | 0
BAU | 22 | MINURNNPL | Uranium supply, Nepal | 5 | TotalTechnologyAnnualActivityUpperLimit | PJ |  | 0
BAU | 23 | MINURNLKA | Uranium supply, Sri Lanka | 1 | CapitalCost | USD/kW |  | 0
BAU | 23 | MINURNLKA | Uranium supply, Sri Lanka | 2 | FixedCost | USD/kW/yr |  | 0
BAU | 23 | MINURNLKA | Uranium supply, Sri Lanka | 3 | ResidualCapacity | GW |  | 0
BAU | 23 | MINURNLKA | Uranium supply, Sri Lanka | 4 | TotalAnnualMaxCapacity | GW |  | 0
BAU | 23 | MINURNLKA | Uranium supply, Sri Lanka | 5 | TotalTechnologyAnnualActivityUpperLimit | PJ |  | 0
BAU | 24 | MINURNMDV | Uranium supply, Maldives | 1 | CapitalCost | USD/kW |  | 0
BAU | 24 | MINURNMDV | Uranium supply, Maldives | 2 | FixedCost | USD/kW/yr |  | 0
BAU | 24 | MINURNMDV | Uranium supply, Maldives | 3 | ResidualCapacity | GW |  | 0
BAU | 24 | MINURNMDV | Uranium supply, Maldives | 4 | TotalAnnualMaxCapacity | GW |  | 0
BAU | 24 | MINURNMDV | Uranium supply, Maldives | 5 | TotalTechnologyAnnualActivityUpperLimit | PJ |  | 0
BAU | 25 | RNWBIOBGDXX | Biomass supply, Bangladesh | 1 | CapitalCost | USD/kW |  | 0
BAU | 25 | RNWBIOBGDXX | Biomass supply, Bangladesh | 2 | FixedCost | USD/kW/yr |  | 0
BAU | 25 | RNWBIOBGDXX | Biomass supply, Bangladesh | 3 | ResidualCapacity | GW |  | 0
BAU | 25 | RNWBIOBGDXX | Biomass supply, Bangladesh | 4 | TotalAnnualMaxCapacity | GW |  | 0
BAU | 25 | RNWBIOBGDXX | Biomass supply, Bangladesh | 5 | TotalTechnologyAnnualActivityUpperLimit | PJ |  | 0
BAU | 26 | RNWBIOBTNXX | Biomass supply, Bhutan | 1 | CapitalCost | USD/kW |  | 0
BAU | 26 | RNWBIOBTNXX | Biomass supply, Bhutan | 2 | FixedCost | USD/kW/yr |  | 0
BAU | 26 | RNWBIOBTNXX | Biomass supply, Bhutan | 3 | ResidualCapacity | GW |  | 0
BAU | 26 | RNWBIOBTNXX | Biomass supply, Bhutan | 4 | TotalAnnualMaxCapacity | GW |  | 0
BAU | 26 | RNWBIOBTNXX | Biomass supply, Bhutan | 5 | TotalTechnologyAnnualActivityUpperLimit | PJ |  | 0
BAU | 27 | RNWBIOINDNO | Biomass supply, India – North | 1 | CapitalCost | USD/kW |  | 0
BAU | 27 | RNWBIOINDNO | Biomass supply, India – North | 2 | FixedCost | USD/kW/yr |  | 0
BAU | 27 | RNWBIOINDNO | Biomass supply, India – North | 3 | ResidualCapacity | GW |  | 0
BAU | 27 | RNWBIOINDNO | Biomass supply, India – North | 4 | TotalAnnualMaxCapacity | GW |  | 0
BAU | 27 | RNWBIOINDNO | Biomass supply, India – North | 5 | TotalTechnologyAnnualActivityUpperLimit | PJ |  | 0
BAU | 28 | RNWBIOINDSO | Biomass supply, India – South | 1 | CapitalCost | USD/kW |  | 0
BAU | 28 | RNWBIOINDSO | Biomass supply, India – South | 2 | FixedCost | USD/kW/yr |  | 0
BAU | 28 | RNWBIOINDSO | Biomass supply, India – South | 3 | ResidualCapacity | GW |  | 0
BAU | 28 | RNWBIOINDSO | Biomass supply, India – South | 4 | TotalAnnualMaxCapacity | GW |  | 0
BAU | 28 | RNWBIOINDSO | Biomass supply, India – South | 5 | TotalTechnologyAnnualActivityUpperLimit | PJ |  | 0
BAU | 29 | RNWBIOINDEA | Biomass supply, India – East | 1 | CapitalCost | USD/kW |  | 0
BAU | 29 | RNWBIOINDEA | Biomass supply, India – East | 2 | FixedCost | USD/kW/yr |  | 0
BAU | 29 | RNWBIOINDEA | Biomass supply, India – East | 3 | ResidualCapacity | GW |  | 0
BAU | 29 | RNWBIOINDEA | Biomass supply, India – East | 4 | TotalAnnualMaxCapacity | GW |  | 0
BAU | 29 | RNWBIOINDEA | Biomass supply, India – East | 5 | TotalTechnologyAnnualActivityUpperLimit | PJ |  | 0
BAU | 30 | RNWBIOINDWE | Biomass supply, India – West | 1 | CapitalCost | USD/kW |  | 0
BAU | 30 | RNWBIOINDWE | Biomass supply, India – West | 2 | FixedCost | USD/kW/yr |  | 0
BAU | 30 | RNWBIOINDWE | Biomass supply, India – West | 3 | ResidualCapacity | GW |  | 0
BAU | 30 | RNWBIOINDWE | Biomass supply, India – West | 4 | TotalAnnualMaxCapacity | GW |  | 0
BAU | 30 | RNWBIOINDWE | Biomass supply, India – West | 5 | TotalTechnologyAnnualActivityUpperLimit | PJ |  | 0
BAU | 31 | RNWBIOINDNE | Biomass supply, India – Northeast | 1 | CapitalCost | USD/kW |  | 0
BAU | 31 | RNWBIOINDNE | Biomass supply, India – Northeast | 2 | FixedCost | USD/kW/yr |  | 0
BAU | 31 | RNWBIOINDNE | Biomass supply, India – Northeast | 3 | ResidualCapacity | GW |  | 0
BAU | 31 | RNWBIOINDNE | Biomass supply, India – Northeast | 4 | TotalAnnualMaxCapacity | GW |  | 0
BAU | 31 | RNWBIOINDNE | Biomass supply, India – Northeast | 5 | TotalTechnologyAnnualActivityUpperLimit | PJ |  | 0
BAU | 32 | RNWBIONPLXX | Biomass supply, Nepal | 1 | CapitalCost | USD/kW |  | 0
BAU | 32 | RNWBIONPLXX | Biomass supply, Nepal | 2 | FixedCost | USD/kW/yr |  | 0
BAU | 32 | RNWBIONPLXX | Biomass supply, Nepal | 3 | ResidualCapacity | GW |  | 0
BAU | 32 | RNWBIONPLXX | Biomass supply, Nepal | 4 | TotalAnnualMaxCapacity | GW |  | 0
BAU | 32 | RNWBIONPLXX | Biomass supply, Nepal | 5 | TotalTechnologyAnnualActivityUpperLimit | PJ |  | 0
BAU | 33 | RNWBIOLKAXX | Biomass supply, Sri Lanka | 1 | CapitalCost | USD/kW |  | 0
BAU | 33 | RNWBIOLKAXX | Biomass supply, Sri Lanka | 2 | FixedCost | USD/kW/yr |  | 0
BAU | 33 | RNWBIOLKAXX | Biomass supply, Sri Lanka | 3 | ResidualCapacity | GW |  | 0
BAU | 33 | RNWBIOLKAXX | Biomass supply, Sri Lanka | 4 | TotalAnnualMaxCapacity | GW |  | 0
BAU | 33 | RNWBIOLKAXX | Biomass supply, Sri Lanka | 5 | TotalTechnologyAnnualActivityUpperLimit | PJ |  | 0
BAU | 34 | RNWBIOMDVXX | Biomass supply, Maldives | 1 | CapitalCost | USD/kW |  | 0
BAU | 34 | RNWBIOMDVXX | Biomass supply, Maldives | 2 | FixedCost | USD/kW/yr |  | 0
BAU | 34 | RNWBIOMDVXX | Biomass supply, Maldives | 3 | ResidualCapacity | GW |  | 0
BAU | 34 | RNWBIOMDVXX | Biomass supply, Maldives | 4 | TotalAnnualMaxCapacity | GW |  | 0
BAU | 34 | RNWBIOMDVXX | Biomass supply, Maldives | 5 | TotalTechnologyAnnualActivityUpperLimit | PJ |  | 0

## Secondary_Techs
scenario | Tech.ID | Tech | Tech.Name | Parameter.ID | Parameter | Unit | Projection.Mode | Projection.Parameter | 2023 | 2024 | 2025 | 2026 | 2027 | 2028 | 2029 | 2030 | 2031 | 2032 | 2033 | 2034 | 2035 | 2036 | 2037 | 2038 | 2039 | 2040 | 2041 | 2042 | 2043 | 2044 | 2045 | 2046 | 2047 | 2048 | 2049 | 2050 | IEEE Reference
BAU | 1 | PWRSPVBGDXX | Solar PV (utility-scale), Bangladesh, region XX (investable) | 1 | CapitalCost | USD/kW | User defined | 0 | 840 | 822 | 804 | 785.4 | 766.8 | 748.2 | 729.6 | 711 | 692.7 | 674.4 | 656.1 | 637.8 | 619.5 | 609.3 | 599.1 | 588.9 | 578.7 | 568.5 | 558.3 | 548.1 | 537.9 | 527.7 | 517.5 | 507.3 | 497.1 | 486.9 | 476.7 | 466.5 | Central Electricity Authority (CEA), "National Electricity Plan 2022–2032, Annexure-A," Ministry of Power, Government of India, New Delhi, 2023. [Online]. Available: https://cea.nic.in National Renewable Energy Laboratory (NREL), "Annual Technology Baseline 2024 — Utility-Scale PV," NREL, Golden, CO, USA, 2024. [Online]. Available: https://atb.nrel.gov/electricity/2024/utility-scale_pv International Renewable Energy Agency (IRENA), "Renewable Power Generation Costs in 2024," IRENA, Abu Dhabi, UAE, Jul. 2025. [Online]. Available: https://www.irena.org/-/media/Files/IRENA/Agency/Publication/2025/Jul/IRENA_TEC_RPGC_in_2024_Summary_2025.pdf Power Division, MoPEMR / JICA / IEEJ, "Integrated Energy and Power Master Plan (IEPMP) 2023," Government of the People's Republic of Bangladesh, Dhaka, Nov. 2023. [Online]. Available: https://powerdivision.portal.gov.bd
BAU | 1 | PWRSPVBGDXX | Solar PV (utility-scale), Bangladesh, region XX (investable) | 2 | FixedCost | USD/kW/yr | User defined | 0 | 12 | 12 | 12 | 11.7 | 11.4 | 11.1 | 10.8 | 10.5 | 10.2 | 9.9 | 9.6 | 9.3 | 9 | 9 | 9 | 9 | 9 | 9 | 8.7 | 8.4 | 8.1 | 7.8 | 7.5 | 7.5 | 7.5 | 7.5 | 7.5 | 7.5 | Central Electricity Authority (CEA), "National Electricity Plan 2022–2032, Annexure-A," Ministry of Power, Government of India, New Delhi, 2023. [Online]. Available: https://cea.nic.in National Renewable Energy Laboratory (NREL), "Annual Technology Baseline 2024 — Utility-Scale PV," NREL, Golden, CO, USA, 2024. [Online]. Available: https://atb.nrel.gov/electricity/2024/utility-scale_pv International Renewable Energy Agency (IRENA), "Renewable Power Generation Costs in 2024," IRENA, Abu Dhabi, UAE, Jul. 2025. [Online]. Available: https://www.irena.org/-/media/Files/IRENA/Agency/Publication/2025/Jul/IRENA_TEC_RPGC_in_2024_Summary_2025.pdf Power Division, MoPEMR / JICA / IEEJ, "Integrated Energy and Power Master Plan (IEPMP) 2023," Government of the People's Republic of Bangladesh, Dhaka, Nov. 2023. [Online]. Available: https://powerdivision.portal.gov.bd
BAU | 1 | PWRSPVBGDXX | Solar PV (utility-scale), Bangladesh, region XX (investable) | 3 | ResidualCapacity | GW | User defined | 0 | 0.601 | 0.601 | 0.601 | 0.601 | 0.601 | 0.601 | 0.601 | 0.601 | 0.601 | 0.601 | 0.601 | 0.601 | 0.601 | 0.601 | 0.601 | 0.601 | 0.601 | 0.601 | 0.601 | 0.601 | 0.601 | 0.601 | 0.601 | 0.601 | 0.601 | 0.601 | 0.601 | 0.601 | Bangladesh Power Development Board (BPDB), "Daily Generation Report," BPDB, Dhaka, Bangladesh, Feb. 2026. [Online]. Available: https://www.bpdb.gov.bd/ Bangladesh Power Development Board (BPDB), "Power Generation Units," BPDB, Dhaka, Bangladesh, Feb. 2026. [Online]. Available: https://www.bpdb.gov.bd/
BAU | 1 | PWRSPVBGDXX | Solar PV (utility-scale), Bangladesh, region XX (investable) | 4 | TotalAnnualMaxCapacity | GW | User defined | 0 | [28 empty] | Power Division, MoPEMR / JICA / IEEJ, "Integrated Energy and Power Master Plan (IEPMP) 2023," Government of the People's Republic of Bangladesh, Dhaka, Nov. 2023. [Online]. Available: https://powerdivision.portal.gov.bd Bangladesh Power Development Board (BPDB), "Daily Generation Report," BPDB, Dhaka, Bangladesh, Feb. 2026. [Online]. Available: https://www.bpdb.gov.bd/
BAU | 1 | PWRSPVBGDXX | Solar PV (utility-scale), Bangladesh, region XX (investable) | 5 | TotalTechnologyAnnualActivityUpperLimit | PJ | User defined | 0 | [28 empty] | Power Division, MoPEMR / JICA / IEEJ, "Integrated Energy and Power Master Plan (IEPMP) 2023," Government of the People's Republic of Bangladesh, Dhaka, Nov. 2023. [Online]. Available: https://powerdivision.portal.gov.bd Bangladesh Power Development Board (BPDB), "Daily Generation Report," BPDB, Dhaka, Bangladesh, Feb. 2026. [Online]. Available: https://www.bpdb.gov.bd/
BAU | 1 | PWRSPVBGDXX | Solar PV (utility-scale), Bangladesh, region XX (investable) | 6 | TotalAnnualMinCapacity | GW | User defined | 0 | [28 empty] | Power Division, MoPEMR / JICA / IEEJ, "Integrated Energy and Power Master Plan (IEPMP) 2023," Government of the People's Republic of Bangladesh, Dhaka, Nov. 2023. [Online]. Available: https://powerdivision.portal.gov.bd
BAU | 1 | PWRSPVBGDXX | Solar PV (utility-scale), Bangladesh, region XX (investable) | 7 | AvailabilityFactor | fraction | User defined | 0 | [28 empty] | M. Howells et al., "OSeMOSYS: The Open Source Energy Modelling System," Energy Policy, vol. 39, no. 10, pp. 5850–5870, Oct. 2011. doi: 10.1016/j.enpol.2011.06.033 Bangladesh Power Development Board (BPDB), "Daily Generation Report," BPDB, Dhaka, Bangladesh, Feb. 2026. [Online]. Available: https://www.bpdb.gov.bd/ | bar: 2023 to 2050
BAU | 1 | PWRSPVBGDXX | Solar PV (utility-scale), Bangladesh, region XX (investable) | 8 | Efficiency | fraction | User defined | 0 | [28 empty] | Intergovernmental Panel on Climate Change (IPCC), "2006 IPCC Guidelines for National Greenhouse Gas Inventories, Vol. 2: Energy," Hayama, Japan, 2006. [Online]. Available: https://www.ipcc-nggip.iges.or.jp/public/2006gl/vol2.html | bar: 2023 to 2050
BAU | 1 | PWRSPVBGDXX | Solar PV (utility-scale), Bangladesh, region XX (investable) | 9 | TotalAnnualMinCapacityInvestment | GW | User defined | 0 | 0 | 0 | 3.085 | 0 | 0 | 0 | 0 | 0 | 0 | 0 | 0 | 0 | 0 | 0 | 0 | 0 | 0 | 0 | 0 | 0 | 0 | 0 | 0 | 0 | 0 | 0 | 0 | 0 | Power Division, MoPEMR / JICA / IEEJ, "Integrated Energy and Power Master Plan (IEPMP) 2023," Government of the People's Republic of Bangladesh, Dhaka, Nov. 2023. [Online]. Available: https://powerdivision.portal.gov.bd
BAU | 2 | PWRSPVBTNXX | Solar PV (utility-scale), Bhutan, region XX (investable) | 1 | CapitalCost | USD/kW | User defined | 0 | 1008 | 986.4 | 964.8 | 942.48 | 920.16 | 897.84 | 875.52 | 853.2 | 831.24 | 809.28 | 787.32 | 765.36 | 743.4 | 731.16 | 718.92 | 706.68 | 694.44 | 682.2 | 669.96 | 657.72 | 645.48 | 633.24 | 621 | 608.76 | 596.52 | 584.28 | 572.04 | 559.8 | Central Electricity Authority (CEA), "National Electricity Plan 2022–2032, Annexure-A," Ministry of Power, Government of India, New Delhi, 2023. [Online]. Available: https://cea.nic.in National Renewable Energy Laboratory (NREL), "Annual Technology Baseline 2024 — Utility-Scale PV," NREL, Golden, CO, USA, 2024. [Online]. Available: https://atb.nrel.gov/electricity/2024/utility-scale_pv International Renewable Energy Agency (IRENA), "Renewable Power Generation Costs in 2024," IRENA, Abu Dhabi, UAE, Jul. 2025. [Online]. Available: https://www.irena.org/-/media/Files/IRENA/Agency/Publication/2025/Jul/IRENA_TEC_RPGC_in_2024_Summary_2025.pdf
BAU | 2 | PWRSPVBTNXX | Solar PV (utility-scale), Bhutan, region XX (investable) | 2 | FixedCost | USD/kW/yr | User defined | 0 | 14.4 | 14.4 | 14.4 | 14.04 | 13.68 | 13.32 | 12.96 | 12.6 | 12.24 | 11.88 | 11.52 | 11.16 | 10.8 | 10.8 | 10.8 | 10.8 | 10.8 | 10.8 | 10.44 | 10.08 | 9.72 | 9.36 | 9 | 9 | 9 | 9 | 9 | 9 | Central Electricity Authority (CEA), "National Electricity Plan 2022–2032, Annexure-A," Ministry of Power, Government of India, New Delhi, 2023. [Online]. Available: https://cea.nic.in National Renewable Energy Laboratory (NREL), "Annual Technology Baseline 2024 — Utility-Scale PV," NREL, Golden, CO, USA, 2024. [Online]. Available: https://atb.nrel.gov/electricity/2024/utility-scale_pv International Renewable Energy Agency (IRENA), "Renewable Power Generation Costs in 2024," IRENA, Abu Dhabi, UAE, Jul. 2025. [Online]. Available: https://www.irena.org/-/media/Files/IRENA/Agency/Publication/2025/Jul/IRENA_TEC_RPGC_in_2024_Summary_2025.pdf
BAU | 2 | PWRSPVBTNXX | Solar PV (utility-scale), Bhutan, region XX (investable) | 3 | ResidualCapacity | GW | User defined | 0 | 0.002 | 0.002 | 0.002 | 0.002 | 0.002 | 0.002 | 0.002 | 0.002 | 0.002 | 0.002 | 0.002 | 0.002 | 0.002 | 0.002 | 0.002 | 0.002 | 0.002 | 0.002 | 0.002 | 0.002 | 0.002 | 0.002 | 0.002 | 0.002 | 0.002 | 0.002 | 0.002 | 0.002 | Bhutan Power Corporation Limited (BPC), "Power Data Book 2024," BPC, Thimphu, Bhutan, 2024. [Online]. Available: https://www.bpc.bt/ Druk Green Power Corporation (DGPC), "Annual Report 2023," DGPC, Thimphu, Bhutan, 2023.
BAU | 2 | PWRSPVBTNXX | Solar PV (utility-scale), Bhutan, region XX (investable) | 4 | TotalAnnualMaxCapacity | GW | User defined | 0 | [28 empty] | Japan International Cooperation Agency (JICA), "Bhutan Power System Master Plan 2040," JICA/Ministry of Economic Affairs, Thimphu, Bhutan, 2022. [Online]. Available: https://www.jica.go.jp/english/overseas/bhutan/information/topics/2022/220518.html Ministry of Energy and Natural Resources (MoENR), "National Energy Policy 2025 — Empowering Energy Security and Sustainable Growth," Royal Government of Bhutan, Thimphu, Jun. 2025. [Online]. Available: https://www.moenr.gov.bt/wp-content/uploads/2017/07/National-Energy-Policy-2025.pdf
BAU | 2 | PWRSPVBTNXX | Solar PV (utility-scale), Bhutan, region XX (investable) | 5 | TotalTechnologyAnnualActivityUpperLimit | PJ | User defined | 0 | [28 empty] | Japan International Cooperation Agency (JICA), "Bhutan Power System Master Plan 2040," JICA/Ministry of Economic Affairs, Thimphu, Bhutan, 2022. [Online]. Available: https://www.jica.go.jp/english/overseas/bhutan/information/topics/2022/220518.html Bhutan Power Corporation Limited (BPC), "Power Data Book 2024," BPC, Thimphu, Bhutan, 2024. [Online]. Available: https://www.bpc.bt/
BAU | 2 | PWRSPVBTNXX | Solar PV (utility-scale), Bhutan, region XX (investable) | 6 | TotalAnnualMinCapacity | GW | User defined | 0 | [28 empty] | Japan International Cooperation Agency (JICA), "Bhutan Power System Master Plan 2040," JICA/Ministry of Economic Affairs, Thimphu, Bhutan, 2022. [Online]. Available: https://www.jica.go.jp/english/overseas/bhutan/information/topics/2022/220518.html
BAU | 2 | PWRSPVBTNXX | Solar PV (utility-scale), Bhutan, region XX (investable) | 7 | AvailabilityFactor | fraction | User defined | 0 | [28 empty] | M. Howells et al., "OSeMOSYS: The Open Source Energy Modelling System," Energy Policy, vol. 39, no. 10, pp. 5850–5870, Oct. 2011. doi: 10.1016/j.enpol.2011.06.033 Bhutan Power Corporation Limited (BPC), "Power Data Book 2024," BPC, Thimphu, Bhutan, 2024. [Online]. Available: https://www.bpc.bt/ | bar: 2023 to 2050
BAU | 2 | PWRSPVBTNXX | Solar PV (utility-scale), Bhutan, region XX (investable) | 8 | Efficiency | fraction | User defined | 0 | [28 empty] | Intergovernmental Panel on Climate Change (IPCC), "2006 IPCC Guidelines for National Greenhouse Gas Inventories, Vol. 2: Energy," Hayama, Japan, 2006. [Online]. Available: https://www.ipcc-nggip.iges.or.jp/public/2006gl/vol2.html | bar: 2023 to 2050
BAU | 2 | PWRSPVBTNXX | Solar PV (utility-scale), Bhutan, region XX (investable) | 9 | TotalAnnualMinCapacityInvestment | GW | User defined | 0 | 0 | 0 | 0 | 0 | 0 | 0 | 0 | 0.05 | 0 | 0 | 0 | 0 | 0 | 0 | 0 | 0 | 0 | 0 | 0 | 0 | 0 | 0 | 0 | 0 | 0 | 0 | 0 | 0 | Japan International Cooperation Agency (JICA), "Bhutan Power System Master Plan 2040," JICA/Ministry of Economic Affairs, Thimphu, Bhutan, 2022. [Online]. Available: https://www.jica.go.jp/english/overseas/bhutan/information/topics/2022/220518.html Ministry of Energy and Natural Resources (MoENR), "National Energy Policy 2025 — Empowering Energy Security and Sustainable Growth," Royal Government of Bhutan, Thimphu, Jun. 2025. [Online]. Available: https://www.moenr.gov.bt/wp-content/uploads/2017/07/National-Energy-Policy-2025.pdf
BAU | 3 | PWRSPVINDNO | Solar PV (utility-scale), India – North, region XX (investable) | 1 | CapitalCost | USD/kW | User defined | 0 | 560 | 548 | 536 | 523.6 | 511.2 | 498.8 | 486.4 | 474 | 461.8 | 449.6 | 437.4 | 425.2 | 413 | 406.2 | 399.4 | 392.6 | 385.8 | 379 | 372.2 | 365.4 | 358.6 | 351.8 | 345 | 338.2 | 331.4 | 324.6 | 317.8 | 311 | Central Electricity Authority (CEA), "National Electricity Plan 2022–2032, Annexure-A," Ministry of Power, Government of India, New Delhi, 2023. [Online]. Available: https://cea.nic.in National Renewable Energy Laboratory (NREL), "Annual Technology Baseline 2024 — Utility-Scale PV," NREL, Golden, CO, USA, 2024. [Online]. Available: https://atb.nrel.gov/electricity/2024/utility-scale_pv International Renewable Energy Agency (IRENA), "Renewable Power Generation Costs in 2024," IRENA, Abu Dhabi, UAE, Jul. 2025. [Online]. Available: https://www.irena.org/-/media/Files/IRENA/Agency/Publication/2025/Jul/IRENA_TEC_RPGC_in_2024_Summary_2025.pdf
BAU | 3 | PWRSPVINDNO | Solar PV (utility-scale), India – North, region XX (investable) | 2 | FixedCost | USD/kW/yr | User defined | 0 | 8 | 8 | 8 | 7.8 | 7.6 | 7.4 | 7.2 | 7 | 6.8 | 6.6 | 6.4 | 6.2 | 6 | 6 | 6 | 6 | 6 | 6 | 5.8 | 5.6 | 5.4 | 5.2 | 5 | 5 | 5 | 5 | 5 | 5 | Central Electricity Authority (CEA), "National Electricity Plan 2022–2032, Annexure-A," Ministry of Power, Government of India, New Delhi, 2023. [Online]. Available: https://cea.nic.in National Renewable Energy Laboratory (NREL), "Annual Technology Baseline 2024 — Utility-Scale PV," NREL, Golden, CO, USA, 2024. [Online]. Available: https://atb.nrel.gov/electricity/2024/utility-scale_pv International Renewable Energy Agency (IRENA), "Renewable Power Generation Costs in 2024," IRENA, Abu Dhabi, UAE, Jul. 2025. [Online]. Available: https://www.irena.org/-/media/Files/IRENA/Agency/Publication/2025/Jul/IRENA_TEC_RPGC_in_2024_Summary_2025.pdf
BAU | 3 | PWRSPVINDNO | Solar PV (utility-scale), India – North, region XX (investable) | 3 | ResidualCapacity | GW | User defined | 0 | 22.7645 | 22.7645 | 22.7645 | 22.7645 | 22.7645 | 22.7645 | 22.7645 | 22.7645 | 22.7645 | 22.7645 | 22.7645 | 22.7645 | 22.7645 | 22.7645 | 22.7645 | 22.7645 | 22.7645 | 22.7645 | 22.7645 | 22.7645 | 22.7645 | 22.7645 | 22.7645 | 22.7645 | 22.7645 | 22.7645 | 22.7645 | 22.7645 | NITI Aayog, "India Climate and Energy Dashboard (ICED) — Plant Information and Capacity Metatable," NITI Aayog, Government of India, New Delhi, Feb. 2025. [Online]. Available: https://iced.niti.gov.in
BAU | 3 | PWRSPVINDNO | Solar PV (utility-scale), India – North, region XX (investable) | 4 | TotalAnnualMaxCapacity | GW | User defined | 0 | [28 empty] | Central Electricity Authority (CEA), "National Electricity Plan, Volume I — Generation," Ministry of Power, Government of India, New Delhi, 2023. [Online]. Available: https://cea.nic.in NITI Aayog, "India Climate and Energy Dashboard (ICED) — Plant Information and Capacity Metatable," NITI Aayog, Government of India, New Delhi, Feb. 2025. [Online]. Available: https://iced.niti.gov.in
BAU | 3 | PWRSPVINDNO | Solar PV (utility-scale), India – North, region XX (investable) | 5 | TotalTechnologyAnnualActivityUpperLimit | PJ | User defined | 0 | [28 empty] | Central Electricity Authority (CEA), "National Electricity Plan, Volume I — Generation," Ministry of Power, Government of India, New Delhi, 2023. [Online]. Available: https://cea.nic.in NITI Aayog, "India Climate and Energy Dashboard (ICED) — Plant Information and Capacity Metatable," NITI Aayog, Government of India, New Delhi, Feb. 2025. [Online]. Available: https://iced.niti.gov.in
BAU | 3 | PWRSPVINDNO | Solar PV (utility-scale), India – North, region XX (investable) | 6 | TotalAnnualMinCapacity | GW | User defined | 0 | [28 empty] | Central Electricity Authority (CEA), "National Electricity Plan, Volume I — Generation," Ministry of Power, Government of India, New Delhi, 2023. [Online]. Available: https://cea.nic.in
BAU | 3 | PWRSPVINDNO | Solar PV (utility-scale), India – North, region XX (investable) | 7 | AvailabilityFactor | fraction | User defined | 0 | [28 empty] | M. Howells et al., "OSeMOSYS: The Open Source Energy Modelling System," Energy Policy, vol. 39, no. 10, pp. 5850–5870, Oct. 2011. doi: 10.1016/j.enpol.2011.06.033 NITI Aayog, "India Climate and Energy Dashboard (ICED) — Plant Information and Capacity Metatable," NITI Aayog, Government of India, New Delhi, Feb. 2025. [Online]. Available: https://iced.niti.gov.in | bar: 2023 to 2050
BAU | 3 | PWRSPVINDNO | Solar PV (utility-scale), India – North, region XX (investable) | 8 | Efficiency | fraction | User defined | 0 | [28 empty] | Intergovernmental Panel on Climate Change (IPCC), "2006 IPCC Guidelines for National Greenhouse Gas Inventories, Vol. 2: Energy," Hayama, Japan, 2006. [Online]. Available: https://www.ipcc-nggip.iges.or.jp/public/2006gl/vol2.html | bar: 2023 to 2050
BAU | 3 | PWRSPVINDNO | Solar PV (utility-scale), India – North, region XX (investable) | 9 | TotalAnnualMinCapacityInvestment | GW | User defined | 0 | 0.19286 | 1.295 | 9.3391 | 18.421 | 11.144 | 1.35 | 1.517 | 7.729 | 0 | 0 | 0 | 0 | 7.651 | 0 | 0 | 0 | 0 | 0 | 0 | 0 | 0 | 0 | 0 | 0 | 0 | 0 | 0 | 0 | Central Electricity Authority (CEA), "National Electricity Plan, Volume I — Generation," Ministry of Power, Government of India, New Delhi, 2023. [Online]. Available: https://cea.nic.in Ministry of New and Renewable Energy (MNRE), "Renewable Energy Targets and Capacity Additions," MNRE, Government of India, New Delhi, 2024.
BAU | 4 | PWRSPVINDSO | Solar PV (utility-scale), India – South, region XX (investable) | 1 | CapitalCost | USD/kW | User defined | 0 | 560 | 548 | 536 | 523.6 | 511.2 | 498.8 | 486.4 | 474 | 461.8 | 449.6 | 437.4 | 425.2 | 413 | 406.2 | 399.4 | 392.6 | 385.8 | 379 | 372.2 | 365.4 | 358.6 | 351.8 | 345 | 338.2 | 331.4 | 324.6 | 317.8 | 311 | Central Electricity Authority (CEA), "National Electricity Plan 2022–2032, Annexure-A," Ministry of Power, Government of India, New Delhi, 2023. [Online]. Available: https://cea.nic.in National Renewable Energy Laboratory (NREL), "Annual Technology Baseline 2024 — Utility-Scale PV," NREL, Golden, CO, USA, 2024. [Online]. Available: https://atb.nrel.gov/electricity/2024/utility-scale_pv International Renewable Energy Agency (IRENA), "Renewable Power Generation Costs in 2024," IRENA, Abu Dhabi, UAE, Jul. 2025. [Online]. Available: https://www.irena.org/-/media/Files/IRENA/Agency/Publication/2025/Jul/IRENA_TEC_RPGC_in_2024_Summary_2025.pdf
BAU | 4 | PWRSPVINDSO | Solar PV (utility-scale), India – South, region XX (investable) | 2 | FixedCost | USD/kW/yr | User defined | 0 | 8 | 8 | 8 | 7.8 | 7.6 | 7.4 | 7.2 | 7 | 6.8 | 6.6 | 6.4 | 6.2 | 6 | 6 | 6 | 6 | 6 | 6 | 5.8 | 5.6 | 5.4 | 5.2 | 5 | 5 | 5 | 5 | 5 | 5 | Central Electricity Authority (CEA), "National Electricity Plan 2022–2032, Annexure-A," Ministry of Power, Government of India, New Delhi, 2023. [Online]. Available: https://cea.nic.in National Renewable Energy Laboratory (NREL), "Annual Technology Baseline 2024 — Utility-Scale PV," NREL, Golden, CO, USA, 2024. [Online]. Available: https://atb.nrel.gov/electricity/2024/utility-scale_pv International Renewable Energy Agency (IRENA), "Renewable Power Generation Costs in 2024," IRENA, Abu Dhabi, UAE, Jul. 2025. [Online]. Available: https://www.irena.org/-/media/Files/IRENA/Agency/Publication/2025/Jul/IRENA_TEC_RPGC_in_2024_Summary_2025.pdf
BAU | 4 | PWRSPVINDSO | Solar PV (utility-scale), India – South, region XX (investable) | 3 | ResidualCapacity | GW | User defined | 0 | 25.035 | 25.035 | 25.035 | 25.035 | 25.035 | 25.035 | 25.035 | 25.035 | 25.035 | 25.035 | 25.035 | 25.035 | 25.035 | 25.035 | 25.035 | 25.035 | 25.035 | 25.035 | 25.035 | 25.035 | 25.035 | 25.035 | 25.035 | 25.035 | 25.035 | 25.035 | 25.035 | 25.035 | NITI Aayog, "India Climate and Energy Dashboard (ICED) — Plant Information and Capacity Metatable," NITI Aayog, Government of India, New Delhi, Feb. 2025. [Online]. Available: https://iced.niti.gov.in
BAU | 4 | PWRSPVINDSO | Solar PV (utility-scale), India – South, region XX (investable) | 4 | TotalAnnualMaxCapacity | GW | User defined | 0 | [28 empty] | Central Electricity Authority (CEA), "National Electricity Plan, Volume I — Generation," Ministry of Power, Government of India, New Delhi, 2023. [Online]. Available: https://cea.nic.in NITI Aayog, "India Climate and Energy Dashboard (ICED) — Plant Information and Capacity Metatable," NITI Aayog, Government of India, New Delhi, Feb. 2025. [Online]. Available: https://iced.niti.gov.in
BAU | 4 | PWRSPVINDSO | Solar PV (utility-scale), India – South, region XX (investable) | 5 | TotalTechnologyAnnualActivityUpperLimit | PJ | User defined | 0 | [28 empty] | Central Electricity Authority (CEA), "National Electricity Plan, Volume I — Generation," Ministry of Power, Government of India, New Delhi, 2023. [Online]. Available: https://cea.nic.in NITI Aayog, "India Climate and Energy Dashboard (ICED) — Plant Information and Capacity Metatable," NITI Aayog, Government of India, New Delhi, Feb. 2025. [Online]. Available: https://iced.niti.gov.in
BAU | 4 | PWRSPVINDSO | Solar PV (utility-scale), India – South, region XX (investable) | 6 | TotalAnnualMinCapacity | GW | User defined | 0 | [28 empty] | Central Electricity Authority (CEA), "National Electricity Plan, Volume I — Generation," Ministry of Power, Government of India, New Delhi, 2023. [Online]. Available: https://cea.nic.in
BAU | 4 | PWRSPVINDSO | Solar PV (utility-scale), India – South, region XX (investable) | 7 | AvailabilityFactor | fraction | User defined | 0 | [28 empty] | M. Howells et al., "OSeMOSYS: The Open Source Energy Modelling System," Energy Policy, vol. 39, no. 10, pp. 5850–5870, Oct. 2011. doi: 10.1016/j.enpol.2011.06.033 NITI Aayog, "India Climate and Energy Dashboard (ICED) — Plant Information and Capacity Metatable," NITI Aayog, Government of India, New Delhi, Feb. 2025. [Online]. Available: https://iced.niti.gov.in | bar: 2023 to 2050
BAU | 4 | PWRSPVINDSO | Solar PV (utility-scale), India – South, region XX (investable) | 8 | Efficiency | fraction | User defined | 0 | [28 empty] | Intergovernmental Panel on Climate Change (IPCC), "2006 IPCC Guidelines for National Greenhouse Gas Inventories, Vol. 2: Energy," Hayama, Japan, 2006. [Online]. Available: https://www.ipcc-nggip.iges.or.jp/public/2006gl/vol2.html | bar: 2023 to 2050
BAU | 4 | PWRSPVINDSO | Solar PV (utility-scale), India – South, region XX (investable) | 9 | TotalAnnualMinCapacityInvestment | GW | User defined | 0 | 0.1 | 0.17 | 1.2035 | 1.9 | 0.83 | 0.3 | 0 | 0 | 0 | 0 | 0 | 0 | 1.27 | 0 | 0 | 0 | 0 | 0 | 0 | 0 | 0 | 0 | 0 | 0 | 0 | 0 | 0 | 0 | Central Electricity Authority (CEA), "National Electricity Plan, Volume I — Generation," Ministry of Power, Government of India, New Delhi, 2023. [Online]. Available: https://cea.nic.in Ministry of New and Renewable Energy (MNRE), "Renewable Energy Targets and Capacity Additions," MNRE, Government of India, New Delhi, 2024.
BAU | 5 | PWRSPVINDEA | Solar PV (utility-scale), India – East, region XX (investable) | 1 | CapitalCost | USD/kW | User defined | 0 | 560 | 548 | 536 | 523.6 | 511.2 | 498.8 | 486.4 | 474 | 461.8 | 449.6 | 437.4 | 425.2 | 413 | 406.2 | 399.4 | 392.6 | 385.8 | 379 | 372.2 | 365.4 | 358.6 | 351.8 | 345 | 338.2 | 331.4 | 324.6 | 317.8 | 311 | Central Electricity Authority (CEA), "National Electricity Plan 2022–2032, Annexure-A," Ministry of Power, Government of India, New Delhi, 2023. [Online]. Available: https://cea.nic.in National Renewable Energy Laboratory (NREL), "Annual Technology Baseline 2024 — Utility-Scale PV," NREL, Golden, CO, USA, 2024. [Online]. Available: https://atb.nrel.gov/electricity/2024/utility-scale_pv International Renewable Energy Agency (IRENA), "Renewable Power Generation Costs in 2024," IRENA, Abu Dhabi, UAE, Jul. 2025. [Online]. Available: https://www.irena.org/-/media/Files/IRENA/Agency/Publication/2025/Jul/IRENA_TEC_RPGC_in_2024_Summary_2025.pdf
BAU | 5 | PWRSPVINDEA | Solar PV (utility-scale), India – East, region XX (investable) | 2 | FixedCost | USD/kW/yr | User defined | 0 | 8 | 8 | 8 | 7.8 | 7.6 | 7.4 | 7.2 | 7 | 6.8 | 6.6 | 6.4 | 6.2 | 6 | 6 | 6 | 6 | 6 | 6 | 5.8 | 5.6 | 5.4 | 5.2 | 5 | 5 | 5 | 5 | 5 | 5 | Central Electricity Authority (CEA), "National Electricity Plan 2022–2032, Annexure-A," Ministry of Power, Government of India, New Delhi, 2023. [Online]. Available: https://cea.nic.in National Renewable Energy Laboratory (NREL), "Annual Technology Baseline 2024 — Utility-Scale PV," NREL, Golden, CO, USA, 2024. [Online]. Available: https://atb.nrel.gov/electricity/2024/utility-scale_pv International Renewable Energy Agency (IRENA), "Renewable Power Generation Costs in 2024," IRENA, Abu Dhabi, UAE, Jul. 2025. [Online]. Available: https://www.irena.org/-/media/Files/IRENA/Agency/Publication/2025/Jul/IRENA_TEC_RPGC_in_2024_Summary_2025.pdf
BAU | 5 | PWRSPVINDEA | Solar PV (utility-scale), India – East, region XX (investable) | 3 | ResidualCapacity | GW | User defined | 0 | 0.96647 | 0.96647 | 0.96647 | 0.96647 | 0.96647 | 0.96647 | 0.96647 | 0.96647 | 0.96647 | 0.96647 | 0.96647 | 0.96647 | 0.96647 | 0.96647 | 0.96647 | 0.96647 | 0.96647 | 0.96647 | 0.96647 | 0.96647 | 0.96647 | 0.96647 | 0.96647 | 0.96647 | 0.96647 | 0.96647 | 0.96647 | 0.96647 | NITI Aayog, "India Climate and Energy Dashboard (ICED) — Plant Information and Capacity Metatable," NITI Aayog, Government of India, New Delhi, Feb. 2025. [Online]. Available: https://iced.niti.gov.in
BAU | 5 | PWRSPVINDEA | Solar PV (utility-scale), India – East, region XX (investable) | 4 | TotalAnnualMaxCapacity | GW | User defined | 0 | [28 empty] | Central Electricity Authority (CEA), "National Electricity Plan, Volume I — Generation," Ministry of Power, Government of India, New Delhi, 2023. [Online]. Available: https://cea.nic.in NITI Aayog, "India Climate and Energy Dashboard (ICED) — Plant Information and Capacity Metatable," NITI Aayog, Government of India, New Delhi, Feb. 2025. [Online]. Available: https://iced.niti.gov.in
BAU | 5 | PWRSPVINDEA | Solar PV (utility-scale), India – East, region XX (investable) | 5 | TotalTechnologyAnnualActivityUpperLimit | PJ | User defined | 0 | [28 empty] | Central Electricity Authority (CEA), "National Electricity Plan, Volume I — Generation," Ministry of Power, Government of India, New Delhi, 2023. [Online]. Available: https://cea.nic.in NITI Aayog, "India Climate and Energy Dashboard (ICED) — Plant Information and Capacity Metatable," NITI Aayog, Government of India, New Delhi, Feb. 2025. [Online]. Available: https://iced.niti.gov.in
BAU | 5 | PWRSPVINDEA | Solar PV (utility-scale), India – East, region XX (investable) | 6 | TotalAnnualMinCapacity | GW | User defined | 0 | [28 empty] | Central Electricity Authority (CEA), "National Electricity Plan, Volume I — Generation," Ministry of Power, Government of India, New Delhi, 2023. [Online]. Available: https://cea.nic.in
BAU | 5 | PWRSPVINDEA | Solar PV (utility-scale), India – East, region XX (investable) | 7 | AvailabilityFactor | fraction | User defined | 0 | [28 empty] | M. Howells et al., "OSeMOSYS: The Open Source Energy Modelling System," Energy Policy, vol. 39, no. 10, pp. 5850–5870, Oct. 2011. doi: 10.1016/j.enpol.2011.06.033 NITI Aayog, "India Climate and Energy Dashboard (ICED) — Plant Information and Capacity Metatable," NITI Aayog, Government of India, New Delhi, Feb. 2025. [Online]. Available: https://iced.niti.gov.in | bar: 2023 to 2050
BAU | 5 | PWRSPVINDEA | Solar PV (utility-scale), India – East, region XX (investable) | 8 | Efficiency | fraction | User defined | 0 | [28 empty] | Intergovernmental Panel on Climate Change (IPCC), "2006 IPCC Guidelines for National Greenhouse Gas Inventories, Vol. 2: Energy," Hayama, Japan, 2006. [Online]. Available: https://www.ipcc-nggip.iges.or.jp/public/2006gl/vol2.html | bar: 2023 to 2050
BAU | 5 | PWRSPVINDEA | Solar PV (utility-scale), India – East, region XX (investable) | 9 | TotalAnnualMinCapacityInvestment | GW | User defined | 0 | 0.075 | 0.024 | 0.358 | 0.01 | 0.1 | 0 | 0 | 0 | 0 | 0 | 0 | 0 | 0 | 0 | 0 | 0 | 0 | 0 | 0 | 0 | 0 | 0 | 0 | 0 | 0 | 0 | 0 | 0 | Central Electricity Authority (CEA), "National Electricity Plan, Volume I — Generation," Ministry of Power, Government of India, New Delhi, 2023. [Online]. Available: https://cea.nic.in Ministry of New and Renewable Energy (MNRE), "Renewable Energy Targets and Capacity Additions," MNRE, Government of India, New Delhi, 2024.
BAU | 6 | PWRSPVINDWE | Solar PV (utility-scale), India – West, region XX (investable) | 1 | CapitalCost | USD/kW | User defined | 0 | 560 | 548 | 536 | 523.6 | 511.2 | 498.8 | 486.4 | 474 | 461.8 | 449.6 | 437.4 | 425.2 | 413 | 406.2 | 399.4 | 392.6 | 385.8 | 379 | 372.2 | 365.4 | 358.6 | 351.8 | 345 | 338.2 | 331.4 | 324.6 | 317.8 | 311 | Central Electricity Authority (CEA), "National Electricity Plan 2022–2032, Annexure-A," Ministry of Power, Government of India, New Delhi, 2023. [Online]. Available: https://cea.nic.in National Renewable Energy Laboratory (NREL), "Annual Technology Baseline 2024 — Utility-Scale PV," NREL, Golden, CO, USA, 2024. [Online]. Available: https://atb.nrel.gov/electricity/2024/utility-scale_pv International Renewable Energy Agency (IRENA), "Renewable Power Generation Costs in 2024," IRENA, Abu Dhabi, UAE, Jul. 2025. [Online]. Available: https://www.irena.org/-/media/Files/IRENA/Agency/Publication/2025/Jul/IRENA_TEC_RPGC_in_2024_Summary_2025.pdf
BAU | 6 | PWRSPVINDWE | Solar PV (utility-scale), India – West, region XX (investable) | 2 | FixedCost | USD/kW/yr | User defined | 0 | 8 | 8 | 8 | 7.8 | 7.6 | 7.4 | 7.2 | 7 | 6.8 | 6.6 | 6.4 | 6.2 | 6 | 6 | 6 | 6 | 6 | 6 | 5.8 | 5.6 | 5.4 | 5.2 | 5 | 5 | 5 | 5 | 5 | 5 | Central Electricity Authority (CEA), "National Electricity Plan 2022–2032, Annexure-A," Ministry of Power, Government of India, New Delhi, 2023. [Online]. Available: https://cea.nic.in National Renewable Energy Laboratory (NREL), "Annual Technology Baseline 2024 — Utility-Scale PV," NREL, Golden, CO, USA, 2024. [Online]. Available: https://atb.nrel.gov/electricity/2024/utility-scale_pv International Renewable Energy Agency (IRENA), "Renewable Power Generation Costs in 2024," IRENA, Abu Dhabi, UAE, Jul. 2025. [Online]. Available: https://www.irena.org/-/media/Files/IRENA/Agency/Publication/2025/Jul/IRENA_TEC_RPGC_in_2024_Summary_2025.pdf
BAU | 6 | PWRSPVINDWE | Solar PV (utility-scale), India – West, region XX (investable) | 3 | ResidualCapacity | GW | User defined | 0 | 17.8014 | 17.8014 | 17.8014 | 17.8014 | 17.8014 | 17.8014 | 17.8014 | 17.8014 | 17.8014 | 17.8014 | 17.8014 | 17.8014 | 17.8014 | 17.8014 | 17.8014 | 17.8014 | 17.8014 | 17.8014 | 17.8014 | 17.8014 | 17.8014 | 17.8014 | 17.8014 | 17.8014 | 17.8014 | 17.8014 | 17.8014 | 17.8014 | NITI Aayog, "India Climate and Energy Dashboard (ICED) — Plant Information and Capacity Metatable," NITI Aayog, Government of India, New Delhi, Feb. 2025. [Online]. Available: https://iced.niti.gov.in
BAU | 6 | PWRSPVINDWE | Solar PV (utility-scale), India – West, region XX (investable) | 4 | TotalAnnualMaxCapacity | GW | User defined | 0 | [28 empty] | Central Electricity Authority (CEA), "National Electricity Plan, Volume I — Generation," Ministry of Power, Government of India, New Delhi, 2023. [Online]. Available: https://cea.nic.in NITI Aayog, "India Climate and Energy Dashboard (ICED) — Plant Information and Capacity Metatable," NITI Aayog, Government of India, New Delhi, Feb. 2025. [Online]. Available: https://iced.niti.gov.in
BAU | 6 | PWRSPVINDWE | Solar PV (utility-scale), India – West, region XX (investable) | 5 | TotalTechnologyAnnualActivityUpperLimit | PJ | User defined | 0 | [28 empty] | Central Electricity Authority (CEA), "National Electricity Plan, Volume I — Generation," Ministry of Power, Government of India, New Delhi, 2023. [Online]. Available: https://cea.nic.in NITI Aayog, "India Climate and Energy Dashboard (ICED) — Plant Information and Capacity Metatable," NITI Aayog, Government of India, New Delhi, Feb. 2025. [Online]. Available: https://iced.niti.gov.in
BAU | 6 | PWRSPVINDWE | Solar PV (utility-scale), India – West, region XX (investable) | 6 | TotalAnnualMinCapacity | GW | User defined | 0 | [28 empty] | Central Electricity Authority (CEA), "National Electricity Plan, Volume I — Generation," Ministry of Power, Government of India, New Delhi, 2023. [Online]. Available: https://cea.nic.in
BAU | 6 | PWRSPVINDWE | Solar PV (utility-scale), India – West, region XX (investable) | 7 | AvailabilityFactor | fraction | User defined | 0 | [28 empty] | M. Howells et al., "OSeMOSYS: The Open Source Energy Modelling System," Energy Policy, vol. 39, no. 10, pp. 5850–5870, Oct. 2011. doi: 10.1016/j.enpol.2011.06.033 NITI Aayog, "India Climate and Energy Dashboard (ICED) — Plant Information and Capacity Metatable," NITI Aayog, Government of India, New Delhi, Feb. 2025. [Online]. Available: https://iced.niti.gov.in | bar: 2023 to 2050
BAU | 6 | PWRSPVINDWE | Solar PV (utility-scale), India – West, region XX (investable) | 8 | Efficiency | fraction | User defined | 0 | [28 empty] | Intergovernmental Panel on Climate Change (IPCC), "2006 IPCC Guidelines for National Greenhouse Gas Inventories, Vol. 2: Energy," Hayama, Japan, 2006. [Online]. Available: https://www.ipcc-nggip.iges.or.jp/public/2006gl/vol2.html | bar: 2023 to 2050
BAU | 6 | PWRSPVINDWE | Solar PV (utility-scale), India – West, region XX (investable) | 9 | TotalAnnualMinCapacityInvestment | GW | User defined | 0 | 0.158 | 4.191 | 5.363 | 9.753 | 5.42 | 2.55 | 0.2 | 0 | 0 | 0 | 0 | 0 | 0.533 | 0 | 0 | 0 | 0 | 0 | 0 | 0 | 0 | 0 | 0 | 0 | 0 | 0 | 0 | 0 | Central Electricity Authority (CEA), "National Electricity Plan, Volume I — Generation," Ministry of Power, Government of India, New Delhi, 2023. [Online]. Available: https://cea.nic.in Ministry of New and Renewable Energy (MNRE), "Renewable Energy Targets and Capacity Additions," MNRE, Government of India, New Delhi, 2024.
BAU | 7 | PWRSPVINDNE | Solar PV (utility-scale), India – Northeast, region XX (investable) | 1 | CapitalCost | USD/kW | User defined | 0 | 560 | 548 | 536 | 523.6 | 511.2 | 498.8 | 486.4 | 474 | 461.8 | 449.6 | 437.4 | 425.2 | 413 | 406.2 | 399.4 | 392.6 | 385.8 | 379 | 372.2 | 365.4 | 358.6 | 351.8 | 345 | 338.2 | 331.4 | 324.6 | 317.8 | 311 | Central Electricity Authority (CEA), "National Electricity Plan 2022–2032, Annexure-A," Ministry of Power, Government of India, New Delhi, 2023. [Online]. Available: https://cea.nic.in National Renewable Energy Laboratory (NREL), "Annual Technology Baseline 2024 — Utility-Scale PV," NREL, Golden, CO, USA, 2024. [Online]. Available: https://atb.nrel.gov/electricity/2024/utility-scale_pv International Renewable Energy Agency (IRENA), "Renewable Power Generation Costs in 2024," IRENA, Abu Dhabi, UAE, Jul. 2025. [Online]. Available: https://www.irena.org/-/media/Files/IRENA/Agency/Publication/2025/Jul/IRENA_TEC_RPGC_in_2024_Summary_2025.pdf
BAU | 7 | PWRSPVINDNE | Solar PV (utility-scale), India – Northeast, region XX (investable) | 2 | FixedCost | USD/kW/yr | User defined | 0 | 8 | 8 | 8 | 7.8 | 7.6 | 7.4 | 7.2 | 7 | 6.8 | 6.6 | 6.4 | 6.2 | 6 | 6 | 6 | 6 | 6 | 6 | 5.8 | 5.6 | 5.4 | 5.2 | 5 | 5 | 5 | 5 | 5 | 5 | Central Electricity Authority (CEA), "National Electricity Plan 2022–2032, Annexure-A," Ministry of Power, Government of India, New Delhi, 2023. [Online]. Available: https://cea.nic.in National Renewable Energy Laboratory (NREL), "Annual Technology Baseline 2024 — Utility-Scale PV," NREL, Golden, CO, USA, 2024. [Online]. Available: https://atb.nrel.gov/electricity/2024/utility-scale_pv International Renewable Energy Agency (IRENA), "Renewable Power Generation Costs in 2024," IRENA, Abu Dhabi, UAE, Jul. 2025. [Online]. Available: https://www.irena.org/-/media/Files/IRENA/Agency/Publication/2025/Jul/IRENA_TEC_RPGC_in_2024_Summary_2025.pdf
BAU | 7 | PWRSPVINDNE | Solar PV (utility-scale), India – Northeast, region XX (investable) | 3 | ResidualCapacity | GW | User defined | 0 | 0.22464 | 0.22464 | 0.22464 | 0.22464 | 0.22464 | 0.22464 | 0.22464 | 0.22464 | 0.22464 | 0.22464 | 0.22464 | 0.22464 | 0.22464 | 0.22464 | 0.22464 | 0.22464 | 0.22464 | 0.22464 | 0.22464 | 0.22464 | 0.22464 | 0.22464 | 0.22464 | 0.22464 | 0.22464 | 0.22464 | 0.22464 | 0.22464 | NITI Aayog, "India Climate and Energy Dashboard (ICED) — Plant Information and Capacity Metatable," NITI Aayog, Government of India, New Delhi, Feb. 2025. [Online]. Available: https://iced.niti.gov.in
BAU | 7 | PWRSPVINDNE | Solar PV (utility-scale), India – Northeast, region XX (investable) | 4 | TotalAnnualMaxCapacity | GW | User defined | 0 | [28 empty] | Central Electricity Authority (CEA), "National Electricity Plan, Volume I — Generation," Ministry of Power, Government of India, New Delhi, 2023. [Online]. Available: https://cea.nic.in NITI Aayog, "India Climate and Energy Dashboard (ICED) — Plant Information and Capacity Metatable," NITI Aayog, Government of India, New Delhi, Feb. 2025. [Online]. Available: https://iced.niti.gov.in
BAU | 7 | PWRSPVINDNE | Solar PV (utility-scale), India – Northeast, region XX (investable) | 5 | TotalTechnologyAnnualActivityUpperLimit | PJ | User defined | 0 | [28 empty] | Central Electricity Authority (CEA), "National Electricity Plan, Volume I — Generation," Ministry of Power, Government of India, New Delhi, 2023. [Online]. Available: https://cea.nic.in NITI Aayog, "India Climate and Energy Dashboard (ICED) — Plant Information and Capacity Metatable," NITI Aayog, Government of India, New Delhi, Feb. 2025. [Online]. Available: https://iced.niti.gov.in
BAU | 7 | PWRSPVINDNE | Solar PV (utility-scale), India – Northeast, region XX (investable) | 6 | TotalAnnualMinCapacity | GW | User defined | 0 | [28 empty] | Central Electricity Authority (CEA), "National Electricity Plan, Volume I — Generation," Ministry of Power, Government of India, New Delhi, 2023. [Online]. Available: https://cea.nic.in
BAU | 7 | PWRSPVINDNE | Solar PV (utility-scale), India – Northeast, region XX (investable) | 7 | AvailabilityFactor | fraction | User defined | 0 | [28 empty] | M. Howells et al., "OSeMOSYS: The Open Source Energy Modelling System," Energy Policy, vol. 39, no. 10, pp. 5850–5870, Oct. 2011. doi: 10.1016/j.enpol.2011.06.033 NITI Aayog, "India Climate and Energy Dashboard (ICED) — Plant Information and Capacity Metatable," NITI Aayog, Government of India, New Delhi, Feb. 2025. [Online]. Available: https://iced.niti.gov.in | bar: 2023 to 2050
BAU | 7 | PWRSPVINDNE | Solar PV (utility-scale), India – Northeast, region XX (investable) | 8 | Efficiency | fraction | User defined | 0 | [28 empty] | Intergovernmental Panel on Climate Change (IPCC), "2006 IPCC Guidelines for National Greenhouse Gas Inventories, Vol. 2: Energy," Hayama, Japan, 2006. [Online]. Available: https://www.ipcc-nggip.iges.or.jp/public/2006gl/vol2.html | bar: 2023 to 2050
BAU | 7 | PWRSPVINDNE | Solar PV (utility-scale), India – Northeast, region XX (investable) | 9 | TotalAnnualMinCapacityInvestment | GW | User defined | 0 | 0 | 0 | 0.12 | 0 | 0 | 0 | 0 | 0 | 0 | 0 | 0 | 0 | 0 | 0 | 0 | 0 | 0 | 0 | 0 | 0 | 0 | 0 | 0 | 0 | 0 | 0 | 0 | 0 | Central Electricity Authority (CEA), "National Electricity Plan, Volume I — Generation," Ministry of Power, Government of India, New Delhi, 2023. [Online]. Available: https://cea.nic.in Ministry of New and Renewable Energy (MNRE), "Renewable Energy Targets and Capacity Additions," MNRE, Government of India, New Delhi, 2024.
BAU | 8 | PWRSPVNPLXX | Solar PV (utility-scale), Nepal, region XX (investable) | 1 | CapitalCost | USD/kW | User defined | 0 | 896 | 876.8 | 857.6 | 837.76 | 817.92 | 798.08 | 778.24 | 758.4 | 738.88 | 719.36 | 699.84 | 680.32 | 660.8 | 649.92 | 639.04 | 628.16 | 617.28 | 606.4 | 595.52 | 584.64 | 573.76 | 562.88 | 552 | 541.12 | 530.24 | 519.36 | 508.48 | 497.6 | Central Electricity Authority (CEA), "National Electricity Plan 2022–2032, Annexure-A," Ministry of Power, Government of India, New Delhi, 2023. [Online]. Available: https://cea.nic.in National Renewable Energy Laboratory (NREL), "Annual Technology Baseline 2024 — Utility-Scale PV," NREL, Golden, CO, USA, 2024. [Online]. Available: https://atb.nrel.gov/electricity/2024/utility-scale_pv International Renewable Energy Agency (IRENA), "Renewable Power Generation Costs in 2024," IRENA, Abu Dhabi, UAE, Jul. 2025. [Online]. Available: https://www.irena.org/-/media/Files/IRENA/Agency/Publication/2025/Jul/IRENA_TEC_RPGC_in_2024_Summary_2025.pdf
BAU | 8 | PWRSPVNPLXX | Solar PV (utility-scale), Nepal, region XX (investable) | 2 | FixedCost | USD/kW/yr | User defined | 0 | 12.8 | 12.8 | 12.8 | 12.48 | 12.16 | 11.84 | 11.52 | 11.2 | 10.88 | 10.56 | 10.24 | 9.92 | 9.6 | 9.6 | 9.6 | 9.6 | 9.6 | 9.6 | 9.28 | 8.96 | 8.64 | 8.32 | 8 | 8 | 8 | 8 | 8 | 8 | Central Electricity Authority (CEA), "National Electricity Plan 2022–2032, Annexure-A," Ministry of Power, Government of India, New Delhi, 2023. [Online]. Available: https://cea.nic.in National Renewable Energy Laboratory (NREL), "Annual Technology Baseline 2024 — Utility-Scale PV," NREL, Golden, CO, USA, 2024. [Online]. Available: https://atb.nrel.gov/electricity/2024/utility-scale_pv International Renewable Energy Agency (IRENA), "Renewable Power Generation Costs in 2024," IRENA, Abu Dhabi, UAE, Jul. 2025. [Online]. Available: https://www.irena.org/-/media/Files/IRENA/Agency/Publication/2025/Jul/IRENA_TEC_RPGC_in_2024_Summary_2025.pdf
BAU | 8 | PWRSPVNPLXX | Solar PV (utility-scale), Nepal, region XX (investable) | 3 | ResidualCapacity | GW | User defined | 0 | 0.065 | 0.065 | 0.065 | 0.065 | 0.065 | 0.065 | 0.065 | 0.065 | 0.065 | 0.065 | 0.065 | 0.065 | 0.065 | 0.065 | 0.065 | 0.065 | 0.065 | 0.065 | 0.065 | 0.065 | 0.065 | 0.065 | 0.065 | 0.065 | 0.065 | 0.065 | 0.065 | 0.065 | Nepal Electricity Authority (NEA), "Annual Report FY 2024/2025," NEA, Kathmandu, Nepal, 2025. [Online]. Available: https://www.nea.org.np Nepal Electricity Authority (NEA), "Generation Directorate Report 2076 (August 2019)," NEA, Kathmandu, Nepal, 2019.
BAU | 8 | PWRSPVNPLXX | Solar PV (utility-scale), Nepal, region XX (investable) | 4 | TotalAnnualMaxCapacity | GW | User defined | 0 | [28 empty] | Nepal Electricity Authority (NEA), "Annual Report FY 2024/2025," NEA, Kathmandu, Nepal, 2025. [Online]. Available: https://www.nea.org.np Government of Nepal, "Second Nationally Determined Contribution," UNFCCC, 2020.
BAU | 8 | PWRSPVNPLXX | Solar PV (utility-scale), Nepal, region XX (investable) | 5 | TotalTechnologyAnnualActivityUpperLimit | PJ | User defined | 0 | [28 empty] | Nepal Electricity Authority (NEA), "Annual Report FY 2024/2025," NEA, Kathmandu, Nepal, 2025. [Online]. Available: https://www.nea.org.np
BAU | 8 | PWRSPVNPLXX | Solar PV (utility-scale), Nepal, region XX (investable) | 6 | TotalAnnualMinCapacity | GW | User defined | 0 | [28 empty] | Nepal Electricity Authority (NEA), "Annual Report FY 2024/2025," NEA, Kathmandu, Nepal, 2025. [Online]. Available: https://www.nea.org.np
BAU | 8 | PWRSPVNPLXX | Solar PV (utility-scale), Nepal, region XX (investable) | 7 | AvailabilityFactor | fraction | User defined | 0 | [28 empty] | M. Howells et al., "OSeMOSYS: The Open Source Energy Modelling System," Energy Policy, vol. 39, no. 10, pp. 5850–5870, Oct. 2011. doi: 10.1016/j.enpol.2011.06.033 Nepal Electricity Authority (NEA), "Annual Report FY 2024/2025," NEA, Kathmandu, Nepal, 2025. [Online]. Available: https://www.nea.org.np | bar: 2023 to 2050
BAU | 8 | PWRSPVNPLXX | Solar PV (utility-scale), Nepal, region XX (investable) | 8 | Efficiency | fraction | User defined | 0 | [28 empty] | Intergovernmental Panel on Climate Change (IPCC), "2006 IPCC Guidelines for National Greenhouse Gas Inventories, Vol. 2: Energy," Hayama, Japan, 2006. [Online]. Available: https://www.ipcc-nggip.iges.or.jp/public/2006gl/vol2.html | bar: 2023 to 2050
BAU | 8 | PWRSPVNPLXX | Solar PV (utility-scale), Nepal, region XX (investable) | 9 | TotalAnnualMinCapacityInvestment | GW | User defined | 0 | 0 | 0 | 0.96 | 0 | 0 | 0 | 0 | 0 | 0 | 0 | 0 | 0 | 0 | 0 | 0 | 0 | 0 | 0 | 0 | 0 | 0 | 0 | 0 | 0 | 0 | 0 | 0 | 0 | Government of Nepal, "Second Nationally Determined Contribution," UNFCCC, 2020. Government of Nepal, "Long-term Strategy for Net-Zero Emissions," Kathmandu, Nepal, 2021.
BAU | 9 | PWRSPVLKAXX | Solar PV (utility-scale), Sri Lanka, region XX (investable) | 1 | CapitalCost | USD/kW | User defined | 0 | 849 | 830.81 | 812.61 | 793.82 | 775.02 | 756.22 | 737.42 | 718.62 | 700.12 | 681.63 | 663.13 | 644.63 | 626.14 | 615.83 | 605.52 | 595.21 | 584.9 | 574.59 | 564.28 | 553.97 | 543.66 | 533.35 | 523.04 | 512.74 | 502.43 | 492.12 | 481.81 | 471.5 | Central Electricity Authority (CEA), "National Electricity Plan 2022–2032, Annexure-A," Ministry of Power, Government of India, New Delhi, 2023. [Online]. Available: https://cea.nic.in National Renewable Energy Laboratory (NREL), "Annual Technology Baseline 2024 — Utility-Scale PV," NREL, Golden, CO, USA, 2024. [Online]. Available: https://atb.nrel.gov/electricity/2024/utility-scale_pv International Renewable Energy Agency (IRENA), "Renewable Power Generation Costs in 2024," IRENA, Abu Dhabi, UAE, Jul. 2025. [Online]. Available: https://www.irena.org/-/media/Files/IRENA/Agency/Publication/2025/Jul/IRENA_TEC_RPGC_in_2024_Summary_2025.pdf Ceylon Electricity Board (CEB), "Long-Term Generation Expansion Plan 2025–2044," CEB, Colombo, Sri Lanka, 2024. [Online]. Available: https://www.ceb.lk/front_img/img_reports/1748839124LTGEP-2025-2044-FINAL_c.pdf
BAU | 9 | PWRSPVLKAXX | Solar PV (utility-scale), Sri Lanka, region XX (investable) | 2 | FixedCost | USD/kW/yr | User defined | 0 | 12 | 12 | 12 | 11.7 | 11.4 | 11.1 | 10.8 | 10.5 | 10.2 | 9.9 | 9.6 | 9.3 | 9 | 9 | 9 | 9 | 9 | 9 | 8.7 | 8.4 | 8.1 | 7.8 | 7.5 | 7.5 | 7.5 | 7.5 | 7.5 | 7.5 | Central Electricity Authority (CEA), "National Electricity Plan 2022–2032, Annexure-A," Ministry of Power, Government of India, New Delhi, 2023. [Online]. Available: https://cea.nic.in National Renewable Energy Laboratory (NREL), "Annual Technology Baseline 2024 — Utility-Scale PV," NREL, Golden, CO, USA, 2024. [Online]. Available: https://atb.nrel.gov/electricity/2024/utility-scale_pv International Renewable Energy Agency (IRENA), "Renewable Power Generation Costs in 2024," IRENA, Abu Dhabi, UAE, Jul. 2025. [Online]. Available: https://www.irena.org/-/media/Files/IRENA/Agency/Publication/2025/Jul/IRENA_TEC_RPGC_in_2024_Summary_2025.pdf Ceylon Electricity Board (CEB), "Long-Term Generation Expansion Plan 2025–2044," CEB, Colombo, Sri Lanka, 2024. [Online]. Available: https://www.ceb.lk/front_img/img_reports/1748839124LTGEP-2025-2044-FINAL_c.pdf
BAU | 9 | PWRSPVLKAXX | Solar PV (utility-scale), Sri Lanka, region XX (investable) | 3 | ResidualCapacity | GW | User defined | 0 | 0.947 | 0.947 | 0.947 | 0.947 | 0.947 | 0.947 | 0.947 | 0.947 | 0.947 | 0.947 | 0.947 | 0.947 | 0.947 | 0.947 | 0.947 | 0.947 | 0.947 | 0.947 | 0.947 | 0.947 | 0.947 | 0.947 | 0.947 | 0.947 | 0.947 | 0.947 | 0.947 | 0.947 | Ceylon Electricity Board (CEB), "Annual Report 2023," CEB, Colombo, Sri Lanka, 2024. [Online]. Available: https://www.ceb.lk Ceylon Electricity Board (CEB), "Long-Term Generation Expansion Plan 2025–2044," CEB, Colombo, Sri Lanka, 2024. [Online]. Available: https://www.ceb.lk/front_img/img_reports/1748839124LTGEP-2025-2044-FINAL_c.pdf
BAU | 9 | PWRSPVLKAXX | Solar PV (utility-scale), Sri Lanka, region XX (investable) | 4 | TotalAnnualMaxCapacity | GW | User defined | 0 | [28 empty] | Ceylon Electricity Board (CEB), "Long-Term Generation Expansion Plan 2025–2044," CEB, Colombo, Sri Lanka, 2024. [Online]. Available: https://www.ceb.lk/front_img/img_reports/1748839124LTGEP-2025-2044-FINAL_c.pdf Ceylon Electricity Board (CEB) / Sri Lanka Sustainable Energy Authority (SLSEA), "RE Project Development Plan / GREAT 2025–2030," CEB/SLSEA, Colombo, Sri Lanka, Dec. 2024.
BAU | 9 | PWRSPVLKAXX | Solar PV (utility-scale), Sri Lanka, region XX (investable) | 5 | TotalTechnologyAnnualActivityUpperLimit | PJ | User defined | 0 | [28 empty] | Ceylon Electricity Board (CEB), "Long-Term Generation Expansion Plan 2025–2044," CEB, Colombo, Sri Lanka, 2024. [Online]. Available: https://www.ceb.lk/front_img/img_reports/1748839124LTGEP-2025-2044-FINAL_c.pdf Ceylon Electricity Board (CEB), "Annual Report 2023," CEB, Colombo, Sri Lanka, 2024. [Online]. Available: https://www.ceb.lk
BAU | 9 | PWRSPVLKAXX | Solar PV (utility-scale), Sri Lanka, region XX (investable) | 6 | TotalAnnualMinCapacity | GW | User defined | 0 | [28 empty] | Ceylon Electricity Board (CEB), "Long-Term Generation Expansion Plan 2025–2044," CEB, Colombo, Sri Lanka, 2024. [Online]. Available: https://www.ceb.lk/front_img/img_reports/1748839124LTGEP-2025-2044-FINAL_c.pdf
BAU | 9 | PWRSPVLKAXX | Solar PV (utility-scale), Sri Lanka, region XX (investable) | 7 | AvailabilityFactor | fraction | User defined | 0 | [28 empty] | M. Howells et al., "OSeMOSYS: The Open Source Energy Modelling System," Energy Policy, vol. 39, no. 10, pp. 5850–5870, Oct. 2011. doi: 10.1016/j.enpol.2011.06.033 Ceylon Electricity Board (CEB), "Annual Report 2023," CEB, Colombo, Sri Lanka, 2024. [Online]. Available: https://www.ceb.lk | bar: 2023 to 2050
BAU | 9 | PWRSPVLKAXX | Solar PV (utility-scale), Sri Lanka, region XX (investable) | 8 | Efficiency | fraction | User defined | 0 | [28 empty] | Intergovernmental Panel on Climate Change (IPCC), "2006 IPCC Guidelines for National Greenhouse Gas Inventories, Vol. 2: Energy," Hayama, Japan, 2006. [Online]. Available: https://www.ipcc-nggip.iges.or.jp/public/2006gl/vol2.html | bar: 2023 to 2050
BAU | 9 | PWRSPVLKAXX | Solar PV (utility-scale), Sri Lanka, region XX (investable) | 9 | TotalAnnualMinCapacityInvestment | GW | User defined | 0 | 0 | 0 | 0.2 | 0.47 | 0.5 | 0.5 | 0.87 | 0.45 | 0.45 | 0.35 | 0 | 0.35 | 0.35 | 0.35 | 0 | 0.4 | 0.4 | 0 | 0 | 0 | 0 | 0.45 | 0 | 0 | 0 | 0 | 0 | 0 | Ceylon Electricity Board (CEB), "Long-Term Generation Expansion Plan 2025–2044," CEB, Colombo, Sri Lanka, 2024. [Online]. Available: https://www.ceb.lk/front_img/img_reports/1748839124LTGEP-2025-2044-FINAL_c.pdf Government of Sri Lanka, "Updated Nationally Determined Contributions," UNFCCC, 2021.
BAU | 10 | PWRSPVMDVXX | Solar PV (utility-scale), Maldives, region XX (investable) | 1 | CapitalCost | USD/kW | User defined | 0 | 1680 | 1644 | 1608 | 1570.8 | 1533.6 | 1496.4 | 1459.2 | 1422 | 1385.4 | 1348.8 | 1312.2 | 1275.6 | 1239 | 1218.6 | 1198.2 | 1177.8 | 1157.4 | 1137 | 1116.6 | 1096.2 | 1075.8 | 1055.4 | 1035 | 1014.6 | 994.2 | 973.8 | 953.4 | 933 | Central Electricity Authority (CEA), "National Electricity Plan 2022–2032, Annexure-A," Ministry of Power, Government of India, New Delhi, 2023. [Online]. Available: https://cea.nic.in National Renewable Energy Laboratory (NREL), "Annual Technology Baseline 2024 — Utility-Scale PV," NREL, Golden, CO, USA, 2024. [Online]. Available: https://atb.nrel.gov/electricity/2024/utility-scale_pv International Renewable Energy Agency (IRENA), "Renewable Power Generation Costs in 2024," IRENA, Abu Dhabi, UAE, Jul. 2025. [Online]. Available: https://www.irena.org/-/media/Files/IRENA/Agency/Publication/2025/Jul/IRENA_TEC_RPGC_in_2024_Summary_2025.pdf Government of Maldives, "Maldives Energy Roadmap 2024–2033," Ministry of Environment, Climate Change and Technology, Malé, Maldives, Nov. 2024. [Online]. Available: https://www.environment.gov.mv/v2/wp-content/files/publications/20241107-pub-energy-roadmap-maldives-2024-2033-.pdf
BAU | 10 | PWRSPVMDVXX | Solar PV (utility-scale), Maldives, region XX (investable) | 2 | FixedCost | USD/kW/yr | User defined | 0 | 24 | 24 | 24 | 23.4 | 22.8 | 22.2 | 21.6 | 21 | 20.4 | 19.8 | 19.2 | 18.6 | 18 | 18 | 18 | 18 | 18 | 18 | 17.4 | 16.8 | 16.2 | 15.6 | 15 | 15 | 15 | 15 | 15 | 15 | Central Electricity Authority (CEA), "National Electricity Plan 2022–2032, Annexure-A," Ministry of Power, Government of India, New Delhi, 2023. [Online]. Available: https://cea.nic.in National Renewable Energy Laboratory (NREL), "Annual Technology Baseline 2024 — Utility-Scale PV," NREL, Golden, CO, USA, 2024. [Online]. Available: https://atb.nrel.gov/electricity/2024/utility-scale_pv International Renewable Energy Agency (IRENA), "Renewable Power Generation Costs in 2024," IRENA, Abu Dhabi, UAE, Jul. 2025. [Online]. Available: https://www.irena.org/-/media/Files/IRENA/Agency/Publication/2025/Jul/IRENA_TEC_RPGC_in_2024_Summary_2025.pdf Government of Maldives, "Maldives Energy Roadmap 2024–2033," Ministry of Environment, Climate Change and Technology, Malé, Maldives, Nov. 2024. [Online]. Available: https://www.environment.gov.mv/v2/wp-content/files/publications/20241107-pub-energy-roadmap-maldives-2024-2033-.pdf
BAU | 10 | PWRSPVMDVXX | Solar PV (utility-scale), Maldives, region XX (investable) | 3 | ResidualCapacity | GW | User defined | 0 | 0.037 | 0.037 | 0.037 | 0.037 | 0.037 | 0.037 | 0.037 | 0.037 | 0.037 | 0.037 | 0.037 | 0.037 | 0.037 | 0.037 | 0.037 | 0.037 | 0.037 | 0.037 | 0.037 | 0.037 | 0.037 | 0.037 | 0.037 | 0.037 | 0.037 | 0.037 | 0.037 | 0.037 | Government of Maldives, "Maldives Energy Roadmap 2024–2033," Ministry of Climate Change, Environment and Energy (MCCEE), Malé, Maldives, Nov. 2024. [Online]. Available: https://www.environment.gov.mv/v2/wp-content/files/publications/20241107-pub-energy-roadmap-maldives-2024-2033-.pdf State Electric Company Limited (STELCO), "Annual Report and Generation Data," STELCO, Malé, Maldives, 2024.
BAU | 10 | PWRSPVMDVXX | Solar PV (utility-scale), Maldives, region XX (investable) | 4 | TotalAnnualMaxCapacity | GW | User defined | 0 | [28 empty] | Government of Maldives, "Maldives Energy Roadmap 2024–2033," Ministry of Climate Change, Environment and Energy (MCCEE), Malé, Maldives, Nov. 2024. [Online]. Available: https://www.environment.gov.mv/v2/wp-content/files/publications/20241107-pub-energy-roadmap-maldives-2024-2033-.pdf
BAU | 10 | PWRSPVMDVXX | Solar PV (utility-scale), Maldives, region XX (investable) | 5 | TotalTechnologyAnnualActivityUpperLimit | PJ | User defined | 0 | [28 empty] | Government of Maldives, "Maldives Energy Roadmap 2024–2033," Ministry of Climate Change, Environment and Energy (MCCEE), Malé, Maldives, Nov. 2024. [Online]. Available: https://www.environment.gov.mv/v2/wp-content/files/publications/20241107-pub-energy-roadmap-maldives-2024-2033-.pdf
BAU | 10 | PWRSPVMDVXX | Solar PV (utility-scale), Maldives, region XX (investable) | 6 | TotalAnnualMinCapacity | GW | User defined | 0 | [28 empty] | Government of Maldives, "Maldives Energy Roadmap 2024–2033," Ministry of Climate Change, Environment and Energy (MCCEE), Malé, Maldives, Nov. 2024. [Online]. Available: https://www.environment.gov.mv/v2/wp-content/files/publications/20241107-pub-energy-roadmap-maldives-2024-2033-.pdf
BAU | 10 | PWRSPVMDVXX | Solar PV (utility-scale), Maldives, region XX (investable) | 7 | AvailabilityFactor | fraction | User defined | 0 | [28 empty] | M. Howells et al., "OSeMOSYS: The Open Source Energy Modelling System," Energy Policy, vol. 39, no. 10, pp. 5850–5870, Oct. 2011. doi: 10.1016/j.enpol.2011.06.033 Government of Maldives, "Maldives Energy Roadmap 2024–2033," Ministry of Climate Change, Environment and Energy (MCCEE), Malé, Maldives, Nov. 2024. [Online]. Available: https://www.environment.gov.mv/v2/wp-content/files/publications/20241107-pub-energy-roadmap-maldives-2024-2033-.pdf | bar: 2023 to 2050
BAU | 10 | PWRSPVMDVXX | Solar PV (utility-scale), Maldives, region XX (investable) | 8 | Efficiency | fraction | User defined | 0 | [28 empty] | Intergovernmental Panel on Climate Change (IPCC), "2006 IPCC Guidelines for National Greenhouse Gas Inventories, Vol. 2: Energy," Hayama, Japan, 2006. [Online]. Available: https://www.ipcc-nggip.iges.or.jp/public/2006gl/vol2.html | bar: 2023 to 2050
BAU | 10 | PWRSPVMDVXX | Solar PV (utility-scale), Maldives, region XX (investable) | 9 | TotalAnnualMinCapacityInvestment | GW | User defined | 0 | 0 | 0.0071 | 0.032 | 0.036 | 0 | 0.272 | 0 | 0 | 0 | 0 | 0 | 0 | 0 | 0 | 0 | 0 | 0 | 0 | 0 | 0 | 0 | 0 | 0 | 0 | 0 | 0 | 0 | 0 | Government of Maldives, "Maldives Energy Roadmap 2024–2033," Ministry of Climate Change, Environment and Energy (MCCEE), Malé, Maldives, Nov. 2024. [Online]. Available: https://www.environment.gov.mv/v2/wp-content/files/publications/20241107-pub-energy-roadmap-maldives-2024-2033-.pdf
BAU | 11 | PWRWONBGDXX | Onshore Wind, Bangladesh, region XX (investable) | 1 | CapitalCost | USD/kW | User defined | 0 | 1218 | 1158.78 | 1099.56 | 1091.88 | 1084.2 | 1076.51 | 1068.83 | 1061.15 | 1053.79 | 1046.42 | 1039.06 | 1031.7 | 1024.34 | 1016.97 | 1009.61 | 1002.25 | 994.89 | 987.52 | 980.16 | 972.8 | 965.44 | 958.07 | 950.71 | 943.03 | 935.35 | 927.66 | 919.98 | 912.3 | Central Electricity Authority (CEA), "National Electricity Plan 2022–2032, Annexure-A," Ministry of Power, Government of India, New Delhi, 2023. [Online]. Available: https://cea.nic.in National Renewable Energy Laboratory (NREL), "Annual Technology Baseline 2024 — Land-Based Wind," NREL, Golden, CO, USA, 2024. [Online]. Available: https://atb.nrel.gov/electricity/2024/land-based_wind
BAU | 11 | PWRWONBGDXX | Onshore Wind, Bangladesh, region XX (investable) | 2 | FixedCost | USD/kW/yr | User defined | 0 | 35.2 | 35.2 | 35.2 | 34.88 | 34.56 | 34.24 | 33.92 | 33.6 | 33.28 | 32.96 | 32.64 | 32.32 | 32 | 32 | 32 | 32 | 32 | 32 | 31.68 | 31.36 | 31.04 | 30.72 | 30.4 | 30.4 | 30.4 | 30.4 | 30.4 | 30.4 | Central Electricity Authority (CEA), "National Electricity Plan 2022–2032, Annexure-A," Ministry of Power, Government of India, New Delhi, 2023. [Online]. Available: https://cea.nic.in National Renewable Energy Laboratory (NREL), "Annual Technology Baseline 2024 — Land-Based Wind," NREL, Golden, CO, USA, 2024. [Online]. Available: https://atb.nrel.gov/electricity/2024/land-based_wind
BAU | 11 | PWRWONBGDXX | Onshore Wind, Bangladesh, region XX (investable) | 3 | ResidualCapacity | GW | User defined | 0 | 0.063 | 0.063 | 0.063 | 0.063 | 0.063 | 0.063 | 0.063 | 0.063 | 0.063 | 0.063 | 0.063 | 0.063 | 0.063 | 0.063 | 0.063 | 0.063 | 0.063 | 0.063 | 0.063 | 0.063 | 0.063 | 0.063 | 0.063 | 0.063 | 0.063 | 0.063 | 0.063 | 0.063 | Bangladesh Power Development Board (BPDB), "Daily Generation Report," BPDB, Dhaka, Bangladesh, Feb. 2026. [Online]. Available: https://www.bpdb.gov.bd/ Bangladesh Power Development Board (BPDB), "Power Generation Units," BPDB, Dhaka, Bangladesh, Feb. 2026. [Online]. Available: https://www.bpdb.gov.bd/
BAU | 11 | PWRWONBGDXX | Onshore Wind, Bangladesh, region XX (investable) | 4 | TotalAnnualMaxCapacity | GW | User defined | 0 | [28 empty] | Power Division, MoPEMR / JICA / IEEJ, "Integrated Energy and Power Master Plan (IEPMP) 2023," Government of the People's Republic of Bangladesh, Dhaka, Nov. 2023. [Online]. Available: https://powerdivision.portal.gov.bd Bangladesh Power Development Board (BPDB), "Daily Generation Report," BPDB, Dhaka, Bangladesh, Feb. 2026. [Online]. Available: https://www.bpdb.gov.bd/
BAU | 11 | PWRWONBGDXX | Onshore Wind, Bangladesh, region XX (investable) | 5 | TotalTechnologyAnnualActivityUpperLimit | PJ | User defined | 0 | [28 empty] | Power Division, MoPEMR / JICA / IEEJ, "Integrated Energy and Power Master Plan (IEPMP) 2023," Government of the People's Republic of Bangladesh, Dhaka, Nov. 2023. [Online]. Available: https://powerdivision.portal.gov.bd Bangladesh Power Development Board (BPDB), "Daily Generation Report," BPDB, Dhaka, Bangladesh, Feb. 2026. [Online]. Available: https://www.bpdb.gov.bd/
BAU | 11 | PWRWONBGDXX | Onshore Wind, Bangladesh, region XX (investable) | 6 | TotalAnnualMinCapacity | GW | User defined | 0 | [28 empty] | Power Division, MoPEMR / JICA / IEEJ, "Integrated Energy and Power Master Plan (IEPMP) 2023," Government of the People's Republic of Bangladesh, Dhaka, Nov. 2023. [Online]. Available: https://powerdivision.portal.gov.bd
BAU | 11 | PWRWONBGDXX | Onshore Wind, Bangladesh, region XX (investable) | 7 | AvailabilityFactor | fraction | User defined | 0 | [28 empty] | M. Howells et al., "OSeMOSYS: The Open Source Energy Modelling System," Energy Policy, vol. 39, no. 10, pp. 5850–5870, Oct. 2011. doi: 10.1016/j.enpol.2011.06.033 Bangladesh Power Development Board (BPDB), "Daily Generation Report," BPDB, Dhaka, Bangladesh, Feb. 2026. [Online]. Available: https://www.bpdb.gov.bd/ | bar: 2023 to 2050
BAU | 11 | PWRWONBGDXX | Onshore Wind, Bangladesh, region XX (investable) | 8 | Efficiency | fraction | User defined | 0 | [28 empty] | Intergovernmental Panel on Climate Change (IPCC), "2006 IPCC Guidelines for National Greenhouse Gas Inventories, Vol. 2: Energy," Hayama, Japan, 2006. [Online]. Available: https://www.ipcc-nggip.iges.or.jp/public/2006gl/vol2.html | bar: 2023 to 2050
BAU | 11 | PWRWONBGDXX | Onshore Wind, Bangladesh, region XX (investable) | 9 | TotalAnnualMinCapacityInvestment | GW | User defined | 0 | 0 | 0 | 0 | 0 | 0 | 0 | 0 | 0 | 0 | 0 | 0 | 0 | 0.2 | 0 | 0 | 0 | 0 | 0 | 0 | 0 | 0 | 0 | 0 | 0 | 0 | 0 | 0 | 0 | Power Division, MoPEMR / JICA / IEEJ, "Integrated Energy and Power Master Plan (IEPMP) 2023," Government of the People's Republic of Bangladesh, Dhaka, Nov. 2023. [Online]. Available: https://powerdivision.portal.gov.bd
BAU | 12 | PWRWONBTNXX | Onshore Wind, Bhutan, region XX (investable) | 1 | CapitalCost | USD/kW | User defined | 0 | 837.1 | 786.5 | 735.9 | 720.7 | 705.5 | 690.4 | 675.2 | 660 | 653.2 | 646.4 | 639.5 | 632.7 | 625.9 | 618.9 | 611.8 | 604.8 | 597.7 | 590.7 | 583.9 | 577.1 | 570.2 | 563.4 | 556.6 | 549.8 | 543 | 536.1 | 529.3 | 522.5 | Central Electricity Authority (CEA), "National Electricity Plan 2022–2032, Annexure-A," Ministry of Power, Government of India, New Delhi, 2023. [Online]. Available: https://cea.nic.in National Renewable Energy Laboratory (NREL), "Annual Technology Baseline 2024 — Land-Based Wind," NREL, Golden, CO, USA, 2024. [Online]. Available: https://atb.nrel.gov/electricity/2024/land-based_wind
BAU | 12 | PWRWONBTNXX | Onshore Wind, Bhutan, region XX (investable) | 2 | FixedCost | USD/kW/yr | User defined | 0 | 24.2 | 23.65 | 23.1 | 22.88 | 22.66 | 22.44 | 22.22 | 22 | 21.56 | 21.12 | 20.68 | 20.24 | 19.8 | 19.58 | 19.36 | 19.14 | 18.92 | 18.7 | 18.48 | 18.26 | 18.04 | 17.82 | 17.6 | 17.82 | 18.04 | 18.26 | 18.48 | 18.7 | Central Electricity Authority (CEA), "National Electricity Plan 2022–2032, Annexure-A," Ministry of Power, Government of India, New Delhi, 2023. [Online]. Available: https://cea.nic.in National Renewable Energy Laboratory (NREL), "Annual Technology Baseline 2024 — Land-Based Wind," NREL, Golden, CO, USA, 2024. [Online]. Available: https://atb.nrel.gov/electricity/2024/land-based_wind
BAU | 12 | PWRWONBTNXX | Onshore Wind, Bhutan, region XX (investable) | 3 | ResidualCapacity | GW | User defined | 0 | 0.001 | 0.001 | 0.001 | 0.001 | 0.001 | 0.001 | 0.001 | 0.001 | 0.001 | 0.001 | 0.001 | 0.001 | 0.001 | 0.001 | 0.001 | 0.001 | 0.001 | 0.001 | 0.001 | 0.001 | 0.001 | 0.001 | 0.001 | 0.001 | 0.001 | 0.001 | 0.001 | 0.001 | Bhutan Power Corporation Limited (BPC), "Power Data Book 2024," BPC, Thimphu, Bhutan, 2024. [Online]. Available: https://www.bpc.bt/ Druk Green Power Corporation (DGPC), "Annual Report 2023," DGPC, Thimphu, Bhutan, 2023.
BAU | 12 | PWRWONBTNXX | Onshore Wind, Bhutan, region XX (investable) | 4 | TotalAnnualMaxCapacity | GW | User defined | 0 | [28 empty] | Japan International Cooperation Agency (JICA), "Bhutan Power System Master Plan 2040," JICA/Ministry of Economic Affairs, Thimphu, Bhutan, 2022. [Online]. Available: https://www.jica.go.jp/english/overseas/bhutan/information/topics/2022/220518.html Ministry of Energy and Natural Resources (MoENR), "National Energy Policy 2025 — Empowering Energy Security and Sustainable Growth," Royal Government of Bhutan, Thimphu, Jun. 2025. [Online]. Available: https://www.moenr.gov.bt/wp-content/uploads/2017/07/National-Energy-Policy-2025.pdf
BAU | 12 | PWRWONBTNXX | Onshore Wind, Bhutan, region XX (investable) | 5 | TotalTechnologyAnnualActivityUpperLimit | PJ | User defined | 0 | [28 empty] | Japan International Cooperation Agency (JICA), "Bhutan Power System Master Plan 2040," JICA/Ministry of Economic Affairs, Thimphu, Bhutan, 2022. [Online]. Available: https://www.jica.go.jp/english/overseas/bhutan/information/topics/2022/220518.html Bhutan Power Corporation Limited (BPC), "Power Data Book 2024," BPC, Thimphu, Bhutan, 2024. [Online]. Available: https://www.bpc.bt/
BAU | 12 | PWRWONBTNXX | Onshore Wind, Bhutan, region XX (investable) | 6 | TotalAnnualMinCapacity | GW | User defined | 0 | [28 empty] | Japan International Cooperation Agency (JICA), "Bhutan Power System Master Plan 2040," JICA/Ministry of Economic Affairs, Thimphu, Bhutan, 2022. [Online]. Available: https://www.jica.go.jp/english/overseas/bhutan/information/topics/2022/220518.html
BAU | 12 | PWRWONBTNXX | Onshore Wind, Bhutan, region XX (investable) | 7 | AvailabilityFactor | fraction | User defined | 0 | [28 empty] | M. Howells et al., "OSeMOSYS: The Open Source Energy Modelling System," Energy Policy, vol. 39, no. 10, pp. 5850–5870, Oct. 2011. doi: 10.1016/j.enpol.2011.06.033 Bhutan Power Corporation Limited (BPC), "Power Data Book 2024," BPC, Thimphu, Bhutan, 2024. [Online]. Available: https://www.bpc.bt/ | bar: 2023 to 2050
BAU | 12 | PWRWONBTNXX | Onshore Wind, Bhutan, region XX (investable) | 8 | Efficiency | fraction | User defined | 0 | [28 empty] | Intergovernmental Panel on Climate Change (IPCC), "2006 IPCC Guidelines for National Greenhouse Gas Inventories, Vol. 2: Energy," Hayama, Japan, 2006. [Online]. Available: https://www.ipcc-nggip.iges.or.jp/public/2006gl/vol2.html | bar: 2023 to 2050
BAU | 12 | PWRWONBTNXX | Onshore Wind, Bhutan, region XX (investable) | 9 | TotalAnnualMinCapacityInvestment | GW | User defined | 0 | 0 | 0 | 0 | 0 | 0 | 0 | 0 | 0 | 0 | 0 | 0 | 0 | 0 | 0 | 0 | 0 | 0 | 0 | 0 | 0 | 0 | 0 | 0 | 0 | 0 | 0 | 0 | 0 | Japan International Cooperation Agency (JICA), "Bhutan Power System Master Plan 2040," JICA/Ministry of Economic Affairs, Thimphu, Bhutan, 2022. [Online]. Available: https://www.jica.go.jp/english/overseas/bhutan/information/topics/2022/220518.html Ministry of Energy and Natural Resources (MoENR), "National Energy Policy 2025 — Empowering Energy Security and Sustainable Growth," Royal Government of Bhutan, Thimphu, Jun. 2025. [Online]. Available: https://www.moenr.gov.bt/wp-content/uploads/2017/07/National-Energy-Policy-2025.pdf
BAU | 13 | PWRWONINDNO | Onshore Wind, India – North, region XX (investable) | 1 | CapitalCost | USD/kW | User defined | 0 | 761 | 724 | 687 | 682.2 | 677.4 | 672.6 | 667.8 | 663 | 658.4 | 653.8 | 649.2 | 644.6 | 640 | 635.4 | 630.8 | 626.2 | 621.6 | 617 | 612.4 | 607.8 | 603.2 | 598.6 | 594 | 589.2 | 584.4 | 579.6 | 574.8 | 570 | Central Electricity Authority (CEA), "National Electricity Plan 2022–2032, Annexure-A," Ministry of Power, Government of India, New Delhi, 2023. [Online]. Available: https://cea.nic.in National Renewable Energy Laboratory (NREL), "Annual Technology Baseline 2024 — Land-Based Wind," NREL, Golden, CO, USA, 2024. [Online]. Available: https://atb.nrel.gov/electricity/2024/land-based_wind
BAU | 13 | PWRWONINDNO | Onshore Wind, India – North, region XX (investable) | 2 | FixedCost | USD/kW/yr | User defined | 0 | 22 | 22 | 22 | 21.8 | 21.6 | 21.4 | 21.2 | 21 | 20.8 | 20.6 | 20.4 | 20.2 | 20 | 20 | 20 | 20 | 20 | 20 | 19.8 | 19.6 | 19.4 | 19.2 | 19 | 19 | 19 | 19 | 19 | 19 | Central Electricity Authority (CEA), "National Electricity Plan 2022–2032, Annexure-A," Ministry of Power, Government of India, New Delhi, 2023. [Online]. Available: https://cea.nic.in National Renewable Energy Laboratory (NREL), "Annual Technology Baseline 2024 — Land-Based Wind," NREL, Golden, CO, USA, 2024. [Online]. Available: https://atb.nrel.gov/electricity/2024/land-based_wind
BAU | 13 | PWRWONINDNO | Onshore Wind, India – North, region XX (investable) | 3 | ResidualCapacity | GW | User defined | 0 | 5.157 | 5.157 | 5.157 | 5.157 | 5.157 | 5.157 | 5.157 | 5.157 | 5.157 | 5.157 | 5.157 | 5.157 | 5.157 | 5.157 | 5.157 | 5.157 | 5.157 | 5.157 | 5.157 | 5.157 | 5.157 | 5.157 | 5.157 | 5.157 | 5.157 | 5.157 | 5.157 | 5.157 | NITI Aayog, "India Climate and Energy Dashboard (ICED) — Plant Information and Capacity Metatable," NITI Aayog, Government of India, New Delhi, Feb. 2025. [Online]. Available: https://iced.niti.gov.in
BAU | 13 | PWRWONINDNO | Onshore Wind, India – North, region XX (investable) | 4 | TotalAnnualMaxCapacity | GW | User defined | 0 | [28 empty] | Central Electricity Authority (CEA), "National Electricity Plan, Volume I — Generation," Ministry of Power, Government of India, New Delhi, 2023. [Online]. Available: https://cea.nic.in NITI Aayog, "India Climate and Energy Dashboard (ICED) — Plant Information and Capacity Metatable," NITI Aayog, Government of India, New Delhi, Feb. 2025. [Online]. Available: https://iced.niti.gov.in
BAU | 13 | PWRWONINDNO | Onshore Wind, India – North, region XX (investable) | 5 | TotalTechnologyAnnualActivityUpperLimit | PJ | User defined | 0 | [28 empty] | Central Electricity Authority (CEA), "National Electricity Plan, Volume I — Generation," Ministry of Power, Government of India, New Delhi, 2023. [Online]. Available: https://cea.nic.in NITI Aayog, "India Climate and Energy Dashboard (ICED) — Plant Information and Capacity Metatable," NITI Aayog, Government of India, New Delhi, Feb. 2025. [Online]. Available: https://iced.niti.gov.in
BAU | 13 | PWRWONINDNO | Onshore Wind, India – North, region XX (investable) | 6 | TotalAnnualMinCapacity | GW | User defined | 0 | [28 empty] | Central Electricity Authority (CEA), "National Electricity Plan, Volume I — Generation," Ministry of Power, Government of India, New Delhi, 2023. [Online]. Available: https://cea.nic.in
BAU | 13 | PWRWONINDNO | Onshore Wind, India – North, region XX (investable) | 7 | AvailabilityFactor | fraction | User defined | 0 | [28 empty] | M. Howells et al., "OSeMOSYS: The Open Source Energy Modelling System," Energy Policy, vol. 39, no. 10, pp. 5850–5870, Oct. 2011. doi: 10.1016/j.enpol.2011.06.033 NITI Aayog, "India Climate and Energy Dashboard (ICED) — Plant Information and Capacity Metatable," NITI Aayog, Government of India, New Delhi, Feb. 2025. [Online]. Available: https://iced.niti.gov.in | bar: 2023 to 2050
BAU | 13 | PWRWONINDNO | Onshore Wind, India – North, region XX (investable) | 8 | Efficiency | fraction | User defined | 0 | [28 empty] | Intergovernmental Panel on Climate Change (IPCC), "2006 IPCC Guidelines for National Greenhouse Gas Inventories, Vol. 2: Energy," Hayama, Japan, 2006. [Online]. Available: https://www.ipcc-nggip.iges.or.jp/public/2006gl/vol2.html | bar: 2023 to 2050
BAU | 13 | PWRWONINDNO | Onshore Wind, India – North, region XX (investable) | 9 | TotalAnnualMinCapacityInvestment | GW | User defined | 0 | 0 | 0 | 0 | 0 | 0 | 0 | 0 | 0 | 0 | 0 | 0 | 0 | 0 | 0 | 0 | 0 | 0 | 0 | 0 | 0 | 0 | 0 | 0 | 0 | 0 | 0 | 0 | 0 | Central Electricity Authority (CEA), "National Electricity Plan, Volume I — Generation," Ministry of Power, Government of India, New Delhi, 2023. [Online]. Available: https://cea.nic.in Ministry of New and Renewable Energy (MNRE), "Renewable Energy Targets and Capacity Additions," MNRE, Government of India, New Delhi, 2024.
BAU | 14 | PWRWONINDSO | Onshore Wind, India – South, region XX (investable) | 1 | CapitalCost | USD/kW | User defined | 0 | 761 | 724 | 687 | 682.2 | 677.4 | 672.6 | 667.8 | 663 | 658.4 | 653.8 | 649.2 | 644.6 | 640 | 635.4 | 630.8 | 626.2 | 621.6 | 617 | 612.4 | 607.8 | 603.2 | 598.6 | 594 | 589.2 | 584.4 | 579.6 | 574.8 | 570 | Central Electricity Authority (CEA), "National Electricity Plan 2022–2032, Annexure-A," Ministry of Power, Government of India, New Delhi, 2023. [Online]. Available: https://cea.nic.in National Renewable Energy Laboratory (NREL), "Annual Technology Baseline 2024 — Land-Based Wind," NREL, Golden, CO, USA, 2024. [Online]. Available: https://atb.nrel.gov/electricity/2024/land-based_wind
BAU | 14 | PWRWONINDSO | Onshore Wind, India – South, region XX (investable) | 2 | FixedCost | USD/kW/yr | User defined | 0 | 22 | 22 | 22 | 21.8 | 21.6 | 21.4 | 21.2 | 21 | 20.8 | 20.6 | 20.4 | 20.2 | 20 | 20 | 20 | 20 | 20 | 20 | 19.8 | 19.6 | 19.4 | 19.2 | 19 | 19 | 19 | 19 | 19 | 19 | Central Electricity Authority (CEA), "National Electricity Plan 2022–2032, Annexure-A," Ministry of Power, Government of India, New Delhi, 2023. [Online]. Available: https://cea.nic.in National Renewable Energy Laboratory (NREL), "Annual Technology Baseline 2024 — Land-Based Wind," NREL, Golden, CO, USA, 2024. [Online]. Available: https://atb.nrel.gov/electricity/2024/land-based_wind
BAU | 14 | PWRWONINDSO | Onshore Wind, India – South, region XX (investable) | 3 | ResidualCapacity | GW | User defined | 0 | 19.5994 | 19.5994 | 19.5994 | 19.5994 | 19.5994 | 19.5994 | 19.5994 | 19.5994 | 19.5994 | 19.5994 | 19.5994 | 19.5994 | 19.5994 | 19.5994 | 19.5994 | 19.5994 | 19.5994 | 19.5994 | 19.5994 | 19.5994 | 19.5994 | 19.5994 | 19.5994 | 19.5994 | 19.5994 | 19.5994 | 19.5994 | 19.5994 | NITI Aayog, "India Climate and Energy Dashboard (ICED) — Plant Information and Capacity Metatable," NITI Aayog, Government of India, New Delhi, Feb. 2025. [Online]. Available: https://iced.niti.gov.in
BAU | 14 | PWRWONINDSO | Onshore Wind, India – South, region XX (investable) | 4 | TotalAnnualMaxCapacity | GW | User defined | 0 | [28 empty] | Central Electricity Authority (CEA), "National Electricity Plan, Volume I — Generation," Ministry of Power, Government of India, New Delhi, 2023. [Online]. Available: https://cea.nic.in NITI Aayog, "India Climate and Energy Dashboard (ICED) — Plant Information and Capacity Metatable," NITI Aayog, Government of India, New Delhi, Feb. 2025. [Online]. Available: https://iced.niti.gov.in
BAU | 14 | PWRWONINDSO | Onshore Wind, India – South, region XX (investable) | 5 | TotalTechnologyAnnualActivityUpperLimit | PJ | User defined | 0 | [28 empty] | Central Electricity Authority (CEA), "National Electricity Plan, Volume I — Generation," Ministry of Power, Government of India, New Delhi, 2023. [Online]. Available: https://cea.nic.in NITI Aayog, "India Climate and Energy Dashboard (ICED) — Plant Information and Capacity Metatable," NITI Aayog, Government of India, New Delhi, Feb. 2025. [Online]. Available: https://iced.niti.gov.in
BAU | 14 | PWRWONINDSO | Onshore Wind, India – South, region XX (investable) | 6 | TotalAnnualMinCapacity | GW | User defined | 0 | [28 empty] | Central Electricity Authority (CEA), "National Electricity Plan, Volume I — Generation," Ministry of Power, Government of India, New Delhi, 2023. [Online]. Available: https://cea.nic.in
BAU | 14 | PWRWONINDSO | Onshore Wind, India – South, region XX (investable) | 7 | AvailabilityFactor | fraction | User defined | 0 | [28 empty] | M. Howells et al., "OSeMOSYS: The Open Source Energy Modelling System," Energy Policy, vol. 39, no. 10, pp. 5850–5870, Oct. 2011. doi: 10.1016/j.enpol.2011.06.033 NITI Aayog, "India Climate and Energy Dashboard (ICED) — Plant Information and Capacity Metatable," NITI Aayog, Government of India, New Delhi, Feb. 2025. [Online]. Available: https://iced.niti.gov.in | bar: 2023 to 2050
BAU | 14 | PWRWONINDSO | Onshore Wind, India – South, region XX (investable) | 8 | Efficiency | fraction | User defined | 0 | [28 empty] | Intergovernmental Panel on Climate Change (IPCC), "2006 IPCC Guidelines for National Greenhouse Gas Inventories, Vol. 2: Energy," Hayama, Japan, 2006. [Online]. Available: https://www.ipcc-nggip.iges.or.jp/public/2006gl/vol2.html | bar: 2023 to 2050
BAU | 14 | PWRWONINDSO | Onshore Wind, India – South, region XX (investable) | 9 | TotalAnnualMinCapacityInvestment | GW | User defined | 0 | 0 | 0 | 0 | 0 | 0 | 0 | 0 | 0 | 0 | 0 | 0 | 0 | 0 | 0 | 0 | 0 | 0 | 0 | 0 | 0 | 0 | 0 | 0 | 0 | 0 | 0 | 0 | 0 | Central Electricity Authority (CEA), "National Electricity Plan, Volume I — Generation," Ministry of Power, Government of India, New Delhi, 2023. [Online]. Available: https://cea.nic.in Ministry of New and Renewable Energy (MNRE), "Renewable Energy Targets and Capacity Additions," MNRE, Government of India, New Delhi, 2024.
BAU | 15 | PWRWONINDEA | Onshore Wind, India – East, region XX (investable) | 1 | CapitalCost | USD/kW | User defined | 0 | 761 | 724 | 687 | 682.2 | 677.4 | 672.6 | 667.8 | 663 | 658.4 | 653.8 | 649.2 | 644.6 | 640 | 635.4 | 630.8 | 626.2 | 621.6 | 617 | 612.4 | 607.8 | 603.2 | 598.6 | 594 | 589.2 | 584.4 | 579.6 | 574.8 | 570 | Central Electricity Authority (CEA), "National Electricity Plan 2022–2032, Annexure-A," Ministry of Power, Government of India, New Delhi, 2023. [Online]. Available: https://cea.nic.in National Renewable Energy Laboratory (NREL), "Annual Technology Baseline 2024 — Land-Based Wind," NREL, Golden, CO, USA, 2024. [Online]. Available: https://atb.nrel.gov/electricity/2024/land-based_wind
BAU | 15 | PWRWONINDEA | Onshore Wind, India – East, region XX (investable) | 2 | FixedCost | USD/kW/yr | User defined | 0 | 22 | 22 | 22 | 21.8 | 21.6 | 21.4 | 21.2 | 21 | 20.8 | 20.6 | 20.4 | 20.2 | 20 | 20 | 20 | 20 | 20 | 20 | 19.8 | 19.6 | 19.4 | 19.2 | 19 | 19 | 19 | 19 | 19 | 19 | Central Electricity Authority (CEA), "National Electricity Plan 2022–2032, Annexure-A," Ministry of Power, Government of India, New Delhi, 2023. [Online]. Available: https://cea.nic.in National Renewable Energy Laboratory (NREL), "Annual Technology Baseline 2024 — Land-Based Wind," NREL, Golden, CO, USA, 2024. [Online]. Available: https://atb.nrel.gov/electricity/2024/land-based_wind
BAU | 15 | PWRWONINDEA | Onshore Wind, India – East, region XX (investable) | 3 | ResidualCapacity | GW | User defined | 0 | 0 | 0 | 0 | 0 | 0 | 0 | 0 | 0 | 0 | 0 | 0 | 0 | 0 | 0 | 0 | 0 | 0 | 0 | 0 | 0 | 0 | 0 | 0 | 0 | 0 | 0 | 0 | 0 | NITI Aayog, "India Climate and Energy Dashboard (ICED) — Plant Information and Capacity Metatable," NITI Aayog, Government of India, New Delhi, Feb. 2025. [Online]. Available: https://iced.niti.gov.in
BAU | 15 | PWRWONINDEA | Onshore Wind, India – East, region XX (investable) | 4 | TotalAnnualMaxCapacity | GW | User defined | 0 | [28 empty] | Central Electricity Authority (CEA), "National Electricity Plan, Volume I — Generation," Ministry of Power, Government of India, New Delhi, 2023. [Online]. Available: https://cea.nic.in NITI Aayog, "India Climate and Energy Dashboard (ICED) — Plant Information and Capacity Metatable," NITI Aayog, Government of India, New Delhi, Feb. 2025. [Online]. Available: https://iced.niti.gov.in
BAU | 15 | PWRWONINDEA | Onshore Wind, India – East, region XX (investable) | 5 | TotalTechnologyAnnualActivityUpperLimit | PJ | User defined | 0 | [28 empty] | Central Electricity Authority (CEA), "National Electricity Plan, Volume I — Generation," Ministry of Power, Government of India, New Delhi, 2023. [Online]. Available: https://cea.nic.in NITI Aayog, "India Climate and Energy Dashboard (ICED) — Plant Information and Capacity Metatable," NITI Aayog, Government of India, New Delhi, Feb. 2025. [Online]. Available: https://iced.niti.gov.in
BAU | 15 | PWRWONINDEA | Onshore Wind, India – East, region XX (investable) | 6 | TotalAnnualMinCapacity | GW | User defined | 0 | [28 empty] | Central Electricity Authority (CEA), "National Electricity Plan, Volume I — Generation," Ministry of Power, Government of India, New Delhi, 2023. [Online]. Available: https://cea.nic.in
BAU | 15 | PWRWONINDEA | Onshore Wind, India – East, region XX (investable) | 7 | AvailabilityFactor | fraction | User defined | 0 | [28 empty] | M. Howells et al., "OSeMOSYS: The Open Source Energy Modelling System," Energy Policy, vol. 39, no. 10, pp. 5850–5870, Oct. 2011. doi: 10.1016/j.enpol.2011.06.033 NITI Aayog, "India Climate and Energy Dashboard (ICED) — Plant Information and Capacity Metatable," NITI Aayog, Government of India, New Delhi, Feb. 2025. [Online]. Available: https://iced.niti.gov.in | bar: 2023 to 2050
BAU | 15 | PWRWONINDEA | Onshore Wind, India – East, region XX (investable) | 8 | Efficiency | fraction | User defined | 0 | [28 empty] | Intergovernmental Panel on Climate Change (IPCC), "2006 IPCC Guidelines for National Greenhouse Gas Inventories, Vol. 2: Energy," Hayama, Japan, 2006. [Online]. Available: https://www.ipcc-nggip.iges.or.jp/public/2006gl/vol2.html | bar: 2023 to 2050
BAU | 15 | PWRWONINDEA | Onshore Wind, India – East, region XX (investable) | 9 | TotalAnnualMinCapacityInvestment | GW | User defined | 0 | 0 | 0 | 0 | 0 | 0 | 0 | 0 | 0 | 0 | 0 | 0 | 0 | 0 | 0 | 0 | 0 | 0 | 0 | 0 | 0 | 0 | 0 | 0 | 0 | 0 | 0 | 0 | 0 | Central Electricity Authority (CEA), "National Electricity Plan, Volume I — Generation," Ministry of Power, Government of India, New Delhi, 2023. [Online]. Available: https://cea.nic.in Ministry of New and Renewable Energy (MNRE), "Renewable Energy Targets and Capacity Additions," MNRE, Government of India, New Delhi, 2024.
BAU | 16 | PWRWONINDWE | Onshore Wind, India – West, region XX (investable) | 1 | CapitalCost | USD/kW | User defined | 0 | 761 | 724 | 687 | 682.2 | 677.4 | 672.6 | 667.8 | 663 | 658.4 | 653.8 | 649.2 | 644.6 | 640 | 635.4 | 630.8 | 626.2 | 621.6 | 617 | 612.4 | 607.8 | 603.2 | 598.6 | 594 | 589.2 | 584.4 | 579.6 | 574.8 | 570 | Central Electricity Authority (CEA), "National Electricity Plan 2022–2032, Annexure-A," Ministry of Power, Government of India, New Delhi, 2023. [Online]. Available: https://cea.nic.in National Renewable Energy Laboratory (NREL), "Annual Technology Baseline 2024 — Land-Based Wind," NREL, Golden, CO, USA, 2024. [Online]. Available: https://atb.nrel.gov/electricity/2024/land-based_wind
BAU | 16 | PWRWONINDWE | Onshore Wind, India – West, region XX (investable) | 2 | FixedCost | USD/kW/yr | User defined | 0 | 22 | 22 | 22 | 21.8 | 21.6 | 21.4 | 21.2 | 21 | 20.8 | 20.6 | 20.4 | 20.2 | 20 | 20 | 20 | 20 | 20 | 20 | 19.8 | 19.6 | 19.4 | 19.2 | 19 | 19 | 19 | 19 | 19 | 19 | Central Electricity Authority (CEA), "National Electricity Plan 2022–2032, Annexure-A," Ministry of Power, Government of India, New Delhi, 2023. [Online]. Available: https://cea.nic.in National Renewable Energy Laboratory (NREL), "Annual Technology Baseline 2024 — Land-Based Wind," NREL, Golden, CO, USA, 2024. [Online]. Available: https://atb.nrel.gov/electricity/2024/land-based_wind
BAU | 16 | PWRWONINDWE | Onshore Wind, India – West, region XX (investable) | 3 | ResidualCapacity | GW | User defined | 0 | 17.836 | 17.836 | 17.836 | 17.836 | 17.836 | 17.836 | 17.836 | 17.836 | 17.836 | 17.836 | 17.836 | 17.836 | 17.836 | 17.836 | 17.836 | 17.836 | 17.836 | 17.836 | 17.836 | 17.836 | 17.836 | 17.836 | 17.836 | 17.836 | 17.836 | 17.836 | 17.836 | 17.836 | NITI Aayog, "India Climate and Energy Dashboard (ICED) — Plant Information and Capacity Metatable," NITI Aayog, Government of India, New Delhi, Feb. 2025. [Online]. Available: https://iced.niti.gov.in
BAU | 16 | PWRWONINDWE | Onshore Wind, India – West, region XX (investable) | 4 | TotalAnnualMaxCapacity | GW | User defined | 0 | [28 empty] | Central Electricity Authority (CEA), "National Electricity Plan, Volume I — Generation," Ministry of Power, Government of India, New Delhi, 2023. [Online]. Available: https://cea.nic.in NITI Aayog, "India Climate and Energy Dashboard (ICED) — Plant Information and Capacity Metatable," NITI Aayog, Government of India, New Delhi, Feb. 2025. [Online]. Available: https://iced.niti.gov.in
BAU | 16 | PWRWONINDWE | Onshore Wind, India – West, region XX (investable) | 5 | TotalTechnologyAnnualActivityUpperLimit | PJ | User defined | 0 | [28 empty] | Central Electricity Authority (CEA), "National Electricity Plan, Volume I — Generation," Ministry of Power, Government of India, New Delhi, 2023. [Online]. Available: https://cea.nic.in NITI Aayog, "India Climate and Energy Dashboard (ICED) — Plant Information and Capacity Metatable," NITI Aayog, Government of India, New Delhi, Feb. 2025. [Online]. Available: https://iced.niti.gov.in
BAU | 16 | PWRWONINDWE | Onshore Wind, India – West, region XX (investable) | 6 | TotalAnnualMinCapacity | GW | User defined | 0 | [28 empty] | Central Electricity Authority (CEA), "National Electricity Plan, Volume I — Generation," Ministry of Power, Government of India, New Delhi, 2023. [Online]. Available: https://cea.nic.in
BAU | 16 | PWRWONINDWE | Onshore Wind, India – West, region XX (investable) | 7 | AvailabilityFactor | fraction | User defined | 0 | [28 empty] | M. Howells et al., "OSeMOSYS: The Open Source Energy Modelling System," Energy Policy, vol. 39, no. 10, pp. 5850–5870, Oct. 2011. doi: 10.1016/j.enpol.2011.06.033 NITI Aayog, "India Climate and Energy Dashboard (ICED) — Plant Information and Capacity Metatable," NITI Aayog, Government of India, New Delhi, Feb. 2025. [Online]. Available: https://iced.niti.gov.in | bar: 2023 to 2050
BAU | 16 | PWRWONINDWE | Onshore Wind, India – West, region XX (investable) | 8 | Efficiency | fraction | User defined | 0 | [28 empty] | Intergovernmental Panel on Climate Change (IPCC), "2006 IPCC Guidelines for National Greenhouse Gas Inventories, Vol. 2: Energy," Hayama, Japan, 2006. [Online]. Available: https://www.ipcc-nggip.iges.or.jp/public/2006gl/vol2.html | bar: 2023 to 2050
BAU | 16 | PWRWONINDWE | Onshore Wind, India – West, region XX (investable) | 9 | TotalAnnualMinCapacityInvestment | GW | User defined | 0 | 0 | 0 | 0 | 0 | 0 | 0 | 0 | 0 | 0 | 0 | 0 | 0 | 0 | 0 | 0 | 0 | 0 | 0 | 0 | 0 | 0 | 0 | 0 | 0 | 0 | 0 | 0 | 0 | Central Electricity Authority (CEA), "National Electricity Plan, Volume I — Generation," Ministry of Power, Government of India, New Delhi, 2023. [Online]. Available: https://cea.nic.in Ministry of New and Renewable Energy (MNRE), "Renewable Energy Targets and Capacity Additions," MNRE, Government of India, New Delhi, 2024.
BAU | 17 | PWRWONINDNE | Onshore Wind, India – Northeast, region XX (investable) | 1 | CapitalCost | USD/kW | User defined | 0 | 761 | 724 | 687 | 682.2 | 677.4 | 672.6 | 667.8 | 663 | 658.4 | 653.8 | 649.2 | 644.6 | 640 | 635.4 | 630.8 | 626.2 | 621.6 | 617 | 612.4 | 607.8 | 603.2 | 598.6 | 594 | 589.2 | 584.4 | 579.6 | 574.8 | 570 | Central Electricity Authority (CEA), "National Electricity Plan 2022–2032, Annexure-A," Ministry of Power, Government of India, New Delhi, 2023. [Online]. Available: https://cea.nic.in National Renewable Energy Laboratory (NREL), "Annual Technology Baseline 2024 — Land-Based Wind," NREL, Golden, CO, USA, 2024. [Online]. Available: https://atb.nrel.gov/electricity/2024/land-based_wind
BAU | 17 | PWRWONINDNE | Onshore Wind, India – Northeast, region XX (investable) | 2 | FixedCost | USD/kW/yr | User defined | 0 | 22 | 22 | 22 | 21.8 | 21.6 | 21.4 | 21.2 | 21 | 20.8 | 20.6 | 20.4 | 20.2 | 20 | 20 | 20 | 20 | 20 | 20 | 19.8 | 19.6 | 19.4 | 19.2 | 19 | 19 | 19 | 19 | 19 | 19 | Central Electricity Authority (CEA), "National Electricity Plan 2022–2032, Annexure-A," Ministry of Power, Government of India, New Delhi, 2023. [Online]. Available: https://cea.nic.in National Renewable Energy Laboratory (NREL), "Annual Technology Baseline 2024 — Land-Based Wind," NREL, Golden, CO, USA, 2024. [Online]. Available: https://atb.nrel.gov/electricity/2024/land-based_wind
BAU | 17 | PWRWONINDNE | Onshore Wind, India – Northeast, region XX (investable) | 3 | ResidualCapacity | GW | User defined | 0 | 0 | 0 | 0 | 0 | 0 | 0 | 0 | 0 | 0 | 0 | 0 | 0 | 0 | 0 | 0 | 0 | 0 | 0 | 0 | 0 | 0 | 0 | 0 | 0 | 0 | 0 | 0 | 0 | NITI Aayog, "India Climate and Energy Dashboard (ICED) — Plant Information and Capacity Metatable," NITI Aayog, Government of India, New Delhi, Feb. 2025. [Online]. Available: https://iced.niti.gov.in
BAU | 17 | PWRWONINDNE | Onshore Wind, India – Northeast, region XX (investable) | 4 | TotalAnnualMaxCapacity | GW | User defined | 0 | [28 empty] | Central Electricity Authority (CEA), "National Electricity Plan, Volume I — Generation," Ministry of Power, Government of India, New Delhi, 2023. [Online]. Available: https://cea.nic.in NITI Aayog, "India Climate and Energy Dashboard (ICED) — Plant Information and Capacity Metatable," NITI Aayog, Government of India, New Delhi, Feb. 2025. [Online]. Available: https://iced.niti.gov.in
BAU | 17 | PWRWONINDNE | Onshore Wind, India – Northeast, region XX (investable) | 5 | TotalTechnologyAnnualActivityUpperLimit | PJ | User defined | 0 | [28 empty] | Central Electricity Authority (CEA), "National Electricity Plan, Volume I — Generation," Ministry of Power, Government of India, New Delhi, 2023. [Online]. Available: https://cea.nic.in NITI Aayog, "India Climate and Energy Dashboard (ICED) — Plant Information and Capacity Metatable," NITI Aayog, Government of India, New Delhi, Feb. 2025. [Online]. Available: https://iced.niti.gov.in
BAU | 17 | PWRWONINDNE | Onshore Wind, India – Northeast, region XX (investable) | 6 | TotalAnnualMinCapacity | GW | User defined | 0 | [28 empty] | Central Electricity Authority (CEA), "National Electricity Plan, Volume I — Generation," Ministry of Power, Government of India, New Delhi, 2023. [Online]. Available: https://cea.nic.in
BAU | 17 | PWRWONINDNE | Onshore Wind, India – Northeast, region XX (investable) | 7 | AvailabilityFactor | fraction | User defined | 0 | [28 empty] | M. Howells et al., "OSeMOSYS: The Open Source Energy Modelling System," Energy Policy, vol. 39, no. 10, pp. 5850–5870, Oct. 2011. doi: 10.1016/j.enpol.2011.06.033 NITI Aayog, "India Climate and Energy Dashboard (ICED) — Plant Information and Capacity Metatable," NITI Aayog, Government of India, New Delhi, Feb. 2025. [Online]. Available: https://iced.niti.gov.in | bar: 2023 to 2050
BAU | 17 | PWRWONINDNE | Onshore Wind, India – Northeast, region XX (investable) | 8 | Efficiency | fraction | User defined | 0 | [28 empty] | Intergovernmental Panel on Climate Change (IPCC), "2006 IPCC Guidelines for National Greenhouse Gas Inventories, Vol. 2: Energy," Hayama, Japan, 2006. [Online]. Available: https://www.ipcc-nggip.iges.or.jp/public/2006gl/vol2.html | bar: 2023 to 2050
BAU | 17 | PWRWONINDNE | Onshore Wind, India – Northeast, region XX (investable) | 9 | TotalAnnualMinCapacityInvestment | GW | User defined | 0 | 0 | 0 | 0 | 0 | 0 | 0 | 0 | 0 | 0 | 0 | 0 | 0 | 0 | 0 | 0 | 0 | 0 | 0 | 0 | 0 | 0 | 0 | 0 | 0 | 0 | 0 | 0 | 0 | Central Electricity Authority (CEA), "National Electricity Plan, Volume I — Generation," Ministry of Power, Government of India, New Delhi, 2023. [Online]. Available: https://cea.nic.in Ministry of New and Renewable Energy (MNRE), "Renewable Energy Targets and Capacity Additions," MNRE, Government of India, New Delhi, 2024.
BAU | 18 | PWRWONNPLXX | Onshore Wind, Nepal, region XX (investable) | 1 | CapitalCost | USD/kW | User defined | 0 | 989.3 | 929.5 | 869.7 | 851.8 | 833.8 | 815.9 | 797.9 | 780 | 771.9 | 763.9 | 755.8 | 747.8 | 739.7 | 731.4 | 723.1 | 714.7 | 706.4 | 698.1 | 690 | 682 | 673.9 | 665.9 | 657.8 | 649.7 | 641.7 | 633.6 | 625.6 | 617.5 | Central Electricity Authority (CEA), "National Electricity Plan 2022–2032, Annexure-A," Ministry of Power, Government of India, New Delhi, 2023. [Online]. Available: https://cea.nic.in National Renewable Energy Laboratory (NREL), "Annual Technology Baseline 2024 — Land-Based Wind," NREL, Golden, CO, USA, 2024. [Online]. Available: https://atb.nrel.gov/electricity/2024/land-based_wind
BAU | 18 | PWRWONNPLXX | Onshore Wind, Nepal, region XX (investable) | 2 | FixedCost | USD/kW/yr | User defined | 0 | 28.6 | 27.95 | 27.3 | 27.04 | 26.78 | 26.52 | 26.26 | 26 | 25.48 | 24.96 | 24.44 | 23.92 | 23.4 | 23.14 | 22.88 | 22.62 | 22.36 | 22.1 | 21.84 | 21.58 | 21.32 | 21.06 | 20.8 | 21.06 | 21.32 | 21.58 | 21.84 | 22.1 | Central Electricity Authority (CEA), "National Electricity Plan 2022–2032, Annexure-A," Ministry of Power, Government of India, New Delhi, 2023. [Online]. Available: https://cea.nic.in National Renewable Energy Laboratory (NREL), "Annual Technology Baseline 2024 — Land-Based Wind," NREL, Golden, CO, USA, 2024. [Online]. Available: https://atb.nrel.gov/electricity/2024/land-based_wind
BAU | 18 | PWRWONNPLXX | Onshore Wind, Nepal, region XX (investable) | 3 | ResidualCapacity | GW | User defined | 0 | 0 | 0 | 0 | 0 | 0 | 0 | 0 | 0 | 0 | 0 | 0 | 0 | 0 | 0 | 0 | 0 | 0 | 0 | 0 | 0 | 0 | 0 | 0 | 0 | 0 | 0 | 0 | 0 | Nepal Electricity Authority (NEA), "Annual Report FY 2024/2025," NEA, Kathmandu, Nepal, 2025. [Online]. Available: https://www.nea.org.np Nepal Electricity Authority (NEA), "Generation Directorate Report 2076 (August 2019)," NEA, Kathmandu, Nepal, 2019.
BAU | 18 | PWRWONNPLXX | Onshore Wind, Nepal, region XX (investable) | 4 | TotalAnnualMaxCapacity | GW | User defined | 0 | [28 empty] | Nepal Electricity Authority (NEA), "Annual Report FY 2024/2025," NEA, Kathmandu, Nepal, 2025. [Online]. Available: https://www.nea.org.np Government of Nepal, "Second Nationally Determined Contribution," UNFCCC, 2020.
BAU | 18 | PWRWONNPLXX | Onshore Wind, Nepal, region XX (investable) | 5 | TotalTechnologyAnnualActivityUpperLimit | PJ | User defined | 0 | [28 empty] | Nepal Electricity Authority (NEA), "Annual Report FY 2024/2025," NEA, Kathmandu, Nepal, 2025. [Online]. Available: https://www.nea.org.np
BAU | 18 | PWRWONNPLXX | Onshore Wind, Nepal, region XX (investable) | 6 | TotalAnnualMinCapacity | GW | User defined | 0 | [28 empty] | Nepal Electricity Authority (NEA), "Annual Report FY 2024/2025," NEA, Kathmandu, Nepal, 2025. [Online]. Available: https://www.nea.org.np
BAU | 18 | PWRWONNPLXX | Onshore Wind, Nepal, region XX (investable) | 7 | AvailabilityFactor | fraction | User defined | 0 | [28 empty] | M. Howells et al., "OSeMOSYS: The Open Source Energy Modelling System," Energy Policy, vol. 39, no. 10, pp. 5850–5870, Oct. 2011. doi: 10.1016/j.enpol.2011.06.033 Nepal Electricity Authority (NEA), "Annual Report FY 2024/2025," NEA, Kathmandu, Nepal, 2025. [Online]. Available: https://www.nea.org.np | bar: 2023 to 2050
BAU | 18 | PWRWONNPLXX | Onshore Wind, Nepal, region XX (investable) | 8 | Efficiency | fraction | User defined | 0 | [28 empty] | Intergovernmental Panel on Climate Change (IPCC), "2006 IPCC Guidelines for National Greenhouse Gas Inventories, Vol. 2: Energy," Hayama, Japan, 2006. [Online]. Available: https://www.ipcc-nggip.iges.or.jp/public/2006gl/vol2.html | bar: 2023 to 2050
BAU | 18 | PWRWONNPLXX | Onshore Wind, Nepal, region XX (investable) | 9 | TotalAnnualMinCapacityInvestment | GW | User defined | 0 | 0 | 0 | 0 | 0 | 0 | 0 | 0 | 0 | 0 | 0 | 0 | 0 | 0 | 0 | 0 | 0 | 0 | 0 | 0 | 0 | 0 | 0 | 0 | 0 | 0 | 0 | 0 | 0 | Government of Nepal, "Second Nationally Determined Contribution," UNFCCC, 2020. Government of Nepal, "Long-term Strategy for Net-Zero Emissions," Kathmandu, Nepal, 2021.
BAU | 19 | PWRWONLKAXX | Onshore Wind, Sri Lanka, region XX (investable) | 1 | CapitalCost | USD/kW | User defined | 0 | 1391 | 1323.37 | 1255.74 | 1246.96 | 1238.19 | 1229.42 | 1220.64 | 1211.87 | 1203.46 | 1195.05 | 1186.65 | 1178.24 | 1169.83 | 1161.42 | 1153.01 | 1144.6 | 1136.2 | 1127.79 | 1119.38 | 1110.97 | 1102.56 | 1094.16 | 1085.75 | 1076.97 | 1068.2 | 1059.43 | 1050.65 | 1041.88 | Central Electricity Authority (CEA), "National Electricity Plan 2022–2032, Annexure-A," Ministry of Power, Government of India, New Delhi, 2023. [Online]. Available: https://cea.nic.in National Renewable Energy Laboratory (NREL), "Annual Technology Baseline 2024 — Land-Based Wind," NREL, Golden, CO, USA, 2024. [Online]. Available: https://atb.nrel.gov/electricity/2024/land-based_wind Asian Development Bank (ADB), "Sri Lanka Wind Power Generation Project (Mannar)," ADB, Manila, Philippines. [Online]. Available: https://www.adb.org/results/helping-sri-lanka-go-green Ceylon Electricity Board (CEB), "Long-Term Generation Expansion Plan 2025–2044," CEB, Colombo, Sri Lanka, 2024. [Online]. Available: https://www.ceb.lk/front_img/img_reports/1748839124LTGEP-2025-2044-FINAL_c.pdf
BAU | 19 | PWRWONLKAXX | Onshore Wind, Sri Lanka, region XX (investable) | 2 | FixedCost | USD/kW/yr | User defined | 0 | 39.6 | 39.6 | 39.6 | 39.24 | 38.88 | 38.52 | 38.16 | 37.8 | 37.44 | 37.08 | 36.72 | 36.36 | 36 | 36 | 36 | 36 | 36 | 36 | 35.64 | 35.28 | 34.92 | 34.56 | 34.2 | 34.2 | 34.2 | 34.2 | 34.2 | 34.2 | Central Electricity Authority (CEA), "National Electricity Plan 2022–2032, Annexure-A," Ministry of Power, Government of India, New Delhi, 2023. [Online]. Available: https://cea.nic.in National Renewable Energy Laboratory (NREL), "Annual Technology Baseline 2024 — Land-Based Wind," NREL, Golden, CO, USA, 2024. [Online]. Available: https://atb.nrel.gov/electricity/2024/land-based_wind Asian Development Bank (ADB), "Sri Lanka Wind Power Generation Project (Mannar)," ADB, Manila, Philippines. [Online]. Available: https://www.adb.org/results/helping-sri-lanka-go-green Ceylon Electricity Board (CEB), "Long-Term Generation Expansion Plan 2025–2044," CEB, Colombo, Sri Lanka, 2024. [Online]. Available: https://www.ceb.lk/front_img/img_reports/1748839124LTGEP-2025-2044-FINAL_c.pdf
BAU | 19 | PWRWONLKAXX | Onshore Wind, Sri Lanka, region XX (investable) | 3 | ResidualCapacity | GW | User defined | 0 | 0.264 | 0.264 | 0.264 | 0.264 | 0.264 | 0.264 | 0.264 | 0.264 | 0.264 | 0.264 | 0.264 | 0.264 | 0.264 | 0.264 | 0.264 | 0.264 | 0.264 | 0.264 | 0.264 | 0.264 | 0.264 | 0.264 | 0.264 | 0.264 | 0.264 | 0.264 | 0.264 | 0.264 | Ceylon Electricity Board (CEB), "Annual Report 2023," CEB, Colombo, Sri Lanka, 2024. [Online]. Available: https://www.ceb.lk Ceylon Electricity Board (CEB), "Long-Term Generation Expansion Plan 2025–2044," CEB, Colombo, Sri Lanka, 2024. [Online]. Available: https://www.ceb.lk/front_img/img_reports/1748839124LTGEP-2025-2044-FINAL_c.pdf
BAU | 19 | PWRWONLKAXX | Onshore Wind, Sri Lanka, region XX (investable) | 4 | TotalAnnualMaxCapacity | GW | User defined | 0 | [28 empty] | Ceylon Electricity Board (CEB), "Long-Term Generation Expansion Plan 2025–2044," CEB, Colombo, Sri Lanka, 2024. [Online]. Available: https://www.ceb.lk/front_img/img_reports/1748839124LTGEP-2025-2044-FINAL_c.pdf Ceylon Electricity Board (CEB) / Sri Lanka Sustainable Energy Authority (SLSEA), "RE Project Development Plan / GREAT 2025–2030," CEB/SLSEA, Colombo, Sri Lanka, Dec. 2024.
BAU | 19 | PWRWONLKAXX | Onshore Wind, Sri Lanka, region XX (investable) | 5 | TotalTechnologyAnnualActivityUpperLimit | PJ | User defined | 0 | [28 empty] | Ceylon Electricity Board (CEB), "Long-Term Generation Expansion Plan 2025–2044," CEB, Colombo, Sri Lanka, 2024. [Online]. Available: https://www.ceb.lk/front_img/img_reports/1748839124LTGEP-2025-2044-FINAL_c.pdf Ceylon Electricity Board (CEB), "Annual Report 2023," CEB, Colombo, Sri Lanka, 2024. [Online]. Available: https://www.ceb.lk
BAU | 19 | PWRWONLKAXX | Onshore Wind, Sri Lanka, region XX (investable) | 6 | TotalAnnualMinCapacity | GW | User defined | 0 | [28 empty] | Ceylon Electricity Board (CEB), "Long-Term Generation Expansion Plan 2025–2044," CEB, Colombo, Sri Lanka, 2024. [Online]. Available: https://www.ceb.lk/front_img/img_reports/1748839124LTGEP-2025-2044-FINAL_c.pdf
BAU | 19 | PWRWONLKAXX | Onshore Wind, Sri Lanka, region XX (investable) | 7 | AvailabilityFactor | fraction | User defined | 0 | [28 empty] | M. Howells et al., "OSeMOSYS: The Open Source Energy Modelling System," Energy Policy, vol. 39, no. 10, pp. 5850–5870, Oct. 2011. doi: 10.1016/j.enpol.2011.06.033 Ceylon Electricity Board (CEB), "Annual Report 2023," CEB, Colombo, Sri Lanka, 2024. [Online]. Available: https://www.ceb.lk | bar: 2023 to 2050
BAU | 19 | PWRWONLKAXX | Onshore Wind, Sri Lanka, region XX (investable) | 8 | Efficiency | fraction | User defined | 0 | [28 empty] | Intergovernmental Panel on Climate Change (IPCC), "2006 IPCC Guidelines for National Greenhouse Gas Inventories, Vol. 2: Energy," Hayama, Japan, 2006. [Online]. Available: https://www.ipcc-nggip.iges.or.jp/public/2006gl/vol2.html | bar: 2023 to 2050
BAU | 19 | PWRWONLKAXX | Onshore Wind, Sri Lanka, region XX (investable) | 9 | TotalAnnualMinCapacityInvestment | GW | User defined | 0 | 0 | 0 | 0.01 | 0.14 | 0.73 | 0.2 | 0.15 | 0.384 | 0.3 | 0.22 | 0 | 0.1 | 0.1 | 0 | 0 | 0.1 | 0.1 | 0 | 0 | 0 | 0.5 | 0 | 0 | 0 | 0 | 0 | 0 | 0 | Ceylon Electricity Board (CEB), "Long-Term Generation Expansion Plan 2025–2044," CEB, Colombo, Sri Lanka, 2024. [Online]. Available: https://www.ceb.lk/front_img/img_reports/1748839124LTGEP-2025-2044-FINAL_c.pdf Government of Sri Lanka, "Updated Nationally Determined Contributions," UNFCCC, 2021.
BAU | 20 | PWRWONMDVXX | Onshore Wind, Maldives, region XX (investable) | 1 | CapitalCost | USD/kW | User defined | 0 | 1522 | 1430 | 1338 | 1310.4 | 1282.8 | 1255.2 | 1227.6 | 1200 | 1187.6 | 1175.2 | 1162.8 | 1150.4 | 1138 | 1125.2 | 1112.4 | 1099.6 | 1086.8 | 1074 | 1061.6 | 1049.2 | 1036.8 | 1024.4 | 1012 | 999.6 | 987.2 | 974.8 | 962.4 | 950 | Central Electricity Authority (CEA), "National Electricity Plan 2022–2032, Annexure-A," Ministry of Power, Government of India, New Delhi, 2023. [Online]. Available: https://cea.nic.in National Renewable Energy Laboratory (NREL), "Annual Technology Baseline 2024 — Land-Based Wind," NREL, Golden, CO, USA, 2024. [Online]. Available: https://atb.nrel.gov/electricity/2024/land-based_wind
BAU | 20 | PWRWONMDVXX | Onshore Wind, Maldives, region XX (investable) | 2 | FixedCost | USD/kW/yr | User defined | 0 | 44 | 43 | 42 | 41.6 | 41.2 | 40.8 | 40.4 | 40 | 39.2 | 38.4 | 37.6 | 36.8 | 36 | 35.6 | 35.2 | 34.8 | 34.4 | 34 | 33.6 | 33.2 | 32.8 | 32.4 | 32 | 32.4 | 32.8 | 33.2 | 33.6 | 34 | Central Electricity Authority (CEA), "National Electricity Plan 2022–2032, Annexure-A," Ministry of Power, Government of India, New Delhi, 2023. [Online]. Available: https://cea.nic.in National Renewable Energy Laboratory (NREL), "Annual Technology Baseline 2024 — Land-Based Wind," NREL, Golden, CO, USA, 2024. [Online]. Available: https://atb.nrel.gov/electricity/2024/land-based_wind
BAU | 20 | PWRWONMDVXX | Onshore Wind, Maldives, region XX (investable) | 3 | ResidualCapacity | GW | User defined | 0 | 0 | 0 | 0 | 0 | 0 | 0 | 0 | 0 | 0 | 0 | 0 | 0 | 0 | 0 | 0 | 0 | 0 | 0 | 0 | 0 | 0 | 0 | 0 | 0 | 0 | 0 | 0 | 0 | Government of Maldives, "Maldives Energy Roadmap 2024–2033," Ministry of Climate Change, Environment and Energy (MCCEE), Malé, Maldives, Nov. 2024. [Online]. Available: https://www.environment.gov.mv/v2/wp-content/files/publications/20241107-pub-energy-roadmap-maldives-2024-2033-.pdf State Electric Company Limited (STELCO), "Annual Report and Generation Data," STELCO, Malé, Maldives, 2024.
BAU | 20 | PWRWONMDVXX | Onshore Wind, Maldives, region XX (investable) | 4 | TotalAnnualMaxCapacity | GW | User defined | 0 | [28 empty] | Government of Maldives, "Maldives Energy Roadmap 2024–2033," Ministry of Climate Change, Environment and Energy (MCCEE), Malé, Maldives, Nov. 2024. [Online]. Available: https://www.environment.gov.mv/v2/wp-content/files/publications/20241107-pub-energy-roadmap-maldives-2024-2033-.pdf
BAU | 20 | PWRWONMDVXX | Onshore Wind, Maldives, region XX (investable) | 5 | TotalTechnologyAnnualActivityUpperLimit | PJ | User defined | 0 | [28 empty] | Government of Maldives, "Maldives Energy Roadmap 2024–2033," Ministry of Climate Change, Environment and Energy (MCCEE), Malé, Maldives, Nov. 2024. [Online]. Available: https://www.environment.gov.mv/v2/wp-content/files/publications/20241107-pub-energy-roadmap-maldives-2024-2033-.pdf
BAU | 20 | PWRWONMDVXX | Onshore Wind, Maldives, region XX (investable) | 6 | TotalAnnualMinCapacity | GW | User defined | 0 | [28 empty] | Government of Maldives, "Maldives Energy Roadmap 2024–2033," Ministry of Climate Change, Environment and Energy (MCCEE), Malé, Maldives, Nov. 2024. [Online]. Available: https://www.environment.gov.mv/v2/wp-content/files/publications/20241107-pub-energy-roadmap-maldives-2024-2033-.pdf
BAU | 20 | PWRWONMDVXX | Onshore Wind, Maldives, region XX (investable) | 7 | AvailabilityFactor | fraction | User defined | 0 | [28 empty] | M. Howells et al., "OSeMOSYS: The Open Source Energy Modelling System," Energy Policy, vol. 39, no. 10, pp. 5850–5870, Oct. 2011. doi: 10.1016/j.enpol.2011.06.033 Government of Maldives, "Maldives Energy Roadmap 2024–2033," Ministry of Climate Change, Environment and Energy (MCCEE), Malé, Maldives, Nov. 2024. [Online]. Available: https://www.environment.gov.mv/v2/wp-content/files/publications/20241107-pub-energy-roadmap-maldives-2024-2033-.pdf | bar: 2023 to 2050
BAU | 20 | PWRWONMDVXX | Onshore Wind, Maldives, region XX (investable) | 8 | Efficiency | fraction | User defined | 0 | [28 empty] | Intergovernmental Panel on Climate Change (IPCC), "2006 IPCC Guidelines for National Greenhouse Gas Inventories, Vol. 2: Energy," Hayama, Japan, 2006. [Online]. Available: https://www.ipcc-nggip.iges.or.jp/public/2006gl/vol2.html | bar: 2023 to 2050
BAU | 20 | PWRWONMDVXX | Onshore Wind, Maldives, region XX (investable) | 9 | TotalAnnualMinCapacityInvestment | GW | User defined | 0 | 0 | 0 | 0 | 0 | 0 | 0.002 | 0 | 0 | 0 | 0 | 0 | 0 | 0 | 0 | 0 | 0 | 0 | 0 | 0 | 0 | 0 | 0 | 0 | 0 | 0 | 0 | 0 | 0 | Government of Maldives, "Maldives Energy Roadmap 2024–2033," Ministry of Climate Change, Environment and Energy (MCCEE), Malé, Maldives, Nov. 2024. [Online]. Available: https://www.environment.gov.mv/v2/wp-content/files/publications/20241107-pub-energy-roadmap-maldives-2024-2033-.pdf
BAU | 21 | PWRWOFINDSO | Offshore Wind, India – South, region XX (investable) | 1 | CapitalCost | USD/kW | User defined | 0 | 3800 | 3784 | 3768 | 3702.8 | 3637.6 | 3572.4 | 3507.2 | 3442 | 3156.4 | 2870.8 | 2585.2 | 2299.6 | 2014 | 2003.2 | 1992.4 | 1981.6 | 1970.8 | 1960 | 1951.8 | 1943.6 | 1935.4 | 1927.2 | 1919 | 1912.4 | 1905.8 | 1899.2 | 1892.6 | 1886 | Ceylon Electricity Board (CEB), "Long-Term Generation Expansion Plan 2025–2044," CEB, Colombo, Sri Lanka, 2024. [Online]. Available: https://www.ceb.lk/front_img/img_reports/1748839124LTGEP-2025-2044-FINAL_c.pdf National Renewable Energy Laboratory (NREL), "Annual Technology Baseline 2024 — Offshore Wind," NREL, Golden, CO, USA, 2024. [Online]. Available: https://atb.nrel.gov/electricity/2024/offshore_wind
BAU | 21 | PWRWOFINDSO | Offshore Wind, India – South, region XX (investable) | 2 | FixedCost | USD/kW/yr | User defined | 0 | 114 | 114 | 114 | 112.2 | 110.4 | 108.6 | 106.8 | 105 | 103.4 | 101.8 | 100.2 | 98.6 | 97 | 95.6 | 94.2 | 92.8 | 91.4 | 90 | 88.8 | 87.6 | 86.4 | 85.2 | 84 | 83.2 | 82.4 | 81.6 | 80.8 | 80 | Ceylon Electricity Board (CEB), "Long-Term Generation Expansion Plan 2025–2044," CEB, Colombo, Sri Lanka, 2024. [Online]. Available: https://www.ceb.lk/front_img/img_reports/1748839124LTGEP-2025-2044-FINAL_c.pdf National Renewable Energy Laboratory (NREL), "Annual Technology Baseline 2024 — Offshore Wind," NREL, Golden, CO, USA, 2024. [Online]. Available: https://atb.nrel.gov/electricity/2024/offshore_wind
BAU | 21 | PWRWOFINDSO | Offshore Wind, India – South, region XX (investable) | 3 | ResidualCapacity | GW | User defined | 0 | 0 | 0 | 0 | 0 | 0 | 0 | 0 | 0 | 0 | 0 | 0 | 0 | 0 | 0 | 0 | 0 | 0 | 0 | 0 | 0 | 0 | 0 | 0 | 0 | 0 | 0 | 0 | 0 | NITI Aayog, "India Climate and Energy Dashboard (ICED) — Plant Information and Capacity Metatable," NITI Aayog, Government of India, New Delhi, Feb. 2025. [Online]. Available: https://iced.niti.gov.in
BAU | 21 | PWRWOFINDSO | Offshore Wind, India – South, region XX (investable) | 4 | TotalAnnualMaxCapacity | GW | User defined | 0 | [28 empty] | Central Electricity Authority (CEA), "National Electricity Plan, Volume I — Generation," Ministry of Power, Government of India, New Delhi, 2023. [Online]. Available: https://cea.nic.in NITI Aayog, "India Climate and Energy Dashboard (ICED) — Plant Information and Capacity Metatable," NITI Aayog, Government of India, New Delhi, Feb. 2025. [Online]. Available: https://iced.niti.gov.in
BAU | 21 | PWRWOFINDSO | Offshore Wind, India – South, region XX (investable) | 5 | TotalTechnologyAnnualActivityUpperLimit | PJ | User defined | 0 | [28 empty] | Central Electricity Authority (CEA), "National Electricity Plan, Volume I — Generation," Ministry of Power, Government of India, New Delhi, 2023. [Online]. Available: https://cea.nic.in NITI Aayog, "India Climate and Energy Dashboard (ICED) — Plant Information and Capacity Metatable," NITI Aayog, Government of India, New Delhi, Feb. 2025. [Online]. Available: https://iced.niti.gov.in
BAU | 21 | PWRWOFINDSO | Offshore Wind, India – South, region XX (investable) | 6 | TotalAnnualMinCapacity | GW | User defined | 0 | [28 empty] | Central Electricity Authority (CEA), "National Electricity Plan, Volume I — Generation," Ministry of Power, Government of India, New Delhi, 2023. [Online]. Available: https://cea.nic.in
BAU | 21 | PWRWOFINDSO | Offshore Wind, India – South, region XX (investable) | 7 | AvailabilityFactor | fraction | User defined | 0 | 0.95 | 0.95 | 0.95 | 0.95 | 0.95 | 0.95 | 0.95 | 0.95 | 0.95 | 0.95 | 0.95 | 0.95 | 0.95 | 0.95 | 0.95 | 0.95 | 0.95 | 0.95 | 0.95 | 0.95 | 0.95 | 0.95 | 0.95 | 0.95 | 0.95 | 0.95 | 0.95 | 0.95 | M. Howells et al., "OSeMOSYS: The Open Source Energy Modelling System," Energy Policy, vol. 39, no. 10, pp. 5850–5870, Oct. 2011. doi: 10.1016/j.enpol.2011.06.033 NITI Aayog, "India Climate and Energy Dashboard (ICED) — Plant Information and Capacity Metatable," NITI Aayog, Government of India, New Delhi, Feb. 2025. [Online]. Available: https://iced.niti.gov.in
BAU | 21 | PWRWOFINDSO | Offshore Wind, India – South, region XX (investable) | 8 | Efficiency | fraction | User defined | 0 | [28 empty] | Intergovernmental Panel on Climate Change (IPCC), "2006 IPCC Guidelines for National Greenhouse Gas Inventories, Vol. 2: Energy," Hayama, Japan, 2006. [Online]. Available: https://www.ipcc-nggip.iges.or.jp/public/2006gl/vol2.html | bar: 2023 to 2050
BAU | 21 | PWRWOFINDSO | Offshore Wind, India – South, region XX (investable) | 9 | TotalAnnualMinCapacityInvestment | GW | User defined | 0 | 0 | 0 | 0 | 0 | 0 | 0 | 0 | 0 | 0 | 0 | 0 | 0 | 0 | 0 | 0 | 0 | 0 | 0 | 0 | 0 | 0 | 0 | 0 | 0 | 0 | 0 | 0 | 0 | Central Electricity Authority (CEA), "National Electricity Plan, Volume I — Generation," Ministry of Power, Government of India, New Delhi, 2023. [Online]. Available: https://cea.nic.in Ministry of New and Renewable Energy (MNRE), "Renewable Energy Targets and Capacity Additions," MNRE, Government of India, New Delhi, 2024.
BAU | 22 | PWRWOFINDWE | Offshore Wind, India – West, region XX (investable) | 1 | CapitalCost | USD/kW | User defined | 0 | 3800 | 3784 | 3768 | 3702.8 | 3637.6 | 3572.4 | 3507.2 | 3442 | 3156.4 | 2870.8 | 2585.2 | 2299.6 | 2014 | 2003.2 | 1992.4 | 1981.6 | 1970.8 | 1960 | 1951.8 | 1943.6 | 1935.4 | 1927.2 | 1919 | 1912.4 | 1905.8 | 1899.2 | 1892.6 | 1886 | Ceylon Electricity Board (CEB), "Long-Term Generation Expansion Plan 2025–2044," CEB, Colombo, Sri Lanka, 2024. [Online]. Available: https://www.ceb.lk/front_img/img_reports/1748839124LTGEP-2025-2044-FINAL_c.pdf National Renewable Energy Laboratory (NREL), "Annual Technology Baseline 2024 — Offshore Wind," NREL, Golden, CO, USA, 2024. [Online]. Available: https://atb.nrel.gov/electricity/2024/offshore_wind
BAU | 22 | PWRWOFINDWE | Offshore Wind, India – West, region XX (investable) | 2 | FixedCost | USD/kW/yr | User defined | 0 | 114 | 114 | 114 | 112.2 | 110.4 | 108.6 | 106.8 | 105 | 103.4 | 101.8 | 100.2 | 98.6 | 97 | 95.6 | 94.2 | 92.8 | 91.4 | 90 | 88.8 | 87.6 | 86.4 | 85.2 | 84 | 83.2 | 82.4 | 81.6 | 80.8 | 80 | Ceylon Electricity Board (CEB), "Long-Term Generation Expansion Plan 2025–2044," CEB, Colombo, Sri Lanka, 2024. [Online]. Available: https://www.ceb.lk/front_img/img_reports/1748839124LTGEP-2025-2044-FINAL_c.pdf National Renewable Energy Laboratory (NREL), "Annual Technology Baseline 2024 — Offshore Wind," NREL, Golden, CO, USA, 2024. [Online]. Available: https://atb.nrel.gov/electricity/2024/offshore_wind
BAU | 22 | PWRWOFINDWE | Offshore Wind, India – West, region XX (investable) | 3 | ResidualCapacity | GW | User defined | 0 | 0 | 0 | 0 | 0 | 0 | 0 | 0 | 0 | 0 | 0 | 0 | 0 | 0 | 0 | 0 | 0 | 0 | 0 | 0 | 0 | 0 | 0 | 0 | 0 | 0 | 0 | 0 | 0 | NITI Aayog, "India Climate and Energy Dashboard (ICED) — Plant Information and Capacity Metatable," NITI Aayog, Government of India, New Delhi, Feb. 2025. [Online]. Available: https://iced.niti.gov.in
BAU | 22 | PWRWOFINDWE | Offshore Wind, India – West, region XX (investable) | 4 | TotalAnnualMaxCapacity | GW | User defined | 0 | [28 empty] | Central Electricity Authority (CEA), "National Electricity Plan, Volume I — Generation," Ministry of Power, Government of India, New Delhi, 2023. [Online]. Available: https://cea.nic.in NITI Aayog, "India Climate and Energy Dashboard (ICED) — Plant Information and Capacity Metatable," NITI Aayog, Government of India, New Delhi, Feb. 2025. [Online]. Available: https://iced.niti.gov.in
BAU | 22 | PWRWOFINDWE | Offshore Wind, India – West, region XX (investable) | 5 | TotalTechnologyAnnualActivityUpperLimit | PJ | User defined | 0 | [28 empty] | Central Electricity Authority (CEA), "National Electricity Plan, Volume I — Generation," Ministry of Power, Government of India, New Delhi, 2023. [Online]. Available: https://cea.nic.in NITI Aayog, "India Climate and Energy Dashboard (ICED) — Plant Information and Capacity Metatable," NITI Aayog, Government of India, New Delhi, Feb. 2025. [Online]. Available: https://iced.niti.gov.in
BAU | 22 | PWRWOFINDWE | Offshore Wind, India – West, region XX (investable) | 6 | TotalAnnualMinCapacity | GW | User defined | 0 | [28 empty] | Central Electricity Authority (CEA), "National Electricity Plan, Volume I — Generation," Ministry of Power, Government of India, New Delhi, 2023. [Online]. Available: https://cea.nic.in
BAU | 22 | PWRWOFINDWE | Offshore Wind, India – West, region XX (investable) | 7 | AvailabilityFactor | fraction | User defined | 0 | 0.95 | 0.95 | 0.95 | 0.95 | 0.95 | 0.95 | 0.95 | 0.95 | 0.95 | 0.95 | 0.95 | 0.95 | 0.95 | 0.95 | 0.95 | 0.95 | 0.95 | 0.95 | 0.95 | 0.95 | 0.95 | 0.95 | 0.95 | 0.95 | 0.95 | 0.95 | 0.95 | 0.95 | M. Howells et al., "OSeMOSYS: The Open Source Energy Modelling System," Energy Policy, vol. 39, no. 10, pp. 5850–5870, Oct. 2011. doi: 10.1016/j.enpol.2011.06.033 NITI Aayog, "India Climate and Energy Dashboard (ICED) — Plant Information and Capacity Metatable," NITI Aayog, Government of India, New Delhi, Feb. 2025. [Online]. Available: https://iced.niti.gov.in
BAU | 22 | PWRWOFINDWE | Offshore Wind, India – West, region XX (investable) | 8 | Efficiency | fraction | User defined | 0 | [28 empty] | Intergovernmental Panel on Climate Change (IPCC), "2006 IPCC Guidelines for National Greenhouse Gas Inventories, Vol. 2: Energy," Hayama, Japan, 2006. [Online]. Available: https://www.ipcc-nggip.iges.or.jp/public/2006gl/vol2.html | bar: 2023 to 2050
BAU | 22 | PWRWOFINDWE | Offshore Wind, India – West, region XX (investable) | 9 | TotalAnnualMinCapacityInvestment | GW | User defined | 0 | 0 | 0 | 0 | 0 | 0 | 0 | 0 | 0 | 0 | 0 | 0 | 0 | 0 | 0 | 0 | 0 | 0 | 0 | 0 | 0 | 0 | 0 | 0 | 0 | 0 | 0 | 0 | 0 | Central Electricity Authority (CEA), "National Electricity Plan, Volume I — Generation," Ministry of Power, Government of India, New Delhi, 2023. [Online]. Available: https://cea.nic.in Ministry of New and Renewable Energy (MNRE), "Renewable Energy Targets and Capacity Additions," MNRE, Government of India, New Delhi, 2024.
BAU | 23 | PWRWOFINDEA | Offshore Wind, India – East, region XX (investable) | 1 | CapitalCost | USD/kW | User defined | 0 | 3800 | 3784 | 3768 | 3702.8 | 3637.6 | 3572.4 | 3507.2 | 3442 | 3156.4 | 2870.8 | 2585.2 | 2299.6 | 2014 | 2003.2 | 1992.4 | 1981.6 | 1970.8 | 1960 | 1951.8 | 1943.6 | 1935.4 | 1927.2 | 1919 | 1912.4 | 1905.8 | 1899.2 | 1892.6 | 1886 | Ceylon Electricity Board (CEB), "Long-Term Generation Expansion Plan 2025–2044," CEB, Colombo, Sri Lanka, 2024. [Online]. Available: https://www.ceb.lk/front_img/img_reports/1748839124LTGEP-2025-2044-FINAL_c.pdf National Renewable Energy Laboratory (NREL), "Annual Technology Baseline 2024 — Offshore Wind," NREL, Golden, CO, USA, 2024. [Online]. Available: https://atb.nrel.gov/electricity/2024/offshore_wind
BAU | 23 | PWRWOFINDEA | Offshore Wind, India – East, region XX (investable) | 2 | FixedCost | USD/kW/yr | User defined | 0 | 114 | 114 | 114 | 112.2 | 110.4 | 108.6 | 106.8 | 105 | 103.4 | 101.8 | 100.2 | 98.6 | 97 | 95.6 | 94.2 | 92.8 | 91.4 | 90 | 88.8 | 87.6 | 86.4 | 85.2 | 84 | 83.2 | 82.4 | 81.6 | 80.8 | 80 | Ceylon Electricity Board (CEB), "Long-Term Generation Expansion Plan 2025–2044," CEB, Colombo, Sri Lanka, 2024. [Online]. Available: https://www.ceb.lk/front_img/img_reports/1748839124LTGEP-2025-2044-FINAL_c.pdf National Renewable Energy Laboratory (NREL), "Annual Technology Baseline 2024 — Offshore Wind," NREL, Golden, CO, USA, 2024. [Online]. Available: https://atb.nrel.gov/electricity/2024/offshore_wind
BAU | 23 | PWRWOFINDEA | Offshore Wind, India – East, region XX (investable) | 3 | ResidualCapacity | GW | User defined | 0 | 0 | 0 | 0 | 0 | 0 | 0 | 0 | 0 | 0 | 0 | 0 | 0 | 0 | 0 | 0 | 0 | 0 | 0 | 0 | 0 | 0 | 0 | 0 | 0 | 0 | 0 | 0 | 0 | NITI Aayog, "India Climate and Energy Dashboard (ICED) — Plant Information and Capacity Metatable," NITI Aayog, Government of India, New Delhi, Feb. 2025. [Online]. Available: https://iced.niti.gov.in
BAU | 23 | PWRWOFINDEA | Offshore Wind, India – East, region XX (investable) | 4 | TotalAnnualMaxCapacity | GW | User defined | 0 | [28 empty] | Central Electricity Authority (CEA), "National Electricity Plan, Volume I — Generation," Ministry of Power, Government of India, New Delhi, 2023. [Online]. Available: https://cea.nic.in NITI Aayog, "India Climate and Energy Dashboard (ICED) — Plant Information and Capacity Metatable," NITI Aayog, Government of India, New Delhi, Feb. 2025. [Online]. Available: https://iced.niti.gov.in
BAU | 23 | PWRWOFINDEA | Offshore Wind, India – East, region XX (investable) | 5 | TotalTechnologyAnnualActivityUpperLimit | PJ | User defined | 0 | [28 empty] | Central Electricity Authority (CEA), "National Electricity Plan, Volume I — Generation," Ministry of Power, Government of India, New Delhi, 2023. [Online]. Available: https://cea.nic.in NITI Aayog, "India Climate and Energy Dashboard (ICED) — Plant Information and Capacity Metatable," NITI Aayog, Government of India, New Delhi, Feb. 2025. [Online]. Available: https://iced.niti.gov.in
BAU | 23 | PWRWOFINDEA | Offshore Wind, India – East, region XX (investable) | 6 | TotalAnnualMinCapacity | GW | User defined | 0 | [28 empty] | Central Electricity Authority (CEA), "National Electricity Plan, Volume I — Generation," Ministry of Power, Government of India, New Delhi, 2023. [Online]. Available: https://cea.nic.in
BAU | 23 | PWRWOFINDEA | Offshore Wind, India – East, region XX (investable) | 7 | AvailabilityFactor | fraction | User defined | 0 | 0.95 | 0.95 | 0.95 | 0.95 | 0.95 | 0.95 | 0.95 | 0.95 | 0.95 | 0.95 | 0.95 | 0.95 | 0.95 | 0.95 | 0.95 | 0.95 | 0.95 | 0.95 | 0.95 | 0.95 | 0.95 | 0.95 | 0.95 | 0.95 | 0.95 | 0.95 | 0.95 | 0.95 | M. Howells et al., "OSeMOSYS: The Open Source Energy Modelling System," Energy Policy, vol. 39, no. 10, pp. 5850–5870, Oct. 2011. doi: 10.1016/j.enpol.2011.06.033 NITI Aayog, "India Climate and Energy Dashboard (ICED) — Plant Information and Capacity Metatable," NITI Aayog, Government of India, New Delhi, Feb. 2025. [Online]. Available: https://iced.niti.gov.in
BAU | 23 | PWRWOFINDEA | Offshore Wind, India – East, region XX (investable) | 8 | Efficiency | fraction | User defined | 0 | [28 empty] | Intergovernmental Panel on Climate Change (IPCC), "2006 IPCC Guidelines for National Greenhouse Gas Inventories, Vol. 2: Energy," Hayama, Japan, 2006. [Online]. Available: https://www.ipcc-nggip.iges.or.jp/public/2006gl/vol2.html | bar: 2023 to 2050
BAU | 23 | PWRWOFINDEA | Offshore Wind, India – East, region XX (investable) | 9 | TotalAnnualMinCapacityInvestment | GW | User defined | 0 | 0 | 0 | 0 | 0 | 0 | 0 | 0 | 0 | 0 | 0 | 0 | 0 | 0 | 0 | 0 | 0 | 0 | 0 | 0 | 0 | 0 | 0 | 0 | 0 | 0 | 0 | 0 | 0 | Central Electricity Authority (CEA), "National Electricity Plan, Volume I — Generation," Ministry of Power, Government of India, New Delhi, 2023. [Online]. Available: https://cea.nic.in Ministry of New and Renewable Energy (MNRE), "Renewable Energy Targets and Capacity Additions," MNRE, Government of India, New Delhi, 2024.
BAU | 24 | PWRWOFBGDXX | Offshore Wind, Bangladesh, region XX (investable) | 1 | CapitalCost | USD/kW | User defined | 0 | 6650 | 6510 | 6370 | 6060.6 | 5751.2 | 5441.8 | 5132.4 | 4823 | 4602.8 | 4382.7 | 4162.6 | 3942.4 | 3722.2 | 3694.2 | 3666.2 | 3638.2 | 3610.2 | 3582.2 | 3561.2 | 3540.2 | 3519.2 | 3498.2 | 3477.2 | 3460.8 | 3444.3 | 3427.9 | 3411.5 | 3395 | Ceylon Electricity Board (CEB), "Long-Term Generation Expansion Plan 2025–2044," CEB, Colombo, Sri Lanka, 2024. [Online]. Available: https://www.ceb.lk/front_img/img_reports/1748839124LTGEP-2025-2044-FINAL_c.pdf National Renewable Energy Laboratory (NREL), "Annual Technology Baseline 2024 — Offshore Wind," NREL, Golden, CO, USA, 2024. [Online]. Available: https://atb.nrel.gov/electricity/2024/offshore_wind
BAU | 24 | PWRWOFBGDXX | Offshore Wind, Bangladesh, region XX (investable) | 2 | FixedCost | USD/kW/yr | User defined | 0 | 199.5 | 195.12 | 190.75 | 187.6 | 184.45 | 181.3 | 178.15 | 175 | 172.2 | 169.4 | 166.6 | 163.8 | 161 | 158.9 | 156.8 | 154.7 | 152.6 | 150.5 | 148.4 | 146.3 | 144.2 | 142.1 | 140 | 138.25 | 136.5 | 134.75 | 133 | 131.25 | Ceylon Electricity Board (CEB), "Long-Term Generation Expansion Plan 2025–2044," CEB, Colombo, Sri Lanka, 2024. [Online]. Available: https://www.ceb.lk/front_img/img_reports/1748839124LTGEP-2025-2044-FINAL_c.pdf National Renewable Energy Laboratory (NREL), "Annual Technology Baseline 2024 — Offshore Wind," NREL, Golden, CO, USA, 2024. [Online]. Available: https://atb.nrel.gov/electricity/2024/offshore_wind
BAU | 24 | PWRWOFBGDXX | Offshore Wind, Bangladesh, region XX (investable) | 3 | ResidualCapacity | GW | User defined | 0 | 0 | 0 | 0 | 0 | 0 | 0 | 0 | 0 | 0 | 0 | 0 | 0 | 0 | 0 | 0 | 0 | 0 | 0 | 0 | 0 | 0 | 0 | 0 | 0 | 0 | 0 | 0 | 0 | Bangladesh Power Development Board (BPDB), "Daily Generation Report," BPDB, Dhaka, Bangladesh, Feb. 2026. [Online]. Available: https://www.bpdb.gov.bd/ Bangladesh Power Development Board (BPDB), "Power Generation Units," BPDB, Dhaka, Bangladesh, Feb. 2026. [Online]. Available: https://www.bpdb.gov.bd/
BAU | 24 | PWRWOFBGDXX | Offshore Wind, Bangladesh, region XX (investable) | 4 | TotalAnnualMaxCapacity | GW | User defined | 0 | [28 empty] | Power Division, MoPEMR / JICA / IEEJ, "Integrated Energy and Power Master Plan (IEPMP) 2023," Government of the People's Republic of Bangladesh, Dhaka, Nov. 2023. [Online]. Available: https://powerdivision.portal.gov.bd Bangladesh Power Development Board (BPDB), "Daily Generation Report," BPDB, Dhaka, Bangladesh, Feb. 2026. [Online]. Available: https://www.bpdb.gov.bd/
BAU | 24 | PWRWOFBGDXX | Offshore Wind, Bangladesh, region XX (investable) | 5 | TotalTechnologyAnnualActivityUpperLimit | PJ | User defined | 0 | [28 empty] | Power Division, MoPEMR / JICA / IEEJ, "Integrated Energy and Power Master Plan (IEPMP) 2023," Government of the People's Republic of Bangladesh, Dhaka, Nov. 2023. [Online]. Available: https://powerdivision.portal.gov.bd Bangladesh Power Development Board (BPDB), "Daily Generation Report," BPDB, Dhaka, Bangladesh, Feb. 2026. [Online]. Available: https://www.bpdb.gov.bd/
BAU | 24 | PWRWOFBGDXX | Offshore Wind, Bangladesh, region XX (investable) | 6 | TotalAnnualMinCapacity | GW | User defined | 0 | [28 empty] | Power Division, MoPEMR / JICA / IEEJ, "Integrated Energy and Power Master Plan (IEPMP) 2023," Government of the People's Republic of Bangladesh, Dhaka, Nov. 2023. [Online]. Available: https://powerdivision.portal.gov.bd
BAU | 24 | PWRWOFBGDXX | Offshore Wind, Bangladesh, region XX (investable) | 7 | AvailabilityFactor | fraction | User defined | 0 | 0.95 | 0.95 | 0.95 | 0.95 | 0.95 | 0.95 | 0.95 | 0.95 | 0.95 | 0.95 | 0.95 | 0.95 | 0.95 | 0.95 | 0.95 | 0.95 | 0.95 | 0.95 | 0.95 | 0.95 | 0.95 | 0.95 | 0.95 | 0.95 | 0.95 | 0.95 | 0.95 | 0.95 | M. Howells et al., "OSeMOSYS: The Open Source Energy Modelling System," Energy Policy, vol. 39, no. 10, pp. 5850–5870, Oct. 2011. doi: 10.1016/j.enpol.2011.06.033 Bangladesh Power Development Board (BPDB), "Daily Generation Report," BPDB, Dhaka, Bangladesh, Feb. 2026. [Online]. Available: https://www.bpdb.gov.bd/
BAU | 24 | PWRWOFBGDXX | Offshore Wind, Bangladesh, region XX (investable) | 8 | Efficiency | fraction | User defined | 0 | [28 empty] | Intergovernmental Panel on Climate Change (IPCC), "2006 IPCC Guidelines for National Greenhouse Gas Inventories, Vol. 2: Energy," Hayama, Japan, 2006. [Online]. Available: https://www.ipcc-nggip.iges.or.jp/public/2006gl/vol2.html | bar: 2023 to 2050
BAU | 24 | PWRWOFBGDXX | Offshore Wind, Bangladesh, region XX (investable) | 9 | TotalAnnualMinCapacityInvestment | GW | User defined | 0 | 0 | 0 | 0 | 0 | 0 | 0 | 0 | 0 | 0 | 0 | 0 | 0 | 0 | 0 | 0 | 0 | 0 | 0 | 0 | 0 | 0 | 0 | 0 | 0 | 0 | 0 | 0 | 0 | Power Division, MoPEMR / JICA / IEEJ, "Integrated Energy and Power Master Plan (IEPMP) 2023," Government of the People's Republic of Bangladesh, Dhaka, Nov. 2023. [Online]. Available: https://powerdivision.portal.gov.bd
BAU | 25 | PWRWOFLKAXX | Offshore Wind, Sri Lanka, region XX (investable) | 1 | CapitalCost | USD/kW | User defined | 0 | 6142.71 | 6116.85 | 6090.98 | 5985.59 | 5880.19 | 5774.79 | 5669.4 | 5564 | 5102.33 | 4640.66 | 4178.98 | 3717.31 | 3255.64 | 3238.18 | 3220.72 | 3203.26 | 3185.8 | 3168.35 | 3155.09 | 3141.83 | 3128.58 | 3115.32 | 3102.07 | 3091.4 | 3080.73 | 3070.06 | 3059.39 | 3048.72 | Ceylon Electricity Board (CEB), "Long-Term Generation Expansion Plan 2025–2044," CEB, Colombo, Sri Lanka, 2024. [Online]. Available: https://www.ceb.lk/front_img/img_reports/1748839124LTGEP-2025-2044-FINAL_c.pdf National Renewable Energy Laboratory (NREL), "Annual Technology Baseline 2024 — Offshore Wind," NREL, Golden, CO, USA, 2024. [Online]. Available: https://atb.nrel.gov/electricity/2024/offshore_wind
BAU | 25 | PWRWOFLKAXX | Offshore Wind, Sri Lanka, region XX (investable) | 2 | FixedCost | USD/kW/yr | User defined | 0 | 182.4 | 182.4 | 182.4 | 179.52 | 176.64 | 173.76 | 170.88 | 168 | 165.44 | 162.88 | 160.32 | 157.76 | 155.2 | 152.96 | 150.72 | 148.48 | 146.24 | 144 | 142.08 | 140.16 | 138.24 | 136.32 | 134.4 | 133.12 | 131.84 | 130.56 | 129.28 | 128 | Ceylon Electricity Board (CEB), "Long-Term Generation Expansion Plan 2025–2044," CEB, Colombo, Sri Lanka, 2024. [Online]. Available: https://www.ceb.lk/front_img/img_reports/1748839124LTGEP-2025-2044-FINAL_c.pdf National Renewable Energy Laboratory (NREL), "Annual Technology Baseline 2024 — Offshore Wind," NREL, Golden, CO, USA, 2024. [Online]. Available: https://atb.nrel.gov/electricity/2024/offshore_wind
BAU | 25 | PWRWOFLKAXX | Offshore Wind, Sri Lanka, region XX (investable) | 3 | ResidualCapacity | GW | User defined | 0 | 0 | 0 | 0 | 0 | 0 | 0 | 0 | 0 | 0 | 0 | 0 | 0 | 0 | 0 | 0 | 0 | 0 | 0 | 0 | 0 | 0 | 0 | 0 | 0 | 0 | 0 | 0 | 0 | Ceylon Electricity Board (CEB), "Annual Report 2023," CEB, Colombo, Sri Lanka, 2024. [Online]. Available: https://www.ceb.lk Ceylon Electricity Board (CEB), "Long-Term Generation Expansion Plan 2025–2044," CEB, Colombo, Sri Lanka, 2024. [Online]. Available: https://www.ceb.lk/front_img/img_reports/1748839124LTGEP-2025-2044-FINAL_c.pdf
BAU | 25 | PWRWOFLKAXX | Offshore Wind, Sri Lanka, region XX (investable) | 4 | TotalAnnualMaxCapacity | GW | User defined | 0 | [28 empty] | Ceylon Electricity Board (CEB), "Long-Term Generation Expansion Plan 2025–2044," CEB, Colombo, Sri Lanka, 2024. [Online]. Available: https://www.ceb.lk/front_img/img_reports/1748839124LTGEP-2025-2044-FINAL_c.pdf Ceylon Electricity Board (CEB) / Sri Lanka Sustainable Energy Authority (SLSEA), "RE Project Development Plan / GREAT 2025–2030," CEB/SLSEA, Colombo, Sri Lanka, Dec. 2024.
BAU | 25 | PWRWOFLKAXX | Offshore Wind, Sri Lanka, region XX (investable) | 5 | TotalTechnologyAnnualActivityUpperLimit | PJ | User defined | 0 | [28 empty] | Ceylon Electricity Board (CEB), "Long-Term Generation Expansion Plan 2025–2044," CEB, Colombo, Sri Lanka, 2024. [Online]. Available: https://www.ceb.lk/front_img/img_reports/1748839124LTGEP-2025-2044-FINAL_c.pdf Ceylon Electricity Board (CEB), "Annual Report 2023," CEB, Colombo, Sri Lanka, 2024. [Online]. Available: https://www.ceb.lk
BAU | 25 | PWRWOFLKAXX | Offshore Wind, Sri Lanka, region XX (investable) | 6 | TotalAnnualMinCapacity | GW | User defined | 0 | [28 empty] | Ceylon Electricity Board (CEB), "Long-Term Generation Expansion Plan 2025–2044," CEB, Colombo, Sri Lanka, 2024. [Online]. Available: https://www.ceb.lk/front_img/img_reports/1748839124LTGEP-2025-2044-FINAL_c.pdf
BAU | 25 | PWRWOFLKAXX | Offshore Wind, Sri Lanka, region XX (investable) | 7 | AvailabilityFactor | fraction | User defined | 0 | 0.95 | 0.95 | 0.95 | 0.95 | 0.95 | 0.95 | 0.95 | 0.95 | 0.95 | 0.95 | 0.95 | 0.95 | 0.95 | 0.95 | 0.95 | 0.95 | 0.95 | 0.95 | 0.95 | 0.95 | 0.95 | 0.95 | 0.95 | 0.95 | 0.95 | 0.95 | 0.95 | 0.95 | M. Howells et al., "OSeMOSYS: The Open Source Energy Modelling System," Energy Policy, vol. 39, no. 10, pp. 5850–5870, Oct. 2011. doi: 10.1016/j.enpol.2011.06.033 Ceylon Electricity Board (CEB), "Annual Report 2023," CEB, Colombo, Sri Lanka, 2024. [Online]. Available: https://www.ceb.lk
BAU | 25 | PWRWOFLKAXX | Offshore Wind, Sri Lanka, region XX (investable) | 8 | Efficiency | fraction | User defined | 0 | [28 empty] | Intergovernmental Panel on Climate Change (IPCC), "2006 IPCC Guidelines for National Greenhouse Gas Inventories, Vol. 2: Energy," Hayama, Japan, 2006. [Online]. Available: https://www.ipcc-nggip.iges.or.jp/public/2006gl/vol2.html | bar: 2023 to 2050
BAU | 25 | PWRWOFLKAXX | Offshore Wind, Sri Lanka, region XX (investable) | 9 | TotalAnnualMinCapacityInvestment | GW | User defined | 0 | 0 | 0 | 0 | 0 | 0 | 0 | 0 | 0 | 0 | 0 | 0 | 0 | 0 | 0 | 0 | 0 | 0 | 0 | 0 | 0 | 0 | 0 | 0 | 0 | 0 | 0 | 0 | 0 | Ceylon Electricity Board (CEB), "Long-Term Generation Expansion Plan 2025–2044," CEB, Colombo, Sri Lanka, 2024. [Online]. Available: https://www.ceb.lk/front_img/img_reports/1748839124LTGEP-2025-2044-FINAL_c.pdf Government of Sri Lanka, "Updated Nationally Determined Contributions," UNFCCC, 2021.
BAU | 26 | PWRWOFMDVXX | Offshore Wind, Maldives, region XX (investable) | 1 | CapitalCost | USD/kW | User defined | 0 | 7600 | 7440 | 7280 | 6926.4 | 6572.8 | 6219.2 | 5865.6 | 5512 | 5260.4 | 5008.8 | 4757.2 | 4505.6 | 4254 | 4222 | 4190 | 4158 | 4126 | 4094 | 4070 | 4046 | 4022 | 3998 | 3974 | 3955.2 | 3936.4 | 3917.6 | 3898.8 | 3880 | Ceylon Electricity Board (CEB), "Long-Term Generation Expansion Plan 2025–2044," CEB, Colombo, Sri Lanka, 2024. [Online]. Available: https://www.ceb.lk/front_img/img_reports/1748839124LTGEP-2025-2044-FINAL_c.pdf National Renewable Energy Laboratory (NREL), "Annual Technology Baseline 2024 — Offshore Wind," NREL, Golden, CO, USA, 2024. [Online]. Available: https://atb.nrel.gov/electricity/2024/offshore_wind
BAU | 26 | PWRWOFMDVXX | Offshore Wind, Maldives, region XX (investable) | 2 | FixedCost | USD/kW/yr | User defined | 0 | 228 | 223 | 218 | 214.4 | 210.8 | 207.2 | 203.6 | 200 | 196.8 | 193.6 | 190.4 | 187.2 | 184 | 181.6 | 179.2 | 176.8 | 174.4 | 172 | 169.6 | 167.2 | 164.8 | 162.4 | 160 | 158 | 156 | 154 | 152 | 150 | Ceylon Electricity Board (CEB), "Long-Term Generation Expansion Plan 2025–2044," CEB, Colombo, Sri Lanka, 2024. [Online]. Available: https://www.ceb.lk/front_img/img_reports/1748839124LTGEP-2025-2044-FINAL_c.pdf National Renewable Energy Laboratory (NREL), "Annual Technology Baseline 2024 — Offshore Wind," NREL, Golden, CO, USA, 2024. [Online]. Available: https://atb.nrel.gov/electricity/2024/offshore_wind
BAU | 26 | PWRWOFMDVXX | Offshore Wind, Maldives, region XX (investable) | 3 | ResidualCapacity | GW | User defined | 0 | 0 | 0 | 0 | 0 | 0 | 0 | 0 | 0 | 0 | 0 | 0 | 0 | 0 | 0 | 0 | 0 | 0 | 0 | 0 | 0 | 0 | 0 | 0 | 0 | 0 | 0 | 0 | 0 | Government of Maldives, "Maldives Energy Roadmap 2024–2033," Ministry of Climate Change, Environment and Energy (MCCEE), Malé, Maldives, Nov. 2024. [Online]. Available: https://www.environment.gov.mv/v2/wp-content/files/publications/20241107-pub-energy-roadmap-maldives-2024-2033-.pdf State Electric Company Limited (STELCO), "Annual Report and Generation Data," STELCO, Malé, Maldives, 2024.
BAU | 26 | PWRWOFMDVXX | Offshore Wind, Maldives, region XX (investable) | 4 | TotalAnnualMaxCapacity | GW | User defined | 0 | [28 empty] | Government of Maldives, "Maldives Energy Roadmap 2024–2033," Ministry of Climate Change, Environment and Energy (MCCEE), Malé, Maldives, Nov. 2024. [Online]. Available: https://www.environment.gov.mv/v2/wp-content/files/publications/20241107-pub-energy-roadmap-maldives-2024-2033-.pdf
BAU | 26 | PWRWOFMDVXX | Offshore Wind, Maldives, region XX (investable) | 5 | TotalTechnologyAnnualActivityUpperLimit | PJ | User defined | 0 | [28 empty] | Government of Maldives, "Maldives Energy Roadmap 2024–2033," Ministry of Climate Change, Environment and Energy (MCCEE), Malé, Maldives, Nov. 2024. [Online]. Available: https://www.environment.gov.mv/v2/wp-content/files/publications/20241107-pub-energy-roadmap-maldives-2024-2033-.pdf
BAU | 26 | PWRWOFMDVXX | Offshore Wind, Maldives, region XX (investable) | 6 | TotalAnnualMinCapacity | GW | User defined | 0 | [28 empty] | Government of Maldives, "Maldives Energy Roadmap 2024–2033," Ministry of Climate Change, Environment and Energy (MCCEE), Malé, Maldives, Nov. 2024. [Online]. Available: https://www.environment.gov.mv/v2/wp-content/files/publications/20241107-pub-energy-roadmap-maldives-2024-2033-.pdf
BAU | 26 | PWRWOFMDVXX | Offshore Wind, Maldives, region XX (investable) | 7 | AvailabilityFactor | fraction | User defined | 0 | 0.95 | 0.95 | 0.95 | 0.95 | 0.95 | 0.95 | 0.95 | 0.95 | 0.95 | 0.95 | 0.95 | 0.95 | 0.95 | 0.95 | 0.95 | 0.95 | 0.95 | 0.95 | 0.95 | 0.95 | 0.95 | 0.95 | 0.95 | 0.95 | 0.95 | 0.95 | 0.95 | 0.95 | M. Howells et al., "OSeMOSYS: The Open Source Energy Modelling System," Energy Policy, vol. 39, no. 10, pp. 5850–5870, Oct. 2011. doi: 10.1016/j.enpol.2011.06.033 Government of Maldives, "Maldives Energy Roadmap 2024–2033," Ministry of Climate Change, Environment and Energy (MCCEE), Malé, Maldives, Nov. 2024. [Online]. Available: https://www.environment.gov.mv/v2/wp-content/files/publications/20241107-pub-energy-roadmap-maldives-2024-2033-.pdf
BAU | 26 | PWRWOFMDVXX | Offshore Wind, Maldives, region XX (investable) | 8 | Efficiency | fraction | User defined | 0 | [28 empty] | Intergovernmental Panel on Climate Change (IPCC), "2006 IPCC Guidelines for National Greenhouse Gas Inventories, Vol. 2: Energy," Hayama, Japan, 2006. [Online]. Available: https://www.ipcc-nggip.iges.or.jp/public/2006gl/vol2.html | bar: 2023 to 2050
BAU | 26 | PWRWOFMDVXX | Offshore Wind, Maldives, region XX (investable) | 9 | TotalAnnualMinCapacityInvestment | GW | User defined | 0 | 0 | 0 | 0 | 0 | 0 | 0 | 0 | 0 | 0 | 0 | 0 | 0 | 0 | 0 | 0 | 0 | 0 | 0 | 0 | 0 | 0 | 0 | 0 | 0 | 0 | 0 | 0 | 0 | Government of Maldives, "Maldives Energy Roadmap 2024–2033," Ministry of Climate Change, Environment and Energy (MCCEE), Malé, Maldives, Nov. 2024. [Online]. Available: https://www.environment.gov.mv/v2/wp-content/files/publications/20241107-pub-energy-roadmap-maldives-2024-2033-.pdf
BAU | 27 | PWRHYDNPLXX | Large Hydropower, Nepal, region XX (investable) | 1 | CapitalCost | USD/kW | User defined | 0 | 3377.76 | 3411.53 | 3445.31 | 3469.945 | 3494.585 | 3519.22 | 3543.855 | 3568.49 | 3593.005 | 3617.515 | 3642.03 | 3666.54 | 3691.055 | 3715.69 | 3740.325 | 3764.96 | 3789.595 | 3814.235 | 3838.745 | 3863.26 | 3887.77 | 3912.285 | 3936.795 | 3961.43 | 3986.07 | 4010.705 | 4035.34 | 4059.975 | Japan International Cooperation Agency (JICA), "Bhutan Power System Master Plan 2040," JICA/Ministry of Economic Affairs, Thimphu, Bhutan, 2022. [Online]. Available: https://www.jica.go.jp/english/overseas/bhutan/information/topics/2022/220518.html Asian Development Bank (ADB), "Hydropower Development and Economic Growth in Nepal," ADB, Manila, Philippines, 2020. [Online]. Available: https://www.adb.org/sites/default/files/publication/612641/hydropower-development-economic-growth-nepal.pdf International Renewable Energy Agency (IRENA), "Renewable Power Generation Costs in 2024," IRENA, Abu Dhabi, UAE, Jul. 2025. [Online]. Available: https://www.irena.org/-/media/Files/IRENA/Agency/Publication/2025/Jul/IRENA_TEC_RPGC_in_2024_Summary_2025.pdf
BAU | 27 | PWRHYDNPLXX | Large Hydropower, Nepal, region XX (investable) | 2 | FixedCost | USD/kW/yr | User defined | 0 | 55.2 | 55.2 | 55.2 | 55.2 | 55.2 | 55.2 | 55.2 | 55.2 | 55.2 | 55.2 | 55.2 | 55.2 | 55.2 | 55.2 | 55.2 | 55.2 | 55.2 | 55.2 | 55.2 | 55.2 | 55.2 | 55.2 | 55.2 | 55.2 | 55.2 | 55.2 | 55.2 | 55.2 | Japan International Cooperation Agency (JICA), "Bhutan Power System Master Plan 2040," JICA/Ministry of Economic Affairs, Thimphu, Bhutan, 2022. [Online]. Available: https://www.jica.go.jp/english/overseas/bhutan/information/topics/2022/220518.html Asian Development Bank (ADB), "Hydropower Development and Economic Growth in Nepal," ADB, Manila, Philippines, 2020. [Online]. Available: https://www.adb.org/sites/default/files/publication/612641/hydropower-development-economic-growth-nepal.pdf International Renewable Energy Agency (IRENA), "Renewable Power Generation Costs in 2024," IRENA, Abu Dhabi, UAE, Jul. 2025. [Online]. Available: https://www.irena.org/-/media/Files/IRENA/Agency/Publication/2025/Jul/IRENA_TEC_RPGC_in_2024_Summary_2025.pdf
BAU | 27 | PWRHYDNPLXX | Large Hydropower, Nepal, region XX (investable) | 3 | ResidualCapacity | GW | User defined | 0 | 2.7 | 2.7 | 2.7 | 2.7 | 2.7 | 2.7 | 2.7 | 2.7 | 2.7 | 2.7 | 2.7 | 2.7 | 2.7 | 2.7 | 2.7 | 2.7 | 2.7 | 2.7 | 2.7 | 2.7 | 2.7 | 2.7 | 2.7 | 2.7 | 2.7 | 2.7 | 2.7 | 2.7 | Nepal Electricity Authority (NEA), "Annual Report FY 2024/2025," NEA, Kathmandu, Nepal, 2025. [Online]. Available: https://www.nea.org.np Nepal Electricity Authority (NEA), "Generation Directorate Report 2076 (August 2019)," NEA, Kathmandu, Nepal, 2019.
BAU | 27 | PWRHYDNPLXX | Large Hydropower, Nepal, region XX (investable) | 4 | TotalAnnualMaxCapacity | GW | User defined | 0 | [28 empty] | Nepal Electricity Authority (NEA), "Annual Report FY 2024/2025," NEA, Kathmandu, Nepal, 2025. [Online]. Available: https://www.nea.org.np Government of Nepal, "Second Nationally Determined Contribution," UNFCCC, 2020.
BAU | 27 | PWRHYDNPLXX | Large Hydropower, Nepal, region XX (investable) | 5 | TotalTechnologyAnnualActivityUpperLimit | PJ | User defined | 0 | [28 empty] | Nepal Electricity Authority (NEA), "Annual Report FY 2024/2025," NEA, Kathmandu, Nepal, 2025. [Online]. Available: https://www.nea.org.np
BAU | 27 | PWRHYDNPLXX | Large Hydropower, Nepal, region XX (investable) | 6 | TotalAnnualMinCapacity | GW | User defined | 0 | [28 empty] | Nepal Electricity Authority (NEA), "Annual Report FY 2024/2025," NEA, Kathmandu, Nepal, 2025. [Online]. Available: https://www.nea.org.np
BAU | 27 | PWRHYDNPLXX | Large Hydropower, Nepal, region XX (investable) | 7 | AvailabilityFactor | fraction | User defined | 0 | 0.95 | 0.95 | 0.95 | 0.95 | 0.95 | 0.95 | 0.95 | 0.95 | 0.95 | 0.95 | 0.95 | 0.95 | 0.95 | 0.95 | 0.95 | 0.95 | 0.95 | 0.95 | 0.95 | 0.95 | 0.95 | 0.95 | 0.95 | 0.95 | 0.95 | 0.95 | 0.95 | 0.95 | M. Howells et al., "OSeMOSYS: The Open Source Energy Modelling System," Energy Policy, vol. 39, no. 10, pp. 5850–5870, Oct. 2011. doi: 10.1016/j.enpol.2011.06.033 Nepal Electricity Authority (NEA), "Annual Report FY 2024/2025," NEA, Kathmandu, Nepal, 2025. [Online]. Available: https://www.nea.org.np
BAU | 27 | PWRHYDNPLXX | Large Hydropower, Nepal, region XX (investable) | 8 | Efficiency | fraction | User defined | 0 | [28 empty] | Intergovernmental Panel on Climate Change (IPCC), "2006 IPCC Guidelines for National Greenhouse Gas Inventories, Vol. 2: Energy," Hayama, Japan, 2006. [Online]. Available: https://www.ipcc-nggip.iges.or.jp/public/2006gl/vol2.html | bar: 2023 to 2050
BAU | 27 | PWRHYDNPLXX | Large Hydropower, Nepal, region XX (investable) | 9 | TotalAnnualMinCapacityInvestment | GW | User defined | 0 | 0 | 0.04 | 0.5356 | 0.1204 | 0 | 0 | 0 | 0 | 0 | 0 | 0 | 0 | 0 | 0 | 0 | 0 | 0 | 0 | 0 | 0 | 0 | 0 | 0 | 0 | 0 | 0 | 0 | 0 | Government of Nepal, "Second Nationally Determined Contribution," UNFCCC, 2020. Government of Nepal, "Long-term Strategy for Net-Zero Emissions," Kathmandu, Nepal, 2021.
BAU | 28 | PWRHYDBTNXX | Large Hydropower, Bhutan, region XX (investable) | 1 | CapitalCost | USD/kW | User defined | 0 | 1740.385 | 1757.79 | 1775.19 | 1788.64 | 1802.085 | 1815.53 | 1828.975 | 1842.425 | 1855.785 | 1869.145 | 1882.51 | 1895.87 | 1909.23 | 1922.675 | 1936.125 | 1949.57 | 1963.015 | 1976.46 | 1989.825 | 2003.185 | 2016.545 | 2029.91 | 2043.27 | 2056.715 | 2070.16 | 2083.61 | 2097.055 | 2110.5 | Japan International Cooperation Agency (JICA), "Bhutan Power System Master Plan 2040," JICA/Ministry of Economic Affairs, Thimphu, Bhutan, 2022. [Online]. Available: https://www.jica.go.jp/english/overseas/bhutan/information/topics/2022/220518.html Asian Development Bank (ADB), "Hydropower Development and Economic Growth in Nepal," ADB, Manila, Philippines, 2020. [Online]. Available: https://www.adb.org/sites/default/files/publication/612641/hydropower-development-economic-growth-nepal.pdf International Renewable Energy Agency (IRENA), "Renewable Power Generation Costs in 2024," IRENA, Abu Dhabi, UAE, Jul. 2025. [Online]. Available: https://www.irena.org/-/media/Files/IRENA/Agency/Publication/2025/Jul/IRENA_TEC_RPGC_in_2024_Summary_2025.pdf Bhutan Power Corporation Limited (BPC), "Power Data Book 2024," BPC, Thimphu, Bhutan, 2024. [Online]. Available: https://www.bpc.bt/
BAU | 28 | PWRHYDBTNXX | Large Hydropower, Bhutan, region XX (investable) | 2 | FixedCost | USD/kW/yr | User defined | 0 | 30.075 | 30.075 | 30.075 | 30.075 | 30.075 | 30.075 | 30.075 | 30.075 | 30.075 | 30.075 | 30.075 | 30.075 | 30.075 | 30.075 | 30.075 | 30.075 | 30.075 | 30.075 | 30.075 | 30.075 | 30.075 | 30.075 | 30.075 | 30.075 | 30.075 | 30.075 | 30.075 | 30.075 | Japan International Cooperation Agency (JICA), "Bhutan Power System Master Plan 2040," JICA/Ministry of Economic Affairs, Thimphu, Bhutan, 2022. [Online]. Available: https://www.jica.go.jp/english/overseas/bhutan/information/topics/2022/220518.html Asian Development Bank (ADB), "Hydropower Development and Economic Growth in Nepal," ADB, Manila, Philippines, 2020. [Online]. Available: https://www.adb.org/sites/default/files/publication/612641/hydropower-development-economic-growth-nepal.pdf International Renewable Energy Agency (IRENA), "Renewable Power Generation Costs in 2024," IRENA, Abu Dhabi, UAE, Jul. 2025. [Online]. Available: https://www.irena.org/-/media/Files/IRENA/Agency/Publication/2025/Jul/IRENA_TEC_RPGC_in_2024_Summary_2025.pdf Bhutan Power Corporation Limited (BPC), "Power Data Book 2024," BPC, Thimphu, Bhutan, 2024. [Online]. Available: https://www.bpc.bt/
BAU | 28 | PWRHYDBTNXX | Large Hydropower, Bhutan, region XX (investable) | 3 | ResidualCapacity | GW | User defined | 0 | 2.33 | 2.33 | 2.33 | 2.33 | 2.33 | 2.33 | 2.33 | 2.33 | 2.33 | 2.33 | 2.33 | 2.33 | 2.33 | 2.33 | 2.33 | 2.33 | 2.33 | 2.33 | 2.33 | 2.33 | 2.33 | 2.33 | 2.33 | 2.33 | 2.33 | 2.33 | 2.33 | 2.33 | Bhutan Power Corporation Limited (BPC), "Power Data Book 2024," BPC, Thimphu, Bhutan, 2024. [Online]. Available: https://www.bpc.bt/ Druk Green Power Corporation (DGPC), "Annual Report 2023," DGPC, Thimphu, Bhutan, 2023.
BAU | 28 | PWRHYDBTNXX | Large Hydropower, Bhutan, region XX (investable) | 4 | TotalAnnualMaxCapacity | GW | User defined | 0 | [28 empty] | Japan International Cooperation Agency (JICA), "Bhutan Power System Master Plan 2040," JICA/Ministry of Economic Affairs, Thimphu, Bhutan, 2022. [Online]. Available: https://www.jica.go.jp/english/overseas/bhutan/information/topics/2022/220518.html Ministry of Energy and Natural Resources (MoENR), "National Energy Policy 2025 — Empowering Energy Security and Sustainable Growth," Royal Government of Bhutan, Thimphu, Jun. 2025. [Online]. Available: https://www.moenr.gov.bt/wp-content/uploads/2017/07/National-Energy-Policy-2025.pdf
BAU | 28 | PWRHYDBTNXX | Large Hydropower, Bhutan, region XX (investable) | 5 | TotalTechnologyAnnualActivityUpperLimit | PJ | User defined | 0 | [28 empty] | Japan International Cooperation Agency (JICA), "Bhutan Power System Master Plan 2040," JICA/Ministry of Economic Affairs, Thimphu, Bhutan, 2022. [Online]. Available: https://www.jica.go.jp/english/overseas/bhutan/information/topics/2022/220518.html Bhutan Power Corporation Limited (BPC), "Power Data Book 2024," BPC, Thimphu, Bhutan, 2024. [Online]. Available: https://www.bpc.bt/
BAU | 28 | PWRHYDBTNXX | Large Hydropower, Bhutan, region XX (investable) | 6 | TotalAnnualMinCapacity | GW | User defined | 0 | [28 empty] | Japan International Cooperation Agency (JICA), "Bhutan Power System Master Plan 2040," JICA/Ministry of Economic Affairs, Thimphu, Bhutan, 2022. [Online]. Available: https://www.jica.go.jp/english/overseas/bhutan/information/topics/2022/220518.html
BAU | 28 | PWRHYDBTNXX | Large Hydropower, Bhutan, region XX (investable) | 7 | AvailabilityFactor | fraction | User defined | 0 | 0.95 | 0.95 | 0.95 | 0.95 | 0.95 | 0.95 | 0.95 | 0.95 | 0.95 | 0.95 | 0.95 | 0.95 | 0.95 | 0.95 | 0.95 | 0.95 | 0.95 | 0.95 | 0.95 | 0.95 | 0.95 | 0.95 | 0.95 | 0.95 | 0.95 | 0.95 | 0.95 | 0.95 | M. Howells et al., "OSeMOSYS: The Open Source Energy Modelling System," Energy Policy, vol. 39, no. 10, pp. 5850–5870, Oct. 2011. doi: 10.1016/j.enpol.2011.06.033 Bhutan Power Corporation Limited (BPC), "Power Data Book 2024," BPC, Thimphu, Bhutan, 2024. [Online]. Available: https://www.bpc.bt/
BAU | 28 | PWRHYDBTNXX | Large Hydropower, Bhutan, region XX (investable) | 8 | Efficiency | fraction | User defined | 0 | [28 empty] | Intergovernmental Panel on Climate Change (IPCC), "2006 IPCC Guidelines for National Greenhouse Gas Inventories, Vol. 2: Energy," Hayama, Japan, 2006. [Online]. Available: https://www.ipcc-nggip.iges.or.jp/public/2006gl/vol2.html | bar: 2023 to 2050
BAU | 28 | PWRHYDBTNXX | Large Hydropower, Bhutan, region XX (investable) | 9 | TotalAnnualMinCapacityInvestment | GW | User defined | 0 | 0 | 0 | 1.138 | 0 | 0.6 | 0.67 | 0 | 4.145 | 0 | 0 | 0 | 0 | 2.585 | 0 | 0 | 0 | 0 | 0 | 0 | 0 | 0 | 0 | 0 | 0 | 0 | 0 | 0 | 0 | Japan International Cooperation Agency (JICA), "Bhutan Power System Master Plan 2040," JICA/Ministry of Economic Affairs, Thimphu, Bhutan, 2022. [Online]. Available: https://www.jica.go.jp/english/overseas/bhutan/information/topics/2022/220518.html Ministry of Energy and Natural Resources (MoENR), "National Energy Policy 2025 — Empowering Energy Security and Sustainable Growth," Royal Government of Bhutan, Thimphu, Jun. 2025. [Online]. Available: https://www.moenr.gov.bt/wp-content/uploads/2017/07/National-Energy-Policy-2025.pdf
BAU | 29 | PWRHYDINDNO | Large Hydropower, India – North, region XX (investable) | 1 | CapitalCost | USD/kW | User defined | 0 | 2500 | 2525 | 2550 | 2565 | 2580 | 2595 | 2610 | 2625 | 2640 | 2655 | 2670 | 2685 | 2700 | 2715 | 2730 | 2745 | 2760 | 2775 | 2790 | 2805 | 2820 | 2835 | 2850 | 2865 | 2880 | 2895 | 2910 | 2925 | Japan International Cooperation Agency (JICA), "Bhutan Power System Master Plan 2040," JICA/Ministry of Economic Affairs, Thimphu, Bhutan, 2022. [Online]. Available: https://www.jica.go.jp/english/overseas/bhutan/information/topics/2022/220518.html Asian Development Bank (ADB), "Hydropower Development and Economic Growth in Nepal," ADB, Manila, Philippines, 2020. [Online]. Available: https://www.adb.org/sites/default/files/publication/612641/hydropower-development-economic-growth-nepal.pdf International Renewable Energy Agency (IRENA), "Renewable Power Generation Costs in 2024," IRENA, Abu Dhabi, UAE, Jul. 2025. [Online]. Available: https://www.irena.org/-/media/Files/IRENA/Agency/Publication/2025/Jul/IRENA_TEC_RPGC_in_2024_Summary_2025.pdf
BAU | 29 | PWRHYDINDNO | Large Hydropower, India – North, region XX (investable) | 2 | FixedCost | USD/kW/yr | User defined | 0 | 38 | 38 | 38 | 38 | 38 | 38 | 38 | 38 | 38 | 38 | 38 | 38 | 38 | 38 | 38 | 38 | 38 | 38 | 38 | 38 | 38 | 38 | 38 | 38 | 38 | 38 | 38 | 38 | Japan International Cooperation Agency (JICA), "Bhutan Power System Master Plan 2040," JICA/Ministry of Economic Affairs, Thimphu, Bhutan, 2022. [Online]. Available: https://www.jica.go.jp/english/overseas/bhutan/information/topics/2022/220518.html Asian Development Bank (ADB), "Hydropower Development and Economic Growth in Nepal," ADB, Manila, Philippines, 2020. [Online]. Available: https://www.adb.org/sites/default/files/publication/612641/hydropower-development-economic-growth-nepal.pdf International Renewable Energy Agency (IRENA), "Renewable Power Generation Costs in 2024," IRENA, Abu Dhabi, UAE, Jul. 2025. [Online]. Available: https://www.irena.org/-/media/Files/IRENA/Agency/Publication/2025/Jul/IRENA_TEC_RPGC_in_2024_Summary_2025.pdf
BAU | 29 | PWRHYDINDNO | Large Hydropower, India – North, region XX (investable) | 3 | ResidualCapacity | GW | User defined | 0 | 19.756 | 19.756 | 19.756 | 19.756 | 19.756 | 19.756 | 19.756 | 19.756 | 19.756 | 19.756 | 19.756 | 19.756 | 19.756 | 19.756 | 19.756 | 19.756 | 19.756 | 19.756 | 19.756 | 19.756 | 19.756 | 19.756 | 19.756 | 19.756 | 19.756 | 19.756 | 19.756 | 19.756 | NITI Aayog, "India Climate and Energy Dashboard (ICED) — Plant Information and Capacity Metatable," NITI Aayog, Government of India, New Delhi, Feb. 2025. [Online]. Available: https://iced.niti.gov.in
BAU | 29 | PWRHYDINDNO | Large Hydropower, India – North, region XX (investable) | 4 | TotalAnnualMaxCapacity | GW | User defined | 0 | [28 empty] | Central Electricity Authority (CEA), "National Electricity Plan, Volume I — Generation," Ministry of Power, Government of India, New Delhi, 2023. [Online]. Available: https://cea.nic.in NITI Aayog, "India Climate and Energy Dashboard (ICED) — Plant Information and Capacity Metatable," NITI Aayog, Government of India, New Delhi, Feb. 2025. [Online]. Available: https://iced.niti.gov.in
BAU | 29 | PWRHYDINDNO | Large Hydropower, India – North, region XX (investable) | 5 | TotalTechnologyAnnualActivityUpperLimit | PJ | User defined | 0 | [28 empty] | Central Electricity Authority (CEA), "National Electricity Plan, Volume I — Generation," Ministry of Power, Government of India, New Delhi, 2023. [Online]. Available: https://cea.nic.in NITI Aayog, "India Climate and Energy Dashboard (ICED) — Plant Information and Capacity Metatable," NITI Aayog, Government of India, New Delhi, Feb. 2025. [Online]. Available: https://iced.niti.gov.in
BAU | 29 | PWRHYDINDNO | Large Hydropower, India – North, region XX (investable) | 6 | TotalAnnualMinCapacity | GW | User defined | 0 | [28 empty] | Central Electricity Authority (CEA), "National Electricity Plan, Volume I — Generation," Ministry of Power, Government of India, New Delhi, 2023. [Online]. Available: https://cea.nic.in
BAU | 29 | PWRHYDINDNO | Large Hydropower, India – North, region XX (investable) | 7 | AvailabilityFactor | fraction | User defined | 0 | 0.95 | 0.95 | 0.95 | 0.95 | 0.95 | 0.95 | 0.95 | 0.95 | 0.95 | 0.95 | 0.95 | 0.95 | 0.95 | 0.95 | 0.95 | 0.95 | 0.95 | 0.95 | 0.95 | 0.95 | 0.95 | 0.95 | 0.95 | 0.95 | 0.95 | 0.95 | 0.95 | 0.95 | M. Howells et al., "OSeMOSYS: The Open Source Energy Modelling System," Energy Policy, vol. 39, no. 10, pp. 5850–5870, Oct. 2011. doi: 10.1016/j.enpol.2011.06.033 NITI Aayog, "India Climate and Energy Dashboard (ICED) — Plant Information and Capacity Metatable," NITI Aayog, Government of India, New Delhi, Feb. 2025. [Online]. Available: https://iced.niti.gov.in
BAU | 29 | PWRHYDINDNO | Large Hydropower, India – North, region XX (investable) | 8 | Efficiency | fraction | User defined | 0 | [28 empty] | Intergovernmental Panel on Climate Change (IPCC), "2006 IPCC Guidelines for National Greenhouse Gas Inventories, Vol. 2: Energy," Hayama, Japan, 2006. [Online]. Available: https://www.ipcc-nggip.iges.or.jp/public/2006gl/vol2.html | bar: 2023 to 2050
BAU | 29 | PWRHYDINDNO | Large Hydropower, India – North, region XX (investable) | 9 | TotalAnnualMinCapacityInvestment | GW | User defined | 0 | 0 | 0 | 0 | 2.024 | 0.8015 | 1.84 | 0.902 | 0.21 | 0.3 | 0 | 0 | 0 | 0.339 | 0 | 0 | 0 | 0 | 0 | 0 | 0 | 0 | 0 | 0 | 0 | 0 | 0 | 0 | 0 | Central Electricity Authority (CEA), "National Electricity Plan, Volume I — Generation," Ministry of Power, Government of India, New Delhi, 2023. [Online]. Available: https://cea.nic.in Ministry of New and Renewable Energy (MNRE), "Renewable Energy Targets and Capacity Additions," MNRE, Government of India, New Delhi, 2024.
BAU | 30 | PWRHYDINDNE | Large Hydropower, India – Northeast, region XX (investable) | 1 | CapitalCost | USD/kW | User defined | 0 | 2500 | 2525 | 2550 | 2565 | 2580 | 2595 | 2610 | 2625 | 2640 | 2655 | 2670 | 2685 | 2700 | 2715 | 2730 | 2745 | 2760 | 2775 | 2790 | 2805 | 2820 | 2835 | 2850 | 2865 | 2880 | 2895 | 2910 | 2925 | Japan International Cooperation Agency (JICA), "Bhutan Power System Master Plan 2040," JICA/Ministry of Economic Affairs, Thimphu, Bhutan, 2022. [Online]. Available: https://www.jica.go.jp/english/overseas/bhutan/information/topics/2022/220518.html Asian Development Bank (ADB), "Hydropower Development and Economic Growth in Nepal," ADB, Manila, Philippines, 2020. [Online]. Available: https://www.adb.org/sites/default/files/publication/612641/hydropower-development-economic-growth-nepal.pdf International Renewable Energy Agency (IRENA), "Renewable Power Generation Costs in 2024," IRENA, Abu Dhabi, UAE, Jul. 2025. [Online]. Available: https://www.irena.org/-/media/Files/IRENA/Agency/Publication/2025/Jul/IRENA_TEC_RPGC_in_2024_Summary_2025.pdf
BAU | 30 | PWRHYDINDNE | Large Hydropower, India – Northeast, region XX (investable) | 2 | FixedCost | USD/kW/yr | User defined | 0 | 38 | 38 | 38 | 38 | 38 | 38 | 38 | 38 | 38 | 38 | 38 | 38 | 38 | 38 | 38 | 38 | 38 | 38 | 38 | 38 | 38 | 38 | 38 | 38 | 38 | 38 | 38 | 38 | Japan International Cooperation Agency (JICA), "Bhutan Power System Master Plan 2040," JICA/Ministry of Economic Affairs, Thimphu, Bhutan, 2022. [Online]. Available: https://www.jica.go.jp/english/overseas/bhutan/information/topics/2022/220518.html Asian Development Bank (ADB), "Hydropower Development and Economic Growth in Nepal," ADB, Manila, Philippines, 2020. [Online]. Available: https://www.adb.org/sites/default/files/publication/612641/hydropower-development-economic-growth-nepal.pdf International Renewable Energy Agency (IRENA), "Renewable Power Generation Costs in 2024," IRENA, Abu Dhabi, UAE, Jul. 2025. [Online]. Available: https://www.irena.org/-/media/Files/IRENA/Agency/Publication/2025/Jul/IRENA_TEC_RPGC_in_2024_Summary_2025.pdf
BAU | 30 | PWRHYDINDNE | Large Hydropower, India – Northeast, region XX (investable) | 3 | ResidualCapacity | GW | User defined | 0 | 2.027 | 2.027 | 2.027 | 2.027 | 2.027 | 2.027 | 2.027 | 2.027 | 2.027 | 2.027 | 2.027 | 2.027 | 2.027 | 2.027 | 2.027 | 2.027 | 2.027 | 2.027 | 2.027 | 2.027 | 2.027 | 2.027 | 2.027 | 2.027 | 2.027 | 2.027 | 2.027 | 2.027 | NITI Aayog, "India Climate and Energy Dashboard (ICED) — Plant Information and Capacity Metatable," NITI Aayog, Government of India, New Delhi, Feb. 2025. [Online]. Available: https://iced.niti.gov.in
BAU | 30 | PWRHYDINDNE | Large Hydropower, India – Northeast, region XX (investable) | 4 | TotalAnnualMaxCapacity | GW | User defined | 0 | [28 empty] | Central Electricity Authority (CEA), "National Electricity Plan, Volume I — Generation," Ministry of Power, Government of India, New Delhi, 2023. [Online]. Available: https://cea.nic.in NITI Aayog, "India Climate and Energy Dashboard (ICED) — Plant Information and Capacity Metatable," NITI Aayog, Government of India, New Delhi, Feb. 2025. [Online]. Available: https://iced.niti.gov.in
BAU | 30 | PWRHYDINDNE | Large Hydropower, India – Northeast, region XX (investable) | 5 | TotalTechnologyAnnualActivityUpperLimit | PJ | User defined | 0 | [28 empty] | Central Electricity Authority (CEA), "National Electricity Plan, Volume I — Generation," Ministry of Power, Government of India, New Delhi, 2023. [Online]. Available: https://cea.nic.in NITI Aayog, "India Climate and Energy Dashboard (ICED) — Plant Information and Capacity Metatable," NITI Aayog, Government of India, New Delhi, Feb. 2025. [Online]. Available: https://iced.niti.gov.in
BAU | 30 | PWRHYDINDNE | Large Hydropower, India – Northeast, region XX (investable) | 6 | TotalAnnualMinCapacity | GW | User defined | 0 | [28 empty] | Central Electricity Authority (CEA), "National Electricity Plan, Volume I — Generation," Ministry of Power, Government of India, New Delhi, 2023. [Online]. Available: https://cea.nic.in
BAU | 30 | PWRHYDINDNE | Large Hydropower, India – Northeast, region XX (investable) | 7 | AvailabilityFactor | fraction | User defined | 0 | 0.95 | 0.95 | 0.95 | 0.95 | 0.95 | 0.95 | 0.95 | 0.95 | 0.95 | 0.95 | 0.95 | 0.95 | 0.95 | 0.95 | 0.95 | 0.95 | 0.95 | 0.95 | 0.95 | 0.95 | 0.95 | 0.95 | 0.95 | 0.95 | 0.95 | 0.95 | 0.95 | 0.95 | M. Howells et al., "OSeMOSYS: The Open Source Energy Modelling System," Energy Policy, vol. 39, no. 10, pp. 5850–5870, Oct. 2011. doi: 10.1016/j.enpol.2011.06.033 NITI Aayog, "India Climate and Energy Dashboard (ICED) — Plant Information and Capacity Metatable," NITI Aayog, Government of India, New Delhi, Feb. 2025. [Online]. Available: https://iced.niti.gov.in
BAU | 30 | PWRHYDINDNE | Large Hydropower, India – Northeast, region XX (investable) | 8 | Efficiency | fraction | User defined | 0 | [28 empty] | Intergovernmental Panel on Climate Change (IPCC), "2006 IPCC Guidelines for National Greenhouse Gas Inventories, Vol. 2: Energy," Hayama, Japan, 2006. [Online]. Available: https://www.ipcc-nggip.iges.or.jp/public/2006gl/vol2.html | bar: 2023 to 2050
BAU | 30 | PWRHYDINDNE | Large Hydropower, India – Northeast, region XX (investable) | 9 | TotalAnnualMinCapacityInvestment | GW | User defined | 0 | 0 | 0 | 0 | 1.87 | 0 | 0 | 0.426 | 0 | 0 | 2.88 | 0 | 0 | 0 | 0 | 0 | 0 | 0 | 0 | 0 | 0 | 0 | 0 | 0 | 0 | 0 | 0 | 0 | 0 | Central Electricity Authority (CEA), "National Electricity Plan, Volume I — Generation," Ministry of Power, Government of India, New Delhi, 2023. [Online]. Available: https://cea.nic.in Ministry of New and Renewable Energy (MNRE), "Renewable Energy Targets and Capacity Additions," MNRE, Government of India, New Delhi, 2024.
BAU | 31 | PWRHYDINDEA | Large Hydropower, India – East, region XX (investable) | 1 | CapitalCost | USD/kW | User defined | 0 | 2500 | 2525 | 2550 | 2565 | 2580 | 2595 | 2610 | 2625 | 2640 | 2655 | 2670 | 2685 | 2700 | 2715 | 2730 | 2745 | 2760 | 2775 | 2790 | 2805 | 2820 | 2835 | 2850 | 2865 | 2880 | 2895 | 2910 | 2925 | Japan International Cooperation Agency (JICA), "Bhutan Power System Master Plan 2040," JICA/Ministry of Economic Affairs, Thimphu, Bhutan, 2022. [Online]. Available: https://www.jica.go.jp/english/overseas/bhutan/information/topics/2022/220518.html Asian Development Bank (ADB), "Hydropower Development and Economic Growth in Nepal," ADB, Manila, Philippines, 2020. [Online]. Available: https://www.adb.org/sites/default/files/publication/612641/hydropower-development-economic-growth-nepal.pdf International Renewable Energy Agency (IRENA), "Renewable Power Generation Costs in 2024," IRENA, Abu Dhabi, UAE, Jul. 2025. [Online]. Available: https://www.irena.org/-/media/Files/IRENA/Agency/Publication/2025/Jul/IRENA_TEC_RPGC_in_2024_Summary_2025.pdf
BAU | 31 | PWRHYDINDEA | Large Hydropower, India – East, region XX (investable) | 2 | FixedCost | USD/kW/yr | User defined | 0 | 38 | 38 | 38 | 38 | 38 | 38 | 38 | 38 | 38 | 38 | 38 | 38 | 38 | 38 | 38 | 38 | 38 | 38 | 38 | 38 | 38 | 38 | 38 | 38 | 38 | 38 | 38 | 38 | Japan International Cooperation Agency (JICA), "Bhutan Power System Master Plan 2040," JICA/Ministry of Economic Affairs, Thimphu, Bhutan, 2022. [Online]. Available: https://www.jica.go.jp/english/overseas/bhutan/information/topics/2022/220518.html Asian Development Bank (ADB), "Hydropower Development and Economic Growth in Nepal," ADB, Manila, Philippines, 2020. [Online]. Available: https://www.adb.org/sites/default/files/publication/612641/hydropower-development-economic-growth-nepal.pdf International Renewable Energy Agency (IRENA), "Renewable Power Generation Costs in 2024," IRENA, Abu Dhabi, UAE, Jul. 2025. [Online]. Available: https://www.irena.org/-/media/Files/IRENA/Agency/Publication/2025/Jul/IRENA_TEC_RPGC_in_2024_Summary_2025.pdf
BAU | 31 | PWRHYDINDEA | Large Hydropower, India – East, region XX (investable) | 3 | ResidualCapacity | GW | User defined | 0 | 5.988 | 5.988 | 5.988 | 5.988 | 5.988 | 5.988 | 5.988 | 5.988 | 5.988 | 5.988 | 5.988 | 5.988 | 5.988 | 5.988 | 5.988 | 5.988 | 5.988 | 5.988 | 5.988 | 5.988 | 5.988 | 5.988 | 5.988 | 5.988 | 5.988 | 5.988 | 5.988 | 5.988 | NITI Aayog, "India Climate and Energy Dashboard (ICED) — Plant Information and Capacity Metatable," NITI Aayog, Government of India, New Delhi, Feb. 2025. [Online]. Available: https://iced.niti.gov.in
BAU | 31 | PWRHYDINDEA | Large Hydropower, India – East, region XX (investable) | 4 | TotalAnnualMaxCapacity | GW | User defined | 0 | [28 empty] | Central Electricity Authority (CEA), "National Electricity Plan, Volume I — Generation," Ministry of Power, Government of India, New Delhi, 2023. [Online]. Available: https://cea.nic.in NITI Aayog, "India Climate and Energy Dashboard (ICED) — Plant Information and Capacity Metatable," NITI Aayog, Government of India, New Delhi, Feb. 2025. [Online]. Available: https://iced.niti.gov.in
BAU | 31 | PWRHYDINDEA | Large Hydropower, India – East, region XX (investable) | 5 | TotalTechnologyAnnualActivityUpperLimit | PJ | User defined | 0 | [28 empty] | Central Electricity Authority (CEA), "National Electricity Plan, Volume I — Generation," Ministry of Power, Government of India, New Delhi, 2023. [Online]. Available: https://cea.nic.in NITI Aayog, "India Climate and Energy Dashboard (ICED) — Plant Information and Capacity Metatable," NITI Aayog, Government of India, New Delhi, Feb. 2025. [Online]. Available: https://iced.niti.gov.in
BAU | 31 | PWRHYDINDEA | Large Hydropower, India – East, region XX (investable) | 6 | TotalAnnualMinCapacity | GW | User defined | 0 | [28 empty] | Central Electricity Authority (CEA), "National Electricity Plan, Volume I — Generation," Ministry of Power, Government of India, New Delhi, 2023. [Online]. Available: https://cea.nic.in
BAU | 31 | PWRHYDINDEA | Large Hydropower, India – East, region XX (investable) | 7 | AvailabilityFactor | fraction | User defined | 0 | 0.95 | 0.95 | 0.95 | 0.95 | 0.95 | 0.95 | 0.95 | 0.95 | 0.95 | 0.95 | 0.95 | 0.95 | 0.95 | 0.95 | 0.95 | 0.95 | 0.95 | 0.95 | 0.95 | 0.95 | 0.95 | 0.95 | 0.95 | 0.95 | 0.95 | 0.95 | 0.95 | 0.95 | M. Howells et al., "OSeMOSYS: The Open Source Energy Modelling System," Energy Policy, vol. 39, no. 10, pp. 5850–5870, Oct. 2011. doi: 10.1016/j.enpol.2011.06.033 NITI Aayog, "India Climate and Energy Dashboard (ICED) — Plant Information and Capacity Metatable," NITI Aayog, Government of India, New Delhi, Feb. 2025. [Online]. Available: https://iced.niti.gov.in
BAU | 31 | PWRHYDINDEA | Large Hydropower, India – East, region XX (investable) | 8 | Efficiency | fraction | User defined | 0 | [28 empty] | Intergovernmental Panel on Climate Change (IPCC), "2006 IPCC Guidelines for National Greenhouse Gas Inventories, Vol. 2: Energy," Hayama, Japan, 2006. [Online]. Available: https://www.ipcc-nggip.iges.or.jp/public/2006gl/vol2.html | bar: 2023 to 2050
BAU | 31 | PWRHYDINDEA | Large Hydropower, India – East, region XX (investable) | 9 | TotalAnnualMinCapacityInvestment | GW | User defined | 0 | 0 | 0 | 0.066 | 0.12 | 0.5 | 0 | 0.12 | 0 | 0 | 0 | 0 | 0 | 0.351 | 0 | 0 | 0 | 0 | 0 | 0 | 0 | 0 | 0 | 0 | 0 | 0 | 0 | 0 | 0 | Central Electricity Authority (CEA), "National Electricity Plan, Volume I — Generation," Ministry of Power, Government of India, New Delhi, 2023. [Online]. Available: https://cea.nic.in Ministry of New and Renewable Energy (MNRE), "Renewable Energy Targets and Capacity Additions," MNRE, Government of India, New Delhi, 2024.
BAU | 32 | PWRHYDLKAXX | Large Hydropower, Sri Lanka, region XX (investable) | 1 | CapitalCost | USD/kW | User defined | 0 | 4166.67 | 4208.33 | 4250 | 4275 | 4300 | 4325 | 4350 | 4375 | 4400 | 4425 | 4450 | 4475 | 4500 | 4525 | 4550 | 4575 | 4600 | 4625 | 4650 | 4675 | 4700 | 4725 | 4750 | 4775 | 4800 | 4825 | 4850 | 4875 | Japan International Cooperation Agency (JICA), "Bhutan Power System Master Plan 2040," JICA/Ministry of Economic Affairs, Thimphu, Bhutan, 2022. [Online]. Available: https://www.jica.go.jp/english/overseas/bhutan/information/topics/2022/220518.html Asian Development Bank (ADB), "Hydropower Development and Economic Growth in Nepal," ADB, Manila, Philippines, 2020. [Online]. Available: https://www.adb.org/sites/default/files/publication/612641/hydropower-development-economic-growth-nepal.pdf International Renewable Energy Agency (IRENA), "Renewable Power Generation Costs in 2024," IRENA, Abu Dhabi, UAE, Jul. 2025. [Online]. Available: https://www.irena.org/-/media/Files/IRENA/Agency/Publication/2025/Jul/IRENA_TEC_RPGC_in_2024_Summary_2025.pdf Ceylon Electricity Board (CEB), "Long-Term Generation Expansion Plan 2025–2044," CEB, Colombo, Sri Lanka, 2024. [Online]. Available: https://www.ceb.lk/front_img/img_reports/1748839124LTGEP-2025-2044-FINAL_c.pdf
BAU | 32 | PWRHYDLKAXX | Large Hydropower, Sri Lanka, region XX (investable) | 2 | FixedCost | USD/kW/yr | User defined | 0 | 64.6 | 64.6 | 64.6 | 64.6 | 64.6 | 64.6 | 64.6 | 64.6 | 64.6 | 64.6 | 64.6 | 64.6 | 64.6 | 64.6 | 64.6 | 64.6 | 64.6 | 64.6 | 64.6 | 64.6 | 64.6 | 64.6 | 64.6 | 64.6 | 64.6 | 64.6 | 64.6 | 64.6 | Japan International Cooperation Agency (JICA), "Bhutan Power System Master Plan 2040," JICA/Ministry of Economic Affairs, Thimphu, Bhutan, 2022. [Online]. Available: https://www.jica.go.jp/english/overseas/bhutan/information/topics/2022/220518.html Asian Development Bank (ADB), "Hydropower Development and Economic Growth in Nepal," ADB, Manila, Philippines, 2020. [Online]. Available: https://www.adb.org/sites/default/files/publication/612641/hydropower-development-economic-growth-nepal.pdf International Renewable Energy Agency (IRENA), "Renewable Power Generation Costs in 2024," IRENA, Abu Dhabi, UAE, Jul. 2025. [Online]. Available: https://www.irena.org/-/media/Files/IRENA/Agency/Publication/2025/Jul/IRENA_TEC_RPGC_in_2024_Summary_2025.pdf Ceylon Electricity Board (CEB), "Long-Term Generation Expansion Plan 2025–2044," CEB, Colombo, Sri Lanka, 2024. [Online]. Available: https://www.ceb.lk/front_img/img_reports/1748839124LTGEP-2025-2044-FINAL_c.pdf
BAU | 32 | PWRHYDLKAXX | Large Hydropower, Sri Lanka, region XX (investable) | 3 | ResidualCapacity | GW | User defined | 0 | 1.835 | 1.835 | 1.835 | 1.835 | 1.835 | 1.835 | 1.835 | 1.835 | 1.835 | 1.835 | 1.835 | 1.835 | 1.835 | 1.835 | 1.835 | 1.835 | 1.835 | 1.835 | 1.835 | 1.835 | 1.835 | 1.835 | 1.835 | 1.835 | 1.835 | 1.835 | 1.835 | 1.835 | Ceylon Electricity Board (CEB), "Annual Report 2023," CEB, Colombo, Sri Lanka, 2024. [Online]. Available: https://www.ceb.lk Ceylon Electricity Board (CEB), "Long-Term Generation Expansion Plan 2025–2044," CEB, Colombo, Sri Lanka, 2024. [Online]. Available: https://www.ceb.lk/front_img/img_reports/1748839124LTGEP-2025-2044-FINAL_c.pdf
BAU | 32 | PWRHYDLKAXX | Large Hydropower, Sri Lanka, region XX (investable) | 4 | TotalAnnualMaxCapacity | GW | User defined | 0 | [28 empty] | Ceylon Electricity Board (CEB), "Long-Term Generation Expansion Plan 2025–2044," CEB, Colombo, Sri Lanka, 2024. [Online]. Available: https://www.ceb.lk/front_img/img_reports/1748839124LTGEP-2025-2044-FINAL_c.pdf Ceylon Electricity Board (CEB) / Sri Lanka Sustainable Energy Authority (SLSEA), "RE Project Development Plan / GREAT 2025–2030," CEB/SLSEA, Colombo, Sri Lanka, Dec. 2024.
BAU | 32 | PWRHYDLKAXX | Large Hydropower, Sri Lanka, region XX (investable) | 5 | TotalTechnologyAnnualActivityUpperLimit | PJ | User defined | 0 | [28 empty] | Ceylon Electricity Board (CEB), "Long-Term Generation Expansion Plan 2025–2044," CEB, Colombo, Sri Lanka, 2024. [Online]. Available: https://www.ceb.lk/front_img/img_reports/1748839124LTGEP-2025-2044-FINAL_c.pdf Ceylon Electricity Board (CEB), "Annual Report 2023," CEB, Colombo, Sri Lanka, 2024. [Online]. Available: https://www.ceb.lk
BAU | 32 | PWRHYDLKAXX | Large Hydropower, Sri Lanka, region XX (investable) | 6 | TotalAnnualMinCapacity | GW | User defined | 0 | [28 empty] | Ceylon Electricity Board (CEB), "Long-Term Generation Expansion Plan 2025–2044," CEB, Colombo, Sri Lanka, 2024. [Online]. Available: https://www.ceb.lk/front_img/img_reports/1748839124LTGEP-2025-2044-FINAL_c.pdf
BAU | 32 | PWRHYDLKAXX | Large Hydropower, Sri Lanka, region XX (investable) | 7 | AvailabilityFactor | fraction | User defined | 0 | 0.95 | 0.95 | 0.95 | 0.95 | 0.95 | 0.95 | 0.95 | 0.95 | 0.95 | 0.95 | 0.95 | 0.95 | 0.95 | 0.95 | 0.95 | 0.95 | 0.95 | 0.95 | 0.95 | 0.95 | 0.95 | 0.95 | 0.95 | 0.95 | 0.95 | 0.95 | 0.95 | 0.95 | M. Howells et al., "OSeMOSYS: The Open Source Energy Modelling System," Energy Policy, vol. 39, no. 10, pp. 5850–5870, Oct. 2011. doi: 10.1016/j.enpol.2011.06.033 Ceylon Electricity Board (CEB), "Annual Report 2023," CEB, Colombo, Sri Lanka, 2024. [Online]. Available: https://www.ceb.lk
BAU | 32 | PWRHYDLKAXX | Large Hydropower, Sri Lanka, region XX (investable) | 8 | Efficiency | fraction | User defined | 0 | [28 empty] | Intergovernmental Panel on Climate Change (IPCC), "2006 IPCC Guidelines for National Greenhouse Gas Inventories, Vol. 2: Energy," Hayama, Japan, 2006. [Online]. Available: https://www.ipcc-nggip.iges.or.jp/public/2006gl/vol2.html | bar: 2023 to 2050
BAU | 32 | PWRHYDLKAXX | Large Hydropower, Sri Lanka, region XX (investable) | 9 | TotalAnnualMinCapacityInvestment | GW | User defined | 0 | 0 | 0 | 0.01 | 0.01 | 0.01 | 0.02 | 0.02 | 0.02 | 0.02 | 0 | 0 | 0.6 | 0 | 0 | 0 | 0 | 0 | 0 | 0 | 0 | 0 | 0 | 0 | 0 | 0 | 0 | 0 | 0 | Ceylon Electricity Board (CEB), "Long-Term Generation Expansion Plan 2025–2044," CEB, Colombo, Sri Lanka, 2024. [Online]. Available: https://www.ceb.lk/front_img/img_reports/1748839124LTGEP-2025-2044-FINAL_c.pdf Government of Sri Lanka, "Updated Nationally Determined Contributions," UNFCCC, 2021.
BAU | 33 | PWRHYDBGDXX | Large Hydropower, Bangladesh, region XX (investable) | 1 | CapitalCost | USD/kW | User defined | 0 | [28 empty] | Japan International Cooperation Agency (JICA), "Bhutan Power System Master Plan 2040," JICA/Ministry of Economic Affairs, Thimphu, Bhutan, 2022. [Online]. Available: https://www.jica.go.jp/english/overseas/bhutan/information/topics/2022/220518.html Asian Development Bank (ADB), "Hydropower Development and Economic Growth in Nepal," ADB, Manila, Philippines, 2020. [Online]. Available: https://www.adb.org/sites/default/files/publication/612641/hydropower-development-economic-growth-nepal.pdf International Renewable Energy Agency (IRENA), "Renewable Power Generation Costs in 2024," IRENA, Abu Dhabi, UAE, Jul. 2025. [Online]. Available: https://www.irena.org/-/media/Files/IRENA/Agency/Publication/2025/Jul/IRENA_TEC_RPGC_in_2024_Summary_2025.pdf | bar: 2023
BAU | 33 | PWRHYDBGDXX | Large Hydropower, Bangladesh, region XX (investable) | 2 | FixedCost | USD/kW/yr | User defined | 0 | [28 empty] | Japan International Cooperation Agency (JICA), "Bhutan Power System Master Plan 2040," JICA/Ministry of Economic Affairs, Thimphu, Bhutan, 2022. [Online]. Available: https://www.jica.go.jp/english/overseas/bhutan/information/topics/2022/220518.html Asian Development Bank (ADB), "Hydropower Development and Economic Growth in Nepal," ADB, Manila, Philippines, 2020. [Online]. Available: https://www.adb.org/sites/default/files/publication/612641/hydropower-development-economic-growth-nepal.pdf International Renewable Energy Agency (IRENA), "Renewable Power Generation Costs in 2024," IRENA, Abu Dhabi, UAE, Jul. 2025. [Online]. Available: https://www.irena.org/-/media/Files/IRENA/Agency/Publication/2025/Jul/IRENA_TEC_RPGC_in_2024_Summary_2025.pdf | bar: 2023
BAU | 33 | PWRHYDBGDXX | Large Hydropower, Bangladesh, region XX (investable) | 3 | ResidualCapacity | GW | User defined | 0 | 0.23 | 0.23 | 0.23 | 0.23 | 0.23 | 0.23 | 0.23 | 0.23 | 0.23 | 0.23 | 0.23 | 0.23 | 0.23 | 0.23 | 0.23 | 0.23 | 0.23 | 0.23 | 0.23 | 0.23 | 0.23 | 0.23 | 0.23 | 0.23 | 0.23 | 0.23 | 0.23 | 0.23 | Bangladesh Power Development Board (BPDB), "Daily Generation Report," BPDB, Dhaka, Bangladesh, Feb. 2026. [Online]. Available: https://www.bpdb.gov.bd/ Bangladesh Power Development Board (BPDB), "Power Generation Units," BPDB, Dhaka, Bangladesh, Feb. 2026. [Online]. Available: https://www.bpdb.gov.bd/
BAU | 33 | PWRHYDBGDXX | Large Hydropower, Bangladesh, region XX (investable) | 4 | TotalAnnualMaxCapacity | GW | User defined | 0 | [28 empty] | Power Division, MoPEMR / JICA / IEEJ, "Integrated Energy and Power Master Plan (IEPMP) 2023," Government of the People's Republic of Bangladesh, Dhaka, Nov. 2023. [Online]. Available: https://powerdivision.portal.gov.bd Bangladesh Power Development Board (BPDB), "Daily Generation Report," BPDB, Dhaka, Bangladesh, Feb. 2026. [Online]. Available: https://www.bpdb.gov.bd/
BAU | 33 | PWRHYDBGDXX | Large Hydropower, Bangladesh, region XX (investable) | 5 | TotalTechnologyAnnualActivityUpperLimit | PJ | User defined | 0 | [28 empty] | Power Division, MoPEMR / JICA / IEEJ, "Integrated Energy and Power Master Plan (IEPMP) 2023," Government of the People's Republic of Bangladesh, Dhaka, Nov. 2023. [Online]. Available: https://powerdivision.portal.gov.bd Bangladesh Power Development Board (BPDB), "Daily Generation Report," BPDB, Dhaka, Bangladesh, Feb. 2026. [Online]. Available: https://www.bpdb.gov.bd/
BAU | 33 | PWRHYDBGDXX | Large Hydropower, Bangladesh, region XX (investable) | 6 | TotalAnnualMinCapacity | GW | User defined | 0 | [28 empty] | Power Division, MoPEMR / JICA / IEEJ, "Integrated Energy and Power Master Plan (IEPMP) 2023," Government of the People's Republic of Bangladesh, Dhaka, Nov. 2023. [Online]. Available: https://powerdivision.portal.gov.bd
BAU | 33 | PWRHYDBGDXX | Large Hydropower, Bangladesh, region XX (investable) | 7 | AvailabilityFactor | fraction | User defined | 0 | [28 empty] | M. Howells et al., "OSeMOSYS: The Open Source Energy Modelling System," Energy Policy, vol. 39, no. 10, pp. 5850–5870, Oct. 2011. doi: 10.1016/j.enpol.2011.06.033 Bangladesh Power Development Board (BPDB), "Daily Generation Report," BPDB, Dhaka, Bangladesh, Feb. 2026. [Online]. Available: https://www.bpdb.gov.bd/ | bar: 2023
BAU | 33 | PWRHYDBGDXX | Large Hydropower, Bangladesh, region XX (investable) | 8 | Efficiency | fraction | User defined | 0 | [28 empty] | Intergovernmental Panel on Climate Change (IPCC), "2006 IPCC Guidelines for National Greenhouse Gas Inventories, Vol. 2: Energy," Hayama, Japan, 2006. [Online]. Available: https://www.ipcc-nggip.iges.or.jp/public/2006gl/vol2.html | bar: 2023
BAU | 33 | PWRHYDBGDXX | Large Hydropower, Bangladesh, region XX (investable) | 9 | TotalAnnualMinCapacityInvestment | GW | User defined | 0 | [28 empty] | Power Division, MoPEMR / JICA / IEEJ, "Integrated Energy and Power Master Plan (IEPMP) 2023," Government of the People's Republic of Bangladesh, Dhaka, Nov. 2023. [Online]. Available: https://powerdivision.portal.gov.bd | bar: 2023
BAU | 34 | PWRHYDINDSO | Large Hydropower, India – South, region XX (investable) | 1 | CapitalCost | USD/kW | User defined | 0 | 1000 | 1000 | 1000 | 1000 | 1000 | 1000 | 1000 | 1000 | 1000 | 1000 | 1000 | 1000 | 1000 | 1000 | 1000 | 1000 | 1000 | 1000 | 1000 | 1000 | 1000 | 1000 | 1000 | 1000 | 1000 | 1000 | 1000 | 1000 | Japan International Cooperation Agency (JICA), "Bhutan Power System Master Plan 2040," JICA/Ministry of Economic Affairs, Thimphu, Bhutan, 2022. [Online]. Available: https://www.jica.go.jp/english/overseas/bhutan/information/topics/2022/220518.html Asian Development Bank (ADB), "Hydropower Development and Economic Growth in Nepal," ADB, Manila, Philippines, 2020. [Online]. Available: https://www.adb.org/sites/default/files/publication/612641/hydropower-development-economic-growth-nepal.pdf International Renewable Energy Agency (IRENA), "Renewable Power Generation Costs in 2024," IRENA, Abu Dhabi, UAE, Jul. 2025. [Online]. Available: https://www.irena.org/-/media/Files/IRENA/Agency/Publication/2025/Jul/IRENA_TEC_RPGC_in_2024_Summary_2025.pdf
BAU | 34 | PWRHYDINDSO | Large Hydropower, India – South, region XX (investable) | 2 | FixedCost | USD/kW/yr | User defined | 0 | 15 | 15 | 15 | 15 | 15 | 15 | 15 | 15 | 15 | 15 | 15 | 15 | 15 | 15 | 15 | 15 | 15 | 15 | 15 | 15 | 15 | 15 | 15 | 15 | 15 | 15 | 15 | 15 | Japan International Cooperation Agency (JICA), "Bhutan Power System Master Plan 2040," JICA/Ministry of Economic Affairs, Thimphu, Bhutan, 2022. [Online]. Available: https://www.jica.go.jp/english/overseas/bhutan/information/topics/2022/220518.html Asian Development Bank (ADB), "Hydropower Development and Economic Growth in Nepal," ADB, Manila, Philippines, 2020. [Online]. Available: https://www.adb.org/sites/default/files/publication/612641/hydropower-development-economic-growth-nepal.pdf International Renewable Energy Agency (IRENA), "Renewable Power Generation Costs in 2024," IRENA, Abu Dhabi, UAE, Jul. 2025. [Online]. Available: https://www.irena.org/-/media/Files/IRENA/Agency/Publication/2025/Jul/IRENA_TEC_RPGC_in_2024_Summary_2025.pdf
BAU | 34 | PWRHYDINDSO | Large Hydropower, India – South, region XX (investable) | 3 | ResidualCapacity | GW | User defined | 0 | 11.747 | 11.747 | 11.747 | 11.747 | 11.747 | 11.747 | 11.747 | 11.747 | 11.747 | 11.747 | 11.747 | 11.747 | 11.747 | 11.747 | 11.747 | 11.747 | 11.747 | 11.747 | 11.747 | 11.747 | 11.747 | 11.747 | 11.747 | 11.747 | 11.747 | 11.747 | 11.747 | 11.747 | NITI Aayog, "India Climate and Energy Dashboard (ICED) — Plant Information and Capacity Metatable," NITI Aayog, Government of India, New Delhi, Feb. 2025. [Online]. Available: https://iced.niti.gov.in
BAU | 34 | PWRHYDINDSO | Large Hydropower, India – South, region XX (investable) | 4 | TotalAnnualMaxCapacity | GW | User defined | 0 | [28 empty] | Central Electricity Authority (CEA), "National Electricity Plan, Volume I — Generation," Ministry of Power, Government of India, New Delhi, 2023. [Online]. Available: https://cea.nic.in NITI Aayog, "India Climate and Energy Dashboard (ICED) — Plant Information and Capacity Metatable," NITI Aayog, Government of India, New Delhi, Feb. 2025. [Online]. Available: https://iced.niti.gov.in
BAU | 34 | PWRHYDINDSO | Large Hydropower, India – South, region XX (investable) | 5 | TotalTechnologyAnnualActivityUpperLimit | PJ | User defined | 0 | [28 empty] | Central Electricity Authority (CEA), "National Electricity Plan, Volume I — Generation," Ministry of Power, Government of India, New Delhi, 2023. [Online]. Available: https://cea.nic.in NITI Aayog, "India Climate and Energy Dashboard (ICED) — Plant Information and Capacity Metatable," NITI Aayog, Government of India, New Delhi, Feb. 2025. [Online]. Available: https://iced.niti.gov.in
BAU | 34 | PWRHYDINDSO | Large Hydropower, India – South, region XX (investable) | 6 | TotalAnnualMinCapacity | GW | User defined | 0 | [28 empty] | Central Electricity Authority (CEA), "National Electricity Plan, Volume I — Generation," Ministry of Power, Government of India, New Delhi, 2023. [Online]. Available: https://cea.nic.in
BAU | 34 | PWRHYDINDSO | Large Hydropower, India – South, region XX (investable) | 7 | AvailabilityFactor | fraction | User defined | 0 | 0.92 | 0.92 | 0.92 | 0.92 | 0.92 | 0.92 | 0.92 | 0.92 | 0.92 | 0.92 | 0.92 | 0.92 | 0.92 | 0.92 | 0.92 | 0.92 | 0.92 | 0.92 | 0.92 | 0.92 | 0.92 | 0.92 | 0.92 | 0.92 | 0.92 | 0.92 | 0.92 | 0.92 | M. Howells et al., "OSeMOSYS: The Open Source Energy Modelling System," Energy Policy, vol. 39, no. 10, pp. 5850–5870, Oct. 2011. doi: 10.1016/j.enpol.2011.06.033 NITI Aayog, "India Climate and Energy Dashboard (ICED) — Plant Information and Capacity Metatable," NITI Aayog, Government of India, New Delhi, Feb. 2025. [Online]. Available: https://iced.niti.gov.in
BAU | 34 | PWRHYDINDSO | Large Hydropower, India – South, region XX (investable) | 8 | Efficiency | fraction | User defined | 0 | 0.8 | 0.8 | 0.8 | 0.8 | 0.8 | 0.8 | 0.8 | 0.8 | 0.8 | 0.8 | 0.8 | 0.8 | 0.8 | 0.8 | 0.8 | 0.8 | 0.8 | 0.8 | 0.8 | 0.8 | 0.8 | 0.8 | 0.8 | 0.8 | 0.8 | 0.8 | 0.8 | 0.8 | Intergovernmental Panel on Climate Change (IPCC), "2006 IPCC Guidelines for National Greenhouse Gas Inventories, Vol. 2: Energy," Hayama, Japan, 2006. [Online]. Available: https://www.ipcc-nggip.iges.or.jp/public/2006gl/vol2.html
BAU | 34 | PWRHYDINDSO | Large Hydropower, India – South, region XX (investable) | 9 | TotalAnnualMinCapacityInvestment | GW | User defined | 0 | 0 | 0 | 0 | 1.23 | 1.64 | 0.96 | 4.35 | 0 | 0 | 0 | 0 | 0 | 0 | 0 | 0 | 0 | 0 | 0 | 0 | 0 | 0 | 0 | 0 | 0 | 0 | 0 | 0 | 0 | Central Electricity Authority (CEA), "National Electricity Plan, Volume I — Generation," Ministry of Power, Government of India, New Delhi, 2023. [Online]. Available: https://cea.nic.in Ministry of New and Renewable Energy (MNRE), "Renewable Energy Targets and Capacity Additions," MNRE, Government of India, New Delhi, 2024.
BAU | 35 | PWRHYDINDWE | Large Hydropower, India – West, region XX (investable) | 1 | CapitalCost | USD/kW | User defined | 0 | 1000 | 1000 | 1000 | 1000 | 1000 | 1000 | 1000 | 1000 | 1000 | 1000 | 1000 | 1000 | 1000 | 1000 | 1000 | 1000 | 1000 | 1000 | 1000 | 1000 | 1000 | 1000 | 1000 | 1000 | 1000 | 1000 | 1000 | 1000 | Japan International Cooperation Agency (JICA), "Bhutan Power System Master Plan 2040," JICA/Ministry of Economic Affairs, Thimphu, Bhutan, 2022. [Online]. Available: https://www.jica.go.jp/english/overseas/bhutan/information/topics/2022/220518.html Asian Development Bank (ADB), "Hydropower Development and Economic Growth in Nepal," ADB, Manila, Philippines, 2020. [Online]. Available: https://www.adb.org/sites/default/files/publication/612641/hydropower-development-economic-growth-nepal.pdf International Renewable Energy Agency (IRENA), "Renewable Power Generation Costs in 2024," IRENA, Abu Dhabi, UAE, Jul. 2025. [Online]. Available: https://www.irena.org/-/media/Files/IRENA/Agency/Publication/2025/Jul/IRENA_TEC_RPGC_in_2024_Summary_2025.pdf
BAU | 35 | PWRHYDINDWE | Large Hydropower, India – West, region XX (investable) | 2 | FixedCost | USD/kW/yr | User defined | 0 | 15 | 15 | 15 | 15 | 15 | 15 | 15 | 15 | 15 | 15 | 15 | 15 | 15 | 15 | 15 | 15 | 15 | 15 | 15 | 15 | 15 | 15 | 15 | 15 | 15 | 15 | 15 | 15 | Japan International Cooperation Agency (JICA), "Bhutan Power System Master Plan 2040," JICA/Ministry of Economic Affairs, Thimphu, Bhutan, 2022. [Online]. Available: https://www.jica.go.jp/english/overseas/bhutan/information/topics/2022/220518.html Asian Development Bank (ADB), "Hydropower Development and Economic Growth in Nepal," ADB, Manila, Philippines, 2020. [Online]. Available: https://www.adb.org/sites/default/files/publication/612641/hydropower-development-economic-growth-nepal.pdf International Renewable Energy Agency (IRENA), "Renewable Power Generation Costs in 2024," IRENA, Abu Dhabi, UAE, Jul. 2025. [Online]. Available: https://www.irena.org/-/media/Files/IRENA/Agency/Publication/2025/Jul/IRENA_TEC_RPGC_in_2024_Summary_2025.pdf
BAU | 35 | PWRHYDINDWE | Large Hydropower, India – West, region XX (investable) | 3 | ResidualCapacity | GW | User defined | 0 | 7.392 | 7.392 | 7.392 | 7.392 | 7.392 | 7.392 | 7.392 | 7.392 | 7.392 | 7.392 | 7.392 | 7.392 | 7.392 | 7.392 | 7.392 | 7.392 | 7.392 | 7.392 | 7.392 | 7.392 | 7.392 | 7.392 | 7.392 | 7.392 | 7.392 | 7.392 | 7.392 | 7.392 | NITI Aayog, "India Climate and Energy Dashboard (ICED) — Plant Information and Capacity Metatable," NITI Aayog, Government of India, New Delhi, Feb. 2025. [Online]. Available: https://iced.niti.gov.in
BAU | 35 | PWRHYDINDWE | Large Hydropower, India – West, region XX (investable) | 4 | TotalAnnualMaxCapacity | GW | User defined | 0 | [28 empty] | Central Electricity Authority (CEA), "National Electricity Plan, Volume I — Generation," Ministry of Power, Government of India, New Delhi, 2023. [Online]. Available: https://cea.nic.in NITI Aayog, "India Climate and Energy Dashboard (ICED) — Plant Information and Capacity Metatable," NITI Aayog, Government of India, New Delhi, Feb. 2025. [Online]. Available: https://iced.niti.gov.in
BAU | 35 | PWRHYDINDWE | Large Hydropower, India – West, region XX (investable) | 5 | TotalTechnologyAnnualActivityUpperLimit | PJ | User defined | 0 | [28 empty] | Central Electricity Authority (CEA), "National Electricity Plan, Volume I — Generation," Ministry of Power, Government of India, New Delhi, 2023. [Online]. Available: https://cea.nic.in NITI Aayog, "India Climate and Energy Dashboard (ICED) — Plant Information and Capacity Metatable," NITI Aayog, Government of India, New Delhi, Feb. 2025. [Online]. Available: https://iced.niti.gov.in
BAU | 35 | PWRHYDINDWE | Large Hydropower, India – West, region XX (investable) | 6 | TotalAnnualMinCapacity | GW | User defined | 0 | [28 empty] | Central Electricity Authority (CEA), "National Electricity Plan, Volume I — Generation," Ministry of Power, Government of India, New Delhi, 2023. [Online]. Available: https://cea.nic.in
BAU | 35 | PWRHYDINDWE | Large Hydropower, India – West, region XX (investable) | 7 | AvailabilityFactor | fraction | User defined | 0 | 0.92 | 0.92 | 0.92 | 0.92 | 0.92 | 0.92 | 0.92 | 0.92 | 0.92 | 0.92 | 0.92 | 0.92 | 0.92 | 0.92 | 0.92 | 0.92 | 0.92 | 0.92 | 0.92 | 0.92 | 0.92 | 0.92 | 0.92 | 0.92 | 0.92 | 0.92 | 0.92 | 0.92 | M. Howells et al., "OSeMOSYS: The Open Source Energy Modelling System," Energy Policy, vol. 39, no. 10, pp. 5850–5870, Oct. 2011. doi: 10.1016/j.enpol.2011.06.033 NITI Aayog, "India Climate and Energy Dashboard (ICED) — Plant Information and Capacity Metatable," NITI Aayog, Government of India, New Delhi, Feb. 2025. [Online]. Available: https://iced.niti.gov.in
BAU | 35 | PWRHYDINDWE | Large Hydropower, India – West, region XX (investable) | 8 | Efficiency | fraction | User defined | 0 | 0.8 | 0.8 | 0.8 | 0.8 | 0.8 | 0.8 | 0.8 | 0.8 | 0.8 | 0.8 | 0.8 | 0.8 | 0.8 | 0.8 | 0.8 | 0.8 | 0.8 | 0.8 | 0.8 | 0.8 | 0.8 | 0.8 | 0.8 | 0.8 | 0.8 | 0.8 | 0.8 | 0.8 | Intergovernmental Panel on Climate Change (IPCC), "2006 IPCC Guidelines for National Greenhouse Gas Inventories, Vol. 2: Energy," Hayama, Japan, 2006. [Online]. Available: https://www.ipcc-nggip.iges.or.jp/public/2006gl/vol2.html
BAU | 35 | PWRHYDINDWE | Large Hydropower, India – West, region XX (investable) | 9 | TotalAnnualMinCapacityInvestment | GW | User defined | 0 | 0 | 0 | 0 | 1.92 | 0 | 2.5 | 0 | 0 | 0 | 0 | 0 | 0 | 0.48 | 0 | 0 | 0 | 0 | 0 | 0 | 0 | 0 | 0 | 0 | 0 | 0 | 0 | 0 | 0 | Central Electricity Authority (CEA), "National Electricity Plan, Volume I — Generation," Ministry of Power, Government of India, New Delhi, 2023. [Online]. Available: https://cea.nic.in Ministry of New and Renewable Energy (MNRE), "Renewable Energy Targets and Capacity Additions," MNRE, Government of India, New Delhi, 2024.
BAU | 36 | PWRCOABGDXX | Coal – Supercritical, Bangladesh, region XX (investable) | 1 | CapitalCost | USD/kW | User defined | 0 | 3359.21 | 3359.21 | 3359.21 | 3359.21 | 3359.21 | 3359.21 | 3359.21 | 3359.21 | 3359.21 | 3359.21 | 3359.21 | 3359.21 | 3359.21 | 3359.21 | 3359.21 | 3359.21 | 3359.21 | 3359.21 | 3359.21 | 3359.21 | 3359.21 | 3359.21 | 3359.21 | 3359.21 | 3359.21 | 3359.21 | 3359.21 | 3359.21 | Ceylon Electricity Board (CEB), "Long-Term Generation Expansion Plan 2025–2044," CEB, Colombo, Sri Lanka, 2024. [Online]. Available: https://www.ceb.lk/front_img/img_reports/1748839124LTGEP-2025-2044-FINAL_c.pdf Central Electricity Authority (CEA), "National Electricity Plan 2022–2032, Annexure-A," Ministry of Power, Government of India, New Delhi, 2023. [Online]. Available: https://cea.nic.in Power Division, MoPEMR / JICA / IEEJ, "Integrated Energy and Power Master Plan (IEPMP) 2023," Government of the People's Republic of Bangladesh, Dhaka, Nov. 2023. [Online]. Available: https://powerdivision.portal.gov.bd
BAU | 36 | PWRCOABGDXX | Coal – Supercritical, Bangladesh, region XX (investable) | 2 | FixedCost | USD/kW/yr | User defined | 0 | 72 | 72 | 72 | 72 | 72 | 72 | 72 | 72 | 72 | 72 | 72 | 72 | 72 | 72 | 72 | 72 | 72 | 72 | 72 | 72 | 72 | 72 | 72 | 72 | 72 | 72 | 72 | 72 | Ceylon Electricity Board (CEB), "Long-Term Generation Expansion Plan 2025–2044," CEB, Colombo, Sri Lanka, 2024. [Online]. Available: https://www.ceb.lk/front_img/img_reports/1748839124LTGEP-2025-2044-FINAL_c.pdf Central Electricity Authority (CEA), "National Electricity Plan 2022–2032, Annexure-A," Ministry of Power, Government of India, New Delhi, 2023. [Online]. Available: https://cea.nic.in Power Division, MoPEMR / JICA / IEEJ, "Integrated Energy and Power Master Plan (IEPMP) 2023," Government of the People's Republic of Bangladesh, Dhaka, Nov. 2023. [Online]. Available: https://powerdivision.portal.gov.bd
BAU | 36 | PWRCOABGDXX | Coal – Supercritical, Bangladesh, region XX (investable) | 3 | ResidualCapacity | GW | User defined | 0 | 5.683 | 5.683 | 5.683 | 5.683 | 5.683 | 5.683 | 5.683 | 5.683 | 5.683 | 5.683 | 5.683 | 5.683 | 5.683 | 5.683 | 5.683 | 5.683 | 5.683 | 5.683 | 5.683 | 5.683 | 5.683 | 5.683 | 5.683 | 5.683 | 5.683 | 5.683 | 5.683 | 5.683 | Bangladesh Power Development Board (BPDB), "Daily Generation Report," BPDB, Dhaka, Bangladesh, Feb. 2026. [Online]. Available: https://www.bpdb.gov.bd/ Bangladesh Power Development Board (BPDB), "Power Generation Units," BPDB, Dhaka, Bangladesh, Feb. 2026. [Online]. Available: https://www.bpdb.gov.bd/
BAU | 36 | PWRCOABGDXX | Coal – Supercritical, Bangladesh, region XX (investable) | 4 | TotalAnnualMaxCapacity | GW | User defined | 0 | [28 empty] | Power Division, MoPEMR / JICA / IEEJ, "Integrated Energy and Power Master Plan (IEPMP) 2023," Government of the People's Republic of Bangladesh, Dhaka, Nov. 2023. [Online]. Available: https://powerdivision.portal.gov.bd Bangladesh Power Development Board (BPDB), "Daily Generation Report," BPDB, Dhaka, Bangladesh, Feb. 2026. [Online]. Available: https://www.bpdb.gov.bd/
BAU | 36 | PWRCOABGDXX | Coal – Supercritical, Bangladesh, region XX (investable) | 5 | TotalTechnologyAnnualActivityUpperLimit | PJ | User defined | 0 | [28 empty] | Power Division, MoPEMR / JICA / IEEJ, "Integrated Energy and Power Master Plan (IEPMP) 2023," Government of the People's Republic of Bangladesh, Dhaka, Nov. 2023. [Online]. Available: https://powerdivision.portal.gov.bd Bangladesh Power Development Board (BPDB), "Daily Generation Report," BPDB, Dhaka, Bangladesh, Feb. 2026. [Online]. Available: https://www.bpdb.gov.bd/
BAU | 36 | PWRCOABGDXX | Coal – Supercritical, Bangladesh, region XX (investable) | 6 | TotalAnnualMinCapacity | GW | User defined | 0 | [28 empty] | Power Division, MoPEMR / JICA / IEEJ, "Integrated Energy and Power Master Plan (IEPMP) 2023," Government of the People's Republic of Bangladesh, Dhaka, Nov. 2023. [Online]. Available: https://powerdivision.portal.gov.bd
BAU | 36 | PWRCOABGDXX | Coal – Supercritical, Bangladesh, region XX (investable) | 7 | AvailabilityFactor | fraction | User defined | 0 | 0.85 | 0.85 | 0.85 | 0.85 | 0.85 | 0.85 | 0.85 | 0.85 | 0.85 | 0.85 | 0.85 | 0.85 | 0.85 | 0.85 | 0.85 | 0.85 | 0.85 | 0.85 | 0.85 | 0.85 | 0.85 | 0.85 | 0.85 | 0.85 | 0.85 | 0.85 | 0.85 | 0.85 | M. Howells et al., "OSeMOSYS: The Open Source Energy Modelling System," Energy Policy, vol. 39, no. 10, pp. 5850–5870, Oct. 2011. doi: 10.1016/j.enpol.2011.06.033 Bangladesh Power Development Board (BPDB), "Daily Generation Report," BPDB, Dhaka, Bangladesh, Feb. 2026. [Online]. Available: https://www.bpdb.gov.bd/
BAU | 36 | PWRCOABGDXX | Coal – Supercritical, Bangladesh, region XX (investable) | 8 | Efficiency | fraction | User defined | 0 | 0.38 | 0.38 | 0.38 | 0.38 | 0.38 | 0.38 | 0.38 | 0.38 | 0.38 | 0.38 | 0.38 | 0.38 | 0.38 | 0.38 | 0.38 | 0.38 | 0.38 | 0.38 | 0.38 | 0.38 | 0.38 | 0.38 | 0.38 | 0.38 | 0.38 | 0.38 | 0.38 | 0.38 | Intergovernmental Panel on Climate Change (IPCC), "2006 IPCC Guidelines for National Greenhouse Gas Inventories, Vol. 2: Energy," Hayama, Japan, 2006. [Online]. Available: https://www.ipcc-nggip.iges.or.jp/public/2006gl/vol2.html
BAU | 36 | PWRCOABGDXX | Coal – Supercritical, Bangladesh, region XX (investable) | 9 | TotalAnnualMinCapacityInvestment | GW | User defined | 0 | 0 | 0 | 1.32 | 0 | 0 | 0 | 0 | 0 | 0 | 0 | 0 | 0 | 0 | 0 | 0 | 0 | 0 | 0 | 0 | 0 | 0 | 0 | 0 | 0 | 0 | 0 | 0 | 0 | Power Division, MoPEMR / JICA / IEEJ, "Integrated Energy and Power Master Plan (IEPMP) 2023," Government of the People's Republic of Bangladesh, Dhaka, Nov. 2023. [Online]. Available: https://powerdivision.portal.gov.bd
BAU | 37 | PWRCOAINDNO | Coal-fired Power, India – North, region XX (investable) | 1 | CapitalCost | USD/kW | User defined | 0 | 2175 | 2175 | 2175 | 2175 | 2175 | 2175 | 2175 | 2175 | 2175 | 2175 | 2175 | 2175 | 2175 | 2175 | 2175 | 2175 | 2175 | 2175 | 2175 | 2175 | 2175 | 2175 | 2175 | 2175 | 2175 | 2175 | 2175 | 2175 | Ceylon Electricity Board (CEB), "Long-Term Generation Expansion Plan 2025–2044," CEB, Colombo, Sri Lanka, 2024. [Online]. Available: https://www.ceb.lk/front_img/img_reports/1748839124LTGEP-2025-2044-FINAL_c.pdf Central Electricity Authority (CEA), "National Electricity Plan 2022–2032, Annexure-A," Ministry of Power, Government of India, New Delhi, 2023. [Online]. Available: https://cea.nic.in
BAU | 37 | PWRCOAINDNO | Coal-fired Power, India – North, region XX (investable) | 2 | FixedCost | USD/kW/yr | User defined | 0 | 45 | 45 | 45 | 45 | 45 | 45 | 45 | 45 | 45 | 45 | 45 | 45 | 45 | 45 | 45 | 45 | 45 | 45 | 45 | 45 | 45 | 45 | 45 | 45 | 45 | 45 | 45 | 45 | Ceylon Electricity Board (CEB), "Long-Term Generation Expansion Plan 2025–2044," CEB, Colombo, Sri Lanka, 2024. [Online]. Available: https://www.ceb.lk/front_img/img_reports/1748839124LTGEP-2025-2044-FINAL_c.pdf Central Electricity Authority (CEA), "National Electricity Plan 2022–2032, Annexure-A," Ministry of Power, Government of India, New Delhi, 2023. [Online]. Available: https://cea.nic.in
BAU | 37 | PWRCOAINDNO | Coal-fired Power, India – North, region XX (investable) | 3 | ResidualCapacity | GW | User defined | 0 | 45.865 | 45.865 | 45.865 | 45.865 | 45.865 | 45.865 | 45.865 | 45.865 | 45.865 | 45.865 | 45.865 | 45.865 | 45.865 | 45.865 | 45.865 | 45.865 | 45.865 | 45.865 | 45.865 | 45.865 | 45.865 | 45.865 | 45.865 | 45.865 | 45.865 | 45.865 | 45.865 | 45.865 | NITI Aayog, "India Climate and Energy Dashboard (ICED) — Plant Information and Capacity Metatable," NITI Aayog, Government of India, New Delhi, Feb. 2025. [Online]. Available: https://iced.niti.gov.in
BAU | 37 | PWRCOAINDNO | Coal-fired Power, India – North, region XX (investable) | 4 | TotalAnnualMaxCapacity | GW | User defined | 0 | [28 empty] | Central Electricity Authority (CEA), "National Electricity Plan, Volume I — Generation," Ministry of Power, Government of India, New Delhi, 2023. [Online]. Available: https://cea.nic.in NITI Aayog, "India Climate and Energy Dashboard (ICED) — Plant Information and Capacity Metatable," NITI Aayog, Government of India, New Delhi, Feb. 2025. [Online]. Available: https://iced.niti.gov.in
BAU | 37 | PWRCOAINDNO | Coal-fired Power, India – North, region XX (investable) | 5 | TotalTechnologyAnnualActivityUpperLimit | PJ | User defined | 0 | [28 empty] | Central Electricity Authority (CEA), "National Electricity Plan, Volume I — Generation," Ministry of Power, Government of India, New Delhi, 2023. [Online]. Available: https://cea.nic.in NITI Aayog, "India Climate and Energy Dashboard (ICED) — Plant Information and Capacity Metatable," NITI Aayog, Government of India, New Delhi, Feb. 2025. [Online]. Available: https://iced.niti.gov.in
BAU | 37 | PWRCOAINDNO | Coal-fired Power, India – North, region XX (investable) | 6 | TotalAnnualMinCapacity | GW | User defined | 0 | [28 empty] | Central Electricity Authority (CEA), "National Electricity Plan, Volume I — Generation," Ministry of Power, Government of India, New Delhi, 2023. [Online]. Available: https://cea.nic.in
BAU | 37 | PWRCOAINDNO | Coal-fired Power, India – North, region XX (investable) | 7 | AvailabilityFactor | fraction | User defined | 0 | 0.86 | 0.86 | 0.86 | 0.86 | 0.86 | 0.86 | 0.86 | 0.86 | 0.86 | 0.86 | 0.86 | 0.86 | 0.86 | 0.86 | 0.86 | 0.86 | 0.86 | 0.86 | 0.86 | 0.86 | 0.86 | 0.86 | 0.86 | 0.86 | 0.86 | 0.86 | 0.86 | 0.86 | M. Howells et al., "OSeMOSYS: The Open Source Energy Modelling System," Energy Policy, vol. 39, no. 10, pp. 5850–5870, Oct. 2011. doi: 10.1016/j.enpol.2011.06.033 NITI Aayog, "India Climate and Energy Dashboard (ICED) — Plant Information and Capacity Metatable," NITI Aayog, Government of India, New Delhi, Feb. 2025. [Online]. Available: https://iced.niti.gov.in
BAU | 37 | PWRCOAINDNO | Coal-fired Power, India – North, region XX (investable) | 8 | Efficiency | fraction | User defined | 0 | 0.4 | 0.4 | 0.4 | 0.4 | 0.4 | 0.4 | 0.4 | 0.4 | 0.4 | 0.4 | 0.4 | 0.4 | 0.4 | 0.4 | 0.4 | 0.4 | 0.4 | 0.4 | 0.4 | 0.4 | 0.4 | 0.4 | 0.4 | 0.4 | 0.4 | 0.4 | 0.4 | 0.4 | Intergovernmental Panel on Climate Change (IPCC), "2006 IPCC Guidelines for National Greenhouse Gas Inventories, Vol. 2: Energy," Hayama, Japan, 2006. [Online]. Available: https://www.ipcc-nggip.iges.or.jp/public/2006gl/vol2.html
BAU | 37 | PWRCOAINDNO | Coal-fired Power, India – North, region XX (investable) | 9 | TotalAnnualMinCapacityInvestment | GW | User defined | 0 | 0 | 0 | 0 | 0.66 | 0 | 0 | 2.4 | 0 | 0 | 0 | 0 | 0 | 0.5 | 0 | 0 | 0 | 0 | 0 | 0 | 0 | 0 | 0 | 0 | 0 | 0 | 0 | 0 | 0 | Central Electricity Authority (CEA), "National Electricity Plan, Volume I — Generation," Ministry of Power, Government of India, New Delhi, 2023. [Online]. Available: https://cea.nic.in Ministry of New and Renewable Energy (MNRE), "Renewable Energy Targets and Capacity Additions," MNRE, Government of India, New Delhi, 2024.
BAU | 38 | PWRCOAINDSO | Coal-fired Power, India – South, region XX (investable) | 1 | CapitalCost | USD/kW | User defined | 0 | 2175 | 2175 | 2175 | 2175 | 2175 | 2175 | 2175 | 2175 | 2175 | 2175 | 2175 | 2175 | 2175 | 2175 | 2175 | 2175 | 2175 | 2175 | 2175 | 2175 | 2175 | 2175 | 2175 | 2175 | 2175 | 2175 | 2175 | 2175 | Ceylon Electricity Board (CEB), "Long-Term Generation Expansion Plan 2025–2044," CEB, Colombo, Sri Lanka, 2024. [Online]. Available: https://www.ceb.lk/front_img/img_reports/1748839124LTGEP-2025-2044-FINAL_c.pdf Central Electricity Authority (CEA), "National Electricity Plan 2022–2032, Annexure-A," Ministry of Power, Government of India, New Delhi, 2023. [Online]. Available: https://cea.nic.in
BAU | 38 | PWRCOAINDSO | Coal-fired Power, India – South, region XX (investable) | 2 | FixedCost | USD/kW/yr | User defined | 0 | 45 | 45 | 45 | 45 | 45 | 45 | 45 | 45 | 45 | 45 | 45 | 45 | 45 | 45 | 45 | 45 | 45 | 45 | 45 | 45 | 45 | 45 | 45 | 45 | 45 | 45 | 45 | 45 | Ceylon Electricity Board (CEB), "Long-Term Generation Expansion Plan 2025–2044," CEB, Colombo, Sri Lanka, 2024. [Online]. Available: https://www.ceb.lk/front_img/img_reports/1748839124LTGEP-2025-2044-FINAL_c.pdf Central Electricity Authority (CEA), "National Electricity Plan 2022–2032, Annexure-A," Ministry of Power, Government of India, New Delhi, 2023. [Online]. Available: https://cea.nic.in
BAU | 38 | PWRCOAINDSO | Coal-fired Power, India – South, region XX (investable) | 3 | ResidualCapacity | GW | User defined | 0 | 44.998 | 44.998 | 44.998 | 44.998 | 44.998 | 44.998 | 44.998 | 44.998 | 44.998 | 44.998 | 44.998 | 44.998 | 44.998 | 44.998 | 44.998 | 44.998 | 44.998 | 44.998 | 44.998 | 44.998 | 44.998 | 44.998 | 44.998 | 44.998 | 44.998 | 44.998 | 44.998 | 44.998 | NITI Aayog, "India Climate and Energy Dashboard (ICED) — Plant Information and Capacity Metatable," NITI Aayog, Government of India, New Delhi, Feb. 2025. [Online]. Available: https://iced.niti.gov.in
BAU | 38 | PWRCOAINDSO | Coal-fired Power, India – South, region XX (investable) | 4 | TotalAnnualMaxCapacity | GW | User defined | 0 | [28 empty] | Central Electricity Authority (CEA), "National Electricity Plan, Volume I — Generation," Ministry of Power, Government of India, New Delhi, 2023. [Online]. Available: https://cea.nic.in NITI Aayog, "India Climate and Energy Dashboard (ICED) — Plant Information and Capacity Metatable," NITI Aayog, Government of India, New Delhi, Feb. 2025. [Online]. Available: https://iced.niti.gov.in
BAU | 38 | PWRCOAINDSO | Coal-fired Power, India – South, region XX (investable) | 5 | TotalTechnologyAnnualActivityUpperLimit | PJ | User defined | 0 | [28 empty] | Central Electricity Authority (CEA), "National Electricity Plan, Volume I — Generation," Ministry of Power, Government of India, New Delhi, 2023. [Online]. Available: https://cea.nic.in NITI Aayog, "India Climate and Energy Dashboard (ICED) — Plant Information and Capacity Metatable," NITI Aayog, Government of India, New Delhi, Feb. 2025. [Online]. Available: https://iced.niti.gov.in
BAU | 38 | PWRCOAINDSO | Coal-fired Power, India – South, region XX (investable) | 6 | TotalAnnualMinCapacity | GW | User defined | 0 | [28 empty] | Central Electricity Authority (CEA), "National Electricity Plan, Volume I — Generation," Ministry of Power, Government of India, New Delhi, 2023. [Online]. Available: https://cea.nic.in
BAU | 38 | PWRCOAINDSO | Coal-fired Power, India – South, region XX (investable) | 7 | AvailabilityFactor | fraction | User defined | 0 | 0.86 | 0.86 | 0.86 | 0.86 | 0.86 | 0.86 | 0.86 | 0.86 | 0.86 | 0.86 | 0.86 | 0.86 | 0.86 | 0.86 | 0.86 | 0.86 | 0.86 | 0.86 | 0.86 | 0.86 | 0.86 | 0.86 | 0.86 | 0.86 | 0.86 | 0.86 | 0.86 | 0.86 | M. Howells et al., "OSeMOSYS: The Open Source Energy Modelling System," Energy Policy, vol. 39, no. 10, pp. 5850–5870, Oct. 2011. doi: 10.1016/j.enpol.2011.06.033 NITI Aayog, "India Climate and Energy Dashboard (ICED) — Plant Information and Capacity Metatable," NITI Aayog, Government of India, New Delhi, Feb. 2025. [Online]. Available: https://iced.niti.gov.in
BAU | 38 | PWRCOAINDSO | Coal-fired Power, India – South, region XX (investable) | 8 | Efficiency | fraction | User defined | 0 | 0.4 | 0.4 | 0.4 | 0.4 | 0.4 | 0.4 | 0.4 | 0.4 | 0.4 | 0.4 | 0.4 | 0.4 | 0.4 | 0.4 | 0.4 | 0.4 | 0.4 | 0.4 | 0.4 | 0.4 | 0.4 | 0.4 | 0.4 | 0.4 | 0.4 | 0.4 | 0.4 | 0.4 | Intergovernmental Panel on Climate Change (IPCC), "2006 IPCC Guidelines for National Greenhouse Gas Inventories, Vol. 2: Energy," Hayama, Japan, 2006. [Online]. Available: https://www.ipcc-nggip.iges.or.jp/public/2006gl/vol2.html
BAU | 38 | PWRCOAINDSO | Coal-fired Power, India – South, region XX (investable) | 9 | TotalAnnualMinCapacityInvestment | GW | User defined | 0 | 0 | 0 | 3.2 | 2.64 | 0 | 0.8 | 0 | 0 | 0 | 0 | 0 | 0 | 1.98 | 0 | 0 | 0 | 0 | 0 | 0 | 0 | 0 | 0 | 0 | 0 | 0 | 0 | 0 | 0 | Central Electricity Authority (CEA), "National Electricity Plan, Volume I — Generation," Ministry of Power, Government of India, New Delhi, 2023. [Online]. Available: https://cea.nic.in Ministry of New and Renewable Energy (MNRE), "Renewable Energy Targets and Capacity Additions," MNRE, Government of India, New Delhi, 2024.
BAU | 39 | PWRCOAINDEA | Coal-fired Power, India – East, region XX (investable) | 1 | CapitalCost | USD/kW | User defined | 0 | 2175 | 2175 | 2175 | 2175 | 2175 | 2175 | 2175 | 2175 | 2175 | 2175 | 2175 | 2175 | 2175 | 2175 | 2175 | 2175 | 2175 | 2175 | 2175 | 2175 | 2175 | 2175 | 2175 | 2175 | 2175 | 2175 | 2175 | 2175 | Ceylon Electricity Board (CEB), "Long-Term Generation Expansion Plan 2025–2044," CEB, Colombo, Sri Lanka, 2024. [Online]. Available: https://www.ceb.lk/front_img/img_reports/1748839124LTGEP-2025-2044-FINAL_c.pdf Central Electricity Authority (CEA), "National Electricity Plan 2022–2032, Annexure-A," Ministry of Power, Government of India, New Delhi, 2023. [Online]. Available: https://cea.nic.in
BAU | 39 | PWRCOAINDEA | Coal-fired Power, India – East, region XX (investable) | 2 | FixedCost | USD/kW/yr | User defined | 0 | 45 | 45 | 45 | 45 | 45 | 45 | 45 | 45 | 45 | 45 | 45 | 45 | 45 | 45 | 45 | 45 | 45 | 45 | 45 | 45 | 45 | 45 | 45 | 45 | 45 | 45 | 45 | 45 | Ceylon Electricity Board (CEB), "Long-Term Generation Expansion Plan 2025–2044," CEB, Colombo, Sri Lanka, 2024. [Online]. Available: https://www.ceb.lk/front_img/img_reports/1748839124LTGEP-2025-2044-FINAL_c.pdf Central Electricity Authority (CEA), "National Electricity Plan 2022–2032, Annexure-A," Ministry of Power, Government of India, New Delhi, 2023. [Online]. Available: https://cea.nic.in
BAU | 39 | PWRCOAINDEA | Coal-fired Power, India – East, region XX (investable) | 3 | ResidualCapacity | GW | User defined | 0 | 36.997 | 36.997 | 36.997 | 36.997 | 36.997 | 36.997 | 36.997 | 36.997 | 36.997 | 36.997 | 36.997 | 36.997 | 36.997 | 36.997 | 36.997 | 36.997 | 36.997 | 36.997 | 36.997 | 36.997 | 36.997 | 36.997 | 36.997 | 36.997 | 36.997 | 36.997 | 36.997 | 36.997 | NITI Aayog, "India Climate and Energy Dashboard (ICED) — Plant Information and Capacity Metatable," NITI Aayog, Government of India, New Delhi, Feb. 2025. [Online]. Available: https://iced.niti.gov.in
BAU | 39 | PWRCOAINDEA | Coal-fired Power, India – East, region XX (investable) | 4 | TotalAnnualMaxCapacity | GW | User defined | 0 | [28 empty] | Central Electricity Authority (CEA), "National Electricity Plan, Volume I — Generation," Ministry of Power, Government of India, New Delhi, 2023. [Online]. Available: https://cea.nic.in NITI Aayog, "India Climate and Energy Dashboard (ICED) — Plant Information and Capacity Metatable," NITI Aayog, Government of India, New Delhi, Feb. 2025. [Online]. Available: https://iced.niti.gov.in
BAU | 39 | PWRCOAINDEA | Coal-fired Power, India – East, region XX (investable) | 5 | TotalTechnologyAnnualActivityUpperLimit | PJ | User defined | 0 | [28 empty] | Central Electricity Authority (CEA), "National Electricity Plan, Volume I — Generation," Ministry of Power, Government of India, New Delhi, 2023. [Online]. Available: https://cea.nic.in NITI Aayog, "India Climate and Energy Dashboard (ICED) — Plant Information and Capacity Metatable," NITI Aayog, Government of India, New Delhi, Feb. 2025. [Online]. Available: https://iced.niti.gov.in
BAU | 39 | PWRCOAINDEA | Coal-fired Power, India – East, region XX (investable) | 6 | TotalAnnualMinCapacity | GW | User defined | 0 | [28 empty] | Central Electricity Authority (CEA), "National Electricity Plan, Volume I — Generation," Ministry of Power, Government of India, New Delhi, 2023. [Online]. Available: https://cea.nic.in
BAU | 39 | PWRCOAINDEA | Coal-fired Power, India – East, region XX (investable) | 7 | AvailabilityFactor | fraction | User defined | 0 | 0.86 | 0.86 | 0.86 | 0.86 | 0.86 | 0.86 | 0.86 | 0.86 | 0.86 | 0.86 | 0.86 | 0.86 | 0.86 | 0.86 | 0.86 | 0.86 | 0.86 | 0.86 | 0.86 | 0.86 | 0.86 | 0.86 | 0.86 | 0.86 | 0.86 | 0.86 | 0.86 | 0.86 | M. Howells et al., "OSeMOSYS: The Open Source Energy Modelling System," Energy Policy, vol. 39, no. 10, pp. 5850–5870, Oct. 2011. doi: 10.1016/j.enpol.2011.06.033 NITI Aayog, "India Climate and Energy Dashboard (ICED) — Plant Information and Capacity Metatable," NITI Aayog, Government of India, New Delhi, Feb. 2025. [Online]. Available: https://iced.niti.gov.in
BAU | 39 | PWRCOAINDEA | Coal-fired Power, India – East, region XX (investable) | 8 | Efficiency | fraction | User defined | 0 | 0.4 | 0.4 | 0.4 | 0.4 | 0.4 | 0.4 | 0.4 | 0.4 | 0.4 | 0.4 | 0.4 | 0.4 | 0.4 | 0.4 | 0.4 | 0.4 | 0.4 | 0.4 | 0.4 | 0.4 | 0.4 | 0.4 | 0.4 | 0.4 | 0.4 | 0.4 | 0.4 | 0.4 | Intergovernmental Panel on Climate Change (IPCC), "2006 IPCC Guidelines for National Greenhouse Gas Inventories, Vol. 2: Energy," Hayama, Japan, 2006. [Online]. Available: https://www.ipcc-nggip.iges.or.jp/public/2006gl/vol2.html
BAU | 39 | PWRCOAINDEA | Coal-fired Power, India – East, region XX (investable) | 9 | TotalAnnualMinCapacityInvestment | GW | User defined | 0 | 0 | 0 | 0.66 | 2.26 | 1.32 | 2.92 | 2.4 | 2.4 | 0 | 0 | 0 | 0 | 8.04 | 0 | 0 | 0 | 0 | 0 | 0 | 0 | 0 | 0 | 0 | 0 | 0 | 0 | 0 | 0 | Central Electricity Authority (CEA), "National Electricity Plan, Volume I — Generation," Ministry of Power, Government of India, New Delhi, 2023. [Online]. Available: https://cea.nic.in Ministry of New and Renewable Energy (MNRE), "Renewable Energy Targets and Capacity Additions," MNRE, Government of India, New Delhi, 2024.
BAU | 40 | PWRCOAINDWE | Coal-fired Power, India – West, region XX (investable) | 1 | CapitalCost | USD/kW | User defined | 0 | 2175 | 2175 | 2175 | 2175 | 2175 | 2175 | 2175 | 2175 | 2175 | 2175 | 2175 | 2175 | 2175 | 2175 | 2175 | 2175 | 2175 | 2175 | 2175 | 2175 | 2175 | 2175 | 2175 | 2175 | 2175 | 2175 | 2175 | 2175 | Ceylon Electricity Board (CEB), "Long-Term Generation Expansion Plan 2025–2044," CEB, Colombo, Sri Lanka, 2024. [Online]. Available: https://www.ceb.lk/front_img/img_reports/1748839124LTGEP-2025-2044-FINAL_c.pdf Central Electricity Authority (CEA), "National Electricity Plan 2022–2032, Annexure-A," Ministry of Power, Government of India, New Delhi, 2023. [Online]. Available: https://cea.nic.in
BAU | 40 | PWRCOAINDWE | Coal-fired Power, India – West, region XX (investable) | 2 | FixedCost | USD/kW/yr | User defined | 0 | 45 | 45 | 45 | 45 | 45 | 45 | 45 | 45 | 45 | 45 | 45 | 45 | 45 | 45 | 45 | 45 | 45 | 45 | 45 | 45 | 45 | 45 | 45 | 45 | 45 | 45 | 45 | 45 | Ceylon Electricity Board (CEB), "Long-Term Generation Expansion Plan 2025–2044," CEB, Colombo, Sri Lanka, 2024. [Online]. Available: https://www.ceb.lk/front_img/img_reports/1748839124LTGEP-2025-2044-FINAL_c.pdf Central Electricity Authority (CEA), "National Electricity Plan 2022–2032, Annexure-A," Ministry of Power, Government of India, New Delhi, 2023. [Online]. Available: https://cea.nic.in
BAU | 40 | PWRCOAINDWE | Coal-fired Power, India – West, region XX (investable) | 3 | ResidualCapacity | GW | User defined | 0 | 85.786 | 85.786 | 85.786 | 85.786 | 85.786 | 85.786 | 85.786 | 85.786 | 85.786 | 85.786 | 85.786 | 85.786 | 85.786 | 85.786 | 85.786 | 85.786 | 85.786 | 85.786 | 85.786 | 85.786 | 85.786 | 85.786 | 85.786 | 85.786 | 85.786 | 85.786 | 85.786 | 85.786 | NITI Aayog, "India Climate and Energy Dashboard (ICED) — Plant Information and Capacity Metatable," NITI Aayog, Government of India, New Delhi, Feb. 2025. [Online]. Available: https://iced.niti.gov.in
BAU | 40 | PWRCOAINDWE | Coal-fired Power, India – West, region XX (investable) | 4 | TotalAnnualMaxCapacity | GW | User defined | 0 | [28 empty] | Central Electricity Authority (CEA), "National Electricity Plan, Volume I — Generation," Ministry of Power, Government of India, New Delhi, 2023. [Online]. Available: https://cea.nic.in NITI Aayog, "India Climate and Energy Dashboard (ICED) — Plant Information and Capacity Metatable," NITI Aayog, Government of India, New Delhi, Feb. 2025. [Online]. Available: https://iced.niti.gov.in
BAU | 40 | PWRCOAINDWE | Coal-fired Power, India – West, region XX (investable) | 5 | TotalTechnologyAnnualActivityUpperLimit | PJ | User defined | 0 | [28 empty] | Central Electricity Authority (CEA), "National Electricity Plan, Volume I — Generation," Ministry of Power, Government of India, New Delhi, 2023. [Online]. Available: https://cea.nic.in NITI Aayog, "India Climate and Energy Dashboard (ICED) — Plant Information and Capacity Metatable," NITI Aayog, Government of India, New Delhi, Feb. 2025. [Online]. Available: https://iced.niti.gov.in
BAU | 40 | PWRCOAINDWE | Coal-fired Power, India – West, region XX (investable) | 6 | TotalAnnualMinCapacity | GW | User defined | 0 | [28 empty] | Central Electricity Authority (CEA), "National Electricity Plan, Volume I — Generation," Ministry of Power, Government of India, New Delhi, 2023. [Online]. Available: https://cea.nic.in
BAU | 40 | PWRCOAINDWE | Coal-fired Power, India – West, region XX (investable) | 7 | AvailabilityFactor | fraction | User defined | 0 | 0.86 | 0.86 | 0.86 | 0.86 | 0.86 | 0.86 | 0.86 | 0.86 | 0.86 | 0.86 | 0.86 | 0.86 | 0.86 | 0.86 | 0.86 | 0.86 | 0.86 | 0.86 | 0.86 | 0.86 | 0.86 | 0.86 | 0.86 | 0.86 | 0.86 | 0.86 | 0.86 | 0.86 | M. Howells et al., "OSeMOSYS: The Open Source Energy Modelling System," Energy Policy, vol. 39, no. 10, pp. 5850–5870, Oct. 2011. doi: 10.1016/j.enpol.2011.06.033 NITI Aayog, "India Climate and Energy Dashboard (ICED) — Plant Information and Capacity Metatable," NITI Aayog, Government of India, New Delhi, Feb. 2025. [Online]. Available: https://iced.niti.gov.in
BAU | 40 | PWRCOAINDWE | Coal-fired Power, India – West, region XX (investable) | 8 | Efficiency | fraction | User defined | 0 | 0.4 | 0.4 | 0.4 | 0.4 | 0.4 | 0.4 | 0.4 | 0.4 | 0.4 | 0.4 | 0.4 | 0.4 | 0.4 | 0.4 | 0.4 | 0.4 | 0.4 | 0.4 | 0.4 | 0.4 | 0.4 | 0.4 | 0.4 | 0.4 | 0.4 | 0.4 | 0.4 | 0.4 | Intergovernmental Panel on Climate Change (IPCC), "2006 IPCC Guidelines for National Greenhouse Gas Inventories, Vol. 2: Energy," Hayama, Japan, 2006. [Online]. Available: https://www.ipcc-nggip.iges.or.jp/public/2006gl/vol2.html
BAU | 40 | PWRCOAINDWE | Coal-fired Power, India – West, region XX (investable) | 9 | TotalAnnualMinCapacityInvestment | GW | User defined | 0 | 0 | 0 | 1.6 | 3.2 | 1.6 | 3.2 | 4.24 | 0 | 0 | 0 | 0 | 0 | 6.015 | 0 | 0 | 0 | 0 | 0 | 0 | 0 | 0 | 0 | 0 | 0 | 0 | 0 | 0 | 0 | Central Electricity Authority (CEA), "National Electricity Plan, Volume I — Generation," Ministry of Power, Government of India, New Delhi, 2023. [Online]. Available: https://cea.nic.in Ministry of New and Renewable Energy (MNRE), "Renewable Energy Targets and Capacity Additions," MNRE, Government of India, New Delhi, 2024.
BAU | 41 | PWRCOALKAXX | Coal – Supercritical, Sri Lanka, region XX (investable) | 1 | CapitalCost | USD/kW | User defined | 0 | 4227.76 | 4227.76 | 4227.76 | 4227.76 | 4227.76 | 4227.76 | 4227.76 | 4227.76 | 4227.76 | 4227.76 | 4227.76 | 4227.76 | 4227.76 | 4227.76 | 4227.76 | 4227.76 | 4227.76 | 4227.76 | 4227.76 | 4227.76 | 4227.76 | 4227.76 | 4227.76 | 4227.76 | 4227.76 | 4227.76 | 4227.76 | 4227.76 | Ceylon Electricity Board (CEB), "Long-Term Generation Expansion Plan 2025–2044," CEB, Colombo, Sri Lanka, 2024. [Online]. Available: https://www.ceb.lk/front_img/img_reports/1748839124LTGEP-2025-2044-FINAL_c.pdf Central Electricity Authority (CEA), "National Electricity Plan 2022–2032, Annexure-A," Ministry of Power, Government of India, New Delhi, 2023. [Online]. Available: https://cea.nic.in
BAU | 41 | PWRCOALKAXX | Coal – Supercritical, Sri Lanka, region XX (investable) | 2 | FixedCost | USD/kW/yr | User defined | 0 | 90 | 90 | 90 | 90 | 90 | 90 | 90 | 90 | 90 | 90 | 90 | 90 | 90 | 90 | 90 | 90 | 90 | 90 | 90 | 90 | 90 | 90 | 90 | 90 | 90 | 90 | 90 | 90 | Ceylon Electricity Board (CEB), "Long-Term Generation Expansion Plan 2025–2044," CEB, Colombo, Sri Lanka, 2024. [Online]. Available: https://www.ceb.lk/front_img/img_reports/1748839124LTGEP-2025-2044-FINAL_c.pdf Central Electricity Authority (CEA), "National Electricity Plan 2022–2032, Annexure-A," Ministry of Power, Government of India, New Delhi, 2023. [Online]. Available: https://cea.nic.in
BAU | 41 | PWRCOALKAXX | Coal – Supercritical, Sri Lanka, region XX (investable) | 3 | ResidualCapacity | GW | User defined | 0 | 0.81 | 0.81 | 0.81 | 0.81 | 0.81 | 0.81 | 0.81 | 0.81 | 0.81 | 0.81 | 0.81 | 0.81 | 0.81 | 0.81 | 0.81 | 0.81 | 0.81 | 0.81 | 0.81 | 0.81 | 0.81 | 0.81 | 0.81 | 0.81 | 0.81 | 0.81 | 0.81 | 0.81 | Ceylon Electricity Board (CEB), "Annual Report 2023," CEB, Colombo, Sri Lanka, 2024. [Online]. Available: https://www.ceb.lk Ceylon Electricity Board (CEB), "Long-Term Generation Expansion Plan 2025–2044," CEB, Colombo, Sri Lanka, 2024. [Online]. Available: https://www.ceb.lk/front_img/img_reports/1748839124LTGEP-2025-2044-FINAL_c.pdf
BAU | 41 | PWRCOALKAXX | Coal – Supercritical, Sri Lanka, region XX (investable) | 4 | TotalAnnualMaxCapacity | GW | User defined | 0 | [28 empty] | Ceylon Electricity Board (CEB), "Long-Term Generation Expansion Plan 2025–2044," CEB, Colombo, Sri Lanka, 2024. [Online]. Available: https://www.ceb.lk/front_img/img_reports/1748839124LTGEP-2025-2044-FINAL_c.pdf Ceylon Electricity Board (CEB) / Sri Lanka Sustainable Energy Authority (SLSEA), "RE Project Development Plan / GREAT 2025–2030," CEB/SLSEA, Colombo, Sri Lanka, Dec. 2024.
BAU | 41 | PWRCOALKAXX | Coal – Supercritical, Sri Lanka, region XX (investable) | 5 | TotalTechnologyAnnualActivityUpperLimit | PJ | User defined | 0 | [28 empty] | Ceylon Electricity Board (CEB), "Long-Term Generation Expansion Plan 2025–2044," CEB, Colombo, Sri Lanka, 2024. [Online]. Available: https://www.ceb.lk/front_img/img_reports/1748839124LTGEP-2025-2044-FINAL_c.pdf Ceylon Electricity Board (CEB), "Annual Report 2023," CEB, Colombo, Sri Lanka, 2024. [Online]. Available: https://www.ceb.lk
BAU | 41 | PWRCOALKAXX | Coal – Supercritical, Sri Lanka, region XX (investable) | 6 | TotalAnnualMinCapacity | GW | User defined | 0 | [28 empty] | Ceylon Electricity Board (CEB), "Long-Term Generation Expansion Plan 2025–2044," CEB, Colombo, Sri Lanka, 2024. [Online]. Available: https://www.ceb.lk/front_img/img_reports/1748839124LTGEP-2025-2044-FINAL_c.pdf
BAU | 41 | PWRCOALKAXX | Coal – Supercritical, Sri Lanka, region XX (investable) | 7 | AvailabilityFactor | fraction | User defined | 0 | 0.85 | 0.85 | 0.85 | 0.85 | 0.85 | 0.85 | 0.85 | 0.85 | 0.85 | 0.85 | 0.85 | 0.85 | 0.85 | 0.85 | 0.85 | 0.85 | 0.85 | 0.85 | 0.85 | 0.85 | 0.85 | 0.85 | 0.85 | 0.85 | 0.85 | 0.85 | 0.85 | 0.85 | M. Howells et al., "OSeMOSYS: The Open Source Energy Modelling System," Energy Policy, vol. 39, no. 10, pp. 5850–5870, Oct. 2011. doi: 10.1016/j.enpol.2011.06.033 Ceylon Electricity Board (CEB), "Annual Report 2023," CEB, Colombo, Sri Lanka, 2024. [Online]. Available: https://www.ceb.lk
BAU | 41 | PWRCOALKAXX | Coal – Supercritical, Sri Lanka, region XX (investable) | 8 | Efficiency | fraction | User defined | 0 | 0.38 | 0.38 | 0.38 | 0.38 | 0.38 | 0.38 | 0.38 | 0.38 | 0.38 | 0.38 | 0.38 | 0.38 | 0.38 | 0.38 | 0.38 | 0.38 | 0.38 | 0.38 | 0.38 | 0.38 | 0.38 | 0.38 | 0.38 | 0.38 | 0.38 | 0.38 | 0.38 | 0.38 | Intergovernmental Panel on Climate Change (IPCC), "2006 IPCC Guidelines for National Greenhouse Gas Inventories, Vol. 2: Energy," Hayama, Japan, 2006. [Online]. Available: https://www.ipcc-nggip.iges.or.jp/public/2006gl/vol2.html
BAU | 41 | PWRCOALKAXX | Coal – Supercritical, Sri Lanka, region XX (investable) | 9 | TotalAnnualMinCapacityInvestment | GW | User defined | 0 | 0 | 0 | 0 | 0 | 0 | 0 | 0 | 0 | 0 | 0 | 0 | 0 | 0 | 0 | 0 | 0 | 0 | 0 | 0 | 0 | 0 | 0 | 0 | 0 | 0 | 0 | 0 | 0 | Ceylon Electricity Board (CEB), "Long-Term Generation Expansion Plan 2025–2044," CEB, Colombo, Sri Lanka, 2024. [Online]. Available: https://www.ceb.lk/front_img/img_reports/1748839124LTGEP-2025-2044-FINAL_c.pdf Government of Sri Lanka, "Updated Nationally Determined Contributions," UNFCCC, 2021.
BAU | 42 | PWRNGSBGDXX | Gas-fired Power, Bangladesh, region XX (investable) | 1 | CapitalCost | USD/kW | User defined | 0 | 913 | 913 | 913 | 913 | 913 | 913 | 913 | 913 | 913 | 913 | 913 | 913 | 913 | 913 | 913 | 913 | 913 | 913 | 913 | 913 | 913 | 913 | 913 | 913 | 913 | 913 | 913 | 913 | Ceylon Electricity Board (CEB), "Long-Term Generation Expansion Plan 2025–2044," CEB, Colombo, Sri Lanka, 2024. [Online]. Available: https://www.ceb.lk/front_img/img_reports/1748839124LTGEP-2025-2044-FINAL_c.pdf Central Electricity Authority (CEA), "National Electricity Plan 2022–2032, Annexure-A," Ministry of Power, Government of India, New Delhi, 2023. [Online]. Available: https://cea.nic.in Power Division, MoPEMR / JICA / IEEJ, "Integrated Energy and Power Master Plan (IEPMP) 2023," Government of the People's Republic of Bangladesh, Dhaka, Nov. 2023. [Online]. Available: https://powerdivision.portal.gov.bd
BAU | 42 | PWRNGSBGDXX | Gas-fired Power, Bangladesh, region XX (investable) | 2 | FixedCost | USD/kW/yr | User defined | 0 | 11.715 | 11.715 | 11.715 | 11.715 | 11.715 | 11.715 | 11.715 | 11.715 | 11.715 | 11.715 | 11.715 | 11.715 | 11.715 | 11.715 | 11.715 | 11.715 | 11.715 | 11.715 | 11.715 | 11.715 | 11.715 | 11.715 | 11.715 | 11.715 | 11.715 | 11.715 | 11.715 | 11.715 | Ceylon Electricity Board (CEB), "Long-Term Generation Expansion Plan 2025–2044," CEB, Colombo, Sri Lanka, 2024. [Online]. Available: https://www.ceb.lk/front_img/img_reports/1748839124LTGEP-2025-2044-FINAL_c.pdf Central Electricity Authority (CEA), "National Electricity Plan 2022–2032, Annexure-A," Ministry of Power, Government of India, New Delhi, 2023. [Online]. Available: https://cea.nic.in Power Division, MoPEMR / JICA / IEEJ, "Integrated Energy and Power Master Plan (IEPMP) 2023," Government of the People's Republic of Bangladesh, Dhaka, Nov. 2023. [Online]. Available: https://powerdivision.portal.gov.bd
BAU | 42 | PWRNGSBGDXX | Gas-fired Power, Bangladesh, region XX (investable) | 3 | ResidualCapacity | GW | User defined | 0 | 13.038 | 13.038 | 13.038 | 13.038 | 13.038 | 13.038 | 13.038 | 13.038 | 13.038 | 13.038 | 13.038 | 13.038 | 13.038 | 13.038 | 13.038 | 13.038 | 13.038 | 13.038 | 13.038 | 13.038 | 13.038 | 13.038 | 13.038 | 13.038 | 13.038 | 13.038 | 13.038 | 13.038 | Bangladesh Power Development Board (BPDB), "Daily Generation Report," BPDB, Dhaka, Bangladesh, Feb. 2026. [Online]. Available: https://www.bpdb.gov.bd/ Bangladesh Power Development Board (BPDB), "Power Generation Units," BPDB, Dhaka, Bangladesh, Feb. 2026. [Online]. Available: https://www.bpdb.gov.bd/
BAU | 42 | PWRNGSBGDXX | Gas-fired Power, Bangladesh, region XX (investable) | 4 | TotalAnnualMaxCapacity | GW | User defined | 0 | [28 empty] | Power Division, MoPEMR / JICA / IEEJ, "Integrated Energy and Power Master Plan (IEPMP) 2023," Government of the People's Republic of Bangladesh, Dhaka, Nov. 2023. [Online]. Available: https://powerdivision.portal.gov.bd Bangladesh Power Development Board (BPDB), "Daily Generation Report," BPDB, Dhaka, Bangladesh, Feb. 2026. [Online]. Available: https://www.bpdb.gov.bd/
BAU | 42 | PWRNGSBGDXX | Gas-fired Power, Bangladesh, region XX (investable) | 5 | TotalTechnologyAnnualActivityUpperLimit | PJ | User defined | 0 | [28 empty] | Power Division, MoPEMR / JICA / IEEJ, "Integrated Energy and Power Master Plan (IEPMP) 2023," Government of the People's Republic of Bangladesh, Dhaka, Nov. 2023. [Online]. Available: https://powerdivision.portal.gov.bd Bangladesh Power Development Board (BPDB), "Daily Generation Report," BPDB, Dhaka, Bangladesh, Feb. 2026. [Online]. Available: https://www.bpdb.gov.bd/
BAU | 42 | PWRNGSBGDXX | Gas-fired Power, Bangladesh, region XX (investable) | 6 | TotalAnnualMinCapacity | GW | User defined | 0 | [28 empty] | Power Division, MoPEMR / JICA / IEEJ, "Integrated Energy and Power Master Plan (IEPMP) 2023," Government of the People's Republic of Bangladesh, Dhaka, Nov. 2023. [Online]. Available: https://powerdivision.portal.gov.bd
BAU | 42 | PWRNGSBGDXX | Gas-fired Power, Bangladesh, region XX (investable) | 7 | AvailabilityFactor | fraction | User defined | 0 | 0.91 | 0.91 | 0.91 | 0.91 | 0.91 | 0.91 | 0.91 | 0.91 | 0.91 | 0.91 | 0.91 | 0.91 | 0.91 | 0.91 | 0.91 | 0.91 | 0.91 | 0.91 | 0.91 | 0.91 | 0.91 | 0.91 | 0.91 | 0.91 | 0.91 | 0.91 | 0.91 | 0.91 | M. Howells et al., "OSeMOSYS: The Open Source Energy Modelling System," Energy Policy, vol. 39, no. 10, pp. 5850–5870, Oct. 2011. doi: 10.1016/j.enpol.2011.06.033 Bangladesh Power Development Board (BPDB), "Daily Generation Report," BPDB, Dhaka, Bangladesh, Feb. 2026. [Online]. Available: https://www.bpdb.gov.bd/
BAU | 42 | PWRNGSBGDXX | Gas-fired Power, Bangladesh, region XX (investable) | 8 | Efficiency | fraction | User defined | 0 | 0.45 | 0.45 | 0.45 | 0.45 | 0.45 | 0.45 | 0.45 | 0.45 | 0.45 | 0.45 | 0.45 | 0.45 | 0.45 | 0.45 | 0.45 | 0.45 | 0.45 | 0.45 | 0.45 | 0.45 | 0.45 | 0.45 | 0.45 | 0.45 | 0.45 | 0.45 | 0.45 | 0.45 | Intergovernmental Panel on Climate Change (IPCC), "2006 IPCC Guidelines for National Greenhouse Gas Inventories, Vol. 2: Energy," Hayama, Japan, 2006. [Online]. Available: https://www.ipcc-nggip.iges.or.jp/public/2006gl/vol2.html
BAU | 42 | PWRNGSBGDXX | Gas-fired Power, Bangladesh, region XX (investable) | 9 | TotalAnnualMinCapacityInvestment | GW | User defined | 0 | 0 | 0 | 5.8 | 0 | 0 | 0 | 0 | 0 | 0 | 0 | 0 | 0 | 0 | 0 | 0 | 0 | 0 | 0 | 0 | 0 | 0 | 0 | 0 | 0 | 0 | 0 | 0 | 0 | Power Division, MoPEMR / JICA / IEEJ, "Integrated Energy and Power Master Plan (IEPMP) 2023," Government of the People's Republic of Bangladesh, Dhaka, Nov. 2023. [Online]. Available: https://powerdivision.portal.gov.bd
BAU | 43 | PWRNGSINDNO | Gas-fired Power, India – North, region XX (investable) | 1 | CapitalCost | USD/kW | User defined | 0 | 830 | 830 | 830 | 830 | 830 | 830 | 830 | 830 | 830 | 830 | 830 | 830 | 830 | 830 | 830 | 830 | 830 | 830 | 830 | 830 | 830 | 830 | 830 | 830 | 830 | 830 | 830 | 830 | Ceylon Electricity Board (CEB), "Long-Term Generation Expansion Plan 2025–2044," CEB, Colombo, Sri Lanka, 2024. [Online]. Available: https://www.ceb.lk/front_img/img_reports/1748839124LTGEP-2025-2044-FINAL_c.pdf Central Electricity Authority (CEA), "National Electricity Plan 2022–2032, Annexure-A," Ministry of Power, Government of India, New Delhi, 2023. [Online]. Available: https://cea.nic.in
BAU | 43 | PWRNGSINDNO | Gas-fired Power, India – North, region XX (investable) | 2 | FixedCost | USD/kW/yr | User defined | 0 | 10.65 | 10.65 | 10.65 | 10.65 | 10.65 | 10.65 | 10.65 | 10.65 | 10.65 | 10.65 | 10.65 | 10.65 | 10.65 | 10.65 | 10.65 | 10.65 | 10.65 | 10.65 | 10.65 | 10.65 | 10.65 | 10.65 | 10.65 | 10.65 | 10.65 | 10.65 | 10.65 | 10.65 | Ceylon Electricity Board (CEB), "Long-Term Generation Expansion Plan 2025–2044," CEB, Colombo, Sri Lanka, 2024. [Online]. Available: https://www.ceb.lk/front_img/img_reports/1748839124LTGEP-2025-2044-FINAL_c.pdf Central Electricity Authority (CEA), "National Electricity Plan 2022–2032, Annexure-A," Ministry of Power, Government of India, New Delhi, 2023. [Online]. Available: https://cea.nic.in
BAU | 43 | PWRNGSINDNO | Gas-fired Power, India – North, region XX (investable) | 3 | ResidualCapacity | GW | User defined | 0 | 5.995 | 5.995 | 5.995 | 5.995 | 5.995 | 5.995 | 5.995 | 5.995 | 5.995 | 5.995 | 5.995 | 5.995 | 5.995 | 5.995 | 5.995 | 5.995 | 5.995 | 5.995 | 5.995 | 5.995 | 5.995 | 5.995 | 5.995 | 5.995 | 5.995 | 5.995 | 5.995 | 5.995 | NITI Aayog, "India Climate and Energy Dashboard (ICED) — Plant Information and Capacity Metatable," NITI Aayog, Government of India, New Delhi, Feb. 2025. [Online]. Available: https://iced.niti.gov.in
BAU | 43 | PWRNGSINDNO | Gas-fired Power, India – North, region XX (investable) | 4 | TotalAnnualMaxCapacity | GW | User defined | 0 | [28 empty] | Central Electricity Authority (CEA), "National Electricity Plan, Volume I — Generation," Ministry of Power, Government of India, New Delhi, 2023. [Online]. Available: https://cea.nic.in NITI Aayog, "India Climate and Energy Dashboard (ICED) — Plant Information and Capacity Metatable," NITI Aayog, Government of India, New Delhi, Feb. 2025. [Online]. Available: https://iced.niti.gov.in
BAU | 43 | PWRNGSINDNO | Gas-fired Power, India – North, region XX (investable) | 5 | TotalTechnologyAnnualActivityUpperLimit | PJ | User defined | 0 | [28 empty] | Central Electricity Authority (CEA), "National Electricity Plan, Volume I — Generation," Ministry of Power, Government of India, New Delhi, 2023. [Online]. Available: https://cea.nic.in NITI Aayog, "India Climate and Energy Dashboard (ICED) — Plant Information and Capacity Metatable," NITI Aayog, Government of India, New Delhi, Feb. 2025. [Online]. Available: https://iced.niti.gov.in
BAU | 43 | PWRNGSINDNO | Gas-fired Power, India – North, region XX (investable) | 6 | TotalAnnualMinCapacity | GW | User defined | 0 | [28 empty] | Central Electricity Authority (CEA), "National Electricity Plan, Volume I — Generation," Ministry of Power, Government of India, New Delhi, 2023. [Online]. Available: https://cea.nic.in
BAU | 43 | PWRNGSINDNO | Gas-fired Power, India – North, region XX (investable) | 7 | AvailabilityFactor | fraction | User defined | 0 | 0.91 | 0.91 | 0.91 | 0.91 | 0.91 | 0.91 | 0.91 | 0.91 | 0.91 | 0.91 | 0.91 | 0.91 | 0.91 | 0.91 | 0.91 | 0.91 | 0.91 | 0.91 | 0.91 | 0.91 | 0.91 | 0.91 | 0.91 | 0.91 | 0.91 | 0.91 | 0.91 | 0.91 | M. Howells et al., "OSeMOSYS: The Open Source Energy Modelling System," Energy Policy, vol. 39, no. 10, pp. 5850–5870, Oct. 2011. doi: 10.1016/j.enpol.2011.06.033 NITI Aayog, "India Climate and Energy Dashboard (ICED) — Plant Information and Capacity Metatable," NITI Aayog, Government of India, New Delhi, Feb. 2025. [Online]. Available: https://iced.niti.gov.in
BAU | 43 | PWRNGSINDNO | Gas-fired Power, India – North, region XX (investable) | 8 | Efficiency | fraction | User defined | 0 | 0.45 | 0.45 | 0.45 | 0.45 | 0.45 | 0.45 | 0.45 | 0.45 | 0.45 | 0.45 | 0.45 | 0.45 | 0.45 | 0.45 | 0.45 | 0.45 | 0.45 | 0.45 | 0.45 | 0.45 | 0.45 | 0.45 | 0.45 | 0.45 | 0.45 | 0.45 | 0.45 | 0.45 | Intergovernmental Panel on Climate Change (IPCC), "2006 IPCC Guidelines for National Greenhouse Gas Inventories, Vol. 2: Energy," Hayama, Japan, 2006. [Online]. Available: https://www.ipcc-nggip.iges.or.jp/public/2006gl/vol2.html
BAU | 43 | PWRNGSINDNO | Gas-fired Power, India – North, region XX (investable) | 9 | TotalAnnualMinCapacityInvestment | GW | User defined | 0 | 0 | 0 | 0 | 0 | 0 | 0 | 0 | 0 | 0 | 0 | 0 | 0 | 0.225 | 0 | 0 | 0 | 0 | 0 | 0 | 0 | 0 | 0 | 0 | 0 | 0 | 0 | 0 | 0 | Central Electricity Authority (CEA), "National Electricity Plan, Volume I — Generation," Ministry of Power, Government of India, New Delhi, 2023. [Online]. Available: https://cea.nic.in Ministry of New and Renewable Energy (MNRE), "Renewable Energy Targets and Capacity Additions," MNRE, Government of India, New Delhi, 2024.
BAU | 44 | PWRNGSINDSO | Gas-fired Power, India – South, region XX (investable) | 1 | CapitalCost | USD/kW | User defined | 0 | 830 | 830 | 830 | 830 | 830 | 830 | 830 | 830 | 830 | 830 | 830 | 830 | 830 | 830 | 830 | 830 | 830 | 830 | 830 | 830 | 830 | 830 | 830 | 830 | 830 | 830 | 830 | 830 | Ceylon Electricity Board (CEB), "Long-Term Generation Expansion Plan 2025–2044," CEB, Colombo, Sri Lanka, 2024. [Online]. Available: https://www.ceb.lk/front_img/img_reports/1748839124LTGEP-2025-2044-FINAL_c.pdf Central Electricity Authority (CEA), "National Electricity Plan 2022–2032, Annexure-A," Ministry of Power, Government of India, New Delhi, 2023. [Online]. Available: https://cea.nic.in
BAU | 44 | PWRNGSINDSO | Gas-fired Power, India – South, region XX (investable) | 2 | FixedCost | USD/kW/yr | User defined | 0 | 10.65 | 10.65 | 10.65 | 10.65 | 10.65 | 10.65 | 10.65 | 10.65 | 10.65 | 10.65 | 10.65 | 10.65 | 10.65 | 10.65 | 10.65 | 10.65 | 10.65 | 10.65 | 10.65 | 10.65 | 10.65 | 10.65 | 10.65 | 10.65 | 10.65 | 10.65 | 10.65 | 10.65 | Ceylon Electricity Board (CEB), "Long-Term Generation Expansion Plan 2025–2044," CEB, Colombo, Sri Lanka, 2024. [Online]. Available: https://www.ceb.lk/front_img/img_reports/1748839124LTGEP-2025-2044-FINAL_c.pdf Central Electricity Authority (CEA), "National Electricity Plan 2022–2032, Annexure-A," Ministry of Power, Government of India, New Delhi, 2023. [Online]. Available: https://cea.nic.in
BAU | 44 | PWRNGSINDSO | Gas-fired Power, India – South, region XX (investable) | 3 | ResidualCapacity | GW | User defined | 0 | 6.492 | 6.492 | 6.492 | 6.492 | 6.492 | 6.492 | 6.492 | 6.492 | 6.492 | 6.492 | 6.492 | 6.492 | 6.492 | 6.492 | 6.492 | 6.492 | 6.492 | 6.492 | 6.492 | 6.492 | 6.492 | 6.492 | 6.492 | 6.492 | 6.492 | 6.492 | 6.492 | 6.492 | NITI Aayog, "India Climate and Energy Dashboard (ICED) — Plant Information and Capacity Metatable," NITI Aayog, Government of India, New Delhi, Feb. 2025. [Online]. Available: https://iced.niti.gov.in
BAU | 44 | PWRNGSINDSO | Gas-fired Power, India – South, region XX (investable) | 4 | TotalAnnualMaxCapacity | GW | User defined | 0 | [28 empty] | Central Electricity Authority (CEA), "National Electricity Plan, Volume I — Generation," Ministry of Power, Government of India, New Delhi, 2023. [Online]. Available: https://cea.nic.in NITI Aayog, "India Climate and Energy Dashboard (ICED) — Plant Information and Capacity Metatable," NITI Aayog, Government of India, New Delhi, Feb. 2025. [Online]. Available: https://iced.niti.gov.in
BAU | 44 | PWRNGSINDSO | Gas-fired Power, India – South, region XX (investable) | 5 | TotalTechnologyAnnualActivityUpperLimit | PJ | User defined | 0 | [28 empty] | Central Electricity Authority (CEA), "National Electricity Plan, Volume I — Generation," Ministry of Power, Government of India, New Delhi, 2023. [Online]. Available: https://cea.nic.in NITI Aayog, "India Climate and Energy Dashboard (ICED) — Plant Information and Capacity Metatable," NITI Aayog, Government of India, New Delhi, Feb. 2025. [Online]. Available: https://iced.niti.gov.in
BAU | 44 | PWRNGSINDSO | Gas-fired Power, India – South, region XX (investable) | 6 | TotalAnnualMinCapacity | GW | User defined | 0 | [28 empty] | Central Electricity Authority (CEA), "National Electricity Plan, Volume I — Generation," Ministry of Power, Government of India, New Delhi, 2023. [Online]. Available: https://cea.nic.in
BAU | 44 | PWRNGSINDSO | Gas-fired Power, India – South, region XX (investable) | 7 | AvailabilityFactor | fraction | User defined | 0 | 0.91 | 0.91 | 0.91 | 0.91 | 0.91 | 0.91 | 0.91 | 0.91 | 0.91 | 0.91 | 0.91 | 0.91 | 0.91 | 0.91 | 0.91 | 0.91 | 0.91 | 0.91 | 0.91 | 0.91 | 0.91 | 0.91 | 0.91 | 0.91 | 0.91 | 0.91 | 0.91 | 0.91 | M. Howells et al., "OSeMOSYS: The Open Source Energy Modelling System," Energy Policy, vol. 39, no. 10, pp. 5850–5870, Oct. 2011. doi: 10.1016/j.enpol.2011.06.033 NITI Aayog, "India Climate and Energy Dashboard (ICED) — Plant Information and Capacity Metatable," NITI Aayog, Government of India, New Delhi, Feb. 2025. [Online]. Available: https://iced.niti.gov.in
BAU | 44 | PWRNGSINDSO | Gas-fired Power, India – South, region XX (investable) | 8 | Efficiency | fraction | User defined | 0 | 0.45 | 0.45 | 0.45 | 0.45 | 0.45 | 0.45 | 0.45 | 0.45 | 0.45 | 0.45 | 0.45 | 0.45 | 0.45 | 0.45 | 0.45 | 0.45 | 0.45 | 0.45 | 0.45 | 0.45 | 0.45 | 0.45 | 0.45 | 0.45 | 0.45 | 0.45 | 0.45 | 0.45 | Intergovernmental Panel on Climate Change (IPCC), "2006 IPCC Guidelines for National Greenhouse Gas Inventories, Vol. 2: Energy," Hayama, Japan, 2006. [Online]. Available: https://www.ipcc-nggip.iges.or.jp/public/2006gl/vol2.html
BAU | 44 | PWRNGSINDSO | Gas-fired Power, India – South, region XX (investable) | 9 | TotalAnnualMinCapacityInvestment | GW | User defined | 0 | 0 | 0 | 0 | 0 | 0 | 0 | 0 | 0 | 0 | 0 | 0 | 0 | 0 | 0 | 0 | 0 | 0 | 0 | 0 | 0 | 0 | 0 | 0 | 0 | 0 | 0 | 0 | 0 | Central Electricity Authority (CEA), "National Electricity Plan, Volume I — Generation," Ministry of Power, Government of India, New Delhi, 2023. [Online]. Available: https://cea.nic.in Ministry of New and Renewable Energy (MNRE), "Renewable Energy Targets and Capacity Additions," MNRE, Government of India, New Delhi, 2024.
BAU | 45 | PWRNGSINDEA | Gas-fired Power, India – East, region XX (investable) | 1 | CapitalCost | USD/kW | User defined | 0 | 830 | 830 | 830 | 830 | 830 | 830 | 830 | 830 | 830 | 830 | 830 | 830 | 830 | 830 | 830 | 830 | 830 | 830 | 830 | 830 | 830 | 830 | 830 | 830 | 830 | 830 | 830 | 830 | Ceylon Electricity Board (CEB), "Long-Term Generation Expansion Plan 2025–2044," CEB, Colombo, Sri Lanka, 2024. [Online]. Available: https://www.ceb.lk/front_img/img_reports/1748839124LTGEP-2025-2044-FINAL_c.pdf Central Electricity Authority (CEA), "National Electricity Plan 2022–2032, Annexure-A," Ministry of Power, Government of India, New Delhi, 2023. [Online]. Available: https://cea.nic.in
BAU | 45 | PWRNGSINDEA | Gas-fired Power, India – East, region XX (investable) | 2 | FixedCost | USD/kW/yr | User defined | 0 | 10.65 | 10.65 | 10.65 | 10.65 | 10.65 | 10.65 | 10.65 | 10.65 | 10.65 | 10.65 | 10.65 | 10.65 | 10.65 | 10.65 | 10.65 | 10.65 | 10.65 | 10.65 | 10.65 | 10.65 | 10.65 | 10.65 | 10.65 | 10.65 | 10.65 | 10.65 | 10.65 | 10.65 | Ceylon Electricity Board (CEB), "Long-Term Generation Expansion Plan 2025–2044," CEB, Colombo, Sri Lanka, 2024. [Online]. Available: https://www.ceb.lk/front_img/img_reports/1748839124LTGEP-2025-2044-FINAL_c.pdf Central Electricity Authority (CEA), "National Electricity Plan 2022–2032, Annexure-A," Ministry of Power, Government of India, New Delhi, 2023. [Online]. Available: https://cea.nic.in
BAU | 45 | PWRNGSINDEA | Gas-fired Power, India – East, region XX (investable) | 3 | ResidualCapacity | GW | User defined | 0 | 0.08 | 0.08 | 0.08 | 0.08 | 0.08 | 0.08 | 0.08 | 0.08 | 0.08 | 0.08 | 0.08 | 0.08 | 0.08 | 0.08 | 0.08 | 0.08 | 0.08 | 0.08 | 0.08 | 0.08 | 0.08 | 0.08 | 0.08 | 0.08 | 0.08 | 0.08 | 0.08 | 0.08 | NITI Aayog, "India Climate and Energy Dashboard (ICED) — Plant Information and Capacity Metatable," NITI Aayog, Government of India, New Delhi, Feb. 2025. [Online]. Available: https://iced.niti.gov.in
BAU | 45 | PWRNGSINDEA | Gas-fired Power, India – East, region XX (investable) | 4 | TotalAnnualMaxCapacity | GW | User defined | 0 | [28 empty] | Central Electricity Authority (CEA), "National Electricity Plan, Volume I — Generation," Ministry of Power, Government of India, New Delhi, 2023. [Online]. Available: https://cea.nic.in NITI Aayog, "India Climate and Energy Dashboard (ICED) — Plant Information and Capacity Metatable," NITI Aayog, Government of India, New Delhi, Feb. 2025. [Online]. Available: https://iced.niti.gov.in
BAU | 45 | PWRNGSINDEA | Gas-fired Power, India – East, region XX (investable) | 5 | TotalTechnologyAnnualActivityUpperLimit | PJ | User defined | 0 | [28 empty] | Central Electricity Authority (CEA), "National Electricity Plan, Volume I — Generation," Ministry of Power, Government of India, New Delhi, 2023. [Online]. Available: https://cea.nic.in NITI Aayog, "India Climate and Energy Dashboard (ICED) — Plant Information and Capacity Metatable," NITI Aayog, Government of India, New Delhi, Feb. 2025. [Online]. Available: https://iced.niti.gov.in
BAU | 45 | PWRNGSINDEA | Gas-fired Power, India – East, region XX (investable) | 6 | TotalAnnualMinCapacity | GW | User defined | 0 | [28 empty] | Central Electricity Authority (CEA), "National Electricity Plan, Volume I — Generation," Ministry of Power, Government of India, New Delhi, 2023. [Online]. Available: https://cea.nic.in
BAU | 45 | PWRNGSINDEA | Gas-fired Power, India – East, region XX (investable) | 7 | AvailabilityFactor | fraction | User defined | 0 | 0.91 | 0.91 | 0.91 | 0.91 | 0.91 | 0.91 | 0.91 | 0.91 | 0.91 | 0.91 | 0.91 | 0.91 | 0.91 | 0.91 | 0.91 | 0.91 | 0.91 | 0.91 | 0.91 | 0.91 | 0.91 | 0.91 | 0.91 | 0.91 | 0.91 | 0.91 | 0.91 | 0.91 | M. Howells et al., "OSeMOSYS: The Open Source Energy Modelling System," Energy Policy, vol. 39, no. 10, pp. 5850–5870, Oct. 2011. doi: 10.1016/j.enpol.2011.06.033 NITI Aayog, "India Climate and Energy Dashboard (ICED) — Plant Information and Capacity Metatable," NITI Aayog, Government of India, New Delhi, Feb. 2025. [Online]. Available: https://iced.niti.gov.in
BAU | 45 | PWRNGSINDEA | Gas-fired Power, India – East, region XX (investable) | 8 | Efficiency | fraction | User defined | 0 | 0.45 | 0.45 | 0.45 | 0.45 | 0.45 | 0.45 | 0.45 | 0.45 | 0.45 | 0.45 | 0.45 | 0.45 | 0.45 | 0.45 | 0.45 | 0.45 | 0.45 | 0.45 | 0.45 | 0.45 | 0.45 | 0.45 | 0.45 | 0.45 | 0.45 | 0.45 | 0.45 | 0.45 | Intergovernmental Panel on Climate Change (IPCC), "2006 IPCC Guidelines for National Greenhouse Gas Inventories, Vol. 2: Energy," Hayama, Japan, 2006. [Online]. Available: https://www.ipcc-nggip.iges.or.jp/public/2006gl/vol2.html
BAU | 45 | PWRNGSINDEA | Gas-fired Power, India – East, region XX (investable) | 9 | TotalAnnualMinCapacityInvestment | GW | User defined | 0 | 0 | 0 | 0 | 0 | 0 | 0 | 0 | 0 | 0 | 0 | 0 | 0 | 0 | 0 | 0 | 0 | 0 | 0 | 0 | 0 | 0 | 0 | 0 | 0 | 0 | 0 | 0 | 0 | Central Electricity Authority (CEA), "National Electricity Plan, Volume I — Generation," Ministry of Power, Government of India, New Delhi, 2023. [Online]. Available: https://cea.nic.in Ministry of New and Renewable Energy (MNRE), "Renewable Energy Targets and Capacity Additions," MNRE, Government of India, New Delhi, 2024.
BAU | 46 | PWRNGSINDWE | Gas-fired Power, India – West, region XX (investable) | 1 | CapitalCost | USD/kW | User defined | 0 | 830 | 830 | 830 | 830 | 830 | 830 | 830 | 830 | 830 | 830 | 830 | 830 | 830 | 830 | 830 | 830 | 830 | 830 | 830 | 830 | 830 | 830 | 830 | 830 | 830 | 830 | 830 | 830 | Ceylon Electricity Board (CEB), "Long-Term Generation Expansion Plan 2025–2044," CEB, Colombo, Sri Lanka, 2024. [Online]. Available: https://www.ceb.lk/front_img/img_reports/1748839124LTGEP-2025-2044-FINAL_c.pdf Central Electricity Authority (CEA), "National Electricity Plan 2022–2032, Annexure-A," Ministry of Power, Government of India, New Delhi, 2023. [Online]. Available: https://cea.nic.in
BAU | 46 | PWRNGSINDWE | Gas-fired Power, India – West, region XX (investable) | 2 | FixedCost | USD/kW/yr | User defined | 0 | 10.65 | 10.65 | 10.65 | 10.65 | 10.65 | 10.65 | 10.65 | 10.65 | 10.65 | 10.65 | 10.65 | 10.65 | 10.65 | 10.65 | 10.65 | 10.65 | 10.65 | 10.65 | 10.65 | 10.65 | 10.65 | 10.65 | 10.65 | 10.65 | 10.65 | 10.65 | 10.65 | 10.65 | Ceylon Electricity Board (CEB), "Long-Term Generation Expansion Plan 2025–2044," CEB, Colombo, Sri Lanka, 2024. [Online]. Available: https://www.ceb.lk/front_img/img_reports/1748839124LTGEP-2025-2044-FINAL_c.pdf Central Electricity Authority (CEA), "National Electricity Plan 2022–2032, Annexure-A," Ministry of Power, Government of India, New Delhi, 2023. [Online]. Available: https://cea.nic.in
BAU | 46 | PWRNGSINDWE | Gas-fired Power, India – West, region XX (investable) | 3 | ResidualCapacity | GW | User defined | 0 | 10.806 | 10.806 | 10.806 | 10.806 | 10.806 | 10.806 | 10.806 | 10.806 | 10.806 | 10.806 | 10.806 | 10.806 | 10.806 | 10.806 | 10.806 | 10.806 | 10.806 | 10.806 | 10.806 | 10.806 | 10.806 | 10.806 | 10.806 | 10.806 | 10.806 | 10.806 | 10.806 | 10.806 | NITI Aayog, "India Climate and Energy Dashboard (ICED) — Plant Information and Capacity Metatable," NITI Aayog, Government of India, New Delhi, Feb. 2025. [Online]. Available: https://iced.niti.gov.in
BAU | 46 | PWRNGSINDWE | Gas-fired Power, India – West, region XX (investable) | 4 | TotalAnnualMaxCapacity | GW | User defined | 0 | [28 empty] | Central Electricity Authority (CEA), "National Electricity Plan, Volume I — Generation," Ministry of Power, Government of India, New Delhi, 2023. [Online]. Available: https://cea.nic.in NITI Aayog, "India Climate and Energy Dashboard (ICED) — Plant Information and Capacity Metatable," NITI Aayog, Government of India, New Delhi, Feb. 2025. [Online]. Available: https://iced.niti.gov.in
BAU | 46 | PWRNGSINDWE | Gas-fired Power, India – West, region XX (investable) | 5 | TotalTechnologyAnnualActivityUpperLimit | PJ | User defined | 0 | [28 empty] | Central Electricity Authority (CEA), "National Electricity Plan, Volume I — Generation," Ministry of Power, Government of India, New Delhi, 2023. [Online]. Available: https://cea.nic.in NITI Aayog, "India Climate and Energy Dashboard (ICED) — Plant Information and Capacity Metatable," NITI Aayog, Government of India, New Delhi, Feb. 2025. [Online]. Available: https://iced.niti.gov.in
BAU | 46 | PWRNGSINDWE | Gas-fired Power, India – West, region XX (investable) | 6 | TotalAnnualMinCapacity | GW | User defined | 0 | [28 empty] | Central Electricity Authority (CEA), "National Electricity Plan, Volume I — Generation," Ministry of Power, Government of India, New Delhi, 2023. [Online]. Available: https://cea.nic.in
BAU | 46 | PWRNGSINDWE | Gas-fired Power, India – West, region XX (investable) | 7 | AvailabilityFactor | fraction | User defined | 0 | 0.91 | 0.91 | 0.91 | 0.91 | 0.91 | 0.91 | 0.91 | 0.91 | 0.91 | 0.91 | 0.91 | 0.91 | 0.91 | 0.91 | 0.91 | 0.91 | 0.91 | 0.91 | 0.91 | 0.91 | 0.91 | 0.91 | 0.91 | 0.91 | 0.91 | 0.91 | 0.91 | 0.91 | M. Howells et al., "OSeMOSYS: The Open Source Energy Modelling System," Energy Policy, vol. 39, no. 10, pp. 5850–5870, Oct. 2011. doi: 10.1016/j.enpol.2011.06.033 NITI Aayog, "India Climate and Energy Dashboard (ICED) — Plant Information and Capacity Metatable," NITI Aayog, Government of India, New Delhi, Feb. 2025. [Online]. Available: https://iced.niti.gov.in
BAU | 46 | PWRNGSINDWE | Gas-fired Power, India – West, region XX (investable) | 8 | Efficiency | fraction | User defined | 0 | 0.45 | 0.45 | 0.45 | 0.45 | 0.45 | 0.45 | 0.45 | 0.45 | 0.45 | 0.45 | 0.45 | 0.45 | 0.45 | 0.45 | 0.45 | 0.45 | 0.45 | 0.45 | 0.45 | 0.45 | 0.45 | 0.45 | 0.45 | 0.45 | 0.45 | 0.45 | 0.45 | 0.45 | Intergovernmental Panel on Climate Change (IPCC), "2006 IPCC Guidelines for National Greenhouse Gas Inventories, Vol. 2: Energy," Hayama, Japan, 2006. [Online]. Available: https://www.ipcc-nggip.iges.or.jp/public/2006gl/vol2.html
BAU | 46 | PWRNGSINDWE | Gas-fired Power, India – West, region XX (investable) | 9 | TotalAnnualMinCapacityInvestment | GW | User defined | 0 | 0 | 0 | 0 | 0 | 0 | 0 | 0 | 0 | 0 | 0 | 0 | 0 | 0 | 0 | 0 | 0 | 0 | 0 | 0 | 0 | 0 | 0 | 0 | 0 | 0 | 0 | 0 | 0 | Central Electricity Authority (CEA), "National Electricity Plan, Volume I — Generation," Ministry of Power, Government of India, New Delhi, 2023. [Online]. Available: https://cea.nic.in Ministry of New and Renewable Energy (MNRE), "Renewable Energy Targets and Capacity Additions," MNRE, Government of India, New Delhi, 2024.
BAU | 47 | PWRNGSINDNE | Gas-fired Power, India – Northeast, region XX (investable) | 1 | CapitalCost | USD/kW | User defined | 0 | 830 | 830 | 830 | 830 | 830 | 830 | 830 | 830 | 830 | 830 | 830 | 830 | 830 | 830 | 830 | 830 | 830 | 830 | 830 | 830 | 830 | 830 | 830 | 830 | 830 | 830 | 830 | 830 | Ceylon Electricity Board (CEB), "Long-Term Generation Expansion Plan 2025–2044," CEB, Colombo, Sri Lanka, 2024. [Online]. Available: https://www.ceb.lk/front_img/img_reports/1748839124LTGEP-2025-2044-FINAL_c.pdf Central Electricity Authority (CEA), "National Electricity Plan 2022–2032, Annexure-A," Ministry of Power, Government of India, New Delhi, 2023. [Online]. Available: https://cea.nic.in
BAU | 47 | PWRNGSINDNE | Gas-fired Power, India – Northeast, region XX (investable) | 2 | FixedCost | USD/kW/yr | User defined | 0 | 10.65 | 10.65 | 10.65 | 10.65 | 10.65 | 10.65 | 10.65 | 10.65 | 10.65 | 10.65 | 10.65 | 10.65 | 10.65 | 10.65 | 10.65 | 10.65 | 10.65 | 10.65 | 10.65 | 10.65 | 10.65 | 10.65 | 10.65 | 10.65 | 10.65 | 10.65 | 10.65 | 10.65 | Ceylon Electricity Board (CEB), "Long-Term Generation Expansion Plan 2025–2044," CEB, Colombo, Sri Lanka, 2024. [Online]. Available: https://www.ceb.lk/front_img/img_reports/1748839124LTGEP-2025-2044-FINAL_c.pdf Central Electricity Authority (CEA), "National Electricity Plan 2022–2032, Annexure-A," Ministry of Power, Government of India, New Delhi, 2023. [Online]. Available: https://cea.nic.in
BAU | 47 | PWRNGSINDNE | Gas-fired Power, India – Northeast, region XX (investable) | 3 | ResidualCapacity | GW | User defined | 0 | 1.665 | 1.665 | 1.665 | 1.665 | 1.665 | 1.665 | 1.665 | 1.665 | 1.665 | 1.665 | 1.665 | 1.665 | 1.665 | 1.665 | 1.665 | 1.665 | 1.665 | 1.665 | 1.665 | 1.665 | 1.665 | 1.665 | 1.665 | 1.665 | 1.665 | 1.665 | 1.665 | 1.665 | NITI Aayog, "India Climate and Energy Dashboard (ICED) — Plant Information and Capacity Metatable," NITI Aayog, Government of India, New Delhi, Feb. 2025. [Online]. Available: https://iced.niti.gov.in
BAU | 47 | PWRNGSINDNE | Gas-fired Power, India – Northeast, region XX (investable) | 4 | TotalAnnualMaxCapacity | GW | User defined | 0 | [28 empty] | Central Electricity Authority (CEA), "National Electricity Plan, Volume I — Generation," Ministry of Power, Government of India, New Delhi, 2023. [Online]. Available: https://cea.nic.in NITI Aayog, "India Climate and Energy Dashboard (ICED) — Plant Information and Capacity Metatable," NITI Aayog, Government of India, New Delhi, Feb. 2025. [Online]. Available: https://iced.niti.gov.in
BAU | 47 | PWRNGSINDNE | Gas-fired Power, India – Northeast, region XX (investable) | 5 | TotalTechnologyAnnualActivityUpperLimit | PJ | User defined | 0 | [28 empty] | Central Electricity Authority (CEA), "National Electricity Plan, Volume I — Generation," Ministry of Power, Government of India, New Delhi, 2023. [Online]. Available: https://cea.nic.in NITI Aayog, "India Climate and Energy Dashboard (ICED) — Plant Information and Capacity Metatable," NITI Aayog, Government of India, New Delhi, Feb. 2025. [Online]. Available: https://iced.niti.gov.in
BAU | 47 | PWRNGSINDNE | Gas-fired Power, India – Northeast, region XX (investable) | 6 | TotalAnnualMinCapacity | GW | User defined | 0 | [28 empty] | Central Electricity Authority (CEA), "National Electricity Plan, Volume I — Generation," Ministry of Power, Government of India, New Delhi, 2023. [Online]. Available: https://cea.nic.in
BAU | 47 | PWRNGSINDNE | Gas-fired Power, India – Northeast, region XX (investable) | 7 | AvailabilityFactor | fraction | User defined | 0 | 0.91 | 0.91 | 0.91 | 0.91 | 0.91 | 0.91 | 0.91 | 0.91 | 0.91 | 0.91 | 0.91 | 0.91 | 0.91 | 0.91 | 0.91 | 0.91 | 0.91 | 0.91 | 0.91 | 0.91 | 0.91 | 0.91 | 0.91 | 0.91 | 0.91 | 0.91 | 0.91 | 0.91 | M. Howells et al., "OSeMOSYS: The Open Source Energy Modelling System," Energy Policy, vol. 39, no. 10, pp. 5850–5870, Oct. 2011. doi: 10.1016/j.enpol.2011.06.033 NITI Aayog, "India Climate and Energy Dashboard (ICED) — Plant Information and Capacity Metatable," NITI Aayog, Government of India, New Delhi, Feb. 2025. [Online]. Available: https://iced.niti.gov.in
BAU | 47 | PWRNGSINDNE | Gas-fired Power, India – Northeast, region XX (investable) | 8 | Efficiency | fraction | User defined | 0 | 0.45 | 0.45 | 0.45 | 0.45 | 0.45 | 0.45 | 0.45 | 0.45 | 0.45 | 0.45 | 0.45 | 0.45 | 0.45 | 0.45 | 0.45 | 0.45 | 0.45 | 0.45 | 0.45 | 0.45 | 0.45 | 0.45 | 0.45 | 0.45 | 0.45 | 0.45 | 0.45 | 0.45 | Intergovernmental Panel on Climate Change (IPCC), "2006 IPCC Guidelines for National Greenhouse Gas Inventories, Vol. 2: Energy," Hayama, Japan, 2006. [Online]. Available: https://www.ipcc-nggip.iges.or.jp/public/2006gl/vol2.html
BAU | 47 | PWRNGSINDNE | Gas-fired Power, India – Northeast, region XX (investable) | 9 | TotalAnnualMinCapacityInvestment | GW | User defined | 0 | 0 | 0 | 0 | 0 | 0 | 0 | 0 | 0 | 0 | 0 | 0 | 0 | 0 | 0 | 0 | 0 | 0 | 0 | 0 | 0 | 0 | 0 | 0 | 0 | 0 | 0 | 0 | 0 | Central Electricity Authority (CEA), "National Electricity Plan, Volume I — Generation," Ministry of Power, Government of India, New Delhi, 2023. [Online]. Available: https://cea.nic.in Ministry of New and Renewable Energy (MNRE), "Renewable Energy Targets and Capacity Additions," MNRE, Government of India, New Delhi, 2024.
BAU | 48 | PWRNGSMDVXX | Gas-fired Power, Maldives, region XX (investable) | 1 | CapitalCost | USD/kW | User defined | 0 | 1660 | 1660 | 1660 | 1660 | 1660 | 1660 | 1660 | 1660 | 1660 | 1660 | 1660 | 1660 | 1660 | 1660 | 1660 | 1660 | 1660 | 1660 | 1660 | 1660 | 1660 | 1660 | 1660 | 1660 | 1660 | 1660 | 1660 | 1660 | Ceylon Electricity Board (CEB), "Long-Term Generation Expansion Plan 2025–2044," CEB, Colombo, Sri Lanka, 2024. [Online]. Available: https://www.ceb.lk/front_img/img_reports/1748839124LTGEP-2025-2044-FINAL_c.pdf Central Electricity Authority (CEA), "National Electricity Plan 2022–2032, Annexure-A," Ministry of Power, Government of India, New Delhi, 2023. [Online]. Available: https://cea.nic.in
BAU | 48 | PWRNGSMDVXX | Gas-fired Power, Maldives, region XX (investable) | 2 | FixedCost | USD/kW/yr | User defined | 0 | 21.3 | 21.3 | 21.3 | 21.3 | 21.3 | 21.3 | 21.3 | 21.3 | 21.3 | 21.3 | 21.3 | 21.3 | 21.3 | 21.3 | 21.3 | 21.3 | 21.3 | 21.3 | 21.3 | 21.3 | 21.3 | 21.3 | 21.3 | 21.3 | 21.3 | 21.3 | 21.3 | 21.3 | Ceylon Electricity Board (CEB), "Long-Term Generation Expansion Plan 2025–2044," CEB, Colombo, Sri Lanka, 2024. [Online]. Available: https://www.ceb.lk/front_img/img_reports/1748839124LTGEP-2025-2044-FINAL_c.pdf Central Electricity Authority (CEA), "National Electricity Plan 2022–2032, Annexure-A," Ministry of Power, Government of India, New Delhi, 2023. [Online]. Available: https://cea.nic.in
BAU | 48 | PWRNGSMDVXX | Gas-fired Power, Maldives, region XX (investable) | 3 | ResidualCapacity | GW | User defined | 0 | 0 | 0 | 0 | 0 | 0 | 0 | 0 | 0 | 0 | 0 | 0 | 0 | 0 | 0 | 0 | 0 | 0 | 0 | 0 | 0 | 0 | 0 | 0 | 0 | 0 | 0 | 0 | 0 | Government of Maldives, "Maldives Energy Roadmap 2024–2033," Ministry of Climate Change, Environment and Energy (MCCEE), Malé, Maldives, Nov. 2024. [Online]. Available: https://www.environment.gov.mv/v2/wp-content/files/publications/20241107-pub-energy-roadmap-maldives-2024-2033-.pdf State Electric Company Limited (STELCO), "Annual Report and Generation Data," STELCO, Malé, Maldives, 2024.
BAU | 48 | PWRNGSMDVXX | Gas-fired Power, Maldives, region XX (investable) | 4 | TotalAnnualMaxCapacity | GW | User defined | 0 | [28 empty] | Government of Maldives, "Maldives Energy Roadmap 2024–2033," Ministry of Climate Change, Environment and Energy (MCCEE), Malé, Maldives, Nov. 2024. [Online]. Available: https://www.environment.gov.mv/v2/wp-content/files/publications/20241107-pub-energy-roadmap-maldives-2024-2033-.pdf
BAU | 48 | PWRNGSMDVXX | Gas-fired Power, Maldives, region XX (investable) | 5 | TotalTechnologyAnnualActivityUpperLimit | PJ | User defined | 0 | [28 empty] | Government of Maldives, "Maldives Energy Roadmap 2024–2033," Ministry of Climate Change, Environment and Energy (MCCEE), Malé, Maldives, Nov. 2024. [Online]. Available: https://www.environment.gov.mv/v2/wp-content/files/publications/20241107-pub-energy-roadmap-maldives-2024-2033-.pdf
BAU | 48 | PWRNGSMDVXX | Gas-fired Power, Maldives, region XX (investable) | 6 | TotalAnnualMinCapacity | GW | User defined | 0 | [28 empty] | Government of Maldives, "Maldives Energy Roadmap 2024–2033," Ministry of Climate Change, Environment and Energy (MCCEE), Malé, Maldives, Nov. 2024. [Online]. Available: https://www.environment.gov.mv/v2/wp-content/files/publications/20241107-pub-energy-roadmap-maldives-2024-2033-.pdf
BAU | 48 | PWRNGSMDVXX | Gas-fired Power, Maldives, region XX (investable) | 7 | AvailabilityFactor | fraction | User defined | 0 | 0.91 | 0.91 | 0.91 | 0.91 | 0.91 | 0.91 | 0.91 | 0.91 | 0.91 | 0.91 | 0.91 | 0.91 | 0.91 | 0.91 | 0.91 | 0.91 | 0.91 | 0.91 | 0.91 | 0.91 | 0.91 | 0.91 | 0.91 | 0.91 | 0.91 | 0.91 | 0.91 | 0.91 | M. Howells et al., "OSeMOSYS: The Open Source Energy Modelling System," Energy Policy, vol. 39, no. 10, pp. 5850–5870, Oct. 2011. doi: 10.1016/j.enpol.2011.06.033 Government of Maldives, "Maldives Energy Roadmap 2024–2033," Ministry of Climate Change, Environment and Energy (MCCEE), Malé, Maldives, Nov. 2024. [Online]. Available: https://www.environment.gov.mv/v2/wp-content/files/publications/20241107-pub-energy-roadmap-maldives-2024-2033-.pdf
BAU | 48 | PWRNGSMDVXX | Gas-fired Power, Maldives, region XX (investable) | 8 | Efficiency | fraction | User defined | 0 | 0.45 | 0.45 | 0.45 | 0.45 | 0.45 | 0.45 | 0.45 | 0.45 | 0.45 | 0.45 | 0.45 | 0.45 | 0.45 | 0.45 | 0.45 | 0.45 | 0.45 | 0.45 | 0.45 | 0.45 | 0.45 | 0.45 | 0.45 | 0.45 | 0.45 | 0.45 | 0.45 | 0.45 | Intergovernmental Panel on Climate Change (IPCC), "2006 IPCC Guidelines for National Greenhouse Gas Inventories, Vol. 2: Energy," Hayama, Japan, 2006. [Online]. Available: https://www.ipcc-nggip.iges.or.jp/public/2006gl/vol2.html
BAU | 48 | PWRNGSMDVXX | Gas-fired Power, Maldives, region XX (investable) | 9 | TotalAnnualMinCapacityInvestment | GW | User defined | 0 | 0 | 0 | 0 | 0 | 0 | 0 | 0 | 0 | 0 | 0 | 0 | 0 | 0 | 0 | 0 | 0 | 0 | 0 | 0 | 0 | 0 | 0 | 0 | 0 | 0 | 0 | 0 | 0 | Government of Maldives, "Maldives Energy Roadmap 2024–2033," Ministry of Climate Change, Environment and Energy (MCCEE), Malé, Maldives, Nov. 2024. [Online]. Available: https://www.environment.gov.mv/v2/wp-content/files/publications/20241107-pub-energy-roadmap-maldives-2024-2033-.pdf
BAU | 49 | PWRNGSLKAXX | Gas-fired Power, Sri Lanka, region XX (investable) | 1 | CapitalCost | USD/kW | User defined | 0 | 1351.145 | 1351.145 | 1351.145 | 1351.145 | 1351.145 | 1351.145 | 1351.145 | 1351.145 | 1351.145 | 1351.145 | 1351.145 | 1351.145 | 1351.145 | 1351.145 | 1351.145 | 1351.145 | 1351.145 | 1351.145 | 1351.145 | 1351.145 | 1351.145 | 1351.145 | 1351.145 | 1351.145 | 1351.145 | 1351.145 | 1351.145 | 1351.145 | Ceylon Electricity Board (CEB), "Long-Term Generation Expansion Plan 2025–2044," CEB, Colombo, Sri Lanka, 2024. [Online]. Available: https://www.ceb.lk/front_img/img_reports/1748839124LTGEP-2025-2044-FINAL_c.pdf Central Electricity Authority (CEA), "National Electricity Plan 2022–2032, Annexure-A," Ministry of Power, Government of India, New Delhi, 2023. [Online]. Available: https://cea.nic.in
BAU | 49 | PWRNGSLKAXX | Gas-fired Power, Sri Lanka, region XX (investable) | 2 | FixedCost | USD/kW/yr | User defined | 0 | 16 | 16 | 16 | 16 | 16 | 16 | 16 | 16 | 16 | 16 | 16 | 16 | 16 | 16 | 16 | 16 | 16 | 16 | 16 | 16 | 16 | 16 | 16 | 16 | 16 | 16 | 16 | 16 | Ceylon Electricity Board (CEB), "Long-Term Generation Expansion Plan 2025–2044," CEB, Colombo, Sri Lanka, 2024. [Online]. Available: https://www.ceb.lk/front_img/img_reports/1748839124LTGEP-2025-2044-FINAL_c.pdf Central Electricity Authority (CEA), "National Electricity Plan 2022–2032, Annexure-A," Ministry of Power, Government of India, New Delhi, 2023. [Online]. Available: https://cea.nic.in
BAU | 49 | PWRNGSLKAXX | Gas-fired Power, Sri Lanka, region XX (investable) | 3 | ResidualCapacity | GW | User defined | 0 | 0 | 0 | 0 | 0 | 0 | 0 | 0 | 0 | 0 | 0 | 0 | 0 | 0 | 0 | 0 | 0 | 0 | 0 | 0 | 0 | 0 | 0 | 0 | 0 | 0 | 0 | 0 | 0 | Ceylon Electricity Board (CEB), "Annual Report 2023," CEB, Colombo, Sri Lanka, 2024. [Online]. Available: https://www.ceb.lk Ceylon Electricity Board (CEB), "Long-Term Generation Expansion Plan 2025–2044," CEB, Colombo, Sri Lanka, 2024. [Online]. Available: https://www.ceb.lk/front_img/img_reports/1748839124LTGEP-2025-2044-FINAL_c.pdf
BAU | 49 | PWRNGSLKAXX | Gas-fired Power, Sri Lanka, region XX (investable) | 4 | TotalAnnualMaxCapacity | GW | User defined | 0 | [28 empty] | Ceylon Electricity Board (CEB), "Long-Term Generation Expansion Plan 2025–2044," CEB, Colombo, Sri Lanka, 2024. [Online]. Available: https://www.ceb.lk/front_img/img_reports/1748839124LTGEP-2025-2044-FINAL_c.pdf Ceylon Electricity Board (CEB) / Sri Lanka Sustainable Energy Authority (SLSEA), "RE Project Development Plan / GREAT 2025–2030," CEB/SLSEA, Colombo, Sri Lanka, Dec. 2024.
BAU | 49 | PWRNGSLKAXX | Gas-fired Power, Sri Lanka, region XX (investable) | 5 | TotalTechnologyAnnualActivityUpperLimit | PJ | User defined | 0 | [28 empty] | Ceylon Electricity Board (CEB), "Long-Term Generation Expansion Plan 2025–2044," CEB, Colombo, Sri Lanka, 2024. [Online]. Available: https://www.ceb.lk/front_img/img_reports/1748839124LTGEP-2025-2044-FINAL_c.pdf Ceylon Electricity Board (CEB), "Annual Report 2023," CEB, Colombo, Sri Lanka, 2024. [Online]. Available: https://www.ceb.lk
BAU | 49 | PWRNGSLKAXX | Gas-fired Power, Sri Lanka, region XX (investable) | 6 | TotalAnnualMinCapacity | GW | User defined | 0 | [28 empty] | Ceylon Electricity Board (CEB), "Long-Term Generation Expansion Plan 2025–2044," CEB, Colombo, Sri Lanka, 2024. [Online]. Available: https://www.ceb.lk/front_img/img_reports/1748839124LTGEP-2025-2044-FINAL_c.pdf
BAU | 49 | PWRNGSLKAXX | Gas-fired Power, Sri Lanka, region XX (investable) | 7 | AvailabilityFactor | fraction | User defined | 0 | 0.91 | 0.91 | 0.91 | 0.91 | 0.91 | 0.91 | 0.91 | 0.91 | 0.91 | 0.91 | 0.91 | 0.91 | 0.91 | 0.91 | 0.91 | 0.91 | 0.91 | 0.91 | 0.91 | 0.91 | 0.91 | 0.91 | 0.91 | 0.91 | 0.91 | 0.91 | 0.91 | 0.91 | M. Howells et al., "OSeMOSYS: The Open Source Energy Modelling System," Energy Policy, vol. 39, no. 10, pp. 5850–5870, Oct. 2011. doi: 10.1016/j.enpol.2011.06.033 Ceylon Electricity Board (CEB), "Annual Report 2023," CEB, Colombo, Sri Lanka, 2024. [Online]. Available: https://www.ceb.lk
BAU | 49 | PWRNGSLKAXX | Gas-fired Power, Sri Lanka, region XX (investable) | 8 | Efficiency | fraction | User defined | 0 | 0.45 | 0.45 | 0.45 | 0.45 | 0.45 | 0.45 | 0.45 | 0.45 | 0.45 | 0.45 | 0.45 | 0.45 | 0.45 | 0.45 | 0.45 | 0.45 | 0.45 | 0.45 | 0.45 | 0.45 | 0.45 | 0.45 | 0.45 | 0.45 | 0.45 | 0.45 | 0.45 | 0.45 | Intergovernmental Panel on Climate Change (IPCC), "2006 IPCC Guidelines for National Greenhouse Gas Inventories, Vol. 2: Energy," Hayama, Japan, 2006. [Online]. Available: https://www.ipcc-nggip.iges.or.jp/public/2006gl/vol2.html
BAU | 49 | PWRNGSLKAXX | Gas-fired Power, Sri Lanka, region XX (investable) | 9 | TotalAnnualMinCapacityInvestment | GW | User defined | 0 | 0 | 0 | 0.235 | 0.35 | 0.115 | 0.2 | 0 | 0.13 | 0.1 | 0 | 0 | 0 | 0.3 | 0.2 | 0.2 | 0.2 | 0.2 | 0.2 | 0 | 0 | 0 | 0.2 | 0 | 0 | 0 | 0 | 0 | 0 | Ceylon Electricity Board (CEB), "Long-Term Generation Expansion Plan 2025–2044," CEB, Colombo, Sri Lanka, 2024. [Online]. Available: https://www.ceb.lk/front_img/img_reports/1748839124LTGEP-2025-2044-FINAL_c.pdf Government of Sri Lanka, "Updated Nationally Determined Contributions," UNFCCC, 2021.
BAU | 50 | PWROILMDVXX | Oil/Diesel generation, Maldives, region XX (investable) | 1 | CapitalCost | USD/kW | User defined | 0 | 1000 | 1000 | 1000 | 1000 | 1000 | 1000 | 1000 | 1000 | 1000 | 1000 | 1000 | 1000 | 1000 | 1000 | 1000 | 1000 | 1000 | 1000 | 1000 | 1000 | 1000 | 1000 | 1000 | 1000 | 1000 | 1000 | 1000 | 1000 | Ceylon Electricity Board (CEB), "Long-Term Generation Expansion Plan 2025–2044," CEB, Colombo, Sri Lanka, 2024. [Online]. Available: https://www.ceb.lk/front_img/img_reports/1748839124LTGEP-2025-2044-FINAL_c.pdf Government of Maldives, "Maldives Energy Roadmap 2024–2033," Ministry of Environment, Climate Change and Technology, Malé, Maldives, Nov. 2024. [Online]. Available: https://www.environment.gov.mv/v2/wp-content/files/publications/20241107-pub-energy-roadmap-maldives-2024-2033-.pdf
BAU | 50 | PWROILMDVXX | Oil/Diesel generation, Maldives, region XX (investable) | 2 | FixedCost | USD/kW/yr | User defined | 0 | 39 | 39 | 39 | 39 | 39 | 39 | 39 | 39 | 39 | 39 | 39 | 39 | 39 | 39 | 39 | 39 | 39 | 39 | 39 | 39 | 39 | 39 | 39 | 39 | 39 | 39 | 39 | 39 | Ceylon Electricity Board (CEB), "Long-Term Generation Expansion Plan 2025–2044," CEB, Colombo, Sri Lanka, 2024. [Online]. Available: https://www.ceb.lk/front_img/img_reports/1748839124LTGEP-2025-2044-FINAL_c.pdf Government of Maldives, "Maldives Energy Roadmap 2024–2033," Ministry of Environment, Climate Change and Technology, Malé, Maldives, Nov. 2024. [Online]. Available: https://www.environment.gov.mv/v2/wp-content/files/publications/20241107-pub-energy-roadmap-maldives-2024-2033-.pdf
BAU | 50 | PWROILMDVXX | Oil/Diesel generation, Maldives, region XX (investable) | 3 | ResidualCapacity | GW | User defined | 0 | 0.5315 | 0.5315 | 0.5315 | 0.5315 | 0.5315 | 0.5315 | 0.5315 | 0.5315 | 0.5315 | 0.5315 | 0.5315 | 0.5315 | 0.5315 | 0.5315 | 0.5315 | 0.5315 | 0.5315 | 0.5315 | 0.5315 | 0.5315 | 0.5315 | 0.5315 | 0.5315 | 0.5315 | 0.5315 | 0.5315 | 0.5315 | 0.5315 | Government of Maldives, "Maldives Energy Roadmap 2024–2033," Ministry of Climate Change, Environment and Energy (MCCEE), Malé, Maldives, Nov. 2024. [Online]. Available: https://www.environment.gov.mv/v2/wp-content/files/publications/20241107-pub-energy-roadmap-maldives-2024-2033-.pdf State Electric Company Limited (STELCO), "Annual Report and Generation Data," STELCO, Malé, Maldives, 2024.
BAU | 50 | PWROILMDVXX | Oil/Diesel generation, Maldives, region XX (investable) | 4 | TotalAnnualMaxCapacity | GW | User defined | 0 | [28 empty] | Government of Maldives, "Maldives Energy Roadmap 2024–2033," Ministry of Climate Change, Environment and Energy (MCCEE), Malé, Maldives, Nov. 2024. [Online]. Available: https://www.environment.gov.mv/v2/wp-content/files/publications/20241107-pub-energy-roadmap-maldives-2024-2033-.pdf
BAU | 50 | PWROILMDVXX | Oil/Diesel generation, Maldives, region XX (investable) | 5 | TotalTechnologyAnnualActivityUpperLimit | PJ | User defined | 0 | [28 empty] | Government of Maldives, "Maldives Energy Roadmap 2024–2033," Ministry of Climate Change, Environment and Energy (MCCEE), Malé, Maldives, Nov. 2024. [Online]. Available: https://www.environment.gov.mv/v2/wp-content/files/publications/20241107-pub-energy-roadmap-maldives-2024-2033-.pdf
BAU | 50 | PWROILMDVXX | Oil/Diesel generation, Maldives, region XX (investable) | 6 | TotalAnnualMinCapacity | GW | User defined | 0 | [28 empty] | Government of Maldives, "Maldives Energy Roadmap 2024–2033," Ministry of Climate Change, Environment and Energy (MCCEE), Malé, Maldives, Nov. 2024. [Online]. Available: https://www.environment.gov.mv/v2/wp-content/files/publications/20241107-pub-energy-roadmap-maldives-2024-2033-.pdf
BAU | 50 | PWROILMDVXX | Oil/Diesel generation, Maldives, region XX (investable) | 7 | AvailabilityFactor | fraction | User defined | 0 | 0.9 | 0.9 | 0.9 | 0.9 | 0.9 | 0.9 | 0.9 | 0.9 | 0.9 | 0.9 | 0.9 | 0.9 | 0.9 | 0.9 | 0.9 | 0.9 | 0.9 | 0.9 | 0.9 | 0.9 | 0.9 | 0.9 | 0.9 | 0.9 | 0.9 | 0.9 | 0.9 | 0.9 | M. Howells et al., "OSeMOSYS: The Open Source Energy Modelling System," Energy Policy, vol. 39, no. 10, pp. 5850–5870, Oct. 2011. doi: 10.1016/j.enpol.2011.06.033 Government of Maldives, "Maldives Energy Roadmap 2024–2033," Ministry of Climate Change, Environment and Energy (MCCEE), Malé, Maldives, Nov. 2024. [Online]. Available: https://www.environment.gov.mv/v2/wp-content/files/publications/20241107-pub-energy-roadmap-maldives-2024-2033-.pdf
BAU | 50 | PWROILMDVXX | Oil/Diesel generation, Maldives, region XX (investable) | 8 | Efficiency | fraction | User defined | 0 | 0.32 | 0.32 | 0.32 | 0.32 | 0.32 | 0.32 | 0.32 | 0.32 | 0.32 | 0.32 | 0.32 | 0.32 | 0.32 | 0.32 | 0.32 | 0.32 | 0.32 | 0.32 | 0.32 | 0.32 | 0.32 | 0.32 | 0.32 | 0.32 | 0.32 | 0.32 | 0.32 | 0.32 | Intergovernmental Panel on Climate Change (IPCC), "2006 IPCC Guidelines for National Greenhouse Gas Inventories, Vol. 2: Energy," Hayama, Japan, 2006. [Online]. Available: https://www.ipcc-nggip.iges.or.jp/public/2006gl/vol2.html
BAU | 50 | PWROILMDVXX | Oil/Diesel generation, Maldives, region XX (investable) | 9 | TotalAnnualMinCapacityInvestment | GW | User defined | 0 | 0 | 0 | 0 | 0 | 0 | 0 | 0 | 0 | 0 | 0 | 0 | 0 | 0 | 0 | 0 | 0 | 0 | 0 | 0 | 0 | 0 | 0 | 0 | 0 | 0 | 0 | 0 | 0 | Government of Maldives, "Maldives Energy Roadmap 2024–2033," Ministry of Climate Change, Environment and Energy (MCCEE), Malé, Maldives, Nov. 2024. [Online]. Available: https://www.environment.gov.mv/v2/wp-content/files/publications/20241107-pub-energy-roadmap-maldives-2024-2033-.pdf
BAU | 51 | PWROILBGDXX | Oil/Diesel generation, Bangladesh, region XX (investable) | 1 | CapitalCost | USD/kW | User defined | 0 | 1100 | 1100 | 1100 | 1100 | 1100 | 1100 | 1100 | 1100 | 1100 | 1100 | 1100 | 1100 | 1100 | 1100 | 1100 | 1100 | 1100 | 1100 | 1100 | 1100 | 1100 | 1100 | 1100 | 1100 | 1100 | 1100 | 1100 | 1100 | Ceylon Electricity Board (CEB), "Long-Term Generation Expansion Plan 2025–2044," CEB, Colombo, Sri Lanka, 2024. [Online]. Available: https://www.ceb.lk/front_img/img_reports/1748839124LTGEP-2025-2044-FINAL_c.pdf
BAU | 51 | PWROILBGDXX | Oil/Diesel generation, Bangladesh, region XX (investable) | 2 | FixedCost | USD/kW/yr | User defined | 0 | 42.9 | 42.9 | 42.9 | 42.9 | 42.9 | 42.9 | 42.9 | 42.9 | 42.9 | 42.9 | 42.9 | 42.9 | 42.9 | 42.9 | 42.9 | 42.9 | 42.9 | 42.9 | 42.9 | 42.9 | 42.9 | 42.9 | 42.9 | 42.9 | 42.9 | 42.9 | 42.9 | 42.9 | Ceylon Electricity Board (CEB), "Long-Term Generation Expansion Plan 2025–2044," CEB, Colombo, Sri Lanka, 2024. [Online]. Available: https://www.ceb.lk/front_img/img_reports/1748839124LTGEP-2025-2044-FINAL_c.pdf
BAU | 51 | PWROILBGDXX | Oil/Diesel generation, Bangladesh, region XX (investable) | 3 | ResidualCapacity | GW | User defined | 0 | 5.833 | 5.833 | 5.833 | 5.833 | 5.833 | 5.833 | 5.833 | 5.833 | 5.833 | 5.833 | 5.833 | 5.833 | 5.833 | 5.833 | 5.833 | 5.833 | 5.833 | 5.833 | 5.833 | 5.833 | 5.833 | 5.833 | 5.833 | 5.833 | 5.833 | 5.833 | 5.833 | 5.833 | Bangladesh Power Development Board (BPDB), "Daily Generation Report," BPDB, Dhaka, Bangladesh, Feb. 2026. [Online]. Available: https://www.bpdb.gov.bd/ Bangladesh Power Development Board (BPDB), "Power Generation Units," BPDB, Dhaka, Bangladesh, Feb. 2026. [Online]. Available: https://www.bpdb.gov.bd/
BAU | 51 | PWROILBGDXX | Oil/Diesel generation, Bangladesh, region XX (investable) | 4 | TotalAnnualMaxCapacity | GW | User defined | 0 | [28 empty] | Power Division, MoPEMR / JICA / IEEJ, "Integrated Energy and Power Master Plan (IEPMP) 2023," Government of the People's Republic of Bangladesh, Dhaka, Nov. 2023. [Online]. Available: https://powerdivision.portal.gov.bd Bangladesh Power Development Board (BPDB), "Daily Generation Report," BPDB, Dhaka, Bangladesh, Feb. 2026. [Online]. Available: https://www.bpdb.gov.bd/
BAU | 51 | PWROILBGDXX | Oil/Diesel generation, Bangladesh, region XX (investable) | 5 | TotalTechnologyAnnualActivityUpperLimit | PJ | User defined | 0 | [28 empty] | Power Division, MoPEMR / JICA / IEEJ, "Integrated Energy and Power Master Plan (IEPMP) 2023," Government of the People's Republic of Bangladesh, Dhaka, Nov. 2023. [Online]. Available: https://powerdivision.portal.gov.bd Bangladesh Power Development Board (BPDB), "Daily Generation Report," BPDB, Dhaka, Bangladesh, Feb. 2026. [Online]. Available: https://www.bpdb.gov.bd/
BAU | 51 | PWROILBGDXX | Oil/Diesel generation, Bangladesh, region XX (investable) | 6 | TotalAnnualMinCapacity | GW | User defined | 0 | [28 empty] | Power Division, MoPEMR / JICA / IEEJ, "Integrated Energy and Power Master Plan (IEPMP) 2023," Government of the People's Republic of Bangladesh, Dhaka, Nov. 2023. [Online]. Available: https://powerdivision.portal.gov.bd
BAU | 51 | PWROILBGDXX | Oil/Diesel generation, Bangladesh, region XX (investable) | 7 | AvailabilityFactor | fraction | User defined | 0 | 0.9 | 0.9 | 0.9 | 0.9 | 0.9 | 0.9 | 0.9 | 0.9 | 0.9 | 0.9 | 0.9 | 0.9 | 0.9 | 0.9 | 0.9 | 0.9 | 0.9 | 0.9 | 0.9 | 0.9 | 0.9 | 0.9 | 0.9 | 0.9 | 0.9 | 0.9 | 0.9 | 0.9 | M. Howells et al., "OSeMOSYS: The Open Source Energy Modelling System," Energy Policy, vol. 39, no. 10, pp. 5850–5870, Oct. 2011. doi: 10.1016/j.enpol.2011.06.033 Bangladesh Power Development Board (BPDB), "Daily Generation Report," BPDB, Dhaka, Bangladesh, Feb. 2026. [Online]. Available: https://www.bpdb.gov.bd/
BAU | 51 | PWROILBGDXX | Oil/Diesel generation, Bangladesh, region XX (investable) | 8 | Efficiency | fraction | User defined | 0 | 0.32 | 0.32 | 0.32 | 0.32 | 0.32 | 0.32 | 0.32 | 0.32 | 0.32 | 0.32 | 0.32 | 0.32 | 0.32 | 0.32 | 0.32 | 0.32 | 0.32 | 0.32 | 0.32 | 0.32 | 0.32 | 0.32 | 0.32 | 0.32 | 0.32 | 0.32 | 0.32 | 0.32 | Intergovernmental Panel on Climate Change (IPCC), "2006 IPCC Guidelines for National Greenhouse Gas Inventories, Vol. 2: Energy," Hayama, Japan, 2006. [Online]. Available: https://www.ipcc-nggip.iges.or.jp/public/2006gl/vol2.html
BAU | 51 | PWROILBGDXX | Oil/Diesel generation, Bangladesh, region XX (investable) | 9 | TotalAnnualMinCapacityInvestment | GW | User defined | 0 | 0 | 0 | 0 | 0 | 0 | 0 | 0 | 0 | 0 | 0 | 0 | 0 | 0 | 0 | 0 | 0 | 0 | 0 | 0 | 0 | 0 | 0 | 0 | 0 | 0 | 0 | 0 | 0 | Power Division, MoPEMR / JICA / IEEJ, "Integrated Energy and Power Master Plan (IEPMP) 2023," Government of the People's Republic of Bangladesh, Dhaka, Nov. 2023. [Online]. Available: https://powerdivision.portal.gov.bd
BAU | 52 | PWROILLKAXX | Oil/Diesel generation, Sri Lanka, region XX (investable) | 1 | CapitalCost | USD/kW | User defined | 0 | 1428.57 | 1428.57 | 1428.57 | 1428.57 | 1428.57 | 1428.57 | 1428.57 | 1428.57 | 1428.57 | 1428.57 | 1428.57 | 1428.57 | 1428.57 | 1428.57 | 1428.57 | 1428.57 | 1428.57 | 1428.57 | 1428.57 | 1428.57 | 1428.57 | 1428.57 | 1428.57 | 1428.57 | 1428.57 | 1428.57 | 1428.57 | 1428.57 | Ceylon Electricity Board (CEB), "Long-Term Generation Expansion Plan 2025–2044," CEB, Colombo, Sri Lanka, 2024. [Online]. Available: https://www.ceb.lk/front_img/img_reports/1748839124LTGEP-2025-2044-FINAL_c.pdf
BAU | 52 | PWROILLKAXX | Oil/Diesel generation, Sri Lanka, region XX (investable) | 2 | FixedCost | USD/kW/yr | User defined | 0 | 54.6 | 54.6 | 54.6 | 54.6 | 54.6 | 54.6 | 54.6 | 54.6 | 54.6 | 54.6 | 54.6 | 54.6 | 54.6 | 54.6 | 54.6 | 54.6 | 54.6 | 54.6 | 54.6 | 54.6 | 54.6 | 54.6 | 54.6 | 54.6 | 54.6 | 54.6 | 54.6 | 54.6 | Ceylon Electricity Board (CEB), "Long-Term Generation Expansion Plan 2025–2044," CEB, Colombo, Sri Lanka, 2024. [Online]. Available: https://www.ceb.lk/front_img/img_reports/1748839124LTGEP-2025-2044-FINAL_c.pdf
BAU | 52 | PWROILLKAXX | Oil/Diesel generation, Sri Lanka, region XX (investable) | 3 | ResidualCapacity | GW | User defined | 0 | 1.168 | 1.168 | 1.168 | 1.168 | 1.168 | 1.168 | 1.168 | 1.168 | 1.168 | 1.168 | 1.168 | 1.168 | 1.168 | 1.168 | 1.168 | 1.168 | 1.168 | 1.168 | 1.168 | 1.168 | 1.168 | 1.168 | 1.168 | 1.168 | 1.168 | 1.168 | 1.168 | 1.168 | Ceylon Electricity Board (CEB), "Annual Report 2023," CEB, Colombo, Sri Lanka, 2024. [Online]. Available: https://www.ceb.lk Ceylon Electricity Board (CEB), "Long-Term Generation Expansion Plan 2025–2044," CEB, Colombo, Sri Lanka, 2024. [Online]. Available: https://www.ceb.lk/front_img/img_reports/1748839124LTGEP-2025-2044-FINAL_c.pdf
BAU | 52 | PWROILLKAXX | Oil/Diesel generation, Sri Lanka, region XX (investable) | 4 | TotalAnnualMaxCapacity | GW | User defined | 0 | [28 empty] | Ceylon Electricity Board (CEB), "Long-Term Generation Expansion Plan 2025–2044," CEB, Colombo, Sri Lanka, 2024. [Online]. Available: https://www.ceb.lk/front_img/img_reports/1748839124LTGEP-2025-2044-FINAL_c.pdf Ceylon Electricity Board (CEB) / Sri Lanka Sustainable Energy Authority (SLSEA), "RE Project Development Plan / GREAT 2025–2030," CEB/SLSEA, Colombo, Sri Lanka, Dec. 2024.
BAU | 52 | PWROILLKAXX | Oil/Diesel generation, Sri Lanka, region XX (investable) | 5 | TotalTechnologyAnnualActivityUpperLimit | PJ | User defined | 0 | [28 empty] | Ceylon Electricity Board (CEB), "Long-Term Generation Expansion Plan 2025–2044," CEB, Colombo, Sri Lanka, 2024. [Online]. Available: https://www.ceb.lk/front_img/img_reports/1748839124LTGEP-2025-2044-FINAL_c.pdf Ceylon Electricity Board (CEB), "Annual Report 2023," CEB, Colombo, Sri Lanka, 2024. [Online]. Available: https://www.ceb.lk
BAU | 52 | PWROILLKAXX | Oil/Diesel generation, Sri Lanka, region XX (investable) | 6 | TotalAnnualMinCapacity | GW | User defined | 0 | [28 empty] | Ceylon Electricity Board (CEB), "Long-Term Generation Expansion Plan 2025–2044," CEB, Colombo, Sri Lanka, 2024. [Online]. Available: https://www.ceb.lk/front_img/img_reports/1748839124LTGEP-2025-2044-FINAL_c.pdf
BAU | 52 | PWROILLKAXX | Oil/Diesel generation, Sri Lanka, region XX (investable) | 7 | AvailabilityFactor | fraction | User defined | 0 | 0.9 | 0.9 | 0.9 | 0.9 | 0.9 | 0.9 | 0.9 | 0.9 | 0.9 | 0.9 | 0.9 | 0.9 | 0.9 | 0.9 | 0.9 | 0.9 | 0.9 | 0.9 | 0.9 | 0.9 | 0.9 | 0.9 | 0.9 | 0.9 | 0.9 | 0.9 | 0.9 | 0.9 | M. Howells et al., "OSeMOSYS: The Open Source Energy Modelling System," Energy Policy, vol. 39, no. 10, pp. 5850–5870, Oct. 2011. doi: 10.1016/j.enpol.2011.06.033 Ceylon Electricity Board (CEB), "Annual Report 2023," CEB, Colombo, Sri Lanka, 2024. [Online]. Available: https://www.ceb.lk
BAU | 52 | PWROILLKAXX | Oil/Diesel generation, Sri Lanka, region XX (investable) | 8 | Efficiency | fraction | User defined | 0 | 0.32 | 0.32 | 0.32 | 0.32 | 0.32 | 0.32 | 0.32 | 0.32 | 0.32 | 0.32 | 0.32 | 0.32 | 0.32 | 0.32 | 0.32 | 0.32 | 0.32 | 0.32 | 0.32 | 0.32 | 0.32 | 0.32 | 0.32 | 0.32 | 0.32 | 0.32 | 0.32 | 0.32 | Intergovernmental Panel on Climate Change (IPCC), "2006 IPCC Guidelines for National Greenhouse Gas Inventories, Vol. 2: Energy," Hayama, Japan, 2006. [Online]. Available: https://www.ipcc-nggip.iges.or.jp/public/2006gl/vol2.html
BAU | 52 | PWROILLKAXX | Oil/Diesel generation, Sri Lanka, region XX (investable) | 9 | TotalAnnualMinCapacityInvestment | GW | User defined | 0 | 0 | 0 | 0 | 0.202 | 0 | 0 | 0 | 0 | 0 | 0 | 0 | 0 | 0 | 0 | 0 | 0 | 0 | 0 | 0 | 0 | 0 | 0 | 0 | 0 | 0 | 0 | 0 | 0 | Ceylon Electricity Board (CEB), "Long-Term Generation Expansion Plan 2025–2044," CEB, Colombo, Sri Lanka, 2024. [Online]. Available: https://www.ceb.lk/front_img/img_reports/1748839124LTGEP-2025-2044-FINAL_c.pdf Government of Sri Lanka, "Updated Nationally Determined Contributions," UNFCCC, 2021.
BAU | 53 | PWROILNPLXX | Oil/Diesel generation, Nepal, region XX (investable) | 1 | CapitalCost | USD/kW | User defined | 0 | [28 empty] | Ceylon Electricity Board (CEB), "Long-Term Generation Expansion Plan 2025–2044," CEB, Colombo, Sri Lanka, 2024. [Online]. Available: https://www.ceb.lk/front_img/img_reports/1748839124LTGEP-2025-2044-FINAL_c.pdf
BAU | 53 | PWROILNPLXX | Oil/Diesel generation, Nepal, region XX (investable) | 2 | FixedCost | USD/kW/yr | User defined | 0 | [28 empty] | Ceylon Electricity Board (CEB), "Long-Term Generation Expansion Plan 2025–2044," CEB, Colombo, Sri Lanka, 2024. [Online]. Available: https://www.ceb.lk/front_img/img_reports/1748839124LTGEP-2025-2044-FINAL_c.pdf
BAU | 53 | PWROILNPLXX | Oil/Diesel generation, Nepal, region XX (investable) | 3 | ResidualCapacity | GW | User defined | 0 | 0.053 | 0.053 | 0.053 | 0.053 | 0.053 | 0.053 | 0.053 | 0.053 | 0.053 | 0.053 | 0.053 | 0.053 | 0.053 | 0.053 | 0.053 | 0.053 | 0.053 | 0.053 | 0.053 | 0.053 | 0.053 | 0.053 | 0.053 | 0.053 | 0.053 | 0.053 | 0.053 | 0.053 | Nepal Electricity Authority (NEA), "Annual Report FY 2024/2025," NEA, Kathmandu, Nepal, 2025. [Online]. Available: https://www.nea.org.np Nepal Electricity Authority (NEA), "Generation Directorate Report 2076 (August 2019)," NEA, Kathmandu, Nepal, 2019.
BAU | 53 | PWROILNPLXX | Oil/Diesel generation, Nepal, region XX (investable) | 4 | TotalAnnualMaxCapacity | GW | User defined | 0 | [28 empty] | Nepal Electricity Authority (NEA), "Annual Report FY 2024/2025," NEA, Kathmandu, Nepal, 2025. [Online]. Available: https://www.nea.org.np Government of Nepal, "Second Nationally Determined Contribution," UNFCCC, 2020.
BAU | 53 | PWROILNPLXX | Oil/Diesel generation, Nepal, region XX (investable) | 5 | TotalTechnologyAnnualActivityUpperLimit | PJ | User defined | 0 | [28 empty] | Nepal Electricity Authority (NEA), "Annual Report FY 2024/2025," NEA, Kathmandu, Nepal, 2025. [Online]. Available: https://www.nea.org.np
BAU | 53 | PWROILNPLXX | Oil/Diesel generation, Nepal, region XX (investable) | 6 | TotalAnnualMinCapacity | GW | User defined | 0 | [28 empty] | Nepal Electricity Authority (NEA), "Annual Report FY 2024/2025," NEA, Kathmandu, Nepal, 2025. [Online]. Available: https://www.nea.org.np
BAU | 53 | PWROILNPLXX | Oil/Diesel generation, Nepal, region XX (investable) | 7 | AvailabilityFactor | fraction | User defined | 0 | [28 empty] | M. Howells et al., "OSeMOSYS: The Open Source Energy Modelling System," Energy Policy, vol. 39, no. 10, pp. 5850–5870, Oct. 2011. doi: 10.1016/j.enpol.2011.06.033 Nepal Electricity Authority (NEA), "Annual Report FY 2024/2025," NEA, Kathmandu, Nepal, 2025. [Online]. Available: https://www.nea.org.np
BAU | 53 | PWROILNPLXX | Oil/Diesel generation, Nepal, region XX (investable) | 8 | Efficiency | fraction | User defined | 0 | [28 empty] | Intergovernmental Panel on Climate Change (IPCC), "2006 IPCC Guidelines for National Greenhouse Gas Inventories, Vol. 2: Energy," Hayama, Japan, 2006. [Online]. Available: https://www.ipcc-nggip.iges.or.jp/public/2006gl/vol2.html
BAU | 53 | PWROILNPLXX | Oil/Diesel generation, Nepal, region XX (investable) | 9 | TotalAnnualMinCapacityInvestment | GW | User defined | 0 | [28 empty] | Government of Nepal, "Second Nationally Determined Contribution," UNFCCC, 2020. Government of Nepal, "Long-term Strategy for Net-Zero Emissions," Kathmandu, Nepal, 2021.
BAU | 54 | PWROILINDNO | Oil/Diesel generation, India – North, region XX (investable) | 1 | CapitalCost | USD/kW | User defined | 0 | [28 empty] | Ceylon Electricity Board (CEB), "Long-Term Generation Expansion Plan 2025–2044," CEB, Colombo, Sri Lanka, 2024. [Online]. Available: https://www.ceb.lk/front_img/img_reports/1748839124LTGEP-2025-2044-FINAL_c.pdf | bar: 2023
BAU | 54 | PWROILINDNO | Oil/Diesel generation, India – North, region XX (investable) | 2 | FixedCost | USD/kW/yr | User defined | 0 | [28 empty] | Ceylon Electricity Board (CEB), "Long-Term Generation Expansion Plan 2025–2044," CEB, Colombo, Sri Lanka, 2024. [Online]. Available: https://www.ceb.lk/front_img/img_reports/1748839124LTGEP-2025-2044-FINAL_c.pdf | bar: 2023
BAU | 54 | PWROILINDNO | Oil/Diesel generation, India – North, region XX (investable) | 3 | ResidualCapacity | GW | User defined | 0 | 0 | 0 | 0 | 0 | 0 | 0 | 0 | 0 | 0 | 0 | 0 | 0 | 0 | 0 | 0 | 0 | 0 | 0 | 0 | 0 | 0 | 0 | 0 | 0 | 0 | 0 | 0 | 0 | NITI Aayog, "India Climate and Energy Dashboard (ICED) — Plant Information and Capacity Metatable," NITI Aayog, Government of India, New Delhi, Feb. 2025. [Online]. Available: https://iced.niti.gov.in
BAU | 54 | PWROILINDNO | Oil/Diesel generation, India – North, region XX (investable) | 4 | TotalAnnualMaxCapacity | GW | User defined | 0 | [28 empty] | Central Electricity Authority (CEA), "National Electricity Plan, Volume I — Generation," Ministry of Power, Government of India, New Delhi, 2023. [Online]. Available: https://cea.nic.in NITI Aayog, "India Climate and Energy Dashboard (ICED) — Plant Information and Capacity Metatable," NITI Aayog, Government of India, New Delhi, Feb. 2025. [Online]. Available: https://iced.niti.gov.in
BAU | 54 | PWROILINDNO | Oil/Diesel generation, India – North, region XX (investable) | 5 | TotalTechnologyAnnualActivityUpperLimit | PJ | User defined | 0 | [28 empty] | Central Electricity Authority (CEA), "National Electricity Plan, Volume I — Generation," Ministry of Power, Government of India, New Delhi, 2023. [Online]. Available: https://cea.nic.in NITI Aayog, "India Climate and Energy Dashboard (ICED) — Plant Information and Capacity Metatable," NITI Aayog, Government of India, New Delhi, Feb. 2025. [Online]. Available: https://iced.niti.gov.in
BAU | 54 | PWROILINDNO | Oil/Diesel generation, India – North, region XX (investable) | 6 | TotalAnnualMinCapacity | GW | User defined | 0 | [28 empty] | Central Electricity Authority (CEA), "National Electricity Plan, Volume I — Generation," Ministry of Power, Government of India, New Delhi, 2023. [Online]. Available: https://cea.nic.in
BAU | 54 | PWROILINDNO | Oil/Diesel generation, India – North, region XX (investable) | 7 | AvailabilityFactor | fraction | User defined | 0 | [28 empty] | M. Howells et al., "OSeMOSYS: The Open Source Energy Modelling System," Energy Policy, vol. 39, no. 10, pp. 5850–5870, Oct. 2011. doi: 10.1016/j.enpol.2011.06.033 NITI Aayog, "India Climate and Energy Dashboard (ICED) — Plant Information and Capacity Metatable," NITI Aayog, Government of India, New Delhi, Feb. 2025. [Online]. Available: https://iced.niti.gov.in | bar: 2023
BAU | 54 | PWROILINDNO | Oil/Diesel generation, India – North, region XX (investable) | 8 | Efficiency | fraction | User defined | 0 | [28 empty] | Intergovernmental Panel on Climate Change (IPCC), "2006 IPCC Guidelines for National Greenhouse Gas Inventories, Vol. 2: Energy," Hayama, Japan, 2006. [Online]. Available: https://www.ipcc-nggip.iges.or.jp/public/2006gl/vol2.html | bar: 2023
BAU | 54 | PWROILINDNO | Oil/Diesel generation, India – North, region XX (investable) | 9 | TotalAnnualMinCapacityInvestment | GW | User defined | 0 | [28 empty] | Central Electricity Authority (CEA), "National Electricity Plan, Volume I — Generation," Ministry of Power, Government of India, New Delhi, 2023. [Online]. Available: https://cea.nic.in Ministry of New and Renewable Energy (MNRE), "Renewable Energy Targets and Capacity Additions," MNRE, Government of India, New Delhi, 2024. | bar: 2023
BAU | 55 | PWROILINDSO | Oil/Diesel generation, India – South, region XX (investable) | 1 | CapitalCost | USD/kW | User defined | 0 | [28 empty] | Ceylon Electricity Board (CEB), "Long-Term Generation Expansion Plan 2025–2044," CEB, Colombo, Sri Lanka, 2024. [Online]. Available: https://www.ceb.lk/front_img/img_reports/1748839124LTGEP-2025-2044-FINAL_c.pdf | bar: 2023
BAU | 55 | PWROILINDSO | Oil/Diesel generation, India – South, region XX (investable) | 2 | FixedCost | USD/kW/yr | User defined | 0 | [28 empty] | Ceylon Electricity Board (CEB), "Long-Term Generation Expansion Plan 2025–2044," CEB, Colombo, Sri Lanka, 2024. [Online]. Available: https://www.ceb.lk/front_img/img_reports/1748839124LTGEP-2025-2044-FINAL_c.pdf | bar: 2023
BAU | 55 | PWROILINDSO | Oil/Diesel generation, India – South, region XX (investable) | 3 | ResidualCapacity | GW | User defined | 0 | 0.43366 | 0.43366 | 0.43366 | 0.43366 | 0.43366 | 0.43366 | 0.43366 | 0.43366 | 0.43366 | 0.43366 | 0.43366 | 0.43366 | 0.43366 | 0.43366 | 0.43366 | 0.43366 | 0.43366 | 0.43366 | 0.43366 | 0.43366 | 0.43366 | 0.43366 | 0.43366 | 0.43366 | 0.43366 | 0.43366 | 0.43366 | 0.43366 | NITI Aayog, "India Climate and Energy Dashboard (ICED) — Plant Information and Capacity Metatable," NITI Aayog, Government of India, New Delhi, Feb. 2025. [Online]. Available: https://iced.niti.gov.in
BAU | 55 | PWROILINDSO | Oil/Diesel generation, India – South, region XX (investable) | 4 | TotalAnnualMaxCapacity | GW | User defined | 0 | [28 empty] | Central Electricity Authority (CEA), "National Electricity Plan, Volume I — Generation," Ministry of Power, Government of India, New Delhi, 2023. [Online]. Available: https://cea.nic.in NITI Aayog, "India Climate and Energy Dashboard (ICED) — Plant Information and Capacity Metatable," NITI Aayog, Government of India, New Delhi, Feb. 2025. [Online]. Available: https://iced.niti.gov.in
BAU | 55 | PWROILINDSO | Oil/Diesel generation, India – South, region XX (investable) | 5 | TotalTechnologyAnnualActivityUpperLimit | PJ | User defined | 0 | [28 empty] | Central Electricity Authority (CEA), "National Electricity Plan, Volume I — Generation," Ministry of Power, Government of India, New Delhi, 2023. [Online]. Available: https://cea.nic.in NITI Aayog, "India Climate and Energy Dashboard (ICED) — Plant Information and Capacity Metatable," NITI Aayog, Government of India, New Delhi, Feb. 2025. [Online]. Available: https://iced.niti.gov.in
BAU | 55 | PWROILINDSO | Oil/Diesel generation, India – South, region XX (investable) | 6 | TotalAnnualMinCapacity | GW | User defined | 0 | [28 empty] | Central Electricity Authority (CEA), "National Electricity Plan, Volume I — Generation," Ministry of Power, Government of India, New Delhi, 2023. [Online]. Available: https://cea.nic.in
BAU | 55 | PWROILINDSO | Oil/Diesel generation, India – South, region XX (investable) | 7 | AvailabilityFactor | fraction | User defined | 0 | [28 empty] | M. Howells et al., "OSeMOSYS: The Open Source Energy Modelling System," Energy Policy, vol. 39, no. 10, pp. 5850–5870, Oct. 2011. doi: 10.1016/j.enpol.2011.06.033 NITI Aayog, "India Climate and Energy Dashboard (ICED) — Plant Information and Capacity Metatable," NITI Aayog, Government of India, New Delhi, Feb. 2025. [Online]. Available: https://iced.niti.gov.in | bar: 2023
BAU | 55 | PWROILINDSO | Oil/Diesel generation, India – South, region XX (investable) | 8 | Efficiency | fraction | User defined | 0 | [28 empty] | Intergovernmental Panel on Climate Change (IPCC), "2006 IPCC Guidelines for National Greenhouse Gas Inventories, Vol. 2: Energy," Hayama, Japan, 2006. [Online]. Available: https://www.ipcc-nggip.iges.or.jp/public/2006gl/vol2.html | bar: 2023
BAU | 55 | PWROILINDSO | Oil/Diesel generation, India – South, region XX (investable) | 9 | TotalAnnualMinCapacityInvestment | GW | User defined | 0 | [28 empty] | Central Electricity Authority (CEA), "National Electricity Plan, Volume I — Generation," Ministry of Power, Government of India, New Delhi, 2023. [Online]. Available: https://cea.nic.in Ministry of New and Renewable Energy (MNRE), "Renewable Energy Targets and Capacity Additions," MNRE, Government of India, New Delhi, 2024. | bar: 2023
BAU | 56 | PWROILINDEA | Oil/Diesel generation, India – East, region XX (investable) | 1 | CapitalCost | USD/kW | User defined | 0 | [28 empty] | Ceylon Electricity Board (CEB), "Long-Term Generation Expansion Plan 2025–2044," CEB, Colombo, Sri Lanka, 2024. [Online]. Available: https://www.ceb.lk/front_img/img_reports/1748839124LTGEP-2025-2044-FINAL_c.pdf | bar: 2023
BAU | 56 | PWROILINDEA | Oil/Diesel generation, India – East, region XX (investable) | 2 | FixedCost | USD/kW/yr | User defined | 0 | [28 empty] | Ceylon Electricity Board (CEB), "Long-Term Generation Expansion Plan 2025–2044," CEB, Colombo, Sri Lanka, 2024. [Online]. Available: https://www.ceb.lk/front_img/img_reports/1748839124LTGEP-2025-2044-FINAL_c.pdf | bar: 2023
BAU | 56 | PWROILINDEA | Oil/Diesel generation, India – East, region XX (investable) | 3 | ResidualCapacity | GW | User defined | 0 | 0 | 0 | 0 | 0 | 0 | 0 | 0 | 0 | 0 | 0 | 0 | 0 | 0 | 0 | 0 | 0 | 0 | 0 | 0 | 0 | 0 | 0 | 0 | 0 | 0 | 0 | 0 | 0 | NITI Aayog, "India Climate and Energy Dashboard (ICED) — Plant Information and Capacity Metatable," NITI Aayog, Government of India, New Delhi, Feb. 2025. [Online]. Available: https://iced.niti.gov.in
BAU | 56 | PWROILINDEA | Oil/Diesel generation, India – East, region XX (investable) | 4 | TotalAnnualMaxCapacity | GW | User defined | 0 | [28 empty] | Central Electricity Authority (CEA), "National Electricity Plan, Volume I — Generation," Ministry of Power, Government of India, New Delhi, 2023. [Online]. Available: https://cea.nic.in NITI Aayog, "India Climate and Energy Dashboard (ICED) — Plant Information and Capacity Metatable," NITI Aayog, Government of India, New Delhi, Feb. 2025. [Online]. Available: https://iced.niti.gov.in
BAU | 56 | PWROILINDEA | Oil/Diesel generation, India – East, region XX (investable) | 5 | TotalTechnologyAnnualActivityUpperLimit | PJ | User defined | 0 | [28 empty] | Central Electricity Authority (CEA), "National Electricity Plan, Volume I — Generation," Ministry of Power, Government of India, New Delhi, 2023. [Online]. Available: https://cea.nic.in NITI Aayog, "India Climate and Energy Dashboard (ICED) — Plant Information and Capacity Metatable," NITI Aayog, Government of India, New Delhi, Feb. 2025. [Online]. Available: https://iced.niti.gov.in
BAU | 56 | PWROILINDEA | Oil/Diesel generation, India – East, region XX (investable) | 6 | TotalAnnualMinCapacity | GW | User defined | 0 | [28 empty] | Central Electricity Authority (CEA), "National Electricity Plan, Volume I — Generation," Ministry of Power, Government of India, New Delhi, 2023. [Online]. Available: https://cea.nic.in
BAU | 56 | PWROILINDEA | Oil/Diesel generation, India – East, region XX (investable) | 7 | AvailabilityFactor | fraction | User defined | 0 | [28 empty] | M. Howells et al., "OSeMOSYS: The Open Source Energy Modelling System," Energy Policy, vol. 39, no. 10, pp. 5850–5870, Oct. 2011. doi: 10.1016/j.enpol.2011.06.033 NITI Aayog, "India Climate and Energy Dashboard (ICED) — Plant Information and Capacity Metatable," NITI Aayog, Government of India, New Delhi, Feb. 2025. [Online]. Available: https://iced.niti.gov.in | bar: 2023
BAU | 56 | PWROILINDEA | Oil/Diesel generation, India – East, region XX (investable) | 8 | Efficiency | fraction | User defined | 0 | [28 empty] | Intergovernmental Panel on Climate Change (IPCC), "2006 IPCC Guidelines for National Greenhouse Gas Inventories, Vol. 2: Energy," Hayama, Japan, 2006. [Online]. Available: https://www.ipcc-nggip.iges.or.jp/public/2006gl/vol2.html | bar: 2023
BAU | 56 | PWROILINDEA | Oil/Diesel generation, India – East, region XX (investable) | 9 | TotalAnnualMinCapacityInvestment | GW | User defined | 0 | [28 empty] | Central Electricity Authority (CEA), "National Electricity Plan, Volume I — Generation," Ministry of Power, Government of India, New Delhi, 2023. [Online]. Available: https://cea.nic.in Ministry of New and Renewable Energy (MNRE), "Renewable Energy Targets and Capacity Additions," MNRE, Government of India, New Delhi, 2024. | bar: 2023
BAU | 57 | PWROILINDWE | Oil/Diesel generation, India – West, region XX (investable) | 1 | CapitalCost | USD/kW | User defined | 0 | [28 empty] | Ceylon Electricity Board (CEB), "Long-Term Generation Expansion Plan 2025–2044," CEB, Colombo, Sri Lanka, 2024. [Online]. Available: https://www.ceb.lk/front_img/img_reports/1748839124LTGEP-2025-2044-FINAL_c.pdf | bar: 2023
BAU | 57 | PWROILINDWE | Oil/Diesel generation, India – West, region XX (investable) | 2 | FixedCost | USD/kW/yr | User defined | 0 | [28 empty] | Ceylon Electricity Board (CEB), "Long-Term Generation Expansion Plan 2025–2044," CEB, Colombo, Sri Lanka, 2024. [Online]. Available: https://www.ceb.lk/front_img/img_reports/1748839124LTGEP-2025-2044-FINAL_c.pdf | bar: 2023
BAU | 57 | PWROILINDWE | Oil/Diesel generation, India – West, region XX (investable) | 3 | ResidualCapacity | GW | User defined | 0 | 0 | 0 | 0 | 0 | 0 | 0 | 0 | 0 | 0 | 0 | 0 | 0 | 0 | 0 | 0 | 0 | 0 | 0 | 0 | 0 | 0 | 0 | 0 | 0 | 0 | 0 | 0 | 0 | NITI Aayog, "India Climate and Energy Dashboard (ICED) — Plant Information and Capacity Metatable," NITI Aayog, Government of India, New Delhi, Feb. 2025. [Online]. Available: https://iced.niti.gov.in
BAU | 57 | PWROILINDWE | Oil/Diesel generation, India – West, region XX (investable) | 4 | TotalAnnualMaxCapacity | GW | User defined | 0 | [28 empty] | Central Electricity Authority (CEA), "National Electricity Plan, Volume I — Generation," Ministry of Power, Government of India, New Delhi, 2023. [Online]. Available: https://cea.nic.in NITI Aayog, "India Climate and Energy Dashboard (ICED) — Plant Information and Capacity Metatable," NITI Aayog, Government of India, New Delhi, Feb. 2025. [Online]. Available: https://iced.niti.gov.in
BAU | 57 | PWROILINDWE | Oil/Diesel generation, India – West, region XX (investable) | 5 | TotalTechnologyAnnualActivityUpperLimit | PJ | User defined | 0 | [28 empty] | Central Electricity Authority (CEA), "National Electricity Plan, Volume I — Generation," Ministry of Power, Government of India, New Delhi, 2023. [Online]. Available: https://cea.nic.in NITI Aayog, "India Climate and Energy Dashboard (ICED) — Plant Information and Capacity Metatable," NITI Aayog, Government of India, New Delhi, Feb. 2025. [Online]. Available: https://iced.niti.gov.in
BAU | 57 | PWROILINDWE | Oil/Diesel generation, India – West, region XX (investable) | 6 | TotalAnnualMinCapacity | GW | User defined | 0 | [28 empty] | Central Electricity Authority (CEA), "National Electricity Plan, Volume I — Generation," Ministry of Power, Government of India, New Delhi, 2023. [Online]. Available: https://cea.nic.in
BAU | 57 | PWROILINDWE | Oil/Diesel generation, India – West, region XX (investable) | 7 | AvailabilityFactor | fraction | User defined | 0 | [28 empty] | M. Howells et al., "OSeMOSYS: The Open Source Energy Modelling System," Energy Policy, vol. 39, no. 10, pp. 5850–5870, Oct. 2011. doi: 10.1016/j.enpol.2011.06.033 NITI Aayog, "India Climate and Energy Dashboard (ICED) — Plant Information and Capacity Metatable," NITI Aayog, Government of India, New Delhi, Feb. 2025. [Online]. Available: https://iced.niti.gov.in | bar: 2023
BAU | 57 | PWROILINDWE | Oil/Diesel generation, India – West, region XX (investable) | 8 | Efficiency | fraction | User defined | 0 | [28 empty] | Intergovernmental Panel on Climate Change (IPCC), "2006 IPCC Guidelines for National Greenhouse Gas Inventories, Vol. 2: Energy," Hayama, Japan, 2006. [Online]. Available: https://www.ipcc-nggip.iges.or.jp/public/2006gl/vol2.html | bar: 2023
BAU | 57 | PWROILINDWE | Oil/Diesel generation, India – West, region XX (investable) | 9 | TotalAnnualMinCapacityInvestment | GW | User defined | 0 | [28 empty] | Central Electricity Authority (CEA), "National Electricity Plan, Volume I — Generation," Ministry of Power, Government of India, New Delhi, 2023. [Online]. Available: https://cea.nic.in Ministry of New and Renewable Energy (MNRE), "Renewable Energy Targets and Capacity Additions," MNRE, Government of India, New Delhi, 2024. | bar: 2023
BAU | 58 | PWROILINDNE | Oil/Diesel generation, India – Northeast, region XX (investable) | 1 | CapitalCost | USD/kW | User defined | 0 | [28 empty] | Ceylon Electricity Board (CEB), "Long-Term Generation Expansion Plan 2025–2044," CEB, Colombo, Sri Lanka, 2024. [Online]. Available: https://www.ceb.lk/front_img/img_reports/1748839124LTGEP-2025-2044-FINAL_c.pdf | bar: 2023
BAU | 58 | PWROILINDNE | Oil/Diesel generation, India – Northeast, region XX (investable) | 2 | FixedCost | USD/kW/yr | User defined | 0 | [28 empty] | Ceylon Electricity Board (CEB), "Long-Term Generation Expansion Plan 2025–2044," CEB, Colombo, Sri Lanka, 2024. [Online]. Available: https://www.ceb.lk/front_img/img_reports/1748839124LTGEP-2025-2044-FINAL_c.pdf | bar: 2023
BAU | 58 | PWROILINDNE | Oil/Diesel generation, India – Northeast, region XX (investable) | 3 | ResidualCapacity | GW | User defined | 0 | 0.036 | 0.036 | 0.036 | 0.036 | 0.036 | 0.036 | 0.036 | 0.036 | 0.036 | 0.036 | 0.036 | 0.036 | 0.036 | 0.036 | 0.036 | 0.036 | 0.036 | 0.036 | 0.036 | 0.036 | 0.036 | 0.036 | 0.036 | 0.036 | 0.036 | 0.036 | 0.036 | 0.036 | NITI Aayog, "India Climate and Energy Dashboard (ICED) — Plant Information and Capacity Metatable," NITI Aayog, Government of India, New Delhi, Feb. 2025. [Online]. Available: https://iced.niti.gov.in
BAU | 58 | PWROILINDNE | Oil/Diesel generation, India – Northeast, region XX (investable) | 4 | TotalAnnualMaxCapacity | GW | User defined | 0 | [28 empty] | Central Electricity Authority (CEA), "National Electricity Plan, Volume I — Generation," Ministry of Power, Government of India, New Delhi, 2023. [Online]. Available: https://cea.nic.in NITI Aayog, "India Climate and Energy Dashboard (ICED) — Plant Information and Capacity Metatable," NITI Aayog, Government of India, New Delhi, Feb. 2025. [Online]. Available: https://iced.niti.gov.in
BAU | 58 | PWROILINDNE | Oil/Diesel generation, India – Northeast, region XX (investable) | 5 | TotalTechnologyAnnualActivityUpperLimit | PJ | User defined | 0 | [28 empty] | Central Electricity Authority (CEA), "National Electricity Plan, Volume I — Generation," Ministry of Power, Government of India, New Delhi, 2023. [Online]. Available: https://cea.nic.in NITI Aayog, "India Climate and Energy Dashboard (ICED) — Plant Information and Capacity Metatable," NITI Aayog, Government of India, New Delhi, Feb. 2025. [Online]. Available: https://iced.niti.gov.in
BAU | 58 | PWROILINDNE | Oil/Diesel generation, India – Northeast, region XX (investable) | 6 | TotalAnnualMinCapacity | GW | User defined | 0 | [28 empty] | Central Electricity Authority (CEA), "National Electricity Plan, Volume I — Generation," Ministry of Power, Government of India, New Delhi, 2023. [Online]. Available: https://cea.nic.in
BAU | 58 | PWROILINDNE | Oil/Diesel generation, India – Northeast, region XX (investable) | 7 | AvailabilityFactor | fraction | User defined | 0 | [28 empty] | M. Howells et al., "OSeMOSYS: The Open Source Energy Modelling System," Energy Policy, vol. 39, no. 10, pp. 5850–5870, Oct. 2011. doi: 10.1016/j.enpol.2011.06.033 NITI Aayog, "India Climate and Energy Dashboard (ICED) — Plant Information and Capacity Metatable," NITI Aayog, Government of India, New Delhi, Feb. 2025. [Online]. Available: https://iced.niti.gov.in | bar: 2023
BAU | 58 | PWROILINDNE | Oil/Diesel generation, India – Northeast, region XX (investable) | 8 | Efficiency | fraction | User defined | 0 | [28 empty] | Intergovernmental Panel on Climate Change (IPCC), "2006 IPCC Guidelines for National Greenhouse Gas Inventories, Vol. 2: Energy," Hayama, Japan, 2006. [Online]. Available: https://www.ipcc-nggip.iges.or.jp/public/2006gl/vol2.html | bar: 2023
BAU | 58 | PWROILINDNE | Oil/Diesel generation, India – Northeast, region XX (investable) | 9 | TotalAnnualMinCapacityInvestment | GW | User defined | 0 | [28 empty] | Central Electricity Authority (CEA), "National Electricity Plan, Volume I — Generation," Ministry of Power, Government of India, New Delhi, 2023. [Online]. Available: https://cea.nic.in Ministry of New and Renewable Energy (MNRE), "Renewable Energy Targets and Capacity Additions," MNRE, Government of India, New Delhi, 2024. | bar: 2023
BAU | 59 | PWRBIOBGDXX | Biomass/Bagasse, Bangladesh, region XX (investable) | 1 | CapitalCost | USD/kW | User defined | 0 | 2138.4 | 2138.4 | 2138.4 | 2138.4 | 2138.4 | 2138.4 | 2138.4 | 2138.4 | 2138.4 | 2138.4 | 2138.4 | 2138.4 | 2138.4 | 2138.4 | 2138.4 | 2138.4 | 2138.4 | 2138.4 | 2138.4 | 2138.4 | 2138.4 | 2138.4 | 2138.4 | 2138.4 | 2138.4 | 2138.4 | 2138.4 | 2138.4 | Ceylon Electricity Board (CEB), "Long-Term Generation Expansion Plan 2025–2044," CEB, Colombo, Sri Lanka, 2024. [Online]. Available: https://www.ceb.lk/front_img/img_reports/1748839124LTGEP-2025-2044-FINAL_c.pdf Central Electricity Regulatory Commission (CERC), "FY2024-25 Biomass Fuel Pricing and RE Tariff Statement," CERC, New Delhi, India, 2024.
BAU | 59 | PWRBIOBGDXX | Biomass/Bagasse, Bangladesh, region XX (investable) | 2 | FixedCost | USD/kW/yr | User defined | 0 | 85.56 | 85.56 | 85.56 | 85.56 | 85.56 | 85.56 | 85.56 | 85.56 | 85.56 | 85.56 | 85.56 | 85.56 | 85.56 | 85.56 | 85.56 | 85.56 | 85.56 | 85.56 | 85.56 | 85.56 | 85.56 | 85.56 | 85.56 | 85.56 | 85.56 | 85.56 | 85.56 | 85.56 | Ceylon Electricity Board (CEB), "Long-Term Generation Expansion Plan 2025–2044," CEB, Colombo, Sri Lanka, 2024. [Online]. Available: https://www.ceb.lk/front_img/img_reports/1748839124LTGEP-2025-2044-FINAL_c.pdf Central Electricity Regulatory Commission (CERC), "FY2024-25 Biomass Fuel Pricing and RE Tariff Statement," CERC, New Delhi, India, 2024.
BAU | 59 | PWRBIOBGDXX | Biomass/Bagasse, Bangladesh, region XX (investable) | 3 | ResidualCapacity | GW | User defined | 0 | 0.001 | 0.001 | 0.001 | 0.001 | 0.001 | 0.001 | 0.001 | 0.001 | 0.001 | 0.001 | 0.001 | 0.001 | 0.001 | 0.001 | 0.001 | 0.001 | 0.001 | 0.001 | 0.001 | 0.001 | 0.001 | 0.001 | 0.001 | 0.001 | 0.001 | 0.001 | 0.001 | 0.001 | Bangladesh Power Development Board (BPDB), "Daily Generation Report," BPDB, Dhaka, Bangladesh, Feb. 2026. [Online]. Available: https://www.bpdb.gov.bd/ Bangladesh Power Development Board (BPDB), "Power Generation Units," BPDB, Dhaka, Bangladesh, Feb. 2026. [Online]. Available: https://www.bpdb.gov.bd/
BAU | 59 | PWRBIOBGDXX | Biomass/Bagasse, Bangladesh, region XX (investable) | 4 | TotalAnnualMaxCapacity | GW | User defined | 0 | [28 empty] | Power Division, MoPEMR / JICA / IEEJ, "Integrated Energy and Power Master Plan (IEPMP) 2023," Government of the People's Republic of Bangladesh, Dhaka, Nov. 2023. [Online]. Available: https://powerdivision.portal.gov.bd Bangladesh Power Development Board (BPDB), "Daily Generation Report," BPDB, Dhaka, Bangladesh, Feb. 2026. [Online]. Available: https://www.bpdb.gov.bd/
BAU | 59 | PWRBIOBGDXX | Biomass/Bagasse, Bangladesh, region XX (investable) | 5 | TotalTechnologyAnnualActivityUpperLimit | PJ | User defined | 0 | [28 empty] | Power Division, MoPEMR / JICA / IEEJ, "Integrated Energy and Power Master Plan (IEPMP) 2023," Government of the People's Republic of Bangladesh, Dhaka, Nov. 2023. [Online]. Available: https://powerdivision.portal.gov.bd Bangladesh Power Development Board (BPDB), "Daily Generation Report," BPDB, Dhaka, Bangladesh, Feb. 2026. [Online]. Available: https://www.bpdb.gov.bd/
BAU | 59 | PWRBIOBGDXX | Biomass/Bagasse, Bangladesh, region XX (investable) | 6 | TotalAnnualMinCapacity | GW | User defined | 0 | [28 empty] | Power Division, MoPEMR / JICA / IEEJ, "Integrated Energy and Power Master Plan (IEPMP) 2023," Government of the People's Republic of Bangladesh, Dhaka, Nov. 2023. [Online]. Available: https://powerdivision.portal.gov.bd
BAU | 59 | PWRBIOBGDXX | Biomass/Bagasse, Bangladesh, region XX (investable) | 7 | AvailabilityFactor | fraction | User defined | 0 | 0.8 | 0.8 | 0.8 | 0.8 | 0.8 | 0.8 | 0.8 | 0.8 | 0.8 | 0.8 | 0.8 | 0.8 | 0.8 | 0.8 | 0.8 | 0.8 | 0.8 | 0.8 | 0.8 | 0.8 | 0.8 | 0.8 | 0.8 | 0.8 | 0.8 | 0.8 | 0.8 | 0.8 | M. Howells et al., "OSeMOSYS: The Open Source Energy Modelling System," Energy Policy, vol. 39, no. 10, pp. 5850–5870, Oct. 2011. doi: 10.1016/j.enpol.2011.06.033 Bangladesh Power Development Board (BPDB), "Daily Generation Report," BPDB, Dhaka, Bangladesh, Feb. 2026. [Online]. Available: https://www.bpdb.gov.bd/
BAU | 59 | PWRBIOBGDXX | Biomass/Bagasse, Bangladesh, region XX (investable) | 8 | Efficiency | fraction | User defined | 0 | 0.3 | 0.3 | 0.3 | 0.3 | 0.3 | 0.3 | 0.3 | 0.3 | 0.3 | 0.3 | 0.3 | 0.3 | 0.3 | 0.3 | 0.3 | 0.3 | 0.3 | 0.3 | 0.3 | 0.3 | 0.3 | 0.3 | 0.3 | 0.3 | 0.3 | 0.3 | 0.3 | 0.3 | Intergovernmental Panel on Climate Change (IPCC), "2006 IPCC Guidelines for National Greenhouse Gas Inventories, Vol. 2: Energy," Hayama, Japan, 2006. [Online]. Available: https://www.ipcc-nggip.iges.or.jp/public/2006gl/vol2.html
BAU | 59 | PWRBIOBGDXX | Biomass/Bagasse, Bangladesh, region XX (investable) | 9 | TotalAnnualMinCapacityInvestment | GW | User defined | 0 | 0 | 0 | 0 | 0 | 0 | 0 | 0 | 0 | 0 | 0 | 0 | 0 | 0 | 0 | 0 | 0 | 0 | 0 | 0 | 0 | 0 | 0 | 0 | 0 | 0 | 0 | 0 | 0 | Power Division, MoPEMR / JICA / IEEJ, "Integrated Energy and Power Master Plan (IEPMP) 2023," Government of the People's Republic of Bangladesh, Dhaka, Nov. 2023. [Online]. Available: https://powerdivision.portal.gov.bd
BAU | 60 | PWRBIOINDNO | Biomass/Bagasse, India – North, region XX (investable) | 1 | CapitalCost | USD/kW | User defined | 0 | 1782 | 1782 | 1782 | 1782 | 1782 | 1782 | 1782 | 1782 | 1782 | 1782 | 1782 | 1782 | 1782 | 1782 | 1782 | 1782 | 1782 | 1782 | 1782 | 1782 | 1782 | 1782 | 1782 | 1782 | 1782 | 1782 | 1782 | 1782 | Ceylon Electricity Board (CEB), "Long-Term Generation Expansion Plan 2025–2044," CEB, Colombo, Sri Lanka, 2024. [Online]. Available: https://www.ceb.lk/front_img/img_reports/1748839124LTGEP-2025-2044-FINAL_c.pdf Central Electricity Regulatory Commission (CERC), "FY2024-25 Biomass Fuel Pricing and RE Tariff Statement," CERC, New Delhi, India, 2024.
BAU | 60 | PWRBIOINDNO | Biomass/Bagasse, India – North, region XX (investable) | 2 | FixedCost | USD/kW/yr | User defined | 0 | 71.3 | 71.3 | 71.3 | 71.3 | 71.3 | 71.3 | 71.3 | 71.3 | 71.3 | 71.3 | 71.3 | 71.3 | 71.3 | 71.3 | 71.3 | 71.3 | 71.3 | 71.3 | 71.3 | 71.3 | 71.3 | 71.3 | 71.3 | 71.3 | 71.3 | 71.3 | 71.3 | 71.3 | Ceylon Electricity Board (CEB), "Long-Term Generation Expansion Plan 2025–2044," CEB, Colombo, Sri Lanka, 2024. [Online]. Available: https://www.ceb.lk/front_img/img_reports/1748839124LTGEP-2025-2044-FINAL_c.pdf Central Electricity Regulatory Commission (CERC), "FY2024-25 Biomass Fuel Pricing and RE Tariff Statement," CERC, New Delhi, India, 2024.
BAU | 60 | PWRBIOINDNO | Biomass/Bagasse, India – North, region XX (investable) | 3 | ResidualCapacity | GW | User defined | 0 | 3.1157 | 3.1157 | 3.1157 | 3.1157 | 3.1157 | 3.1157 | 3.1157 | 3.1157 | 3.1157 | 3.1157 | 3.1157 | 3.1157 | 3.1157 | 3.1157 | 3.1157 | 3.1157 | 3.1157 | 3.1157 | 3.1157 | 3.1157 | 3.1157 | 3.1157 | 3.1157 | 3.1157 | 3.1157 | 3.1157 | 3.1157 | 3.1157 | NITI Aayog, "India Climate and Energy Dashboard (ICED) — Plant Information and Capacity Metatable," NITI Aayog, Government of India, New Delhi, Feb. 2025. [Online]. Available: https://iced.niti.gov.in
BAU | 60 | PWRBIOINDNO | Biomass/Bagasse, India – North, region XX (investable) | 4 | TotalAnnualMaxCapacity | GW | User defined | 0 | [28 empty] | Central Electricity Authority (CEA), "National Electricity Plan, Volume I — Generation," Ministry of Power, Government of India, New Delhi, 2023. [Online]. Available: https://cea.nic.in NITI Aayog, "India Climate and Energy Dashboard (ICED) — Plant Information and Capacity Metatable," NITI Aayog, Government of India, New Delhi, Feb. 2025. [Online]. Available: https://iced.niti.gov.in
BAU | 60 | PWRBIOINDNO | Biomass/Bagasse, India – North, region XX (investable) | 5 | TotalTechnologyAnnualActivityUpperLimit | PJ | User defined | 0 | [28 empty] | Central Electricity Authority (CEA), "National Electricity Plan, Volume I — Generation," Ministry of Power, Government of India, New Delhi, 2023. [Online]. Available: https://cea.nic.in NITI Aayog, "India Climate and Energy Dashboard (ICED) — Plant Information and Capacity Metatable," NITI Aayog, Government of India, New Delhi, Feb. 2025. [Online]. Available: https://iced.niti.gov.in
BAU | 60 | PWRBIOINDNO | Biomass/Bagasse, India – North, region XX (investable) | 6 | TotalAnnualMinCapacity | GW | User defined | 0 | [28 empty] | Central Electricity Authority (CEA), "National Electricity Plan, Volume I — Generation," Ministry of Power, Government of India, New Delhi, 2023. [Online]. Available: https://cea.nic.in
BAU | 60 | PWRBIOINDNO | Biomass/Bagasse, India – North, region XX (investable) | 7 | AvailabilityFactor | fraction | User defined | 0 | 0.8 | 0.8 | 0.8 | 0.8 | 0.8 | 0.8 | 0.8 | 0.8 | 0.8 | 0.8 | 0.8 | 0.8 | 0.8 | 0.8 | 0.8 | 0.8 | 0.8 | 0.8 | 0.8 | 0.8 | 0.8 | 0.8 | 0.8 | 0.8 | 0.8 | 0.8 | 0.8 | 0.8 | M. Howells et al., "OSeMOSYS: The Open Source Energy Modelling System," Energy Policy, vol. 39, no. 10, pp. 5850–5870, Oct. 2011. doi: 10.1016/j.enpol.2011.06.033 NITI Aayog, "India Climate and Energy Dashboard (ICED) — Plant Information and Capacity Metatable," NITI Aayog, Government of India, New Delhi, Feb. 2025. [Online]. Available: https://iced.niti.gov.in
BAU | 60 | PWRBIOINDNO | Biomass/Bagasse, India – North, region XX (investable) | 8 | Efficiency | fraction | User defined | 0 | 0.3 | 0.3 | 0.3 | 0.3 | 0.3 | 0.3 | 0.3 | 0.3 | 0.3 | 0.3 | 0.3 | 0.3 | 0.3 | 0.3 | 0.3 | 0.3 | 0.3 | 0.3 | 0.3 | 0.3 | 0.3 | 0.3 | 0.3 | 0.3 | 0.3 | 0.3 | 0.3 | 0.3 | Intergovernmental Panel on Climate Change (IPCC), "2006 IPCC Guidelines for National Greenhouse Gas Inventories, Vol. 2: Energy," Hayama, Japan, 2006. [Online]. Available: https://www.ipcc-nggip.iges.or.jp/public/2006gl/vol2.html
BAU | 60 | PWRBIOINDNO | Biomass/Bagasse, India – North, region XX (investable) | 9 | TotalAnnualMinCapacityInvestment | GW | User defined | 0 | 0 | 0 | 0 | 0 | 0 | 0 | 0 | 0 | 0 | 0 | 0 | 0 | 0 | 0 | 0 | 0 | 0 | 0 | 0 | 0 | 0 | 0 | 0 | 0 | 0 | 0 | 0 | 0 | Central Electricity Authority (CEA), "National Electricity Plan, Volume I — Generation," Ministry of Power, Government of India, New Delhi, 2023. [Online]. Available: https://cea.nic.in Ministry of New and Renewable Energy (MNRE), "Renewable Energy Targets and Capacity Additions," MNRE, Government of India, New Delhi, 2024.
BAU | 61 | PWRBIOINDSO | Biomass/Bagasse, India – South, region XX (investable) | 1 | CapitalCost | USD/kW | User defined | 0 | 1782 | 1782 | 1782 | 1782 | 1782 | 1782 | 1782 | 1782 | 1782 | 1782 | 1782 | 1782 | 1782 | 1782 | 1782 | 1782 | 1782 | 1782 | 1782 | 1782 | 1782 | 1782 | 1782 | 1782 | 1782 | 1782 | 1782 | 1782 | Ceylon Electricity Board (CEB), "Long-Term Generation Expansion Plan 2025–2044," CEB, Colombo, Sri Lanka, 2024. [Online]. Available: https://www.ceb.lk/front_img/img_reports/1748839124LTGEP-2025-2044-FINAL_c.pdf Central Electricity Regulatory Commission (CERC), "FY2024-25 Biomass Fuel Pricing and RE Tariff Statement," CERC, New Delhi, India, 2024.
BAU | 61 | PWRBIOINDSO | Biomass/Bagasse, India – South, region XX (investable) | 2 | FixedCost | USD/kW/yr | User defined | 0 | 71.3 | 71.3 | 71.3 | 71.3 | 71.3 | 71.3 | 71.3 | 71.3 | 71.3 | 71.3 | 71.3 | 71.3 | 71.3 | 71.3 | 71.3 | 71.3 | 71.3 | 71.3 | 71.3 | 71.3 | 71.3 | 71.3 | 71.3 | 71.3 | 71.3 | 71.3 | 71.3 | 71.3 | Ceylon Electricity Board (CEB), "Long-Term Generation Expansion Plan 2025–2044," CEB, Colombo, Sri Lanka, 2024. [Online]. Available: https://www.ceb.lk/front_img/img_reports/1748839124LTGEP-2025-2044-FINAL_c.pdf Central Electricity Regulatory Commission (CERC), "FY2024-25 Biomass Fuel Pricing and RE Tariff Statement," CERC, New Delhi, India, 2024.
BAU | 61 | PWRBIOINDSO | Biomass/Bagasse, India – South, region XX (investable) | 3 | ResidualCapacity | GW | User defined | 0 | 3.5571 | 3.5571 | 3.5571 | 3.5571 | 3.5571 | 3.5571 | 3.5571 | 3.5571 | 3.5571 | 3.5571 | 3.5571 | 3.5571 | 3.5571 | 3.5571 | 3.5571 | 3.5571 | 3.5571 | 3.5571 | 3.5571 | 3.5571 | 3.5571 | 3.5571 | 3.5571 | 3.5571 | 3.5571 | 3.5571 | 3.5571 | 3.5571 | NITI Aayog, "India Climate and Energy Dashboard (ICED) — Plant Information and Capacity Metatable," NITI Aayog, Government of India, New Delhi, Feb. 2025. [Online]. Available: https://iced.niti.gov.in
BAU | 61 | PWRBIOINDSO | Biomass/Bagasse, India – South, region XX (investable) | 4 | TotalAnnualMaxCapacity | GW | User defined | 0 | [28 empty] | Central Electricity Authority (CEA), "National Electricity Plan, Volume I — Generation," Ministry of Power, Government of India, New Delhi, 2023. [Online]. Available: https://cea.nic.in NITI Aayog, "India Climate and Energy Dashboard (ICED) — Plant Information and Capacity Metatable," NITI Aayog, Government of India, New Delhi, Feb. 2025. [Online]. Available: https://iced.niti.gov.in
BAU | 61 | PWRBIOINDSO | Biomass/Bagasse, India – South, region XX (investable) | 5 | TotalTechnologyAnnualActivityUpperLimit | PJ | User defined | 0 | [28 empty] | Central Electricity Authority (CEA), "National Electricity Plan, Volume I — Generation," Ministry of Power, Government of India, New Delhi, 2023. [Online]. Available: https://cea.nic.in NITI Aayog, "India Climate and Energy Dashboard (ICED) — Plant Information and Capacity Metatable," NITI Aayog, Government of India, New Delhi, Feb. 2025. [Online]. Available: https://iced.niti.gov.in
BAU | 61 | PWRBIOINDSO | Biomass/Bagasse, India – South, region XX (investable) | 6 | TotalAnnualMinCapacity | GW | User defined | 0 | [28 empty] | Central Electricity Authority (CEA), "National Electricity Plan, Volume I — Generation," Ministry of Power, Government of India, New Delhi, 2023. [Online]. Available: https://cea.nic.in
BAU | 61 | PWRBIOINDSO | Biomass/Bagasse, India – South, region XX (investable) | 7 | AvailabilityFactor | fraction | User defined | 0 | 0.8 | 0.8 | 0.8 | 0.8 | 0.8 | 0.8 | 0.8 | 0.8 | 0.8 | 0.8 | 0.8 | 0.8 | 0.8 | 0.8 | 0.8 | 0.8 | 0.8 | 0.8 | 0.8 | 0.8 | 0.8 | 0.8 | 0.8 | 0.8 | 0.8 | 0.8 | 0.8 | 0.8 | M. Howells et al., "OSeMOSYS: The Open Source Energy Modelling System," Energy Policy, vol. 39, no. 10, pp. 5850–5870, Oct. 2011. doi: 10.1016/j.enpol.2011.06.033 NITI Aayog, "India Climate and Energy Dashboard (ICED) — Plant Information and Capacity Metatable," NITI Aayog, Government of India, New Delhi, Feb. 2025. [Online]. Available: https://iced.niti.gov.in
BAU | 61 | PWRBIOINDSO | Biomass/Bagasse, India – South, region XX (investable) | 8 | Efficiency | fraction | User defined | 0 | 0.3 | 0.3 | 0.3 | 0.3 | 0.3 | 0.3 | 0.3 | 0.3 | 0.3 | 0.3 | 0.3 | 0.3 | 0.3 | 0.3 | 0.3 | 0.3 | 0.3 | 0.3 | 0.3 | 0.3 | 0.3 | 0.3 | 0.3 | 0.3 | 0.3 | 0.3 | 0.3 | 0.3 | Intergovernmental Panel on Climate Change (IPCC), "2006 IPCC Guidelines for National Greenhouse Gas Inventories, Vol. 2: Energy," Hayama, Japan, 2006. [Online]. Available: https://www.ipcc-nggip.iges.or.jp/public/2006gl/vol2.html
BAU | 61 | PWRBIOINDSO | Biomass/Bagasse, India – South, region XX (investable) | 9 | TotalAnnualMinCapacityInvestment | GW | User defined | 0 | 0 | 0 | 0 | 0 | 0 | 0 | 0 | 0 | 0 | 0 | 0 | 0 | 0 | 0 | 0 | 0 | 0 | 0 | 0 | 0 | 0 | 0 | 0 | 0 | 0 | 0 | 0 | 0 | Central Electricity Authority (CEA), "National Electricity Plan, Volume I — Generation," Ministry of Power, Government of India, New Delhi, 2023. [Online]. Available: https://cea.nic.in Ministry of New and Renewable Energy (MNRE), "Renewable Energy Targets and Capacity Additions," MNRE, Government of India, New Delhi, 2024.
BAU | 62 | PWRBIOINDEA | Biomass/Bagasse, India – East, region XX (investable) | 1 | CapitalCost | USD/kW | User defined | 0 | 1782 | 1782 | 1782 | 1782 | 1782 | 1782 | 1782 | 1782 | 1782 | 1782 | 1782 | 1782 | 1782 | 1782 | 1782 | 1782 | 1782 | 1782 | 1782 | 1782 | 1782 | 1782 | 1782 | 1782 | 1782 | 1782 | 1782 | 1782 | Ceylon Electricity Board (CEB), "Long-Term Generation Expansion Plan 2025–2044," CEB, Colombo, Sri Lanka, 2024. [Online]. Available: https://www.ceb.lk/front_img/img_reports/1748839124LTGEP-2025-2044-FINAL_c.pdf Central Electricity Regulatory Commission (CERC), "FY2024-25 Biomass Fuel Pricing and RE Tariff Statement," CERC, New Delhi, India, 2024.
BAU | 62 | PWRBIOINDEA | Biomass/Bagasse, India – East, region XX (investable) | 2 | FixedCost | USD/kW/yr | User defined | 0 | 71.3 | 71.3 | 71.3 | 71.3 | 71.3 | 71.3 | 71.3 | 71.3 | 71.3 | 71.3 | 71.3 | 71.3 | 71.3 | 71.3 | 71.3 | 71.3 | 71.3 | 71.3 | 71.3 | 71.3 | 71.3 | 71.3 | 71.3 | 71.3 | 71.3 | 71.3 | 71.3 | 71.3 | Ceylon Electricity Board (CEB), "Long-Term Generation Expansion Plan 2025–2044," CEB, Colombo, Sri Lanka, 2024. [Online]. Available: https://www.ceb.lk/front_img/img_reports/1748839124LTGEP-2025-2044-FINAL_c.pdf Central Electricity Regulatory Commission (CERC), "FY2024-25 Biomass Fuel Pricing and RE Tariff Statement," CERC, New Delhi, India, 2024.
BAU | 62 | PWRBIOINDEA | Biomass/Bagasse, India – East, region XX (investable) | 3 | ResidualCapacity | GW | User defined | 0 | 0.52684 | 0.52684 | 0.52684 | 0.52684 | 0.52684 | 0.52684 | 0.52684 | 0.52684 | 0.52684 | 0.52684 | 0.52684 | 0.52684 | 0.52684 | 0.52684 | 0.52684 | 0.52684 | 0.52684 | 0.52684 | 0.52684 | 0.52684 | 0.52684 | 0.52684 | 0.52684 | 0.52684 | 0.52684 | 0.52684 | 0.52684 | 0.52684 | NITI Aayog, "India Climate and Energy Dashboard (ICED) — Plant Information and Capacity Metatable," NITI Aayog, Government of India, New Delhi, Feb. 2025. [Online]. Available: https://iced.niti.gov.in
BAU | 62 | PWRBIOINDEA | Biomass/Bagasse, India – East, region XX (investable) | 4 | TotalAnnualMaxCapacity | GW | User defined | 0 | [28 empty] | Central Electricity Authority (CEA), "National Electricity Plan, Volume I — Generation," Ministry of Power, Government of India, New Delhi, 2023. [Online]. Available: https://cea.nic.in NITI Aayog, "India Climate and Energy Dashboard (ICED) — Plant Information and Capacity Metatable," NITI Aayog, Government of India, New Delhi, Feb. 2025. [Online]. Available: https://iced.niti.gov.in
BAU | 62 | PWRBIOINDEA | Biomass/Bagasse, India – East, region XX (investable) | 5 | TotalTechnologyAnnualActivityUpperLimit | PJ | User defined | 0 | [28 empty] | Central Electricity Authority (CEA), "National Electricity Plan, Volume I — Generation," Ministry of Power, Government of India, New Delhi, 2023. [Online]. Available: https://cea.nic.in NITI Aayog, "India Climate and Energy Dashboard (ICED) — Plant Information and Capacity Metatable," NITI Aayog, Government of India, New Delhi, Feb. 2025. [Online]. Available: https://iced.niti.gov.in
BAU | 62 | PWRBIOINDEA | Biomass/Bagasse, India – East, region XX (investable) | 6 | TotalAnnualMinCapacity | GW | User defined | 0 | [28 empty] | Central Electricity Authority (CEA), "National Electricity Plan, Volume I — Generation," Ministry of Power, Government of India, New Delhi, 2023. [Online]. Available: https://cea.nic.in
BAU | 62 | PWRBIOINDEA | Biomass/Bagasse, India – East, region XX (investable) | 7 | AvailabilityFactor | fraction | User defined | 0 | 0.8 | 0.8 | 0.8 | 0.8 | 0.8 | 0.8 | 0.8 | 0.8 | 0.8 | 0.8 | 0.8 | 0.8 | 0.8 | 0.8 | 0.8 | 0.8 | 0.8 | 0.8 | 0.8 | 0.8 | 0.8 | 0.8 | 0.8 | 0.8 | 0.8 | 0.8 | 0.8 | 0.8 | M. Howells et al., "OSeMOSYS: The Open Source Energy Modelling System," Energy Policy, vol. 39, no. 10, pp. 5850–5870, Oct. 2011. doi: 10.1016/j.enpol.2011.06.033 NITI Aayog, "India Climate and Energy Dashboard (ICED) — Plant Information and Capacity Metatable," NITI Aayog, Government of India, New Delhi, Feb. 2025. [Online]. Available: https://iced.niti.gov.in
BAU | 62 | PWRBIOINDEA | Biomass/Bagasse, India – East, region XX (investable) | 8 | Efficiency | fraction | User defined | 0 | 0.3 | 0.3 | 0.3 | 0.3 | 0.3 | 0.3 | 0.3 | 0.3 | 0.3 | 0.3 | 0.3 | 0.3 | 0.3 | 0.3 | 0.3 | 0.3 | 0.3 | 0.3 | 0.3 | 0.3 | 0.3 | 0.3 | 0.3 | 0.3 | 0.3 | 0.3 | 0.3 | 0.3 | Intergovernmental Panel on Climate Change (IPCC), "2006 IPCC Guidelines for National Greenhouse Gas Inventories, Vol. 2: Energy," Hayama, Japan, 2006. [Online]. Available: https://www.ipcc-nggip.iges.or.jp/public/2006gl/vol2.html
BAU | 62 | PWRBIOINDEA | Biomass/Bagasse, India – East, region XX (investable) | 9 | TotalAnnualMinCapacityInvestment | GW | User defined | 0 | 0 | 0 | 0 | 0 | 0 | 0 | 0 | 0 | 0 | 0 | 0 | 0 | 0 | 0 | 0 | 0 | 0 | 0 | 0 | 0 | 0 | 0 | 0 | 0 | 0 | 0 | 0 | 0 | Central Electricity Authority (CEA), "National Electricity Plan, Volume I — Generation," Ministry of Power, Government of India, New Delhi, 2023. [Online]. Available: https://cea.nic.in Ministry of New and Renewable Energy (MNRE), "Renewable Energy Targets and Capacity Additions," MNRE, Government of India, New Delhi, 2024.
BAU | 63 | PWRBIOINDWE | Biomass/Bagasse, India – West, region XX (investable) | 1 | CapitalCost | USD/kW | User defined | 0 | 1782 | 1782 | 1782 | 1782 | 1782 | 1782 | 1782 | 1782 | 1782 | 1782 | 1782 | 1782 | 1782 | 1782 | 1782 | 1782 | 1782 | 1782 | 1782 | 1782 | 1782 | 1782 | 1782 | 1782 | 1782 | 1782 | 1782 | 1782 | Ceylon Electricity Board (CEB), "Long-Term Generation Expansion Plan 2025–2044," CEB, Colombo, Sri Lanka, 2024. [Online]. Available: https://www.ceb.lk/front_img/img_reports/1748839124LTGEP-2025-2044-FINAL_c.pdf Central Electricity Regulatory Commission (CERC), "FY2024-25 Biomass Fuel Pricing and RE Tariff Statement," CERC, New Delhi, India, 2024.
BAU | 63 | PWRBIOINDWE | Biomass/Bagasse, India – West, region XX (investable) | 2 | FixedCost | USD/kW/yr | User defined | 0 | 71.3 | 71.3 | 71.3 | 71.3 | 71.3 | 71.3 | 71.3 | 71.3 | 71.3 | 71.3 | 71.3 | 71.3 | 71.3 | 71.3 | 71.3 | 71.3 | 71.3 | 71.3 | 71.3 | 71.3 | 71.3 | 71.3 | 71.3 | 71.3 | 71.3 | 71.3 | 71.3 | 71.3 | Ceylon Electricity Board (CEB), "Long-Term Generation Expansion Plan 2025–2044," CEB, Colombo, Sri Lanka, 2024. [Online]. Available: https://www.ceb.lk/front_img/img_reports/1748839124LTGEP-2025-2044-FINAL_c.pdf Central Electricity Regulatory Commission (CERC), "FY2024-25 Biomass Fuel Pricing and RE Tariff Statement," CERC, New Delhi, India, 2024.
BAU | 63 | PWRBIOINDWE | Biomass/Bagasse, India – West, region XX (investable) | 3 | ResidualCapacity | GW | User defined | 0 | 3.0436 | 3.0436 | 3.0436 | 3.0436 | 3.0436 | 3.0436 | 3.0436 | 3.0436 | 3.0436 | 3.0436 | 3.0436 | 3.0436 | 3.0436 | 3.0436 | 3.0436 | 3.0436 | 3.0436 | 3.0436 | 3.0436 | 3.0436 | 3.0436 | 3.0436 | 3.0436 | 3.0436 | 3.0436 | 3.0436 | 3.0436 | 3.0436 | NITI Aayog, "India Climate and Energy Dashboard (ICED) — Plant Information and Capacity Metatable," NITI Aayog, Government of India, New Delhi, Feb. 2025. [Online]. Available: https://iced.niti.gov.in
BAU | 63 | PWRBIOINDWE | Biomass/Bagasse, India – West, region XX (investable) | 4 | TotalAnnualMaxCapacity | GW | User defined | 0 | [28 empty] | Central Electricity Authority (CEA), "National Electricity Plan, Volume I — Generation," Ministry of Power, Government of India, New Delhi, 2023. [Online]. Available: https://cea.nic.in NITI Aayog, "India Climate and Energy Dashboard (ICED) — Plant Information and Capacity Metatable," NITI Aayog, Government of India, New Delhi, Feb. 2025. [Online]. Available: https://iced.niti.gov.in
BAU | 63 | PWRBIOINDWE | Biomass/Bagasse, India – West, region XX (investable) | 5 | TotalTechnologyAnnualActivityUpperLimit | PJ | User defined | 0 | [28 empty] | Central Electricity Authority (CEA), "National Electricity Plan, Volume I — Generation," Ministry of Power, Government of India, New Delhi, 2023. [Online]. Available: https://cea.nic.in NITI Aayog, "India Climate and Energy Dashboard (ICED) — Plant Information and Capacity Metatable," NITI Aayog, Government of India, New Delhi, Feb. 2025. [Online]. Available: https://iced.niti.gov.in
BAU | 63 | PWRBIOINDWE | Biomass/Bagasse, India – West, region XX (investable) | 6 | TotalAnnualMinCapacity | GW | User defined | 0 | [28 empty] | Central Electricity Authority (CEA), "National Electricity Plan, Volume I — Generation," Ministry of Power, Government of India, New Delhi, 2023. [Online]. Available: https://cea.nic.in
BAU | 63 | PWRBIOINDWE | Biomass/Bagasse, India – West, region XX (investable) | 7 | AvailabilityFactor | fraction | User defined | 0 | 0.8 | 0.8 | 0.8 | 0.8 | 0.8 | 0.8 | 0.8 | 0.8 | 0.8 | 0.8 | 0.8 | 0.8 | 0.8 | 0.8 | 0.8 | 0.8 | 0.8 | 0.8 | 0.8 | 0.8 | 0.8 | 0.8 | 0.8 | 0.8 | 0.8 | 0.8 | 0.8 | 0.8 | M. Howells et al., "OSeMOSYS: The Open Source Energy Modelling System," Energy Policy, vol. 39, no. 10, pp. 5850–5870, Oct. 2011. doi: 10.1016/j.enpol.2011.06.033 NITI Aayog, "India Climate and Energy Dashboard (ICED) — Plant Information and Capacity Metatable," NITI Aayog, Government of India, New Delhi, Feb. 2025. [Online]. Available: https://iced.niti.gov.in
BAU | 63 | PWRBIOINDWE | Biomass/Bagasse, India – West, region XX (investable) | 8 | Efficiency | fraction | User defined | 0 | 0.3 | 0.3 | 0.3 | 0.3 | 0.3 | 0.3 | 0.3 | 0.3 | 0.3 | 0.3 | 0.3 | 0.3 | 0.3 | 0.3 | 0.3 | 0.3 | 0.3 | 0.3 | 0.3 | 0.3 | 0.3 | 0.3 | 0.3 | 0.3 | 0.3 | 0.3 | 0.3 | 0.3 | Intergovernmental Panel on Climate Change (IPCC), "2006 IPCC Guidelines for National Greenhouse Gas Inventories, Vol. 2: Energy," Hayama, Japan, 2006. [Online]. Available: https://www.ipcc-nggip.iges.or.jp/public/2006gl/vol2.html
BAU | 63 | PWRBIOINDWE | Biomass/Bagasse, India – West, region XX (investable) | 9 | TotalAnnualMinCapacityInvestment | GW | User defined | 0 | 0 | 0 | 0 | 0 | 0 | 0 | 0 | 0 | 0 | 0 | 0 | 0 | 0 | 0 | 0 | 0 | 0 | 0 | 0 | 0 | 0 | 0 | 0 | 0 | 0 | 0 | 0 | 0 | Central Electricity Authority (CEA), "National Electricity Plan, Volume I — Generation," Ministry of Power, Government of India, New Delhi, 2023. [Online]. Available: https://cea.nic.in Ministry of New and Renewable Energy (MNRE), "Renewable Energy Targets and Capacity Additions," MNRE, Government of India, New Delhi, 2024.
BAU | 64 | PWRBIOINDNE | Biomass/Bagasse, India – Northeast, region XX (investable) | 1 | CapitalCost | USD/kW | User defined | 0 | 1782 | 1782 | 1782 | 1782 | 1782 | 1782 | 1782 | 1782 | 1782 | 1782 | 1782 | 1782 | 1782 | 1782 | 1782 | 1782 | 1782 | 1782 | 1782 | 1782 | 1782 | 1782 | 1782 | 1782 | 1782 | 1782 | 1782 | 1782 | Ceylon Electricity Board (CEB), "Long-Term Generation Expansion Plan 2025–2044," CEB, Colombo, Sri Lanka, 2024. [Online]. Available: https://www.ceb.lk/front_img/img_reports/1748839124LTGEP-2025-2044-FINAL_c.pdf Central Electricity Regulatory Commission (CERC), "FY2024-25 Biomass Fuel Pricing and RE Tariff Statement," CERC, New Delhi, India, 2024.
BAU | 64 | PWRBIOINDNE | Biomass/Bagasse, India – Northeast, region XX (investable) | 2 | FixedCost | USD/kW/yr | User defined | 0 | 71.3 | 71.3 | 71.3 | 71.3 | 71.3 | 71.3 | 71.3 | 71.3 | 71.3 | 71.3 | 71.3 | 71.3 | 71.3 | 71.3 | 71.3 | 71.3 | 71.3 | 71.3 | 71.3 | 71.3 | 71.3 | 71.3 | 71.3 | 71.3 | 71.3 | 71.3 | 71.3 | 71.3 | Ceylon Electricity Board (CEB), "Long-Term Generation Expansion Plan 2025–2044," CEB, Colombo, Sri Lanka, 2024. [Online]. Available: https://www.ceb.lk/front_img/img_reports/1748839124LTGEP-2025-2044-FINAL_c.pdf Central Electricity Regulatory Commission (CERC), "FY2024-25 Biomass Fuel Pricing and RE Tariff Statement," CERC, New Delhi, India, 2024.
BAU | 64 | PWRBIOINDNE | Biomass/Bagasse, India – Northeast, region XX (investable) | 3 | ResidualCapacity | GW | User defined | 0 | 0.0158 | 0.0158 | 0.0158 | 0.0158 | 0.0158 | 0.0158 | 0.0158 | 0.0158 | 0.0158 | 0.0158 | 0.0158 | 0.0158 | 0.0158 | 0.0158 | 0.0158 | 0.0158 | 0.0158 | 0.0158 | 0.0158 | 0.0158 | 0.0158 | 0.0158 | 0.0158 | 0.0158 | 0.0158 | 0.0158 | 0.0158 | 0.0158 | NITI Aayog, "India Climate and Energy Dashboard (ICED) — Plant Information and Capacity Metatable," NITI Aayog, Government of India, New Delhi, Feb. 2025. [Online]. Available: https://iced.niti.gov.in
BAU | 64 | PWRBIOINDNE | Biomass/Bagasse, India – Northeast, region XX (investable) | 4 | TotalAnnualMaxCapacity | GW | User defined | 0 | [28 empty] | Central Electricity Authority (CEA), "National Electricity Plan, Volume I — Generation," Ministry of Power, Government of India, New Delhi, 2023. [Online]. Available: https://cea.nic.in NITI Aayog, "India Climate and Energy Dashboard (ICED) — Plant Information and Capacity Metatable," NITI Aayog, Government of India, New Delhi, Feb. 2025. [Online]. Available: https://iced.niti.gov.in
BAU | 64 | PWRBIOINDNE | Biomass/Bagasse, India – Northeast, region XX (investable) | 5 | TotalTechnologyAnnualActivityUpperLimit | PJ | User defined | 0 | [28 empty] | Central Electricity Authority (CEA), "National Electricity Plan, Volume I — Generation," Ministry of Power, Government of India, New Delhi, 2023. [Online]. Available: https://cea.nic.in NITI Aayog, "India Climate and Energy Dashboard (ICED) — Plant Information and Capacity Metatable," NITI Aayog, Government of India, New Delhi, Feb. 2025. [Online]. Available: https://iced.niti.gov.in
BAU | 64 | PWRBIOINDNE | Biomass/Bagasse, India – Northeast, region XX (investable) | 6 | TotalAnnualMinCapacity | GW | User defined | 0 | [28 empty] | Central Electricity Authority (CEA), "National Electricity Plan, Volume I — Generation," Ministry of Power, Government of India, New Delhi, 2023. [Online]. Available: https://cea.nic.in
BAU | 64 | PWRBIOINDNE | Biomass/Bagasse, India – Northeast, region XX (investable) | 7 | AvailabilityFactor | fraction | User defined | 0 | 0.8 | 0.8 | 0.8 | 0.8 | 0.8 | 0.8 | 0.8 | 0.8 | 0.8 | 0.8 | 0.8 | 0.8 | 0.8 | 0.8 | 0.8 | 0.8 | 0.8 | 0.8 | 0.8 | 0.8 | 0.8 | 0.8 | 0.8 | 0.8 | 0.8 | 0.8 | 0.8 | 0.8 | M. Howells et al., "OSeMOSYS: The Open Source Energy Modelling System," Energy Policy, vol. 39, no. 10, pp. 5850–5870, Oct. 2011. doi: 10.1016/j.enpol.2011.06.033 NITI Aayog, "India Climate and Energy Dashboard (ICED) — Plant Information and Capacity Metatable," NITI Aayog, Government of India, New Delhi, Feb. 2025. [Online]. Available: https://iced.niti.gov.in
BAU | 64 | PWRBIOINDNE | Biomass/Bagasse, India – Northeast, region XX (investable) | 8 | Efficiency | fraction | User defined | 0 | 0.3 | 0.3 | 0.3 | 0.3 | 0.3 | 0.3 | 0.3 | 0.3 | 0.3 | 0.3 | 0.3 | 0.3 | 0.3 | 0.3 | 0.3 | 0.3 | 0.3 | 0.3 | 0.3 | 0.3 | 0.3 | 0.3 | 0.3 | 0.3 | 0.3 | 0.3 | 0.3 | 0.3 | Intergovernmental Panel on Climate Change (IPCC), "2006 IPCC Guidelines for National Greenhouse Gas Inventories, Vol. 2: Energy," Hayama, Japan, 2006. [Online]. Available: https://www.ipcc-nggip.iges.or.jp/public/2006gl/vol2.html
BAU | 64 | PWRBIOINDNE | Biomass/Bagasse, India – Northeast, region XX (investable) | 9 | TotalAnnualMinCapacityInvestment | GW | User defined | 0 | 0 | 0 | 0 | 0 | 0 | 0 | 0 | 0 | 0 | 0 | 0 | 0 | 0 | 0 | 0 | 0 | 0 | 0 | 0 | 0 | 0 | 0 | 0 | 0 | 0 | 0 | 0 | 0 | Central Electricity Authority (CEA), "National Electricity Plan, Volume I — Generation," Ministry of Power, Government of India, New Delhi, 2023. [Online]. Available: https://cea.nic.in Ministry of New and Renewable Energy (MNRE), "Renewable Energy Targets and Capacity Additions," MNRE, Government of India, New Delhi, 2024.
BAU | 65 | PWRBIONPLXX | Biomass/Bagasse, Nepal, region XX (investable) | 1 | CapitalCost | USD/kW | User defined | 0 | 2316.6 | 2316.6 | 2316.6 | 2316.6 | 2316.6 | 2316.6 | 2316.6 | 2316.6 | 2316.6 | 2316.6 | 2316.6 | 2316.6 | 2316.6 | 2316.6 | 2316.6 | 2316.6 | 2316.6 | 2316.6 | 2316.6 | 2316.6 | 2316.6 | 2316.6 | 2316.6 | 2316.6 | 2316.6 | 2316.6 | 2316.6 | 2316.6 | Ceylon Electricity Board (CEB), "Long-Term Generation Expansion Plan 2025–2044," CEB, Colombo, Sri Lanka, 2024. [Online]. Available: https://www.ceb.lk/front_img/img_reports/1748839124LTGEP-2025-2044-FINAL_c.pdf Central Electricity Regulatory Commission (CERC), "FY2024-25 Biomass Fuel Pricing and RE Tariff Statement," CERC, New Delhi, India, 2024.
BAU | 65 | PWRBIONPLXX | Biomass/Bagasse, Nepal, region XX (investable) | 2 | FixedCost | USD/kW/yr | User defined | 0 | 92.69 | 92.69 | 92.69 | 92.69 | 92.69 | 92.69 | 92.69 | 92.69 | 92.69 | 92.69 | 92.69 | 92.69 | 92.69 | 92.69 | 92.69 | 92.69 | 92.69 | 92.69 | 92.69 | 92.69 | 92.69 | 92.69 | 92.69 | 92.69 | 92.69 | 92.69 | 92.69 | 92.69 | Ceylon Electricity Board (CEB), "Long-Term Generation Expansion Plan 2025–2044," CEB, Colombo, Sri Lanka, 2024. [Online]. Available: https://www.ceb.lk/front_img/img_reports/1748839124LTGEP-2025-2044-FINAL_c.pdf Central Electricity Regulatory Commission (CERC), "FY2024-25 Biomass Fuel Pricing and RE Tariff Statement," CERC, New Delhi, India, 2024.
BAU | 65 | PWRBIONPLXX | Biomass/Bagasse, Nepal, region XX (investable) | 3 | ResidualCapacity | GW | User defined | 0 | 0.006 | 0.006 | 0.006 | 0.006 | 0.006 | 0.006 | 0.006 | 0.006 | 0.006 | 0.006 | 0.006 | 0.006 | 0.006 | 0.006 | 0.006 | 0.006 | 0.006 | 0.006 | 0.006 | 0.006 | 0.006 | 0.006 | 0.006 | 0.006 | 0.006 | 0.006 | 0.006 | 0.006 | Nepal Electricity Authority (NEA), "Annual Report FY 2024/2025," NEA, Kathmandu, Nepal, 2025. [Online]. Available: https://www.nea.org.np Nepal Electricity Authority (NEA), "Generation Directorate Report 2076 (August 2019)," NEA, Kathmandu, Nepal, 2019.
BAU | 65 | PWRBIONPLXX | Biomass/Bagasse, Nepal, region XX (investable) | 4 | TotalAnnualMaxCapacity | GW | User defined | 0 | [28 empty] | Nepal Electricity Authority (NEA), "Annual Report FY 2024/2025," NEA, Kathmandu, Nepal, 2025. [Online]. Available: https://www.nea.org.np Government of Nepal, "Second Nationally Determined Contribution," UNFCCC, 2020.
BAU | 65 | PWRBIONPLXX | Biomass/Bagasse, Nepal, region XX (investable) | 5 | TotalTechnologyAnnualActivityUpperLimit | PJ | User defined | 0 | [28 empty] | Nepal Electricity Authority (NEA), "Annual Report FY 2024/2025," NEA, Kathmandu, Nepal, 2025. [Online]. Available: https://www.nea.org.np
BAU | 65 | PWRBIONPLXX | Biomass/Bagasse, Nepal, region XX (investable) | 6 | TotalAnnualMinCapacity | GW | User defined | 0 | [28 empty] | Nepal Electricity Authority (NEA), "Annual Report FY 2024/2025," NEA, Kathmandu, Nepal, 2025. [Online]. Available: https://www.nea.org.np
BAU | 65 | PWRBIONPLXX | Biomass/Bagasse, Nepal, region XX (investable) | 7 | AvailabilityFactor | fraction | User defined | 0 | 0.8 | 0.8 | 0.8 | 0.8 | 0.8 | 0.8 | 0.8 | 0.8 | 0.8 | 0.8 | 0.8 | 0.8 | 0.8 | 0.8 | 0.8 | 0.8 | 0.8 | 0.8 | 0.8 | 0.8 | 0.8 | 0.8 | 0.8 | 0.8 | 0.8 | 0.8 | 0.8 | 0.8 | M. Howells et al., "OSeMOSYS: The Open Source Energy Modelling System," Energy Policy, vol. 39, no. 10, pp. 5850–5870, Oct. 2011. doi: 10.1016/j.enpol.2011.06.033 Nepal Electricity Authority (NEA), "Annual Report FY 2024/2025," NEA, Kathmandu, Nepal, 2025. [Online]. Available: https://www.nea.org.np
BAU | 65 | PWRBIONPLXX | Biomass/Bagasse, Nepal, region XX (investable) | 8 | Efficiency | fraction | User defined | 0 | 0.3 | 0.3 | 0.3 | 0.3 | 0.3 | 0.3 | 0.3 | 0.3 | 0.3 | 0.3 | 0.3 | 0.3 | 0.3 | 0.3 | 0.3 | 0.3 | 0.3 | 0.3 | 0.3 | 0.3 | 0.3 | 0.3 | 0.3 | 0.3 | 0.3 | 0.3 | 0.3 | 0.3 | Intergovernmental Panel on Climate Change (IPCC), "2006 IPCC Guidelines for National Greenhouse Gas Inventories, Vol. 2: Energy," Hayama, Japan, 2006. [Online]. Available: https://www.ipcc-nggip.iges.or.jp/public/2006gl/vol2.html
BAU | 65 | PWRBIONPLXX | Biomass/Bagasse, Nepal, region XX (investable) | 9 | TotalAnnualMinCapacityInvestment | GW | User defined | 0 | 0 | 0 | 0 | 0 | 0 | 0 | 0 | 0 | 0 | 0 | 0 | 0 | 0 | 0 | 0 | 0 | 0 | 0 | 0 | 0 | 0 | 0 | 0 | 0 | 0 | 0 | 0 | 0 | Government of Nepal, "Second Nationally Determined Contribution," UNFCCC, 2020. Government of Nepal, "Long-term Strategy for Net-Zero Emissions," Kathmandu, Nepal, 2021.
BAU | 66 | PWRBIOLKAXX | Biomass/Bagasse, Sri Lanka, region XX (investable) | 1 | CapitalCost | USD/kW | User defined | 0 | 2780.67 | 2780.67 | 2780.67 | 2780.67 | 2780.67 | 2780.67 | 2780.67 | 2780.67 | 2780.67 | 2780.67 | 2780.67 | 2780.67 | 2780.67 | 2780.67 | 2780.67 | 2780.67 | 2780.67 | 2780.67 | 2780.67 | 2780.67 | 2780.67 | 2780.67 | 2780.67 | 2780.67 | 2780.67 | 2780.67 | 2780.67 | 2780.67 | Ceylon Electricity Board (CEB), "Long-Term Generation Expansion Plan 2025–2044," CEB, Colombo, Sri Lanka, 2024. [Online]. Available: https://www.ceb.lk/front_img/img_reports/1748839124LTGEP-2025-2044-FINAL_c.pdf Central Electricity Regulatory Commission (CERC), "FY2024-25 Biomass Fuel Pricing and RE Tariff Statement," CERC, New Delhi, India, 2024.
BAU | 66 | PWRBIOLKAXX | Biomass/Bagasse, Sri Lanka, region XX (investable) | 2 | FixedCost | USD/kW/yr | User defined | 0 | 114.08 | 114.08 | 114.08 | 114.08 | 114.08 | 114.08 | 114.08 | 114.08 | 114.08 | 114.08 | 114.08 | 114.08 | 114.08 | 114.08 | 114.08 | 114.08 | 114.08 | 114.08 | 114.08 | 114.08 | 114.08 | 114.08 | 114.08 | 114.08 | 114.08 | 114.08 | 114.08 | 114.08 | Ceylon Electricity Board (CEB), "Long-Term Generation Expansion Plan 2025–2044," CEB, Colombo, Sri Lanka, 2024. [Online]. Available: https://www.ceb.lk/front_img/img_reports/1748839124LTGEP-2025-2044-FINAL_c.pdf Central Electricity Regulatory Commission (CERC), "FY2024-25 Biomass Fuel Pricing and RE Tariff Statement," CERC, New Delhi, India, 2024.
BAU | 66 | PWRBIOLKAXX | Biomass/Bagasse, Sri Lanka, region XX (investable) | 3 | ResidualCapacity | GW | User defined | 0 | 0.044 | 0.044 | 0.044 | 0.044 | 0.044 | 0.044 | 0.044 | 0.044 | 0.044 | 0.044 | 0.044 | 0.044 | 0.044 | 0.044 | 0.044 | 0.044 | 0.044 | 0.044 | 0.044 | 0.044 | 0.044 | 0.044 | 0.044 | 0.044 | 0.044 | 0.044 | 0.044 | 0.044 | Ceylon Electricity Board (CEB), "Annual Report 2023," CEB, Colombo, Sri Lanka, 2024. [Online]. Available: https://www.ceb.lk Ceylon Electricity Board (CEB), "Long-Term Generation Expansion Plan 2025–2044," CEB, Colombo, Sri Lanka, 2024. [Online]. Available: https://www.ceb.lk/front_img/img_reports/1748839124LTGEP-2025-2044-FINAL_c.pdf
BAU | 66 | PWRBIOLKAXX | Biomass/Bagasse, Sri Lanka, region XX (investable) | 4 | TotalAnnualMaxCapacity | GW | User defined | 0 | [28 empty] | Ceylon Electricity Board (CEB), "Long-Term Generation Expansion Plan 2025–2044," CEB, Colombo, Sri Lanka, 2024. [Online]. Available: https://www.ceb.lk/front_img/img_reports/1748839124LTGEP-2025-2044-FINAL_c.pdf Ceylon Electricity Board (CEB) / Sri Lanka Sustainable Energy Authority (SLSEA), "RE Project Development Plan / GREAT 2025–2030," CEB/SLSEA, Colombo, Sri Lanka, Dec. 2024.
BAU | 66 | PWRBIOLKAXX | Biomass/Bagasse, Sri Lanka, region XX (investable) | 5 | TotalTechnologyAnnualActivityUpperLimit | PJ | User defined | 0 | [28 empty] | Ceylon Electricity Board (CEB), "Long-Term Generation Expansion Plan 2025–2044," CEB, Colombo, Sri Lanka, 2024. [Online]. Available: https://www.ceb.lk/front_img/img_reports/1748839124LTGEP-2025-2044-FINAL_c.pdf Ceylon Electricity Board (CEB), "Annual Report 2023," CEB, Colombo, Sri Lanka, 2024. [Online]. Available: https://www.ceb.lk
BAU | 66 | PWRBIOLKAXX | Biomass/Bagasse, Sri Lanka, region XX (investable) | 6 | TotalAnnualMinCapacity | GW | User defined | 0 | [28 empty] | Ceylon Electricity Board (CEB), "Long-Term Generation Expansion Plan 2025–2044," CEB, Colombo, Sri Lanka, 2024. [Online]. Available: https://www.ceb.lk/front_img/img_reports/1748839124LTGEP-2025-2044-FINAL_c.pdf
BAU | 66 | PWRBIOLKAXX | Biomass/Bagasse, Sri Lanka, region XX (investable) | 7 | AvailabilityFactor | fraction | User defined | 0 | 0.8 | 0.8 | 0.8 | 0.8 | 0.8 | 0.8 | 0.8 | 0.8 | 0.8 | 0.8 | 0.8 | 0.8 | 0.8 | 0.8 | 0.8 | 0.8 | 0.8 | 0.8 | 0.8 | 0.8 | 0.8 | 0.8 | 0.8 | 0.8 | 0.8 | 0.8 | 0.8 | 0.8 | M. Howells et al., "OSeMOSYS: The Open Source Energy Modelling System," Energy Policy, vol. 39, no. 10, pp. 5850–5870, Oct. 2011. doi: 10.1016/j.enpol.2011.06.033 Ceylon Electricity Board (CEB), "Annual Report 2023," CEB, Colombo, Sri Lanka, 2024. [Online]. Available: https://www.ceb.lk
BAU | 66 | PWRBIOLKAXX | Biomass/Bagasse, Sri Lanka, region XX (investable) | 8 | Efficiency | fraction | User defined | 0 | 0.3 | 0.3 | 0.3 | 0.3 | 0.3 | 0.3 | 0.3 | 0.3 | 0.3 | 0.3 | 0.3 | 0.3 | 0.3 | 0.3 | 0.3 | 0.3 | 0.3 | 0.3 | 0.3 | 0.3 | 0.3 | 0.3 | 0.3 | 0.3 | 0.3 | 0.3 | 0.3 | 0.3 | Intergovernmental Panel on Climate Change (IPCC), "2006 IPCC Guidelines for National Greenhouse Gas Inventories, Vol. 2: Energy," Hayama, Japan, 2006. [Online]. Available: https://www.ipcc-nggip.iges.or.jp/public/2006gl/vol2.html
BAU | 66 | PWRBIOLKAXX | Biomass/Bagasse, Sri Lanka, region XX (investable) | 9 | TotalAnnualMinCapacityInvestment | GW | User defined | 0 | 0 | 0 | 0.01 | 0.015 | 0.02 | 0.02 | 0.02 | 0.02 | 0.02 | 0 | 0 | 0 | 0 | 0 | 0 | 0 | 0 | 0 | 0 | 0 | 0 | 0 | 0 | 0 | 0 | 0 | 0 | 0 | Ceylon Electricity Board (CEB), "Long-Term Generation Expansion Plan 2025–2044," CEB, Colombo, Sri Lanka, 2024. [Online]. Available: https://www.ceb.lk/front_img/img_reports/1748839124LTGEP-2025-2044-FINAL_c.pdf Government of Sri Lanka, "Updated Nationally Determined Contributions," UNFCCC, 2021.
BAU | 67 | PWRWASINDNO | Waste-to-Energy, India – North, region XX (investable) | 1 | CapitalCost | USD/kW | User defined | 0 | 3000 | 3000 | 3000 | 3000 | 3000 | 3000 | 3000 | 3000 | 3000 | 3000 | 3000 | 3000 | 3000 | 3000 | 3000 | 3000 | 3000 | 3000 | 3000 | 3000 | 3000 | 3000 | 3000 | 3000 | 3000 | 3000 | 3000 | 3000 | Central Electricity Authority (CEA), "National Electricity Plan 2022–2032," Ministry of Power, Government of India, New Delhi, 2023. [Online]. Available: https://cea.nic.in Government of NCT of Delhi, "Bawana Waste-to-Energy Project," Delhi, India. Karnataka Renewable Energy Development Ltd., "Bidadi Waste-to-Energy Project," Bengaluru, India.
BAU | 67 | PWRWASINDNO | Waste-to-Energy, India – North, region XX (investable) | 2 | FixedCost | USD/kW/yr | User defined | 0 | 120 | 120 | 120 | 120 | 120 | 120 | 120 | 120 | 120 | 120 | 120 | 120 | 120 | 120 | 120 | 120 | 120 | 120 | 120 | 120 | 120 | 120 | 120 | 120 | 120 | 120 | 120 | 120 | Central Electricity Authority (CEA), "National Electricity Plan 2022–2032," Ministry of Power, Government of India, New Delhi, 2023. [Online]. Available: https://cea.nic.in Government of NCT of Delhi, "Bawana Waste-to-Energy Project," Delhi, India. Karnataka Renewable Energy Development Ltd., "Bidadi Waste-to-Energy Project," Bengaluru, India.
BAU | 67 | PWRWASINDNO | Waste-to-Energy, India – North, region XX (investable) | 3 | ResidualCapacity | GW | User defined | 0 | 0.24141 | 0.24141 | 0.24141 | 0.24141 | 0.24141 | 0.24141 | 0.24141 | 0.24141 | 0.24141 | 0.24141 | 0.24141 | 0.24141 | 0.24141 | 0.24141 | 0.24141 | 0.24141 | 0.24141 | 0.24141 | 0.24141 | 0.24141 | 0.24141 | 0.24141 | 0.24141 | 0.24141 | 0.24141 | 0.24141 | 0.24141 | 0.24141 | NITI Aayog, "India Climate and Energy Dashboard (ICED) — Plant Information and Capacity Metatable," NITI Aayog, Government of India, New Delhi, Feb. 2025. [Online]. Available: https://iced.niti.gov.in
BAU | 67 | PWRWASINDNO | Waste-to-Energy, India – North, region XX (investable) | 4 | TotalAnnualMaxCapacity | GW | User defined | 0 | [28 empty] | Central Electricity Authority (CEA), "National Electricity Plan, Volume I — Generation," Ministry of Power, Government of India, New Delhi, 2023. [Online]. Available: https://cea.nic.in NITI Aayog, "India Climate and Energy Dashboard (ICED) — Plant Information and Capacity Metatable," NITI Aayog, Government of India, New Delhi, Feb. 2025. [Online]. Available: https://iced.niti.gov.in
BAU | 67 | PWRWASINDNO | Waste-to-Energy, India – North, region XX (investable) | 5 | TotalTechnologyAnnualActivityUpperLimit | PJ | User defined | 0 | [28 empty] | Central Electricity Authority (CEA), "National Electricity Plan, Volume I — Generation," Ministry of Power, Government of India, New Delhi, 2023. [Online]. Available: https://cea.nic.in NITI Aayog, "India Climate and Energy Dashboard (ICED) — Plant Information and Capacity Metatable," NITI Aayog, Government of India, New Delhi, Feb. 2025. [Online]. Available: https://iced.niti.gov.in
BAU | 67 | PWRWASINDNO | Waste-to-Energy, India – North, region XX (investable) | 6 | TotalAnnualMinCapacity | GW | User defined | 0 | [28 empty] | Central Electricity Authority (CEA), "National Electricity Plan, Volume I — Generation," Ministry of Power, Government of India, New Delhi, 2023. [Online]. Available: https://cea.nic.in
BAU | 67 | PWRWASINDNO | Waste-to-Energy, India – North, region XX (investable) | 7 | AvailabilityFactor | fraction | User defined | 0 | 0.85 | 0.85 | 0.85 | 0.85 | 0.85 | 0.85 | 0.85 | 0.85 | 0.85 | 0.85 | 0.85 | 0.85 | 0.85 | 0.85 | 0.85 | 0.85 | 0.85 | 0.85 | 0.85 | 0.85 | 0.85 | 0.85 | 0.85 | 0.85 | 0.85 | 0.85 | 0.85 | 0.85 | M. Howells et al., "OSeMOSYS: The Open Source Energy Modelling System," Energy Policy, vol. 39, no. 10, pp. 5850–5870, Oct. 2011. doi: 10.1016/j.enpol.2011.06.033 NITI Aayog, "India Climate and Energy Dashboard (ICED) — Plant Information and Capacity Metatable," NITI Aayog, Government of India, New Delhi, Feb. 2025. [Online]. Available: https://iced.niti.gov.in
BAU | 67 | PWRWASINDNO | Waste-to-Energy, India – North, region XX (investable) | 8 | Efficiency | fraction | User defined | 0 | 0.25 | 0.25 | 0.25 | 0.25 | 0.25 | 0.25 | 0.25 | 0.25 | 0.25 | 0.25 | 0.25 | 0.25 | 0.25 | 0.25 | 0.25 | 0.25 | 0.25 | 0.25 | 0.25 | 0.25 | 0.25 | 0.25 | 0.25 | 0.25 | 0.25 | 0.25 | 0.25 | 0.25 | Intergovernmental Panel on Climate Change (IPCC), "2006 IPCC Guidelines for National Greenhouse Gas Inventories, Vol. 2: Energy," Hayama, Japan, 2006. [Online]. Available: https://www.ipcc-nggip.iges.or.jp/public/2006gl/vol2.html
BAU | 67 | PWRWASINDNO | Waste-to-Energy, India – North, region XX (investable) | 9 | TotalAnnualMinCapacityInvestment | GW | User defined | 0 | 0 | 0 | 0 | 0 | 0 | 0 | 0 | 0 | 0 | 0 | 0 | 0 | 0 | 0 | 0 | 0 | 0 | 0 | 0 | 0 | 0 | 0 | 0 | 0 | 0 | 0 | 0 | 0 | Central Electricity Authority (CEA), "National Electricity Plan, Volume I — Generation," Ministry of Power, Government of India, New Delhi, 2023. [Online]. Available: https://cea.nic.in Ministry of New and Renewable Energy (MNRE), "Renewable Energy Targets and Capacity Additions," MNRE, Government of India, New Delhi, 2024.
BAU | 68 | PWRWASINDSO | Waste-to-Energy, India – South, region XX (investable) | 1 | CapitalCost | USD/kW | User defined | 0 | 3000 | 3000 | 3000 | 3000 | 3000 | 3000 | 3000 | 3000 | 3000 | 3000 | 3000 | 3000 | 3000 | 3000 | 3000 | 3000 | 3000 | 3000 | 3000 | 3000 | 3000 | 3000 | 3000 | 3000 | 3000 | 3000 | 3000 | 3000 | Central Electricity Authority (CEA), "National Electricity Plan 2022–2032," Ministry of Power, Government of India, New Delhi, 2023. [Online]. Available: https://cea.nic.in Government of NCT of Delhi, "Bawana Waste-to-Energy Project," Delhi, India. Karnataka Renewable Energy Development Ltd., "Bidadi Waste-to-Energy Project," Bengaluru, India.
BAU | 68 | PWRWASINDSO | Waste-to-Energy, India – South, region XX (investable) | 2 | FixedCost | USD/kW/yr | User defined | 0 | 120 | 120 | 120 | 120 | 120 | 120 | 120 | 120 | 120 | 120 | 120 | 120 | 120 | 120 | 120 | 120 | 120 | 120 | 120 | 120 | 120 | 120 | 120 | 120 | 120 | 120 | 120 | 120 | Central Electricity Authority (CEA), "National Electricity Plan 2022–2032," Ministry of Power, Government of India, New Delhi, 2023. [Online]. Available: https://cea.nic.in Government of NCT of Delhi, "Bawana Waste-to-Energy Project," Delhi, India. Karnataka Renewable Energy Development Ltd., "Bidadi Waste-to-Energy Project," Bengaluru, India.
BAU | 68 | PWRWASINDSO | Waste-to-Energy, India – South, region XX (investable) | 3 | ResidualCapacity | GW | User defined | 0 | 0.18876 | 0.18876 | 0.18876 | 0.18876 | 0.18876 | 0.18876 | 0.18876 | 0.18876 | 0.18876 | 0.18876 | 0.18876 | 0.18876 | 0.18876 | 0.18876 | 0.18876 | 0.18876 | 0.18876 | 0.18876 | 0.18876 | 0.18876 | 0.18876 | 0.18876 | 0.18876 | 0.18876 | 0.18876 | 0.18876 | 0.18876 | 0.18876 | NITI Aayog, "India Climate and Energy Dashboard (ICED) — Plant Information and Capacity Metatable," NITI Aayog, Government of India, New Delhi, Feb. 2025. [Online]. Available: https://iced.niti.gov.in
BAU | 68 | PWRWASINDSO | Waste-to-Energy, India – South, region XX (investable) | 4 | TotalAnnualMaxCapacity | GW | User defined | 0 | [28 empty] | Central Electricity Authority (CEA), "National Electricity Plan, Volume I — Generation," Ministry of Power, Government of India, New Delhi, 2023. [Online]. Available: https://cea.nic.in NITI Aayog, "India Climate and Energy Dashboard (ICED) — Plant Information and Capacity Metatable," NITI Aayog, Government of India, New Delhi, Feb. 2025. [Online]. Available: https://iced.niti.gov.in
BAU | 68 | PWRWASINDSO | Waste-to-Energy, India – South, region XX (investable) | 5 | TotalTechnologyAnnualActivityUpperLimit | PJ | User defined | 0 | [28 empty] | Central Electricity Authority (CEA), "National Electricity Plan, Volume I — Generation," Ministry of Power, Government of India, New Delhi, 2023. [Online]. Available: https://cea.nic.in NITI Aayog, "India Climate and Energy Dashboard (ICED) — Plant Information and Capacity Metatable," NITI Aayog, Government of India, New Delhi, Feb. 2025. [Online]. Available: https://iced.niti.gov.in
BAU | 68 | PWRWASINDSO | Waste-to-Energy, India – South, region XX (investable) | 6 | TotalAnnualMinCapacity | GW | User defined | 0 | [28 empty] | Central Electricity Authority (CEA), "National Electricity Plan, Volume I — Generation," Ministry of Power, Government of India, New Delhi, 2023. [Online]. Available: https://cea.nic.in
BAU | 68 | PWRWASINDSO | Waste-to-Energy, India – South, region XX (investable) | 7 | AvailabilityFactor | fraction | User defined | 0 | 0.85 | 0.85 | 0.85 | 0.85 | 0.85 | 0.85 | 0.85 | 0.85 | 0.85 | 0.85 | 0.85 | 0.85 | 0.85 | 0.85 | 0.85 | 0.85 | 0.85 | 0.85 | 0.85 | 0.85 | 0.85 | 0.85 | 0.85 | 0.85 | 0.85 | 0.85 | 0.85 | 0.85 | M. Howells et al., "OSeMOSYS: The Open Source Energy Modelling System," Energy Policy, vol. 39, no. 10, pp. 5850–5870, Oct. 2011. doi: 10.1016/j.enpol.2011.06.033 NITI Aayog, "India Climate and Energy Dashboard (ICED) — Plant Information and Capacity Metatable," NITI Aayog, Government of India, New Delhi, Feb. 2025. [Online]. Available: https://iced.niti.gov.in
BAU | 68 | PWRWASINDSO | Waste-to-Energy, India – South, region XX (investable) | 8 | Efficiency | fraction | User defined | 0 | 0.25 | 0.25 | 0.25 | 0.25 | 0.25 | 0.25 | 0.25 | 0.25 | 0.25 | 0.25 | 0.25 | 0.25 | 0.25 | 0.25 | 0.25 | 0.25 | 0.25 | 0.25 | 0.25 | 0.25 | 0.25 | 0.25 | 0.25 | 0.25 | 0.25 | 0.25 | 0.25 | 0.25 | Intergovernmental Panel on Climate Change (IPCC), "2006 IPCC Guidelines for National Greenhouse Gas Inventories, Vol. 2: Energy," Hayama, Japan, 2006. [Online]. Available: https://www.ipcc-nggip.iges.or.jp/public/2006gl/vol2.html
BAU | 68 | PWRWASINDSO | Waste-to-Energy, India – South, region XX (investable) | 9 | TotalAnnualMinCapacityInvestment | GW | User defined | 0 | 0 | 0 | 0 | 0 | 0 | 0 | 0 | 0 | 0 | 0 | 0 | 0 | 0 | 0 | 0 | 0 | 0 | 0 | 0 | 0 | 0 | 0 | 0 | 0 | 0 | 0 | 0 | 0 | Central Electricity Authority (CEA), "National Electricity Plan, Volume I — Generation," Ministry of Power, Government of India, New Delhi, 2023. [Online]. Available: https://cea.nic.in Ministry of New and Renewable Energy (MNRE), "Renewable Energy Targets and Capacity Additions," MNRE, Government of India, New Delhi, 2024.
BAU | 69 | PWRWASINDEA | Waste-to-Energy, India – East, region XX (investable) | 1 | CapitalCost | USD/kW | User defined | 0 | 3000 | 3000 | 3000 | 3000 | 3000 | 3000 | 3000 | 3000 | 3000 | 3000 | 3000 | 3000 | 3000 | 3000 | 3000 | 3000 | 3000 | 3000 | 3000 | 3000 | 3000 | 3000 | 3000 | 3000 | 3000 | 3000 | 3000 | 3000 | Central Electricity Authority (CEA), "National Electricity Plan 2022–2032," Ministry of Power, Government of India, New Delhi, 2023. [Online]. Available: https://cea.nic.in Government of NCT of Delhi, "Bawana Waste-to-Energy Project," Delhi, India. Karnataka Renewable Energy Development Ltd., "Bidadi Waste-to-Energy Project," Bengaluru, India.
BAU | 69 | PWRWASINDEA | Waste-to-Energy, India – East, region XX (investable) | 2 | FixedCost | USD/kW/yr | User defined | 0 | 120 | 120 | 120 | 120 | 120 | 120 | 120 | 120 | 120 | 120 | 120 | 120 | 120 | 120 | 120 | 120 | 120 | 120 | 120 | 120 | 120 | 120 | 120 | 120 | 120 | 120 | 120 | 120 | Central Electricity Authority (CEA), "National Electricity Plan 2022–2032," Ministry of Power, Government of India, New Delhi, 2023. [Online]. Available: https://cea.nic.in Government of NCT of Delhi, "Bawana Waste-to-Energy Project," Delhi, India. Karnataka Renewable Energy Development Ltd., "Bidadi Waste-to-Energy Project," Bengaluru, India.
BAU | 69 | PWRWASINDEA | Waste-to-Energy, India – East, region XX (investable) | 3 | ResidualCapacity | GW | User defined | 0 | 0.0058 | 0.0058 | 0.0058 | 0.0058 | 0.0058 | 0.0058 | 0.0058 | 0.0058 | 0.0058 | 0.0058 | 0.0058 | 0.0058 | 0.0058 | 0.0058 | 0.0058 | 0.0058 | 0.0058 | 0.0058 | 0.0058 | 0.0058 | 0.0058 | 0.0058 | 0.0058 | 0.0058 | 0.0058 | 0.0058 | 0.0058 | 0.0058 | NITI Aayog, "India Climate and Energy Dashboard (ICED) — Plant Information and Capacity Metatable," NITI Aayog, Government of India, New Delhi, Feb. 2025. [Online]. Available: https://iced.niti.gov.in
BAU | 69 | PWRWASINDEA | Waste-to-Energy, India – East, region XX (investable) | 4 | TotalAnnualMaxCapacity | GW | User defined | 0 | [28 empty] | Central Electricity Authority (CEA), "National Electricity Plan, Volume I — Generation," Ministry of Power, Government of India, New Delhi, 2023. [Online]. Available: https://cea.nic.in NITI Aayog, "India Climate and Energy Dashboard (ICED) — Plant Information and Capacity Metatable," NITI Aayog, Government of India, New Delhi, Feb. 2025. [Online]. Available: https://iced.niti.gov.in
BAU | 69 | PWRWASINDEA | Waste-to-Energy, India – East, region XX (investable) | 5 | TotalTechnologyAnnualActivityUpperLimit | PJ | User defined | 0 | [28 empty] | Central Electricity Authority (CEA), "National Electricity Plan, Volume I — Generation," Ministry of Power, Government of India, New Delhi, 2023. [Online]. Available: https://cea.nic.in NITI Aayog, "India Climate and Energy Dashboard (ICED) — Plant Information and Capacity Metatable," NITI Aayog, Government of India, New Delhi, Feb. 2025. [Online]. Available: https://iced.niti.gov.in
BAU | 69 | PWRWASINDEA | Waste-to-Energy, India – East, region XX (investable) | 6 | TotalAnnualMinCapacity | GW | User defined | 0 | [28 empty] | Central Electricity Authority (CEA), "National Electricity Plan, Volume I — Generation," Ministry of Power, Government of India, New Delhi, 2023. [Online]. Available: https://cea.nic.in
BAU | 69 | PWRWASINDEA | Waste-to-Energy, India – East, region XX (investable) | 7 | AvailabilityFactor | fraction | User defined | 0 | 0.85 | 0.85 | 0.85 | 0.85 | 0.85 | 0.85 | 0.85 | 0.85 | 0.85 | 0.85 | 0.85 | 0.85 | 0.85 | 0.85 | 0.85 | 0.85 | 0.85 | 0.85 | 0.85 | 0.85 | 0.85 | 0.85 | 0.85 | 0.85 | 0.85 | 0.85 | 0.85 | 0.85 | M. Howells et al., "OSeMOSYS: The Open Source Energy Modelling System," Energy Policy, vol. 39, no. 10, pp. 5850–5870, Oct. 2011. doi: 10.1016/j.enpol.2011.06.033 NITI Aayog, "India Climate and Energy Dashboard (ICED) — Plant Information and Capacity Metatable," NITI Aayog, Government of India, New Delhi, Feb. 2025. [Online]. Available: https://iced.niti.gov.in
BAU | 69 | PWRWASINDEA | Waste-to-Energy, India – East, region XX (investable) | 8 | Efficiency | fraction | User defined | 0 | 0.25 | 0.25 | 0.25 | 0.25 | 0.25 | 0.25 | 0.25 | 0.25 | 0.25 | 0.25 | 0.25 | 0.25 | 0.25 | 0.25 | 0.25 | 0.25 | 0.25 | 0.25 | 0.25 | 0.25 | 0.25 | 0.25 | 0.25 | 0.25 | 0.25 | 0.25 | 0.25 | 0.25 | Intergovernmental Panel on Climate Change (IPCC), "2006 IPCC Guidelines for National Greenhouse Gas Inventories, Vol. 2: Energy," Hayama, Japan, 2006. [Online]. Available: https://www.ipcc-nggip.iges.or.jp/public/2006gl/vol2.html
BAU | 69 | PWRWASINDEA | Waste-to-Energy, India – East, region XX (investable) | 9 | TotalAnnualMinCapacityInvestment | GW | User defined | 0 | 0 | 0 | 0 | 0 | 0 | 0 | 0 | 0 | 0 | 0 | 0 | 0 | 0 | 0 | 0 | 0 | 0 | 0 | 0 | 0 | 0 | 0 | 0 | 0 | 0 | 0 | 0 | 0 | Central Electricity Authority (CEA), "National Electricity Plan, Volume I — Generation," Ministry of Power, Government of India, New Delhi, 2023. [Online]. Available: https://cea.nic.in Ministry of New and Renewable Energy (MNRE), "Renewable Energy Targets and Capacity Additions," MNRE, Government of India, New Delhi, 2024.
BAU | 70 | PWRWASINDWE | Waste-to-Energy, India – West, region XX (investable) | 1 | CapitalCost | USD/kW | User defined | 0 | 3000 | 3000 | 3000 | 3000 | 3000 | 3000 | 3000 | 3000 | 3000 | 3000 | 3000 | 3000 | 3000 | 3000 | 3000 | 3000 | 3000 | 3000 | 3000 | 3000 | 3000 | 3000 | 3000 | 3000 | 3000 | 3000 | 3000 | 3000 | Central Electricity Authority (CEA), "National Electricity Plan 2022–2032," Ministry of Power, Government of India, New Delhi, 2023. [Online]. Available: https://cea.nic.in Government of NCT of Delhi, "Bawana Waste-to-Energy Project," Delhi, India. Karnataka Renewable Energy Development Ltd., "Bidadi Waste-to-Energy Project," Bengaluru, India.
BAU | 70 | PWRWASINDWE | Waste-to-Energy, India – West, region XX (investable) | 2 | FixedCost | USD/kW/yr | User defined | 0 | 120 | 120 | 120 | 120 | 120 | 120 | 120 | 120 | 120 | 120 | 120 | 120 | 120 | 120 | 120 | 120 | 120 | 120 | 120 | 120 | 120 | 120 | 120 | 120 | 120 | 120 | 120 | 120 | Central Electricity Authority (CEA), "National Electricity Plan 2022–2032," Ministry of Power, Government of India, New Delhi, 2023. [Online]. Available: https://cea.nic.in Government of NCT of Delhi, "Bawana Waste-to-Energy Project," Delhi, India. Karnataka Renewable Energy Development Ltd., "Bidadi Waste-to-Energy Project," Bengaluru, India.
BAU | 70 | PWRWASINDWE | Waste-to-Energy, India – West, region XX (investable) | 3 | ResidualCapacity | GW | User defined | 0 | 0.11806 | 0.11806 | 0.11806 | 0.11806 | 0.11806 | 0.11806 | 0.11806 | 0.11806 | 0.11806 | 0.11806 | 0.11806 | 0.11806 | 0.11806 | 0.11806 | 0.11806 | 0.11806 | 0.11806 | 0.11806 | 0.11806 | 0.11806 | 0.11806 | 0.11806 | 0.11806 | 0.11806 | 0.11806 | 0.11806 | 0.11806 | 0.11806 | NITI Aayog, "India Climate and Energy Dashboard (ICED) — Plant Information and Capacity Metatable," NITI Aayog, Government of India, New Delhi, Feb. 2025. [Online]. Available: https://iced.niti.gov.in
BAU | 70 | PWRWASINDWE | Waste-to-Energy, India – West, region XX (investable) | 4 | TotalAnnualMaxCapacity | GW | User defined | 0 | [28 empty] | Central Electricity Authority (CEA), "National Electricity Plan, Volume I — Generation," Ministry of Power, Government of India, New Delhi, 2023. [Online]. Available: https://cea.nic.in NITI Aayog, "India Climate and Energy Dashboard (ICED) — Plant Information and Capacity Metatable," NITI Aayog, Government of India, New Delhi, Feb. 2025. [Online]. Available: https://iced.niti.gov.in
BAU | 70 | PWRWASINDWE | Waste-to-Energy, India – West, region XX (investable) | 5 | TotalTechnologyAnnualActivityUpperLimit | PJ | User defined | 0 | [28 empty] | Central Electricity Authority (CEA), "National Electricity Plan, Volume I — Generation," Ministry of Power, Government of India, New Delhi, 2023. [Online]. Available: https://cea.nic.in NITI Aayog, "India Climate and Energy Dashboard (ICED) — Plant Information and Capacity Metatable," NITI Aayog, Government of India, New Delhi, Feb. 2025. [Online]. Available: https://iced.niti.gov.in
BAU | 70 | PWRWASINDWE | Waste-to-Energy, India – West, region XX (investable) | 6 | TotalAnnualMinCapacity | GW | User defined | 0 | [28 empty] | Central Electricity Authority (CEA), "National Electricity Plan, Volume I — Generation," Ministry of Power, Government of India, New Delhi, 2023. [Online]. Available: https://cea.nic.in
BAU | 70 | PWRWASINDWE | Waste-to-Energy, India – West, region XX (investable) | 7 | AvailabilityFactor | fraction | User defined | 0 | 0.85 | 0.85 | 0.85 | 0.85 | 0.85 | 0.85 | 0.85 | 0.85 | 0.85 | 0.85 | 0.85 | 0.85 | 0.85 | 0.85 | 0.85 | 0.85 | 0.85 | 0.85 | 0.85 | 0.85 | 0.85 | 0.85 | 0.85 | 0.85 | 0.85 | 0.85 | 0.85 | 0.85 | M. Howells et al., "OSeMOSYS: The Open Source Energy Modelling System," Energy Policy, vol. 39, no. 10, pp. 5850–5870, Oct. 2011. doi: 10.1016/j.enpol.2011.06.033 NITI Aayog, "India Climate and Energy Dashboard (ICED) — Plant Information and Capacity Metatable," NITI Aayog, Government of India, New Delhi, Feb. 2025. [Online]. Available: https://iced.niti.gov.in
BAU | 70 | PWRWASINDWE | Waste-to-Energy, India – West, region XX (investable) | 8 | Efficiency | fraction | User defined | 0 | 0.25 | 0.25 | 0.25 | 0.25 | 0.25 | 0.25 | 0.25 | 0.25 | 0.25 | 0.25 | 0.25 | 0.25 | 0.25 | 0.25 | 0.25 | 0.25 | 0.25 | 0.25 | 0.25 | 0.25 | 0.25 | 0.25 | 0.25 | 0.25 | 0.25 | 0.25 | 0.25 | 0.25 | Intergovernmental Panel on Climate Change (IPCC), "2006 IPCC Guidelines for National Greenhouse Gas Inventories, Vol. 2: Energy," Hayama, Japan, 2006. [Online]. Available: https://www.ipcc-nggip.iges.or.jp/public/2006gl/vol2.html
BAU | 70 | PWRWASINDWE | Waste-to-Energy, India – West, region XX (investable) | 9 | TotalAnnualMinCapacityInvestment | GW | User defined | 0 | 0 | 0 | 0 | 0 | 0 | 0 | 0 | 0 | 0 | 0 | 0 | 0 | 0 | 0 | 0 | 0 | 0 | 0 | 0 | 0 | 0 | 0 | 0 | 0 | 0 | 0 | 0 | 0 | Central Electricity Authority (CEA), "National Electricity Plan, Volume I — Generation," Ministry of Power, Government of India, New Delhi, 2023. [Online]. Available: https://cea.nic.in Ministry of New and Renewable Energy (MNRE), "Renewable Energy Targets and Capacity Additions," MNRE, Government of India, New Delhi, 2024.
BAU | 71 | PWRWASINDNE | Waste-to-Energy, India – Northeast, region XX (investable) | 1 | CapitalCost | USD/kW | User defined | 0 | 3000 | 3000 | 3000 | 3000 | 3000 | 3000 | 3000 | 3000 | 3000 | 3000 | 3000 | 3000 | 3000 | 3000 | 3000 | 3000 | 3000 | 3000 | 3000 | 3000 | 3000 | 3000 | 3000 | 3000 | 3000 | 3000 | 3000 | 3000 | Central Electricity Authority (CEA), "National Electricity Plan 2022–2032," Ministry of Power, Government of India, New Delhi, 2023. [Online]. Available: https://cea.nic.in Government of NCT of Delhi, "Bawana Waste-to-Energy Project," Delhi, India. Karnataka Renewable Energy Development Ltd., "Bidadi Waste-to-Energy Project," Bengaluru, India.
BAU | 71 | PWRWASINDNE | Waste-to-Energy, India – Northeast, region XX (investable) | 2 | FixedCost | USD/kW/yr | User defined | 0 | 120 | 120 | 120 | 120 | 120 | 120 | 120 | 120 | 120 | 120 | 120 | 120 | 120 | 120 | 120 | 120 | 120 | 120 | 120 | 120 | 120 | 120 | 120 | 120 | 120 | 120 | 120 | 120 | Central Electricity Authority (CEA), "National Electricity Plan 2022–2032," Ministry of Power, Government of India, New Delhi, 2023. [Online]. Available: https://cea.nic.in Government of NCT of Delhi, "Bawana Waste-to-Energy Project," Delhi, India. Karnataka Renewable Energy Development Ltd., "Bidadi Waste-to-Energy Project," Bengaluru, India.
BAU | 71 | PWRWASINDNE | Waste-to-Energy, India – Northeast, region XX (investable) | 3 | ResidualCapacity | GW | User defined | 0 | 0 | 0 | 0 | 0 | 0 | 0 | 0 | 0 | 0 | 0 | 0 | 0 | 0 | 0 | 0 | 0 | 0 | 0 | 0 | 0 | 0 | 0 | 0 | 0 | 0 | 0 | 0 | 0 | NITI Aayog, "India Climate and Energy Dashboard (ICED) — Plant Information and Capacity Metatable," NITI Aayog, Government of India, New Delhi, Feb. 2025. [Online]. Available: https://iced.niti.gov.in
BAU | 71 | PWRWASINDNE | Waste-to-Energy, India – Northeast, region XX (investable) | 4 | TotalAnnualMaxCapacity | GW | User defined | 0 | [28 empty] | Central Electricity Authority (CEA), "National Electricity Plan, Volume I — Generation," Ministry of Power, Government of India, New Delhi, 2023. [Online]. Available: https://cea.nic.in NITI Aayog, "India Climate and Energy Dashboard (ICED) — Plant Information and Capacity Metatable," NITI Aayog, Government of India, New Delhi, Feb. 2025. [Online]. Available: https://iced.niti.gov.in
BAU | 71 | PWRWASINDNE | Waste-to-Energy, India – Northeast, region XX (investable) | 5 | TotalTechnologyAnnualActivityUpperLimit | PJ | User defined | 0 | [28 empty] | Central Electricity Authority (CEA), "National Electricity Plan, Volume I — Generation," Ministry of Power, Government of India, New Delhi, 2023. [Online]. Available: https://cea.nic.in NITI Aayog, "India Climate and Energy Dashboard (ICED) — Plant Information and Capacity Metatable," NITI Aayog, Government of India, New Delhi, Feb. 2025. [Online]. Available: https://iced.niti.gov.in
BAU | 71 | PWRWASINDNE | Waste-to-Energy, India – Northeast, region XX (investable) | 6 | TotalAnnualMinCapacity | GW | User defined | 0 | [28 empty] | Central Electricity Authority (CEA), "National Electricity Plan, Volume I — Generation," Ministry of Power, Government of India, New Delhi, 2023. [Online]. Available: https://cea.nic.in
BAU | 71 | PWRWASINDNE | Waste-to-Energy, India – Northeast, region XX (investable) | 7 | AvailabilityFactor | fraction | User defined | 0 | 0.85 | 0.85 | 0.85 | 0.85 | 0.85 | 0.85 | 0.85 | 0.85 | 0.85 | 0.85 | 0.85 | 0.85 | 0.85 | 0.85 | 0.85 | 0.85 | 0.85 | 0.85 | 0.85 | 0.85 | 0.85 | 0.85 | 0.85 | 0.85 | 0.85 | 0.85 | 0.85 | 0.85 | M. Howells et al., "OSeMOSYS: The Open Source Energy Modelling System," Energy Policy, vol. 39, no. 10, pp. 5850–5870, Oct. 2011. doi: 10.1016/j.enpol.2011.06.033 NITI Aayog, "India Climate and Energy Dashboard (ICED) — Plant Information and Capacity Metatable," NITI Aayog, Government of India, New Delhi, Feb. 2025. [Online]. Available: https://iced.niti.gov.in
BAU | 71 | PWRWASINDNE | Waste-to-Energy, India – Northeast, region XX (investable) | 8 | Efficiency | fraction | User defined | 0 | 0.25 | 0.25 | 0.25 | 0.25 | 0.25 | 0.25 | 0.25 | 0.25 | 0.25 | 0.25 | 0.25 | 0.25 | 0.25 | 0.25 | 0.25 | 0.25 | 0.25 | 0.25 | 0.25 | 0.25 | 0.25 | 0.25 | 0.25 | 0.25 | 0.25 | 0.25 | 0.25 | 0.25 | Intergovernmental Panel on Climate Change (IPCC), "2006 IPCC Guidelines for National Greenhouse Gas Inventories, Vol. 2: Energy," Hayama, Japan, 2006. [Online]. Available: https://www.ipcc-nggip.iges.or.jp/public/2006gl/vol2.html
BAU | 71 | PWRWASINDNE | Waste-to-Energy, India – Northeast, region XX (investable) | 9 | TotalAnnualMinCapacityInvestment | GW | User defined | 0 | 0 | 0 | 0 | 0 | 0 | 0 | 0 | 0 | 0 | 0 | 0 | 0 | 0 | 0 | 0 | 0 | 0 | 0 | 0 | 0 | 0 | 0 | 0 | 0 | 0 | 0 | 0 | 0 | Central Electricity Authority (CEA), "National Electricity Plan, Volume I — Generation," Ministry of Power, Government of India, New Delhi, 2023. [Online]. Available: https://cea.nic.in Ministry of New and Renewable Energy (MNRE), "Renewable Energy Targets and Capacity Additions," MNRE, Government of India, New Delhi, 2024.
BAU | 72 | PWRWASBGDXX | Waste-to-Energy, Bangladesh, region XX (investable) | 1 | CapitalCost | USD/kW | User defined | 0 | 3000 | 3000 | 3000 | 3000 | 3000 | 3000 | 3000 | 3000 | 3000 | 3000 | 3000 | 3000 | 3000 | 3000 | 3000 | 3000 | 3000 | 3000 | 3000 | 3000 | 3000 | 3000 | 3000 | 3000 | 3000 | 3000 | 3000 | 3000 | Central Electricity Authority (CEA), "National Electricity Plan 2022–2032," Ministry of Power, Government of India, New Delhi, 2023. [Online]. Available: https://cea.nic.in Government of NCT of Delhi, "Bawana Waste-to-Energy Project," Delhi, India. Karnataka Renewable Energy Development Ltd., "Bidadi Waste-to-Energy Project," Bengaluru, India.
BAU | 72 | PWRWASBGDXX | Waste-to-Energy, Bangladesh, region XX (investable) | 2 | FixedCost | USD/kW/yr | User defined | 0 | 120 | 120 | 120 | 120 | 120 | 120 | 120 | 120 | 120 | 120 | 120 | 120 | 120 | 120 | 120 | 120 | 120 | 120 | 120 | 120 | 120 | 120 | 120 | 120 | 120 | 120 | 120 | 120 | Central Electricity Authority (CEA), "National Electricity Plan 2022–2032," Ministry of Power, Government of India, New Delhi, 2023. [Online]. Available: https://cea.nic.in Government of NCT of Delhi, "Bawana Waste-to-Energy Project," Delhi, India. Karnataka Renewable Energy Development Ltd., "Bidadi Waste-to-Energy Project," Bengaluru, India.
BAU | 72 | PWRWASBGDXX | Waste-to-Energy, Bangladesh, region XX (investable) | 3 | ResidualCapacity | GW | User defined | 0 | 0 | 0 | 0 | 0 | 0 | 0 | 0 | 0 | 0 | 0 | 0 | 0 | 0 | 0 | 0 | 0 | 0 | 0 | 0 | 0 | 0 | 0 | 0 | 0 | 0 | 0 | 0 | 0 | Bangladesh Power Development Board (BPDB), "Daily Generation Report," BPDB, Dhaka, Bangladesh, Feb. 2026. [Online]. Available: https://www.bpdb.gov.bd/ Bangladesh Power Development Board (BPDB), "Power Generation Units," BPDB, Dhaka, Bangladesh, Feb. 2026. [Online]. Available: https://www.bpdb.gov.bd/
BAU | 72 | PWRWASBGDXX | Waste-to-Energy, Bangladesh, region XX (investable) | 4 | TotalAnnualMaxCapacity | GW | User defined | 0 | [28 empty] | Power Division, MoPEMR / JICA / IEEJ, "Integrated Energy and Power Master Plan (IEPMP) 2023," Government of the People's Republic of Bangladesh, Dhaka, Nov. 2023. [Online]. Available: https://powerdivision.portal.gov.bd Bangladesh Power Development Board (BPDB), "Daily Generation Report," BPDB, Dhaka, Bangladesh, Feb. 2026. [Online]. Available: https://www.bpdb.gov.bd/
BAU | 72 | PWRWASBGDXX | Waste-to-Energy, Bangladesh, region XX (investable) | 5 | TotalTechnologyAnnualActivityUpperLimit | PJ | User defined | 0 | [28 empty] | Power Division, MoPEMR / JICA / IEEJ, "Integrated Energy and Power Master Plan (IEPMP) 2023," Government of the People's Republic of Bangladesh, Dhaka, Nov. 2023. [Online]. Available: https://powerdivision.portal.gov.bd Bangladesh Power Development Board (BPDB), "Daily Generation Report," BPDB, Dhaka, Bangladesh, Feb. 2026. [Online]. Available: https://www.bpdb.gov.bd/
BAU | 72 | PWRWASBGDXX | Waste-to-Energy, Bangladesh, region XX (investable) | 6 | TotalAnnualMinCapacity | GW | User defined | 0 | [28 empty] | Power Division, MoPEMR / JICA / IEEJ, "Integrated Energy and Power Master Plan (IEPMP) 2023," Government of the People's Republic of Bangladesh, Dhaka, Nov. 2023. [Online]. Available: https://powerdivision.portal.gov.bd
BAU | 72 | PWRWASBGDXX | Waste-to-Energy, Bangladesh, region XX (investable) | 7 | AvailabilityFactor | fraction | User defined | 0 | 0.85 | 0.85 | 0.85 | 0.85 | 0.85 | 0.85 | 0.85 | 0.85 | 0.85 | 0.85 | 0.85 | 0.85 | 0.85 | 0.85 | 0.85 | 0.85 | 0.85 | 0.85 | 0.85 | 0.85 | 0.85 | 0.85 | 0.85 | 0.85 | 0.85 | 0.85 | 0.85 | 0.85 | M. Howells et al., "OSeMOSYS: The Open Source Energy Modelling System," Energy Policy, vol. 39, no. 10, pp. 5850–5870, Oct. 2011. doi: 10.1016/j.enpol.2011.06.033 Bangladesh Power Development Board (BPDB), "Daily Generation Report," BPDB, Dhaka, Bangladesh, Feb. 2026. [Online]. Available: https://www.bpdb.gov.bd/
BAU | 72 | PWRWASBGDXX | Waste-to-Energy, Bangladesh, region XX (investable) | 8 | Efficiency | fraction | User defined | 0 | 0.25 | 0.25 | 0.25 | 0.25 | 0.25 | 0.25 | 0.25 | 0.25 | 0.25 | 0.25 | 0.25 | 0.25 | 0.25 | 0.25 | 0.25 | 0.25 | 0.25 | 0.25 | 0.25 | 0.25 | 0.25 | 0.25 | 0.25 | 0.25 | 0.25 | 0.25 | 0.25 | 0.25 | Intergovernmental Panel on Climate Change (IPCC), "2006 IPCC Guidelines for National Greenhouse Gas Inventories, Vol. 2: Energy," Hayama, Japan, 2006. [Online]. Available: https://www.ipcc-nggip.iges.or.jp/public/2006gl/vol2.html
BAU | 72 | PWRWASBGDXX | Waste-to-Energy, Bangladesh, region XX (investable) | 9 | TotalAnnualMinCapacityInvestment | GW | User defined | 0 | 0 | 0 | 0 | 0 | 0 | 0 | 0 | 0 | 0 | 0 | 0 | 0 | 0 | 0 | 0 | 0 | 0 | 0 | 0 | 0 | 0 | 0 | 0 | 0 | 0 | 0 | 0 | 0 | Power Division, MoPEMR / JICA / IEEJ, "Integrated Energy and Power Master Plan (IEPMP) 2023," Government of the People's Republic of Bangladesh, Dhaka, Nov. 2023. [Online]. Available: https://powerdivision.portal.gov.bd
BAU | 73 | PWRWASLKAXX | Waste-to-Energy, Sri Lanka, region XX (investable) | 1 | CapitalCost | USD/kW | User defined | 0 | 3000 | 3000 | 3000 | 3000 | 3000 | 3000 | 3000 | 3000 | 3000 | 3000 | 3000 | 3000 | 3000 | 3000 | 3000 | 3000 | 3000 | 3000 | 3000 | 3000 | 3000 | 3000 | 3000 | 3000 | 3000 | 3000 | 3000 | 3000 | Central Electricity Authority (CEA), "National Electricity Plan 2022–2032," Ministry of Power, Government of India, New Delhi, 2023. [Online]. Available: https://cea.nic.in Government of NCT of Delhi, "Bawana Waste-to-Energy Project," Delhi, India. Karnataka Renewable Energy Development Ltd., "Bidadi Waste-to-Energy Project," Bengaluru, India.
BAU | 73 | PWRWASLKAXX | Waste-to-Energy, Sri Lanka, region XX (investable) | 2 | FixedCost | USD/kW/yr | User defined | 0 | 120 | 120 | 120 | 120 | 120 | 120 | 120 | 120 | 120 | 120 | 120 | 120 | 120 | 120 | 120 | 120 | 120 | 120 | 120 | 120 | 120 | 120 | 120 | 120 | 120 | 120 | 120 | 120 | Central Electricity Authority (CEA), "National Electricity Plan 2022–2032," Ministry of Power, Government of India, New Delhi, 2023. [Online]. Available: https://cea.nic.in Government of NCT of Delhi, "Bawana Waste-to-Energy Project," Delhi, India. Karnataka Renewable Energy Development Ltd., "Bidadi Waste-to-Energy Project," Bengaluru, India.
BAU | 73 | PWRWASLKAXX | Waste-to-Energy, Sri Lanka, region XX (investable) | 3 | ResidualCapacity | GW | User defined | 0 | 0.01 | 0.01 | 0.01 | 0.01 | 0.01 | 0.01 | 0.01 | 0.01 | 0.01 | 0.01 | 0.01 | 0.01 | 0.01 | 0.01 | 0.01 | 0.01 | 0.01 | 0.01 | 0.01 | 0.01 | 0.01 | 0.01 | 0.01 | 0.01 | 0.01 | 0.01 | 0.01 | 0.01 | Ceylon Electricity Board (CEB), "Annual Report 2023," CEB, Colombo, Sri Lanka, 2024. [Online]. Available: https://www.ceb.lk Ceylon Electricity Board (CEB), "Long-Term Generation Expansion Plan 2025–2044," CEB, Colombo, Sri Lanka, 2024. [Online]. Available: https://www.ceb.lk/front_img/img_reports/1748839124LTGEP-2025-2044-FINAL_c.pdf
BAU | 73 | PWRWASLKAXX | Waste-to-Energy, Sri Lanka, region XX (investable) | 4 | TotalAnnualMaxCapacity | GW | User defined | 0 | [28 empty] | Ceylon Electricity Board (CEB), "Long-Term Generation Expansion Plan 2025–2044," CEB, Colombo, Sri Lanka, 2024. [Online]. Available: https://www.ceb.lk/front_img/img_reports/1748839124LTGEP-2025-2044-FINAL_c.pdf Ceylon Electricity Board (CEB) / Sri Lanka Sustainable Energy Authority (SLSEA), "RE Project Development Plan / GREAT 2025–2030," CEB/SLSEA, Colombo, Sri Lanka, Dec. 2024.
BAU | 73 | PWRWASLKAXX | Waste-to-Energy, Sri Lanka, region XX (investable) | 5 | TotalTechnologyAnnualActivityUpperLimit | PJ | User defined | 0 | [28 empty] | Ceylon Electricity Board (CEB), "Long-Term Generation Expansion Plan 2025–2044," CEB, Colombo, Sri Lanka, 2024. [Online]. Available: https://www.ceb.lk/front_img/img_reports/1748839124LTGEP-2025-2044-FINAL_c.pdf Ceylon Electricity Board (CEB), "Annual Report 2023," CEB, Colombo, Sri Lanka, 2024. [Online]. Available: https://www.ceb.lk
BAU | 73 | PWRWASLKAXX | Waste-to-Energy, Sri Lanka, region XX (investable) | 6 | TotalAnnualMinCapacity | GW | User defined | 0 | [28 empty] | Ceylon Electricity Board (CEB), "Long-Term Generation Expansion Plan 2025–2044," CEB, Colombo, Sri Lanka, 2024. [Online]. Available: https://www.ceb.lk/front_img/img_reports/1748839124LTGEP-2025-2044-FINAL_c.pdf
BAU | 73 | PWRWASLKAXX | Waste-to-Energy, Sri Lanka, region XX (investable) | 7 | AvailabilityFactor | fraction | User defined | 0 | 0.85 | 0.85 | 0.85 | 0.85 | 0.85 | 0.85 | 0.85 | 0.85 | 0.85 | 0.85 | 0.85 | 0.85 | 0.85 | 0.85 | 0.85 | 0.85 | 0.85 | 0.85 | 0.85 | 0.85 | 0.85 | 0.85 | 0.85 | 0.85 | 0.85 | 0.85 | 0.85 | 0.85 | M. Howells et al., "OSeMOSYS: The Open Source Energy Modelling System," Energy Policy, vol. 39, no. 10, pp. 5850–5870, Oct. 2011. doi: 10.1016/j.enpol.2011.06.033 Ceylon Electricity Board (CEB), "Annual Report 2023," CEB, Colombo, Sri Lanka, 2024. [Online]. Available: https://www.ceb.lk
BAU | 73 | PWRWASLKAXX | Waste-to-Energy, Sri Lanka, region XX (investable) | 8 | Efficiency | fraction | User defined | 0 | 0.25 | 0.25 | 0.25 | 0.25 | 0.25 | 0.25 | 0.25 | 0.25 | 0.25 | 0.25 | 0.25 | 0.25 | 0.25 | 0.25 | 0.25 | 0.25 | 0.25 | 0.25 | 0.25 | 0.25 | 0.25 | 0.25 | 0.25 | 0.25 | 0.25 | 0.25 | 0.25 | 0.25 | Intergovernmental Panel on Climate Change (IPCC), "2006 IPCC Guidelines for National Greenhouse Gas Inventories, Vol. 2: Energy," Hayama, Japan, 2006. [Online]. Available: https://www.ipcc-nggip.iges.or.jp/public/2006gl/vol2.html
BAU | 73 | PWRWASLKAXX | Waste-to-Energy, Sri Lanka, region XX (investable) | 9 | TotalAnnualMinCapacityInvestment | GW | User defined | 0 | 0 | 0 | 0 | 0 | 0 | 0 | 0 | 0 | 0 | 0 | 0 | 0 | 0 | 0 | 0 | 0 | 0 | 0 | 0 | 0 | 0 | 0 | 0 | 0 | 0 | 0 | 0 | 0 | Ceylon Electricity Board (CEB), "Long-Term Generation Expansion Plan 2025–2044," CEB, Colombo, Sri Lanka, 2024. [Online]. Available: https://www.ceb.lk/front_img/img_reports/1748839124LTGEP-2025-2044-FINAL_c.pdf Government of Sri Lanka, "Updated Nationally Determined Contributions," UNFCCC, 2021.
BAU | 74 | PWRURNINDNO | Nuclear, India – North, region XX (investable) | 1 | CapitalCost | USD/kW | User defined | 0 | 5103 | 5103 | 5103 | 5103 | 5103 | 5103 | 5103 | 5103 | 5103 | 5103 | 5103 | 5103 | 5103 | 5103 | 5103 | 5103 | 5103 | 5103 | 5103 | 5103 | 5103 | 5103 | 5103 | 5103 | 5103 | 5103 | 5103 | 5103 | Ceylon Electricity Board (CEB), "Long-Term Generation Expansion Plan 2025–2044," CEB, Colombo, Sri Lanka, 2024. [Online]. Available: https://www.ceb.lk/front_img/img_reports/1748839124LTGEP-2025-2044-FINAL_c.pdf World Nuclear Association (WNA), "Economics of Nuclear Power," WNA, London, UK, 2025. [Online]. Available: https://world-nuclear.org/information-library/economic-aspects/economics-of-nuclear-power Idaho National Laboratory (INL), "Meta-Analysis of Advanced Nuclear Reactor Cost Estimations," INL, Idaho Falls, ID, USA, Nov. 2024. [Online]. Available: https://gain.inl.gov/content/uploads/4/2024/11/INL-RPT-24-77048-Meta-Analysis-of-Adv-Nuclear-Reactor-Cost-Estimations.pdf National Renewable Energy Laboratory (NREL), "Annual Technology Baseline 2024 — Nuclear," NREL, Golden, CO, USA, 2024. [Online]. Available: https://atb.nrel.gov/electricity/2024/nuclear
BAU | 74 | PWRURNINDNO | Nuclear, India – North, region XX (investable) | 2 | FixedCost | USD/kW/yr | User defined | 0 | 134 | 134 | 134 | 134 | 134 | 134 | 134 | 134 | 134 | 134 | 134 | 134 | 134 | 134 | 134 | 134 | 134 | 134 | 134 | 134 | 134 | 134 | 134 | 134 | 134 | 134 | 134 | 134 | Ceylon Electricity Board (CEB), "Long-Term Generation Expansion Plan 2025–2044," CEB, Colombo, Sri Lanka, 2024. [Online]. Available: https://www.ceb.lk/front_img/img_reports/1748839124LTGEP-2025-2044-FINAL_c.pdf World Nuclear Association (WNA), "Economics of Nuclear Power," WNA, London, UK, 2025. [Online]. Available: https://world-nuclear.org/information-library/economic-aspects/economics-of-nuclear-power Idaho National Laboratory (INL), "Meta-Analysis of Advanced Nuclear Reactor Cost Estimations," INL, Idaho Falls, ID, USA, Nov. 2024. [Online]. Available: https://gain.inl.gov/content/uploads/4/2024/11/INL-RPT-24-77048-Meta-Analysis-of-Adv-Nuclear-Reactor-Cost-Estimations.pdf National Renewable Energy Laboratory (NREL), "Annual Technology Baseline 2024 — Nuclear," NREL, Golden, CO, USA, 2024. [Online]. Available: https://atb.nrel.gov/electricity/2024/nuclear
BAU | 74 | PWRURNINDNO | Nuclear, India – North, region XX (investable) | 3 | ResidualCapacity | GW | User defined | 0 | 1.62 | 1.62 | 1.62 | 1.62 | 1.62 | 1.62 | 1.62 | 1.62 | 1.62 | 1.62 | 1.62 | 1.62 | 1.62 | 1.62 | 1.62 | 1.62 | 1.62 | 1.62 | 1.62 | 1.62 | 1.62 | 1.62 | 1.62 | 1.62 | 1.62 | 1.62 | 1.62 | 1.62 | NITI Aayog, "India Climate and Energy Dashboard (ICED) — Plant Information and Capacity Metatable," NITI Aayog, Government of India, New Delhi, Feb. 2025. [Online]. Available: https://iced.niti.gov.in
BAU | 74 | PWRURNINDNO | Nuclear, India – North, region XX (investable) | 4 | TotalAnnualMaxCapacity | GW | User defined | 0 | [28 empty] | Central Electricity Authority (CEA), "National Electricity Plan, Volume I — Generation," Ministry of Power, Government of India, New Delhi, 2023. [Online]. Available: https://cea.nic.in NITI Aayog, "India Climate and Energy Dashboard (ICED) — Plant Information and Capacity Metatable," NITI Aayog, Government of India, New Delhi, Feb. 2025. [Online]. Available: https://iced.niti.gov.in
BAU | 74 | PWRURNINDNO | Nuclear, India – North, region XX (investable) | 5 | TotalTechnologyAnnualActivityUpperLimit | PJ | User defined | 0 | [28 empty] | Central Electricity Authority (CEA), "National Electricity Plan, Volume I — Generation," Ministry of Power, Government of India, New Delhi, 2023. [Online]. Available: https://cea.nic.in NITI Aayog, "India Climate and Energy Dashboard (ICED) — Plant Information and Capacity Metatable," NITI Aayog, Government of India, New Delhi, Feb. 2025. [Online]. Available: https://iced.niti.gov.in
BAU | 74 | PWRURNINDNO | Nuclear, India – North, region XX (investable) | 6 | TotalAnnualMinCapacity | GW | User defined | 0 | [28 empty] | Central Electricity Authority (CEA), "National Electricity Plan, Volume I — Generation," Ministry of Power, Government of India, New Delhi, 2023. [Online]. Available: https://cea.nic.in
BAU | 74 | PWRURNINDNO | Nuclear, India – North, region XX (investable) | 7 | AvailabilityFactor | fraction | User defined | 0 | 0.9 | 0.9 | 0.9 | 0.9 | 0.9 | 0.9 | 0.9 | 0.9 | 0.9 | 0.9 | 0.9 | 0.9 | 0.9 | 0.9 | 0.9 | 0.9 | 0.9 | 0.9 | 0.9 | 0.9 | 0.9 | 0.9 | 0.9 | 0.9 | 0.9 | 0.9 | 0.9 | 0.9 | M. Howells et al., "OSeMOSYS: The Open Source Energy Modelling System," Energy Policy, vol. 39, no. 10, pp. 5850–5870, Oct. 2011. doi: 10.1016/j.enpol.2011.06.033 NITI Aayog, "India Climate and Energy Dashboard (ICED) — Plant Information and Capacity Metatable," NITI Aayog, Government of India, New Delhi, Feb. 2025. [Online]. Available: https://iced.niti.gov.in
BAU | 74 | PWRURNINDNO | Nuclear, India – North, region XX (investable) | 8 | Efficiency | fraction | User defined | 0 | 0.33 | 0.33 | 0.33 | 0.33 | 0.33 | 0.33 | 0.33 | 0.33 | 0.33 | 0.33 | 0.33 | 0.33 | 0.33 | 0.33 | 0.33 | 0.33 | 0.33 | 0.33 | 0.33 | 0.33 | 0.33 | 0.33 | 0.33 | 0.33 | 0.33 | 0.33 | 0.33 | 0.33 | Intergovernmental Panel on Climate Change (IPCC), "2006 IPCC Guidelines for National Greenhouse Gas Inventories, Vol. 2: Energy," Hayama, Japan, 2006. [Online]. Available: https://www.ipcc-nggip.iges.or.jp/public/2006gl/vol2.html
BAU | 74 | PWRURNINDNO | Nuclear, India – North, region XX (investable) | 9 | TotalAnnualMinCapacityInvestment | GW | User defined | 0 | 0 | 0 | 0 | 0.7 | 0 | 0 | 1.4 | 0 | 0 | 0 | 0 | 0 | 0 | 0 | 0 | 0 | 0 | 0 | 0 | 0 | 0 | 0 | 0 | 0 | 0 | 0 | 0 | 0 | Central Electricity Authority (CEA), "National Electricity Plan, Volume I — Generation," Ministry of Power, Government of India, New Delhi, 2023. [Online]. Available: https://cea.nic.in Ministry of New and Renewable Energy (MNRE), "Renewable Energy Targets and Capacity Additions," MNRE, Government of India, New Delhi, 2024.
BAU | 75 | PWRURNINDSO | Nuclear, India – South, region XX (investable) | 1 | CapitalCost | USD/kW | User defined | 0 | 5103 | 5103 | 5103 | 5103 | 5103 | 5103 | 5103 | 5103 | 5103 | 5103 | 5103 | 5103 | 5103 | 5103 | 5103 | 5103 | 5103 | 5103 | 5103 | 5103 | 5103 | 5103 | 5103 | 5103 | 5103 | 5103 | 5103 | 5103 | Ceylon Electricity Board (CEB), "Long-Term Generation Expansion Plan 2025–2044," CEB, Colombo, Sri Lanka, 2024. [Online]. Available: https://www.ceb.lk/front_img/img_reports/1748839124LTGEP-2025-2044-FINAL_c.pdf World Nuclear Association (WNA), "Economics of Nuclear Power," WNA, London, UK, 2025. [Online]. Available: https://world-nuclear.org/information-library/economic-aspects/economics-of-nuclear-power Idaho National Laboratory (INL), "Meta-Analysis of Advanced Nuclear Reactor Cost Estimations," INL, Idaho Falls, ID, USA, Nov. 2024. [Online]. Available: https://gain.inl.gov/content/uploads/4/2024/11/INL-RPT-24-77048-Meta-Analysis-of-Adv-Nuclear-Reactor-Cost-Estimations.pdf National Renewable Energy Laboratory (NREL), "Annual Technology Baseline 2024 — Nuclear," NREL, Golden, CO, USA, 2024. [Online]. Available: https://atb.nrel.gov/electricity/2024/nuclear
BAU | 75 | PWRURNINDSO | Nuclear, India – South, region XX (investable) | 2 | FixedCost | USD/kW/yr | User defined | 0 | 134 | 134 | 134 | 134 | 134 | 134 | 134 | 134 | 134 | 134 | 134 | 134 | 134 | 134 | 134 | 134 | 134 | 134 | 134 | 134 | 134 | 134 | 134 | 134 | 134 | 134 | 134 | 134 | Ceylon Electricity Board (CEB), "Long-Term Generation Expansion Plan 2025–2044," CEB, Colombo, Sri Lanka, 2024. [Online]. Available: https://www.ceb.lk/front_img/img_reports/1748839124LTGEP-2025-2044-FINAL_c.pdf World Nuclear Association (WNA), "Economics of Nuclear Power," WNA, London, UK, 2025. [Online]. Available: https://world-nuclear.org/information-library/economic-aspects/economics-of-nuclear-power Idaho National Laboratory (INL), "Meta-Analysis of Advanced Nuclear Reactor Cost Estimations," INL, Idaho Falls, ID, USA, Nov. 2024. [Online]. Available: https://gain.inl.gov/content/uploads/4/2024/11/INL-RPT-24-77048-Meta-Analysis-of-Adv-Nuclear-Reactor-Cost-Estimations.pdf National Renewable Energy Laboratory (NREL), "Annual Technology Baseline 2024 — Nuclear," NREL, Golden, CO, USA, 2024. [Online]. Available: https://atb.nrel.gov/electricity/2024/nuclear
BAU | 75 | PWRURNINDSO | Nuclear, India – South, region XX (investable) | 3 | ResidualCapacity | GW | User defined | 0 | 3.32 | 3.32 | 3.32 | 3.32 | 3.32 | 3.32 | 3.32 | 3.32 | 3.32 | 3.32 | 3.32 | 3.32 | 3.32 | 3.32 | 3.32 | 3.32 | 3.32 | 3.32 | 3.32 | 3.32 | 3.32 | 3.32 | 3.32 | 3.32 | 3.32 | 3.32 | 3.32 | 3.32 | NITI Aayog, "India Climate and Energy Dashboard (ICED) — Plant Information and Capacity Metatable," NITI Aayog, Government of India, New Delhi, Feb. 2025. [Online]. Available: https://iced.niti.gov.in
BAU | 75 | PWRURNINDSO | Nuclear, India – South, region XX (investable) | 4 | TotalAnnualMaxCapacity | GW | User defined | 0 | [28 empty] | Central Electricity Authority (CEA), "National Electricity Plan, Volume I — Generation," Ministry of Power, Government of India, New Delhi, 2023. [Online]. Available: https://cea.nic.in NITI Aayog, "India Climate and Energy Dashboard (ICED) — Plant Information and Capacity Metatable," NITI Aayog, Government of India, New Delhi, Feb. 2025. [Online]. Available: https://iced.niti.gov.in
BAU | 75 | PWRURNINDSO | Nuclear, India – South, region XX (investable) | 5 | TotalTechnologyAnnualActivityUpperLimit | PJ | User defined | 0 | [28 empty] | Central Electricity Authority (CEA), "National Electricity Plan, Volume I — Generation," Ministry of Power, Government of India, New Delhi, 2023. [Online]. Available: https://cea.nic.in NITI Aayog, "India Climate and Energy Dashboard (ICED) — Plant Information and Capacity Metatable," NITI Aayog, Government of India, New Delhi, Feb. 2025. [Online]. Available: https://iced.niti.gov.in
BAU | 75 | PWRURNINDSO | Nuclear, India – South, region XX (investable) | 6 | TotalAnnualMinCapacity | GW | User defined | 0 | [28 empty] | Central Electricity Authority (CEA), "National Electricity Plan, Volume I — Generation," Ministry of Power, Government of India, New Delhi, 2023. [Online]. Available: https://cea.nic.in
BAU | 75 | PWRURNINDSO | Nuclear, India – South, region XX (investable) | 7 | AvailabilityFactor | fraction | User defined | 0 | 0.9 | 0.9 | 0.9 | 0.9 | 0.9 | 0.9 | 0.9 | 0.9 | 0.9 | 0.9 | 0.9 | 0.9 | 0.9 | 0.9 | 0.9 | 0.9 | 0.9 | 0.9 | 0.9 | 0.9 | 0.9 | 0.9 | 0.9 | 0.9 | 0.9 | 0.9 | 0.9 | 0.9 | M. Howells et al., "OSeMOSYS: The Open Source Energy Modelling System," Energy Policy, vol. 39, no. 10, pp. 5850–5870, Oct. 2011. doi: 10.1016/j.enpol.2011.06.033 NITI Aayog, "India Climate and Energy Dashboard (ICED) — Plant Information and Capacity Metatable," NITI Aayog, Government of India, New Delhi, Feb. 2025. [Online]. Available: https://iced.niti.gov.in
BAU | 75 | PWRURNINDSO | Nuclear, India – South, region XX (investable) | 8 | Efficiency | fraction | User defined | 0 | 0.33 | 0.33 | 0.33 | 0.33 | 0.33 | 0.33 | 0.33 | 0.33 | 0.33 | 0.33 | 0.33 | 0.33 | 0.33 | 0.33 | 0.33 | 0.33 | 0.33 | 0.33 | 0.33 | 0.33 | 0.33 | 0.33 | 0.33 | 0.33 | 0.33 | 0.33 | 0.33 | 0.33 | Intergovernmental Panel on Climate Change (IPCC), "2006 IPCC Guidelines for National Greenhouse Gas Inventories, Vol. 2: Energy," Hayama, Japan, 2006. [Online]. Available: https://www.ipcc-nggip.iges.or.jp/public/2006gl/vol2.html
BAU | 75 | PWRURNINDSO | Nuclear, India – South, region XX (investable) | 9 | TotalAnnualMinCapacityInvestment | GW | User defined | 0 | 0 | 0.5 | 4 | 0 | 0 | 0 | 0 | 0 | 0 | 0 | 0 | 0 | 0 | 0 | 0 | 0 | 0 | 0 | 0 | 0 | 0 | 0 | 0 | 0 | 0 | 0 | 0 | 0 | Central Electricity Authority (CEA), "National Electricity Plan, Volume I — Generation," Ministry of Power, Government of India, New Delhi, 2023. [Online]. Available: https://cea.nic.in Ministry of New and Renewable Energy (MNRE), "Renewable Energy Targets and Capacity Additions," MNRE, Government of India, New Delhi, 2024.
BAU | 76 | PWRURNINDEA | Nuclear, India – East, region XX (investable) | 1 | CapitalCost | USD/kW | User defined | 0 | 5103 | 5103 | 5103 | 5103 | 5103 | 5103 | 5103 | 5103 | 5103 | 5103 | 5103 | 5103 | 5103 | 5103 | 5103 | 5103 | 5103 | 5103 | 5103 | 5103 | 5103 | 5103 | 5103 | 5103 | 5103 | 5103 | 5103 | 5103 | Ceylon Electricity Board (CEB), "Long-Term Generation Expansion Plan 2025–2044," CEB, Colombo, Sri Lanka, 2024. [Online]. Available: https://www.ceb.lk/front_img/img_reports/1748839124LTGEP-2025-2044-FINAL_c.pdf World Nuclear Association (WNA), "Economics of Nuclear Power," WNA, London, UK, 2025. [Online]. Available: https://world-nuclear.org/information-library/economic-aspects/economics-of-nuclear-power Idaho National Laboratory (INL), "Meta-Analysis of Advanced Nuclear Reactor Cost Estimations," INL, Idaho Falls, ID, USA, Nov. 2024. [Online]. Available: https://gain.inl.gov/content/uploads/4/2024/11/INL-RPT-24-77048-Meta-Analysis-of-Adv-Nuclear-Reactor-Cost-Estimations.pdf National Renewable Energy Laboratory (NREL), "Annual Technology Baseline 2024 — Nuclear," NREL, Golden, CO, USA, 2024. [Online]. Available: https://atb.nrel.gov/electricity/2024/nuclear
BAU | 76 | PWRURNINDEA | Nuclear, India – East, region XX (investable) | 2 | FixedCost | USD/kW/yr | User defined | 0 | 134 | 134 | 134 | 134 | 134 | 134 | 134 | 134 | 134 | 134 | 134 | 134 | 134 | 134 | 134 | 134 | 134 | 134 | 134 | 134 | 134 | 134 | 134 | 134 | 134 | 134 | 134 | 134 | Ceylon Electricity Board (CEB), "Long-Term Generation Expansion Plan 2025–2044," CEB, Colombo, Sri Lanka, 2024. [Online]. Available: https://www.ceb.lk/front_img/img_reports/1748839124LTGEP-2025-2044-FINAL_c.pdf World Nuclear Association (WNA), "Economics of Nuclear Power," WNA, London, UK, 2025. [Online]. Available: https://world-nuclear.org/information-library/economic-aspects/economics-of-nuclear-power Idaho National Laboratory (INL), "Meta-Analysis of Advanced Nuclear Reactor Cost Estimations," INL, Idaho Falls, ID, USA, Nov. 2024. [Online]. Available: https://gain.inl.gov/content/uploads/4/2024/11/INL-RPT-24-77048-Meta-Analysis-of-Adv-Nuclear-Reactor-Cost-Estimations.pdf National Renewable Energy Laboratory (NREL), "Annual Technology Baseline 2024 — Nuclear," NREL, Golden, CO, USA, 2024. [Online]. Available: https://atb.nrel.gov/electricity/2024/nuclear
BAU | 76 | PWRURNINDEA | Nuclear, India – East, region XX (investable) | 3 | ResidualCapacity | GW | User defined | 0 | 0 | 0 | 0 | 0 | 0 | 0 | 0 | 0 | 0 | 0 | 0 | 0 | 0 | 0 | 0 | 0 | 0 | 0 | 0 | 0 | 0 | 0 | 0 | 0 | 0 | 0 | 0 | 0 | NITI Aayog, "India Climate and Energy Dashboard (ICED) — Plant Information and Capacity Metatable," NITI Aayog, Government of India, New Delhi, Feb. 2025. [Online]. Available: https://iced.niti.gov.in
BAU | 76 | PWRURNINDEA | Nuclear, India – East, region XX (investable) | 4 | TotalAnnualMaxCapacity | GW | User defined | 0 | [28 empty] | Central Electricity Authority (CEA), "National Electricity Plan, Volume I — Generation," Ministry of Power, Government of India, New Delhi, 2023. [Online]. Available: https://cea.nic.in NITI Aayog, "India Climate and Energy Dashboard (ICED) — Plant Information and Capacity Metatable," NITI Aayog, Government of India, New Delhi, Feb. 2025. [Online]. Available: https://iced.niti.gov.in
BAU | 76 | PWRURNINDEA | Nuclear, India – East, region XX (investable) | 5 | TotalTechnologyAnnualActivityUpperLimit | PJ | User defined | 0 | [28 empty] | Central Electricity Authority (CEA), "National Electricity Plan, Volume I — Generation," Ministry of Power, Government of India, New Delhi, 2023. [Online]. Available: https://cea.nic.in NITI Aayog, "India Climate and Energy Dashboard (ICED) — Plant Information and Capacity Metatable," NITI Aayog, Government of India, New Delhi, Feb. 2025. [Online]. Available: https://iced.niti.gov.in
BAU | 76 | PWRURNINDEA | Nuclear, India – East, region XX (investable) | 6 | TotalAnnualMinCapacity | GW | User defined | 0 | [28 empty] | Central Electricity Authority (CEA), "National Electricity Plan, Volume I — Generation," Ministry of Power, Government of India, New Delhi, 2023. [Online]. Available: https://cea.nic.in
BAU | 76 | PWRURNINDEA | Nuclear, India – East, region XX (investable) | 7 | AvailabilityFactor | fraction | User defined | 0 | 0.9 | 0.9 | 0.9 | 0.9 | 0.9 | 0.9 | 0.9 | 0.9 | 0.9 | 0.9 | 0.9 | 0.9 | 0.9 | 0.9 | 0.9 | 0.9 | 0.9 | 0.9 | 0.9 | 0.9 | 0.9 | 0.9 | 0.9 | 0.9 | 0.9 | 0.9 | 0.9 | 0.9 | M. Howells et al., "OSeMOSYS: The Open Source Energy Modelling System," Energy Policy, vol. 39, no. 10, pp. 5850–5870, Oct. 2011. doi: 10.1016/j.enpol.2011.06.033 NITI Aayog, "India Climate and Energy Dashboard (ICED) — Plant Information and Capacity Metatable," NITI Aayog, Government of India, New Delhi, Feb. 2025. [Online]. Available: https://iced.niti.gov.in
BAU | 76 | PWRURNINDEA | Nuclear, India – East, region XX (investable) | 8 | Efficiency | fraction | User defined | 0 | 0.33 | 0.33 | 0.33 | 0.33 | 0.33 | 0.33 | 0.33 | 0.33 | 0.33 | 0.33 | 0.33 | 0.33 | 0.33 | 0.33 | 0.33 | 0.33 | 0.33 | 0.33 | 0.33 | 0.33 | 0.33 | 0.33 | 0.33 | 0.33 | 0.33 | 0.33 | 0.33 | 0.33 | Intergovernmental Panel on Climate Change (IPCC), "2006 IPCC Guidelines for National Greenhouse Gas Inventories, Vol. 2: Energy," Hayama, Japan, 2006. [Online]. Available: https://www.ipcc-nggip.iges.or.jp/public/2006gl/vol2.html
BAU | 76 | PWRURNINDEA | Nuclear, India – East, region XX (investable) | 9 | TotalAnnualMinCapacityInvestment | GW | User defined | 0 | 0 | 0 | 0 | 0 | 0 | 0 | 0 | 0 | 0 | 0 | 0 | 0 | 0 | 0 | 0 | 0 | 0 | 0 | 0 | 0 | 0 | 0 | 0 | 0 | 0 | 0 | 0 | 0 | Central Electricity Authority (CEA), "National Electricity Plan, Volume I — Generation," Ministry of Power, Government of India, New Delhi, 2023. [Online]. Available: https://cea.nic.in Ministry of New and Renewable Energy (MNRE), "Renewable Energy Targets and Capacity Additions," MNRE, Government of India, New Delhi, 2024.
BAU | 77 | PWRURNINDWE | Nuclear, India – West, region XX (investable) | 1 | CapitalCost | USD/kW | User defined | 0 | 5103 | 5103 | 5103 | 5103 | 5103 | 5103 | 5103 | 5103 | 5103 | 5103 | 5103 | 5103 | 5103 | 5103 | 5103 | 5103 | 5103 | 5103 | 5103 | 5103 | 5103 | 5103 | 5103 | 5103 | 5103 | 5103 | 5103 | 5103 | Ceylon Electricity Board (CEB), "Long-Term Generation Expansion Plan 2025–2044," CEB, Colombo, Sri Lanka, 2024. [Online]. Available: https://www.ceb.lk/front_img/img_reports/1748839124LTGEP-2025-2044-FINAL_c.pdf World Nuclear Association (WNA), "Economics of Nuclear Power," WNA, London, UK, 2025. [Online]. Available: https://world-nuclear.org/information-library/economic-aspects/economics-of-nuclear-power Idaho National Laboratory (INL), "Meta-Analysis of Advanced Nuclear Reactor Cost Estimations," INL, Idaho Falls, ID, USA, Nov. 2024. [Online]. Available: https://gain.inl.gov/content/uploads/4/2024/11/INL-RPT-24-77048-Meta-Analysis-of-Adv-Nuclear-Reactor-Cost-Estimations.pdf National Renewable Energy Laboratory (NREL), "Annual Technology Baseline 2024 — Nuclear," NREL, Golden, CO, USA, 2024. [Online]. Available: https://atb.nrel.gov/electricity/2024/nuclear
BAU | 77 | PWRURNINDWE | Nuclear, India – West, region XX (investable) | 2 | FixedCost | USD/kW/yr | User defined | 0 | 134 | 134 | 134 | 134 | 134 | 134 | 134 | 134 | 134 | 134 | 134 | 134 | 134 | 134 | 134 | 134 | 134 | 134 | 134 | 134 | 134 | 134 | 134 | 134 | 134 | 134 | 134 | 134 | Ceylon Electricity Board (CEB), "Long-Term Generation Expansion Plan 2025–2044," CEB, Colombo, Sri Lanka, 2024. [Online]. Available: https://www.ceb.lk/front_img/img_reports/1748839124LTGEP-2025-2044-FINAL_c.pdf World Nuclear Association (WNA), "Economics of Nuclear Power," WNA, London, UK, 2025. [Online]. Available: https://world-nuclear.org/information-library/economic-aspects/economics-of-nuclear-power Idaho National Laboratory (INL), "Meta-Analysis of Advanced Nuclear Reactor Cost Estimations," INL, Idaho Falls, ID, USA, Nov. 2024. [Online]. Available: https://gain.inl.gov/content/uploads/4/2024/11/INL-RPT-24-77048-Meta-Analysis-of-Adv-Nuclear-Reactor-Cost-Estimations.pdf National Renewable Energy Laboratory (NREL), "Annual Technology Baseline 2024 — Nuclear," NREL, Golden, CO, USA, 2024. [Online]. Available: https://atb.nrel.gov/electricity/2024/nuclear
BAU | 77 | PWRURNINDWE | Nuclear, India – West, region XX (investable) | 3 | ResidualCapacity | GW | User defined | 0 | 2.54 | 2.54 | 2.54 | 2.54 | 2.54 | 2.54 | 2.54 | 2.54 | 2.54 | 2.54 | 2.54 | 2.54 | 2.54 | 2.54 | 2.54 | 2.54 | 2.54 | 2.54 | 2.54 | 2.54 | 2.54 | 2.54 | 2.54 | 2.54 | 2.54 | 2.54 | 2.54 | 2.54 | NITI Aayog, "India Climate and Energy Dashboard (ICED) — Plant Information and Capacity Metatable," NITI Aayog, Government of India, New Delhi, Feb. 2025. [Online]. Available: https://iced.niti.gov.in
BAU | 77 | PWRURNINDWE | Nuclear, India – West, region XX (investable) | 4 | TotalAnnualMaxCapacity | GW | User defined | 0 | [28 empty] | Central Electricity Authority (CEA), "National Electricity Plan, Volume I — Generation," Ministry of Power, Government of India, New Delhi, 2023. [Online]. Available: https://cea.nic.in NITI Aayog, "India Climate and Energy Dashboard (ICED) — Plant Information and Capacity Metatable," NITI Aayog, Government of India, New Delhi, Feb. 2025. [Online]. Available: https://iced.niti.gov.in
BAU | 77 | PWRURNINDWE | Nuclear, India – West, region XX (investable) | 5 | TotalTechnologyAnnualActivityUpperLimit | PJ | User defined | 0 | [28 empty] | Central Electricity Authority (CEA), "National Electricity Plan, Volume I — Generation," Ministry of Power, Government of India, New Delhi, 2023. [Online]. Available: https://cea.nic.in NITI Aayog, "India Climate and Energy Dashboard (ICED) — Plant Information and Capacity Metatable," NITI Aayog, Government of India, New Delhi, Feb. 2025. [Online]. Available: https://iced.niti.gov.in
BAU | 77 | PWRURNINDWE | Nuclear, India – West, region XX (investable) | 6 | TotalAnnualMinCapacity | GW | User defined | 0 | [28 empty] | Central Electricity Authority (CEA), "National Electricity Plan, Volume I — Generation," Ministry of Power, Government of India, New Delhi, 2023. [Online]. Available: https://cea.nic.in
BAU | 77 | PWRURNINDWE | Nuclear, India – West, region XX (investable) | 7 | AvailabilityFactor | fraction | User defined | 0 | 0.9 | 0.9 | 0.9 | 0.9 | 0.9 | 0.9 | 0.9 | 0.9 | 0.9 | 0.9 | 0.9 | 0.9 | 0.9 | 0.9 | 0.9 | 0.9 | 0.9 | 0.9 | 0.9 | 0.9 | 0.9 | 0.9 | 0.9 | 0.9 | 0.9 | 0.9 | 0.9 | 0.9 | M. Howells et al., "OSeMOSYS: The Open Source Energy Modelling System," Energy Policy, vol. 39, no. 10, pp. 5850–5870, Oct. 2011. doi: 10.1016/j.enpol.2011.06.033 NITI Aayog, "India Climate and Energy Dashboard (ICED) — Plant Information and Capacity Metatable," NITI Aayog, Government of India, New Delhi, Feb. 2025. [Online]. Available: https://iced.niti.gov.in
BAU | 77 | PWRURNINDWE | Nuclear, India – West, region XX (investable) | 8 | Efficiency | fraction | User defined | 0 | 0.33 | 0.33 | 0.33 | 0.33 | 0.33 | 0.33 | 0.33 | 0.33 | 0.33 | 0.33 | 0.33 | 0.33 | 0.33 | 0.33 | 0.33 | 0.33 | 0.33 | 0.33 | 0.33 | 0.33 | 0.33 | 0.33 | 0.33 | 0.33 | 0.33 | 0.33 | 0.33 | 0.33 | Intergovernmental Panel on Climate Change (IPCC), "2006 IPCC Guidelines for National Greenhouse Gas Inventories, Vol. 2: Energy," Hayama, Japan, 2006. [Online]. Available: https://www.ipcc-nggip.iges.or.jp/public/2006gl/vol2.html
BAU | 77 | PWRURNINDWE | Nuclear, India – West, region XX (investable) | 9 | TotalAnnualMinCapacityInvestment | GW | User defined | 0 | 0 | 0 | 0 | 0 | 0 | 0 | 0 | 0 | 0 | 0 | 0 | 0 | 0 | 0 | 0 | 0 | 0 | 0 | 0 | 0 | 0 | 0 | 0 | 0 | 0 | 0 | 0 | 0 | Central Electricity Authority (CEA), "National Electricity Plan, Volume I — Generation," Ministry of Power, Government of India, New Delhi, 2023. [Online]. Available: https://cea.nic.in Ministry of New and Renewable Energy (MNRE), "Renewable Energy Targets and Capacity Additions," MNRE, Government of India, New Delhi, 2024.
BAU | 78 | PWRURNINDNE | Nuclear, India – Northeast, region XX (investable) | 1 | CapitalCost | USD/kW | User defined | 0 | 5103 | 5103 | 5103 | 5103 | 5103 | 5103 | 5103 | 5103 | 5103 | 5103 | 5103 | 5103 | 5103 | 5103 | 5103 | 5103 | 5103 | 5103 | 5103 | 5103 | 5103 | 5103 | 5103 | 5103 | 5103 | 5103 | 5103 | 5103 | Ceylon Electricity Board (CEB), "Long-Term Generation Expansion Plan 2025–2044," CEB, Colombo, Sri Lanka, 2024. [Online]. Available: https://www.ceb.lk/front_img/img_reports/1748839124LTGEP-2025-2044-FINAL_c.pdf World Nuclear Association (WNA), "Economics of Nuclear Power," WNA, London, UK, 2025. [Online]. Available: https://world-nuclear.org/information-library/economic-aspects/economics-of-nuclear-power Idaho National Laboratory (INL), "Meta-Analysis of Advanced Nuclear Reactor Cost Estimations," INL, Idaho Falls, ID, USA, Nov. 2024. [Online]. Available: https://gain.inl.gov/content/uploads/4/2024/11/INL-RPT-24-77048-Meta-Analysis-of-Adv-Nuclear-Reactor-Cost-Estimations.pdf National Renewable Energy Laboratory (NREL), "Annual Technology Baseline 2024 — Nuclear," NREL, Golden, CO, USA, 2024. [Online]. Available: https://atb.nrel.gov/electricity/2024/nuclear
BAU | 78 | PWRURNINDNE | Nuclear, India – Northeast, region XX (investable) | 2 | FixedCost | USD/kW/yr | User defined | 0 | 134 | 134 | 134 | 134 | 134 | 134 | 134 | 134 | 134 | 134 | 134 | 134 | 134 | 134 | 134 | 134 | 134 | 134 | 134 | 134 | 134 | 134 | 134 | 134 | 134 | 134 | 134 | 134 | Ceylon Electricity Board (CEB), "Long-Term Generation Expansion Plan 2025–2044," CEB, Colombo, Sri Lanka, 2024. [Online]. Available: https://www.ceb.lk/front_img/img_reports/1748839124LTGEP-2025-2044-FINAL_c.pdf World Nuclear Association (WNA), "Economics of Nuclear Power," WNA, London, UK, 2025. [Online]. Available: https://world-nuclear.org/information-library/economic-aspects/economics-of-nuclear-power Idaho National Laboratory (INL), "Meta-Analysis of Advanced Nuclear Reactor Cost Estimations," INL, Idaho Falls, ID, USA, Nov. 2024. [Online]. Available: https://gain.inl.gov/content/uploads/4/2024/11/INL-RPT-24-77048-Meta-Analysis-of-Adv-Nuclear-Reactor-Cost-Estimations.pdf National Renewable Energy Laboratory (NREL), "Annual Technology Baseline 2024 — Nuclear," NREL, Golden, CO, USA, 2024. [Online]. Available: https://atb.nrel.gov/electricity/2024/nuclear
BAU | 78 | PWRURNINDNE | Nuclear, India – Northeast, region XX (investable) | 3 | ResidualCapacity | GW | User defined | 0 | 0 | 0 | 0 | 0 | 0 | 0 | 0 | 0 | 0 | 0 | 0 | 0 | 0 | 0 | 0 | 0 | 0 | 0 | 0 | 0 | 0 | 0 | 0 | 0 | 0 | 0 | 0 | 0 | NITI Aayog, "India Climate and Energy Dashboard (ICED) — Plant Information and Capacity Metatable," NITI Aayog, Government of India, New Delhi, Feb. 2025. [Online]. Available: https://iced.niti.gov.in
BAU | 78 | PWRURNINDNE | Nuclear, India – Northeast, region XX (investable) | 4 | TotalAnnualMaxCapacity | GW | User defined | 0 | [28 empty] | Central Electricity Authority (CEA), "National Electricity Plan, Volume I — Generation," Ministry of Power, Government of India, New Delhi, 2023. [Online]. Available: https://cea.nic.in NITI Aayog, "India Climate and Energy Dashboard (ICED) — Plant Information and Capacity Metatable," NITI Aayog, Government of India, New Delhi, Feb. 2025. [Online]. Available: https://iced.niti.gov.in
BAU | 78 | PWRURNINDNE | Nuclear, India – Northeast, region XX (investable) | 5 | TotalTechnologyAnnualActivityUpperLimit | PJ | User defined | 0 | [28 empty] | Central Electricity Authority (CEA), "National Electricity Plan, Volume I — Generation," Ministry of Power, Government of India, New Delhi, 2023. [Online]. Available: https://cea.nic.in NITI Aayog, "India Climate and Energy Dashboard (ICED) — Plant Information and Capacity Metatable," NITI Aayog, Government of India, New Delhi, Feb. 2025. [Online]. Available: https://iced.niti.gov.in
BAU | 78 | PWRURNINDNE | Nuclear, India – Northeast, region XX (investable) | 6 | TotalAnnualMinCapacity | GW | User defined | 0 | [28 empty] | Central Electricity Authority (CEA), "National Electricity Plan, Volume I — Generation," Ministry of Power, Government of India, New Delhi, 2023. [Online]. Available: https://cea.nic.in
BAU | 78 | PWRURNINDNE | Nuclear, India – Northeast, region XX (investable) | 7 | AvailabilityFactor | fraction | User defined | 0 | 0.9 | 0.9 | 0.9 | 0.9 | 0.9 | 0.9 | 0.9 | 0.9 | 0.9 | 0.9 | 0.9 | 0.9 | 0.9 | 0.9 | 0.9 | 0.9 | 0.9 | 0.9 | 0.9 | 0.9 | 0.9 | 0.9 | 0.9 | 0.9 | 0.9 | 0.9 | 0.9 | 0.9 | M. Howells et al., "OSeMOSYS: The Open Source Energy Modelling System," Energy Policy, vol. 39, no. 10, pp. 5850–5870, Oct. 2011. doi: 10.1016/j.enpol.2011.06.033 NITI Aayog, "India Climate and Energy Dashboard (ICED) — Plant Information and Capacity Metatable," NITI Aayog, Government of India, New Delhi, Feb. 2025. [Online]. Available: https://iced.niti.gov.in
BAU | 78 | PWRURNINDNE | Nuclear, India – Northeast, region XX (investable) | 8 | Efficiency | fraction | User defined | 0 | 0.33 | 0.33 | 0.33 | 0.33 | 0.33 | 0.33 | 0.33 | 0.33 | 0.33 | 0.33 | 0.33 | 0.33 | 0.33 | 0.33 | 0.33 | 0.33 | 0.33 | 0.33 | 0.33 | 0.33 | 0.33 | 0.33 | 0.33 | 0.33 | 0.33 | 0.33 | 0.33 | 0.33 | Intergovernmental Panel on Climate Change (IPCC), "2006 IPCC Guidelines for National Greenhouse Gas Inventories, Vol. 2: Energy," Hayama, Japan, 2006. [Online]. Available: https://www.ipcc-nggip.iges.or.jp/public/2006gl/vol2.html
BAU | 78 | PWRURNINDNE | Nuclear, India – Northeast, region XX (investable) | 9 | TotalAnnualMinCapacityInvestment | GW | User defined | 0 | 0 | 0 | 0 | 0 | 0 | 0 | 0 | 0 | 0 | 0 | 0 | 0 | 0 | 0 | 0 | 0 | 0 | 0 | 0 | 0 | 0 | 0 | 0 | 0 | 0 | 0 | 0 | 0 | Central Electricity Authority (CEA), "National Electricity Plan, Volume I — Generation," Ministry of Power, Government of India, New Delhi, 2023. [Online]. Available: https://cea.nic.in Ministry of New and Renewable Energy (MNRE), "Renewable Energy Targets and Capacity Additions," MNRE, Government of India, New Delhi, 2024.
BAU | 79 | PWRURNBGDXX | Nuclear, Bangladesh, region XX (investable) | 1 | CapitalCost | USD/kW | User defined | 0 | 13267.8 | 13267.8 | 13267.8 | 13267.8 | 13267.8 | 13267.8 | 13267.8 | 13267.8 | 13267.8 | 13267.8 | 13267.8 | 13267.8 | 13267.8 | 13267.8 | 13267.8 | 13267.8 | 13267.8 | 13267.8 | 13267.8 | 13267.8 | 13267.8 | 13267.8 | 13267.8 | 13267.8 | 13267.8 | 13267.8 | 13267.8 | 13267.8 | Ceylon Electricity Board (CEB), "Long-Term Generation Expansion Plan 2025–2044," CEB, Colombo, Sri Lanka, 2024. [Online]. Available: https://www.ceb.lk/front_img/img_reports/1748839124LTGEP-2025-2044-FINAL_c.pdf World Nuclear Association (WNA), "Economics of Nuclear Power," WNA, London, UK, 2025. [Online]. Available: https://world-nuclear.org/information-library/economic-aspects/economics-of-nuclear-power Idaho National Laboratory (INL), "Meta-Analysis of Advanced Nuclear Reactor Cost Estimations," INL, Idaho Falls, ID, USA, Nov. 2024. [Online]. Available: https://gain.inl.gov/content/uploads/4/2024/11/INL-RPT-24-77048-Meta-Analysis-of-Adv-Nuclear-Reactor-Cost-Estimations.pdf National Renewable Energy Laboratory (NREL), "Annual Technology Baseline 2024 — Nuclear," NREL, Golden, CO, USA, 2024. [Online]. Available: https://atb.nrel.gov/electricity/2024/nuclear
BAU | 79 | PWRURNBGDXX | Nuclear, Bangladesh, region XX (investable) | 2 | FixedCost | USD/kW/yr | User defined | 0 | 348.4 | 348.4 | 348.4 | 348.4 | 348.4 | 348.4 | 348.4 | 348.4 | 348.4 | 348.4 | 348.4 | 348.4 | 348.4 | 348.4 | 348.4 | 348.4 | 348.4 | 348.4 | 348.4 | 348.4 | 348.4 | 348.4 | 348.4 | 348.4 | 348.4 | 348.4 | 348.4 | 348.4 | Ceylon Electricity Board (CEB), "Long-Term Generation Expansion Plan 2025–2044," CEB, Colombo, Sri Lanka, 2024. [Online]. Available: https://www.ceb.lk/front_img/img_reports/1748839124LTGEP-2025-2044-FINAL_c.pdf World Nuclear Association (WNA), "Economics of Nuclear Power," WNA, London, UK, 2025. [Online]. Available: https://world-nuclear.org/information-library/economic-aspects/economics-of-nuclear-power Idaho National Laboratory (INL), "Meta-Analysis of Advanced Nuclear Reactor Cost Estimations," INL, Idaho Falls, ID, USA, Nov. 2024. [Online]. Available: https://gain.inl.gov/content/uploads/4/2024/11/INL-RPT-24-77048-Meta-Analysis-of-Adv-Nuclear-Reactor-Cost-Estimations.pdf National Renewable Energy Laboratory (NREL), "Annual Technology Baseline 2024 — Nuclear," NREL, Golden, CO, USA, 2024. [Online]. Available: https://atb.nrel.gov/electricity/2024/nuclear
BAU | 79 | PWRURNBGDXX | Nuclear, Bangladesh, region XX (investable) | 3 | ResidualCapacity | GW | User defined | 0 | 0 | 0 | 0 | 0 | 0 | 0 | 0 | 0 | 0 | 0 | 0 | 0 | 0 | 0 | 0 | 0 | 0 | 0 | 0 | 0 | 0 | 0 | 0 | 0 | 0 | 0 | 0 | 0 | Bangladesh Power Development Board (BPDB), "Daily Generation Report," BPDB, Dhaka, Bangladesh, Feb. 2026. [Online]. Available: https://www.bpdb.gov.bd/ Bangladesh Power Development Board (BPDB), "Power Generation Units," BPDB, Dhaka, Bangladesh, Feb. 2026. [Online]. Available: https://www.bpdb.gov.bd/
BAU | 79 | PWRURNBGDXX | Nuclear, Bangladesh, region XX (investable) | 4 | TotalAnnualMaxCapacity | GW | User defined | 0 | [28 empty] | Power Division, MoPEMR / JICA / IEEJ, "Integrated Energy and Power Master Plan (IEPMP) 2023," Government of the People's Republic of Bangladesh, Dhaka, Nov. 2023. [Online]. Available: https://powerdivision.portal.gov.bd Bangladesh Power Development Board (BPDB), "Daily Generation Report," BPDB, Dhaka, Bangladesh, Feb. 2026. [Online]. Available: https://www.bpdb.gov.bd/
BAU | 79 | PWRURNBGDXX | Nuclear, Bangladesh, region XX (investable) | 5 | TotalTechnologyAnnualActivityUpperLimit | PJ | User defined | 0 | [28 empty] | Power Division, MoPEMR / JICA / IEEJ, "Integrated Energy and Power Master Plan (IEPMP) 2023," Government of the People's Republic of Bangladesh, Dhaka, Nov. 2023. [Online]. Available: https://powerdivision.portal.gov.bd Bangladesh Power Development Board (BPDB), "Daily Generation Report," BPDB, Dhaka, Bangladesh, Feb. 2026. [Online]. Available: https://www.bpdb.gov.bd/
BAU | 79 | PWRURNBGDXX | Nuclear, Bangladesh, region XX (investable) | 6 | TotalAnnualMinCapacity | GW | User defined | 0 | [28 empty] | Power Division, MoPEMR / JICA / IEEJ, "Integrated Energy and Power Master Plan (IEPMP) 2023," Government of the People's Republic of Bangladesh, Dhaka, Nov. 2023. [Online]. Available: https://powerdivision.portal.gov.bd
BAU | 79 | PWRURNBGDXX | Nuclear, Bangladesh, region XX (investable) | 7 | AvailabilityFactor | fraction | User defined | 0 | 0.9 | 0.9 | 0.9 | 0.9 | 0.9 | 0.9 | 0.9 | 0.9 | 0.9 | 0.9 | 0.9 | 0.9 | 0.9 | 0.9 | 0.9 | 0.9 | 0.9 | 0.9 | 0.9 | 0.9 | 0.9 | 0.9 | 0.9 | 0.9 | 0.9 | 0.9 | 0.9 | 0.9 | M. Howells et al., "OSeMOSYS: The Open Source Energy Modelling System," Energy Policy, vol. 39, no. 10, pp. 5850–5870, Oct. 2011. doi: 10.1016/j.enpol.2011.06.033 Bangladesh Power Development Board (BPDB), "Daily Generation Report," BPDB, Dhaka, Bangladesh, Feb. 2026. [Online]. Available: https://www.bpdb.gov.bd/
BAU | 79 | PWRURNBGDXX | Nuclear, Bangladesh, region XX (investable) | 8 | Efficiency | fraction | User defined | 0 | 0.33 | 0.33 | 0.33 | 0.33 | 0.33 | 0.33 | 0.33 | 0.33 | 0.33 | 0.33 | 0.33 | 0.33 | 0.33 | 0.33 | 0.33 | 0.33 | 0.33 | 0.33 | 0.33 | 0.33 | 0.33 | 0.33 | 0.33 | 0.33 | 0.33 | 0.33 | 0.33 | 0.33 | Intergovernmental Panel on Climate Change (IPCC), "2006 IPCC Guidelines for National Greenhouse Gas Inventories, Vol. 2: Energy," Hayama, Japan, 2006. [Online]. Available: https://www.ipcc-nggip.iges.or.jp/public/2006gl/vol2.html
BAU | 79 | PWRURNBGDXX | Nuclear, Bangladesh, region XX (investable) | 9 | TotalAnnualMinCapacityInvestment | GW | User defined | 0 | 0 | 1.2 | 1.2 | 0 | 0 | 0 | 0 | 0 | 0 | 0 | 0 | 0 | 0 | 0 | 0 | 0 | 0 | 0 | 0 | 0 | 0 | 0 | 0 | 0 | 0 | 0 | 0 | 0 | Power Division, MoPEMR / JICA / IEEJ, "Integrated Energy and Power Master Plan (IEPMP) 2023," Government of the People's Republic of Bangladesh, Dhaka, Nov. 2023. [Online]. Available: https://powerdivision.portal.gov.bd
BAU | 80 | PWRGEOINDNO | Geothermal, India – North, region XX (investable) | 1 | CapitalCost | USD/kW | User defined | 0 | 4589 | 4566.5 | 4544 | 4522 | 4500 | 4478 | 4456 | 4434 | 4412.6 | 4391.2 | 4369.8 | 4348.4 | 4327 | 4306 | 4285 | 4264 | 4243 | 4222 | 4201.6 | 4181.2 | 4160.8 | 4140.4 | 4120 | 4100 | 4080 | 4060 | 4040 | 4020 | National Renewable Energy Laboratory (NREL), "Annual Technology Baseline 2024 — Geothermal," NREL, Golden, CO, USA, 2024. [Online]. Available: https://atb.nrel.gov/electricity/2024/geothermal International Renewable Energy Agency (IRENA), "Renewable Power Generation Costs in 2024," IRENA, Abu Dhabi, UAE, Jul. 2025. [Online]. Available: https://www.irena.org/-/media/Files/IRENA/Agency/Publication/2025/Jul/IRENA_TEC_RPGC_in_2024_Summary_2025.pdf
BAU | 80 | PWRGEOINDNO | Geothermal, India – North, region XX (investable) | 2 | FixedCost | USD/kW/yr | User defined | 0 | 120 | 120 | 120 | 120 | 120 | 120 | 120 | 120 | 120 | 120 | 120 | 120 | 120 | 120 | 120 | 120 | 120 | 120 | 120 | 120 | 120 | 120 | 120 | 120 | 120 | 120 | 120 | 120 | National Renewable Energy Laboratory (NREL), "Annual Technology Baseline 2024 — Geothermal," NREL, Golden, CO, USA, 2024. [Online]. Available: https://atb.nrel.gov/electricity/2024/geothermal International Renewable Energy Agency (IRENA), "Renewable Power Generation Costs in 2024," IRENA, Abu Dhabi, UAE, Jul. 2025. [Online]. Available: https://www.irena.org/-/media/Files/IRENA/Agency/Publication/2025/Jul/IRENA_TEC_RPGC_in_2024_Summary_2025.pdf
BAU | 80 | PWRGEOINDNO | Geothermal, India – North, region XX (investable) | 3 | ResidualCapacity | GW | User defined | 0 | 0 | 0 | 0 | 0 | 0 | 0 | 0 | 0 | 0 | 0 | 0 | 0 | 0 | 0 | 0 | 0 | 0 | 0 | 0 | 0 | 0 | 0 | 0 | 0 | 0 | 0 | 0 | 0 | NITI Aayog, "India Climate and Energy Dashboard (ICED) — Plant Information and Capacity Metatable," NITI Aayog, Government of India, New Delhi, Feb. 2025. [Online]. Available: https://iced.niti.gov.in
BAU | 80 | PWRGEOINDNO | Geothermal, India – North, region XX (investable) | 4 | TotalAnnualMaxCapacity | GW | User defined | 0 | [28 empty] | Central Electricity Authority (CEA), "National Electricity Plan, Volume I — Generation," Ministry of Power, Government of India, New Delhi, 2023. [Online]. Available: https://cea.nic.in NITI Aayog, "India Climate and Energy Dashboard (ICED) — Plant Information and Capacity Metatable," NITI Aayog, Government of India, New Delhi, Feb. 2025. [Online]. Available: https://iced.niti.gov.in
BAU | 80 | PWRGEOINDNO | Geothermal, India – North, region XX (investable) | 5 | TotalTechnologyAnnualActivityUpperLimit | PJ | User defined | 0 | [28 empty] | Central Electricity Authority (CEA), "National Electricity Plan, Volume I — Generation," Ministry of Power, Government of India, New Delhi, 2023. [Online]. Available: https://cea.nic.in NITI Aayog, "India Climate and Energy Dashboard (ICED) — Plant Information and Capacity Metatable," NITI Aayog, Government of India, New Delhi, Feb. 2025. [Online]. Available: https://iced.niti.gov.in
BAU | 80 | PWRGEOINDNO | Geothermal, India – North, region XX (investable) | 6 | TotalAnnualMinCapacity | GW | User defined | 0 | [28 empty] | Central Electricity Authority (CEA), "National Electricity Plan, Volume I — Generation," Ministry of Power, Government of India, New Delhi, 2023. [Online]. Available: https://cea.nic.in
BAU | 80 | PWRGEOINDNO | Geothermal, India – North, region XX (investable) | 7 | AvailabilityFactor | fraction | User defined | 0 | 0.9 | 0.9 | 0.9 | 0.9 | 0.9 | 0.9 | 0.9 | 0.9 | 0.9 | 0.9 | 0.9 | 0.9 | 0.9 | 0.9 | 0.9 | 0.9 | 0.9 | 0.9 | 0.9 | 0.9 | 0.9 | 0.9 | 0.9 | 0.9 | 0.9 | 0.9 | 0.9 | 0.9 | M. Howells et al., "OSeMOSYS: The Open Source Energy Modelling System," Energy Policy, vol. 39, no. 10, pp. 5850–5870, Oct. 2011. doi: 10.1016/j.enpol.2011.06.033 NITI Aayog, "India Climate and Energy Dashboard (ICED) — Plant Information and Capacity Metatable," NITI Aayog, Government of India, New Delhi, Feb. 2025. [Online]. Available: https://iced.niti.gov.in
BAU | 80 | PWRGEOINDNO | Geothermal, India – North, region XX (investable) | 8 | Efficiency | fraction | User defined | 0 | 0.15 | 0.15 | 0.15 | 0.15 | 0.15 | 0.15 | 0.15 | 0.15 | 0.15 | 0.15 | 0.15 | 0.15 | 0.15 | 0.15 | 0.15 | 0.15 | 0.15 | 0.15 | 0.15 | 0.15 | 0.15 | 0.15 | 0.15 | 0.15 | 0.15 | 0.15 | 0.15 | 0.15 | Intergovernmental Panel on Climate Change (IPCC), "2006 IPCC Guidelines for National Greenhouse Gas Inventories, Vol. 2: Energy," Hayama, Japan, 2006. [Online]. Available: https://www.ipcc-nggip.iges.or.jp/public/2006gl/vol2.html
BAU | 80 | PWRGEOINDNO | Geothermal, India – North, region XX (investable) | 9 | TotalAnnualMinCapacityInvestment | GW | User defined | 0 | 0 | 0 | 0 | 0 | 0 | 0 | 0 | 0 | 0 | 0 | 0 | 0 | 0 | 0 | 0 | 0 | 0 | 0 | 0 | 0 | 0 | 0 | 0 | 0 | 0 | 0 | 0 | 0 | Central Electricity Authority (CEA), "National Electricity Plan, Volume I — Generation," Ministry of Power, Government of India, New Delhi, 2023. [Online]. Available: https://cea.nic.in Ministry of New and Renewable Energy (MNRE), "Renewable Energy Targets and Capacity Additions," MNRE, Government of India, New Delhi, 2024.
BAU | 81 | PWRSDSBGDXX | Short-duration storage (Li-ion 4h), Bangladesh, region XX (investable) | 1 | CapitalCost | USD/kW | User defined | 0 | 1058.4 | 964.8 | 871.2 | 844.6 | 817.9 | 791.3 | 764.6 | 738 | 727.4 | 716.9 | 706.3 | 695.8 | 685.2 | 674.9 | 664.6 | 654.2 | 643.9 | 633.6 | 622.8 | 612 | 601.2 | 590.4 | 579.6 | 569 | 558.5 | 547.9 | 537.4 | 526.8 | Central Electricity Authority (CEA), "National Electricity Plan 2022–2032, Annexure-A," Ministry of Power, Government of India, New Delhi, 2023. [Online]. Available: https://cea.nic.in National Renewable Energy Laboratory (NREL), "Annual Technology Baseline 2024 — Utility-Scale Battery Storage," NREL, Golden, CO, USA, 2024. [Online]. Available: https://atb.nrel.gov/electricity/2024/utility-scale_battery_storage W. Cole et al., "Cost Projections for Utility-Scale Battery Storage: 2025 Update," NREL, Golden, CO, USA, NREL/TP-6A20-93281, 2025. [Online]. Available: https://docs.nrel.gov/docs/fy25osti/93281.pdf
BAU | 81 | PWRSDSBGDXX | Short-duration storage (Li-ion 4h), Bangladesh, region XX (investable) | 2 | FixedCost | USD/kW/yr | User defined | 0 | 24 | 24.6 | 25.2 | 24.24 | 23.28 | 22.32 | 21.36 | 20.4 | 20.4 | 20.4 | 20.4 | 20.4 | 20.4 | 20.16 | 19.92 | 19.68 | 19.44 | 19.2 | 19.2 | 19.2 | 19.2 | 19.2 | 19.2 | 18.96 | 18.72 | 18.48 | 18.24 | 18 | Central Electricity Authority (CEA), "National Electricity Plan 2022–2032, Annexure-A," Ministry of Power, Government of India, New Delhi, 2023. [Online]. Available: https://cea.nic.in National Renewable Energy Laboratory (NREL), "Annual Technology Baseline 2024 — Utility-Scale Battery Storage," NREL, Golden, CO, USA, 2024. [Online]. Available: https://atb.nrel.gov/electricity/2024/utility-scale_battery_storage W. Cole et al., "Cost Projections for Utility-Scale Battery Storage: 2025 Update," NREL, Golden, CO, USA, NREL/TP-6A20-93281, 2025. [Online]. Available: https://docs.nrel.gov/docs/fy25osti/93281.pdf
BAU | 81 | PWRSDSBGDXX | Short-duration storage (Li-ion 4h), Bangladesh, region XX (investable) | 3 | ResidualCapacity | GW | User defined | 0 | 0 | 0 | 0 | 0 | 0 | 0 | 0 | 0 | 0 | 0 | 0 | 0 | 0 | 0 | 0 | 0 | 0 | 0 | 0 | 0 | 0 | 0 | 0 | 0 | 0 | 0 | 0 | 0 | Bangladesh Power Development Board (BPDB), "Daily Generation Report," BPDB, Dhaka, Bangladesh, Feb. 2026. [Online]. Available: https://www.bpdb.gov.bd/ Bangladesh Power Development Board (BPDB), "Power Generation Units," BPDB, Dhaka, Bangladesh, Feb. 2026. [Online]. Available: https://www.bpdb.gov.bd/
BAU | 81 | PWRSDSBGDXX | Short-duration storage (Li-ion 4h), Bangladesh, region XX (investable) | 4 | TotalAnnualMaxCapacity | GW | User defined | 0 | [28 empty] | Power Division, MoPEMR / JICA / IEEJ, "Integrated Energy and Power Master Plan (IEPMP) 2023," Government of the People's Republic of Bangladesh, Dhaka, Nov. 2023. [Online]. Available: https://powerdivision.portal.gov.bd Bangladesh Power Development Board (BPDB), "Daily Generation Report," BPDB, Dhaka, Bangladesh, Feb. 2026. [Online]. Available: https://www.bpdb.gov.bd/
BAU | 81 | PWRSDSBGDXX | Short-duration storage (Li-ion 4h), Bangladesh, region XX (investable) | 5 | TotalTechnologyAnnualActivityUpperLimit | PJ | User defined | 0 | [28 empty] | Power Division, MoPEMR / JICA / IEEJ, "Integrated Energy and Power Master Plan (IEPMP) 2023," Government of the People's Republic of Bangladesh, Dhaka, Nov. 2023. [Online]. Available: https://powerdivision.portal.gov.bd Bangladesh Power Development Board (BPDB), "Daily Generation Report," BPDB, Dhaka, Bangladesh, Feb. 2026. [Online]. Available: https://www.bpdb.gov.bd/
BAU | 81 | PWRSDSBGDXX | Short-duration storage (Li-ion 4h), Bangladesh, region XX (investable) | 6 | TotalAnnualMinCapacity | GW | User defined | 0 | [28 empty] | Power Division, MoPEMR / JICA / IEEJ, "Integrated Energy and Power Master Plan (IEPMP) 2023," Government of the People's Republic of Bangladesh, Dhaka, Nov. 2023. [Online]. Available: https://powerdivision.portal.gov.bd
BAU | 81 | PWRSDSBGDXX | Short-duration storage (Li-ion 4h), Bangladesh, region XX (investable) | 7 | AvailabilityFactor | fraction | User defined | 0 | [28 empty] | M. Howells et al., "OSeMOSYS: The Open Source Energy Modelling System," Energy Policy, vol. 39, no. 10, pp. 5850–5870, Oct. 2011. doi: 10.1016/j.enpol.2011.06.033 Bangladesh Power Development Board (BPDB), "Daily Generation Report," BPDB, Dhaka, Bangladesh, Feb. 2026. [Online]. Available: https://www.bpdb.gov.bd/ | bar: 2023 to 2050
BAU | 81 | PWRSDSBGDXX | Short-duration storage (Li-ion 4h), Bangladesh, region XX (investable) | 8 | Efficiency | fraction | User defined | 0 | 0.9 | 0.9 | 0.9 | 0.9 | 0.9 | 0.9 | 0.9 | 0.9 | 0.9 | 0.9 | 0.9 | 0.9 | 0.9 | 0.9 | 0.9 | 0.9 | 0.9 | 0.9 | 0.9 | 0.9 | 0.9 | 0.9 | 0.9 | 0.9 | 0.9 | 0.9 | 0.9 | 0.9 | Intergovernmental Panel on Climate Change (IPCC), "2006 IPCC Guidelines for National Greenhouse Gas Inventories, Vol. 2: Energy," Hayama, Japan, 2006. [Online]. Available: https://www.ipcc-nggip.iges.or.jp/public/2006gl/vol2.html
BAU | 81 | PWRSDSBGDXX | Short-duration storage (Li-ion 4h), Bangladesh, region XX (investable) | 9 | TotalAnnualMinCapacityInvestment | GW | User defined | 0 | 0 | 0 | 0 | 0 | 0 | 0 | 0 | 0 | 0 | 0 | 0 | 0 | 0 | 0 | 0 | 0 | 0 | 0 | 0 | 0 | 0 | 0 | 0 | 0 | 0 | 0 | 0 | 0 | Power Division, MoPEMR / JICA / IEEJ, "Integrated Energy and Power Master Plan (IEPMP) 2023," Government of the People's Republic of Bangladesh, Dhaka, Nov. 2023. [Online]. Available: https://powerdivision.portal.gov.bd
BAU | 82 | PWRSDSBTNXX | Short-duration storage (Li-ion 4h), Bhutan, region XX (investable) | 1 | CapitalCost | USD/kW | User defined | 0 | 1234.8 | 1125.6 | 1016.4 | 985.32 | 954.24 | 923.16 | 892.08 | 861 | 848.68 | 836.36 | 824.04 | 811.72 | 799.4 | 787.36 | 775.32 | 763.28 | 751.24 | 739.2 | 726.6 | 714 | 701.4 | 688.8 | 676.2 | 663.88 | 651.56 | 639.24 | 626.92 | 614.6 | Central Electricity Authority (CEA), "National Electricity Plan 2022–2032, Annexure-A," Ministry of Power, Government of India, New Delhi, 2023. [Online]. Available: https://cea.nic.in National Renewable Energy Laboratory (NREL), "Annual Technology Baseline 2024 — Utility-Scale Battery Storage," NREL, Golden, CO, USA, 2024. [Online]. Available: https://atb.nrel.gov/electricity/2024/utility-scale_battery_storage W. Cole et al., "Cost Projections for Utility-Scale Battery Storage: 2025 Update," NREL, Golden, CO, USA, NREL/TP-6A20-93281, 2025. [Online]. Available: https://docs.nrel.gov/docs/fy25osti/93281.pdf
BAU | 82 | PWRSDSBTNXX | Short-duration storage (Li-ion 4h), Bhutan, region XX (investable) | 2 | FixedCost | USD/kW/yr | User defined | 0 | 28 | 28.7 | 29.4 | 28.28 | 27.16 | 26.04 | 24.92 | 23.8 | 23.8 | 23.8 | 23.8 | 23.8 | 23.8 | 23.52 | 23.24 | 22.96 | 22.68 | 22.4 | 22.4 | 22.4 | 22.4 | 22.4 | 22.4 | 22.12 | 21.84 | 21.56 | 21.28 | 21 | Central Electricity Authority (CEA), "National Electricity Plan 2022–2032, Annexure-A," Ministry of Power, Government of India, New Delhi, 2023. [Online]. Available: https://cea.nic.in National Renewable Energy Laboratory (NREL), "Annual Technology Baseline 2024 — Utility-Scale Battery Storage," NREL, Golden, CO, USA, 2024. [Online]. Available: https://atb.nrel.gov/electricity/2024/utility-scale_battery_storage W. Cole et al., "Cost Projections for Utility-Scale Battery Storage: 2025 Update," NREL, Golden, CO, USA, NREL/TP-6A20-93281, 2025. [Online]. Available: https://docs.nrel.gov/docs/fy25osti/93281.pdf
BAU | 82 | PWRSDSBTNXX | Short-duration storage (Li-ion 4h), Bhutan, region XX (investable) | 3 | ResidualCapacity | GW | User defined | 0 | 0 | 0 | 0 | 0 | 0 | 0 | 0 | 0 | 0 | 0 | 0 | 0 | 0 | 0 | 0 | 0 | 0 | 0 | 0 | 0 | 0 | 0 | 0 | 0 | 0 | 0 | 0 | 0 | Bhutan Power Corporation Limited (BPC), "Power Data Book 2024," BPC, Thimphu, Bhutan, 2024. [Online]. Available: https://www.bpc.bt/ Druk Green Power Corporation (DGPC), "Annual Report 2023," DGPC, Thimphu, Bhutan, 2023.
BAU | 82 | PWRSDSBTNXX | Short-duration storage (Li-ion 4h), Bhutan, region XX (investable) | 4 | TotalAnnualMaxCapacity | GW | User defined | 0 | [28 empty] | Japan International Cooperation Agency (JICA), "Bhutan Power System Master Plan 2040," JICA/Ministry of Economic Affairs, Thimphu, Bhutan, 2022. [Online]. Available: https://www.jica.go.jp/english/overseas/bhutan/information/topics/2022/220518.html Ministry of Energy and Natural Resources (MoENR), "National Energy Policy 2025 — Empowering Energy Security and Sustainable Growth," Royal Government of Bhutan, Thimphu, Jun. 2025. [Online]. Available: https://www.moenr.gov.bt/wp-content/uploads/2017/07/National-Energy-Policy-2025.pdf
BAU | 82 | PWRSDSBTNXX | Short-duration storage (Li-ion 4h), Bhutan, region XX (investable) | 5 | TotalTechnologyAnnualActivityUpperLimit | PJ | User defined | 0 | [28 empty] | Japan International Cooperation Agency (JICA), "Bhutan Power System Master Plan 2040," JICA/Ministry of Economic Affairs, Thimphu, Bhutan, 2022. [Online]. Available: https://www.jica.go.jp/english/overseas/bhutan/information/topics/2022/220518.html Bhutan Power Corporation Limited (BPC), "Power Data Book 2024," BPC, Thimphu, Bhutan, 2024. [Online]. Available: https://www.bpc.bt/
BAU | 82 | PWRSDSBTNXX | Short-duration storage (Li-ion 4h), Bhutan, region XX (investable) | 6 | TotalAnnualMinCapacity | GW | User defined | 0 | [28 empty] | Japan International Cooperation Agency (JICA), "Bhutan Power System Master Plan 2040," JICA/Ministry of Economic Affairs, Thimphu, Bhutan, 2022. [Online]. Available: https://www.jica.go.jp/english/overseas/bhutan/information/topics/2022/220518.html
BAU | 82 | PWRSDSBTNXX | Short-duration storage (Li-ion 4h), Bhutan, region XX (investable) | 7 | AvailabilityFactor | fraction | User defined | 0 | [28 empty] | M. Howells et al., "OSeMOSYS: The Open Source Energy Modelling System," Energy Policy, vol. 39, no. 10, pp. 5850–5870, Oct. 2011. doi: 10.1016/j.enpol.2011.06.033 Bhutan Power Corporation Limited (BPC), "Power Data Book 2024," BPC, Thimphu, Bhutan, 2024. [Online]. Available: https://www.bpc.bt/ | bar: 2023 to 2050
BAU | 82 | PWRSDSBTNXX | Short-duration storage (Li-ion 4h), Bhutan, region XX (investable) | 8 | Efficiency | fraction | User defined | 0 | 0.9 | 0.9 | 0.9 | 0.9 | 0.9 | 0.9 | 0.9 | 0.9 | 0.9 | 0.9 | 0.9 | 0.9 | 0.9 | 0.9 | 0.9 | 0.9 | 0.9 | 0.9 | 0.9 | 0.9 | 0.9 | 0.9 | 0.9 | 0.9 | 0.9 | 0.9 | 0.9 | 0.9 | Intergovernmental Panel on Climate Change (IPCC), "2006 IPCC Guidelines for National Greenhouse Gas Inventories, Vol. 2: Energy," Hayama, Japan, 2006. [Online]. Available: https://www.ipcc-nggip.iges.or.jp/public/2006gl/vol2.html
BAU | 82 | PWRSDSBTNXX | Short-duration storage (Li-ion 4h), Bhutan, region XX (investable) | 9 | TotalAnnualMinCapacityInvestment | GW | User defined | 0 | 0 | 0 | 0 | 0 | 0 | 0 | 0 | 0 | 0 | 0 | 0 | 0 | 0 | 0 | 0 | 0 | 0 | 0 | 0 | 0 | 0 | 0 | 0 | 0 | 0 | 0 | 0 | 0 | Japan International Cooperation Agency (JICA), "Bhutan Power System Master Plan 2040," JICA/Ministry of Economic Affairs, Thimphu, Bhutan, 2022. [Online]. Available: https://www.jica.go.jp/english/overseas/bhutan/information/topics/2022/220518.html Ministry of Energy and Natural Resources (MoENR), "National Energy Policy 2025 — Empowering Energy Security and Sustainable Growth," Royal Government of Bhutan, Thimphu, Jun. 2025. [Online]. Available: https://www.moenr.gov.bt/wp-content/uploads/2017/07/National-Energy-Policy-2025.pdf
BAU | 83 | PWRSDSINDNO | Short-duration storage (Li-ion 4h), India – North, region XX (investable) | 1 | CapitalCost | USD/kW | User defined | 0 | 882 | 804 | 726 | 703.8 | 681.6 | 659.4 | 637.2 | 615 | 606.2 | 597.4 | 588.6 | 579.8 | 571 | 562.4 | 553.8 | 545.2 | 536.6 | 528 | 519 | 510 | 501 | 492 | 483 | 474.2 | 465.4 | 456.6 | 447.8 | 439 | Central Electricity Authority (CEA), "National Electricity Plan 2022–2032, Annexure-A," Ministry of Power, Government of India, New Delhi, 2023. [Online]. Available: https://cea.nic.in National Renewable Energy Laboratory (NREL), "Annual Technology Baseline 2024 — Utility-Scale Battery Storage," NREL, Golden, CO, USA, 2024. [Online]. Available: https://atb.nrel.gov/electricity/2024/utility-scale_battery_storage W. Cole et al., "Cost Projections for Utility-Scale Battery Storage: 2025 Update," NREL, Golden, CO, USA, NREL/TP-6A20-93281, 2025. [Online]. Available: https://docs.nrel.gov/docs/fy25osti/93281.pdf
BAU | 83 | PWRSDSINDNO | Short-duration storage (Li-ion 4h), India – North, region XX (investable) | 2 | FixedCost | USD/kW/yr | User defined | 0 | 20 | 20.5 | 21 | 20.2 | 19.4 | 18.6 | 17.8 | 17 | 17 | 17 | 17 | 17 | 17 | 16.8 | 16.6 | 16.4 | 16.2 | 16 | 16 | 16 | 16 | 16 | 16 | 15.8 | 15.6 | 15.4 | 15.2 | 15 | Central Electricity Authority (CEA), "National Electricity Plan 2022–2032, Annexure-A," Ministry of Power, Government of India, New Delhi, 2023. [Online]. Available: https://cea.nic.in National Renewable Energy Laboratory (NREL), "Annual Technology Baseline 2024 — Utility-Scale Battery Storage," NREL, Golden, CO, USA, 2024. [Online]. Available: https://atb.nrel.gov/electricity/2024/utility-scale_battery_storage W. Cole et al., "Cost Projections for Utility-Scale Battery Storage: 2025 Update," NREL, Golden, CO, USA, NREL/TP-6A20-93281, 2025. [Online]. Available: https://docs.nrel.gov/docs/fy25osti/93281.pdf
BAU | 83 | PWRSDSINDNO | Short-duration storage (Li-ion 4h), India – North, region XX (investable) | 3 | ResidualCapacity | GW | User defined | 0 | 0 | 0 | 0 | 0 | 0 | 0 | 0 | 0 | 0 | 0 | 0 | 0 | 0 | 0 | 0 | 0 | 0 | 0 | 0 | 0 | 0 | 0 | 0 | 0 | 0 | 0 | 0 | 0 | NITI Aayog, "India Climate and Energy Dashboard (ICED) — Plant Information and Capacity Metatable," NITI Aayog, Government of India, New Delhi, Feb. 2025. [Online]. Available: https://iced.niti.gov.in
BAU | 83 | PWRSDSINDNO | Short-duration storage (Li-ion 4h), India – North, region XX (investable) | 4 | TotalAnnualMaxCapacity | GW | User defined | 0 | [28 empty] | Central Electricity Authority (CEA), "National Electricity Plan, Volume I — Generation," Ministry of Power, Government of India, New Delhi, 2023. [Online]. Available: https://cea.nic.in NITI Aayog, "India Climate and Energy Dashboard (ICED) — Plant Information and Capacity Metatable," NITI Aayog, Government of India, New Delhi, Feb. 2025. [Online]. Available: https://iced.niti.gov.in
BAU | 83 | PWRSDSINDNO | Short-duration storage (Li-ion 4h), India – North, region XX (investable) | 5 | TotalTechnologyAnnualActivityUpperLimit | PJ | User defined | 0 | [28 empty] | Central Electricity Authority (CEA), "National Electricity Plan, Volume I — Generation," Ministry of Power, Government of India, New Delhi, 2023. [Online]. Available: https://cea.nic.in NITI Aayog, "India Climate and Energy Dashboard (ICED) — Plant Information and Capacity Metatable," NITI Aayog, Government of India, New Delhi, Feb. 2025. [Online]. Available: https://iced.niti.gov.in
BAU | 83 | PWRSDSINDNO | Short-duration storage (Li-ion 4h), India – North, region XX (investable) | 6 | TotalAnnualMinCapacity | GW | User defined | 0 | [28 empty] | Central Electricity Authority (CEA), "National Electricity Plan, Volume I — Generation," Ministry of Power, Government of India, New Delhi, 2023. [Online]. Available: https://cea.nic.in
BAU | 83 | PWRSDSINDNO | Short-duration storage (Li-ion 4h), India – North, region XX (investable) | 7 | AvailabilityFactor | fraction | User defined | 0 | [28 empty] | M. Howells et al., "OSeMOSYS: The Open Source Energy Modelling System," Energy Policy, vol. 39, no. 10, pp. 5850–5870, Oct. 2011. doi: 10.1016/j.enpol.2011.06.033 NITI Aayog, "India Climate and Energy Dashboard (ICED) — Plant Information and Capacity Metatable," NITI Aayog, Government of India, New Delhi, Feb. 2025. [Online]. Available: https://iced.niti.gov.in | bar: 2023 to 2050
BAU | 83 | PWRSDSINDNO | Short-duration storage (Li-ion 4h), India – North, region XX (investable) | 8 | Efficiency | fraction | User defined | 0 | 0.9 | 0.9 | 0.9 | 0.9 | 0.9 | 0.9 | 0.9 | 0.9 | 0.9 | 0.9 | 0.9 | 0.9 | 0.9 | 0.9 | 0.9 | 0.9 | 0.9 | 0.9 | 0.9 | 0.9 | 0.9 | 0.9 | 0.9 | 0.9 | 0.9 | 0.9 | 0.9 | 0.9 | Intergovernmental Panel on Climate Change (IPCC), "2006 IPCC Guidelines for National Greenhouse Gas Inventories, Vol. 2: Energy," Hayama, Japan, 2006. [Online]. Available: https://www.ipcc-nggip.iges.or.jp/public/2006gl/vol2.html
BAU | 83 | PWRSDSINDNO | Short-duration storage (Li-ion 4h), India – North, region XX (investable) | 9 | TotalAnnualMinCapacityInvestment | GW | User defined | 0 | 0 | 0 | 0 | 0 | 0 | 0 | 0 | 0 | 0 | 0 | 0 | 0 | 0 | 0 | 0 | 0 | 0 | 0 | 0 | 0 | 0 | 0 | 0 | 0 | 0 | 0 | 0 | 0 | Central Electricity Authority (CEA), "National Electricity Plan, Volume I — Generation," Ministry of Power, Government of India, New Delhi, 2023. [Online]. Available: https://cea.nic.in Ministry of New and Renewable Energy (MNRE), "Renewable Energy Targets and Capacity Additions," MNRE, Government of India, New Delhi, 2024.
BAU | 84 | PWRSDSINDSO | Short-duration storage (Li-ion 4h), India – South, region XX (investable) | 1 | CapitalCost | USD/kW | User defined | 0 | 882 | 804 | 726 | 703.8 | 681.6 | 659.4 | 637.2 | 615 | 606.2 | 597.4 | 588.6 | 579.8 | 571 | 562.4 | 553.8 | 545.2 | 536.6 | 528 | 519 | 510 | 501 | 492 | 483 | 474.2 | 465.4 | 456.6 | 447.8 | 439 | Central Electricity Authority (CEA), "National Electricity Plan 2022–2032, Annexure-A," Ministry of Power, Government of India, New Delhi, 2023. [Online]. Available: https://cea.nic.in National Renewable Energy Laboratory (NREL), "Annual Technology Baseline 2024 — Utility-Scale Battery Storage," NREL, Golden, CO, USA, 2024. [Online]. Available: https://atb.nrel.gov/electricity/2024/utility-scale_battery_storage W. Cole et al., "Cost Projections for Utility-Scale Battery Storage: 2025 Update," NREL, Golden, CO, USA, NREL/TP-6A20-93281, 2025. [Online]. Available: https://docs.nrel.gov/docs/fy25osti/93281.pdf
BAU | 84 | PWRSDSINDSO | Short-duration storage (Li-ion 4h), India – South, region XX (investable) | 2 | FixedCost | USD/kW/yr | User defined | 0 | 20 | 20.5 | 21 | 20.2 | 19.4 | 18.6 | 17.8 | 17 | 17 | 17 | 17 | 17 | 17 | 16.8 | 16.6 | 16.4 | 16.2 | 16 | 16 | 16 | 16 | 16 | 16 | 15.8 | 15.6 | 15.4 | 15.2 | 15 | Central Electricity Authority (CEA), "National Electricity Plan 2022–2032, Annexure-A," Ministry of Power, Government of India, New Delhi, 2023. [Online]. Available: https://cea.nic.in National Renewable Energy Laboratory (NREL), "Annual Technology Baseline 2024 — Utility-Scale Battery Storage," NREL, Golden, CO, USA, 2024. [Online]. Available: https://atb.nrel.gov/electricity/2024/utility-scale_battery_storage W. Cole et al., "Cost Projections for Utility-Scale Battery Storage: 2025 Update," NREL, Golden, CO, USA, NREL/TP-6A20-93281, 2025. [Online]. Available: https://docs.nrel.gov/docs/fy25osti/93281.pdf
BAU | 84 | PWRSDSINDSO | Short-duration storage (Li-ion 4h), India – South, region XX (investable) | 3 | ResidualCapacity | GW | User defined | 0 | 0 | 0 | 0 | 0 | 0 | 0 | 0 | 0 | 0 | 0 | 0 | 0 | 0 | 0 | 0 | 0 | 0 | 0 | 0 | 0 | 0 | 0 | 0 | 0 | 0 | 0 | 0 | 0 | NITI Aayog, "India Climate and Energy Dashboard (ICED) — Plant Information and Capacity Metatable," NITI Aayog, Government of India, New Delhi, Feb. 2025. [Online]. Available: https://iced.niti.gov.in
BAU | 84 | PWRSDSINDSO | Short-duration storage (Li-ion 4h), India – South, region XX (investable) | 4 | TotalAnnualMaxCapacity | GW | User defined | 0 | [28 empty] | Central Electricity Authority (CEA), "National Electricity Plan, Volume I — Generation," Ministry of Power, Government of India, New Delhi, 2023. [Online]. Available: https://cea.nic.in NITI Aayog, "India Climate and Energy Dashboard (ICED) — Plant Information and Capacity Metatable," NITI Aayog, Government of India, New Delhi, Feb. 2025. [Online]. Available: https://iced.niti.gov.in
BAU | 84 | PWRSDSINDSO | Short-duration storage (Li-ion 4h), India – South, region XX (investable) | 5 | TotalTechnologyAnnualActivityUpperLimit | PJ | User defined | 0 | [28 empty] | Central Electricity Authority (CEA), "National Electricity Plan, Volume I — Generation," Ministry of Power, Government of India, New Delhi, 2023. [Online]. Available: https://cea.nic.in NITI Aayog, "India Climate and Energy Dashboard (ICED) — Plant Information and Capacity Metatable," NITI Aayog, Government of India, New Delhi, Feb. 2025. [Online]. Available: https://iced.niti.gov.in
BAU | 84 | PWRSDSINDSO | Short-duration storage (Li-ion 4h), India – South, region XX (investable) | 6 | TotalAnnualMinCapacity | GW | User defined | 0 | [28 empty] | Central Electricity Authority (CEA), "National Electricity Plan, Volume I — Generation," Ministry of Power, Government of India, New Delhi, 2023. [Online]. Available: https://cea.nic.in
BAU | 84 | PWRSDSINDSO | Short-duration storage (Li-ion 4h), India – South, region XX (investable) | 7 | AvailabilityFactor | fraction | User defined | 0 | [28 empty] | M. Howells et al., "OSeMOSYS: The Open Source Energy Modelling System," Energy Policy, vol. 39, no. 10, pp. 5850–5870, Oct. 2011. doi: 10.1016/j.enpol.2011.06.033 NITI Aayog, "India Climate and Energy Dashboard (ICED) — Plant Information and Capacity Metatable," NITI Aayog, Government of India, New Delhi, Feb. 2025. [Online]. Available: https://iced.niti.gov.in | bar: 2023 to 2050
BAU | 84 | PWRSDSINDSO | Short-duration storage (Li-ion 4h), India – South, region XX (investable) | 8 | Efficiency | fraction | User defined | 0 | 0.9 | 0.9 | 0.9 | 0.9 | 0.9 | 0.9 | 0.9 | 0.9 | 0.9 | 0.9 | 0.9 | 0.9 | 0.9 | 0.9 | 0.9 | 0.9 | 0.9 | 0.9 | 0.9 | 0.9 | 0.9 | 0.9 | 0.9 | 0.9 | 0.9 | 0.9 | 0.9 | 0.9 | Intergovernmental Panel on Climate Change (IPCC), "2006 IPCC Guidelines for National Greenhouse Gas Inventories, Vol. 2: Energy," Hayama, Japan, 2006. [Online]. Available: https://www.ipcc-nggip.iges.or.jp/public/2006gl/vol2.html
BAU | 84 | PWRSDSINDSO | Short-duration storage (Li-ion 4h), India – South, region XX (investable) | 9 | TotalAnnualMinCapacityInvestment | GW | User defined | 0 | 0 | 0 | 0 | 0 | 0 | 0 | 0 | 0 | 0 | 0 | 0 | 0 | 0 | 0 | 0 | 0 | 0 | 0 | 0 | 0 | 0 | 0 | 0 | 0 | 0 | 0 | 0 | 0 | Central Electricity Authority (CEA), "National Electricity Plan, Volume I — Generation," Ministry of Power, Government of India, New Delhi, 2023. [Online]. Available: https://cea.nic.in Ministry of New and Renewable Energy (MNRE), "Renewable Energy Targets and Capacity Additions," MNRE, Government of India, New Delhi, 2024.
BAU | 85 | PWRSDSINDEA | Short-duration storage (Li-ion 4h), India – East, region XX (investable) | 1 | CapitalCost | USD/kW | User defined | 0 | 882 | 804 | 726 | 703.8 | 681.6 | 659.4 | 637.2 | 615 | 606.2 | 597.4 | 588.6 | 579.8 | 571 | 562.4 | 553.8 | 545.2 | 536.6 | 528 | 519 | 510 | 501 | 492 | 483 | 474.2 | 465.4 | 456.6 | 447.8 | 439 | Central Electricity Authority (CEA), "National Electricity Plan 2022–2032, Annexure-A," Ministry of Power, Government of India, New Delhi, 2023. [Online]. Available: https://cea.nic.in National Renewable Energy Laboratory (NREL), "Annual Technology Baseline 2024 — Utility-Scale Battery Storage," NREL, Golden, CO, USA, 2024. [Online]. Available: https://atb.nrel.gov/electricity/2024/utility-scale_battery_storage W. Cole et al., "Cost Projections for Utility-Scale Battery Storage: 2025 Update," NREL, Golden, CO, USA, NREL/TP-6A20-93281, 2025. [Online]. Available: https://docs.nrel.gov/docs/fy25osti/93281.pdf
BAU | 85 | PWRSDSINDEA | Short-duration storage (Li-ion 4h), India – East, region XX (investable) | 2 | FixedCost | USD/kW/yr | User defined | 0 | 20 | 20.5 | 21 | 20.2 | 19.4 | 18.6 | 17.8 | 17 | 17 | 17 | 17 | 17 | 17 | 16.8 | 16.6 | 16.4 | 16.2 | 16 | 16 | 16 | 16 | 16 | 16 | 15.8 | 15.6 | 15.4 | 15.2 | 15 | Central Electricity Authority (CEA), "National Electricity Plan 2022–2032, Annexure-A," Ministry of Power, Government of India, New Delhi, 2023. [Online]. Available: https://cea.nic.in National Renewable Energy Laboratory (NREL), "Annual Technology Baseline 2024 — Utility-Scale Battery Storage," NREL, Golden, CO, USA, 2024. [Online]. Available: https://atb.nrel.gov/electricity/2024/utility-scale_battery_storage W. Cole et al., "Cost Projections for Utility-Scale Battery Storage: 2025 Update," NREL, Golden, CO, USA, NREL/TP-6A20-93281, 2025. [Online]. Available: https://docs.nrel.gov/docs/fy25osti/93281.pdf
BAU | 85 | PWRSDSINDEA | Short-duration storage (Li-ion 4h), India – East, region XX (investable) | 3 | ResidualCapacity | GW | User defined | 0 | 0 | 0 | 0 | 0 | 0 | 0 | 0 | 0 | 0 | 0 | 0 | 0 | 0 | 0 | 0 | 0 | 0 | 0 | 0 | 0 | 0 | 0 | 0 | 0 | 0 | 0 | 0 | 0 | NITI Aayog, "India Climate and Energy Dashboard (ICED) — Plant Information and Capacity Metatable," NITI Aayog, Government of India, New Delhi, Feb. 2025. [Online]. Available: https://iced.niti.gov.in
BAU | 85 | PWRSDSINDEA | Short-duration storage (Li-ion 4h), India – East, region XX (investable) | 4 | TotalAnnualMaxCapacity | GW | User defined | 0 | [28 empty] | Central Electricity Authority (CEA), "National Electricity Plan, Volume I — Generation," Ministry of Power, Government of India, New Delhi, 2023. [Online]. Available: https://cea.nic.in NITI Aayog, "India Climate and Energy Dashboard (ICED) — Plant Information and Capacity Metatable," NITI Aayog, Government of India, New Delhi, Feb. 2025. [Online]. Available: https://iced.niti.gov.in
BAU | 85 | PWRSDSINDEA | Short-duration storage (Li-ion 4h), India – East, region XX (investable) | 5 | TotalTechnologyAnnualActivityUpperLimit | PJ | User defined | 0 | [28 empty] | Central Electricity Authority (CEA), "National Electricity Plan, Volume I — Generation," Ministry of Power, Government of India, New Delhi, 2023. [Online]. Available: https://cea.nic.in NITI Aayog, "India Climate and Energy Dashboard (ICED) — Plant Information and Capacity Metatable," NITI Aayog, Government of India, New Delhi, Feb. 2025. [Online]. Available: https://iced.niti.gov.in
BAU | 85 | PWRSDSINDEA | Short-duration storage (Li-ion 4h), India – East, region XX (investable) | 6 | TotalAnnualMinCapacity | GW | User defined | 0 | [28 empty] | Central Electricity Authority (CEA), "National Electricity Plan, Volume I — Generation," Ministry of Power, Government of India, New Delhi, 2023. [Online]. Available: https://cea.nic.in
BAU | 85 | PWRSDSINDEA | Short-duration storage (Li-ion 4h), India – East, region XX (investable) | 7 | AvailabilityFactor | fraction | User defined | 0 | [28 empty] | M. Howells et al., "OSeMOSYS: The Open Source Energy Modelling System," Energy Policy, vol. 39, no. 10, pp. 5850–5870, Oct. 2011. doi: 10.1016/j.enpol.2011.06.033 NITI Aayog, "India Climate and Energy Dashboard (ICED) — Plant Information and Capacity Metatable," NITI Aayog, Government of India, New Delhi, Feb. 2025. [Online]. Available: https://iced.niti.gov.in | bar: 2023 to 2050
BAU | 85 | PWRSDSINDEA | Short-duration storage (Li-ion 4h), India – East, region XX (investable) | 8 | Efficiency | fraction | User defined | 0 | 0.9 | 0.9 | 0.9 | 0.9 | 0.9 | 0.9 | 0.9 | 0.9 | 0.9 | 0.9 | 0.9 | 0.9 | 0.9 | 0.9 | 0.9 | 0.9 | 0.9 | 0.9 | 0.9 | 0.9 | 0.9 | 0.9 | 0.9 | 0.9 | 0.9 | 0.9 | 0.9 | 0.9 | Intergovernmental Panel on Climate Change (IPCC), "2006 IPCC Guidelines for National Greenhouse Gas Inventories, Vol. 2: Energy," Hayama, Japan, 2006. [Online]. Available: https://www.ipcc-nggip.iges.or.jp/public/2006gl/vol2.html
BAU | 85 | PWRSDSINDEA | Short-duration storage (Li-ion 4h), India – East, region XX (investable) | 9 | TotalAnnualMinCapacityInvestment | GW | User defined | 0 | 0 | 0 | 0 | 0 | 0 | 0 | 0 | 0 | 0 | 0 | 0 | 0 | 0 | 0 | 0 | 0 | 0 | 0 | 0 | 0 | 0 | 0 | 0 | 0 | 0 | 0 | 0 | 0 | Central Electricity Authority (CEA), "National Electricity Plan, Volume I — Generation," Ministry of Power, Government of India, New Delhi, 2023. [Online]. Available: https://cea.nic.in Ministry of New and Renewable Energy (MNRE), "Renewable Energy Targets and Capacity Additions," MNRE, Government of India, New Delhi, 2024.
BAU | 86 | PWRSDSINDWE | Short-duration storage (Li-ion 4h), India – West, region XX (investable) | 1 | CapitalCost | USD/kW | User defined | 0 | 882 | 804 | 726 | 703.8 | 681.6 | 659.4 | 637.2 | 615 | 606.2 | 597.4 | 588.6 | 579.8 | 571 | 562.4 | 553.8 | 545.2 | 536.6 | 528 | 519 | 510 | 501 | 492 | 483 | 474.2 | 465.4 | 456.6 | 447.8 | 439 | Central Electricity Authority (CEA), "National Electricity Plan 2022–2032, Annexure-A," Ministry of Power, Government of India, New Delhi, 2023. [Online]. Available: https://cea.nic.in National Renewable Energy Laboratory (NREL), "Annual Technology Baseline 2024 — Utility-Scale Battery Storage," NREL, Golden, CO, USA, 2024. [Online]. Available: https://atb.nrel.gov/electricity/2024/utility-scale_battery_storage W. Cole et al., "Cost Projections for Utility-Scale Battery Storage: 2025 Update," NREL, Golden, CO, USA, NREL/TP-6A20-93281, 2025. [Online]. Available: https://docs.nrel.gov/docs/fy25osti/93281.pdf
BAU | 86 | PWRSDSINDWE | Short-duration storage (Li-ion 4h), India – West, region XX (investable) | 2 | FixedCost | USD/kW/yr | User defined | 0 | 20 | 20.5 | 21 | 20.2 | 19.4 | 18.6 | 17.8 | 17 | 17 | 17 | 17 | 17 | 17 | 16.8 | 16.6 | 16.4 | 16.2 | 16 | 16 | 16 | 16 | 16 | 16 | 15.8 | 15.6 | 15.4 | 15.2 | 15 | Central Electricity Authority (CEA), "National Electricity Plan 2022–2032, Annexure-A," Ministry of Power, Government of India, New Delhi, 2023. [Online]. Available: https://cea.nic.in National Renewable Energy Laboratory (NREL), "Annual Technology Baseline 2024 — Utility-Scale Battery Storage," NREL, Golden, CO, USA, 2024. [Online]. Available: https://atb.nrel.gov/electricity/2024/utility-scale_battery_storage W. Cole et al., "Cost Projections for Utility-Scale Battery Storage: 2025 Update," NREL, Golden, CO, USA, NREL/TP-6A20-93281, 2025. [Online]. Available: https://docs.nrel.gov/docs/fy25osti/93281.pdf
BAU | 86 | PWRSDSINDWE | Short-duration storage (Li-ion 4h), India – West, region XX (investable) | 3 | ResidualCapacity | GW | User defined | 0 | 0 | 0 | 0 | 0 | 0 | 0 | 0 | 0 | 0 | 0 | 0 | 0 | 0 | 0 | 0 | 0 | 0 | 0 | 0 | 0 | 0 | 0 | 0 | 0 | 0 | 0 | 0 | 0 | NITI Aayog, "India Climate and Energy Dashboard (ICED) — Plant Information and Capacity Metatable," NITI Aayog, Government of India, New Delhi, Feb. 2025. [Online]. Available: https://iced.niti.gov.in
BAU | 86 | PWRSDSINDWE | Short-duration storage (Li-ion 4h), India – West, region XX (investable) | 4 | TotalAnnualMaxCapacity | GW | User defined | 0 | [28 empty] | Central Electricity Authority (CEA), "National Electricity Plan, Volume I — Generation," Ministry of Power, Government of India, New Delhi, 2023. [Online]. Available: https://cea.nic.in NITI Aayog, "India Climate and Energy Dashboard (ICED) — Plant Information and Capacity Metatable," NITI Aayog, Government of India, New Delhi, Feb. 2025. [Online]. Available: https://iced.niti.gov.in
BAU | 86 | PWRSDSINDWE | Short-duration storage (Li-ion 4h), India – West, region XX (investable) | 5 | TotalTechnologyAnnualActivityUpperLimit | PJ | User defined | 0 | [28 empty] | Central Electricity Authority (CEA), "National Electricity Plan, Volume I — Generation," Ministry of Power, Government of India, New Delhi, 2023. [Online]. Available: https://cea.nic.in NITI Aayog, "India Climate and Energy Dashboard (ICED) — Plant Information and Capacity Metatable," NITI Aayog, Government of India, New Delhi, Feb. 2025. [Online]. Available: https://iced.niti.gov.in
BAU | 86 | PWRSDSINDWE | Short-duration storage (Li-ion 4h), India – West, region XX (investable) | 6 | TotalAnnualMinCapacity | GW | User defined | 0 | [28 empty] | Central Electricity Authority (CEA), "National Electricity Plan, Volume I — Generation," Ministry of Power, Government of India, New Delhi, 2023. [Online]. Available: https://cea.nic.in
BAU | 86 | PWRSDSINDWE | Short-duration storage (Li-ion 4h), India – West, region XX (investable) | 7 | AvailabilityFactor | fraction | User defined | 0 | [28 empty] | M. Howells et al., "OSeMOSYS: The Open Source Energy Modelling System," Energy Policy, vol. 39, no. 10, pp. 5850–5870, Oct. 2011. doi: 10.1016/j.enpol.2011.06.033 NITI Aayog, "India Climate and Energy Dashboard (ICED) — Plant Information and Capacity Metatable," NITI Aayog, Government of India, New Delhi, Feb. 2025. [Online]. Available: https://iced.niti.gov.in | bar: 2023 to 2050
BAU | 86 | PWRSDSINDWE | Short-duration storage (Li-ion 4h), India – West, region XX (investable) | 8 | Efficiency | fraction | User defined | 0 | 0.9 | 0.9 | 0.9 | 0.9 | 0.9 | 0.9 | 0.9 | 0.9 | 0.9 | 0.9 | 0.9 | 0.9 | 0.9 | 0.9 | 0.9 | 0.9 | 0.9 | 0.9 | 0.9 | 0.9 | 0.9 | 0.9 | 0.9 | 0.9 | 0.9 | 0.9 | 0.9 | 0.9 | Intergovernmental Panel on Climate Change (IPCC), "2006 IPCC Guidelines for National Greenhouse Gas Inventories, Vol. 2: Energy," Hayama, Japan, 2006. [Online]. Available: https://www.ipcc-nggip.iges.or.jp/public/2006gl/vol2.html
BAU | 86 | PWRSDSINDWE | Short-duration storage (Li-ion 4h), India – West, region XX (investable) | 9 | TotalAnnualMinCapacityInvestment | GW | User defined | 0 | 0 | 0 | 0 | 0 | 0 | 0 | 0 | 0 | 0 | 0 | 0 | 0 | 0 | 0 | 0 | 0 | 0 | 0 | 0 | 0 | 0 | 0 | 0 | 0 | 0 | 0 | 0 | 0 | Central Electricity Authority (CEA), "National Electricity Plan, Volume I — Generation," Ministry of Power, Government of India, New Delhi, 2023. [Online]. Available: https://cea.nic.in Ministry of New and Renewable Energy (MNRE), "Renewable Energy Targets and Capacity Additions," MNRE, Government of India, New Delhi, 2024.
BAU | 87 | PWRSDSINDNE | Short-duration storage (Li-ion 4h), India – Northeast, region XX (investable) | 1 | CapitalCost | USD/kW | User defined | 0 | 882 | 804 | 726 | 703.8 | 681.6 | 659.4 | 637.2 | 615 | 606.2 | 597.4 | 588.6 | 579.8 | 571 | 562.4 | 553.8 | 545.2 | 536.6 | 528 | 519 | 510 | 501 | 492 | 483 | 474.2 | 465.4 | 456.6 | 447.8 | 439 | Central Electricity Authority (CEA), "National Electricity Plan 2022–2032, Annexure-A," Ministry of Power, Government of India, New Delhi, 2023. [Online]. Available: https://cea.nic.in National Renewable Energy Laboratory (NREL), "Annual Technology Baseline 2024 — Utility-Scale Battery Storage," NREL, Golden, CO, USA, 2024. [Online]. Available: https://atb.nrel.gov/electricity/2024/utility-scale_battery_storage W. Cole et al., "Cost Projections for Utility-Scale Battery Storage: 2025 Update," NREL, Golden, CO, USA, NREL/TP-6A20-93281, 2025. [Online]. Available: https://docs.nrel.gov/docs/fy25osti/93281.pdf
BAU | 87 | PWRSDSINDNE | Short-duration storage (Li-ion 4h), India – Northeast, region XX (investable) | 2 | FixedCost | USD/kW/yr | User defined | 0 | 20 | 20.5 | 21 | 20.2 | 19.4 | 18.6 | 17.8 | 17 | 17 | 17 | 17 | 17 | 17 | 16.8 | 16.6 | 16.4 | 16.2 | 16 | 16 | 16 | 16 | 16 | 16 | 15.8 | 15.6 | 15.4 | 15.2 | 15 | Central Electricity Authority (CEA), "National Electricity Plan 2022–2032, Annexure-A," Ministry of Power, Government of India, New Delhi, 2023. [Online]. Available: https://cea.nic.in National Renewable Energy Laboratory (NREL), "Annual Technology Baseline 2024 — Utility-Scale Battery Storage," NREL, Golden, CO, USA, 2024. [Online]. Available: https://atb.nrel.gov/electricity/2024/utility-scale_battery_storage W. Cole et al., "Cost Projections for Utility-Scale Battery Storage: 2025 Update," NREL, Golden, CO, USA, NREL/TP-6A20-93281, 2025. [Online]. Available: https://docs.nrel.gov/docs/fy25osti/93281.pdf
BAU | 87 | PWRSDSINDNE | Short-duration storage (Li-ion 4h), India – Northeast, region XX (investable) | 3 | ResidualCapacity | GW | User defined | 0 | 0 | 0 | 0 | 0 | 0 | 0 | 0 | 0 | 0 | 0 | 0 | 0 | 0 | 0 | 0 | 0 | 0 | 0 | 0 | 0 | 0 | 0 | 0 | 0 | 0 | 0 | 0 | 0 | NITI Aayog, "India Climate and Energy Dashboard (ICED) — Plant Information and Capacity Metatable," NITI Aayog, Government of India, New Delhi, Feb. 2025. [Online]. Available: https://iced.niti.gov.in
BAU | 87 | PWRSDSINDNE | Short-duration storage (Li-ion 4h), India – Northeast, region XX (investable) | 4 | TotalAnnualMaxCapacity | GW | User defined | 0 | [28 empty] | Central Electricity Authority (CEA), "National Electricity Plan, Volume I — Generation," Ministry of Power, Government of India, New Delhi, 2023. [Online]. Available: https://cea.nic.in NITI Aayog, "India Climate and Energy Dashboard (ICED) — Plant Information and Capacity Metatable," NITI Aayog, Government of India, New Delhi, Feb. 2025. [Online]. Available: https://iced.niti.gov.in
BAU | 87 | PWRSDSINDNE | Short-duration storage (Li-ion 4h), India – Northeast, region XX (investable) | 5 | TotalTechnologyAnnualActivityUpperLimit | PJ | User defined | 0 | [28 empty] | Central Electricity Authority (CEA), "National Electricity Plan, Volume I — Generation," Ministry of Power, Government of India, New Delhi, 2023. [Online]. Available: https://cea.nic.in NITI Aayog, "India Climate and Energy Dashboard (ICED) — Plant Information and Capacity Metatable," NITI Aayog, Government of India, New Delhi, Feb. 2025. [Online]. Available: https://iced.niti.gov.in
BAU | 87 | PWRSDSINDNE | Short-duration storage (Li-ion 4h), India – Northeast, region XX (investable) | 6 | TotalAnnualMinCapacity | GW | User defined | 0 | [28 empty] | Central Electricity Authority (CEA), "National Electricity Plan, Volume I — Generation," Ministry of Power, Government of India, New Delhi, 2023. [Online]. Available: https://cea.nic.in
BAU | 87 | PWRSDSINDNE | Short-duration storage (Li-ion 4h), India – Northeast, region XX (investable) | 7 | AvailabilityFactor | fraction | User defined | 0 | [28 empty] | M. Howells et al., "OSeMOSYS: The Open Source Energy Modelling System," Energy Policy, vol. 39, no. 10, pp. 5850–5870, Oct. 2011. doi: 10.1016/j.enpol.2011.06.033 NITI Aayog, "India Climate and Energy Dashboard (ICED) — Plant Information and Capacity Metatable," NITI Aayog, Government of India, New Delhi, Feb. 2025. [Online]. Available: https://iced.niti.gov.in | bar: 2023 to 2050
BAU | 87 | PWRSDSINDNE | Short-duration storage (Li-ion 4h), India – Northeast, region XX (investable) | 8 | Efficiency | fraction | User defined | 0 | 0.9 | 0.9 | 0.9 | 0.9 | 0.9 | 0.9 | 0.9 | 0.9 | 0.9 | 0.9 | 0.9 | 0.9 | 0.9 | 0.9 | 0.9 | 0.9 | 0.9 | 0.9 | 0.9 | 0.9 | 0.9 | 0.9 | 0.9 | 0.9 | 0.9 | 0.9 | 0.9 | 0.9 | Intergovernmental Panel on Climate Change (IPCC), "2006 IPCC Guidelines for National Greenhouse Gas Inventories, Vol. 2: Energy," Hayama, Japan, 2006. [Online]. Available: https://www.ipcc-nggip.iges.or.jp/public/2006gl/vol2.html
BAU | 87 | PWRSDSINDNE | Short-duration storage (Li-ion 4h), India – Northeast, region XX (investable) | 9 | TotalAnnualMinCapacityInvestment | GW | User defined | 0 | 0 | 0 | 0 | 0 | 0 | 0 | 0 | 0 | 0 | 0 | 0 | 0 | 0 | 0 | 0 | 0 | 0 | 0 | 0 | 0 | 0 | 0 | 0 | 0 | 0 | 0 | 0 | 0 | Central Electricity Authority (CEA), "National Electricity Plan, Volume I — Generation," Ministry of Power, Government of India, New Delhi, 2023. [Online]. Available: https://cea.nic.in Ministry of New and Renewable Energy (MNRE), "Renewable Energy Targets and Capacity Additions," MNRE, Government of India, New Delhi, 2024.
BAU | 88 | PWRSDSNPLXX | Short-duration storage (Li-ion 4h), Nepal, region XX (investable) | 1 | CapitalCost | USD/kW | User defined | 0 | 1146.6 | 1045.2 | 943.8 | 914.9 | 886.1 | 857.2 | 828.4 | 799.5 | 788.1 | 776.6 | 765.2 | 753.7 | 742.3 | 731.1 | 719.9 | 708.8 | 697.6 | 686.4 | 674.7 | 663 | 651.3 | 639.6 | 627.9 | 616.5 | 605 | 593.6 | 582.1 | 570.7 | Central Electricity Authority (CEA), "National Electricity Plan 2022–2032, Annexure-A," Ministry of Power, Government of India, New Delhi, 2023. [Online]. Available: https://cea.nic.in National Renewable Energy Laboratory (NREL), "Annual Technology Baseline 2024 — Utility-Scale Battery Storage," NREL, Golden, CO, USA, 2024. [Online]. Available: https://atb.nrel.gov/electricity/2024/utility-scale_battery_storage W. Cole et al., "Cost Projections for Utility-Scale Battery Storage: 2025 Update," NREL, Golden, CO, USA, NREL/TP-6A20-93281, 2025. [Online]. Available: https://docs.nrel.gov/docs/fy25osti/93281.pdf
BAU | 88 | PWRSDSNPLXX | Short-duration storage (Li-ion 4h), Nepal, region XX (investable) | 2 | FixedCost | USD/kW/yr | User defined | 0 | 26 | 26.65 | 27.3 | 26.26 | 25.22 | 24.18 | 23.14 | 22.1 | 22.1 | 22.1 | 22.1 | 22.1 | 22.1 | 21.84 | 21.58 | 21.32 | 21.06 | 20.8 | 20.8 | 20.8 | 20.8 | 20.8 | 20.8 | 20.54 | 20.28 | 20.02 | 19.76 | 19.5 | Central Electricity Authority (CEA), "National Electricity Plan 2022–2032, Annexure-A," Ministry of Power, Government of India, New Delhi, 2023. [Online]. Available: https://cea.nic.in National Renewable Energy Laboratory (NREL), "Annual Technology Baseline 2024 — Utility-Scale Battery Storage," NREL, Golden, CO, USA, 2024. [Online]. Available: https://atb.nrel.gov/electricity/2024/utility-scale_battery_storage W. Cole et al., "Cost Projections for Utility-Scale Battery Storage: 2025 Update," NREL, Golden, CO, USA, NREL/TP-6A20-93281, 2025. [Online]. Available: https://docs.nrel.gov/docs/fy25osti/93281.pdf
BAU | 88 | PWRSDSNPLXX | Short-duration storage (Li-ion 4h), Nepal, region XX (investable) | 3 | ResidualCapacity | GW | User defined | 0 | 0 | 0 | 0 | 0 | 0 | 0 | 0 | 0 | 0 | 0 | 0 | 0 | 0 | 0 | 0 | 0 | 0 | 0 | 0 | 0 | 0 | 0 | 0 | 0 | 0 | 0 | 0 | 0 | Nepal Electricity Authority (NEA), "Annual Report FY 2024/2025," NEA, Kathmandu, Nepal, 2025. [Online]. Available: https://www.nea.org.np Nepal Electricity Authority (NEA), "Generation Directorate Report 2076 (August 2019)," NEA, Kathmandu, Nepal, 2019.
BAU | 88 | PWRSDSNPLXX | Short-duration storage (Li-ion 4h), Nepal, region XX (investable) | 4 | TotalAnnualMaxCapacity | GW | User defined | 0 | [28 empty] | Nepal Electricity Authority (NEA), "Annual Report FY 2024/2025," NEA, Kathmandu, Nepal, 2025. [Online]. Available: https://www.nea.org.np Government of Nepal, "Second Nationally Determined Contribution," UNFCCC, 2020.
BAU | 88 | PWRSDSNPLXX | Short-duration storage (Li-ion 4h), Nepal, region XX (investable) | 5 | TotalTechnologyAnnualActivityUpperLimit | PJ | User defined | 0 | [28 empty] | Nepal Electricity Authority (NEA), "Annual Report FY 2024/2025," NEA, Kathmandu, Nepal, 2025. [Online]. Available: https://www.nea.org.np
BAU | 88 | PWRSDSNPLXX | Short-duration storage (Li-ion 4h), Nepal, region XX (investable) | 6 | TotalAnnualMinCapacity | GW | User defined | 0 | [28 empty] | Nepal Electricity Authority (NEA), "Annual Report FY 2024/2025," NEA, Kathmandu, Nepal, 2025. [Online]. Available: https://www.nea.org.np
BAU | 88 | PWRSDSNPLXX | Short-duration storage (Li-ion 4h), Nepal, region XX (investable) | 7 | AvailabilityFactor | fraction | User defined | 0 | [28 empty] | M. Howells et al., "OSeMOSYS: The Open Source Energy Modelling System," Energy Policy, vol. 39, no. 10, pp. 5850–5870, Oct. 2011. doi: 10.1016/j.enpol.2011.06.033 Nepal Electricity Authority (NEA), "Annual Report FY 2024/2025," NEA, Kathmandu, Nepal, 2025. [Online]. Available: https://www.nea.org.np | bar: 2023 to 2050
BAU | 88 | PWRSDSNPLXX | Short-duration storage (Li-ion 4h), Nepal, region XX (investable) | 8 | Efficiency | fraction | User defined | 0 | 0.9 | 0.9 | 0.9 | 0.9 | 0.9 | 0.9 | 0.9 | 0.9 | 0.9 | 0.9 | 0.9 | 0.9 | 0.9 | 0.9 | 0.9 | 0.9 | 0.9 | 0.9 | 0.9 | 0.9 | 0.9 | 0.9 | 0.9 | 0.9 | 0.9 | 0.9 | 0.9 | 0.9 | Intergovernmental Panel on Climate Change (IPCC), "2006 IPCC Guidelines for National Greenhouse Gas Inventories, Vol. 2: Energy," Hayama, Japan, 2006. [Online]. Available: https://www.ipcc-nggip.iges.or.jp/public/2006gl/vol2.html
BAU | 88 | PWRSDSNPLXX | Short-duration storage (Li-ion 4h), Nepal, region XX (investable) | 9 | TotalAnnualMinCapacityInvestment | GW | User defined | 0 | 0 | 0 | 0 | 0 | 0 | 0 | 0 | 0 | 0 | 0 | 0 | 0 | 0 | 0 | 0 | 0 | 0 | 0 | 0 | 0 | 0 | 0 | 0 | 0 | 0 | 0 | 0 | 0 | Government of Nepal, "Second Nationally Determined Contribution," UNFCCC, 2020. Government of Nepal, "Long-term Strategy for Net-Zero Emissions," Kathmandu, Nepal, 2021.
BAU | 89 | PWRSDSLKAXX | Short-duration storage (Li-ion 4h), Sri Lanka, region XX (investable) | 1 | CapitalCost | USD/kW | User defined | 0 | 1323 | 1206 | 1089 | 1055.7 | 1022.4 | 989.1 | 955.8 | 922.5 | 909.3 | 896.1 | 882.9 | 869.7 | 856.5 | 843.6 | 830.7 | 817.8 | 804.9 | 792 | 778.5 | 765 | 751.5 | 738 | 724.5 | 711.3 | 698.1 | 684.9 | 671.7 | 658.5 | Central Electricity Authority (CEA), "National Electricity Plan 2022–2032, Annexure-A," Ministry of Power, Government of India, New Delhi, 2023. [Online]. Available: https://cea.nic.in National Renewable Energy Laboratory (NREL), "Annual Technology Baseline 2024 — Utility-Scale Battery Storage," NREL, Golden, CO, USA, 2024. [Online]. Available: https://atb.nrel.gov/electricity/2024/utility-scale_battery_storage W. Cole et al., "Cost Projections for Utility-Scale Battery Storage: 2025 Update," NREL, Golden, CO, USA, NREL/TP-6A20-93281, 2025. [Online]. Available: https://docs.nrel.gov/docs/fy25osti/93281.pdf
BAU | 89 | PWRSDSLKAXX | Short-duration storage (Li-ion 4h), Sri Lanka, region XX (investable) | 2 | FixedCost | USD/kW/yr | User defined | 0 | 30 | 30.75 | 31.5 | 30.3 | 29.1 | 27.9 | 26.7 | 25.5 | 25.5 | 25.5 | 25.5 | 25.5 | 25.5 | 25.2 | 24.9 | 24.6 | 24.3 | 24 | 24 | 24 | 24 | 24 | 24 | 23.7 | 23.4 | 23.1 | 22.8 | 22.5 | Central Electricity Authority (CEA), "National Electricity Plan 2022–2032, Annexure-A," Ministry of Power, Government of India, New Delhi, 2023. [Online]. Available: https://cea.nic.in National Renewable Energy Laboratory (NREL), "Annual Technology Baseline 2024 — Utility-Scale Battery Storage," NREL, Golden, CO, USA, 2024. [Online]. Available: https://atb.nrel.gov/electricity/2024/utility-scale_battery_storage W. Cole et al., "Cost Projections for Utility-Scale Battery Storage: 2025 Update," NREL, Golden, CO, USA, NREL/TP-6A20-93281, 2025. [Online]. Available: https://docs.nrel.gov/docs/fy25osti/93281.pdf
BAU | 89 | PWRSDSLKAXX | Short-duration storage (Li-ion 4h), Sri Lanka, region XX (investable) | 3 | ResidualCapacity | GW | User defined | 0 | 0 | 0 | 0 | 0 | 0 | 0 | 0 | 0 | 0 | 0 | 0 | 0 | 0 | 0 | 0 | 0 | 0 | 0 | 0 | 0 | 0 | 0 | 0 | 0 | 0 | 0 | 0 | 0 | Ceylon Electricity Board (CEB), "Annual Report 2023," CEB, Colombo, Sri Lanka, 2024. [Online]. Available: https://www.ceb.lk Ceylon Electricity Board (CEB), "Long-Term Generation Expansion Plan 2025–2044," CEB, Colombo, Sri Lanka, 2024. [Online]. Available: https://www.ceb.lk/front_img/img_reports/1748839124LTGEP-2025-2044-FINAL_c.pdf
BAU | 89 | PWRSDSLKAXX | Short-duration storage (Li-ion 4h), Sri Lanka, region XX (investable) | 4 | TotalAnnualMaxCapacity | GW | User defined | 0 | [28 empty] | Ceylon Electricity Board (CEB), "Long-Term Generation Expansion Plan 2025–2044," CEB, Colombo, Sri Lanka, 2024. [Online]. Available: https://www.ceb.lk/front_img/img_reports/1748839124LTGEP-2025-2044-FINAL_c.pdf Ceylon Electricity Board (CEB) / Sri Lanka Sustainable Energy Authority (SLSEA), "RE Project Development Plan / GREAT 2025–2030," CEB/SLSEA, Colombo, Sri Lanka, Dec. 2024.
BAU | 89 | PWRSDSLKAXX | Short-duration storage (Li-ion 4h), Sri Lanka, region XX (investable) | 5 | TotalTechnologyAnnualActivityUpperLimit | PJ | User defined | 0 | [28 empty] | Ceylon Electricity Board (CEB), "Long-Term Generation Expansion Plan 2025–2044," CEB, Colombo, Sri Lanka, 2024. [Online]. Available: https://www.ceb.lk/front_img/img_reports/1748839124LTGEP-2025-2044-FINAL_c.pdf Ceylon Electricity Board (CEB), "Annual Report 2023," CEB, Colombo, Sri Lanka, 2024. [Online]. Available: https://www.ceb.lk
BAU | 89 | PWRSDSLKAXX | Short-duration storage (Li-ion 4h), Sri Lanka, region XX (investable) | 6 | TotalAnnualMinCapacity | GW | User defined | 0 | [28 empty] | Ceylon Electricity Board (CEB), "Long-Term Generation Expansion Plan 2025–2044," CEB, Colombo, Sri Lanka, 2024. [Online]. Available: https://www.ceb.lk/front_img/img_reports/1748839124LTGEP-2025-2044-FINAL_c.pdf
BAU | 89 | PWRSDSLKAXX | Short-duration storage (Li-ion 4h), Sri Lanka, region XX (investable) | 7 | AvailabilityFactor | fraction | User defined | 0 | [28 empty] | M. Howells et al., "OSeMOSYS: The Open Source Energy Modelling System," Energy Policy, vol. 39, no. 10, pp. 5850–5870, Oct. 2011. doi: 10.1016/j.enpol.2011.06.033 Ceylon Electricity Board (CEB), "Annual Report 2023," CEB, Colombo, Sri Lanka, 2024. [Online]. Available: https://www.ceb.lk | bar: 2023 to 2050
BAU | 89 | PWRSDSLKAXX | Short-duration storage (Li-ion 4h), Sri Lanka, region XX (investable) | 8 | Efficiency | fraction | User defined | 0 | 0.9 | 0.9 | 0.9 | 0.9 | 0.9 | 0.9 | 0.9 | 0.9 | 0.9 | 0.9 | 0.9 | 0.9 | 0.9 | 0.9 | 0.9 | 0.9 | 0.9 | 0.9 | 0.9 | 0.9 | 0.9 | 0.9 | 0.9 | 0.9 | 0.9 | 0.9 | 0.9 | 0.9 | Intergovernmental Panel on Climate Change (IPCC), "2006 IPCC Guidelines for National Greenhouse Gas Inventories, Vol. 2: Energy," Hayama, Japan, 2006. [Online]. Available: https://www.ipcc-nggip.iges.or.jp/public/2006gl/vol2.html
BAU | 89 | PWRSDSLKAXX | Short-duration storage (Li-ion 4h), Sri Lanka, region XX (investable) | 9 | TotalAnnualMinCapacityInvestment | GW | User defined | 0 | 0 | 0 | 0.005 | 0.1 | 0 | 0.1 | 0.1 | 0.05 | 0.1 | 0.2 | 0 | 0 | 0 | 0 | 0 | 0 | 0 | 0 | 0 | 0 | 0 | 0.05 | 0 | 0 | 0 | 0 | 0 | 0 | Ceylon Electricity Board (CEB), "Long-Term Generation Expansion Plan 2025–2044," CEB, Colombo, Sri Lanka, 2024. [Online]. Available: https://www.ceb.lk/front_img/img_reports/1748839124LTGEP-2025-2044-FINAL_c.pdf Government of Sri Lanka, "Updated Nationally Determined Contributions," UNFCCC, 2021.
BAU | 90 | PWRSDSMDVXX | Short-duration storage (Li-ion 4h), Maldives, region XX (investable) | 1 | CapitalCost | USD/kW | User defined | 0 | 1323 | 1206 | 1089 | 1055.7 | 1022.4 | 989.1 | 955.8 | 922.5 | 909.3 | 896.1 | 882.9 | 869.7 | 856.5 | 843.6 | 830.7 | 817.8 | 804.9 | 792 | 778.5 | 765 | 751.5 | 738 | 724.5 | 711.3 | 698.1 | 684.9 | 671.7 | 658.5 | Central Electricity Authority (CEA), "National Electricity Plan 2022–2032, Annexure-A," Ministry of Power, Government of India, New Delhi, 2023. [Online]. Available: https://cea.nic.in National Renewable Energy Laboratory (NREL), "Annual Technology Baseline 2024 — Utility-Scale Battery Storage," NREL, Golden, CO, USA, 2024. [Online]. Available: https://atb.nrel.gov/electricity/2024/utility-scale_battery_storage W. Cole et al., "Cost Projections for Utility-Scale Battery Storage: 2025 Update," NREL, Golden, CO, USA, NREL/TP-6A20-93281, 2025. [Online]. Available: https://docs.nrel.gov/docs/fy25osti/93281.pdf
BAU | 90 | PWRSDSMDVXX | Short-duration storage (Li-ion 4h), Maldives, region XX (investable) | 2 | FixedCost | USD/kW/yr | User defined | 0 | 30 | 30.75 | 31.5 | 30.3 | 29.1 | 27.9 | 26.7 | 25.5 | 25.5 | 25.5 | 25.5 | 25.5 | 25.5 | 25.2 | 24.9 | 24.6 | 24.3 | 24 | 24 | 24 | 24 | 24 | 24 | 23.7 | 23.4 | 23.1 | 22.8 | 22.5 | Central Electricity Authority (CEA), "National Electricity Plan 2022–2032, Annexure-A," Ministry of Power, Government of India, New Delhi, 2023. [Online]. Available: https://cea.nic.in National Renewable Energy Laboratory (NREL), "Annual Technology Baseline 2024 — Utility-Scale Battery Storage," NREL, Golden, CO, USA, 2024. [Online]. Available: https://atb.nrel.gov/electricity/2024/utility-scale_battery_storage W. Cole et al., "Cost Projections for Utility-Scale Battery Storage: 2025 Update," NREL, Golden, CO, USA, NREL/TP-6A20-93281, 2025. [Online]. Available: https://docs.nrel.gov/docs/fy25osti/93281.pdf
BAU | 90 | PWRSDSMDVXX | Short-duration storage (Li-ion 4h), Maldives, region XX (investable) | 3 | ResidualCapacity | GW | User defined | 0 | 0 | 0 | 0 | 0 | 0 | 0 | 0 | 0 | 0 | 0 | 0 | 0 | 0 | 0 | 0 | 0 | 0 | 0 | 0 | 0 | 0 | 0 | 0 | 0 | 0 | 0 | 0 | 0 | Government of Maldives, "Maldives Energy Roadmap 2024–2033," Ministry of Climate Change, Environment and Energy (MCCEE), Malé, Maldives, Nov. 2024. [Online]. Available: https://www.environment.gov.mv/v2/wp-content/files/publications/20241107-pub-energy-roadmap-maldives-2024-2033-.pdf State Electric Company Limited (STELCO), "Annual Report and Generation Data," STELCO, Malé, Maldives, 2024.
BAU | 90 | PWRSDSMDVXX | Short-duration storage (Li-ion 4h), Maldives, region XX (investable) | 4 | TotalAnnualMaxCapacity | GW | User defined | 0 | [28 empty] | Government of Maldives, "Maldives Energy Roadmap 2024–2033," Ministry of Climate Change, Environment and Energy (MCCEE), Malé, Maldives, Nov. 2024. [Online]. Available: https://www.environment.gov.mv/v2/wp-content/files/publications/20241107-pub-energy-roadmap-maldives-2024-2033-.pdf
BAU | 90 | PWRSDSMDVXX | Short-duration storage (Li-ion 4h), Maldives, region XX (investable) | 5 | TotalTechnologyAnnualActivityUpperLimit | PJ | User defined | 0 | [28 empty] | Government of Maldives, "Maldives Energy Roadmap 2024–2033," Ministry of Climate Change, Environment and Energy (MCCEE), Malé, Maldives, Nov. 2024. [Online]. Available: https://www.environment.gov.mv/v2/wp-content/files/publications/20241107-pub-energy-roadmap-maldives-2024-2033-.pdf
BAU | 90 | PWRSDSMDVXX | Short-duration storage (Li-ion 4h), Maldives, region XX (investable) | 6 | TotalAnnualMinCapacity | GW | User defined | 0 | [28 empty] | Government of Maldives, "Maldives Energy Roadmap 2024–2033," Ministry of Climate Change, Environment and Energy (MCCEE), Malé, Maldives, Nov. 2024. [Online]. Available: https://www.environment.gov.mv/v2/wp-content/files/publications/20241107-pub-energy-roadmap-maldives-2024-2033-.pdf
BAU | 90 | PWRSDSMDVXX | Short-duration storage (Li-ion 4h), Maldives, region XX (investable) | 7 | AvailabilityFactor | fraction | User defined | 0 | [28 empty] | M. Howells et al., "OSeMOSYS: The Open Source Energy Modelling System," Energy Policy, vol. 39, no. 10, pp. 5850–5870, Oct. 2011. doi: 10.1016/j.enpol.2011.06.033 Government of Maldives, "Maldives Energy Roadmap 2024–2033," Ministry of Climate Change, Environment and Energy (MCCEE), Malé, Maldives, Nov. 2024. [Online]. Available: https://www.environment.gov.mv/v2/wp-content/files/publications/20241107-pub-energy-roadmap-maldives-2024-2033-.pdf | bar: 2023 to 2050
BAU | 90 | PWRSDSMDVXX | Short-duration storage (Li-ion 4h), Maldives, region XX (investable) | 8 | Efficiency | fraction | User defined | 0 | 0.9 | 0.9 | 0.9 | 0.9 | 0.9 | 0.9 | 0.9 | 0.9 | 0.9 | 0.9 | 0.9 | 0.9 | 0.9 | 0.9 | 0.9 | 0.9 | 0.9 | 0.9 | 0.9 | 0.9 | 0.9 | 0.9 | 0.9 | 0.9 | 0.9 | 0.9 | 0.9 | 0.9 | Intergovernmental Panel on Climate Change (IPCC), "2006 IPCC Guidelines for National Greenhouse Gas Inventories, Vol. 2: Energy," Hayama, Japan, 2006. [Online]. Available: https://www.ipcc-nggip.iges.or.jp/public/2006gl/vol2.html
BAU | 90 | PWRSDSMDVXX | Short-duration storage (Li-ion 4h), Maldives, region XX (investable) | 9 | TotalAnnualMinCapacityInvestment | GW | User defined | 0 | 0 | 0 | 0 | 0 | 0 | 0 | 0 | 0 | 0 | 0 | 0 | 0 | 0 | 0 | 0 | 0 | 0 | 0 | 0 | 0 | 0 | 0 | 0 | 0 | 0 | 0 | 0 | 0 | Government of Maldives, "Maldives Energy Roadmap 2024–2033," Ministry of Climate Change, Environment and Energy (MCCEE), Malé, Maldives, Nov. 2024. [Online]. Available: https://www.environment.gov.mv/v2/wp-content/files/publications/20241107-pub-energy-roadmap-maldives-2024-2033-.pdf
BAU | 91 | PWRLDSBGDXX | Long-duration storage (8h+), Bangladesh, region XX (investable) | 1 | CapitalCost | USD/kW | User defined | 0 | 2160 | 1957.8 | 1755.6 | 1694.2 | 1632.7 | 1571.3 | 1509.8 | 1448.4 | 1425.4 | 1402.3 | 1379.3 | 1356.2 | 1333.2 | 1310.2 | 1287.1 | 1264.1 | 1241 | 1218 | 1195 | 1171.9 | 1148.9 | 1125.8 | 1102.8 | 1080.2 | 1057.7 | 1035.1 | 1012.6 | 990 | National Renewable Energy Laboratory (NREL), "Annual Technology Baseline 2024 — Utility-Scale Battery Storage," NREL, Golden, CO, USA, 2024. [Online]. Available: https://atb.nrel.gov/electricity/2024/utility-scale_battery_storage W. Cole et al., "Cost Projections for Utility-Scale Battery Storage: 2025 Update," NREL, Golden, CO, USA, NREL/TP-6A20-93281, 2025. [Online]. Available: https://docs.nrel.gov/docs/fy25osti/93281.pdf
BAU | 91 | PWRLDSBGDXX | Long-duration storage (8h+), Bangladesh, region XX (investable) | 2 | FixedCost | USD/kW/yr | User defined | 0 | 54 | 55.2 | 56.4 | 54.24 | 52.08 | 49.92 | 47.76 | 45.6 | 45.36 | 45.12 | 44.88 | 44.64 | 44.4 | 43.92 | 43.44 | 42.96 | 42.48 | 42 | 41.76 | 41.52 | 41.28 | 41.04 | 40.8 | 40.56 | 40.32 | 40.08 | 39.84 | 39.6 | National Renewable Energy Laboratory (NREL), "Annual Technology Baseline 2024 — Utility-Scale Battery Storage," NREL, Golden, CO, USA, 2024. [Online]. Available: https://atb.nrel.gov/electricity/2024/utility-scale_battery_storage W. Cole et al., "Cost Projections for Utility-Scale Battery Storage: 2025 Update," NREL, Golden, CO, USA, NREL/TP-6A20-93281, 2025. [Online]. Available: https://docs.nrel.gov/docs/fy25osti/93281.pdf
BAU | 91 | PWRLDSBGDXX | Long-duration storage (8h+), Bangladesh, region XX (investable) | 3 | ResidualCapacity | GW | User defined | 0 | 0 | 0 | 0 | 0 | 0 | 0 | 0 | 0 | 0 | 0 | 0 | 0 | 0 | 0 | 0 | 0 | 0 | 0 | 0 | 0 | 0 | 0 | 0 | 0 | 0 | 0 | 0 | 0 | Bangladesh Power Development Board (BPDB), "Daily Generation Report," BPDB, Dhaka, Bangladesh, Feb. 2026. [Online]. Available: https://www.bpdb.gov.bd/ Bangladesh Power Development Board (BPDB), "Power Generation Units," BPDB, Dhaka, Bangladesh, Feb. 2026. [Online]. Available: https://www.bpdb.gov.bd/
BAU | 91 | PWRLDSBGDXX | Long-duration storage (8h+), Bangladesh, region XX (investable) | 4 | TotalAnnualMaxCapacity | GW | User defined | 0 | [28 empty] | Power Division, MoPEMR / JICA / IEEJ, "Integrated Energy and Power Master Plan (IEPMP) 2023," Government of the People's Republic of Bangladesh, Dhaka, Nov. 2023. [Online]. Available: https://powerdivision.portal.gov.bd Bangladesh Power Development Board (BPDB), "Daily Generation Report," BPDB, Dhaka, Bangladesh, Feb. 2026. [Online]. Available: https://www.bpdb.gov.bd/
BAU | 91 | PWRLDSBGDXX | Long-duration storage (8h+), Bangladesh, region XX (investable) | 5 | TotalTechnologyAnnualActivityUpperLimit | PJ | User defined | 0 | [28 empty] | Power Division, MoPEMR / JICA / IEEJ, "Integrated Energy and Power Master Plan (IEPMP) 2023," Government of the People's Republic of Bangladesh, Dhaka, Nov. 2023. [Online]. Available: https://powerdivision.portal.gov.bd Bangladesh Power Development Board (BPDB), "Daily Generation Report," BPDB, Dhaka, Bangladesh, Feb. 2026. [Online]. Available: https://www.bpdb.gov.bd/
BAU | 91 | PWRLDSBGDXX | Long-duration storage (8h+), Bangladesh, region XX (investable) | 6 | TotalAnnualMinCapacity | GW | User defined | 0 | [28 empty] | Power Division, MoPEMR / JICA / IEEJ, "Integrated Energy and Power Master Plan (IEPMP) 2023," Government of the People's Republic of Bangladesh, Dhaka, Nov. 2023. [Online]. Available: https://powerdivision.portal.gov.bd
BAU | 91 | PWRLDSBGDXX | Long-duration storage (8h+), Bangladesh, region XX (investable) | 7 | AvailabilityFactor | fraction | User defined | 0 | [28 empty] | M. Howells et al., "OSeMOSYS: The Open Source Energy Modelling System," Energy Policy, vol. 39, no. 10, pp. 5850–5870, Oct. 2011. doi: 10.1016/j.enpol.2011.06.033 Bangladesh Power Development Board (BPDB), "Daily Generation Report," BPDB, Dhaka, Bangladesh, Feb. 2026. [Online]. Available: https://www.bpdb.gov.bd/ | bar: 2023 to 2050
BAU | 91 | PWRLDSBGDXX | Long-duration storage (8h+), Bangladesh, region XX (investable) | 8 | Efficiency | fraction | User defined | 0 | 0.85 | 0.85 | 0.85 | 0.85 | 0.85 | 0.85 | 0.85 | 0.85 | 0.85 | 0.85 | 0.85 | 0.85 | 0.85 | 0.85 | 0.85 | 0.85 | 0.85 | 0.85 | 0.85 | 0.85 | 0.85 | 0.85 | 0.85 | 0.85 | 0.85 | 0.85 | 0.85 | 0.85 | Intergovernmental Panel on Climate Change (IPCC), "2006 IPCC Guidelines for National Greenhouse Gas Inventories, Vol. 2: Energy," Hayama, Japan, 2006. [Online]. Available: https://www.ipcc-nggip.iges.or.jp/public/2006gl/vol2.html
BAU | 91 | PWRLDSBGDXX | Long-duration storage (8h+), Bangladesh, region XX (investable) | 9 | TotalAnnualMinCapacityInvestment | GW | User defined | 0 | 0 | 0 | 0 | 0 | 0 | 0 | 0 | 0 | 0 | 0 | 0 | 0 | 0 | 0 | 0 | 0 | 0 | 0 | 0 | 0 | 0 | 0 | 0 | 0 | 0 | 0 | 0 | 0 | Power Division, MoPEMR / JICA / IEEJ, "Integrated Energy and Power Master Plan (IEPMP) 2023," Government of the People's Republic of Bangladesh, Dhaka, Nov. 2023. [Online]. Available: https://powerdivision.portal.gov.bd
BAU | 92 | PWRLDSBTNXX | Long-duration storage (8h+), Bhutan, region XX (investable) | 1 | CapitalCost | USD/kW | User defined | 0 | 2520 | 2284.1 | 2048.2 | 1976.52 | 1904.84 | 1833.16 | 1761.48 | 1689.8 | 1662.92 | 1636.04 | 1609.16 | 1582.28 | 1555.4 | 1528.52 | 1501.64 | 1474.76 | 1447.88 | 1421 | 1394.12 | 1367.24 | 1340.36 | 1313.48 | 1286.6 | 1260.28 | 1233.96 | 1207.64 | 1181.32 | 1155 | National Renewable Energy Laboratory (NREL), "Annual Technology Baseline 2024 — Utility-Scale Battery Storage," NREL, Golden, CO, USA, 2024. [Online]. Available: https://atb.nrel.gov/electricity/2024/utility-scale_battery_storage W. Cole et al., "Cost Projections for Utility-Scale Battery Storage: 2025 Update," NREL, Golden, CO, USA, NREL/TP-6A20-93281, 2025. [Online]. Available: https://docs.nrel.gov/docs/fy25osti/93281.pdf
BAU | 92 | PWRLDSBTNXX | Long-duration storage (8h+), Bhutan, region XX (investable) | 2 | FixedCost | USD/kW/yr | User defined | 0 | 63 | 64.4 | 65.8 | 63.28 | 60.76 | 58.24 | 55.72 | 53.2 | 52.92 | 52.64 | 52.36 | 52.08 | 51.8 | 51.24 | 50.68 | 50.12 | 49.56 | 49 | 48.72 | 48.44 | 48.16 | 47.88 | 47.6 | 47.32 | 47.04 | 46.76 | 46.48 | 46.2 | National Renewable Energy Laboratory (NREL), "Annual Technology Baseline 2024 — Utility-Scale Battery Storage," NREL, Golden, CO, USA, 2024. [Online]. Available: https://atb.nrel.gov/electricity/2024/utility-scale_battery_storage W. Cole et al., "Cost Projections for Utility-Scale Battery Storage: 2025 Update," NREL, Golden, CO, USA, NREL/TP-6A20-93281, 2025. [Online]. Available: https://docs.nrel.gov/docs/fy25osti/93281.pdf
BAU | 92 | PWRLDSBTNXX | Long-duration storage (8h+), Bhutan, region XX (investable) | 3 | ResidualCapacity | GW | User defined | 0 | 0 | 0 | 0 | 0 | 0 | 0 | 0 | 0 | 0 | 0 | 0 | 0 | 0 | 0 | 0 | 0 | 0 | 0 | 0 | 0 | 0 | 0 | 0 | 0 | 0 | 0 | 0 | 0 | Bhutan Power Corporation Limited (BPC), "Power Data Book 2024," BPC, Thimphu, Bhutan, 2024. [Online]. Available: https://www.bpc.bt/ Druk Green Power Corporation (DGPC), "Annual Report 2023," DGPC, Thimphu, Bhutan, 2023.
BAU | 92 | PWRLDSBTNXX | Long-duration storage (8h+), Bhutan, region XX (investable) | 4 | TotalAnnualMaxCapacity | GW | User defined | 0 | [28 empty] | Japan International Cooperation Agency (JICA), "Bhutan Power System Master Plan 2040," JICA/Ministry of Economic Affairs, Thimphu, Bhutan, 2022. [Online]. Available: https://www.jica.go.jp/english/overseas/bhutan/information/topics/2022/220518.html Ministry of Energy and Natural Resources (MoENR), "National Energy Policy 2025 — Empowering Energy Security and Sustainable Growth," Royal Government of Bhutan, Thimphu, Jun. 2025. [Online]. Available: https://www.moenr.gov.bt/wp-content/uploads/2017/07/National-Energy-Policy-2025.pdf
BAU | 92 | PWRLDSBTNXX | Long-duration storage (8h+), Bhutan, region XX (investable) | 5 | TotalTechnologyAnnualActivityUpperLimit | PJ | User defined | 0 | [28 empty] | Japan International Cooperation Agency (JICA), "Bhutan Power System Master Plan 2040," JICA/Ministry of Economic Affairs, Thimphu, Bhutan, 2022. [Online]. Available: https://www.jica.go.jp/english/overseas/bhutan/information/topics/2022/220518.html Bhutan Power Corporation Limited (BPC), "Power Data Book 2024," BPC, Thimphu, Bhutan, 2024. [Online]. Available: https://www.bpc.bt/
BAU | 92 | PWRLDSBTNXX | Long-duration storage (8h+), Bhutan, region XX (investable) | 6 | TotalAnnualMinCapacity | GW | User defined | 0 | [28 empty] | Japan International Cooperation Agency (JICA), "Bhutan Power System Master Plan 2040," JICA/Ministry of Economic Affairs, Thimphu, Bhutan, 2022. [Online]. Available: https://www.jica.go.jp/english/overseas/bhutan/information/topics/2022/220518.html
BAU | 92 | PWRLDSBTNXX | Long-duration storage (8h+), Bhutan, region XX (investable) | 7 | AvailabilityFactor | fraction | User defined | 0 | [28 empty] | M. Howells et al., "OSeMOSYS: The Open Source Energy Modelling System," Energy Policy, vol. 39, no. 10, pp. 5850–5870, Oct. 2011. doi: 10.1016/j.enpol.2011.06.033 Bhutan Power Corporation Limited (BPC), "Power Data Book 2024," BPC, Thimphu, Bhutan, 2024. [Online]. Available: https://www.bpc.bt/ | bar: 2023 to 2050
BAU | 92 | PWRLDSBTNXX | Long-duration storage (8h+), Bhutan, region XX (investable) | 8 | Efficiency | fraction | User defined | 0 | 0.85 | 0.85 | 0.85 | 0.85 | 0.85 | 0.85 | 0.85 | 0.85 | 0.85 | 0.85 | 0.85 | 0.85 | 0.85 | 0.85 | 0.85 | 0.85 | 0.85 | 0.85 | 0.85 | 0.85 | 0.85 | 0.85 | 0.85 | 0.85 | 0.85 | 0.85 | 0.85 | 0.85 | Intergovernmental Panel on Climate Change (IPCC), "2006 IPCC Guidelines for National Greenhouse Gas Inventories, Vol. 2: Energy," Hayama, Japan, 2006. [Online]. Available: https://www.ipcc-nggip.iges.or.jp/public/2006gl/vol2.html
BAU | 92 | PWRLDSBTNXX | Long-duration storage (8h+), Bhutan, region XX (investable) | 9 | TotalAnnualMinCapacityInvestment | GW | User defined | 0 | 0 | 0 | 0 | 0 | 0 | 0 | 0 | 0 | 0 | 0 | 0 | 0 | 0 | 0 | 0 | 0 | 0 | 0 | 0 | 0 | 0 | 0 | 0 | 0 | 0 | 0 | 0 | 0 | Japan International Cooperation Agency (JICA), "Bhutan Power System Master Plan 2040," JICA/Ministry of Economic Affairs, Thimphu, Bhutan, 2022. [Online]. Available: https://www.jica.go.jp/english/overseas/bhutan/information/topics/2022/220518.html Ministry of Energy and Natural Resources (MoENR), "National Energy Policy 2025 — Empowering Energy Security and Sustainable Growth," Royal Government of Bhutan, Thimphu, Jun. 2025. [Online]. Available: https://www.moenr.gov.bt/wp-content/uploads/2017/07/National-Energy-Policy-2025.pdf
BAU | 93 | PWRLDSINDNO | Long-duration storage (8h+), India – North, region XX (investable) | 1 | CapitalCost | USD/kW | User defined | 0 | 1800 | 1631.5 | 1463 | 1411.8 | 1360.6 | 1309.4 | 1258.2 | 1207 | 1187.8 | 1168.6 | 1149.4 | 1130.2 | 1111 | 1091.8 | 1072.6 | 1053.4 | 1034.2 | 1015 | 995.8 | 976.6 | 957.4 | 938.2 | 919 | 900.2 | 881.4 | 862.6 | 843.8 | 825 | National Renewable Energy Laboratory (NREL), "Annual Technology Baseline 2024 — Utility-Scale Battery Storage," NREL, Golden, CO, USA, 2024. [Online]. Available: https://atb.nrel.gov/electricity/2024/utility-scale_battery_storage W. Cole et al., "Cost Projections for Utility-Scale Battery Storage: 2025 Update," NREL, Golden, CO, USA, NREL/TP-6A20-93281, 2025. [Online]. Available: https://docs.nrel.gov/docs/fy25osti/93281.pdf
BAU | 93 | PWRLDSINDNO | Long-duration storage (8h+), India – North, region XX (investable) | 2 | FixedCost | USD/kW/yr | User defined | 0 | 45 | 46 | 47 | 45.2 | 43.4 | 41.6 | 39.8 | 38 | 37.8 | 37.6 | 37.4 | 37.2 | 37 | 36.6 | 36.2 | 35.8 | 35.4 | 35 | 34.8 | 34.6 | 34.4 | 34.2 | 34 | 33.8 | 33.6 | 33.4 | 33.2 | 33 | National Renewable Energy Laboratory (NREL), "Annual Technology Baseline 2024 — Utility-Scale Battery Storage," NREL, Golden, CO, USA, 2024. [Online]. Available: https://atb.nrel.gov/electricity/2024/utility-scale_battery_storage W. Cole et al., "Cost Projections for Utility-Scale Battery Storage: 2025 Update," NREL, Golden, CO, USA, NREL/TP-6A20-93281, 2025. [Online]. Available: https://docs.nrel.gov/docs/fy25osti/93281.pdf
BAU | 93 | PWRLDSINDNO | Long-duration storage (8h+), India – North, region XX (investable) | 3 | ResidualCapacity | GW | User defined | 0 | 0 | 0 | 0 | 0 | 0 | 0 | 0 | 0 | 0 | 0 | 0 | 0 | 0 | 0 | 0 | 0 | 0 | 0 | 0 | 0 | 0 | 0 | 0 | 0 | 0 | 0 | 0 | 0 | NITI Aayog, "India Climate and Energy Dashboard (ICED) — Plant Information and Capacity Metatable," NITI Aayog, Government of India, New Delhi, Feb. 2025. [Online]. Available: https://iced.niti.gov.in
BAU | 93 | PWRLDSINDNO | Long-duration storage (8h+), India – North, region XX (investable) | 4 | TotalAnnualMaxCapacity | GW | User defined | 0 | [28 empty] | Central Electricity Authority (CEA), "National Electricity Plan, Volume I — Generation," Ministry of Power, Government of India, New Delhi, 2023. [Online]. Available: https://cea.nic.in NITI Aayog, "India Climate and Energy Dashboard (ICED) — Plant Information and Capacity Metatable," NITI Aayog, Government of India, New Delhi, Feb. 2025. [Online]. Available: https://iced.niti.gov.in
BAU | 93 | PWRLDSINDNO | Long-duration storage (8h+), India – North, region XX (investable) | 5 | TotalTechnologyAnnualActivityUpperLimit | PJ | User defined | 0 | [28 empty] | Central Electricity Authority (CEA), "National Electricity Plan, Volume I — Generation," Ministry of Power, Government of India, New Delhi, 2023. [Online]. Available: https://cea.nic.in NITI Aayog, "India Climate and Energy Dashboard (ICED) — Plant Information and Capacity Metatable," NITI Aayog, Government of India, New Delhi, Feb. 2025. [Online]. Available: https://iced.niti.gov.in
BAU | 93 | PWRLDSINDNO | Long-duration storage (8h+), India – North, region XX (investable) | 6 | TotalAnnualMinCapacity | GW | User defined | 0 | [28 empty] | Central Electricity Authority (CEA), "National Electricity Plan, Volume I — Generation," Ministry of Power, Government of India, New Delhi, 2023. [Online]. Available: https://cea.nic.in
BAU | 93 | PWRLDSINDNO | Long-duration storage (8h+), India – North, region XX (investable) | 7 | AvailabilityFactor | fraction | User defined | 0 | [28 empty] | M. Howells et al., "OSeMOSYS: The Open Source Energy Modelling System," Energy Policy, vol. 39, no. 10, pp. 5850–5870, Oct. 2011. doi: 10.1016/j.enpol.2011.06.033 NITI Aayog, "India Climate and Energy Dashboard (ICED) — Plant Information and Capacity Metatable," NITI Aayog, Government of India, New Delhi, Feb. 2025. [Online]. Available: https://iced.niti.gov.in | bar: 2023 to 2050
BAU | 93 | PWRLDSINDNO | Long-duration storage (8h+), India – North, region XX (investable) | 8 | Efficiency | fraction | User defined | 0 | 0.85 | 0.85 | 0.85 | 0.85 | 0.85 | 0.85 | 0.85 | 0.85 | 0.85 | 0.85 | 0.85 | 0.85 | 0.85 | 0.85 | 0.85 | 0.85 | 0.85 | 0.85 | 0.85 | 0.85 | 0.85 | 0.85 | 0.85 | 0.85 | 0.85 | 0.85 | 0.85 | 0.85 | Intergovernmental Panel on Climate Change (IPCC), "2006 IPCC Guidelines for National Greenhouse Gas Inventories, Vol. 2: Energy," Hayama, Japan, 2006. [Online]. Available: https://www.ipcc-nggip.iges.or.jp/public/2006gl/vol2.html
BAU | 93 | PWRLDSINDNO | Long-duration storage (8h+), India – North, region XX (investable) | 9 | TotalAnnualMinCapacityInvestment | GW | User defined | 0 | 0 | 0 | 0 | 0 | 0 | 0 | 0 | 0 | 0 | 0 | 0 | 0 | 0 | 0 | 0 | 0 | 0 | 0 | 0 | 0 | 0 | 0 | 0 | 0 | 0 | 0 | 0 | 0 | Central Electricity Authority (CEA), "National Electricity Plan, Volume I — Generation," Ministry of Power, Government of India, New Delhi, 2023. [Online]. Available: https://cea.nic.in Ministry of New and Renewable Energy (MNRE), "Renewable Energy Targets and Capacity Additions," MNRE, Government of India, New Delhi, 2024.
BAU | 94 | PWRLDSINDSO | Long-duration storage (8h+), India – South, region XX (investable) | 1 | CapitalCost | USD/kW | User defined | 0 | 1800 | 1631.5 | 1463 | 1411.8 | 1360.6 | 1309.4 | 1258.2 | 1207 | 1187.8 | 1168.6 | 1149.4 | 1130.2 | 1111 | 1091.8 | 1072.6 | 1053.4 | 1034.2 | 1015 | 995.8 | 976.6 | 957.4 | 938.2 | 919 | 900.2 | 881.4 | 862.6 | 843.8 | 825 | National Renewable Energy Laboratory (NREL), "Annual Technology Baseline 2024 — Utility-Scale Battery Storage," NREL, Golden, CO, USA, 2024. [Online]. Available: https://atb.nrel.gov/electricity/2024/utility-scale_battery_storage W. Cole et al., "Cost Projections for Utility-Scale Battery Storage: 2025 Update," NREL, Golden, CO, USA, NREL/TP-6A20-93281, 2025. [Online]. Available: https://docs.nrel.gov/docs/fy25osti/93281.pdf
BAU | 94 | PWRLDSINDSO | Long-duration storage (8h+), India – South, region XX (investable) | 2 | FixedCost | USD/kW/yr | User defined | 0 | 45 | 46 | 47 | 45.2 | 43.4 | 41.6 | 39.8 | 38 | 37.8 | 37.6 | 37.4 | 37.2 | 37 | 36.6 | 36.2 | 35.8 | 35.4 | 35 | 34.8 | 34.6 | 34.4 | 34.2 | 34 | 33.8 | 33.6 | 33.4 | 33.2 | 33 | National Renewable Energy Laboratory (NREL), "Annual Technology Baseline 2024 — Utility-Scale Battery Storage," NREL, Golden, CO, USA, 2024. [Online]. Available: https://atb.nrel.gov/electricity/2024/utility-scale_battery_storage W. Cole et al., "Cost Projections for Utility-Scale Battery Storage: 2025 Update," NREL, Golden, CO, USA, NREL/TP-6A20-93281, 2025. [Online]. Available: https://docs.nrel.gov/docs/fy25osti/93281.pdf
BAU | 94 | PWRLDSINDSO | Long-duration storage (8h+), India – South, region XX (investable) | 3 | ResidualCapacity | GW | User defined | 0 | 0 | 0 | 0 | 0 | 0 | 0 | 0 | 0 | 0 | 0 | 0 | 0 | 0 | 0 | 0 | 0 | 0 | 0 | 0 | 0 | 0 | 0 | 0 | 0 | 0 | 0 | 0 | 0 | NITI Aayog, "India Climate and Energy Dashboard (ICED) — Plant Information and Capacity Metatable," NITI Aayog, Government of India, New Delhi, Feb. 2025. [Online]. Available: https://iced.niti.gov.in
BAU | 94 | PWRLDSINDSO | Long-duration storage (8h+), India – South, region XX (investable) | 4 | TotalAnnualMaxCapacity | GW | User defined | 0 | [28 empty] | Central Electricity Authority (CEA), "National Electricity Plan, Volume I — Generation," Ministry of Power, Government of India, New Delhi, 2023. [Online]. Available: https://cea.nic.in NITI Aayog, "India Climate and Energy Dashboard (ICED) — Plant Information and Capacity Metatable," NITI Aayog, Government of India, New Delhi, Feb. 2025. [Online]. Available: https://iced.niti.gov.in
BAU | 94 | PWRLDSINDSO | Long-duration storage (8h+), India – South, region XX (investable) | 5 | TotalTechnologyAnnualActivityUpperLimit | PJ | User defined | 0 | [28 empty] | Central Electricity Authority (CEA), "National Electricity Plan, Volume I — Generation," Ministry of Power, Government of India, New Delhi, 2023. [Online]. Available: https://cea.nic.in NITI Aayog, "India Climate and Energy Dashboard (ICED) — Plant Information and Capacity Metatable," NITI Aayog, Government of India, New Delhi, Feb. 2025. [Online]. Available: https://iced.niti.gov.in
BAU | 94 | PWRLDSINDSO | Long-duration storage (8h+), India – South, region XX (investable) | 6 | TotalAnnualMinCapacity | GW | User defined | 0 | [28 empty] | Central Electricity Authority (CEA), "National Electricity Plan, Volume I — Generation," Ministry of Power, Government of India, New Delhi, 2023. [Online]. Available: https://cea.nic.in
BAU | 94 | PWRLDSINDSO | Long-duration storage (8h+), India – South, region XX (investable) | 7 | AvailabilityFactor | fraction | User defined | 0 | [28 empty] | M. Howells et al., "OSeMOSYS: The Open Source Energy Modelling System," Energy Policy, vol. 39, no. 10, pp. 5850–5870, Oct. 2011. doi: 10.1016/j.enpol.2011.06.033 NITI Aayog, "India Climate and Energy Dashboard (ICED) — Plant Information and Capacity Metatable," NITI Aayog, Government of India, New Delhi, Feb. 2025. [Online]. Available: https://iced.niti.gov.in | bar: 2023 to 2050
BAU | 94 | PWRLDSINDSO | Long-duration storage (8h+), India – South, region XX (investable) | 8 | Efficiency | fraction | User defined | 0 | 0.85 | 0.85 | 0.85 | 0.85 | 0.85 | 0.85 | 0.85 | 0.85 | 0.85 | 0.85 | 0.85 | 0.85 | 0.85 | 0.85 | 0.85 | 0.85 | 0.85 | 0.85 | 0.85 | 0.85 | 0.85 | 0.85 | 0.85 | 0.85 | 0.85 | 0.85 | 0.85 | 0.85 | Intergovernmental Panel on Climate Change (IPCC), "2006 IPCC Guidelines for National Greenhouse Gas Inventories, Vol. 2: Energy," Hayama, Japan, 2006. [Online]. Available: https://www.ipcc-nggip.iges.or.jp/public/2006gl/vol2.html
BAU | 94 | PWRLDSINDSO | Long-duration storage (8h+), India – South, region XX (investable) | 9 | TotalAnnualMinCapacityInvestment | GW | User defined | 0 | 0 | 0 | 0 | 0 | 0 | 0 | 0 | 0 | 0 | 0 | 0 | 0 | 0 | 0 | 0 | 0 | 0 | 0 | 0 | 0 | 0 | 0 | 0 | 0 | 0 | 0 | 0 | 0 | Central Electricity Authority (CEA), "National Electricity Plan, Volume I — Generation," Ministry of Power, Government of India, New Delhi, 2023. [Online]. Available: https://cea.nic.in Ministry of New and Renewable Energy (MNRE), "Renewable Energy Targets and Capacity Additions," MNRE, Government of India, New Delhi, 2024.
BAU | 95 | PWRLDSINDEA | Long-duration storage (8h+), India – East, region XX (investable) | 1 | CapitalCost | USD/kW | User defined | 0 | 1800 | 1631.5 | 1463 | 1411.8 | 1360.6 | 1309.4 | 1258.2 | 1207 | 1187.8 | 1168.6 | 1149.4 | 1130.2 | 1111 | 1091.8 | 1072.6 | 1053.4 | 1034.2 | 1015 | 995.8 | 976.6 | 957.4 | 938.2 | 919 | 900.2 | 881.4 | 862.6 | 843.8 | 825 | National Renewable Energy Laboratory (NREL), "Annual Technology Baseline 2024 — Utility-Scale Battery Storage," NREL, Golden, CO, USA, 2024. [Online]. Available: https://atb.nrel.gov/electricity/2024/utility-scale_battery_storage W. Cole et al., "Cost Projections for Utility-Scale Battery Storage: 2025 Update," NREL, Golden, CO, USA, NREL/TP-6A20-93281, 2025. [Online]. Available: https://docs.nrel.gov/docs/fy25osti/93281.pdf
BAU | 95 | PWRLDSINDEA | Long-duration storage (8h+), India – East, region XX (investable) | 2 | FixedCost | USD/kW/yr | User defined | 0 | 45 | 46 | 47 | 45.2 | 43.4 | 41.6 | 39.8 | 38 | 37.8 | 37.6 | 37.4 | 37.2 | 37 | 36.6 | 36.2 | 35.8 | 35.4 | 35 | 34.8 | 34.6 | 34.4 | 34.2 | 34 | 33.8 | 33.6 | 33.4 | 33.2 | 33 | National Renewable Energy Laboratory (NREL), "Annual Technology Baseline 2024 — Utility-Scale Battery Storage," NREL, Golden, CO, USA, 2024. [Online]. Available: https://atb.nrel.gov/electricity/2024/utility-scale_battery_storage W. Cole et al., "Cost Projections for Utility-Scale Battery Storage: 2025 Update," NREL, Golden, CO, USA, NREL/TP-6A20-93281, 2025. [Online]. Available: https://docs.nrel.gov/docs/fy25osti/93281.pdf
BAU | 95 | PWRLDSINDEA | Long-duration storage (8h+), India – East, region XX (investable) | 3 | ResidualCapacity | GW | User defined | 0 | 0 | 0 | 0 | 0 | 0 | 0 | 0 | 0 | 0 | 0 | 0 | 0 | 0 | 0 | 0 | 0 | 0 | 0 | 0 | 0 | 0 | 0 | 0 | 0 | 0 | 0 | 0 | 0 | NITI Aayog, "India Climate and Energy Dashboard (ICED) — Plant Information and Capacity Metatable," NITI Aayog, Government of India, New Delhi, Feb. 2025. [Online]. Available: https://iced.niti.gov.in
BAU | 95 | PWRLDSINDEA | Long-duration storage (8h+), India – East, region XX (investable) | 4 | TotalAnnualMaxCapacity | GW | User defined | 0 | [28 empty] | Central Electricity Authority (CEA), "National Electricity Plan, Volume I — Generation," Ministry of Power, Government of India, New Delhi, 2023. [Online]. Available: https://cea.nic.in NITI Aayog, "India Climate and Energy Dashboard (ICED) — Plant Information and Capacity Metatable," NITI Aayog, Government of India, New Delhi, Feb. 2025. [Online]. Available: https://iced.niti.gov.in
BAU | 95 | PWRLDSINDEA | Long-duration storage (8h+), India – East, region XX (investable) | 5 | TotalTechnologyAnnualActivityUpperLimit | PJ | User defined | 0 | [28 empty] | Central Electricity Authority (CEA), "National Electricity Plan, Volume I — Generation," Ministry of Power, Government of India, New Delhi, 2023. [Online]. Available: https://cea.nic.in NITI Aayog, "India Climate and Energy Dashboard (ICED) — Plant Information and Capacity Metatable," NITI Aayog, Government of India, New Delhi, Feb. 2025. [Online]. Available: https://iced.niti.gov.in
BAU | 95 | PWRLDSINDEA | Long-duration storage (8h+), India – East, region XX (investable) | 6 | TotalAnnualMinCapacity | GW | User defined | 0 | [28 empty] | Central Electricity Authority (CEA), "National Electricity Plan, Volume I — Generation," Ministry of Power, Government of India, New Delhi, 2023. [Online]. Available: https://cea.nic.in
BAU | 95 | PWRLDSINDEA | Long-duration storage (8h+), India – East, region XX (investable) | 7 | AvailabilityFactor | fraction | User defined | 0 | [28 empty] | M. Howells et al., "OSeMOSYS: The Open Source Energy Modelling System," Energy Policy, vol. 39, no. 10, pp. 5850–5870, Oct. 2011. doi: 10.1016/j.enpol.2011.06.033 NITI Aayog, "India Climate and Energy Dashboard (ICED) — Plant Information and Capacity Metatable," NITI Aayog, Government of India, New Delhi, Feb. 2025. [Online]. Available: https://iced.niti.gov.in | bar: 2023 to 2050
BAU | 95 | PWRLDSINDEA | Long-duration storage (8h+), India – East, region XX (investable) | 8 | Efficiency | fraction | User defined | 0 | 0.85 | 0.85 | 0.85 | 0.85 | 0.85 | 0.85 | 0.85 | 0.85 | 0.85 | 0.85 | 0.85 | 0.85 | 0.85 | 0.85 | 0.85 | 0.85 | 0.85 | 0.85 | 0.85 | 0.85 | 0.85 | 0.85 | 0.85 | 0.85 | 0.85 | 0.85 | 0.85 | 0.85 | Intergovernmental Panel on Climate Change (IPCC), "2006 IPCC Guidelines for National Greenhouse Gas Inventories, Vol. 2: Energy," Hayama, Japan, 2006. [Online]. Available: https://www.ipcc-nggip.iges.or.jp/public/2006gl/vol2.html
BAU | 95 | PWRLDSINDEA | Long-duration storage (8h+), India – East, region XX (investable) | 9 | TotalAnnualMinCapacityInvestment | GW | User defined | 0 | 0 | 0 | 0 | 0 | 0 | 0 | 0 | 0 | 0 | 0 | 0 | 0 | 0 | 0 | 0 | 0 | 0 | 0 | 0 | 0 | 0 | 0 | 0 | 0 | 0 | 0 | 0 | 0 | Central Electricity Authority (CEA), "National Electricity Plan, Volume I — Generation," Ministry of Power, Government of India, New Delhi, 2023. [Online]. Available: https://cea.nic.in Ministry of New and Renewable Energy (MNRE), "Renewable Energy Targets and Capacity Additions," MNRE, Government of India, New Delhi, 2024.
BAU | 96 | PWRLDSINDWE | Long-duration storage (8h+), India – West, region XX (investable) | 1 | CapitalCost | USD/kW | User defined | 0 | 1800 | 1631.5 | 1463 | 1411.8 | 1360.6 | 1309.4 | 1258.2 | 1207 | 1187.8 | 1168.6 | 1149.4 | 1130.2 | 1111 | 1091.8 | 1072.6 | 1053.4 | 1034.2 | 1015 | 995.8 | 976.6 | 957.4 | 938.2 | 919 | 900.2 | 881.4 | 862.6 | 843.8 | 825 | National Renewable Energy Laboratory (NREL), "Annual Technology Baseline 2024 — Utility-Scale Battery Storage," NREL, Golden, CO, USA, 2024. [Online]. Available: https://atb.nrel.gov/electricity/2024/utility-scale_battery_storage W. Cole et al., "Cost Projections for Utility-Scale Battery Storage: 2025 Update," NREL, Golden, CO, USA, NREL/TP-6A20-93281, 2025. [Online]. Available: https://docs.nrel.gov/docs/fy25osti/93281.pdf
BAU | 96 | PWRLDSINDWE | Long-duration storage (8h+), India – West, region XX (investable) | 2 | FixedCost | USD/kW/yr | User defined | 0 | 45 | 46 | 47 | 45.2 | 43.4 | 41.6 | 39.8 | 38 | 37.8 | 37.6 | 37.4 | 37.2 | 37 | 36.6 | 36.2 | 35.8 | 35.4 | 35 | 34.8 | 34.6 | 34.4 | 34.2 | 34 | 33.8 | 33.6 | 33.4 | 33.2 | 33 | National Renewable Energy Laboratory (NREL), "Annual Technology Baseline 2024 — Utility-Scale Battery Storage," NREL, Golden, CO, USA, 2024. [Online]. Available: https://atb.nrel.gov/electricity/2024/utility-scale_battery_storage W. Cole et al., "Cost Projections for Utility-Scale Battery Storage: 2025 Update," NREL, Golden, CO, USA, NREL/TP-6A20-93281, 2025. [Online]. Available: https://docs.nrel.gov/docs/fy25osti/93281.pdf
BAU | 96 | PWRLDSINDWE | Long-duration storage (8h+), India – West, region XX (investable) | 3 | ResidualCapacity | GW | User defined | 0 | 0 | 0 | 0 | 0 | 0 | 0 | 0 | 0 | 0 | 0 | 0 | 0 | 0 | 0 | 0 | 0 | 0 | 0 | 0 | 0 | 0 | 0 | 0 | 0 | 0 | 0 | 0 | 0 | NITI Aayog, "India Climate and Energy Dashboard (ICED) — Plant Information and Capacity Metatable," NITI Aayog, Government of India, New Delhi, Feb. 2025. [Online]. Available: https://iced.niti.gov.in
BAU | 96 | PWRLDSINDWE | Long-duration storage (8h+), India – West, region XX (investable) | 4 | TotalAnnualMaxCapacity | GW | User defined | 0 | [28 empty] | Central Electricity Authority (CEA), "National Electricity Plan, Volume I — Generation," Ministry of Power, Government of India, New Delhi, 2023. [Online]. Available: https://cea.nic.in NITI Aayog, "India Climate and Energy Dashboard (ICED) — Plant Information and Capacity Metatable," NITI Aayog, Government of India, New Delhi, Feb. 2025. [Online]. Available: https://iced.niti.gov.in
BAU | 96 | PWRLDSINDWE | Long-duration storage (8h+), India – West, region XX (investable) | 5 | TotalTechnologyAnnualActivityUpperLimit | PJ | User defined | 0 | [28 empty] | Central Electricity Authority (CEA), "National Electricity Plan, Volume I — Generation," Ministry of Power, Government of India, New Delhi, 2023. [Online]. Available: https://cea.nic.in NITI Aayog, "India Climate and Energy Dashboard (ICED) — Plant Information and Capacity Metatable," NITI Aayog, Government of India, New Delhi, Feb. 2025. [Online]. Available: https://iced.niti.gov.in
BAU | 96 | PWRLDSINDWE | Long-duration storage (8h+), India – West, region XX (investable) | 6 | TotalAnnualMinCapacity | GW | User defined | 0 | [28 empty] | Central Electricity Authority (CEA), "National Electricity Plan, Volume I — Generation," Ministry of Power, Government of India, New Delhi, 2023. [Online]. Available: https://cea.nic.in
BAU | 96 | PWRLDSINDWE | Long-duration storage (8h+), India – West, region XX (investable) | 7 | AvailabilityFactor | fraction | User defined | 0 | [28 empty] | M. Howells et al., "OSeMOSYS: The Open Source Energy Modelling System," Energy Policy, vol. 39, no. 10, pp. 5850–5870, Oct. 2011. doi: 10.1016/j.enpol.2011.06.033 NITI Aayog, "India Climate and Energy Dashboard (ICED) — Plant Information and Capacity Metatable," NITI Aayog, Government of India, New Delhi, Feb. 2025. [Online]. Available: https://iced.niti.gov.in | bar: 2023 to 2050
BAU | 96 | PWRLDSINDWE | Long-duration storage (8h+), India – West, region XX (investable) | 8 | Efficiency | fraction | User defined | 0 | 0.85 | 0.85 | 0.85 | 0.85 | 0.85 | 0.85 | 0.85 | 0.85 | 0.85 | 0.85 | 0.85 | 0.85 | 0.85 | 0.85 | 0.85 | 0.85 | 0.85 | 0.85 | 0.85 | 0.85 | 0.85 | 0.85 | 0.85 | 0.85 | 0.85 | 0.85 | 0.85 | 0.85 | Intergovernmental Panel on Climate Change (IPCC), "2006 IPCC Guidelines for National Greenhouse Gas Inventories, Vol. 2: Energy," Hayama, Japan, 2006. [Online]. Available: https://www.ipcc-nggip.iges.or.jp/public/2006gl/vol2.html
BAU | 96 | PWRLDSINDWE | Long-duration storage (8h+), India – West, region XX (investable) | 9 | TotalAnnualMinCapacityInvestment | GW | User defined | 0 | 0 | 0 | 0 | 0 | 0 | 0 | 0 | 0 | 0 | 0 | 0 | 0 | 0 | 0 | 0 | 0 | 0 | 0 | 0 | 0 | 0 | 0 | 0 | 0 | 0 | 0 | 0 | 0 | Central Electricity Authority (CEA), "National Electricity Plan, Volume I — Generation," Ministry of Power, Government of India, New Delhi, 2023. [Online]. Available: https://cea.nic.in Ministry of New and Renewable Energy (MNRE), "Renewable Energy Targets and Capacity Additions," MNRE, Government of India, New Delhi, 2024.
BAU | 97 | PWRLDSINDNE | Long-duration storage (8h+), India – Northeast, region XX (investable) | 1 | CapitalCost | USD/kW | User defined | 0 | 1800 | 1631.5 | 1463 | 1411.8 | 1360.6 | 1309.4 | 1258.2 | 1207 | 1187.8 | 1168.6 | 1149.4 | 1130.2 | 1111 | 1091.8 | 1072.6 | 1053.4 | 1034.2 | 1015 | 995.8 | 976.6 | 957.4 | 938.2 | 919 | 900.2 | 881.4 | 862.6 | 843.8 | 825 | National Renewable Energy Laboratory (NREL), "Annual Technology Baseline 2024 — Utility-Scale Battery Storage," NREL, Golden, CO, USA, 2024. [Online]. Available: https://atb.nrel.gov/electricity/2024/utility-scale_battery_storage W. Cole et al., "Cost Projections for Utility-Scale Battery Storage: 2025 Update," NREL, Golden, CO, USA, NREL/TP-6A20-93281, 2025. [Online]. Available: https://docs.nrel.gov/docs/fy25osti/93281.pdf
BAU | 97 | PWRLDSINDNE | Long-duration storage (8h+), India – Northeast, region XX (investable) | 2 | FixedCost | USD/kW/yr | User defined | 0 | 45 | 46 | 47 | 45.2 | 43.4 | 41.6 | 39.8 | 38 | 37.8 | 37.6 | 37.4 | 37.2 | 37 | 36.6 | 36.2 | 35.8 | 35.4 | 35 | 34.8 | 34.6 | 34.4 | 34.2 | 34 | 33.8 | 33.6 | 33.4 | 33.2 | 33 | National Renewable Energy Laboratory (NREL), "Annual Technology Baseline 2024 — Utility-Scale Battery Storage," NREL, Golden, CO, USA, 2024. [Online]. Available: https://atb.nrel.gov/electricity/2024/utility-scale_battery_storage W. Cole et al., "Cost Projections for Utility-Scale Battery Storage: 2025 Update," NREL, Golden, CO, USA, NREL/TP-6A20-93281, 2025. [Online]. Available: https://docs.nrel.gov/docs/fy25osti/93281.pdf
BAU | 97 | PWRLDSINDNE | Long-duration storage (8h+), India – Northeast, region XX (investable) | 3 | ResidualCapacity | GW | User defined | 0 | 0 | 0 | 0 | 0 | 0 | 0 | 0 | 0 | 0 | 0 | 0 | 0 | 0 | 0 | 0 | 0 | 0 | 0 | 0 | 0 | 0 | 0 | 0 | 0 | 0 | 0 | 0 | 0 | NITI Aayog, "India Climate and Energy Dashboard (ICED) — Plant Information and Capacity Metatable," NITI Aayog, Government of India, New Delhi, Feb. 2025. [Online]. Available: https://iced.niti.gov.in
BAU | 97 | PWRLDSINDNE | Long-duration storage (8h+), India – Northeast, region XX (investable) | 4 | TotalAnnualMaxCapacity | GW | User defined | 0 | [28 empty] | Central Electricity Authority (CEA), "National Electricity Plan, Volume I — Generation," Ministry of Power, Government of India, New Delhi, 2023. [Online]. Available: https://cea.nic.in NITI Aayog, "India Climate and Energy Dashboard (ICED) — Plant Information and Capacity Metatable," NITI Aayog, Government of India, New Delhi, Feb. 2025. [Online]. Available: https://iced.niti.gov.in
BAU | 97 | PWRLDSINDNE | Long-duration storage (8h+), India – Northeast, region XX (investable) | 5 | TotalTechnologyAnnualActivityUpperLimit | PJ | User defined | 0 | [28 empty] | Central Electricity Authority (CEA), "National Electricity Plan, Volume I — Generation," Ministry of Power, Government of India, New Delhi, 2023. [Online]. Available: https://cea.nic.in NITI Aayog, "India Climate and Energy Dashboard (ICED) — Plant Information and Capacity Metatable," NITI Aayog, Government of India, New Delhi, Feb. 2025. [Online]. Available: https://iced.niti.gov.in
BAU | 97 | PWRLDSINDNE | Long-duration storage (8h+), India – Northeast, region XX (investable) | 6 | TotalAnnualMinCapacity | GW | User defined | 0 | [28 empty] | Central Electricity Authority (CEA), "National Electricity Plan, Volume I — Generation," Ministry of Power, Government of India, New Delhi, 2023. [Online]. Available: https://cea.nic.in
BAU | 97 | PWRLDSINDNE | Long-duration storage (8h+), India – Northeast, region XX (investable) | 7 | AvailabilityFactor | fraction | User defined | 0 | [28 empty] | M. Howells et al., "OSeMOSYS: The Open Source Energy Modelling System," Energy Policy, vol. 39, no. 10, pp. 5850–5870, Oct. 2011. doi: 10.1016/j.enpol.2011.06.033 NITI Aayog, "India Climate and Energy Dashboard (ICED) — Plant Information and Capacity Metatable," NITI Aayog, Government of India, New Delhi, Feb. 2025. [Online]. Available: https://iced.niti.gov.in | bar: 2023 to 2050
BAU | 97 | PWRLDSINDNE | Long-duration storage (8h+), India – Northeast, region XX (investable) | 8 | Efficiency | fraction | User defined | 0 | 0.85 | 0.85 | 0.85 | 0.85 | 0.85 | 0.85 | 0.85 | 0.85 | 0.85 | 0.85 | 0.85 | 0.85 | 0.85 | 0.85 | 0.85 | 0.85 | 0.85 | 0.85 | 0.85 | 0.85 | 0.85 | 0.85 | 0.85 | 0.85 | 0.85 | 0.85 | 0.85 | 0.85 | Intergovernmental Panel on Climate Change (IPCC), "2006 IPCC Guidelines for National Greenhouse Gas Inventories, Vol. 2: Energy," Hayama, Japan, 2006. [Online]. Available: https://www.ipcc-nggip.iges.or.jp/public/2006gl/vol2.html
BAU | 97 | PWRLDSINDNE | Long-duration storage (8h+), India – Northeast, region XX (investable) | 9 | TotalAnnualMinCapacityInvestment | GW | User defined | 0 | 0 | 0 | 0 | 0 | 0 | 0 | 0 | 0 | 0 | 0 | 0 | 0 | 0 | 0 | 0 | 0 | 0 | 0 | 0 | 0 | 0 | 0 | 0 | 0 | 0 | 0 | 0 | 0 | Central Electricity Authority (CEA), "National Electricity Plan, Volume I — Generation," Ministry of Power, Government of India, New Delhi, 2023. [Online]. Available: https://cea.nic.in Ministry of New and Renewable Energy (MNRE), "Renewable Energy Targets and Capacity Additions," MNRE, Government of India, New Delhi, 2024.
BAU | 98 | PWRLDSNPLXX | Long-duration storage (8h+), Nepal, region XX (investable) | 1 | CapitalCost | USD/kW | User defined | 0 | 2340 | 2121 | 1901.9 | 1835.3 | 1768.8 | 1702.2 | 1635.7 | 1569.1 | 1544.1 | 1519.2 | 1494.2 | 1469.3 | 1444.3 | 1419.3 | 1394.4 | 1369.4 | 1344.5 | 1319.5 | 1294.5 | 1269.6 | 1244.6 | 1219.7 | 1194.7 | 1170.3 | 1145.8 | 1121.4 | 1096.9 | 1072.5 | National Renewable Energy Laboratory (NREL), "Annual Technology Baseline 2024 — Utility-Scale Battery Storage," NREL, Golden, CO, USA, 2024. [Online]. Available: https://atb.nrel.gov/electricity/2024/utility-scale_battery_storage W. Cole et al., "Cost Projections for Utility-Scale Battery Storage: 2025 Update," NREL, Golden, CO, USA, NREL/TP-6A20-93281, 2025. [Online]. Available: https://docs.nrel.gov/docs/fy25osti/93281.pdf
BAU | 98 | PWRLDSNPLXX | Long-duration storage (8h+), Nepal, region XX (investable) | 2 | FixedCost | USD/kW/yr | User defined | 0 | 58.5 | 59.8 | 61.1 | 58.76 | 56.42 | 54.08 | 51.74 | 49.4 | 49.14 | 48.88 | 48.62 | 48.36 | 48.1 | 47.58 | 47.06 | 46.54 | 46.02 | 45.5 | 45.24 | 44.98 | 44.72 | 44.46 | 44.2 | 43.94 | 43.68 | 43.42 | 43.16 | 42.9 | National Renewable Energy Laboratory (NREL), "Annual Technology Baseline 2024 — Utility-Scale Battery Storage," NREL, Golden, CO, USA, 2024. [Online]. Available: https://atb.nrel.gov/electricity/2024/utility-scale_battery_storage W. Cole et al., "Cost Projections for Utility-Scale Battery Storage: 2025 Update," NREL, Golden, CO, USA, NREL/TP-6A20-93281, 2025. [Online]. Available: https://docs.nrel.gov/docs/fy25osti/93281.pdf
BAU | 98 | PWRLDSNPLXX | Long-duration storage (8h+), Nepal, region XX (investable) | 3 | ResidualCapacity | GW | User defined | 0 | 0 | 0 | 0 | 0 | 0 | 0 | 0 | 0 | 0 | 0 | 0 | 0 | 0 | 0 | 0 | 0 | 0 | 0 | 0 | 0 | 0 | 0 | 0 | 0 | 0 | 0 | 0 | 0 | Nepal Electricity Authority (NEA), "Annual Report FY 2024/2025," NEA, Kathmandu, Nepal, 2025. [Online]. Available: https://www.nea.org.np Nepal Electricity Authority (NEA), "Generation Directorate Report 2076 (August 2019)," NEA, Kathmandu, Nepal, 2019.
BAU | 98 | PWRLDSNPLXX | Long-duration storage (8h+), Nepal, region XX (investable) | 4 | TotalAnnualMaxCapacity | GW | User defined | 0 | [28 empty] | Nepal Electricity Authority (NEA), "Annual Report FY 2024/2025," NEA, Kathmandu, Nepal, 2025. [Online]. Available: https://www.nea.org.np Government of Nepal, "Second Nationally Determined Contribution," UNFCCC, 2020.
BAU | 98 | PWRLDSNPLXX | Long-duration storage (8h+), Nepal, region XX (investable) | 5 | TotalTechnologyAnnualActivityUpperLimit | PJ | User defined | 0 | [28 empty] | Nepal Electricity Authority (NEA), "Annual Report FY 2024/2025," NEA, Kathmandu, Nepal, 2025. [Online]. Available: https://www.nea.org.np
BAU | 98 | PWRLDSNPLXX | Long-duration storage (8h+), Nepal, region XX (investable) | 6 | TotalAnnualMinCapacity | GW | User defined | 0 | [28 empty] | Nepal Electricity Authority (NEA), "Annual Report FY 2024/2025," NEA, Kathmandu, Nepal, 2025. [Online]. Available: https://www.nea.org.np
BAU | 98 | PWRLDSNPLXX | Long-duration storage (8h+), Nepal, region XX (investable) | 7 | AvailabilityFactor | fraction | User defined | 0 | [28 empty] | M. Howells et al., "OSeMOSYS: The Open Source Energy Modelling System," Energy Policy, vol. 39, no. 10, pp. 5850–5870, Oct. 2011. doi: 10.1016/j.enpol.2011.06.033 Nepal Electricity Authority (NEA), "Annual Report FY 2024/2025," NEA, Kathmandu, Nepal, 2025. [Online]. Available: https://www.nea.org.np | bar: 2023 to 2050
BAU | 98 | PWRLDSNPLXX | Long-duration storage (8h+), Nepal, region XX (investable) | 8 | Efficiency | fraction | User defined | 0 | 0.85 | 0.85 | 0.85 | 0.85 | 0.85 | 0.85 | 0.85 | 0.85 | 0.85 | 0.85 | 0.85 | 0.85 | 0.85 | 0.85 | 0.85 | 0.85 | 0.85 | 0.85 | 0.85 | 0.85 | 0.85 | 0.85 | 0.85 | 0.85 | 0.85 | 0.85 | 0.85 | 0.85 | Intergovernmental Panel on Climate Change (IPCC), "2006 IPCC Guidelines for National Greenhouse Gas Inventories, Vol. 2: Energy," Hayama, Japan, 2006. [Online]. Available: https://www.ipcc-nggip.iges.or.jp/public/2006gl/vol2.html
BAU | 98 | PWRLDSNPLXX | Long-duration storage (8h+), Nepal, region XX (investable) | 9 | TotalAnnualMinCapacityInvestment | GW | User defined | 0 | 0 | 0 | 0 | 0 | 0 | 0 | 0 | 0 | 0 | 0 | 0 | 0 | 0 | 0 | 0 | 0 | 0 | 0 | 0 | 0 | 0 | 0 | 0 | 0 | 0 | 0 | 0 | 0 | Government of Nepal, "Second Nationally Determined Contribution," UNFCCC, 2020. Government of Nepal, "Long-term Strategy for Net-Zero Emissions," Kathmandu, Nepal, 2021.
BAU | 99 | PWRLDSLKAXX | Long-duration storage (8h+), Sri Lanka, region XX (investable) | 1 | CapitalCost | USD/kW | User defined | 0 | 2700 | 2447.2 | 2194.5 | 2117.7 | 2040.9 | 1964.1 | 1887.3 | 1810.5 | 1781.7 | 1752.9 | 1724.1 | 1695.3 | 1666.5 | 1637.7 | 1608.9 | 1580.1 | 1551.3 | 1522.5 | 1493.7 | 1464.9 | 1436.1 | 1407.3 | 1378.5 | 1350.3 | 1322.1 | 1293.9 | 1265.7 | 1237.5 | National Renewable Energy Laboratory (NREL), "Annual Technology Baseline 2024 — Utility-Scale Battery Storage," NREL, Golden, CO, USA, 2024. [Online]. Available: https://atb.nrel.gov/electricity/2024/utility-scale_battery_storage W. Cole et al., "Cost Projections for Utility-Scale Battery Storage: 2025 Update," NREL, Golden, CO, USA, NREL/TP-6A20-93281, 2025. [Online]. Available: https://docs.nrel.gov/docs/fy25osti/93281.pdf
BAU | 99 | PWRLDSLKAXX | Long-duration storage (8h+), Sri Lanka, region XX (investable) | 2 | FixedCost | USD/kW/yr | User defined | 0 | 67.5 | 69 | 70.5 | 67.8 | 65.1 | 62.4 | 59.7 | 57 | 56.7 | 56.4 | 56.1 | 55.8 | 55.5 | 54.9 | 54.3 | 53.7 | 53.1 | 52.5 | 52.2 | 51.9 | 51.6 | 51.3 | 51 | 50.7 | 50.4 | 50.1 | 49.8 | 49.5 | National Renewable Energy Laboratory (NREL), "Annual Technology Baseline 2024 — Utility-Scale Battery Storage," NREL, Golden, CO, USA, 2024. [Online]. Available: https://atb.nrel.gov/electricity/2024/utility-scale_battery_storage W. Cole et al., "Cost Projections for Utility-Scale Battery Storage: 2025 Update," NREL, Golden, CO, USA, NREL/TP-6A20-93281, 2025. [Online]. Available: https://docs.nrel.gov/docs/fy25osti/93281.pdf
BAU | 99 | PWRLDSLKAXX | Long-duration storage (8h+), Sri Lanka, region XX (investable) | 3 | ResidualCapacity | GW | User defined | 0 | 0 | 0 | 0 | 0 | 0 | 0 | 0 | 0 | 0 | 0 | 0 | 0 | 0 | 0 | 0 | 0 | 0 | 0 | 0 | 0 | 0 | 0 | 0 | 0 | 0 | 0 | 0 | 0 | Ceylon Electricity Board (CEB), "Annual Report 2023," CEB, Colombo, Sri Lanka, 2024. [Online]. Available: https://www.ceb.lk Ceylon Electricity Board (CEB), "Long-Term Generation Expansion Plan 2025–2044," CEB, Colombo, Sri Lanka, 2024. [Online]. Available: https://www.ceb.lk/front_img/img_reports/1748839124LTGEP-2025-2044-FINAL_c.pdf
BAU | 99 | PWRLDSLKAXX | Long-duration storage (8h+), Sri Lanka, region XX (investable) | 4 | TotalAnnualMaxCapacity | GW | User defined | 0 | [28 empty] | Ceylon Electricity Board (CEB), "Long-Term Generation Expansion Plan 2025–2044," CEB, Colombo, Sri Lanka, 2024. [Online]. Available: https://www.ceb.lk/front_img/img_reports/1748839124LTGEP-2025-2044-FINAL_c.pdf Ceylon Electricity Board (CEB) / Sri Lanka Sustainable Energy Authority (SLSEA), "RE Project Development Plan / GREAT 2025–2030," CEB/SLSEA, Colombo, Sri Lanka, Dec. 2024.
BAU | 99 | PWRLDSLKAXX | Long-duration storage (8h+), Sri Lanka, region XX (investable) | 5 | TotalTechnologyAnnualActivityUpperLimit | PJ | User defined | 0 | [28 empty] | Ceylon Electricity Board (CEB), "Long-Term Generation Expansion Plan 2025–2044," CEB, Colombo, Sri Lanka, 2024. [Online]. Available: https://www.ceb.lk/front_img/img_reports/1748839124LTGEP-2025-2044-FINAL_c.pdf Ceylon Electricity Board (CEB), "Annual Report 2023," CEB, Colombo, Sri Lanka, 2024. [Online]. Available: https://www.ceb.lk
BAU | 99 | PWRLDSLKAXX | Long-duration storage (8h+), Sri Lanka, region XX (investable) | 6 | TotalAnnualMinCapacity | GW | User defined | 0 | [28 empty] | Ceylon Electricity Board (CEB), "Long-Term Generation Expansion Plan 2025–2044," CEB, Colombo, Sri Lanka, 2024. [Online]. Available: https://www.ceb.lk/front_img/img_reports/1748839124LTGEP-2025-2044-FINAL_c.pdf
BAU | 99 | PWRLDSLKAXX | Long-duration storage (8h+), Sri Lanka, region XX (investable) | 7 | AvailabilityFactor | fraction | User defined | 0 | [28 empty] | M. Howells et al., "OSeMOSYS: The Open Source Energy Modelling System," Energy Policy, vol. 39, no. 10, pp. 5850–5870, Oct. 2011. doi: 10.1016/j.enpol.2011.06.033 Ceylon Electricity Board (CEB), "Annual Report 2023," CEB, Colombo, Sri Lanka, 2024. [Online]. Available: https://www.ceb.lk | bar: 2023 to 2050
BAU | 99 | PWRLDSLKAXX | Long-duration storage (8h+), Sri Lanka, region XX (investable) | 8 | Efficiency | fraction | User defined | 0 | 0.85 | 0.85 | 0.85 | 0.85 | 0.85 | 0.85 | 0.85 | 0.85 | 0.85 | 0.85 | 0.85 | 0.85 | 0.85 | 0.85 | 0.85 | 0.85 | 0.85 | 0.85 | 0.85 | 0.85 | 0.85 | 0.85 | 0.85 | 0.85 | 0.85 | 0.85 | 0.85 | 0.85 | Intergovernmental Panel on Climate Change (IPCC), "2006 IPCC Guidelines for National Greenhouse Gas Inventories, Vol. 2: Energy," Hayama, Japan, 2006. [Online]. Available: https://www.ipcc-nggip.iges.or.jp/public/2006gl/vol2.html
BAU | 99 | PWRLDSLKAXX | Long-duration storage (8h+), Sri Lanka, region XX (investable) | 9 | TotalAnnualMinCapacityInvestment | GW | User defined | 0 | 0 | 0 | 0 | 0 | 0 | 0 | 0 | 0 | 0 | 0 | 0 | 0 | 0 | 0 | 0 | 0 | 0 | 0 | 0 | 0 | 0 | 0 | 0 | 0 | 0 | 0 | 0 | 0 | Ceylon Electricity Board (CEB), "Long-Term Generation Expansion Plan 2025–2044," CEB, Colombo, Sri Lanka, 2024. [Online]. Available: https://www.ceb.lk/front_img/img_reports/1748839124LTGEP-2025-2044-FINAL_c.pdf Government of Sri Lanka, "Updated Nationally Determined Contributions," UNFCCC, 2021.
BAU | 100 | PWRLDSMDVXX | Long-duration storage (8h+), Maldives, region XX (investable) | 1 | CapitalCost | USD/kW | User defined | 0 | 2700 | 2447.2 | 2194.5 | 2117.7 | 2040.9 | 1964.1 | 1887.3 | 1810.5 | 1781.7 | 1752.9 | 1724.1 | 1695.3 | 1666.5 | 1637.7 | 1608.9 | 1580.1 | 1551.3 | 1522.5 | 1493.7 | 1464.9 | 1436.1 | 1407.3 | 1378.5 | 1350.3 | 1322.1 | 1293.9 | 1265.7 | 1237.5 | National Renewable Energy Laboratory (NREL), "Annual Technology Baseline 2024 — Utility-Scale Battery Storage," NREL, Golden, CO, USA, 2024. [Online]. Available: https://atb.nrel.gov/electricity/2024/utility-scale_battery_storage W. Cole et al., "Cost Projections for Utility-Scale Battery Storage: 2025 Update," NREL, Golden, CO, USA, NREL/TP-6A20-93281, 2025. [Online]. Available: https://docs.nrel.gov/docs/fy25osti/93281.pdf
BAU | 100 | PWRLDSMDVXX | Long-duration storage (8h+), Maldives, region XX (investable) | 2 | FixedCost | USD/kW/yr | User defined | 0 | 67.5 | 69 | 70.5 | 67.8 | 65.1 | 62.4 | 59.7 | 57 | 56.7 | 56.4 | 56.1 | 55.8 | 55.5 | 54.9 | 54.3 | 53.7 | 53.1 | 52.5 | 52.2 | 51.9 | 51.6 | 51.3 | 51 | 50.7 | 50.4 | 50.1 | 49.8 | 49.5 | National Renewable Energy Laboratory (NREL), "Annual Technology Baseline 2024 — Utility-Scale Battery Storage," NREL, Golden, CO, USA, 2024. [Online]. Available: https://atb.nrel.gov/electricity/2024/utility-scale_battery_storage W. Cole et al., "Cost Projections for Utility-Scale Battery Storage: 2025 Update," NREL, Golden, CO, USA, NREL/TP-6A20-93281, 2025. [Online]. Available: https://docs.nrel.gov/docs/fy25osti/93281.pdf
BAU | 100 | PWRLDSMDVXX | Long-duration storage (8h+), Maldives, region XX (investable) | 3 | ResidualCapacity | GW | User defined | 0 | 0 | 0 | 0 | 0 | 0 | 0 | 0 | 0 | 0 | 0 | 0 | 0 | 0 | 0 | 0 | 0 | 0 | 0 | 0 | 0 | 0 | 0 | 0 | 0 | 0 | 0 | 0 | 0 | Government of Maldives, "Maldives Energy Roadmap 2024–2033," Ministry of Climate Change, Environment and Energy (MCCEE), Malé, Maldives, Nov. 2024. [Online]. Available: https://www.environment.gov.mv/v2/wp-content/files/publications/20241107-pub-energy-roadmap-maldives-2024-2033-.pdf State Electric Company Limited (STELCO), "Annual Report and Generation Data," STELCO, Malé, Maldives, 2024.
BAU | 100 | PWRLDSMDVXX | Long-duration storage (8h+), Maldives, region XX (investable) | 4 | TotalAnnualMaxCapacity | GW | User defined | 0 | [28 empty] | Government of Maldives, "Maldives Energy Roadmap 2024–2033," Ministry of Climate Change, Environment and Energy (MCCEE), Malé, Maldives, Nov. 2024. [Online]. Available: https://www.environment.gov.mv/v2/wp-content/files/publications/20241107-pub-energy-roadmap-maldives-2024-2033-.pdf
BAU | 100 | PWRLDSMDVXX | Long-duration storage (8h+), Maldives, region XX (investable) | 5 | TotalTechnologyAnnualActivityUpperLimit | PJ | User defined | 0 | [28 empty] | Government of Maldives, "Maldives Energy Roadmap 2024–2033," Ministry of Climate Change, Environment and Energy (MCCEE), Malé, Maldives, Nov. 2024. [Online]. Available: https://www.environment.gov.mv/v2/wp-content/files/publications/20241107-pub-energy-roadmap-maldives-2024-2033-.pdf
BAU | 100 | PWRLDSMDVXX | Long-duration storage (8h+), Maldives, region XX (investable) | 6 | TotalAnnualMinCapacity | GW | User defined | 0 | [28 empty] | Government of Maldives, "Maldives Energy Roadmap 2024–2033," Ministry of Climate Change, Environment and Energy (MCCEE), Malé, Maldives, Nov. 2024. [Online]. Available: https://www.environment.gov.mv/v2/wp-content/files/publications/20241107-pub-energy-roadmap-maldives-2024-2033-.pdf
BAU | 100 | PWRLDSMDVXX | Long-duration storage (8h+), Maldives, region XX (investable) | 7 | AvailabilityFactor | fraction | User defined | 0 | [28 empty] | M. Howells et al., "OSeMOSYS: The Open Source Energy Modelling System," Energy Policy, vol. 39, no. 10, pp. 5850–5870, Oct. 2011. doi: 10.1016/j.enpol.2011.06.033 Government of Maldives, "Maldives Energy Roadmap 2024–2033," Ministry of Climate Change, Environment and Energy (MCCEE), Malé, Maldives, Nov. 2024. [Online]. Available: https://www.environment.gov.mv/v2/wp-content/files/publications/20241107-pub-energy-roadmap-maldives-2024-2033-.pdf | bar: 2023 to 2050
BAU | 100 | PWRLDSMDVXX | Long-duration storage (8h+), Maldives, region XX (investable) | 8 | Efficiency | fraction | User defined | 0 | 0.85 | 0.85 | 0.85 | 0.85 | 0.85 | 0.85 | 0.85 | 0.85 | 0.85 | 0.85 | 0.85 | 0.85 | 0.85 | 0.85 | 0.85 | 0.85 | 0.85 | 0.85 | 0.85 | 0.85 | 0.85 | 0.85 | 0.85 | 0.85 | 0.85 | 0.85 | 0.85 | 0.85 | Intergovernmental Panel on Climate Change (IPCC), "2006 IPCC Guidelines for National Greenhouse Gas Inventories, Vol. 2: Energy," Hayama, Japan, 2006. [Online]. Available: https://www.ipcc-nggip.iges.or.jp/public/2006gl/vol2.html
BAU | 100 | PWRLDSMDVXX | Long-duration storage (8h+), Maldives, region XX (investable) | 9 | TotalAnnualMinCapacityInvestment | GW | User defined | 0 | 0 | 0 | 0 | 0 | 0 | 0 | 0 | 0 | 0 | 0 | 0 | 0 | 0 | 0 | 0 | 0 | 0 | 0 | 0 | 0 | 0 | 0 | 0 | 0 | 0 | 0 | 0 | 0 | Government of Maldives, "Maldives Energy Roadmap 2024–2033," Ministry of Climate Change, Environment and Energy (MCCEE), Malé, Maldives, Nov. 2024. [Online]. Available: https://www.environment.gov.mv/v2/wp-content/files/publications/20241107-pub-energy-roadmap-maldives-2024-2033-.pdf
BAU | 29 | PWRSHPINDNO | Small Hydropower, India – North, region XX (investable) |  | CapitalCost | USD/kW | User defined |  | 3500 | 3500 | 3500 | 3500 | 3500 | 3500 | 3500 | 3500 | 3500 | 3500 | 3500 | 3500 | 3500 | 3500 | 3500 | 3500 | 3500 | 3500 | 3500 | 3500 | 3500 | 3500 | 3500 | 3500 | 3500 | 3500 | 3500 | 3500 | Japan International Cooperation Agency (JICA), "Bhutan Power System Master Plan 2040," JICA/Ministry of Economic Affairs, Thimphu, Bhutan, 2022. [Online]. Available: https://www.jica.go.jp/english/overseas/bhutan/information/topics/2022/220518.html Ceylon Electricity Board (CEB), "Long-Term Generation Expansion Plan 2025–2044," CEB, Colombo, Sri Lanka, 2024. [Online]. Available: https://www.ceb.lk/front_img/img_reports/1748839124LTGEP-2025-2044-FINAL_c.pdf Asian Development Bank (ADB), "Hydropower Development and Economic Growth in Nepal," ADB, Manila, Philippines, 2020. [Online]. Available: https://www.adb.org/sites/default/files/publication/612641/hydropower-development-economic-growth-nepal.pdf
BAU | 29 | PWRSHPINDNO | Small Hydropower, India – North, region XX (investable) |  | FixedCost | USD/kW/yr | User defined |  | 45 | 45 | 45 | 45 | 45 | 45 | 45 | 45 | 45 | 45 | 45 | 45 | 45 | 45 | 45 | 45 | 45 | 45 | 45 | 45 | 45 | 45 | 45 | 45 | 45 | 45 | 45 | 45 | Japan International Cooperation Agency (JICA), "Bhutan Power System Master Plan 2040," JICA/Ministry of Economic Affairs, Thimphu, Bhutan, 2022. [Online]. Available: https://www.jica.go.jp/english/overseas/bhutan/information/topics/2022/220518.html Ceylon Electricity Board (CEB), "Long-Term Generation Expansion Plan 2025–2044," CEB, Colombo, Sri Lanka, 2024. [Online]. Available: https://www.ceb.lk/front_img/img_reports/1748839124LTGEP-2025-2044-FINAL_c.pdf Asian Development Bank (ADB), "Hydropower Development and Economic Growth in Nepal," ADB, Manila, Philippines, 2020. [Online]. Available: https://www.adb.org/sites/default/files/publication/612641/hydropower-development-economic-growth-nepal.pdf
BAU | 29 | PWRSHPINDNO | Small Hydropower, India – North, region XX (investable) |  | ResidualCapacity | GW | User defined |  | 1.7189 | 1.7189 | 1.7189 | 1.7189 | 1.7189 | 1.7189 | 1.7189 | 1.7189 | 1.7189 | 1.7189 | 1.7189 | 1.7189 | 1.7189 | 1.7189 | 1.7189 | 1.7189 | 1.7189 | 1.7189 | 1.7189 | 1.7189 | 1.7189 | 1.7189 | 1.7189 | 1.7189 | 1.7189 | 1.7189 | 1.7189 | 1.7189 | NITI Aayog, "India Climate and Energy Dashboard (ICED) — Plant Information and Capacity Metatable," NITI Aayog, Government of India, New Delhi, Feb. 2025. [Online]. Available: https://iced.niti.gov.in
BAU | 29 | PWRSHPINDNO | Small Hydropower, India – North, region XX (investable) |  | TotalAnnualMaxCapacity | GW | User defined | [29 empty] | Central Electricity Authority (CEA), "National Electricity Plan, Volume I — Generation," Ministry of Power, Government of India, New Delhi, 2023. [Online]. Available: https://cea.nic.in NITI Aayog, "India Climate and Energy Dashboard (ICED) — Plant Information and Capacity Metatable," NITI Aayog, Government of India, New Delhi, Feb. 2025. [Online]. Available: https://iced.niti.gov.in
BAU | 29 | PWRSHPINDNO | Small Hydropower, India – North, region XX (investable) |  | TotalTechnologyAnnualActivityUpperLimit | PJ | User defined | [29 empty] | Central Electricity Authority (CEA), "National Electricity Plan, Volume I — Generation," Ministry of Power, Government of India, New Delhi, 2023. [Online]. Available: https://cea.nic.in NITI Aayog, "India Climate and Energy Dashboard (ICED) — Plant Information and Capacity Metatable," NITI Aayog, Government of India, New Delhi, Feb. 2025. [Online]. Available: https://iced.niti.gov.in
BAU | 29 | PWRSHPINDNO | Small Hydropower, India – North, region XX (investable) |  | TotalAnnualMinCapacity | GW | User defined | [29 empty] | Central Electricity Authority (CEA), "National Electricity Plan, Volume I — Generation," Ministry of Power, Government of India, New Delhi, 2023. [Online]. Available: https://cea.nic.in
BAU | 29 | PWRSHPINDNO | Small Hydropower, India – North, region XX (investable) |  | AvailabilityFactor | fraction | User defined |  | 0.9 | 0.9 | 0.9 | 0.9 | 0.9 | 0.9 | 0.9 | 0.9 | 0.9 | 0.9 | 0.9 | 0.9 | 0.9 | 0.9 | 0.9 | 0.9 | 0.9 | 0.9 | 0.9 | 0.9 | 0.9 | 0.9 | 0.9 | 0.9 | 0.9 | 0.9 | 0.9 | 0.9 | M. Howells et al., "OSeMOSYS: The Open Source Energy Modelling System," Energy Policy, vol. 39, no. 10, pp. 5850–5870, Oct. 2011. doi: 10.1016/j.enpol.2011.06.033 NITI Aayog, "India Climate and Energy Dashboard (ICED) — Plant Information and Capacity Metatable," NITI Aayog, Government of India, New Delhi, Feb. 2025. [Online]. Available: https://iced.niti.gov.in
BAU | 29 | PWRSHPINDNO | Small Hydropower, India – North, region XX (investable) |  | Efficiency | fraction | User defined | [29 empty] | Intergovernmental Panel on Climate Change (IPCC), "2006 IPCC Guidelines for National Greenhouse Gas Inventories, Vol. 2: Energy," Hayama, Japan, 2006. [Online]. Available: https://www.ipcc-nggip.iges.or.jp/public/2006gl/vol2.html | bar: 2023 to 2050
BAU | 29 | PWRSHPINDNO | Small Hydropower, India – North, region XX (investable) |  | TotalAnnualMinCapacityInvestment | GW | User defined |  | 0 | 0 | 0 | 0 | 0 | 0 | 0 | 0 | 0 | 0 | 0 | 0 | 0 | 0 | 0 | 0 | 0 | 0 | 0 | 0 | 0 | 0 | 0 | 0 | 0 | 0 | 0 | 0 | Central Electricity Authority (CEA), "National Electricity Plan, Volume I — Generation," Ministry of Power, Government of India, New Delhi, 2023. [Online]. Available: https://cea.nic.in Ministry of New and Renewable Energy (MNRE), "Renewable Energy Targets and Capacity Additions," MNRE, Government of India, New Delhi, 2024.
BAU | 34 | PWRSHPINDSO | Small Hydropower, India – South, region XX (investable) |  | CapitalCost | USD/kW | User defined |  | 3500 | 3500 | 3500 | 3500 | 3500 | 3500 | 3500 | 3500 | 3500 | 3500 | 3500 | 3500 | 3500 | 3500 | 3500 | 3500 | 3500 | 3500 | 3500 | 3500 | 3500 | 3500 | 3500 | 3500 | 3500 | 3500 | 3500 | 3500 | Japan International Cooperation Agency (JICA), "Bhutan Power System Master Plan 2040," JICA/Ministry of Economic Affairs, Thimphu, Bhutan, 2022. [Online]. Available: https://www.jica.go.jp/english/overseas/bhutan/information/topics/2022/220518.html Ceylon Electricity Board (CEB), "Long-Term Generation Expansion Plan 2025–2044," CEB, Colombo, Sri Lanka, 2024. [Online]. Available: https://www.ceb.lk/front_img/img_reports/1748839124LTGEP-2025-2044-FINAL_c.pdf Asian Development Bank (ADB), "Hydropower Development and Economic Growth in Nepal," ADB, Manila, Philippines, 2020. [Online]. Available: https://www.adb.org/sites/default/files/publication/612641/hydropower-development-economic-growth-nepal.pdf
BAU | 34 | PWRSHPINDSO | Small Hydropower, India – South, region XX (investable) |  | FixedCost | USD/kW/yr | User defined |  | 45 | 45 | 45 | 45 | 45 | 45 | 45 | 45 | 45 | 45 | 45 | 45 | 45 | 45 | 45 | 45 | 45 | 45 | 45 | 45 | 45 | 45 | 45 | 45 | 45 | 45 | 45 | 45 | Japan International Cooperation Agency (JICA), "Bhutan Power System Master Plan 2040," JICA/Ministry of Economic Affairs, Thimphu, Bhutan, 2022. [Online]. Available: https://www.jica.go.jp/english/overseas/bhutan/information/topics/2022/220518.html Ceylon Electricity Board (CEB), "Long-Term Generation Expansion Plan 2025–2044," CEB, Colombo, Sri Lanka, 2024. [Online]. Available: https://www.ceb.lk/front_img/img_reports/1748839124LTGEP-2025-2044-FINAL_c.pdf Asian Development Bank (ADB), "Hydropower Development and Economic Growth in Nepal," ADB, Manila, Philippines, 2020. [Online]. Available: https://www.adb.org/sites/default/files/publication/612641/hydropower-development-economic-growth-nepal.pdf
BAU | 34 | PWRSHPINDSO | Small Hydropower, India – South, region XX (investable) |  | ResidualCapacity | GW | User defined |  | 1.9333 | 1.9333 | 1.9333 | 1.9333 | 1.9333 | 1.9333 | 1.9333 | 1.9333 | 1.9333 | 1.9333 | 1.9333 | 1.9333 | 1.9333 | 1.9333 | 1.9333 | 1.9333 | 1.9333 | 1.9333 | 1.9333 | 1.9333 | 1.9333 | 1.9333 | 1.9333 | 1.9333 | 1.9333 | 1.9333 | 1.9333 | 1.9333 | NITI Aayog, "India Climate and Energy Dashboard (ICED) — Plant Information and Capacity Metatable," NITI Aayog, Government of India, New Delhi, Feb. 2025. [Online]. Available: https://iced.niti.gov.in
BAU | 34 | PWRSHPINDSO | Small Hydropower, India – South, region XX (investable) |  | TotalAnnualMaxCapacity | GW | User defined | [29 empty] | Central Electricity Authority (CEA), "National Electricity Plan, Volume I — Generation," Ministry of Power, Government of India, New Delhi, 2023. [Online]. Available: https://cea.nic.in NITI Aayog, "India Climate and Energy Dashboard (ICED) — Plant Information and Capacity Metatable," NITI Aayog, Government of India, New Delhi, Feb. 2025. [Online]. Available: https://iced.niti.gov.in
BAU | 34 | PWRSHPINDSO | Small Hydropower, India – South, region XX (investable) |  | TotalTechnologyAnnualActivityUpperLimit | PJ | User defined | [29 empty] | Central Electricity Authority (CEA), "National Electricity Plan, Volume I — Generation," Ministry of Power, Government of India, New Delhi, 2023. [Online]. Available: https://cea.nic.in NITI Aayog, "India Climate and Energy Dashboard (ICED) — Plant Information and Capacity Metatable," NITI Aayog, Government of India, New Delhi, Feb. 2025. [Online]. Available: https://iced.niti.gov.in
BAU | 34 | PWRSHPINDSO | Small Hydropower, India – South, region XX (investable) |  | TotalAnnualMinCapacity | GW | User defined | [29 empty] | Central Electricity Authority (CEA), "National Electricity Plan, Volume I — Generation," Ministry of Power, Government of India, New Delhi, 2023. [Online]. Available: https://cea.nic.in
BAU | 34 | PWRSHPINDSO | Small Hydropower, India – South, region XX (investable) |  | AvailabilityFactor | fraction | User defined |  | 0.9 | 0.9 | 0.9 | 0.9 | 0.9 | 0.9 | 0.9 | 0.9 | 0.9 | 0.9 | 0.9 | 0.9 | 0.9 | 0.9 | 0.9 | 0.9 | 0.9 | 0.9 | 0.9 | 0.9 | 0.9 | 0.9 | 0.9 | 0.9 | 0.9 | 0.9 | 0.9 | 0.9 | M. Howells et al., "OSeMOSYS: The Open Source Energy Modelling System," Energy Policy, vol. 39, no. 10, pp. 5850–5870, Oct. 2011. doi: 10.1016/j.enpol.2011.06.033 NITI Aayog, "India Climate and Energy Dashboard (ICED) — Plant Information and Capacity Metatable," NITI Aayog, Government of India, New Delhi, Feb. 2025. [Online]. Available: https://iced.niti.gov.in
BAU | 34 | PWRSHPINDSO | Small Hydropower, India – South, region XX (investable) |  | Efficiency | fraction | User defined | [29 empty] | Intergovernmental Panel on Climate Change (IPCC), "2006 IPCC Guidelines for National Greenhouse Gas Inventories, Vol. 2: Energy," Hayama, Japan, 2006. [Online]. Available: https://www.ipcc-nggip.iges.or.jp/public/2006gl/vol2.html | bar: 2023 to 2050
BAU | 34 | PWRSHPINDSO | Small Hydropower, India – South, region XX (investable) |  | TotalAnnualMinCapacityInvestment | GW | User defined |  | 0 | 0 | 0 | 0 | 0 | 0 | 0 | 0 | 0 | 0 | 0 | 0 | 0 | 0 | 0 | 0 | 0 | 0 | 0 | 0 | 0 | 0 | 0 | 0 | 0 | 0 | 0 | 0 | Central Electricity Authority (CEA), "National Electricity Plan, Volume I — Generation," Ministry of Power, Government of India, New Delhi, 2023. [Online]. Available: https://cea.nic.in Ministry of New and Renewable Energy (MNRE), "Renewable Energy Targets and Capacity Additions," MNRE, Government of India, New Delhi, 2024.
BAU | 31 | PWRSHPINDEA | Small Hydropower, India – East, region XX (investable) |  | CapitalCost | USD/kW | User defined |  | 3500 | 3500 | 3500 | 3500 | 3500 | 3500 | 3500 | 3500 | 3500 | 3500 | 3500 | 3500 | 3500 | 3500 | 3500 | 3500 | 3500 | 3500 | 3500 | 3500 | 3500 | 3500 | 3500 | 3500 | 3500 | 3500 | 3500 | 3500 | Japan International Cooperation Agency (JICA), "Bhutan Power System Master Plan 2040," JICA/Ministry of Economic Affairs, Thimphu, Bhutan, 2022. [Online]. Available: https://www.jica.go.jp/english/overseas/bhutan/information/topics/2022/220518.html Ceylon Electricity Board (CEB), "Long-Term Generation Expansion Plan 2025–2044," CEB, Colombo, Sri Lanka, 2024. [Online]. Available: https://www.ceb.lk/front_img/img_reports/1748839124LTGEP-2025-2044-FINAL_c.pdf Asian Development Bank (ADB), "Hydropower Development and Economic Growth in Nepal," ADB, Manila, Philippines, 2020. [Online]. Available: https://www.adb.org/sites/default/files/publication/612641/hydropower-development-economic-growth-nepal.pdf
BAU | 31 | PWRSHPINDEA | Small Hydropower, India – East, region XX (investable) |  | FixedCost | USD/kW/yr | User defined |  | 45 | 45 | 45 | 45 | 45 | 45 | 45 | 45 | 45 | 45 | 45 | 45 | 45 | 45 | 45 | 45 | 45 | 45 | 45 | 45 | 45 | 45 | 45 | 45 | 45 | 45 | 45 | 45 | Japan International Cooperation Agency (JICA), "Bhutan Power System Master Plan 2040," JICA/Ministry of Economic Affairs, Thimphu, Bhutan, 2022. [Online]. Available: https://www.jica.go.jp/english/overseas/bhutan/information/topics/2022/220518.html Ceylon Electricity Board (CEB), "Long-Term Generation Expansion Plan 2025–2044," CEB, Colombo, Sri Lanka, 2024. [Online]. Available: https://www.ceb.lk/front_img/img_reports/1748839124LTGEP-2025-2044-FINAL_c.pdf Asian Development Bank (ADB), "Hydropower Development and Economic Growth in Nepal," ADB, Manila, Philippines, 2020. [Online]. Available: https://www.adb.org/sites/default/files/publication/612641/hydropower-development-economic-growth-nepal.pdf
BAU | 31 | PWRSHPINDEA | Small Hydropower, India – East, region XX (investable) |  | ResidualCapacity | GW | User defined |  | 0.3442 | 0.3442 | 0.3442 | 0.3442 | 0.3442 | 0.3442 | 0.3442 | 0.3442 | 0.3442 | 0.3442 | 0.3442 | 0.3442 | 0.3442 | 0.3442 | 0.3442 | 0.3442 | 0.3442 | 0.3442 | 0.3442 | 0.3442 | 0.3442 | 0.3442 | 0.3442 | 0.3442 | 0.3442 | 0.3442 | 0.3442 | 0.3442 | NITI Aayog, "India Climate and Energy Dashboard (ICED) — Plant Information and Capacity Metatable," NITI Aayog, Government of India, New Delhi, Feb. 2025. [Online]. Available: https://iced.niti.gov.in
BAU | 31 | PWRSHPINDEA | Small Hydropower, India – East, region XX (investable) |  | TotalAnnualMaxCapacity | GW | User defined | [29 empty] | Central Electricity Authority (CEA), "National Electricity Plan, Volume I — Generation," Ministry of Power, Government of India, New Delhi, 2023. [Online]. Available: https://cea.nic.in NITI Aayog, "India Climate and Energy Dashboard (ICED) — Plant Information and Capacity Metatable," NITI Aayog, Government of India, New Delhi, Feb. 2025. [Online]. Available: https://iced.niti.gov.in
BAU | 31 | PWRSHPINDEA | Small Hydropower, India – East, region XX (investable) |  | TotalTechnologyAnnualActivityUpperLimit | PJ | User defined | [29 empty] | Central Electricity Authority (CEA), "National Electricity Plan, Volume I — Generation," Ministry of Power, Government of India, New Delhi, 2023. [Online]. Available: https://cea.nic.in NITI Aayog, "India Climate and Energy Dashboard (ICED) — Plant Information and Capacity Metatable," NITI Aayog, Government of India, New Delhi, Feb. 2025. [Online]. Available: https://iced.niti.gov.in
BAU | 31 | PWRSHPINDEA | Small Hydropower, India – East, region XX (investable) |  | TotalAnnualMinCapacity | GW | User defined | [29 empty] | Central Electricity Authority (CEA), "National Electricity Plan, Volume I — Generation," Ministry of Power, Government of India, New Delhi, 2023. [Online]. Available: https://cea.nic.in
BAU | 31 | PWRSHPINDEA | Small Hydropower, India – East, region XX (investable) |  | AvailabilityFactor | fraction | User defined |  | 0.9 | 0.9 | 0.9 | 0.9 | 0.9 | 0.9 | 0.9 | 0.9 | 0.9 | 0.9 | 0.9 | 0.9 | 0.9 | 0.9 | 0.9 | 0.9 | 0.9 | 0.9 | 0.9 | 0.9 | 0.9 | 0.9 | 0.9 | 0.9 | 0.9 | 0.9 | 0.9 | 0.9 | M. Howells et al., "OSeMOSYS: The Open Source Energy Modelling System," Energy Policy, vol. 39, no. 10, pp. 5850–5870, Oct. 2011. doi: 10.1016/j.enpol.2011.06.033 NITI Aayog, "India Climate and Energy Dashboard (ICED) — Plant Information and Capacity Metatable," NITI Aayog, Government of India, New Delhi, Feb. 2025. [Online]. Available: https://iced.niti.gov.in
BAU | 31 | PWRSHPINDEA | Small Hydropower, India – East, region XX (investable) |  | Efficiency | fraction | User defined | [29 empty] | Intergovernmental Panel on Climate Change (IPCC), "2006 IPCC Guidelines for National Greenhouse Gas Inventories, Vol. 2: Energy," Hayama, Japan, 2006. [Online]. Available: https://www.ipcc-nggip.iges.or.jp/public/2006gl/vol2.html | bar: 2023 to 2050
BAU | 31 | PWRSHPINDEA | Small Hydropower, India – East, region XX (investable) |  | TotalAnnualMinCapacityInvestment | GW | User defined |  | 0 | 0 | 0 | 0 | 0 | 0 | 0 | 0 | 0 | 0 | 0 | 0 | 0 | 0 | 0 | 0 | 0 | 0 | 0 | 0 | 0 | 0 | 0 | 0 | 0 | 0 | 0 | 0 | Central Electricity Authority (CEA), "National Electricity Plan, Volume I — Generation," Ministry of Power, Government of India, New Delhi, 2023. [Online]. Available: https://cea.nic.in Ministry of New and Renewable Energy (MNRE), "Renewable Energy Targets and Capacity Additions," MNRE, Government of India, New Delhi, 2024.
BAU | 35 | PWRSHPINDWE | Small Hydropower, India – West, region XX (investable) |  | CapitalCost | USD/kW | User defined |  | 3500 | 3500 | 3500 | 3500 | 3500 | 3500 | 3500 | 3500 | 3500 | 3500 | 3500 | 3500 | 3500 | 3500 | 3500 | 3500 | 3500 | 3500 | 3500 | 3500 | 3500 | 3500 | 3500 | 3500 | 3500 | 3500 | 3500 | 3500 | Japan International Cooperation Agency (JICA), "Bhutan Power System Master Plan 2040," JICA/Ministry of Economic Affairs, Thimphu, Bhutan, 2022. [Online]. Available: https://www.jica.go.jp/english/overseas/bhutan/information/topics/2022/220518.html Ceylon Electricity Board (CEB), "Long-Term Generation Expansion Plan 2025–2044," CEB, Colombo, Sri Lanka, 2024. [Online]. Available: https://www.ceb.lk/front_img/img_reports/1748839124LTGEP-2025-2044-FINAL_c.pdf Asian Development Bank (ADB), "Hydropower Development and Economic Growth in Nepal," ADB, Manila, Philippines, 2020. [Online]. Available: https://www.adb.org/sites/default/files/publication/612641/hydropower-development-economic-growth-nepal.pdf
BAU | 35 | PWRSHPINDWE | Small Hydropower, India – West, region XX (investable) |  | FixedCost | USD/kW/yr | User defined |  | 45 | 45 | 45 | 45 | 45 | 45 | 45 | 45 | 45 | 45 | 45 | 45 | 45 | 45 | 45 | 45 | 45 | 45 | 45 | 45 | 45 | 45 | 45 | 45 | 45 | 45 | 45 | 45 | Japan International Cooperation Agency (JICA), "Bhutan Power System Master Plan 2040," JICA/Ministry of Economic Affairs, Thimphu, Bhutan, 2022. [Online]. Available: https://www.jica.go.jp/english/overseas/bhutan/information/topics/2022/220518.html Ceylon Electricity Board (CEB), "Long-Term Generation Expansion Plan 2025–2044," CEB, Colombo, Sri Lanka, 2024. [Online]. Available: https://www.ceb.lk/front_img/img_reports/1748839124LTGEP-2025-2044-FINAL_c.pdf Asian Development Bank (ADB), "Hydropower Development and Economic Growth in Nepal," ADB, Manila, Philippines, 2020. [Online]. Available: https://www.adb.org/sites/default/files/publication/612641/hydropower-development-economic-growth-nepal.pdf
BAU | 35 | PWRSHPINDWE | Small Hydropower, India – West, region XX (investable) |  | ResidualCapacity | GW | User defined |  | 0.6739 | 0.6739 | 0.6739 | 0.6739 | 0.6739 | 0.6739 | 0.6739 | 0.6739 | 0.6739 | 0.6739 | 0.6739 | 0.6739 | 0.6739 | 0.6739 | 0.6739 | 0.6739 | 0.6739 | 0.6739 | 0.6739 | 0.6739 | 0.6739 | 0.6739 | 0.6739 | 0.6739 | 0.6739 | 0.6739 | 0.6739 | 0.6739 | NITI Aayog, "India Climate and Energy Dashboard (ICED) — Plant Information and Capacity Metatable," NITI Aayog, Government of India, New Delhi, Feb. 2025. [Online]. Available: https://iced.niti.gov.in
BAU | 35 | PWRSHPINDWE | Small Hydropower, India – West, region XX (investable) |  | TotalAnnualMaxCapacity | GW | User defined | [29 empty] | Central Electricity Authority (CEA), "National Electricity Plan, Volume I — Generation," Ministry of Power, Government of India, New Delhi, 2023. [Online]. Available: https://cea.nic.in NITI Aayog, "India Climate and Energy Dashboard (ICED) — Plant Information and Capacity Metatable," NITI Aayog, Government of India, New Delhi, Feb. 2025. [Online]. Available: https://iced.niti.gov.in
BAU | 35 | PWRSHPINDWE | Small Hydropower, India – West, region XX (investable) |  | TotalTechnologyAnnualActivityUpperLimit | PJ | User defined | [29 empty] | Central Electricity Authority (CEA), "National Electricity Plan, Volume I — Generation," Ministry of Power, Government of India, New Delhi, 2023. [Online]. Available: https://cea.nic.in NITI Aayog, "India Climate and Energy Dashboard (ICED) — Plant Information and Capacity Metatable," NITI Aayog, Government of India, New Delhi, Feb. 2025. [Online]. Available: https://iced.niti.gov.in
BAU | 35 | PWRSHPINDWE | Small Hydropower, India – West, region XX (investable) |  | TotalAnnualMinCapacity | GW | User defined | [29 empty] | Central Electricity Authority (CEA), "National Electricity Plan, Volume I — Generation," Ministry of Power, Government of India, New Delhi, 2023. [Online]. Available: https://cea.nic.in
BAU | 35 | PWRSHPINDWE | Small Hydropower, India – West, region XX (investable) |  | AvailabilityFactor | fraction | User defined |  | 0.9 | 0.9 | 0.9 | 0.9 | 0.9 | 0.9 | 0.9 | 0.9 | 0.9 | 0.9 | 0.9 | 0.9 | 0.9 | 0.9 | 0.9 | 0.9 | 0.9 | 0.9 | 0.9 | 0.9 | 0.9 | 0.9 | 0.9 | 0.9 | 0.9 | 0.9 | 0.9 | 0.9 | M. Howells et al., "OSeMOSYS: The Open Source Energy Modelling System," Energy Policy, vol. 39, no. 10, pp. 5850–5870, Oct. 2011. doi: 10.1016/j.enpol.2011.06.033 NITI Aayog, "India Climate and Energy Dashboard (ICED) — Plant Information and Capacity Metatable," NITI Aayog, Government of India, New Delhi, Feb. 2025. [Online]. Available: https://iced.niti.gov.in
BAU | 35 | PWRSHPINDWE | Small Hydropower, India – West, region XX (investable) |  | Efficiency | fraction | User defined | [29 empty] | Intergovernmental Panel on Climate Change (IPCC), "2006 IPCC Guidelines for National Greenhouse Gas Inventories, Vol. 2: Energy," Hayama, Japan, 2006. [Online]. Available: https://www.ipcc-nggip.iges.or.jp/public/2006gl/vol2.html | bar: 2023 to 2050
BAU | 35 | PWRSHPINDWE | Small Hydropower, India – West, region XX (investable) |  | TotalAnnualMinCapacityInvestment | GW | User defined |  | 0 | 0 | 0 | 0 | 0 | 0 | 0 | 0 | 0 | 0 | 0 | 0 | 0 | 0 | 0 | 0 | 0 | 0 | 0 | 0 | 0 | 0 | 0 | 0 | 0 | 0 | 0 | 0 | Central Electricity Authority (CEA), "National Electricity Plan, Volume I — Generation," Ministry of Power, Government of India, New Delhi, 2023. [Online]. Available: https://cea.nic.in Ministry of New and Renewable Energy (MNRE), "Renewable Energy Targets and Capacity Additions," MNRE, Government of India, New Delhi, 2024.
BAU | 30 | PWRSHPINDNE | Small Hydropower, India – Northeast, region XX (investable) |  | CapitalCost | USD/kW | User defined |  | 3500 | 3500 | 3500 | 3500 | 3500 | 3500 | 3500 | 3500 | 3500 | 3500 | 3500 | 3500 | 3500 | 3500 | 3500 | 3500 | 3500 | 3500 | 3500 | 3500 | 3500 | 3500 | 3500 | 3500 | 3500 | 3500 | 3500 | 3500 | Japan International Cooperation Agency (JICA), "Bhutan Power System Master Plan 2040," JICA/Ministry of Economic Affairs, Thimphu, Bhutan, 2022. [Online]. Available: https://www.jica.go.jp/english/overseas/bhutan/information/topics/2022/220518.html Ceylon Electricity Board (CEB), "Long-Term Generation Expansion Plan 2025–2044," CEB, Colombo, Sri Lanka, 2024. [Online]. Available: https://www.ceb.lk/front_img/img_reports/1748839124LTGEP-2025-2044-FINAL_c.pdf Asian Development Bank (ADB), "Hydropower Development and Economic Growth in Nepal," ADB, Manila, Philippines, 2020. [Online]. Available: https://www.adb.org/sites/default/files/publication/612641/hydropower-development-economic-growth-nepal.pdf
BAU | 30 | PWRSHPINDNE | Small Hydropower, India – Northeast, region XX (investable) |  | FixedCost | USD/kW/yr | User defined |  | 45 | 45 | 45 | 45 | 45 | 45 | 45 | 45 | 45 | 45 | 45 | 45 | 45 | 45 | 45 | 45 | 45 | 45 | 45 | 45 | 45 | 45 | 45 | 45 | 45 | 45 | 45 | 45 | Japan International Cooperation Agency (JICA), "Bhutan Power System Master Plan 2040," JICA/Ministry of Economic Affairs, Thimphu, Bhutan, 2022. [Online]. Available: https://www.jica.go.jp/english/overseas/bhutan/information/topics/2022/220518.html Ceylon Electricity Board (CEB), "Long-Term Generation Expansion Plan 2025–2044," CEB, Colombo, Sri Lanka, 2024. [Online]. Available: https://www.ceb.lk/front_img/img_reports/1748839124LTGEP-2025-2044-FINAL_c.pdf Asian Development Bank (ADB), "Hydropower Development and Economic Growth in Nepal," ADB, Manila, Philippines, 2020. [Online]. Available: https://www.adb.org/sites/default/files/publication/612641/hydropower-development-economic-growth-nepal.pdf
BAU | 30 | PWRSHPINDNE | Small Hydropower, India – Northeast, region XX (investable) |  | ResidualCapacity | GW | User defined |  | 0.29935 | 0.29935 | 0.29935 | 0.29935 | 0.29935 | 0.29935 | 0.29935 | 0.29935 | 0.29935 | 0.29935 | 0.29935 | 0.29935 | 0.29935 | 0.29935 | 0.29935 | 0.29935 | 0.29935 | 0.29935 | 0.29935 | 0.29935 | 0.29935 | 0.29935 | 0.29935 | 0.29935 | 0.29935 | 0.29935 | 0.29935 | 0.29935 | NITI Aayog, "India Climate and Energy Dashboard (ICED) — Plant Information and Capacity Metatable," NITI Aayog, Government of India, New Delhi, Feb. 2025. [Online]. Available: https://iced.niti.gov.in
BAU | 30 | PWRSHPINDNE | Small Hydropower, India – Northeast, region XX (investable) |  | TotalAnnualMaxCapacity | GW | User defined | [29 empty] | Central Electricity Authority (CEA), "National Electricity Plan, Volume I — Generation," Ministry of Power, Government of India, New Delhi, 2023. [Online]. Available: https://cea.nic.in NITI Aayog, "India Climate and Energy Dashboard (ICED) — Plant Information and Capacity Metatable," NITI Aayog, Government of India, New Delhi, Feb. 2025. [Online]. Available: https://iced.niti.gov.in
BAU | 30 | PWRSHPINDNE | Small Hydropower, India – Northeast, region XX (investable) |  | TotalTechnologyAnnualActivityUpperLimit | PJ | User defined | [29 empty] | Central Electricity Authority (CEA), "National Electricity Plan, Volume I — Generation," Ministry of Power, Government of India, New Delhi, 2023. [Online]. Available: https://cea.nic.in NITI Aayog, "India Climate and Energy Dashboard (ICED) — Plant Information and Capacity Metatable," NITI Aayog, Government of India, New Delhi, Feb. 2025. [Online]. Available: https://iced.niti.gov.in
BAU | 30 | PWRSHPINDNE | Small Hydropower, India – Northeast, region XX (investable) |  | TotalAnnualMinCapacity | GW | User defined | [29 empty] | Central Electricity Authority (CEA), "National Electricity Plan, Volume I — Generation," Ministry of Power, Government of India, New Delhi, 2023. [Online]. Available: https://cea.nic.in
BAU | 30 | PWRSHPINDNE | Small Hydropower, India – Northeast, region XX (investable) |  | AvailabilityFactor | fraction | User defined |  | 0.9 | 0.9 | 0.9 | 0.9 | 0.9 | 0.9 | 0.9 | 0.9 | 0.9 | 0.9 | 0.9 | 0.9 | 0.9 | 0.9 | 0.9 | 0.9 | 0.9 | 0.9 | 0.9 | 0.9 | 0.9 | 0.9 | 0.9 | 0.9 | 0.9 | 0.9 | 0.9 | 0.9 | M. Howells et al., "OSeMOSYS: The Open Source Energy Modelling System," Energy Policy, vol. 39, no. 10, pp. 5850–5870, Oct. 2011. doi: 10.1016/j.enpol.2011.06.033 NITI Aayog, "India Climate and Energy Dashboard (ICED) — Plant Information and Capacity Metatable," NITI Aayog, Government of India, New Delhi, Feb. 2025. [Online]. Available: https://iced.niti.gov.in
BAU | 30 | PWRSHPINDNE | Small Hydropower, India – Northeast, region XX (investable) |  | Efficiency | fraction | User defined | [29 empty] | Intergovernmental Panel on Climate Change (IPCC), "2006 IPCC Guidelines for National Greenhouse Gas Inventories, Vol. 2: Energy," Hayama, Japan, 2006. [Online]. Available: https://www.ipcc-nggip.iges.or.jp/public/2006gl/vol2.html | bar: 2023 to 2050
BAU | 30 | PWRSHPINDNE | Small Hydropower, India – Northeast, region XX (investable) |  | TotalAnnualMinCapacityInvestment | GW | User defined |  | 0 | 0 | 0 | 0 | 0 | 0 | 0 | 0 | 0 | 0 | 0 | 0 | 0 | 0 | 0 | 0 | 0 | 0 | 0 | 0 | 0 | 0 | 0 | 0 | 0 | 0 | 0 | 0 | Central Electricity Authority (CEA), "National Electricity Plan, Volume I — Generation," Ministry of Power, Government of India, New Delhi, 2023. [Online]. Available: https://cea.nic.in Ministry of New and Renewable Energy (MNRE), "Renewable Energy Targets and Capacity Additions," MNRE, Government of India, New Delhi, 2024.
Note on J2: CostDB PWRSPV CAPEX (Conservative) ¦ BD=$840/kW (×1.5)
Note on J3: CostDB PWRSPV Fixed O&M (Conservative) (FOM scaled by node multiplier)
Note on J4: ResidualCapacity (GW): BGD solar ~750 MW. Source: BPDB 2024; Bangladesh_Power_Sector.xlsx ⚠ ASSUMPTION: ResidualCapacity held flat (2023 value) across all years. No retirement or decommissioning modeled. This overstates available capacity in later years for aging plants. To improve: build retirement profiles from commissioning dates (available in Existing_Generation sheet) and typical plant lifetimes.
Note on J8: AvailabilityFactor=1.0 PWRSPV standard availability factor
Note on J9: InputActivityRatio/Efficiency=1.0 Source: OSTRAM_Consolidated_CostDB_v2 Heat Rate where available, otherwise industry standard.
Note on J11: CostDB PWRSPV CAPEX (Conservative) ¦ BT=$1008/kW (×1.8)
Note on J12: CostDB PWRSPV Fixed O&M (Conservative) (FOM scaled by node multiplier)
Note on J13: ResidualCapacity (GW): BTN solar ~1 MW (negligible). Source: BPC ⚠ ASSUMPTION: ResidualCapacity held flat (2023 value) across all years. No retirement or decommissioning modeled. This overstates available capacity in later years for aging plants. To improve: build retirement profiles from commissioning dates (available in Existing_Generation sheet) and typical plant lifetimes.
Note on J17: AvailabilityFactor=1.0 PWRSPV standard availability factor
Note on J18: InputActivityRatio/Efficiency=1.0 Source: OSTRAM_Consolidated_CostDB_v2 Heat Rate where available, otherwise industry standard.
Note on J20: CostDB PWRSPV CAPEX (Conservative) ¦ IN base=$560/kW
Note on J21: CostDB PWRSPV Fixed O&M (Conservative) (FOM scaled by node multiplier)
Note on J22: ResidualCapacity (GW): IND North solar ~22 GW. Source: CEA Monthly RE Installed Capacity ⚠ ASSUMPTION: ResidualCapacity held flat (2023 value) across all years. No retirement or decommissioning modeled. This overstates available capacity in later years for aging plants. To improve: build retirement profiles from commissioning dates (available in Existing_Generation sheet) and typical plant lifetimes.
Note on J26: AvailabilityFactor=1.0 PWRSPV standard availability factor
Note on J27: InputActivityRatio/Efficiency=1.0 Source: OSTRAM_Consolidated_CostDB_v2 Heat Rate where available, otherwise industry standard.
Note on J29: CostDB PWRSPV CAPEX (Conservative) ¦ IN base=$560/kW
Note on J30: CostDB PWRSPV Fixed O&M (Conservative) (FOM scaled by node multiplier)
Note on J31: ResidualCapacity (GW): IND South solar ~25 GW. Source: CEA Monthly RE Installed Capacity ⚠ ASSUMPTION: ResidualCapacity held flat (2023 value) across all years. No retirement or decommissioning modeled. This overstates available capacity in later years for aging plants. To improve: build retirement profiles from commissioning dates (available in Existing_Generation sheet) and typical plant lifetimes.
Note on J35: AvailabilityFactor=1.0 PWRSPV standard availability factor
Note on J36: InputActivityRatio/Efficiency=1.0 Source: OSTRAM_Consolidated_CostDB_v2 Heat Rate where available, otherwise industry standard.
Note on J38: CostDB PWRSPV CAPEX (Conservative) ¦ IN base=$560/kW
Note on J39: CostDB PWRSPV Fixed O&M (Conservative) (FOM scaled by node multiplier)
Note on J40: ResidualCapacity (GW): IND East solar ~5 GW. Source: CEA Monthly RE Installed Capacity ⚠ ASSUMPTION: ResidualCapacity held flat (2023 value) across all years. No retirement or decommissioning modeled. This overstates available capacity in later years for aging plants. To improve: build retirement profiles from commissioning dates (available in Existing_Generation sheet) and typical plant lifetimes.
Note on J44: AvailabilityFactor=1.0 PWRSPV standard availability factor
Note on J45: InputActivityRatio/Efficiency=1.0 Source: OSTRAM_Consolidated_CostDB_v2 Heat Rate where available, otherwise industry standard.
Note on J47: CostDB PWRSPV CAPEX (Conservative) ¦ IN base=$560/kW
Note on J48: CostDB PWRSPV Fixed O&M (Conservative) (FOM scaled by node multiplier)
Note on J49: ResidualCapacity (GW): IND West solar ~28 GW (Rajasthan+Gujarat). Source: CEA ⚠ ASSUMPTION: ResidualCapacity held flat (2023 value) across all years. No retirement or decommissioning modeled. This overstates available capacity in later years for aging plants. To improve: build retirement profiles from commissioning dates (available in Existing_Generation sheet) and typical plant lifetimes.
Note on J53: AvailabilityFactor=1.0 PWRSPV standard availability factor
Note on J54: InputActivityRatio/Efficiency=1.0 Source: OSTRAM_Consolidated_CostDB_v2 Heat Rate where available, otherwise industry standard.
Note on J56: CostDB PWRSPV CAPEX (Conservative) ¦ IN base=$560/kW
Note on J57: CostDB PWRSPV Fixed O&M (Conservative) (FOM scaled by node multiplier)
Note on J58: ResidualCapacity (GW): IND NE solar ~0.5 GW. Source: CEA ⚠ ASSUMPTION: ResidualCapacity held flat (2023 value) across all years. No retirement or decommissioning modeled. This overstates available capacity in later years for aging plants. To improve: build retirement profiles from commissioning dates (available in Existing_Generation sheet) and typical plant lifetimes.
Note on J62: AvailabilityFactor=1.0 PWRSPV standard availability factor
Note on J63: InputActivityRatio/Efficiency=1.0 Source: OSTRAM_Consolidated_CostDB_v2 Heat Rate where available, otherwise industry standard.
Note on J65: CostDB PWRSPV CAPEX (Conservative) ¦ NP=$896/kW (×1.6)
Note on J66: CostDB PWRSPV Fixed O&M (Conservative) (FOM scaled by node multiplier)
Note on J67: ResidualCapacity (GW): NPL solar ~50 MW. Source: NEA ⚠ ASSUMPTION: ResidualCapacity held flat (2023 value) across all years. No retirement or decommissioning modeled. This overstates available capacity in later years for aging plants. To improve: build retirement profiles from commissioning dates (available in Existing_Generation sheet) and typical plant lifetimes.
Note on J71: AvailabilityFactor=1.0 PWRSPV standard availability factor
Note on J72: InputActivityRatio/Efficiency=1.0 Source: OSTRAM_Consolidated_CostDB_v2 Heat Rate where available, otherwise industry standard.
Note on J74: CostDB PWRSPV CAPEX (Conservative) ¦ LK=$849/kW (×1.5)
Note on J75: CostDB PWRSPV Fixed O&M (Conservative) (FOM scaled by node multiplier)
Note on J76: ResidualCapacity (GW): LKA grid-scale solar 200 MW. Source: CEB Statistical Digest 2023 ⚠ ASSUMPTION: ResidualCapacity held flat (2023 value) across all years. No retirement or decommissioning modeled. This overstates available capacity in later years for aging plants. To improve: build retirement profiles from commissioning dates (available in Existing_Generation sheet) and typical plant lifetimes.
Note on J80: AvailabilityFactor=1.0 PWRSPV standard availability factor
Note on J81: InputActivityRatio/Efficiency=1.0 Source: OSTRAM_Consolidated_CostDB_v2 Heat Rate where available, otherwise industry standard.
Note on J83: CostDB PWRSPV CAPEX (Conservative) ¦ MV=$1680/kW (×3.0)
Note on J84: CostDB PWRSPV Fixed O&M (Conservative) (FOM scaled by node multiplier)
Note on J85: ResidualCapacity (GW): MDV solar ~20 MW. Source: IRENA 2023; Maldives Energy Roadmap 2024-2033 ⚠ ASSUMPTION: ResidualCapacity held flat (2023 value) across all years. No retirement or decommissioning modeled. This overstates available capacity in later years for aging plants. To improve: build retirement profiles from commissioning dates (available in Existing_Generation sheet) and typical plant lifetimes.
Note on J89: AvailabilityFactor=1.0 PWRSPV standard availability factor
Note on J90: InputActivityRatio/Efficiency=1.0 Source: OSTRAM_Consolidated_CostDB_v2 Heat Rate where available, otherwise industry standard.
Note on J92: CostDB PWRWON CAPEX (Conservative) ¦ BD=$1218/kW (×1.6)
Note on J93: CostDB PWRWON Fixed O&M (Conservative) (FOM scaled by node multiplier)
Note on J94: ResidualCapacity (GW): BGD wind ~2 MW. Source: BPDB ⚠ ASSUMPTION: ResidualCapacity held flat (2023 value) across all years. No retirement or decommissioning modeled. This overstates available capacity in later years for aging plants. To improve: build retirement profiles from commissioning dates (available in Existing_Generation sheet) and typical plant lifetimes.
Note on J98: AvailabilityFactor=1.0 PWRWON standard availability factor
Note on J99: InputActivityRatio/Efficiency=1.0 Source: OSTRAM_Consolidated_CostDB_v2 Heat Rate where available, otherwise industry standard.
Note on J107: AvailabilityFactor=1.0 PWRWON standard availability factor
Note on J108: InputActivityRatio/Efficiency=1.0 Source: OSTRAM_Consolidated_CostDB_v2 Heat Rate where available, otherwise industry standard.
Note on J110: CostDB PWRWON CAPEX (Conservative) ¦ IN base=$761/kW
Note on J111: CostDB PWRWON Fixed O&M (Conservative) (FOM scaled by node multiplier)
Note on J112: ResidualCapacity (GW): IND North onshore wind ~5 GW. Source: CEA ⚠ ASSUMPTION: ResidualCapacity held flat (2023 value) across all years. No retirement or decommissioning modeled. This overstates available capacity in later years for aging plants. To improve: build retirement profiles from commissioning dates (available in Existing_Generation sheet) and typical plant lifetimes.
Note on J116: AvailabilityFactor=1.0 PWRWON standard availability factor
Note on J117: InputActivityRatio/Efficiency=1.0 Source: OSTRAM_Consolidated_CostDB_v2 Heat Rate where available, otherwise industry standard.
Note on J119: CostDB PWRWON CAPEX (Conservative) ¦ IN base=$761/kW
Note on J120: CostDB PWRWON Fixed O&M (Conservative) (FOM scaled by node multiplier)
Note on J121: ResidualCapacity (GW): IND South onshore wind ~15 GW (Tamil Nadu+Karnataka). Source: CEA ⚠ ASSUMPTION: ResidualCapacity held flat (2023 value) across all years. No retirement or decommissioning modeled. This overstates available capacity in later years for aging plants. To improve: build retirement profiles from commissioning dates (available in Existing_Generation sheet) and typical plant lifetimes.
Note on J125: AvailabilityFactor=1.0 PWRWON standard availability factor
Note on J126: InputActivityRatio/Efficiency=1.0 Source: OSTRAM_Consolidated_CostDB_v2 Heat Rate where available, otherwise industry standard.
Note on J128: CostDB PWRWON CAPEX (Conservative) ¦ IN base=$761/kW
Note on J129: CostDB PWRWON Fixed O&M (Conservative) (FOM scaled by node multiplier)
Note on J130: ResidualCapacity (GW): IND East onshore wind ~0.5 GW. Source: CEA ⚠ ASSUMPTION: ResidualCapacity held flat (2023 value) across all years. No retirement or decommissioning modeled. This overstates available capacity in later years for aging plants. To improve: build retirement profiles from commissioning dates (available in Existing_Generation sheet) and typical plant lifetimes.
Note on J134: AvailabilityFactor=1.0 PWRWON standard availability factor
Note on J135: InputActivityRatio/Efficiency=1.0 Source: OSTRAM_Consolidated_CostDB_v2 Heat Rate where available, otherwise industry standard.
Note on J137: CostDB PWRWON CAPEX (Conservative) ¦ IN base=$761/kW
Note on J138: CostDB PWRWON Fixed O&M (Conservative) (FOM scaled by node multiplier)
Note on J139: ResidualCapacity (GW): IND West onshore wind ~20 GW (Gujarat+Maharashtra). Source: CEA ⚠ ASSUMPTION: ResidualCapacity held flat (2023 value) across all years. No retirement or decommissioning modeled. This overstates available capacity in later years for aging plants. To improve: build retirement profiles from commissioning dates (available in Existing_Generation sheet) and typical plant lifetimes.
Note on J143: AvailabilityFactor=1.0 PWRWON standard availability factor
Note on J144: InputActivityRatio/Efficiency=1.0 Source: OSTRAM_Consolidated_CostDB_v2 Heat Rate where available, otherwise industry standard.
Note on J146: CostDB PWRWON CAPEX (Conservative) ¦ IN base=$761/kW
Note on J147: CostDB PWRWON Fixed O&M (Conservative) (FOM scaled by node multiplier)
Note on J148: ResidualCapacity (GW): IND NE wind ~0.1 GW. Source: CEA ⚠ ASSUMPTION: ResidualCapacity held flat (2023 value) across all years. No retirement or decommissioning modeled. This overstates available capacity in later years for aging plants. To improve: build retirement profiles from commissioning dates (available in Existing_Generation sheet) and typical plant lifetimes.
Note on J152: AvailabilityFactor=1.0 PWRWON standard availability factor
Note on J153: InputActivityRatio/Efficiency=1.0 Source: OSTRAM_Consolidated_CostDB_v2 Heat Rate where available, otherwise industry standard.
Note on J161: AvailabilityFactor=1.0 PWRWON standard availability factor
Note on J162: InputActivityRatio/Efficiency=1.0 Source: OSTRAM_Consolidated_CostDB_v2 Heat Rate where available, otherwise industry standard.
Note on J164: CostDB PWRWON CAPEX (Conservative) ¦ LK=$1391/kW (×1.8)
Note on J165: CostDB PWRWON Fixed O&M (Conservative) (FOM scaled by node multiplier)
Note on J166: ResidualCapacity (GW): LKA wind 128 MW. Source: CEB Statistical Digest 2023 ⚠ ASSUMPTION: ResidualCapacity held flat (2023 value) across all years. No retirement or decommissioning modeled. This overstates available capacity in later years for aging plants. To improve: build retirement profiles from commissioning dates (available in Existing_Generation sheet) and typical plant lifetimes.
Note on J170: AvailabilityFactor=1.0 PWRWON standard availability factor
Note on J171: InputActivityRatio/Efficiency=1.0 Source: OSTRAM_Consolidated_CostDB_v2 Heat Rate where available, otherwise industry standard.
Note on J179: AvailabilityFactor=1.0 PWRWON standard availability factor
Note on J180: InputActivityRatio/Efficiency=1.0 Source: OSTRAM_Consolidated_CostDB_v2 Heat Rate where available, otherwise industry standard.
Note on J182: CostDB PWRWOF CAPEX (Conservative) ¦ IN base=$2339/kW
Note on J183: CostDB PWRWOF Fixed O&M (Conservative) (FOM scaled by node multiplier)
Note on J188: AvailabilityFactor=0.95 PWRWOF standard availability factor
Note on J189: InputActivityRatio/Efficiency=1.0 Source: OSTRAM_Consolidated_CostDB_v2 Heat Rate where available, otherwise industry standard.
Note on J191: CostDB PWRWOF CAPEX (Conservative) ¦ IN base=$2339/kW
Note on J192: CostDB PWRWOF Fixed O&M (Conservative) (FOM scaled by node multiplier)
Note on J197: AvailabilityFactor=0.95 PWRWOF standard availability factor
Note on J198: InputActivityRatio/Efficiency=1.0 Source: OSTRAM_Consolidated_CostDB_v2 Heat Rate where available, otherwise industry standard.
Note on J200: CostDB PWRWOF CAPEX (Conservative) ¦ IN base=$2339/kW
Note on J201: CostDB PWRWOF Fixed O&M (Conservative) (FOM scaled by node multiplier)
Note on J206: AvailabilityFactor=0.95 PWRWOF standard availability factor
Note on J207: InputActivityRatio/Efficiency=1.0 Source: OSTRAM_Consolidated_CostDB_v2 Heat Rate where available, otherwise industry standard.
Note on J215: AvailabilityFactor=0.95 PWRWOF standard availability factor
Note on J216: InputActivityRatio/Efficiency=1.0 Source: OSTRAM_Consolidated_CostDB_v2 Heat Rate where available, otherwise industry standard.
Note on J218: CostDB PWRWOF CAPEX (Conservative) ¦ LK=$3781/kW (×1.6)
Note on J219: CostDB PWRWOF Fixed O&M (Conservative) (FOM scaled by node multiplier)
Note on J224: AvailabilityFactor=0.95 PWRWOF standard availability factor
Note on J225: InputActivityRatio/Efficiency=1.0 Source: OSTRAM_Consolidated_CostDB_v2 Heat Rate where available, otherwise industry standard.
Note on J233: AvailabilityFactor=0.95 PWRWOF standard availability factor
Note on J234: InputActivityRatio/Efficiency=1.0 Source: OSTRAM_Consolidated_CostDB_v2 Heat Rate where available, otherwise industry standard.
Note on J236: CostDB PWRHDR CAPEX (Conservative) ¦ NP=$2761/kW (×1.8)
Note on J237: CostDB PWRHDR Fixed O&M (Conservative) (FOM scaled by node multiplier)
Note on J238: ResidualCapacity (GW): NPL storage hydro ~100 MW (Kulekhani). Source: NEA ⚠ ASSUMPTION: ResidualCapacity held flat (2023 value) across all years. No retirement or decommissioning modeled. This overstates available capacity in later years for aging plants. To improve: build retirement profiles from commissioning dates (available in Existing_Generation sheet) and typical plant lifetimes.
Note on J242: AvailabilityFactor=0.95 Reservoir hydro — high mechanical availability. Source: BPC PDB 2024, NEA
Note on J243: InputActivityRatio/Efficiency=1.0 Source: OSTRAM_Consolidated_CostDB_v2 Heat Rate where available, otherwise industry standard.
Note on J245: CostDB PWRHDR CAPEX (Conservative) ¦ BT=$1200/kW (×0.8)
Note on J246: CostDB PWRHDR Fixed O&M (Conservative) (FOM scaled by node multiplier)
Note on J247: ResidualCapacity (GW): BTN reservoir hydro ~1000 MW (Tala, Chukha). Source: BPC PDB 2024 ⚠ ASSUMPTION: ResidualCapacity held flat (2023 value) across all years. No retirement or decommissioning modeled. This overstates available capacity in later years for aging plants. To improve: build retirement profiles from commissioning dates (available in Existing_Generation sheet) and typical plant lifetimes.
Note on J251: AvailabilityFactor=0.95 Reservoir hydro — high mechanical availability. Source: BPC PDB 2024, NEA
Note on J252: InputActivityRatio/Efficiency=1.0 Source: OSTRAM_Consolidated_CostDB_v2 Heat Rate where available, otherwise industry standard.
Note on J254: CostDB PWRHDR CAPEX (Conservative) ¦ IN base=$1500/kW
Note on J255: CostDB PWRHDR Fixed O&M (Conservative) (FOM scaled by node multiplier)
Note on J256: ResidualCapacity=21.664 GW (21664 MW) Aggregated from India_Electricity_Infrastructure.xlsx Existing Generation Fuel: Hydro ¦ Node: IN_N (Zone-based mapping) Source: CEA plant database via Infrastructure file ⚠ ASSUMPTION: ResidualCapacity held flat (2023 value) across all years. No retirement or decommissioning modeled. This overstates available capacity in later years for aging plants. To improve: build retirement profiles from commissioning dates (available in Existing_Generation sheet) and typical plant lifetimes.
Note on J260: AvailabilityFactor=0.95 Reservoir hydro — high mechanical availability. Source: BPC PDB 2024, NEA
Note on J261: InputActivityRatio/Efficiency=1.0 Source: OSTRAM_Consolidated_CostDB_v2 Heat Rate where available, otherwise industry standard.
Note on J263: CostDB PWRHDR CAPEX (Conservative) ¦ IN base=$1500/kW
Note on J264: CostDB PWRHDR Fixed O&M (Conservative) (FOM scaled by node multiplier)
Note on J265: ResidualCapacity=2.273 GW (2273 MW) Aggregated from India_Electricity_Infrastructure.xlsx Existing Generation Fuel: Hydro ¦ Node: IN_NE (Zone-based mapping) Source: CEA plant database via Infrastructure file ⚠ ASSUMPTION: ResidualCapacity held flat (2023 value) across all years. No retirement or decommissioning modeled. This overstates available capacity in later years for aging plants. To improve: build retirement profiles from commissioning dates (available in Existing_Generation sheet) and typical plant lifetimes.
Note on J269: AvailabilityFactor=0.95 Reservoir hydro — high mechanical availability. Source: BPC PDB 2024, NEA
Note on J270: InputActivityRatio/Efficiency=1.0 Source: OSTRAM_Consolidated_CostDB_v2 Heat Rate where available, otherwise industry standard.
Note on J272: CostDB PWRHDR CAPEX (Conservative) ¦ IN base=$1500/kW
Note on J273: CostDB PWRHDR Fixed O&M (Conservative) (FOM scaled by node multiplier)
Note on J274: ResidualCapacity=5.988 GW (5988 MW) Aggregated from India_Electricity_Infrastructure.xlsx Existing Generation Fuel: Hydro ¦ Node: IN_E (Zone-based mapping) Source: CEA plant database via Infrastructure file ⚠ ASSUMPTION: ResidualCapacity held flat (2023 value) across all years. No retirement or decommissioning modeled. This overstates available capacity in later years for aging plants. To improve: build retirement profiles from commissioning dates (available in Existing_Generation sheet) and typical plant lifetimes.
Note on J278: AvailabilityFactor=0.95 Reservoir hydro — high mechanical availability. Source: BPC PDB 2024, NEA
Note on J279: InputActivityRatio/Efficiency=1.0 Source: OSTRAM_Consolidated_CostDB_v2 Heat Rate where available, otherwise industry standard.
Note on J281: CostDB PWRHDR CAPEX (Conservative) ¦ LK=$2500/kW (×1.7)
Note on J282: CostDB PWRHDR Fixed O&M (Conservative) (FOM scaled by node multiplier)
Note on J283: ResidualCapacity (GW): LKA major hydro 1384 MW (15 plants). Source: CEB Statistical Digest 2023 ⚠ ASSUMPTION: ResidualCapacity held flat (2023 value) across all years. No retirement or decommissioning modeled. This overstates available capacity in later years for aging plants. To improve: build retirement profiles from commissioning dates (available in Existing_Generation sheet) and typical plant lifetimes.
Note on J287: AvailabilityFactor=0.95 Reservoir hydro — high mechanical availability. Source: BPC PDB 2024, NEA
Note on J288: InputActivityRatio/Efficiency=1.0 Source: OSTRAM_Consolidated_CostDB_v2 Heat Rate where available, otherwise industry standard.
Note on J299: CostDB PWRHPS CAPEX (Conservative) ¦ IN base=$635/kW
Note on J300: CostDB PWRHPS Fixed O&M (Conservative) (FOM scaled by node multiplier)
Note on J301: ResidualCapacity (GW): IND South pumped storage ~1 GW (Kadamparai etc). Source: CEA ⚠ ASSUMPTION: ResidualCapacity held flat (2023 value) across all years. No retirement or decommissioning modeled. This overstates available capacity in later years for aging plants. To improve: build retirement profiles from commissioning dates (available in Existing_Generation sheet) and typical plant lifetimes.
Note on J305: AvailabilityFactor=0.92 Pumped storage. Source: CEA NEP
Note on J306: InputActivityRatio/Efficiency=0.8 Source: OSTRAM_Consolidated_CostDB_v2 Heat Rate where available, otherwise industry standard.
Note on J308: CostDB PWRHPS CAPEX (Conservative) ¦ IN base=$635/kW
Note on J309: CostDB PWRHPS Fixed O&M (Conservative) (FOM scaled by node multiplier)
Note on J310: ResidualCapacity (GW): IND West pumped storage ~0.9 GW (Ghatghar). Source: CEA ⚠ ASSUMPTION: ResidualCapacity held flat (2023 value) across all years. No retirement or decommissioning modeled. This overstates available capacity in later years for aging plants. To improve: build retirement profiles from commissioning dates (available in Existing_Generation sheet) and typical plant lifetimes.
Note on J314: AvailabilityFactor=0.92 Pumped storage. Source: CEA NEP
Note on J315: InputActivityRatio/Efficiency=0.8 Source: OSTRAM_Consolidated_CostDB_v2 Heat Rate where available, otherwise industry standard.
Note on J317: CostDB PWRCOASCPC CAPEX (Conservative) ¦ BD=$1694/kW (×1.6)
Note on J318: CostDB PWRCOASCPC Fixed O&M (Conservative) (FOM scaled by node multiplier)
Note on J323: AvailabilityFactor=0.85 India CEA fleet PLF ~60-65%; AF allows ~85% availability. Source: IND_DA_Final Daily PLF sheet (NITI Aayog ICED)
Note on J324: InputActivityRatio/Efficiency=0.38 Source: OSTRAM_Consolidated_CostDB_v2 Heat Rate where available, otherwise industry standard.
Note on J326: CostDB PWRCOASCPC CAPEX (Conservative) ¦ IN base=$1059/kW
Note on J327: CostDB PWRCOASCPC Fixed O&M (Conservative) (FOM scaled by node multiplier)
Note on J332: AvailabilityFactor=0.85 India CEA fleet PLF ~60-65%; AF allows ~85% availability. Source: IND_DA_Final Daily PLF sheet (NITI Aayog ICED)
Note on J333: InputActivityRatio/Efficiency=0.38 Source: OSTRAM_Consolidated_CostDB_v2 Heat Rate where available, otherwise industry standard.
Note on J335: CostDB PWRCOASCPC CAPEX (Conservative) ¦ IN base=$1059/kW
Note on J336: CostDB PWRCOASCPC Fixed O&M (Conservative) (FOM scaled by node multiplier)
Note on J341: AvailabilityFactor=0.85 India CEA fleet PLF ~60-65%; AF allows ~85% availability. Source: IND_DA_Final Daily PLF sheet (NITI Aayog ICED)
Note on J342: InputActivityRatio/Efficiency=0.38 Source: OSTRAM_Consolidated_CostDB_v2 Heat Rate where available, otherwise industry standard.
Note on J344: CostDB PWRCOASCPC CAPEX (Conservative) ¦ IN base=$1059/kW
Note on J345: CostDB PWRCOASCPC Fixed O&M (Conservative) (FOM scaled by node multiplier)
Note on J350: AvailabilityFactor=0.85 India CEA fleet PLF ~60-65%; AF allows ~85% availability. Source: IND_DA_Final Daily PLF sheet (NITI Aayog ICED)
Note on J351: InputActivityRatio/Efficiency=0.38 Source: OSTRAM_Consolidated_CostDB_v2 Heat Rate where available, otherwise industry standard.
Note on J353: CostDB PWRCOASCPC CAPEX (Conservative) ¦ IN base=$1059/kW
Note on J354: CostDB PWRCOASCPC Fixed O&M (Conservative) (FOM scaled by node multiplier)
Note on J359: AvailabilityFactor=0.85 India CEA fleet PLF ~60-65%; AF allows ~85% availability. Source: IND_DA_Final Daily PLF sheet (NITI Aayog ICED)
Note on J360: InputActivityRatio/Efficiency=0.38 Source: OSTRAM_Consolidated_CostDB_v2 Heat Rate where available, otherwise industry standard.
Note on J362: CostDB PWRCOASCPC CAPEX (Conservative) ¦ LK=$2132/kW (×2.0)
Note on J363: CostDB PWRCOASCPC Fixed O&M (Conservative) (FOM scaled by node multiplier)
Note on J368: AvailabilityFactor=0.85 India CEA fleet PLF ~60-65%; AF allows ~85% availability. Source: IND_DA_Final Daily PLF sheet (NITI Aayog ICED)
Note on J369: InputActivityRatio/Efficiency=0.38 Source: OSTRAM_Consolidated_CostDB_v2 Heat Rate where available, otherwise industry standard.
Note on J371: CostDB PWRCCG CAPEX (Conservative) ¦ BD=$770/kW (×1.1)
Note on J372: CostDB PWRCCG Fixed O&M (Conservative) (FOM scaled by node multiplier)
Note on J377: AvailabilityFactor=0.9 India CCGT PLF ~24% (low utilization, not low availability). AF=0.90. Source: NITI Aayog ICED PLF data
Note on J378: InputActivityRatio/Efficiency=0.55 Source: OSTRAM_Consolidated_CostDB_v2 Heat Rate where available, otherwise industry standard.
Note on J380: CostDB PWRCCG CAPEX (Conservative) ¦ IN base=$700/kW
Note on J381: CostDB PWRCCG Fixed O&M (Conservative) (FOM scaled by node multiplier)
Note on J386: AvailabilityFactor=0.9 India CCGT PLF ~24% (low utilization, not low availability). AF=0.90. Source: NITI Aayog ICED PLF data
Note on J387: InputActivityRatio/Efficiency=0.55 Source: OSTRAM_Consolidated_CostDB_v2 Heat Rate where available, otherwise industry standard.
Note on J389: CostDB PWRCCG CAPEX (Conservative) ¦ IN base=$700/kW
Note on J390: CostDB PWRCCG Fixed O&M (Conservative) (FOM scaled by node multiplier)
Note on J395: AvailabilityFactor=0.9 India CCGT PLF ~24% (low utilization, not low availability). AF=0.90. Source: NITI Aayog ICED PLF data
Note on J396: InputActivityRatio/Efficiency=0.55 Source: OSTRAM_Consolidated_CostDB_v2 Heat Rate where available, otherwise industry standard.
Note on J398: CostDB PWRCCG CAPEX (Conservative) ¦ IN base=$700/kW
Note on J399: CostDB PWRCCG Fixed O&M (Conservative) (FOM scaled by node multiplier)
Note on J404: AvailabilityFactor=0.9 India CCGT PLF ~24% (low utilization, not low availability). AF=0.90. Source: NITI Aayog ICED PLF data
Note on J405: InputActivityRatio/Efficiency=0.55 Source: OSTRAM_Consolidated_CostDB_v2 Heat Rate where available, otherwise industry standard.
Note on J407: CostDB PWRCCG CAPEX (Conservative) ¦ IN base=$700/kW
Note on J408: CostDB PWRCCG Fixed O&M (Conservative) (FOM scaled by node multiplier)
Note on J413: AvailabilityFactor=0.9 India CCGT PLF ~24% (low utilization, not low availability). AF=0.90. Source: NITI Aayog ICED PLF data
Note on J414: InputActivityRatio/Efficiency=0.55 Source: OSTRAM_Consolidated_CostDB_v2 Heat Rate where available, otherwise industry standard.
Note on J416: CostDB PWRCCG CAPEX (Conservative) ¦ IN base=$700/kW
Note on J417: CostDB PWRCCG Fixed O&M (Conservative) (FOM scaled by node multiplier)
Note on J422: AvailabilityFactor=0.9 India CCGT PLF ~24% (low utilization, not low availability). AF=0.90. Source: NITI Aayog ICED PLF data
Note on J423: InputActivityRatio/Efficiency=0.55 Source: OSTRAM_Consolidated_CostDB_v2 Heat Rate where available, otherwise industry standard.
Note on J431: AvailabilityFactor=0.9 India CCGT PLF ~24% (low utilization, not low availability). AF=0.90. Source: NITI Aayog ICED PLF data
Note on J432: InputActivityRatio/Efficiency=0.55 Source: OSTRAM_Consolidated_CostDB_v2 Heat Rate where available, otherwise industry standard.
Note on J434: CostDB PWRCCG CAPEX (Conservative) ¦ LK=$1300/kW (×1.9)
Note on J435: CostDB PWRCCG Fixed O&M (Conservative) (FOM scaled by node multiplier)
Note on J440: AvailabilityFactor=0.9 India CCGT PLF ~24% (low utilization, not low availability). AF=0.90. Source: NITI Aayog ICED PLF data
Note on J441: InputActivityRatio/Efficiency=0.55 Source: OSTRAM_Consolidated_CostDB_v2 Heat Rate where available, otherwise industry standard.
Note on J443: CostDB PWROIL CAPEX (Conservative) ¦ MV=$700/kW (×1.0)
Note on J444: CostDB PWROIL Fixed O&M (Conservative) (FOM scaled by node multiplier)
Note on J449: AvailabilityFactor=0.9 Oil/diesel backup. Source: CEB LTGEP, BPDB fleet data
Note on J450: InputActivityRatio/Efficiency=0.32 Source: OSTRAM_Consolidated_CostDB_v2 Heat Rate where available, otherwise industry standard.
Note on J452: CostDB PWROIL CAPEX (Conservative) ¦ BD=$770/kW (×1.1)
Note on J453: CostDB PWROIL Fixed O&M (Conservative) (FOM scaled by node multiplier)
Note on J458: AvailabilityFactor=0.9 Oil/diesel backup. Source: CEB LTGEP, BPDB fleet data
Note on J459: InputActivityRatio/Efficiency=0.32 Source: OSTRAM_Consolidated_CostDB_v2 Heat Rate where available, otherwise industry standard.
Note on J461: CostDB PWROIL CAPEX (Conservative) ¦ LK=$1000/kW (×1.4)
Note on J462: CostDB PWROIL Fixed O&M (Conservative) (FOM scaled by node multiplier)
Note on J467: AvailabilityFactor=0.9 Oil/diesel backup. Source: CEB LTGEP, BPDB fleet data
Note on J468: InputActivityRatio/Efficiency=0.32 Source: OSTRAM_Consolidated_CostDB_v2 Heat Rate where available, otherwise industry standard.
Note on J530: AvailabilityFactor=0.8 Fuel supply seasonality reduces availability. Source: CERC benchmarks
Note on J531: InputActivityRatio/Efficiency=0.3 Source: OSTRAM_Consolidated_CostDB_v2 Heat Rate where available, otherwise industry standard.
Note on J533: CostDB PWRBIO CAPEX (Conservative) ¦ IN base=$1142/kW
Note on J534: CostDB PWRBIO Fixed O&M (Conservative) (FOM scaled by node multiplier)
Note on J535: ResidualCapacity=3.670 GW (3670 MW) Aggregated from India_Electricity_Infrastructure.xlsx Existing Generation Fuel: Bio Power ¦ Node: IN_N (Zone-based mapping) Source: CEA plant database via Infrastructure file ⚠ ASSUMPTION: ResidualCapacity held flat (2023 value) across all years. No retirement or decommissioning modeled. This overstates available capacity in later years for aging plants. To improve: build retirement profiles from commissioning dates (available in Existing_Generation sheet) and typical plant lifetimes.
Note on J539: AvailabilityFactor=0.8 Fuel supply seasonality reduces availability. Source: CERC benchmarks
Note on J540: InputActivityRatio/Efficiency=0.3 Source: OSTRAM_Consolidated_CostDB_v2 Heat Rate where available, otherwise industry standard.
Note on J542: CostDB PWRBIO CAPEX (Conservative) ¦ IN base=$1142/kW
Note on J543: CostDB PWRBIO Fixed O&M (Conservative) (FOM scaled by node multiplier)
Note on J544: ResidualCapacity=3.781 GW (3781 MW) Aggregated from India_Electricity_Infrastructure.xlsx Existing Generation Fuel: Bio Power ¦ Node: IN_S (Zone-based mapping) Source: CEA plant database via Infrastructure file ⚠ ASSUMPTION: ResidualCapacity held flat (2023 value) across all years. No retirement or decommissioning modeled. This overstates available capacity in later years for aging plants. To improve: build retirement profiles from commissioning dates (available in Existing_Generation sheet) and typical plant lifetimes.
Note on J548: AvailabilityFactor=0.8 Fuel supply seasonality reduces availability. Source: CERC benchmarks
Note on J549: InputActivityRatio/Efficiency=0.3 Source: OSTRAM_Consolidated_CostDB_v2 Heat Rate where available, otherwise industry standard.
Note on J551: CostDB PWRBIO CAPEX (Conservative) ¦ IN base=$1142/kW
Note on J552: CostDB PWRBIO Fixed O&M (Conservative) (FOM scaled by node multiplier)
Note on J553: ResidualCapacity=0.576 GW (576 MW) Aggregated from India_Electricity_Infrastructure.xlsx Existing Generation Fuel: Bio Power ¦ Node: IN_E (Zone-based mapping) Source: CEA plant database via Infrastructure file ⚠ ASSUMPTION: ResidualCapacity held flat (2023 value) across all years. No retirement or decommissioning modeled. This overstates available capacity in later years for aging plants. To improve: build retirement profiles from commissioning dates (available in Existing_Generation sheet) and typical plant lifetimes.
Note on J557: AvailabilityFactor=0.8 Fuel supply seasonality reduces availability. Source: CERC benchmarks
Note on J558: InputActivityRatio/Efficiency=0.3 Source: OSTRAM_Consolidated_CostDB_v2 Heat Rate where available, otherwise industry standard.
Note on J560: CostDB PWRBIO CAPEX (Conservative) ¦ IN base=$1142/kW
Note on J561: CostDB PWRBIO Fixed O&M (Conservative) (FOM scaled by node multiplier)
Note on J562: ResidualCapacity=3.571 GW (3571 MW) Aggregated from India_Electricity_Infrastructure.xlsx Existing Generation Fuel: Bio Power ¦ Node: IN_W (Zone-based mapping) Source: CEA plant database via Infrastructure file ⚠ ASSUMPTION: ResidualCapacity held flat (2023 value) across all years. No retirement or decommissioning modeled. This overstates available capacity in later years for aging plants. To improve: build retirement profiles from commissioning dates (available in Existing_Generation sheet) and typical plant lifetimes.
Note on J566: AvailabilityFactor=0.8 Fuel supply seasonality reduces availability. Source: CERC benchmarks
Note on J567: InputActivityRatio/Efficiency=0.3 Source: OSTRAM_Consolidated_CostDB_v2 Heat Rate where available, otherwise industry standard.
Note on J569: CostDB PWRBIO CAPEX (Conservative) ¦ IN base=$1142/kW
Note on J570: CostDB PWRBIO Fixed O&M (Conservative) (FOM scaled by node multiplier)
Note on J571: ResidualCapacity=0.016 GW (16 MW) Aggregated from India_Electricity_Infrastructure.xlsx Existing Generation Fuel: Bio Power ¦ Node: IN_NE (Zone-based mapping) Source: CEA plant database via Infrastructure file ⚠ ASSUMPTION: ResidualCapacity held flat (2023 value) across all years. No retirement or decommissioning modeled. This overstates available capacity in later years for aging plants. To improve: build retirement profiles from commissioning dates (available in Existing_Generation sheet) and typical plant lifetimes.
Note on J575: AvailabilityFactor=0.8 Fuel supply seasonality reduces availability. Source: CERC benchmarks
Note on J576: InputActivityRatio/Efficiency=0.3 Source: OSTRAM_Consolidated_CostDB_v2 Heat Rate where available, otherwise industry standard.
Note on J584: AvailabilityFactor=0.8 Fuel supply seasonality reduces availability. Source: CERC benchmarks
Note on J585: InputActivityRatio/Efficiency=0.3 Source: OSTRAM_Consolidated_CostDB_v2 Heat Rate where available, otherwise industry standard.
Note on J587: CostDB PWRBIO CAPEX (Conservative) ¦ LK=$1782/kW (×1.6)
Note on J588: CostDB PWRBIO Fixed O&M (Conservative) (FOM scaled by node multiplier)
Note on J593: AvailabilityFactor=0.8 Fuel supply seasonality reduces availability. Source: CERC benchmarks
Note on J594: InputActivityRatio/Efficiency=0.3 Source: OSTRAM_Consolidated_CostDB_v2 Heat Rate where available, otherwise industry standard.
Note on J596: CostDB PWRWTE CAPEX (Conservative)
Note on J597: CostDB PWRWTE Fixed O&M (Conservative) (FOM scaled by node multiplier)
Note on J602: AvailabilityFactor=0.85 PWRWTE standard availability factor
Note on J603: InputActivityRatio/Efficiency=0.25 Source: OSTRAM_Consolidated_CostDB_v2 Heat Rate where available, otherwise industry standard.
Note on J605: CostDB PWRWTE CAPEX (Conservative)
Note on J606: CostDB PWRWTE Fixed O&M (Conservative) (FOM scaled by node multiplier)
Note on J611: AvailabilityFactor=0.85 PWRWTE standard availability factor
Note on J612: InputActivityRatio/Efficiency=0.25 Source: OSTRAM_Consolidated_CostDB_v2 Heat Rate where available, otherwise industry standard.
Note on J614: CostDB PWRWTE CAPEX (Conservative)
Note on J615: CostDB PWRWTE Fixed O&M (Conservative) (FOM scaled by node multiplier)
Note on J620: AvailabilityFactor=0.85 PWRWTE standard availability factor
Note on J621: InputActivityRatio/Efficiency=0.25 Source: OSTRAM_Consolidated_CostDB_v2 Heat Rate where available, otherwise industry standard.
Note on J623: CostDB PWRWTE CAPEX (Conservative)
Note on J624: CostDB PWRWTE Fixed O&M (Conservative) (FOM scaled by node multiplier)
Note on J629: AvailabilityFactor=0.85 PWRWTE standard availability factor
Note on J630: InputActivityRatio/Efficiency=0.25 Source: OSTRAM_Consolidated_CostDB_v2 Heat Rate where available, otherwise industry standard.
Note on J632: CostDB PWRWTE CAPEX (Conservative)
Note on J633: CostDB PWRWTE Fixed O&M (Conservative) (FOM scaled by node multiplier)
Note on J638: AvailabilityFactor=0.85 PWRWTE standard availability factor
Note on J639: InputActivityRatio/Efficiency=0.25 Source: OSTRAM_Consolidated_CostDB_v2 Heat Rate where available, otherwise industry standard.
Note on J641: CostDB PWRWTE CAPEX (Conservative)
Note on J642: CostDB PWRWTE Fixed O&M (Conservative) (FOM scaled by node multiplier)
Note on J647: AvailabilityFactor=0.85 PWRWTE standard availability factor
Note on J648: InputActivityRatio/Efficiency=0.25 Source: OSTRAM_Consolidated_CostDB_v2 Heat Rate where available, otherwise industry standard.
Note on J650: CostDB PWRWTE CAPEX (Conservative)
Note on J651: CostDB PWRWTE Fixed O&M (Conservative) (FOM scaled by node multiplier)
Note on J656: AvailabilityFactor=0.85 PWRWTE standard availability factor
Note on J657: InputActivityRatio/Efficiency=0.25 Source: OSTRAM_Consolidated_CostDB_v2 Heat Rate where available, otherwise industry standard.
Note on J659: CostDB PWRURN CAPEX (Conservative) ¦ IN base=$2000/kW
Note on J660: CostDB PWRURN Fixed O&M (Conservative) (FOM scaled by node multiplier)
Note on J661: ResidualCapacity=2.220 GW (2220 MW) Aggregated from India_Electricity_Infrastructure.xlsx Existing Generation Fuel: Nuclear ¦ Node: IN_N (Zone-based mapping) Source: CEA plant database via Infrastructure file ⚠ ASSUMPTION: ResidualCapacity held flat (2023 value) across all years. No retirement or decommissioning modeled. This overstates available capacity in later years for aging plants. To improve: build retirement profiles from commissioning dates (available in Existing_Generation sheet) and typical plant lifetimes.
Note on J665: AvailabilityFactor=0.9 India nuclear fleet AF ~80-90%. Source: NPCIL annual reports
Note on J666: InputActivityRatio/Efficiency=0.33 Source: OSTRAM_Consolidated_CostDB_v2 Heat Rate where available, otherwise industry standard.
Note on J668: CostDB PWRURN CAPEX (Conservative) ¦ IN base=$2000/kW
Note on J669: CostDB PWRURN Fixed O&M (Conservative) (FOM scaled by node multiplier)
Note on J670: ResidualCapacity=3.320 GW (3320 MW) Aggregated from India_Electricity_Infrastructure.xlsx Existing Generation Fuel: Nuclear ¦ Node: IN_S (Zone-based mapping) Source: CEA plant database via Infrastructure file ⚠ ASSUMPTION: ResidualCapacity held flat (2023 value) across all years. No retirement or decommissioning modeled. This overstates available capacity in later years for aging plants. To improve: build retirement profiles from commissioning dates (available in Existing_Generation sheet) and typical plant lifetimes.
Note on J674: AvailabilityFactor=0.9 India nuclear fleet AF ~80-90%. Source: NPCIL annual reports
Note on J675: InputActivityRatio/Efficiency=0.33 Source: OSTRAM_Consolidated_CostDB_v2 Heat Rate where available, otherwise industry standard.
Note on J677: CostDB PWRURN CAPEX (Conservative) ¦ IN base=$2000/kW
Note on J678: CostDB PWRURN Fixed O&M (Conservative) (FOM scaled by node multiplier)
Note on J683: AvailabilityFactor=0.9 India nuclear fleet AF ~80-90%. Source: NPCIL annual reports
Note on J684: InputActivityRatio/Efficiency=0.33 Source: OSTRAM_Consolidated_CostDB_v2 Heat Rate where available, otherwise industry standard.
Note on J686: CostDB PWRURN CAPEX (Conservative) ¦ IN base=$2000/kW
Note on J687: CostDB PWRURN Fixed O&M (Conservative) (FOM scaled by node multiplier)
Note on J688: ResidualCapacity=3.240 GW (3240 MW) Aggregated from India_Electricity_Infrastructure.xlsx Existing Generation Fuel: Nuclear ¦ Node: IN_W (Zone-based mapping) Source: CEA plant database via Infrastructure file ⚠ ASSUMPTION: ResidualCapacity held flat (2023 value) across all years. No retirement or decommissioning modeled. This overstates available capacity in later years for aging plants. To improve: build retirement profiles from commissioning dates (available in Existing_Generation sheet) and typical plant lifetimes.
Note on J692: AvailabilityFactor=0.9 India nuclear fleet AF ~80-90%. Source: NPCIL annual reports
Note on J693: InputActivityRatio/Efficiency=0.33 Source: OSTRAM_Consolidated_CostDB_v2 Heat Rate where available, otherwise industry standard.
Note on J695: CostDB PWRURN CAPEX (Conservative) ¦ IN base=$2000/kW
Note on J696: CostDB PWRURN Fixed O&M (Conservative) (FOM scaled by node multiplier)
Note on J701: AvailabilityFactor=0.9 India nuclear fleet AF ~80-90%. Source: NPCIL annual reports
Note on J702: InputActivityRatio/Efficiency=0.33 Source: OSTRAM_Consolidated_CostDB_v2 Heat Rate where available, otherwise industry standard.
Note on J704: CostDB PWRURN CAPEX (Conservative) ¦ BD=$5200/kW (×2.6)
Note on J705: CostDB PWRURN Fixed O&M (Conservative) (FOM scaled by node multiplier)
Note on J710: AvailabilityFactor=0.9 India nuclear fleet AF ~80-90%. Source: NPCIL annual reports
Note on J711: InputActivityRatio/Efficiency=0.33 Source: OSTRAM_Consolidated_CostDB_v2 Heat Rate where available, otherwise industry standard.
Note on J713: CostDB PWRGEO CAPEX (Conservative)
Note on J714: CostDB PWRGEO Fixed O&M (Conservative) (FOM scaled by node multiplier)
Note on J719: AvailabilityFactor=0.9 PWRGEO standard availability factor
Note on J720: InputActivityRatio/Efficiency=0.15 Source: OSTRAM_Consolidated_CostDB_v2 Heat Rate where available, otherwise industry standard.
Note on J723: CostDB PWRSDS Fixed O&M (Conservative) (FOM scaled by node multiplier)
Note on J728: AvailabilityFactor=1.0 PWRSDS standard availability factor
Note on J729: InputActivityRatio/Efficiency=0.9 Source: OSTRAM_Consolidated_CostDB_v2 Heat Rate where available, otherwise industry standard.
Note on J732: CostDB PWRSDS Fixed O&M (Conservative) (FOM scaled by node multiplier)
Note on J737: AvailabilityFactor=1.0 PWRSDS standard availability factor
Note on J738: InputActivityRatio/Efficiency=0.9 Source: OSTRAM_Consolidated_CostDB_v2 Heat Rate where available, otherwise industry standard.
Note on J741: CostDB PWRSDS Fixed O&M (Conservative) (FOM scaled by node multiplier)
Note on J746: AvailabilityFactor=1.0 PWRSDS standard availability factor
Note on J747: InputActivityRatio/Efficiency=0.9 Source: OSTRAM_Consolidated_CostDB_v2 Heat Rate where available, otherwise industry standard.
Note on J750: CostDB PWRSDS Fixed O&M (Conservative) (FOM scaled by node multiplier)
Note on J755: AvailabilityFactor=1.0 PWRSDS standard availability factor
Note on J756: InputActivityRatio/Efficiency=0.9 Source: OSTRAM_Consolidated_CostDB_v2 Heat Rate where available, otherwise industry standard.
Note on J759: CostDB PWRSDS Fixed O&M (Conservative) (FOM scaled by node multiplier)
Note on J764: AvailabilityFactor=1.0 PWRSDS standard availability factor
Note on J765: InputActivityRatio/Efficiency=0.9 Source: OSTRAM_Consolidated_CostDB_v2 Heat Rate where available, otherwise industry standard.
Note on J768: CostDB PWRSDS Fixed O&M (Conservative) (FOM scaled by node multiplier)
Note on J773: AvailabilityFactor=1.0 PWRSDS standard availability factor
Note on J774: InputActivityRatio/Efficiency=0.9 Source: OSTRAM_Consolidated_CostDB_v2 Heat Rate where available, otherwise industry standard.
Note on J777: CostDB PWRSDS Fixed O&M (Conservative) (FOM scaled by node multiplier)
Note on J782: AvailabilityFactor=1.0 PWRSDS standard availability factor
Note on J783: InputActivityRatio/Efficiency=0.9 Source: OSTRAM_Consolidated_CostDB_v2 Heat Rate where available, otherwise industry standard.
Note on J786: CostDB PWRSDS Fixed O&M (Conservative) (FOM scaled by node multiplier)
Note on J791: AvailabilityFactor=1.0 PWRSDS standard availability factor
Note on J792: InputActivityRatio/Efficiency=0.9 Source: OSTRAM_Consolidated_CostDB_v2 Heat Rate where available, otherwise industry standard.
Note on J795: CostDB PWRSDS Fixed O&M (Conservative) (FOM scaled by node multiplier)
Note on J800: AvailabilityFactor=1.0 PWRSDS standard availability factor
Note on J801: InputActivityRatio/Efficiency=0.9 Source: OSTRAM_Consolidated_CostDB_v2 Heat Rate where available, otherwise industry standard.
Note on J804: CostDB PWRSDS Fixed O&M (Conservative) (FOM scaled by node multiplier)
Note on J809: AvailabilityFactor=1.0 PWRSDS standard availability factor
Note on J810: InputActivityRatio/Efficiency=0.9 Source: OSTRAM_Consolidated_CostDB_v2 Heat Rate where available, otherwise industry standard.
Note on J813: CostDB PWRLDS Fixed O&M (Conservative) (FOM scaled by node multiplier)
Note on J818: AvailabilityFactor=1.0 PWRLDS standard availability factor
Note on J819: InputActivityRatio/Efficiency=0.85 Source: OSTRAM_Consolidated_CostDB_v2 Heat Rate where available, otherwise industry standard.
Note on J822: CostDB PWRLDS Fixed O&M (Conservative) (FOM scaled by node multiplier)
Note on J827: AvailabilityFactor=1.0 PWRLDS standard availability factor
Note on J828: InputActivityRatio/Efficiency=0.85 Source: OSTRAM_Consolidated_CostDB_v2 Heat Rate where available, otherwise industry standard.
Note on J831: CostDB PWRLDS Fixed O&M (Conservative) (FOM scaled by node multiplier)
Note on J836: AvailabilityFactor=1.0 PWRLDS standard availability factor
Note on J837: InputActivityRatio/Efficiency=0.85 Source: OSTRAM_Consolidated_CostDB_v2 Heat Rate where available, otherwise industry standard.
Note on J840: CostDB PWRLDS Fixed O&M (Conservative) (FOM scaled by node multiplier)
Note on J845: AvailabilityFactor=1.0 PWRLDS standard availability factor
Note on J846: InputActivityRatio/Efficiency=0.85 Source: OSTRAM_Consolidated_CostDB_v2 Heat Rate where available, otherwise industry standard.
Note on J849: CostDB PWRLDS Fixed O&M (Conservative) (FOM scaled by node multiplier)
Note on J854: AvailabilityFactor=1.0 PWRLDS standard availability factor
Note on J855: InputActivityRatio/Efficiency=0.85 Source: OSTRAM_Consolidated_CostDB_v2 Heat Rate where available, otherwise industry standard.
Note on J858: CostDB PWRLDS Fixed O&M (Conservative) (FOM scaled by node multiplier)
Note on J863: AvailabilityFactor=1.0 PWRLDS standard availability factor
Note on J864: InputActivityRatio/Efficiency=0.85 Source: OSTRAM_Consolidated_CostDB_v2 Heat Rate where available, otherwise industry standard.
Note on J867: CostDB PWRLDS Fixed O&M (Conservative) (FOM scaled by node multiplier)
Note on J872: AvailabilityFactor=1.0 PWRLDS standard availability factor
Note on J873: InputActivityRatio/Efficiency=0.85 Source: OSTRAM_Consolidated_CostDB_v2 Heat Rate where available, otherwise industry standard.
Note on J876: CostDB PWRLDS Fixed O&M (Conservative) (FOM scaled by node multiplier)
Note on J881: AvailabilityFactor=1.0 PWRLDS standard availability factor
Note on J882: InputActivityRatio/Efficiency=0.85 Source: OSTRAM_Consolidated_CostDB_v2 Heat Rate where available, otherwise industry standard.
Note on J885: CostDB PWRLDS Fixed O&M (Conservative) (FOM scaled by node multiplier)
Note on J890: AvailabilityFactor=1.0 PWRLDS standard availability factor
Note on J891: InputActivityRatio/Efficiency=0.85 Source: OSTRAM_Consolidated_CostDB_v2 Heat Rate where available, otherwise industry standard.
Note on J894: CostDB PWRLDS Fixed O&M (Conservative) (FOM scaled by node multiplier)
Note on J899: AvailabilityFactor=1.0 PWRLDS standard availability factor
Note on J900: InputActivityRatio/Efficiency=0.85 Source: OSTRAM_Consolidated_CostDB_v2 Heat Rate where available, otherwise industry standard.

## Capacities_CF
scenario | Timeslices | Tech.ID | Tech | Tech.Name | Parameter.ID | Parameter | Unit | Projection.Mode | Projection.Parameter | 2023 | 2024 | 2025 | 2026 | 2027 | 2028 | 2029 | 2030 | 2031 | 2032 | 2033 | 2034 | 2035 | 2036 | 2037 | 2038 | 2039 | 2040 | 2041 | 2042 | 2043 | 2044 | 2045 | 2046 | 2047 | 2048 | 2049 | 2050
BAU | S1D1 | 1 | PWRSPVBGDXX | Solar PV (utility-scale), Bangladesh, region XX (investable) | 13 | CapacityFactor | fraction | User defined | 0 | 0 | 0 | 0 | 0 | 0 | 0 | 0 | 0 | 0 | 0 | 0 | 0 | 0 | 0 | 0 | 0 | 0 | 0 | 0 | 0 | 0 | 0 | 0 | 0 | 0 | 0 | 0 | 0
BAU | S1D2 | 1 | PWRSPVBGDXX | Solar PV (utility-scale), Bangladesh, region XX (investable) | 13 | CapacityFactor | fraction | User defined | 0 | 0.3524 | 0.3524 | 0.3524 | 0.3524 | 0.3524 | 0.3524 | 0.3524 | 0.3524 | 0.3524 | 0.3524 | 0.3524 | 0.3524 | 0.3524 | 0.3524 | 0.3524 | 0.3524 | 0.3524 | 0.3524 | 0.3524 | 0.3524 | 0.3524 | 0.3524 | 0.3524 | 0.3524 | 0.3524 | 0.3524 | 0.3524 | 0.3524
BAU | S1D3 | 1 | PWRSPVBGDXX | Solar PV (utility-scale), Bangladesh, region XX (investable) | 13 | CapacityFactor | fraction | User defined | 0 | 0 | 0 | 0 | 0 | 0 | 0 | 0 | 0 | 0 | 0 | 0 | 0 | 0 | 0 | 0 | 0 | 0 | 0 | 0 | 0 | 0 | 0 | 0 | 0 | 0 | 0 | 0 | 0
BAU | S2D1 | 1 | PWRSPVBGDXX | Solar PV (utility-scale), Bangladesh, region XX (investable) | 13 | CapacityFactor | fraction | User defined | 0 | 5e-06 | 5e-06 | 5e-06 | 5e-06 | 5e-06 | 5e-06 | 5e-06 | 5e-06 | 5e-06 | 5e-06 | 5e-06 | 5e-06 | 5e-06 | 5e-06 | 5e-06 | 5e-06 | 5e-06 | 5e-06 | 5e-06 | 5e-06 | 5e-06 | 5e-06 | 5e-06 | 5e-06 | 5e-06 | 5e-06 | 5e-06 | 5e-06
BAU | S2D2 | 1 | PWRSPVBGDXX | Solar PV (utility-scale), Bangladesh, region XX (investable) | 13 | CapacityFactor | fraction | User defined | 0 | 0.37975 | 0.37975 | 0.37975 | 0.37975 | 0.37975 | 0.37975 | 0.37975 | 0.37975 | 0.37975 | 0.37975 | 0.37975 | 0.37975 | 0.37975 | 0.37975 | 0.37975 | 0.37975 | 0.37975 | 0.37975 | 0.37975 | 0.37975 | 0.37975 | 0.37975 | 0.37975 | 0.37975 | 0.37975 | 0.37975 | 0.37975 | 0.37975
BAU | S2D3 | 1 | PWRSPVBGDXX | Solar PV (utility-scale), Bangladesh, region XX (investable) | 13 | CapacityFactor | fraction | User defined | 0 | 0 | 0 | 0 | 0 | 0 | 0 | 0 | 0 | 0 | 0 | 0 | 0 | 0 | 0 | 0 | 0 | 0 | 0 | 0 | 0 | 0 | 0 | 0 | 0 | 0 | 0 | 0 | 0
BAU | S3D1 | 1 | PWRSPVBGDXX | Solar PV (utility-scale), Bangladesh, region XX (investable) | 13 | CapacityFactor | fraction | User defined | 0 | 5.2e-05 | 5.2e-05 | 5.2e-05 | 5.2e-05 | 5.2e-05 | 5.2e-05 | 5.2e-05 | 5.2e-05 | 5.2e-05 | 5.2e-05 | 5.2e-05 | 5.2e-05 | 5.2e-05 | 5.2e-05 | 5.2e-05 | 5.2e-05 | 5.2e-05 | 5.2e-05 | 5.2e-05 | 5.2e-05 | 5.2e-05 | 5.2e-05 | 5.2e-05 | 5.2e-05 | 5.2e-05 | 5.2e-05 | 5.2e-05 | 5.2e-05
BAU | S3D2 | 1 | PWRSPVBGDXX | Solar PV (utility-scale), Bangladesh, region XX (investable) | 13 | CapacityFactor | fraction | User defined | 0 | 0.28906 | 0.28906 | 0.28906 | 0.28906 | 0.28906 | 0.28906 | 0.28906 | 0.28906 | 0.28906 | 0.28906 | 0.28906 | 0.28906 | 0.28906 | 0.28906 | 0.28906 | 0.28906 | 0.28906 | 0.28906 | 0.28906 | 0.28906 | 0.28906 | 0.28906 | 0.28906 | 0.28906 | 0.28906 | 0.28906 | 0.28906 | 0.28906
BAU | S3D3 | 1 | PWRSPVBGDXX | Solar PV (utility-scale), Bangladesh, region XX (investable) | 13 | CapacityFactor | fraction | User defined | 0 | 1.1e-05 | 1.1e-05 | 1.1e-05 | 1.1e-05 | 1.1e-05 | 1.1e-05 | 1.1e-05 | 1.1e-05 | 1.1e-05 | 1.1e-05 | 1.1e-05 | 1.1e-05 | 1.1e-05 | 1.1e-05 | 1.1e-05 | 1.1e-05 | 1.1e-05 | 1.1e-05 | 1.1e-05 | 1.1e-05 | 1.1e-05 | 1.1e-05 | 1.1e-05 | 1.1e-05 | 1.1e-05 | 1.1e-05 | 1.1e-05 | 1.1e-05
BAU | S4D1 | 1 | PWRSPVBGDXX | Solar PV (utility-scale), Bangladesh, region XX (investable) | 13 | CapacityFactor | fraction | User defined | 0 | 0 | 0 | 0 | 0 | 0 | 0 | 0 | 0 | 0 | 0 | 0 | 0 | 0 | 0 | 0 | 0 | 0 | 0 | 0 | 0 | 0 | 0 | 0 | 0 | 0 | 0 | 0 | 0
BAU | S4D2 | 1 | PWRSPVBGDXX | Solar PV (utility-scale), Bangladesh, region XX (investable) | 13 | CapacityFactor | fraction | User defined | 0 | 0.34214 | 0.34214 | 0.34214 | 0.34214 | 0.34214 | 0.34214 | 0.34214 | 0.34214 | 0.34214 | 0.34214 | 0.34214 | 0.34214 | 0.34214 | 0.34214 | 0.34214 | 0.34214 | 0.34214 | 0.34214 | 0.34214 | 0.34214 | 0.34214 | 0.34214 | 0.34214 | 0.34214 | 0.34214 | 0.34214 | 0.34214 | 0.34214
BAU | S4D3 | 1 | PWRSPVBGDXX | Solar PV (utility-scale), Bangladesh, region XX (investable) | 13 | CapacityFactor | fraction | User defined | 0 | 0 | 0 | 0 | 0 | 0 | 0 | 0 | 0 | 0 | 0 | 0 | 0 | 0 | 0 | 0 | 0 | 0 | 0 | 0 | 0 | 0 | 0 | 0 | 0 | 0 | 0 | 0 | 0
BAU | S1D1 | 2 | PWRSPVBTNXX | Solar PV (utility-scale), Bhutan, region XX (investable) | 13 | CapacityFactor | fraction | User defined | 0 | 0 | 0 | 0 | 0 | 0 | 0 | 0 | 0 | 0 | 0 | 0 | 0 | 0 | 0 | 0 | 0 | 0 | 0 | 0 | 0 | 0 | 0 | 0 | 0 | 0 | 0 | 0 | 0
BAU | S1D2 | 2 | PWRSPVBTNXX | Solar PV (utility-scale), Bhutan, region XX (investable) | 13 | CapacityFactor | fraction | User defined | 0 | 0.47867 | 0.47867 | 0.47867 | 0.47867 | 0.47867 | 0.47867 | 0.47867 | 0.47867 | 0.47867 | 0.47867 | 0.47867 | 0.47867 | 0.47867 | 0.47867 | 0.47867 | 0.47867 | 0.47867 | 0.47867 | 0.47867 | 0.47867 | 0.47867 | 0.47867 | 0.47867 | 0.47867 | 0.47867 | 0.47867 | 0.47867 | 0.47867
BAU | S1D3 | 2 | PWRSPVBTNXX | Solar PV (utility-scale), Bhutan, region XX (investable) | 13 | CapacityFactor | fraction | User defined | 0 | 0 | 0 | 0 | 0 | 0 | 0 | 0 | 0 | 0 | 0 | 0 | 0 | 0 | 0 | 0 | 0 | 0 | 0 | 0 | 0 | 0 | 0 | 0 | 0 | 0 | 0 | 0 | 0
BAU | S2D1 | 2 | PWRSPVBTNXX | Solar PV (utility-scale), Bhutan, region XX (investable) | 13 | CapacityFactor | fraction | User defined | 0 | 8.3e-05 | 8.3e-05 | 8.3e-05 | 8.3e-05 | 8.3e-05 | 8.3e-05 | 8.3e-05 | 8.3e-05 | 8.3e-05 | 8.3e-05 | 8.3e-05 | 8.3e-05 | 8.3e-05 | 8.3e-05 | 8.3e-05 | 8.3e-05 | 8.3e-05 | 8.3e-05 | 8.3e-05 | 8.3e-05 | 8.3e-05 | 8.3e-05 | 8.3e-05 | 8.3e-05 | 8.3e-05 | 8.3e-05 | 8.3e-05 | 8.3e-05
BAU | S2D2 | 2 | PWRSPVBTNXX | Solar PV (utility-scale), Bhutan, region XX (investable) | 13 | CapacityFactor | fraction | User defined | 0 | 0.46229 | 0.46229 | 0.46229 | 0.46229 | 0.46229 | 0.46229 | 0.46229 | 0.46229 | 0.46229 | 0.46229 | 0.46229 | 0.46229 | 0.46229 | 0.46229 | 0.46229 | 0.46229 | 0.46229 | 0.46229 | 0.46229 | 0.46229 | 0.46229 | 0.46229 | 0.46229 | 0.46229 | 0.46229 | 0.46229 | 0.46229 | 0.46229
BAU | S2D3 | 2 | PWRSPVBTNXX | Solar PV (utility-scale), Bhutan, region XX (investable) | 13 | CapacityFactor | fraction | User defined | 0 | 6.3e-05 | 6.3e-05 | 6.3e-05 | 6.3e-05 | 6.3e-05 | 6.3e-05 | 6.3e-05 | 6.3e-05 | 6.3e-05 | 6.3e-05 | 6.3e-05 | 6.3e-05 | 6.3e-05 | 6.3e-05 | 6.3e-05 | 6.3e-05 | 6.3e-05 | 6.3e-05 | 6.3e-05 | 6.3e-05 | 6.3e-05 | 6.3e-05 | 6.3e-05 | 6.3e-05 | 6.3e-05 | 6.3e-05 | 6.3e-05 | 6.3e-05
BAU | S3D1 | 2 | PWRSPVBTNXX | Solar PV (utility-scale), Bhutan, region XX (investable) | 13 | CapacityFactor | fraction | User defined | 0 | 0.000255 | 0.000255 | 0.000255 | 0.000255 | 0.000255 | 0.000255 | 0.000255 | 0.000255 | 0.000255 | 0.000255 | 0.000255 | 0.000255 | 0.000255 | 0.000255 | 0.000255 | 0.000255 | 0.000255 | 0.000255 | 0.000255 | 0.000255 | 0.000255 | 0.000255 | 0.000255 | 0.000255 | 0.000255 | 0.000255 | 0.000255 | 0.000255
BAU | S3D2 | 2 | PWRSPVBTNXX | Solar PV (utility-scale), Bhutan, region XX (investable) | 13 | CapacityFactor | fraction | User defined | 0 | 0.33641 | 0.33641 | 0.33641 | 0.33641 | 0.33641 | 0.33641 | 0.33641 | 0.33641 | 0.33641 | 0.33641 | 0.33641 | 0.33641 | 0.33641 | 0.33641 | 0.33641 | 0.33641 | 0.33641 | 0.33641 | 0.33641 | 0.33641 | 0.33641 | 0.33641 | 0.33641 | 0.33641 | 0.33641 | 0.33641 | 0.33641 | 0.33641
BAU | S3D3 | 2 | PWRSPVBTNXX | Solar PV (utility-scale), Bhutan, region XX (investable) | 13 | CapacityFactor | fraction | User defined | 0 | 0.000219 | 0.000219 | 0.000219 | 0.000219 | 0.000219 | 0.000219 | 0.000219 | 0.000219 | 0.000219 | 0.000219 | 0.000219 | 0.000219 | 0.000219 | 0.000219 | 0.000219 | 0.000219 | 0.000219 | 0.000219 | 0.000219 | 0.000219 | 0.000219 | 0.000219 | 0.000219 | 0.000219 | 0.000219 | 0.000219 | 0.000219 | 0.000219
BAU | S4D1 | 2 | PWRSPVBTNXX | Solar PV (utility-scale), Bhutan, region XX (investable) | 13 | CapacityFactor | fraction | User defined | 0 | 0 | 0 | 0 | 0 | 0 | 0 | 0 | 0 | 0 | 0 | 0 | 0 | 0 | 0 | 0 | 0 | 0 | 0 | 0 | 0 | 0 | 0 | 0 | 0 | 0 | 0 | 0 | 0
BAU | S4D2 | 2 | PWRSPVBTNXX | Solar PV (utility-scale), Bhutan, region XX (investable) | 13 | CapacityFactor | fraction | User defined | 0 | 0.44333 | 0.44333 | 0.44333 | 0.44333 | 0.44333 | 0.44333 | 0.44333 | 0.44333 | 0.44333 | 0.44333 | 0.44333 | 0.44333 | 0.44333 | 0.44333 | 0.44333 | 0.44333 | 0.44333 | 0.44333 | 0.44333 | 0.44333 | 0.44333 | 0.44333 | 0.44333 | 0.44333 | 0.44333 | 0.44333 | 0.44333 | 0.44333
BAU | S4D3 | 2 | PWRSPVBTNXX | Solar PV (utility-scale), Bhutan, region XX (investable) | 13 | CapacityFactor | fraction | User defined | 0 | 0 | 0 | 0 | 0 | 0 | 0 | 0 | 0 | 0 | 0 | 0 | 0 | 0 | 0 | 0 | 0 | 0 | 0 | 0 | 0 | 0 | 0 | 0 | 0 | 0 | 0 | 0 | 0
BAU | S1D1 | 3 | PWRSPVINDNO | Solar PV (utility-scale), India – North, region XX (investable) | 13 | CapacityFactor | fraction | User defined | 0 | 0 | 0 | 0 | 0 | 0 | 0 | 0 | 0 | 0 | 0 | 0 | 0 | 0 | 0 | 0 | 0 | 0 | 0 | 0 | 0 | 0 | 0 | 0 | 0 | 0 | 0 | 0 | 0
BAU | S1D2 | 3 | PWRSPVINDNO | Solar PV (utility-scale), India – North, region XX (investable) | 13 | CapacityFactor | fraction | User defined | 0 | 0.34739 | 0.34739 | 0.34739 | 0.34739 | 0.34739 | 0.34739 | 0.34739 | 0.34739 | 0.34739 | 0.34739 | 0.34739 | 0.34739 | 0.34739 | 0.34739 | 0.34739 | 0.34739 | 0.34739 | 0.34739 | 0.34739 | 0.34739 | 0.34739 | 0.34739 | 0.34739 | 0.34739 | 0.34739 | 0.34739 | 0.34739 | 0.34739
BAU | S1D3 | 3 | PWRSPVINDNO | Solar PV (utility-scale), India – North, region XX (investable) | 13 | CapacityFactor | fraction | User defined | 0 | 0 | 0 | 0 | 0 | 0 | 0 | 0 | 0 | 0 | 0 | 0 | 0 | 0 | 0 | 0 | 0 | 0 | 0 | 0 | 0 | 0 | 0 | 0 | 0 | 0 | 0 | 0 | 0
BAU | S2D1 | 3 | PWRSPVINDNO | Solar PV (utility-scale), India – North, region XX (investable) | 13 | CapacityFactor | fraction | User defined | 0 | 0.000505 | 0.000505 | 0.000505 | 0.000505 | 0.000505 | 0.000505 | 0.000505 | 0.000505 | 0.000505 | 0.000505 | 0.000505 | 0.000505 | 0.000505 | 0.000505 | 0.000505 | 0.000505 | 0.000505 | 0.000505 | 0.000505 | 0.000505 | 0.000505 | 0.000505 | 0.000505 | 0.000505 | 0.000505 | 0.000505 | 0.000505 | 0.000505
BAU | S2D2 | 3 | PWRSPVINDNO | Solar PV (utility-scale), India – North, region XX (investable) | 13 | CapacityFactor | fraction | User defined | 0 | 0.41961 | 0.41961 | 0.41961 | 0.41961 | 0.41961 | 0.41961 | 0.41961 | 0.41961 | 0.41961 | 0.41961 | 0.41961 | 0.41961 | 0.41961 | 0.41961 | 0.41961 | 0.41961 | 0.41961 | 0.41961 | 0.41961 | 0.41961 | 0.41961 | 0.41961 | 0.41961 | 0.41961 | 0.41961 | 0.41961 | 0.41961 | 0.41961
BAU | S2D3 | 3 | PWRSPVINDNO | Solar PV (utility-scale), India – North, region XX (investable) | 13 | CapacityFactor | fraction | User defined | 0 | 2e-06 | 2e-06 | 2e-06 | 2e-06 | 2e-06 | 2e-06 | 2e-06 | 2e-06 | 2e-06 | 2e-06 | 2e-06 | 2e-06 | 2e-06 | 2e-06 | 2e-06 | 2e-06 | 2e-06 | 2e-06 | 2e-06 | 2e-06 | 2e-06 | 2e-06 | 2e-06 | 2e-06 | 2e-06 | 2e-06 | 2e-06 | 2e-06
BAU | S3D1 | 3 | PWRSPVINDNO | Solar PV (utility-scale), India – North, region XX (investable) | 13 | CapacityFactor | fraction | User defined | 0 | 0.001265 | 0.001265 | 0.001265 | 0.001265 | 0.001265 | 0.001265 | 0.001265 | 0.001265 | 0.001265 | 0.001265 | 0.001265 | 0.001265 | 0.001265 | 0.001265 | 0.001265 | 0.001265 | 0.001265 | 0.001265 | 0.001265 | 0.001265 | 0.001265 | 0.001265 | 0.001265 | 0.001265 | 0.001265 | 0.001265 | 0.001265 | 0.001265
BAU | S3D2 | 3 | PWRSPVINDNO | Solar PV (utility-scale), India – North, region XX (investable) | 13 | CapacityFactor | fraction | User defined | 0 | 0.37564 | 0.37564 | 0.37564 | 0.37564 | 0.37564 | 0.37564 | 0.37564 | 0.37564 | 0.37564 | 0.37564 | 0.37564 | 0.37564 | 0.37564 | 0.37564 | 0.37564 | 0.37564 | 0.37564 | 0.37564 | 0.37564 | 0.37564 | 0.37564 | 0.37564 | 0.37564 | 0.37564 | 0.37564 | 0.37564 | 0.37564 | 0.37564
BAU | S3D3 | 3 | PWRSPVINDNO | Solar PV (utility-scale), India – North, region XX (investable) | 13 | CapacityFactor | fraction | User defined | 0 | 6.3e-05 | 6.3e-05 | 6.3e-05 | 6.3e-05 | 6.3e-05 | 6.3e-05 | 6.3e-05 | 6.3e-05 | 6.3e-05 | 6.3e-05 | 6.3e-05 | 6.3e-05 | 6.3e-05 | 6.3e-05 | 6.3e-05 | 6.3e-05 | 6.3e-05 | 6.3e-05 | 6.3e-05 | 6.3e-05 | 6.3e-05 | 6.3e-05 | 6.3e-05 | 6.3e-05 | 6.3e-05 | 6.3e-05 | 6.3e-05 | 6.3e-05
BAU | S4D1 | 3 | PWRSPVINDNO | Solar PV (utility-scale), India – North, region XX (investable) | 13 | CapacityFactor | fraction | User defined | 0 | 0 | 0 | 0 | 0 | 0 | 0 | 0 | 0 | 0 | 0 | 0 | 0 | 0 | 0 | 0 | 0 | 0 | 0 | 0 | 0 | 0 | 0 | 0 | 0 | 0 | 0 | 0 | 0
BAU | S4D2 | 3 | PWRSPVINDNO | Solar PV (utility-scale), India – North, region XX (investable) | 13 | CapacityFactor | fraction | User defined | 0 | 0.35027 | 0.35027 | 0.35027 | 0.35027 | 0.35027 | 0.35027 | 0.35027 | 0.35027 | 0.35027 | 0.35027 | 0.35027 | 0.35027 | 0.35027 | 0.35027 | 0.35027 | 0.35027 | 0.35027 | 0.35027 | 0.35027 | 0.35027 | 0.35027 | 0.35027 | 0.35027 | 0.35027 | 0.35027 | 0.35027 | 0.35027 | 0.35027
BAU | S4D3 | 3 | PWRSPVINDNO | Solar PV (utility-scale), India – North, region XX (investable) | 13 | CapacityFactor | fraction | User defined | 0 | 0 | 0 | 0 | 0 | 0 | 0 | 0 | 0 | 0 | 0 | 0 | 0 | 0 | 0 | 0 | 0 | 0 | 0 | 0 | 0 | 0 | 0 | 0 | 0 | 0 | 0 | 0 | 0
BAU | S1D1 | 4 | PWRSPVINDSO | Solar PV (utility-scale), India – South, region XX (investable) | 13 | CapacityFactor | fraction | User defined | 0 | 0 | 0 | 0 | 0 | 0 | 0 | 0 | 0 | 0 | 0 | 0 | 0 | 0 | 0 | 0 | 0 | 0 | 0 | 0 | 0 | 0 | 0 | 0 | 0 | 0 | 0 | 0 | 0
BAU | S1D2 | 4 | PWRSPVINDSO | Solar PV (utility-scale), India – South, region XX (investable) | 13 | CapacityFactor | fraction | User defined | 0 | 0.43069 | 0.43069 | 0.43069 | 0.43069 | 0.43069 | 0.43069 | 0.43069 | 0.43069 | 0.43069 | 0.43069 | 0.43069 | 0.43069 | 0.43069 | 0.43069 | 0.43069 | 0.43069 | 0.43069 | 0.43069 | 0.43069 | 0.43069 | 0.43069 | 0.43069 | 0.43069 | 0.43069 | 0.43069 | 0.43069 | 0.43069 | 0.43069
BAU | S1D3 | 4 | PWRSPVINDSO | Solar PV (utility-scale), India – South, region XX (investable) | 13 | CapacityFactor | fraction | User defined | 0 | 0 | 0 | 0 | 0 | 0 | 0 | 0 | 0 | 0 | 0 | 0 | 0 | 0 | 0 | 0 | 0 | 0 | 0 | 0 | 0 | 0 | 0 | 0 | 0 | 0 | 0 | 0 | 0
BAU | S2D1 | 4 | PWRSPVINDSO | Solar PV (utility-scale), India – South, region XX (investable) | 13 | CapacityFactor | fraction | User defined | 0 | 0 | 0 | 0 | 0 | 0 | 0 | 0 | 0 | 0 | 0 | 0 | 0 | 0 | 0 | 0 | 0 | 0 | 0 | 0 | 0 | 0 | 0 | 0 | 0 | 0 | 0 | 0 | 0
BAU | S2D2 | 4 | PWRSPVINDSO | Solar PV (utility-scale), India – South, region XX (investable) | 13 | CapacityFactor | fraction | User defined | 0 | 0.39575 | 0.39575 | 0.39575 | 0.39575 | 0.39575 | 0.39575 | 0.39575 | 0.39575 | 0.39575 | 0.39575 | 0.39575 | 0.39575 | 0.39575 | 0.39575 | 0.39575 | 0.39575 | 0.39575 | 0.39575 | 0.39575 | 0.39575 | 0.39575 | 0.39575 | 0.39575 | 0.39575 | 0.39575 | 0.39575 | 0.39575 | 0.39575
BAU | S2D3 | 4 | PWRSPVINDSO | Solar PV (utility-scale), India – South, region XX (investable) | 13 | CapacityFactor | fraction | User defined | 0 | 0 | 0 | 0 | 0 | 0 | 0 | 0 | 0 | 0 | 0 | 0 | 0 | 0 | 0 | 0 | 0 | 0 | 0 | 0 | 0 | 0 | 0 | 0 | 0 | 0 | 0 | 0 | 0
BAU | S3D1 | 4 | PWRSPVINDSO | Solar PV (utility-scale), India – South, region XX (investable) | 13 | CapacityFactor | fraction | User defined | 0 | 0 | 0 | 0 | 0 | 0 | 0 | 0 | 0 | 0 | 0 | 0 | 0 | 0 | 0 | 0 | 0 | 0 | 0 | 0 | 0 | 0 | 0 | 0 | 0 | 0 | 0 | 0 | 0
BAU | S3D2 | 4 | PWRSPVINDSO | Solar PV (utility-scale), India – South, region XX (investable) | 13 | CapacityFactor | fraction | User defined | 0 | 0.3231 | 0.3231 | 0.3231 | 0.3231 | 0.3231 | 0.3231 | 0.3231 | 0.3231 | 0.3231 | 0.3231 | 0.3231 | 0.3231 | 0.3231 | 0.3231 | 0.3231 | 0.3231 | 0.3231 | 0.3231 | 0.3231 | 0.3231 | 0.3231 | 0.3231 | 0.3231 | 0.3231 | 0.3231 | 0.3231 | 0.3231 | 0.3231
BAU | S3D3 | 4 | PWRSPVINDSO | Solar PV (utility-scale), India – South, region XX (investable) | 13 | CapacityFactor | fraction | User defined | 0 | 0 | 0 | 0 | 0 | 0 | 0 | 0 | 0 | 0 | 0 | 0 | 0 | 0 | 0 | 0 | 0 | 0 | 0 | 0 | 0 | 0 | 0 | 0 | 0 | 0 | 0 | 0 | 0
BAU | S4D1 | 4 | PWRSPVINDSO | Solar PV (utility-scale), India – South, region XX (investable) | 13 | CapacityFactor | fraction | User defined | 0 | 0 | 0 | 0 | 0 | 0 | 0 | 0 | 0 | 0 | 0 | 0 | 0 | 0 | 0 | 0 | 0 | 0 | 0 | 0 | 0 | 0 | 0 | 0 | 0 | 0 | 0 | 0 | 0
BAU | S4D2 | 4 | PWRSPVINDSO | Solar PV (utility-scale), India – South, region XX (investable) | 13 | CapacityFactor | fraction | User defined | 0 | 0.36418 | 0.36418 | 0.36418 | 0.36418 | 0.36418 | 0.36418 | 0.36418 | 0.36418 | 0.36418 | 0.36418 | 0.36418 | 0.36418 | 0.36418 | 0.36418 | 0.36418 | 0.36418 | 0.36418 | 0.36418 | 0.36418 | 0.36418 | 0.36418 | 0.36418 | 0.36418 | 0.36418 | 0.36418 | 0.36418 | 0.36418 | 0.36418
BAU | S4D3 | 4 | PWRSPVINDSO | Solar PV (utility-scale), India – South, region XX (investable) | 13 | CapacityFactor | fraction | User defined | 0 | 0 | 0 | 0 | 0 | 0 | 0 | 0 | 0 | 0 | 0 | 0 | 0 | 0 | 0 | 0 | 0 | 0 | 0 | 0 | 0 | 0 | 0 | 0 | 0 | 0 | 0 | 0 | 0
BAU | S1D1 | 5 | PWRSPVINDEA | Solar PV (utility-scale), India – East, region XX (investable) | 13 | CapacityFactor | fraction | User defined | 0 | 6.6e-05 | 6.6e-05 | 6.6e-05 | 6.6e-05 | 6.6e-05 | 6.6e-05 | 6.6e-05 | 6.6e-05 | 6.6e-05 | 6.6e-05 | 6.6e-05 | 6.6e-05 | 6.6e-05 | 6.6e-05 | 6.6e-05 | 6.6e-05 | 6.6e-05 | 6.6e-05 | 6.6e-05 | 6.6e-05 | 6.6e-05 | 6.6e-05 | 6.6e-05 | 6.6e-05 | 6.6e-05 | 6.6e-05 | 6.6e-05 | 6.6e-05
BAU | S1D2 | 5 | PWRSPVINDEA | Solar PV (utility-scale), India – East, region XX (investable) | 13 | CapacityFactor | fraction | User defined | 0 | 0.3516 | 0.3516 | 0.3516 | 0.3516 | 0.3516 | 0.3516 | 0.3516 | 0.3516 | 0.3516 | 0.3516 | 0.3516 | 0.3516 | 0.3516 | 0.3516 | 0.3516 | 0.3516 | 0.3516 | 0.3516 | 0.3516 | 0.3516 | 0.3516 | 0.3516 | 0.3516 | 0.3516 | 0.3516 | 0.3516 | 0.3516 | 0.3516
BAU | S1D3 | 5 | PWRSPVINDEA | Solar PV (utility-scale), India – East, region XX (investable) | 13 | CapacityFactor | fraction | User defined | 0 | 0 | 0 | 0 | 0 | 0 | 0 | 0 | 0 | 0 | 0 | 0 | 0 | 0 | 0 | 0 | 0 | 0 | 0 | 0 | 0 | 0 | 0 | 0 | 0 | 0 | 0 | 0 | 0
BAU | S2D1 | 5 | PWRSPVINDEA | Solar PV (utility-scale), India – East, region XX (investable) | 13 | CapacityFactor | fraction | User defined | 0 | 0.006502 | 0.006502 | 0.006502 | 0.006502 | 0.006502 | 0.006502 | 0.006502 | 0.006502 | 0.006502 | 0.006502 | 0.006502 | 0.006502 | 0.006502 | 0.006502 | 0.006502 | 0.006502 | 0.006502 | 0.006502 | 0.006502 | 0.006502 | 0.006502 | 0.006502 | 0.006502 | 0.006502 | 0.006502 | 0.006502 | 0.006502 | 0.006502
BAU | S2D2 | 5 | PWRSPVINDEA | Solar PV (utility-scale), India – East, region XX (investable) | 13 | CapacityFactor | fraction | User defined | 0 | 0.38663 | 0.38663 | 0.38663 | 0.38663 | 0.38663 | 0.38663 | 0.38663 | 0.38663 | 0.38663 | 0.38663 | 0.38663 | 0.38663 | 0.38663 | 0.38663 | 0.38663 | 0.38663 | 0.38663 | 0.38663 | 0.38663 | 0.38663 | 0.38663 | 0.38663 | 0.38663 | 0.38663 | 0.38663 | 0.38663 | 0.38663 | 0.38663
BAU | S2D3 | 5 | PWRSPVINDEA | Solar PV (utility-scale), India – East, region XX (investable) | 13 | CapacityFactor | fraction | User defined | 0 | 0 | 0 | 0 | 0 | 0 | 0 | 0 | 0 | 0 | 0 | 0 | 0 | 0 | 0 | 0 | 0 | 0 | 0 | 0 | 0 | 0 | 0 | 0 | 0 | 0 | 0 | 0 | 0
BAU | S3D1 | 5 | PWRSPVINDEA | Solar PV (utility-scale), India – East, region XX (investable) | 13 | CapacityFactor | fraction | User defined | 0 | 0.005638 | 0.005638 | 0.005638 | 0.005638 | 0.005638 | 0.005638 | 0.005638 | 0.005638 | 0.005638 | 0.005638 | 0.005638 | 0.005638 | 0.005638 | 0.005638 | 0.005638 | 0.005638 | 0.005638 | 0.005638 | 0.005638 | 0.005638 | 0.005638 | 0.005638 | 0.005638 | 0.005638 | 0.005638 | 0.005638 | 0.005638 | 0.005638
BAU | S3D2 | 5 | PWRSPVINDEA | Solar PV (utility-scale), India – East, region XX (investable) | 13 | CapacityFactor | fraction | User defined | 0 | 0.26446 | 0.26446 | 0.26446 | 0.26446 | 0.26446 | 0.26446 | 0.26446 | 0.26446 | 0.26446 | 0.26446 | 0.26446 | 0.26446 | 0.26446 | 0.26446 | 0.26446 | 0.26446 | 0.26446 | 0.26446 | 0.26446 | 0.26446 | 0.26446 | 0.26446 | 0.26446 | 0.26446 | 0.26446 | 0.26446 | 0.26446 | 0.26446
BAU | S3D3 | 5 | PWRSPVINDEA | Solar PV (utility-scale), India – East, region XX (investable) | 13 | CapacityFactor | fraction | User defined | 0 | 0 | 0 | 0 | 0 | 0 | 0 | 0 | 0 | 0 | 0 | 0 | 0 | 0 | 0 | 0 | 0 | 0 | 0 | 0 | 0 | 0 | 0 | 0 | 0 | 0 | 0 | 0 | 0
BAU | S4D1 | 5 | PWRSPVINDEA | Solar PV (utility-scale), India – East, region XX (investable) | 13 | CapacityFactor | fraction | User defined | 0 | 0.000298 | 0.000298 | 0.000298 | 0.000298 | 0.000298 | 0.000298 | 0.000298 | 0.000298 | 0.000298 | 0.000298 | 0.000298 | 0.000298 | 0.000298 | 0.000298 | 0.000298 | 0.000298 | 0.000298 | 0.000298 | 0.000298 | 0.000298 | 0.000298 | 0.000298 | 0.000298 | 0.000298 | 0.000298 | 0.000298 | 0.000298 | 0.000298
BAU | S4D2 | 5 | PWRSPVINDEA | Solar PV (utility-scale), India – East, region XX (investable) | 13 | CapacityFactor | fraction | User defined | 0 | 0.3348 | 0.3348 | 0.3348 | 0.3348 | 0.3348 | 0.3348 | 0.3348 | 0.3348 | 0.3348 | 0.3348 | 0.3348 | 0.3348 | 0.3348 | 0.3348 | 0.3348 | 0.3348 | 0.3348 | 0.3348 | 0.3348 | 0.3348 | 0.3348 | 0.3348 | 0.3348 | 0.3348 | 0.3348 | 0.3348 | 0.3348 | 0.3348
BAU | S4D3 | 5 | PWRSPVINDEA | Solar PV (utility-scale), India – East, region XX (investable) | 13 | CapacityFactor | fraction | User defined | 0 | 0 | 0 | 0 | 0 | 0 | 0 | 0 | 0 | 0 | 0 | 0 | 0 | 0 | 0 | 0 | 0 | 0 | 0 | 0 | 0 | 0 | 0 | 0 | 0 | 0 | 0 | 0 | 0
BAU | S1D1 | 6 | PWRSPVINDWE | Solar PV (utility-scale), India – West, region XX (investable) | 13 | CapacityFactor | fraction | User defined | 0 | 0 | 0 | 0 | 0 | 0 | 0 | 0 | 0 | 0 | 0 | 0 | 0 | 0 | 0 | 0 | 0 | 0 | 0 | 0 | 0 | 0 | 0 | 0 | 0 | 0 | 0 | 0 | 0
BAU | S1D2 | 6 | PWRSPVINDWE | Solar PV (utility-scale), India – West, region XX (investable) | 13 | CapacityFactor | fraction | User defined | 0 | 0.40004 | 0.40004 | 0.40004 | 0.40004 | 0.40004 | 0.40004 | 0.40004 | 0.40004 | 0.40004 | 0.40004 | 0.40004 | 0.40004 | 0.40004 | 0.40004 | 0.40004 | 0.40004 | 0.40004 | 0.40004 | 0.40004 | 0.40004 | 0.40004 | 0.40004 | 0.40004 | 0.40004 | 0.40004 | 0.40004 | 0.40004 | 0.40004
BAU | S1D3 | 6 | PWRSPVINDWE | Solar PV (utility-scale), India – West, region XX (investable) | 13 | CapacityFactor | fraction | User defined | 0 | 0 | 0 | 0 | 0 | 0 | 0 | 0 | 0 | 0 | 0 | 0 | 0 | 0 | 0 | 0 | 0 | 0 | 0 | 0 | 0 | 0 | 0 | 0 | 0 | 0 | 0 | 0 | 0
BAU | S2D1 | 6 | PWRSPVINDWE | Solar PV (utility-scale), India – West, region XX (investable) | 13 | CapacityFactor | fraction | User defined | 0 | 0 | 0 | 0 | 0 | 0 | 0 | 0 | 0 | 0 | 0 | 0 | 0 | 0 | 0 | 0 | 0 | 0 | 0 | 0 | 0 | 0 | 0 | 0 | 0 | 0 | 0 | 0 | 0
BAU | S2D2 | 6 | PWRSPVINDWE | Solar PV (utility-scale), India – West, region XX (investable) | 13 | CapacityFactor | fraction | User defined | 0 | 0.42844 | 0.42844 | 0.42844 | 0.42844 | 0.42844 | 0.42844 | 0.42844 | 0.42844 | 0.42844 | 0.42844 | 0.42844 | 0.42844 | 0.42844 | 0.42844 | 0.42844 | 0.42844 | 0.42844 | 0.42844 | 0.42844 | 0.42844 | 0.42844 | 0.42844 | 0.42844 | 0.42844 | 0.42844 | 0.42844 | 0.42844 | 0.42844
BAU | S2D3 | 6 | PWRSPVINDWE | Solar PV (utility-scale), India – West, region XX (investable) | 13 | CapacityFactor | fraction | User defined | 0 | 9e-06 | 9e-06 | 9e-06 | 9e-06 | 9e-06 | 9e-06 | 9e-06 | 9e-06 | 9e-06 | 9e-06 | 9e-06 | 9e-06 | 9e-06 | 9e-06 | 9e-06 | 9e-06 | 9e-06 | 9e-06 | 9e-06 | 9e-06 | 9e-06 | 9e-06 | 9e-06 | 9e-06 | 9e-06 | 9e-06 | 9e-06 | 9e-06
BAU | S3D1 | 6 | PWRSPVINDWE | Solar PV (utility-scale), India – West, region XX (investable) | 13 | CapacityFactor | fraction | User defined | 0 | 0 | 0 | 0 | 0 | 0 | 0 | 0 | 0 | 0 | 0 | 0 | 0 | 0 | 0 | 0 | 0 | 0 | 0 | 0 | 0 | 0 | 0 | 0 | 0 | 0 | 0 | 0 | 0
BAU | S3D2 | 6 | PWRSPVINDWE | Solar PV (utility-scale), India – West, region XX (investable) | 13 | CapacityFactor | fraction | User defined | 0 | 0.32349 | 0.32349 | 0.32349 | 0.32349 | 0.32349 | 0.32349 | 0.32349 | 0.32349 | 0.32349 | 0.32349 | 0.32349 | 0.32349 | 0.32349 | 0.32349 | 0.32349 | 0.32349 | 0.32349 | 0.32349 | 0.32349 | 0.32349 | 0.32349 | 0.32349 | 0.32349 | 0.32349 | 0.32349 | 0.32349 | 0.32349 | 0.32349
BAU | S3D3 | 6 | PWRSPVINDWE | Solar PV (utility-scale), India – West, region XX (investable) | 13 | CapacityFactor | fraction | User defined | 0 | 3.7e-05 | 3.7e-05 | 3.7e-05 | 3.7e-05 | 3.7e-05 | 3.7e-05 | 3.7e-05 | 3.7e-05 | 3.7e-05 | 3.7e-05 | 3.7e-05 | 3.7e-05 | 3.7e-05 | 3.7e-05 | 3.7e-05 | 3.7e-05 | 3.7e-05 | 3.7e-05 | 3.7e-05 | 3.7e-05 | 3.7e-05 | 3.7e-05 | 3.7e-05 | 3.7e-05 | 3.7e-05 | 3.7e-05 | 3.7e-05 | 3.7e-05
BAU | S4D1 | 6 | PWRSPVINDWE | Solar PV (utility-scale), India – West, region XX (investable) | 13 | CapacityFactor | fraction | User defined | 0 | 0 | 0 | 0 | 0 | 0 | 0 | 0 | 0 | 0 | 0 | 0 | 0 | 0 | 0 | 0 | 0 | 0 | 0 | 0 | 0 | 0 | 0 | 0 | 0 | 0 | 0 | 0 | 0
BAU | S4D2 | 6 | PWRSPVINDWE | Solar PV (utility-scale), India – West, region XX (investable) | 13 | CapacityFactor | fraction | User defined | 0 | 0.35875 | 0.35875 | 0.35875 | 0.35875 | 0.35875 | 0.35875 | 0.35875 | 0.35875 | 0.35875 | 0.35875 | 0.35875 | 0.35875 | 0.35875 | 0.35875 | 0.35875 | 0.35875 | 0.35875 | 0.35875 | 0.35875 | 0.35875 | 0.35875 | 0.35875 | 0.35875 | 0.35875 | 0.35875 | 0.35875 | 0.35875 | 0.35875
BAU | S4D3 | 6 | PWRSPVINDWE | Solar PV (utility-scale), India – West, region XX (investable) | 13 | CapacityFactor | fraction | User defined | 0 | 0 | 0 | 0 | 0 | 0 | 0 | 0 | 0 | 0 | 0 | 0 | 0 | 0 | 0 | 0 | 0 | 0 | 0 | 0 | 0 | 0 | 0 | 0 | 0 | 0 | 0 | 0 | 0
BAU | S1D1 | 7 | PWRSPVINDNE | Solar PV (utility-scale), India – Northeast, region XX (investable) | 13 | CapacityFactor | fraction | User defined | 0 | 0.00052 | 0.00052 | 0.00052 | 0.00052 | 0.00052 | 0.00052 | 0.00052 | 0.00052 | 0.00052 | 0.00052 | 0.00052 | 0.00052 | 0.00052 | 0.00052 | 0.00052 | 0.00052 | 0.00052 | 0.00052 | 0.00052 | 0.00052 | 0.00052 | 0.00052 | 0.00052 | 0.00052 | 0.00052 | 0.00052 | 0.00052 | 0.00052
BAU | S1D2 | 7 | PWRSPVINDNE | Solar PV (utility-scale), India – Northeast, region XX (investable) | 13 | CapacityFactor | fraction | User defined | 0 | 0.36035 | 0.36035 | 0.36035 | 0.36035 | 0.36035 | 0.36035 | 0.36035 | 0.36035 | 0.36035 | 0.36035 | 0.36035 | 0.36035 | 0.36035 | 0.36035 | 0.36035 | 0.36035 | 0.36035 | 0.36035 | 0.36035 | 0.36035 | 0.36035 | 0.36035 | 0.36035 | 0.36035 | 0.36035 | 0.36035 | 0.36035 | 0.36035
BAU | S1D3 | 7 | PWRSPVINDNE | Solar PV (utility-scale), India – Northeast, region XX (investable) | 13 | CapacityFactor | fraction | User defined | 0 | 0 | 0 | 0 | 0 | 0 | 0 | 0 | 0 | 0 | 0 | 0 | 0 | 0 | 0 | 0 | 0 | 0 | 0 | 0 | 0 | 0 | 0 | 0 | 0 | 0 | 0 | 0 | 0
BAU | S2D1 | 7 | PWRSPVINDNE | Solar PV (utility-scale), India – Northeast, region XX (investable) | 13 | CapacityFactor | fraction | User defined | 0 | 0.012261 | 0.012261 | 0.012261 | 0.012261 | 0.012261 | 0.012261 | 0.012261 | 0.012261 | 0.012261 | 0.012261 | 0.012261 | 0.012261 | 0.012261 | 0.012261 | 0.012261 | 0.012261 | 0.012261 | 0.012261 | 0.012261 | 0.012261 | 0.012261 | 0.012261 | 0.012261 | 0.012261 | 0.012261 | 0.012261 | 0.012261 | 0.012261
BAU | S2D2 | 7 | PWRSPVINDNE | Solar PV (utility-scale), India – Northeast, region XX (investable) | 13 | CapacityFactor | fraction | User defined | 0 | 0.38286 | 0.38286 | 0.38286 | 0.38286 | 0.38286 | 0.38286 | 0.38286 | 0.38286 | 0.38286 | 0.38286 | 0.38286 | 0.38286 | 0.38286 | 0.38286 | 0.38286 | 0.38286 | 0.38286 | 0.38286 | 0.38286 | 0.38286 | 0.38286 | 0.38286 | 0.38286 | 0.38286 | 0.38286 | 0.38286 | 0.38286 | 0.38286
BAU | S2D3 | 7 | PWRSPVINDNE | Solar PV (utility-scale), India – Northeast, region XX (investable) | 13 | CapacityFactor | fraction | User defined | 0 | 0 | 0 | 0 | 0 | 0 | 0 | 0 | 0 | 0 | 0 | 0 | 0 | 0 | 0 | 0 | 0 | 0 | 0 | 0 | 0 | 0 | 0 | 0 | 0 | 0 | 0 | 0 | 0
BAU | S3D1 | 7 | PWRSPVINDNE | Solar PV (utility-scale), India – Northeast, region XX (investable) | 13 | CapacityFactor | fraction | User defined | 0 | 0.01121 | 0.01121 | 0.01121 | 0.01121 | 0.01121 | 0.01121 | 0.01121 | 0.01121 | 0.01121 | 0.01121 | 0.01121 | 0.01121 | 0.01121 | 0.01121 | 0.01121 | 0.01121 | 0.01121 | 0.01121 | 0.01121 | 0.01121 | 0.01121 | 0.01121 | 0.01121 | 0.01121 | 0.01121 | 0.01121 | 0.01121 | 0.01121
BAU | S3D2 | 7 | PWRSPVINDNE | Solar PV (utility-scale), India – Northeast, region XX (investable) | 13 | CapacityFactor | fraction | User defined | 0 | 0.28959 | 0.28959 | 0.28959 | 0.28959 | 0.28959 | 0.28959 | 0.28959 | 0.28959 | 0.28959 | 0.28959 | 0.28959 | 0.28959 | 0.28959 | 0.28959 | 0.28959 | 0.28959 | 0.28959 | 0.28959 | 0.28959 | 0.28959 | 0.28959 | 0.28959 | 0.28959 | 0.28959 | 0.28959 | 0.28959 | 0.28959 | 0.28959
BAU | S3D3 | 7 | PWRSPVINDNE | Solar PV (utility-scale), India – Northeast, region XX (investable) | 13 | CapacityFactor | fraction | User defined | 0 | 0 | 0 | 0 | 0 | 0 | 0 | 0 | 0 | 0 | 0 | 0 | 0 | 0 | 0 | 0 | 0 | 0 | 0 | 0 | 0 | 0 | 0 | 0 | 0 | 0 | 0 | 0 | 0
BAU | S4D1 | 7 | PWRSPVINDNE | Solar PV (utility-scale), India – Northeast, region XX (investable) | 13 | CapacityFactor | fraction | User defined | 0 | 0.001785 | 0.001785 | 0.001785 | 0.001785 | 0.001785 | 0.001785 | 0.001785 | 0.001785 | 0.001785 | 0.001785 | 0.001785 | 0.001785 | 0.001785 | 0.001785 | 0.001785 | 0.001785 | 0.001785 | 0.001785 | 0.001785 | 0.001785 | 0.001785 | 0.001785 | 0.001785 | 0.001785 | 0.001785 | 0.001785 | 0.001785 | 0.001785
BAU | S4D2 | 7 | PWRSPVINDNE | Solar PV (utility-scale), India – Northeast, region XX (investable) | 13 | CapacityFactor | fraction | User defined | 0 | 0.35601 | 0.35601 | 0.35601 | 0.35601 | 0.35601 | 0.35601 | 0.35601 | 0.35601 | 0.35601 | 0.35601 | 0.35601 | 0.35601 | 0.35601 | 0.35601 | 0.35601 | 0.35601 | 0.35601 | 0.35601 | 0.35601 | 0.35601 | 0.35601 | 0.35601 | 0.35601 | 0.35601 | 0.35601 | 0.35601 | 0.35601 | 0.35601
BAU | S4D3 | 7 | PWRSPVINDNE | Solar PV (utility-scale), India – Northeast, region XX (investable) | 13 | CapacityFactor | fraction | User defined | 0 | 0 | 0 | 0 | 0 | 0 | 0 | 0 | 0 | 0 | 0 | 0 | 0 | 0 | 0 | 0 | 0 | 0 | 0 | 0 | 0 | 0 | 0 | 0 | 0 | 0 | 0 | 0 | 0
BAU | S1D1 | 8 | PWRSPVNPLXX | Solar PV (utility-scale), Nepal, region XX (investable) | 13 | CapacityFactor | fraction | User defined | 0 | 5e-06 | 5e-06 | 5e-06 | 5e-06 | 5e-06 | 5e-06 | 5e-06 | 5e-06 | 5e-06 | 5e-06 | 5e-06 | 5e-06 | 5e-06 | 5e-06 | 5e-06 | 5e-06 | 5e-06 | 5e-06 | 5e-06 | 5e-06 | 5e-06 | 5e-06 | 5e-06 | 5e-06 | 5e-06 | 5e-06 | 5e-06 | 5e-06
BAU | S1D2 | 8 | PWRSPVNPLXX | Solar PV (utility-scale), Nepal, region XX (investable) | 13 | CapacityFactor | fraction | User defined | 0 | 0.422 | 0.422 | 0.422 | 0.422 | 0.422 | 0.422 | 0.422 | 0.422 | 0.422 | 0.422 | 0.422 | 0.422 | 0.422 | 0.422 | 0.422 | 0.422 | 0.422 | 0.422 | 0.422 | 0.422 | 0.422 | 0.422 | 0.422 | 0.422 | 0.422 | 0.422 | 0.422 | 0.422
BAU | S1D3 | 8 | PWRSPVNPLXX | Solar PV (utility-scale), Nepal, region XX (investable) | 13 | CapacityFactor | fraction | User defined | 0 | 0 | 0 | 0 | 0 | 0 | 0 | 0 | 0 | 0 | 0 | 0 | 0 | 0 | 0 | 0 | 0 | 0 | 0 | 0 | 0 | 0 | 0 | 0 | 0 | 0 | 0 | 0 | 0
BAU | S2D1 | 8 | PWRSPVNPLXX | Solar PV (utility-scale), Nepal, region XX (investable) | 13 | CapacityFactor | fraction | User defined | 0 | 0.005412 | 0.005412 | 0.005412 | 0.005412 | 0.005412 | 0.005412 | 0.005412 | 0.005412 | 0.005412 | 0.005412 | 0.005412 | 0.005412 | 0.005412 | 0.005412 | 0.005412 | 0.005412 | 0.005412 | 0.005412 | 0.005412 | 0.005412 | 0.005412 | 0.005412 | 0.005412 | 0.005412 | 0.005412 | 0.005412 | 0.005412 | 0.005412
BAU | S2D2 | 8 | PWRSPVNPLXX | Solar PV (utility-scale), Nepal, region XX (investable) | 13 | CapacityFactor | fraction | User defined | 0 | 0.44512 | 0.44512 | 0.44512 | 0.44512 | 0.44512 | 0.44512 | 0.44512 | 0.44512 | 0.44512 | 0.44512 | 0.44512 | 0.44512 | 0.44512 | 0.44512 | 0.44512 | 0.44512 | 0.44512 | 0.44512 | 0.44512 | 0.44512 | 0.44512 | 0.44512 | 0.44512 | 0.44512 | 0.44512 | 0.44512 | 0.44512 | 0.44512
BAU | S2D3 | 8 | PWRSPVNPLXX | Solar PV (utility-scale), Nepal, region XX (investable) | 13 | CapacityFactor | fraction | User defined | 0 | 0 | 0 | 0 | 0 | 0 | 0 | 0 | 0 | 0 | 0 | 0 | 0 | 0 | 0 | 0 | 0 | 0 | 0 | 0 | 0 | 0 | 0 | 0 | 0 | 0 | 0 | 0 | 0
BAU | S3D1 | 8 | PWRSPVNPLXX | Solar PV (utility-scale), Nepal, region XX (investable) | 13 | CapacityFactor | fraction | User defined | 0 | 0.005955 | 0.005955 | 0.005955 | 0.005955 | 0.005955 | 0.005955 | 0.005955 | 0.005955 | 0.005955 | 0.005955 | 0.005955 | 0.005955 | 0.005955 | 0.005955 | 0.005955 | 0.005955 | 0.005955 | 0.005955 | 0.005955 | 0.005955 | 0.005955 | 0.005955 | 0.005955 | 0.005955 | 0.005955 | 0.005955 | 0.005955 | 0.005955
BAU | S3D2 | 8 | PWRSPVNPLXX | Solar PV (utility-scale), Nepal, region XX (investable) | 13 | CapacityFactor | fraction | User defined | 0 | 0.34487 | 0.34487 | 0.34487 | 0.34487 | 0.34487 | 0.34487 | 0.34487 | 0.34487 | 0.34487 | 0.34487 | 0.34487 | 0.34487 | 0.34487 | 0.34487 | 0.34487 | 0.34487 | 0.34487 | 0.34487 | 0.34487 | 0.34487 | 0.34487 | 0.34487 | 0.34487 | 0.34487 | 0.34487 | 0.34487 | 0.34487 | 0.34487
BAU | S3D3 | 8 | PWRSPVNPLXX | Solar PV (utility-scale), Nepal, region XX (investable) | 13 | CapacityFactor | fraction | User defined | 0 | 0 | 0 | 0 | 0 | 0 | 0 | 0 | 0 | 0 | 0 | 0 | 0 | 0 | 0 | 0 | 0 | 0 | 0 | 0 | 0 | 0 | 0 | 0 | 0 | 0 | 0 | 0 | 0
BAU | S4D1 | 8 | PWRSPVNPLXX | Solar PV (utility-scale), Nepal, region XX (investable) | 13 | CapacityFactor | fraction | User defined | 0 | 3.4e-05 | 3.4e-05 | 3.4e-05 | 3.4e-05 | 3.4e-05 | 3.4e-05 | 3.4e-05 | 3.4e-05 | 3.4e-05 | 3.4e-05 | 3.4e-05 | 3.4e-05 | 3.4e-05 | 3.4e-05 | 3.4e-05 | 3.4e-05 | 3.4e-05 | 3.4e-05 | 3.4e-05 | 3.4e-05 | 3.4e-05 | 3.4e-05 | 3.4e-05 | 3.4e-05 | 3.4e-05 | 3.4e-05 | 3.4e-05 | 3.4e-05
BAU | S4D2 | 8 | PWRSPVNPLXX | Solar PV (utility-scale), Nepal, region XX (investable) | 13 | CapacityFactor | fraction | User defined | 0 | 0.42533 | 0.42533 | 0.42533 | 0.42533 | 0.42533 | 0.42533 | 0.42533 | 0.42533 | 0.42533 | 0.42533 | 0.42533 | 0.42533 | 0.42533 | 0.42533 | 0.42533 | 0.42533 | 0.42533 | 0.42533 | 0.42533 | 0.42533 | 0.42533 | 0.42533 | 0.42533 | 0.42533 | 0.42533 | 0.42533 | 0.42533 | 0.42533
BAU | S4D3 | 8 | PWRSPVNPLXX | Solar PV (utility-scale), Nepal, region XX (investable) | 13 | CapacityFactor | fraction | User defined | 0 | 0 | 0 | 0 | 0 | 0 | 0 | 0 | 0 | 0 | 0 | 0 | 0 | 0 | 0 | 0 | 0 | 0 | 0 | 0 | 0 | 0 | 0 | 0 | 0 | 0 | 0 | 0 | 0
BAU | S1D1 | 9 | PWRSPVLKAXX | Solar PV (utility-scale), Sri Lanka, region XX (investable) | 13 | CapacityFactor | fraction | User defined | 0 | 0 | 0 | 0 | 0 | 0 | 0 | 0 | 0 | 0 | 0 | 0 | 0 | 0 | 0 | 0 | 0 | 0 | 0 | 0 | 0 | 0 | 0 | 0 | 0 | 0 | 0 | 0 | 0
BAU | S1D2 | 9 | PWRSPVLKAXX | Solar PV (utility-scale), Sri Lanka, region XX (investable) | 13 | CapacityFactor | fraction | User defined | 0 | 0.37578 | 0.37578 | 0.37578 | 0.37578 | 0.37578 | 0.37578 | 0.37578 | 0.37578 | 0.37578 | 0.37578 | 0.37578 | 0.37578 | 0.37578 | 0.37578 | 0.37578 | 0.37578 | 0.37578 | 0.37578 | 0.37578 | 0.37578 | 0.37578 | 0.37578 | 0.37578 | 0.37578 | 0.37578 | 0.37578 | 0.37578 | 0.37578
BAU | S1D3 | 9 | PWRSPVLKAXX | Solar PV (utility-scale), Sri Lanka, region XX (investable) | 13 | CapacityFactor | fraction | User defined | 0 | 0 | 0 | 0 | 0 | 0 | 0 | 0 | 0 | 0 | 0 | 0 | 0 | 0 | 0 | 0 | 0 | 0 | 0 | 0 | 0 | 0 | 0 | 0 | 0 | 0 | 0 | 0 | 0
BAU | S2D1 | 9 | PWRSPVLKAXX | Solar PV (utility-scale), Sri Lanka, region XX (investable) | 13 | CapacityFactor | fraction | User defined | 0 | 0 | 0 | 0 | 0 | 0 | 0 | 0 | 0 | 0 | 0 | 0 | 0 | 0 | 0 | 0 | 0 | 0 | 0 | 0 | 0 | 0 | 0 | 0 | 0 | 0 | 0 | 0 | 0
BAU | S2D2 | 9 | PWRSPVLKAXX | Solar PV (utility-scale), Sri Lanka, region XX (investable) | 13 | CapacityFactor | fraction | User defined | 0 | 0.33074 | 0.33074 | 0.33074 | 0.33074 | 0.33074 | 0.33074 | 0.33074 | 0.33074 | 0.33074 | 0.33074 | 0.33074 | 0.33074 | 0.33074 | 0.33074 | 0.33074 | 0.33074 | 0.33074 | 0.33074 | 0.33074 | 0.33074 | 0.33074 | 0.33074 | 0.33074 | 0.33074 | 0.33074 | 0.33074 | 0.33074 | 0.33074
BAU | S2D3 | 9 | PWRSPVLKAXX | Solar PV (utility-scale), Sri Lanka, region XX (investable) | 13 | CapacityFactor | fraction | User defined | 0 | 0 | 0 | 0 | 0 | 0 | 0 | 0 | 0 | 0 | 0 | 0 | 0 | 0 | 0 | 0 | 0 | 0 | 0 | 0 | 0 | 0 | 0 | 0 | 0 | 0 | 0 | 0 | 0
BAU | S3D1 | 9 | PWRSPVLKAXX | Solar PV (utility-scale), Sri Lanka, region XX (investable) | 13 | CapacityFactor | fraction | User defined | 0 | 0 | 0 | 0 | 0 | 0 | 0 | 0 | 0 | 0 | 0 | 0 | 0 | 0 | 0 | 0 | 0 | 0 | 0 | 0 | 0 | 0 | 0 | 0 | 0 | 0 | 0 | 0 | 0
BAU | S3D2 | 9 | PWRSPVLKAXX | Solar PV (utility-scale), Sri Lanka, region XX (investable) | 13 | CapacityFactor | fraction | User defined | 0 | 0.30361 | 0.30361 | 0.30361 | 0.30361 | 0.30361 | 0.30361 | 0.30361 | 0.30361 | 0.30361 | 0.30361 | 0.30361 | 0.30361 | 0.30361 | 0.30361 | 0.30361 | 0.30361 | 0.30361 | 0.30361 | 0.30361 | 0.30361 | 0.30361 | 0.30361 | 0.30361 | 0.30361 | 0.30361 | 0.30361 | 0.30361 | 0.30361
BAU | S3D3 | 9 | PWRSPVLKAXX | Solar PV (utility-scale), Sri Lanka, region XX (investable) | 13 | CapacityFactor | fraction | User defined | 0 | 0 | 0 | 0 | 0 | 0 | 0 | 0 | 0 | 0 | 0 | 0 | 0 | 0 | 0 | 0 | 0 | 0 | 0 | 0 | 0 | 0 | 0 | 0 | 0 | 0 | 0 | 0 | 0
BAU | S4D1 | 9 | PWRSPVLKAXX | Solar PV (utility-scale), Sri Lanka, region XX (investable) | 13 | CapacityFactor | fraction | User defined | 0 | 0 | 0 | 0 | 0 | 0 | 0 | 0 | 0 | 0 | 0 | 0 | 0 | 0 | 0 | 0 | 0 | 0 | 0 | 0 | 0 | 0 | 0 | 0 | 0 | 0 | 0 | 0 | 0
BAU | S4D2 | 9 | PWRSPVLKAXX | Solar PV (utility-scale), Sri Lanka, region XX (investable) | 13 | CapacityFactor | fraction | User defined | 0 | 0.29418 | 0.29418 | 0.29418 | 0.29418 | 0.29418 | 0.29418 | 0.29418 | 0.29418 | 0.29418 | 0.29418 | 0.29418 | 0.29418 | 0.29418 | 0.29418 | 0.29418 | 0.29418 | 0.29418 | 0.29418 | 0.29418 | 0.29418 | 0.29418 | 0.29418 | 0.29418 | 0.29418 | 0.29418 | 0.29418 | 0.29418 | 0.29418
BAU | S4D3 | 9 | PWRSPVLKAXX | Solar PV (utility-scale), Sri Lanka, region XX (investable) | 13 | CapacityFactor | fraction | User defined | 0 | 0 | 0 | 0 | 0 | 0 | 0 | 0 | 0 | 0 | 0 | 0 | 0 | 0 | 0 | 0 | 0 | 0 | 0 | 0 | 0 | 0 | 0 | 0 | 0 | 0 | 0 | 0 | 0
BAU | S1D1 | 10 | PWRSPVMDVXX | Solar PV (utility-scale), Maldives, region XX (investable) | 13 | CapacityFactor | fraction | User defined | 0 | 0 | 0 | 0 | 0 | 0 | 0 | 0 | 0 | 0 | 0 | 0 | 0 | 0 | 0 | 0 | 0 | 0 | 0 | 0 | 0 | 0 | 0 | 0 | 0 | 0 | 0 | 0 | 0
BAU | S1D2 | 10 | PWRSPVMDVXX | Solar PV (utility-scale), Maldives, region XX (investable) | 13 | CapacityFactor | fraction | User defined | 0 | 0.35331 | 0.35331 | 0.35331 | 0.35331 | 0.35331 | 0.35331 | 0.35331 | 0.35331 | 0.35331 | 0.35331 | 0.35331 | 0.35331 | 0.35331 | 0.35331 | 0.35331 | 0.35331 | 0.35331 | 0.35331 | 0.35331 | 0.35331 | 0.35331 | 0.35331 | 0.35331 | 0.35331 | 0.35331 | 0.35331 | 0.35331 | 0.35331
BAU | S1D3 | 10 | PWRSPVMDVXX | Solar PV (utility-scale), Maldives, region XX (investable) | 13 | CapacityFactor | fraction | User defined | 0 | 0 | 0 | 0 | 0 | 0 | 0 | 0 | 0 | 0 | 0 | 0 | 0 | 0 | 0 | 0 | 0 | 0 | 0 | 0 | 0 | 0 | 0 | 0 | 0 | 0 | 0 | 0 | 0
BAU | S2D1 | 10 | PWRSPVMDVXX | Solar PV (utility-scale), Maldives, region XX (investable) | 13 | CapacityFactor | fraction | User defined | 0 | 0 | 0 | 0 | 0 | 0 | 0 | 0 | 0 | 0 | 0 | 0 | 0 | 0 | 0 | 0 | 0 | 0 | 0 | 0 | 0 | 0 | 0 | 0 | 0 | 0 | 0 | 0 | 0
BAU | S2D2 | 10 | PWRSPVMDVXX | Solar PV (utility-scale), Maldives, region XX (investable) | 13 | CapacityFactor | fraction | User defined | 0 | 0.33719 | 0.33719 | 0.33719 | 0.33719 | 0.33719 | 0.33719 | 0.33719 | 0.33719 | 0.33719 | 0.33719 | 0.33719 | 0.33719 | 0.33719 | 0.33719 | 0.33719 | 0.33719 | 0.33719 | 0.33719 | 0.33719 | 0.33719 | 0.33719 | 0.33719 | 0.33719 | 0.33719 | 0.33719 | 0.33719 | 0.33719 | 0.33719
BAU | S2D3 | 10 | PWRSPVMDVXX | Solar PV (utility-scale), Maldives, region XX (investable) | 13 | CapacityFactor | fraction | User defined | 0 | 0 | 0 | 0 | 0 | 0 | 0 | 0 | 0 | 0 | 0 | 0 | 0 | 0 | 0 | 0 | 0 | 0 | 0 | 0 | 0 | 0 | 0 | 0 | 0 | 0 | 0 | 0 | 0
BAU | S3D1 | 10 | PWRSPVMDVXX | Solar PV (utility-scale), Maldives, region XX (investable) | 13 | CapacityFactor | fraction | User defined | 0 | 0 | 0 | 0 | 0 | 0 | 0 | 0 | 0 | 0 | 0 | 0 | 0 | 0 | 0 | 0 | 0 | 0 | 0 | 0 | 0 | 0 | 0 | 0 | 0 | 0 | 0 | 0 | 0
BAU | S3D2 | 10 | PWRSPVMDVXX | Solar PV (utility-scale), Maldives, region XX (investable) | 13 | CapacityFactor | fraction | User defined | 0 | 0.29146 | 0.29146 | 0.29146 | 0.29146 | 0.29146 | 0.29146 | 0.29146 | 0.29146 | 0.29146 | 0.29146 | 0.29146 | 0.29146 | 0.29146 | 0.29146 | 0.29146 | 0.29146 | 0.29146 | 0.29146 | 0.29146 | 0.29146 | 0.29146 | 0.29146 | 0.29146 | 0.29146 | 0.29146 | 0.29146 | 0.29146 | 0.29146
BAU | S3D3 | 10 | PWRSPVMDVXX | Solar PV (utility-scale), Maldives, region XX (investable) | 13 | CapacityFactor | fraction | User defined | 0 | 0 | 0 | 0 | 0 | 0 | 0 | 0 | 0 | 0 | 0 | 0 | 0 | 0 | 0 | 0 | 0 | 0 | 0 | 0 | 0 | 0 | 0 | 0 | 0 | 0 | 0 | 0 | 0
BAU | S4D1 | 10 | PWRSPVMDVXX | Solar PV (utility-scale), Maldives, region XX (investable) | 13 | CapacityFactor | fraction | User defined | 0 | 0 | 0 | 0 | 0 | 0 | 0 | 0 | 0 | 0 | 0 | 0 | 0 | 0 | 0 | 0 | 0 | 0 | 0 | 0 | 0 | 0 | 0 | 0 | 0 | 0 | 0 | 0 | 0
BAU | S4D2 | 10 | PWRSPVMDVXX | Solar PV (utility-scale), Maldives, region XX (investable) | 13 | CapacityFactor | fraction | User defined | 0 | 0.30984 | 0.30984 | 0.30984 | 0.30984 | 0.30984 | 0.30984 | 0.30984 | 0.30984 | 0.30984 | 0.30984 | 0.30984 | 0.30984 | 0.30984 | 0.30984 | 0.30984 | 0.30984 | 0.30984 | 0.30984 | 0.30984 | 0.30984 | 0.30984 | 0.30984 | 0.30984 | 0.30984 | 0.30984 | 0.30984 | 0.30984 | 0.30984
BAU | S4D3 | 10 | PWRSPVMDVXX | Solar PV (utility-scale), Maldives, region XX (investable) | 13 | CapacityFactor | fraction | User defined | 0 | 0 | 0 | 0 | 0 | 0 | 0 | 0 | 0 | 0 | 0 | 0 | 0 | 0 | 0 | 0 | 0 | 0 | 0 | 0 | 0 | 0 | 0 | 0 | 0 | 0 | 0 | 0 | 0
BAU | S1D1 | 27 | PWRWONBGDXX | Onshore Wind, Bangladesh, region XX (investable) | 13 | CapacityFactor | fraction | User defined | 0 | 0.18271 | 0.18271 | 0.18271 | 0.18271 | 0.18271 | 0.18271 | 0.18271 | 0.18271 | 0.18271 | 0.18271 | 0.18271 | 0.18271 | 0.18271 | 0.18271 | 0.18271 | 0.18271 | 0.18271 | 0.18271 | 0.18271 | 0.18271 | 0.18271 | 0.18271 | 0.18271 | 0.18271 | 0.18271 | 0.18271 | 0.18271 | 0.18271
BAU | S1D2 | 27 | PWRWONBGDXX | Onshore Wind, Bangladesh, region XX (investable) | 13 | CapacityFactor | fraction | User defined | 0 | 0.072973 | 0.072973 | 0.072973 | 0.072973 | 0.072973 | 0.072973 | 0.072973 | 0.072973 | 0.072973 | 0.072973 | 0.072973 | 0.072973 | 0.072973 | 0.072973 | 0.072973 | 0.072973 | 0.072973 | 0.072973 | 0.072973 | 0.072973 | 0.072973 | 0.072973 | 0.072973 | 0.072973 | 0.072973 | 0.072973 | 0.072973 | 0.072973
BAU | S1D3 | 27 | PWRWONBGDXX | Onshore Wind, Bangladesh, region XX (investable) | 13 | CapacityFactor | fraction | User defined | 0 | 0.17761 | 0.17761 | 0.17761 | 0.17761 | 0.17761 | 0.17761 | 0.17761 | 0.17761 | 0.17761 | 0.17761 | 0.17761 | 0.17761 | 0.17761 | 0.17761 | 0.17761 | 0.17761 | 0.17761 | 0.17761 | 0.17761 | 0.17761 | 0.17761 | 0.17761 | 0.17761 | 0.17761 | 0.17761 | 0.17761 | 0.17761 | 0.17761
BAU | S2D1 | 27 | PWRWONBGDXX | Onshore Wind, Bangladesh, region XX (investable) | 13 | CapacityFactor | fraction | User defined | 0 | 0.31216 | 0.31216 | 0.31216 | 0.31216 | 0.31216 | 0.31216 | 0.31216 | 0.31216 | 0.31216 | 0.31216 | 0.31216 | 0.31216 | 0.31216 | 0.31216 | 0.31216 | 0.31216 | 0.31216 | 0.31216 | 0.31216 | 0.31216 | 0.31216 | 0.31216 | 0.31216 | 0.31216 | 0.31216 | 0.31216 | 0.31216 | 0.31216
BAU | S2D2 | 27 | PWRWONBGDXX | Onshore Wind, Bangladesh, region XX (investable) | 13 | CapacityFactor | fraction | User defined | 0 | 0.18854 | 0.18854 | 0.18854 | 0.18854 | 0.18854 | 0.18854 | 0.18854 | 0.18854 | 0.18854 | 0.18854 | 0.18854 | 0.18854 | 0.18854 | 0.18854 | 0.18854 | 0.18854 | 0.18854 | 0.18854 | 0.18854 | 0.18854 | 0.18854 | 0.18854 | 0.18854 | 0.18854 | 0.18854 | 0.18854 | 0.18854 | 0.18854
BAU | S2D3 | 27 | PWRWONBGDXX | Onshore Wind, Bangladesh, region XX (investable) | 13 | CapacityFactor | fraction | User defined | 0 | 0.40451 | 0.40451 | 0.40451 | 0.40451 | 0.40451 | 0.40451 | 0.40451 | 0.40451 | 0.40451 | 0.40451 | 0.40451 | 0.40451 | 0.40451 | 0.40451 | 0.40451 | 0.40451 | 0.40451 | 0.40451 | 0.40451 | 0.40451 | 0.40451 | 0.40451 | 0.40451 | 0.40451 | 0.40451 | 0.40451 | 0.40451 | 0.40451
BAU | S3D1 | 27 | PWRWONBGDXX | Onshore Wind, Bangladesh, region XX (investable) | 13 | CapacityFactor | fraction | User defined | 0 | 0.34614 | 0.34614 | 0.34614 | 0.34614 | 0.34614 | 0.34614 | 0.34614 | 0.34614 | 0.34614 | 0.34614 | 0.34614 | 0.34614 | 0.34614 | 0.34614 | 0.34614 | 0.34614 | 0.34614 | 0.34614 | 0.34614 | 0.34614 | 0.34614 | 0.34614 | 0.34614 | 0.34614 | 0.34614 | 0.34614 | 0.34614 | 0.34614
BAU | S3D2 | 27 | PWRWONBGDXX | Onshore Wind, Bangladesh, region XX (investable) | 13 | CapacityFactor | fraction | User defined | 0 | 0.31055 | 0.31055 | 0.31055 | 0.31055 | 0.31055 | 0.31055 | 0.31055 | 0.31055 | 0.31055 | 0.31055 | 0.31055 | 0.31055 | 0.31055 | 0.31055 | 0.31055 | 0.31055 | 0.31055 | 0.31055 | 0.31055 | 0.31055 | 0.31055 | 0.31055 | 0.31055 | 0.31055 | 0.31055 | 0.31055 | 0.31055 | 0.31055
BAU | S3D3 | 27 | PWRWONBGDXX | Onshore Wind, Bangladesh, region XX (investable) | 13 | CapacityFactor | fraction | User defined | 0 | 0.39914 | 0.39914 | 0.39914 | 0.39914 | 0.39914 | 0.39914 | 0.39914 | 0.39914 | 0.39914 | 0.39914 | 0.39914 | 0.39914 | 0.39914 | 0.39914 | 0.39914 | 0.39914 | 0.39914 | 0.39914 | 0.39914 | 0.39914 | 0.39914 | 0.39914 | 0.39914 | 0.39914 | 0.39914 | 0.39914 | 0.39914 | 0.39914
BAU | S4D1 | 27 | PWRWONBGDXX | Onshore Wind, Bangladesh, region XX (investable) | 13 | CapacityFactor | fraction | User defined | 0 | 0.12462 | 0.12462 | 0.12462 | 0.12462 | 0.12462 | 0.12462 | 0.12462 | 0.12462 | 0.12462 | 0.12462 | 0.12462 | 0.12462 | 0.12462 | 0.12462 | 0.12462 | 0.12462 | 0.12462 | 0.12462 | 0.12462 | 0.12462 | 0.12462 | 0.12462 | 0.12462 | 0.12462 | 0.12462 | 0.12462 | 0.12462 | 0.12462
BAU | S4D2 | 27 | PWRWONBGDXX | Onshore Wind, Bangladesh, region XX (investable) | 13 | CapacityFactor | fraction | User defined | 0 | 0.06134 | 0.06134 | 0.06134 | 0.06134 | 0.06134 | 0.06134 | 0.06134 | 0.06134 | 0.06134 | 0.06134 | 0.06134 | 0.06134 | 0.06134 | 0.06134 | 0.06134 | 0.06134 | 0.06134 | 0.06134 | 0.06134 | 0.06134 | 0.06134 | 0.06134 | 0.06134 | 0.06134 | 0.06134 | 0.06134 | 0.06134 | 0.06134
BAU | S4D3 | 27 | PWRWONBGDXX | Onshore Wind, Bangladesh, region XX (investable) | 13 | CapacityFactor | fraction | User defined | 0 | 0.10855 | 0.10855 | 0.10855 | 0.10855 | 0.10855 | 0.10855 | 0.10855 | 0.10855 | 0.10855 | 0.10855 | 0.10855 | 0.10855 | 0.10855 | 0.10855 | 0.10855 | 0.10855 | 0.10855 | 0.10855 | 0.10855 | 0.10855 | 0.10855 | 0.10855 | 0.10855 | 0.10855 | 0.10855 | 0.10855 | 0.10855 | 0.10855
BAU | S1D1 | 28 | PWRWONBTNXX | Onshore Wind, Bhutan, region XX (investable) | 13 | CapacityFactor | fraction | User defined | 0 | 0.014887 | 0.014887 | 0.014887 | 0.014887 | 0.014887 | 0.014887 | 0.014887 | 0.014887 | 0.014887 | 0.014887 | 0.014887 | 0.014887 | 0.014887 | 0.014887 | 0.014887 | 0.014887 | 0.014887 | 0.014887 | 0.014887 | 0.014887 | 0.014887 | 0.014887 | 0.014887 | 0.014887 | 0.014887 | 0.014887 | 0.014887 | 0.014887
BAU | S1D2 | 28 | PWRWONBTNXX | Onshore Wind, Bhutan, region XX (investable) | 13 | CapacityFactor | fraction | User defined | 0 | 0.089763 | 0.089763 | 0.089763 | 0.089763 | 0.089763 | 0.089763 | 0.089763 | 0.089763 | 0.089763 | 0.089763 | 0.089763 | 0.089763 | 0.089763 | 0.089763 | 0.089763 | 0.089763 | 0.089763 | 0.089763 | 0.089763 | 0.089763 | 0.089763 | 0.089763 | 0.089763 | 0.089763 | 0.089763 | 0.089763 | 0.089763 | 0.089763
BAU | S1D3 | 28 | PWRWONBTNXX | Onshore Wind, Bhutan, region XX (investable) | 13 | CapacityFactor | fraction | User defined | 0 | 0.008784 | 0.008784 | 0.008784 | 0.008784 | 0.008784 | 0.008784 | 0.008784 | 0.008784 | 0.008784 | 0.008784 | 0.008784 | 0.008784 | 0.008784 | 0.008784 | 0.008784 | 0.008784 | 0.008784 | 0.008784 | 0.008784 | 0.008784 | 0.008784 | 0.008784 | 0.008784 | 0.008784 | 0.008784 | 0.008784 | 0.008784 | 0.008784
BAU | S2D1 | 28 | PWRWONBTNXX | Onshore Wind, Bhutan, region XX (investable) | 13 | CapacityFactor | fraction | User defined | 0 | 0.021788 | 0.021788 | 0.021788 | 0.021788 | 0.021788 | 0.021788 | 0.021788 | 0.021788 | 0.021788 | 0.021788 | 0.021788 | 0.021788 | 0.021788 | 0.021788 | 0.021788 | 0.021788 | 0.021788 | 0.021788 | 0.021788 | 0.021788 | 0.021788 | 0.021788 | 0.021788 | 0.021788 | 0.021788 | 0.021788 | 0.021788 | 0.021788
BAU | S2D2 | 28 | PWRWONBTNXX | Onshore Wind, Bhutan, region XX (investable) | 13 | CapacityFactor | fraction | User defined | 0 | 0.15705 | 0.15705 | 0.15705 | 0.15705 | 0.15705 | 0.15705 | 0.15705 | 0.15705 | 0.15705 | 0.15705 | 0.15705 | 0.15705 | 0.15705 | 0.15705 | 0.15705 | 0.15705 | 0.15705 | 0.15705 | 0.15705 | 0.15705 | 0.15705 | 0.15705 | 0.15705 | 0.15705 | 0.15705 | 0.15705 | 0.15705 | 0.15705
BAU | S2D3 | 28 | PWRWONBTNXX | Onshore Wind, Bhutan, region XX (investable) | 13 | CapacityFactor | fraction | User defined | 0 | 0.037576 | 0.037576 | 0.037576 | 0.037576 | 0.037576 | 0.037576 | 0.037576 | 0.037576 | 0.037576 | 0.037576 | 0.037576 | 0.037576 | 0.037576 | 0.037576 | 0.037576 | 0.037576 | 0.037576 | 0.037576 | 0.037576 | 0.037576 | 0.037576 | 0.037576 | 0.037576 | 0.037576 | 0.037576 | 0.037576 | 0.037576 | 0.037576
BAU | S3D1 | 28 | PWRWONBTNXX | Onshore Wind, Bhutan, region XX (investable) | 13 | CapacityFactor | fraction | User defined | 0 | 0.050479 | 0.050479 | 0.050479 | 0.050479 | 0.050479 | 0.050479 | 0.050479 | 0.050479 | 0.050479 | 0.050479 | 0.050479 | 0.050479 | 0.050479 | 0.050479 | 0.050479 | 0.050479 | 0.050479 | 0.050479 | 0.050479 | 0.050479 | 0.050479 | 0.050479 | 0.050479 | 0.050479 | 0.050479 | 0.050479 | 0.050479 | 0.050479
BAU | S3D2 | 28 | PWRWONBTNXX | Onshore Wind, Bhutan, region XX (investable) | 13 | CapacityFactor | fraction | User defined | 0 | 0.14703 | 0.14703 | 0.14703 | 0.14703 | 0.14703 | 0.14703 | 0.14703 | 0.14703 | 0.14703 | 0.14703 | 0.14703 | 0.14703 | 0.14703 | 0.14703 | 0.14703 | 0.14703 | 0.14703 | 0.14703 | 0.14703 | 0.14703 | 0.14703 | 0.14703 | 0.14703 | 0.14703 | 0.14703 | 0.14703 | 0.14703 | 0.14703
BAU | S3D3 | 28 | PWRWONBTNXX | Onshore Wind, Bhutan, region XX (investable) | 13 | CapacityFactor | fraction | User defined | 0 | 0.090201 | 0.090201 | 0.090201 | 0.090201 | 0.090201 | 0.090201 | 0.090201 | 0.090201 | 0.090201 | 0.090201 | 0.090201 | 0.090201 | 0.090201 | 0.090201 | 0.090201 | 0.090201 | 0.090201 | 0.090201 | 0.090201 | 0.090201 | 0.090201 | 0.090201 | 0.090201 | 0.090201 | 0.090201 | 0.090201 | 0.090201 | 0.090201
BAU | S4D1 | 28 | PWRWONBTNXX | Onshore Wind, Bhutan, region XX (investable) | 13 | CapacityFactor | fraction | User defined | 0 | 0.012296 | 0.012296 | 0.012296 | 0.012296 | 0.012296 | 0.012296 | 0.012296 | 0.012296 | 0.012296 | 0.012296 | 0.012296 | 0.012296 | 0.012296 | 0.012296 | 0.012296 | 0.012296 | 0.012296 | 0.012296 | 0.012296 | 0.012296 | 0.012296 | 0.012296 | 0.012296 | 0.012296 | 0.012296 | 0.012296 | 0.012296 | 0.012296
BAU | S4D2 | 28 | PWRWONBTNXX | Onshore Wind, Bhutan, region XX (investable) | 13 | CapacityFactor | fraction | User defined | 0 | 0.060323 | 0.060323 | 0.060323 | 0.060323 | 0.060323 | 0.060323 | 0.060323 | 0.060323 | 0.060323 | 0.060323 | 0.060323 | 0.060323 | 0.060323 | 0.060323 | 0.060323 | 0.060323 | 0.060323 | 0.060323 | 0.060323 | 0.060323 | 0.060323 | 0.060323 | 0.060323 | 0.060323 | 0.060323 | 0.060323 | 0.060323 | 0.060323
BAU | S4D3 | 28 | PWRWONBTNXX | Onshore Wind, Bhutan, region XX (investable) | 13 | CapacityFactor | fraction | User defined | 0 | 0.017816 | 0.017816 | 0.017816 | 0.017816 | 0.017816 | 0.017816 | 0.017816 | 0.017816 | 0.017816 | 0.017816 | 0.017816 | 0.017816 | 0.017816 | 0.017816 | 0.017816 | 0.017816 | 0.017816 | 0.017816 | 0.017816 | 0.017816 | 0.017816 | 0.017816 | 0.017816 | 0.017816 | 0.017816 | 0.017816 | 0.017816 | 0.017816
BAU | S1D1 | 29 | PWRWONINDNO | Onshore Wind, India – North, region XX (investable) | 13 | CapacityFactor | fraction | User defined | 0 | 0.3525 | 0.3525 | 0.3525 | 0.3525 | 0.3525 | 0.3525 | 0.3525 | 0.3525 | 0.3525 | 0.3525 | 0.3525 | 0.3525 | 0.3525 | 0.3525 | 0.3525 | 0.3525 | 0.3525 | 0.3525 | 0.3525 | 0.3525 | 0.3525 | 0.3525 | 0.3525 | 0.3525 | 0.3525 | 0.3525 | 0.3525 | 0.3525
BAU | S1D2 | 29 | PWRWONINDNO | Onshore Wind, India – North, region XX (investable) | 13 | CapacityFactor | fraction | User defined | 0 | 0.19302 | 0.19302 | 0.19302 | 0.19302 | 0.19302 | 0.19302 | 0.19302 | 0.19302 | 0.19302 | 0.19302 | 0.19302 | 0.19302 | 0.19302 | 0.19302 | 0.19302 | 0.19302 | 0.19302 | 0.19302 | 0.19302 | 0.19302 | 0.19302 | 0.19302 | 0.19302 | 0.19302 | 0.19302 | 0.19302 | 0.19302 | 0.19302
BAU | S1D3 | 29 | PWRWONINDNO | Onshore Wind, India – North, region XX (investable) | 13 | CapacityFactor | fraction | User defined | 0 | 0.36968 | 0.36968 | 0.36968 | 0.36968 | 0.36968 | 0.36968 | 0.36968 | 0.36968 | 0.36968 | 0.36968 | 0.36968 | 0.36968 | 0.36968 | 0.36968 | 0.36968 | 0.36968 | 0.36968 | 0.36968 | 0.36968 | 0.36968 | 0.36968 | 0.36968 | 0.36968 | 0.36968 | 0.36968 | 0.36968 | 0.36968 | 0.36968
BAU | S2D1 | 29 | PWRWONINDNO | Onshore Wind, India – North, region XX (investable) | 13 | CapacityFactor | fraction | User defined | 0 | 0.3756 | 0.3756 | 0.3756 | 0.3756 | 0.3756 | 0.3756 | 0.3756 | 0.3756 | 0.3756 | 0.3756 | 0.3756 | 0.3756 | 0.3756 | 0.3756 | 0.3756 | 0.3756 | 0.3756 | 0.3756 | 0.3756 | 0.3756 | 0.3756 | 0.3756 | 0.3756 | 0.3756 | 0.3756 | 0.3756 | 0.3756 | 0.3756
BAU | S2D2 | 29 | PWRWONINDNO | Onshore Wind, India – North, region XX (investable) | 13 | CapacityFactor | fraction | User defined | 0 | 0.23531 | 0.23531 | 0.23531 | 0.23531 | 0.23531 | 0.23531 | 0.23531 | 0.23531 | 0.23531 | 0.23531 | 0.23531 | 0.23531 | 0.23531 | 0.23531 | 0.23531 | 0.23531 | 0.23531 | 0.23531 | 0.23531 | 0.23531 | 0.23531 | 0.23531 | 0.23531 | 0.23531 | 0.23531 | 0.23531 | 0.23531 | 0.23531
BAU | S2D3 | 29 | PWRWONINDNO | Onshore Wind, India – North, region XX (investable) | 13 | CapacityFactor | fraction | User defined | 0 | 0.41589 | 0.41589 | 0.41589 | 0.41589 | 0.41589 | 0.41589 | 0.41589 | 0.41589 | 0.41589 | 0.41589 | 0.41589 | 0.41589 | 0.41589 | 0.41589 | 0.41589 | 0.41589 | 0.41589 | 0.41589 | 0.41589 | 0.41589 | 0.41589 | 0.41589 | 0.41589 | 0.41589 | 0.41589 | 0.41589 | 0.41589 | 0.41589
BAU | S3D1 | 29 | PWRWONINDNO | Onshore Wind, India – North, region XX (investable) | 13 | CapacityFactor | fraction | User defined | 0 | 0.26612 | 0.26612 | 0.26612 | 0.26612 | 0.26612 | 0.26612 | 0.26612 | 0.26612 | 0.26612 | 0.26612 | 0.26612 | 0.26612 | 0.26612 | 0.26612 | 0.26612 | 0.26612 | 0.26612 | 0.26612 | 0.26612 | 0.26612 | 0.26612 | 0.26612 | 0.26612 | 0.26612 | 0.26612 | 0.26612 | 0.26612 | 0.26612
BAU | S3D2 | 29 | PWRWONINDNO | Onshore Wind, India – North, region XX (investable) | 13 | CapacityFactor | fraction | User defined | 0 | 0.20239 | 0.20239 | 0.20239 | 0.20239 | 0.20239 | 0.20239 | 0.20239 | 0.20239 | 0.20239 | 0.20239 | 0.20239 | 0.20239 | 0.20239 | 0.20239 | 0.20239 | 0.20239 | 0.20239 | 0.20239 | 0.20239 | 0.20239 | 0.20239 | 0.20239 | 0.20239 | 0.20239 | 0.20239 | 0.20239 | 0.20239 | 0.20239
BAU | S3D3 | 29 | PWRWONINDNO | Onshore Wind, India – North, region XX (investable) | 13 | CapacityFactor | fraction | User defined | 0 | 0.24488 | 0.24488 | 0.24488 | 0.24488 | 0.24488 | 0.24488 | 0.24488 | 0.24488 | 0.24488 | 0.24488 | 0.24488 | 0.24488 | 0.24488 | 0.24488 | 0.24488 | 0.24488 | 0.24488 | 0.24488 | 0.24488 | 0.24488 | 0.24488 | 0.24488 | 0.24488 | 0.24488 | 0.24488 | 0.24488 | 0.24488 | 0.24488
BAU | S4D1 | 29 | PWRWONINDNO | Onshore Wind, India – North, region XX (investable) | 13 | CapacityFactor | fraction | User defined | 0 | 0.24002 | 0.24002 | 0.24002 | 0.24002 | 0.24002 | 0.24002 | 0.24002 | 0.24002 | 0.24002 | 0.24002 | 0.24002 | 0.24002 | 0.24002 | 0.24002 | 0.24002 | 0.24002 | 0.24002 | 0.24002 | 0.24002 | 0.24002 | 0.24002 | 0.24002 | 0.24002 | 0.24002 | 0.24002 | 0.24002 | 0.24002 | 0.24002
BAU | S4D2 | 29 | PWRWONINDNO | Onshore Wind, India – North, region XX (investable) | 13 | CapacityFactor | fraction | User defined | 0 | 0.14386 | 0.14386 | 0.14386 | 0.14386 | 0.14386 | 0.14386 | 0.14386 | 0.14386 | 0.14386 | 0.14386 | 0.14386 | 0.14386 | 0.14386 | 0.14386 | 0.14386 | 0.14386 | 0.14386 | 0.14386 | 0.14386 | 0.14386 | 0.14386 | 0.14386 | 0.14386 | 0.14386 | 0.14386 | 0.14386 | 0.14386 | 0.14386
BAU | S4D3 | 29 | PWRWONINDNO | Onshore Wind, India – North, region XX (investable) | 13 | CapacityFactor | fraction | User defined | 0 | 0.25234 | 0.25234 | 0.25234 | 0.25234 | 0.25234 | 0.25234 | 0.25234 | 0.25234 | 0.25234 | 0.25234 | 0.25234 | 0.25234 | 0.25234 | 0.25234 | 0.25234 | 0.25234 | 0.25234 | 0.25234 | 0.25234 | 0.25234 | 0.25234 | 0.25234 | 0.25234 | 0.25234 | 0.25234 | 0.25234 | 0.25234 | 0.25234
BAU | S1D1 | 30 | PWRWONINDSO | Onshore Wind, India – South, region XX (investable) | 13 | CapacityFactor | fraction | User defined | 0 | 0.30063 | 0.30063 | 0.30063 | 0.30063 | 0.30063 | 0.30063 | 0.30063 | 0.30063 | 0.30063 | 0.30063 | 0.30063 | 0.30063 | 0.30063 | 0.30063 | 0.30063 | 0.30063 | 0.30063 | 0.30063 | 0.30063 | 0.30063 | 0.30063 | 0.30063 | 0.30063 | 0.30063 | 0.30063 | 0.30063 | 0.30063 | 0.30063
BAU | S1D2 | 30 | PWRWONINDSO | Onshore Wind, India – South, region XX (investable) | 13 | CapacityFactor | fraction | User defined | 0 | 0.23601 | 0.23601 | 0.23601 | 0.23601 | 0.23601 | 0.23601 | 0.23601 | 0.23601 | 0.23601 | 0.23601 | 0.23601 | 0.23601 | 0.23601 | 0.23601 | 0.23601 | 0.23601 | 0.23601 | 0.23601 | 0.23601 | 0.23601 | 0.23601 | 0.23601 | 0.23601 | 0.23601 | 0.23601 | 0.23601 | 0.23601 | 0.23601
BAU | S1D3 | 30 | PWRWONINDSO | Onshore Wind, India – South, region XX (investable) | 13 | CapacityFactor | fraction | User defined | 0 | 0.60015 | 0.60015 | 0.60015 | 0.60015 | 0.60015 | 0.60015 | 0.60015 | 0.60015 | 0.60015 | 0.60015 | 0.60015 | 0.60015 | 0.60015 | 0.60015 | 0.60015 | 0.60015 | 0.60015 | 0.60015 | 0.60015 | 0.60015 | 0.60015 | 0.60015 | 0.60015 | 0.60015 | 0.60015 | 0.60015 | 0.60015 | 0.60015
BAU | S2D1 | 30 | PWRWONINDSO | Onshore Wind, India – South, region XX (investable) | 13 | CapacityFactor | fraction | User defined | 0 | 0.30216 | 0.30216 | 0.30216 | 0.30216 | 0.30216 | 0.30216 | 0.30216 | 0.30216 | 0.30216 | 0.30216 | 0.30216 | 0.30216 | 0.30216 | 0.30216 | 0.30216 | 0.30216 | 0.30216 | 0.30216 | 0.30216 | 0.30216 | 0.30216 | 0.30216 | 0.30216 | 0.30216 | 0.30216 | 0.30216 | 0.30216 | 0.30216
BAU | S2D2 | 30 | PWRWONINDSO | Onshore Wind, India – South, region XX (investable) | 13 | CapacityFactor | fraction | User defined | 0 | 0.19781 | 0.19781 | 0.19781 | 0.19781 | 0.19781 | 0.19781 | 0.19781 | 0.19781 | 0.19781 | 0.19781 | 0.19781 | 0.19781 | 0.19781 | 0.19781 | 0.19781 | 0.19781 | 0.19781 | 0.19781 | 0.19781 | 0.19781 | 0.19781 | 0.19781 | 0.19781 | 0.19781 | 0.19781 | 0.19781 | 0.19781 | 0.19781
BAU | S2D3 | 30 | PWRWONINDSO | Onshore Wind, India – South, region XX (investable) | 13 | CapacityFactor | fraction | User defined | 0 | 0.49301 | 0.49301 | 0.49301 | 0.49301 | 0.49301 | 0.49301 | 0.49301 | 0.49301 | 0.49301 | 0.49301 | 0.49301 | 0.49301 | 0.49301 | 0.49301 | 0.49301 | 0.49301 | 0.49301 | 0.49301 | 0.49301 | 0.49301 | 0.49301 | 0.49301 | 0.49301 | 0.49301 | 0.49301 | 0.49301 | 0.49301 | 0.49301
BAU | S3D1 | 30 | PWRWONINDSO | Onshore Wind, India – South, region XX (investable) | 13 | CapacityFactor | fraction | User defined | 0 | 0.47136 | 0.47136 | 0.47136 | 0.47136 | 0.47136 | 0.47136 | 0.47136 | 0.47136 | 0.47136 | 0.47136 | 0.47136 | 0.47136 | 0.47136 | 0.47136 | 0.47136 | 0.47136 | 0.47136 | 0.47136 | 0.47136 | 0.47136 | 0.47136 | 0.47136 | 0.47136 | 0.47136 | 0.47136 | 0.47136 | 0.47136 | 0.47136
BAU | S3D2 | 30 | PWRWONINDSO | Onshore Wind, India – South, region XX (investable) | 13 | CapacityFactor | fraction | User defined | 0 | 0.58091 | 0.58091 | 0.58091 | 0.58091 | 0.58091 | 0.58091 | 0.58091 | 0.58091 | 0.58091 | 0.58091 | 0.58091 | 0.58091 | 0.58091 | 0.58091 | 0.58091 | 0.58091 | 0.58091 | 0.58091 | 0.58091 | 0.58091 | 0.58091 | 0.58091 | 0.58091 | 0.58091 | 0.58091 | 0.58091 | 0.58091 | 0.58091
BAU | S3D3 | 30 | PWRWONINDSO | Onshore Wind, India – South, region XX (investable) | 13 | CapacityFactor | fraction | User defined | 0 | 0.48757 | 0.48757 | 0.48757 | 0.48757 | 0.48757 | 0.48757 | 0.48757 | 0.48757 | 0.48757 | 0.48757 | 0.48757 | 0.48757 | 0.48757 | 0.48757 | 0.48757 | 0.48757 | 0.48757 | 0.48757 | 0.48757 | 0.48757 | 0.48757 | 0.48757 | 0.48757 | 0.48757 | 0.48757 | 0.48757 | 0.48757 | 0.48757
BAU | S4D1 | 30 | PWRWONINDSO | Onshore Wind, India – South, region XX (investable) | 13 | CapacityFactor | fraction | User defined | 0 | 0.26011 | 0.26011 | 0.26011 | 0.26011 | 0.26011 | 0.26011 | 0.26011 | 0.26011 | 0.26011 | 0.26011 | 0.26011 | 0.26011 | 0.26011 | 0.26011 | 0.26011 | 0.26011 | 0.26011 | 0.26011 | 0.26011 | 0.26011 | 0.26011 | 0.26011 | 0.26011 | 0.26011 | 0.26011 | 0.26011 | 0.26011 | 0.26011
BAU | S4D2 | 30 | PWRWONINDSO | Onshore Wind, India – South, region XX (investable) | 13 | CapacityFactor | fraction | User defined | 0 | 0.26464 | 0.26464 | 0.26464 | 0.26464 | 0.26464 | 0.26464 | 0.26464 | 0.26464 | 0.26464 | 0.26464 | 0.26464 | 0.26464 | 0.26464 | 0.26464 | 0.26464 | 0.26464 | 0.26464 | 0.26464 | 0.26464 | 0.26464 | 0.26464 | 0.26464 | 0.26464 | 0.26464 | 0.26464 | 0.26464 | 0.26464 | 0.26464
BAU | S4D3 | 30 | PWRWONINDSO | Onshore Wind, India – South, region XX (investable) | 13 | CapacityFactor | fraction | User defined | 0 | 0.3699 | 0.3699 | 0.3699 | 0.3699 | 0.3699 | 0.3699 | 0.3699 | 0.3699 | 0.3699 | 0.3699 | 0.3699 | 0.3699 | 0.3699 | 0.3699 | 0.3699 | 0.3699 | 0.3699 | 0.3699 | 0.3699 | 0.3699 | 0.3699 | 0.3699 | 0.3699 | 0.3699 | 0.3699 | 0.3699 | 0.3699 | 0.3699
BAU | S1D1 | 31 | PWRWONINDEA | Onshore Wind, India – East, region XX (investable) | 13 | CapacityFactor | fraction | User defined | 0 | 0.2451 | 0.2451 | 0.2451 | 0.2451 | 0.2451 | 0.2451 | 0.2451 | 0.2451 | 0.2451 | 0.2451 | 0.2451 | 0.2451 | 0.2451 | 0.2451 | 0.2451 | 0.2451 | 0.2451 | 0.2451 | 0.2451 | 0.2451 | 0.2451 | 0.2451 | 0.2451 | 0.2451 | 0.2451 | 0.2451 | 0.2451 | 0.2451
BAU | S1D2 | 31 | PWRWONINDEA | Onshore Wind, India – East, region XX (investable) | 13 | CapacityFactor | fraction | User defined | 0 | 0.11909 | 0.11909 | 0.11909 | 0.11909 | 0.11909 | 0.11909 | 0.11909 | 0.11909 | 0.11909 | 0.11909 | 0.11909 | 0.11909 | 0.11909 | 0.11909 | 0.11909 | 0.11909 | 0.11909 | 0.11909 | 0.11909 | 0.11909 | 0.11909 | 0.11909 | 0.11909 | 0.11909 | 0.11909 | 0.11909 | 0.11909 | 0.11909
BAU | S1D3 | 31 | PWRWONINDEA | Onshore Wind, India – East, region XX (investable) | 13 | CapacityFactor | fraction | User defined | 0 | 0.1672 | 0.1672 | 0.1672 | 0.1672 | 0.1672 | 0.1672 | 0.1672 | 0.1672 | 0.1672 | 0.1672 | 0.1672 | 0.1672 | 0.1672 | 0.1672 | 0.1672 | 0.1672 | 0.1672 | 0.1672 | 0.1672 | 0.1672 | 0.1672 | 0.1672 | 0.1672 | 0.1672 | 0.1672 | 0.1672 | 0.1672 | 0.1672
BAU | S2D1 | 31 | PWRWONINDEA | Onshore Wind, India – East, region XX (investable) | 13 | CapacityFactor | fraction | User defined | 0 | 0.34438 | 0.34438 | 0.34438 | 0.34438 | 0.34438 | 0.34438 | 0.34438 | 0.34438 | 0.34438 | 0.34438 | 0.34438 | 0.34438 | 0.34438 | 0.34438 | 0.34438 | 0.34438 | 0.34438 | 0.34438 | 0.34438 | 0.34438 | 0.34438 | 0.34438 | 0.34438 | 0.34438 | 0.34438 | 0.34438 | 0.34438 | 0.34438
BAU | S2D2 | 31 | PWRWONINDEA | Onshore Wind, India – East, region XX (investable) | 13 | CapacityFactor | fraction | User defined | 0 | 0.26886 | 0.26886 | 0.26886 | 0.26886 | 0.26886 | 0.26886 | 0.26886 | 0.26886 | 0.26886 | 0.26886 | 0.26886 | 0.26886 | 0.26886 | 0.26886 | 0.26886 | 0.26886 | 0.26886 | 0.26886 | 0.26886 | 0.26886 | 0.26886 | 0.26886 | 0.26886 | 0.26886 | 0.26886 | 0.26886 | 0.26886 | 0.26886
BAU | S2D3 | 31 | PWRWONINDEA | Onshore Wind, India – East, region XX (investable) | 13 | CapacityFactor | fraction | User defined | 0 | 0.47172 | 0.47172 | 0.47172 | 0.47172 | 0.47172 | 0.47172 | 0.47172 | 0.47172 | 0.47172 | 0.47172 | 0.47172 | 0.47172 | 0.47172 | 0.47172 | 0.47172 | 0.47172 | 0.47172 | 0.47172 | 0.47172 | 0.47172 | 0.47172 | 0.47172 | 0.47172 | 0.47172 | 0.47172 | 0.47172 | 0.47172 | 0.47172
BAU | S3D1 | 31 | PWRWONINDEA | Onshore Wind, India – East, region XX (investable) | 13 | CapacityFactor | fraction | User defined | 0 | 0.33549 | 0.33549 | 0.33549 | 0.33549 | 0.33549 | 0.33549 | 0.33549 | 0.33549 | 0.33549 | 0.33549 | 0.33549 | 0.33549 | 0.33549 | 0.33549 | 0.33549 | 0.33549 | 0.33549 | 0.33549 | 0.33549 | 0.33549 | 0.33549 | 0.33549 | 0.33549 | 0.33549 | 0.33549 | 0.33549 | 0.33549 | 0.33549
BAU | S3D2 | 31 | PWRWONINDEA | Onshore Wind, India – East, region XX (investable) | 13 | CapacityFactor | fraction | User defined | 0 | 0.32303 | 0.32303 | 0.32303 | 0.32303 | 0.32303 | 0.32303 | 0.32303 | 0.32303 | 0.32303 | 0.32303 | 0.32303 | 0.32303 | 0.32303 | 0.32303 | 0.32303 | 0.32303 | 0.32303 | 0.32303 | 0.32303 | 0.32303 | 0.32303 | 0.32303 | 0.32303 | 0.32303 | 0.32303 | 0.32303 | 0.32303 | 0.32303
BAU | S3D3 | 31 | PWRWONINDEA | Onshore Wind, India – East, region XX (investable) | 13 | CapacityFactor | fraction | User defined | 0 | 0.43717 | 0.43717 | 0.43717 | 0.43717 | 0.43717 | 0.43717 | 0.43717 | 0.43717 | 0.43717 | 0.43717 | 0.43717 | 0.43717 | 0.43717 | 0.43717 | 0.43717 | 0.43717 | 0.43717 | 0.43717 | 0.43717 | 0.43717 | 0.43717 | 0.43717 | 0.43717 | 0.43717 | 0.43717 | 0.43717 | 0.43717 | 0.43717
BAU | S4D1 | 31 | PWRWONINDEA | Onshore Wind, India – East, region XX (investable) | 13 | CapacityFactor | fraction | User defined | 0 | 0.1851 | 0.1851 | 0.1851 | 0.1851 | 0.1851 | 0.1851 | 0.1851 | 0.1851 | 0.1851 | 0.1851 | 0.1851 | 0.1851 | 0.1851 | 0.1851 | 0.1851 | 0.1851 | 0.1851 | 0.1851 | 0.1851 | 0.1851 | 0.1851 | 0.1851 | 0.1851 | 0.1851 | 0.1851 | 0.1851 | 0.1851 | 0.1851
BAU | S4D2 | 31 | PWRWONINDEA | Onshore Wind, India – East, region XX (investable) | 13 | CapacityFactor | fraction | User defined | 0 | 0.087597 | 0.087597 | 0.087597 | 0.087597 | 0.087597 | 0.087597 | 0.087597 | 0.087597 | 0.087597 | 0.087597 | 0.087597 | 0.087597 | 0.087597 | 0.087597 | 0.087597 | 0.087597 | 0.087597 | 0.087597 | 0.087597 | 0.087597 | 0.087597 | 0.087597 | 0.087597 | 0.087597 | 0.087597 | 0.087597 | 0.087597 | 0.087597
BAU | S4D3 | 31 | PWRWONINDEA | Onshore Wind, India – East, region XX (investable) | 13 | CapacityFactor | fraction | User defined | 0 | 0.1278 | 0.1278 | 0.1278 | 0.1278 | 0.1278 | 0.1278 | 0.1278 | 0.1278 | 0.1278 | 0.1278 | 0.1278 | 0.1278 | 0.1278 | 0.1278 | 0.1278 | 0.1278 | 0.1278 | 0.1278 | 0.1278 | 0.1278 | 0.1278 | 0.1278 | 0.1278 | 0.1278 | 0.1278 | 0.1278 | 0.1278 | 0.1278
BAU | S1D1 | 32 | PWRWONINDWE | Onshore Wind, India – West, region XX (investable) | 13 | CapacityFactor | fraction | User defined | 0 | 0.31383 | 0.31383 | 0.31383 | 0.31383 | 0.31383 | 0.31383 | 0.31383 | 0.31383 | 0.31383 | 0.31383 | 0.31383 | 0.31383 | 0.31383 | 0.31383 | 0.31383 | 0.31383 | 0.31383 | 0.31383 | 0.31383 | 0.31383 | 0.31383 | 0.31383 | 0.31383 | 0.31383 | 0.31383 | 0.31383 | 0.31383 | 0.31383
BAU | S1D2 | 32 | PWRWONINDWE | Onshore Wind, India – West, region XX (investable) | 13 | CapacityFactor | fraction | User defined | 0 | 0.17478 | 0.17478 | 0.17478 | 0.17478 | 0.17478 | 0.17478 | 0.17478 | 0.17478 | 0.17478 | 0.17478 | 0.17478 | 0.17478 | 0.17478 | 0.17478 | 0.17478 | 0.17478 | 0.17478 | 0.17478 | 0.17478 | 0.17478 | 0.17478 | 0.17478 | 0.17478 | 0.17478 | 0.17478 | 0.17478 | 0.17478 | 0.17478
BAU | S1D3 | 32 | PWRWONINDWE | Onshore Wind, India – West, region XX (investable) | 13 | CapacityFactor | fraction | User defined | 0 | 0.33659 | 0.33659 | 0.33659 | 0.33659 | 0.33659 | 0.33659 | 0.33659 | 0.33659 | 0.33659 | 0.33659 | 0.33659 | 0.33659 | 0.33659 | 0.33659 | 0.33659 | 0.33659 | 0.33659 | 0.33659 | 0.33659 | 0.33659 | 0.33659 | 0.33659 | 0.33659 | 0.33659 | 0.33659 | 0.33659 | 0.33659 | 0.33659
BAU | S2D1 | 32 | PWRWONINDWE | Onshore Wind, India – West, region XX (investable) | 13 | CapacityFactor | fraction | User defined | 0 | 0.12236 | 0.12236 | 0.12236 | 0.12236 | 0.12236 | 0.12236 | 0.12236 | 0.12236 | 0.12236 | 0.12236 | 0.12236 | 0.12236 | 0.12236 | 0.12236 | 0.12236 | 0.12236 | 0.12236 | 0.12236 | 0.12236 | 0.12236 | 0.12236 | 0.12236 | 0.12236 | 0.12236 | 0.12236 | 0.12236 | 0.12236 | 0.12236
BAU | S2D2 | 32 | PWRWONINDWE | Onshore Wind, India – West, region XX (investable) | 13 | CapacityFactor | fraction | User defined | 0 | 0.21744 | 0.21744 | 0.21744 | 0.21744 | 0.21744 | 0.21744 | 0.21744 | 0.21744 | 0.21744 | 0.21744 | 0.21744 | 0.21744 | 0.21744 | 0.21744 | 0.21744 | 0.21744 | 0.21744 | 0.21744 | 0.21744 | 0.21744 | 0.21744 | 0.21744 | 0.21744 | 0.21744 | 0.21744 | 0.21744 | 0.21744 | 0.21744
BAU | S2D3 | 32 | PWRWONINDWE | Onshore Wind, India – West, region XX (investable) | 13 | CapacityFactor | fraction | User defined | 0 | 0.26218 | 0.26218 | 0.26218 | 0.26218 | 0.26218 | 0.26218 | 0.26218 | 0.26218 | 0.26218 | 0.26218 | 0.26218 | 0.26218 | 0.26218 | 0.26218 | 0.26218 | 0.26218 | 0.26218 | 0.26218 | 0.26218 | 0.26218 | 0.26218 | 0.26218 | 0.26218 | 0.26218 | 0.26218 | 0.26218 | 0.26218 | 0.26218
BAU | S3D1 | 32 | PWRWONINDWE | Onshore Wind, India – West, region XX (investable) | 13 | CapacityFactor | fraction | User defined | 0 | 0.46917 | 0.46917 | 0.46917 | 0.46917 | 0.46917 | 0.46917 | 0.46917 | 0.46917 | 0.46917 | 0.46917 | 0.46917 | 0.46917 | 0.46917 | 0.46917 | 0.46917 | 0.46917 | 0.46917 | 0.46917 | 0.46917 | 0.46917 | 0.46917 | 0.46917 | 0.46917 | 0.46917 | 0.46917 | 0.46917 | 0.46917 | 0.46917
BAU | S3D2 | 32 | PWRWONINDWE | Onshore Wind, India – West, region XX (investable) | 13 | CapacityFactor | fraction | User defined | 0 | 0.49679 | 0.49679 | 0.49679 | 0.49679 | 0.49679 | 0.49679 | 0.49679 | 0.49679 | 0.49679 | 0.49679 | 0.49679 | 0.49679 | 0.49679 | 0.49679 | 0.49679 | 0.49679 | 0.49679 | 0.49679 | 0.49679 | 0.49679 | 0.49679 | 0.49679 | 0.49679 | 0.49679 | 0.49679 | 0.49679 | 0.49679 | 0.49679
BAU | S3D3 | 32 | PWRWONINDWE | Onshore Wind, India – West, region XX (investable) | 13 | CapacityFactor | fraction | User defined | 0 | 0.45838 | 0.45838 | 0.45838 | 0.45838 | 0.45838 | 0.45838 | 0.45838 | 0.45838 | 0.45838 | 0.45838 | 0.45838 | 0.45838 | 0.45838 | 0.45838 | 0.45838 | 0.45838 | 0.45838 | 0.45838 | 0.45838 | 0.45838 | 0.45838 | 0.45838 | 0.45838 | 0.45838 | 0.45838 | 0.45838 | 0.45838 | 0.45838
BAU | S4D1 | 32 | PWRWONINDWE | Onshore Wind, India – West, region XX (investable) | 13 | CapacityFactor | fraction | User defined | 0 | 0.31023 | 0.31023 | 0.31023 | 0.31023 | 0.31023 | 0.31023 | 0.31023 | 0.31023 | 0.31023 | 0.31023 | 0.31023 | 0.31023 | 0.31023 | 0.31023 | 0.31023 | 0.31023 | 0.31023 | 0.31023 | 0.31023 | 0.31023 | 0.31023 | 0.31023 | 0.31023 | 0.31023 | 0.31023 | 0.31023 | 0.31023 | 0.31023
BAU | S4D2 | 32 | PWRWONINDWE | Onshore Wind, India – West, region XX (investable) | 13 | CapacityFactor | fraction | User defined | 0 | 0.14604 | 0.14604 | 0.14604 | 0.14604 | 0.14604 | 0.14604 | 0.14604 | 0.14604 | 0.14604 | 0.14604 | 0.14604 | 0.14604 | 0.14604 | 0.14604 | 0.14604 | 0.14604 | 0.14604 | 0.14604 | 0.14604 | 0.14604 | 0.14604 | 0.14604 | 0.14604 | 0.14604 | 0.14604 | 0.14604 | 0.14604 | 0.14604
BAU | S4D3 | 32 | PWRWONINDWE | Onshore Wind, India – West, region XX (investable) | 13 | CapacityFactor | fraction | User defined | 0 | 0.21678 | 0.21678 | 0.21678 | 0.21678 | 0.21678 | 0.21678 | 0.21678 | 0.21678 | 0.21678 | 0.21678 | 0.21678 | 0.21678 | 0.21678 | 0.21678 | 0.21678 | 0.21678 | 0.21678 | 0.21678 | 0.21678 | 0.21678 | 0.21678 | 0.21678 | 0.21678 | 0.21678 | 0.21678 | 0.21678 | 0.21678 | 0.21678
BAU | S1D1 | 33 | PWRWONINDNE | Onshore Wind, India – Northeast, region XX (investable) | 13 | CapacityFactor | fraction | User defined | 0 | 0.31174 | 0.31174 | 0.31174 | 0.31174 | 0.31174 | 0.31174 | 0.31174 | 0.31174 | 0.31174 | 0.31174 | 0.31174 | 0.31174 | 0.31174 | 0.31174 | 0.31174 | 0.31174 | 0.31174 | 0.31174 | 0.31174 | 0.31174 | 0.31174 | 0.31174 | 0.31174 | 0.31174 | 0.31174 | 0.31174 | 0.31174 | 0.31174
BAU | S1D2 | 33 | PWRWONINDNE | Onshore Wind, India – Northeast, region XX (investable) | 13 | CapacityFactor | fraction | User defined | 0 | 0.14372 | 0.14372 | 0.14372 | 0.14372 | 0.14372 | 0.14372 | 0.14372 | 0.14372 | 0.14372 | 0.14372 | 0.14372 | 0.14372 | 0.14372 | 0.14372 | 0.14372 | 0.14372 | 0.14372 | 0.14372 | 0.14372 | 0.14372 | 0.14372 | 0.14372 | 0.14372 | 0.14372 | 0.14372 | 0.14372 | 0.14372 | 0.14372
BAU | S1D3 | 33 | PWRWONINDNE | Onshore Wind, India – Northeast, region XX (investable) | 13 | CapacityFactor | fraction | User defined | 0 | 0.31786 | 0.31786 | 0.31786 | 0.31786 | 0.31786 | 0.31786 | 0.31786 | 0.31786 | 0.31786 | 0.31786 | 0.31786 | 0.31786 | 0.31786 | 0.31786 | 0.31786 | 0.31786 | 0.31786 | 0.31786 | 0.31786 | 0.31786 | 0.31786 | 0.31786 | 0.31786 | 0.31786 | 0.31786 | 0.31786 | 0.31786 | 0.31786
BAU | S2D1 | 33 | PWRWONINDNE | Onshore Wind, India – Northeast, region XX (investable) | 13 | CapacityFactor | fraction | User defined | 0 | 0.42554 | 0.42554 | 0.42554 | 0.42554 | 0.42554 | 0.42554 | 0.42554 | 0.42554 | 0.42554 | 0.42554 | 0.42554 | 0.42554 | 0.42554 | 0.42554 | 0.42554 | 0.42554 | 0.42554 | 0.42554 | 0.42554 | 0.42554 | 0.42554 | 0.42554 | 0.42554 | 0.42554 | 0.42554 | 0.42554 | 0.42554 | 0.42554
BAU | S2D2 | 33 | PWRWONINDNE | Onshore Wind, India – Northeast, region XX (investable) | 13 | CapacityFactor | fraction | User defined | 0 | 0.28016 | 0.28016 | 0.28016 | 0.28016 | 0.28016 | 0.28016 | 0.28016 | 0.28016 | 0.28016 | 0.28016 | 0.28016 | 0.28016 | 0.28016 | 0.28016 | 0.28016 | 0.28016 | 0.28016 | 0.28016 | 0.28016 | 0.28016 | 0.28016 | 0.28016 | 0.28016 | 0.28016 | 0.28016 | 0.28016 | 0.28016 | 0.28016
BAU | S2D3 | 33 | PWRWONINDNE | Onshore Wind, India – Northeast, region XX (investable) | 13 | CapacityFactor | fraction | User defined | 0 | 0.39981 | 0.39981 | 0.39981 | 0.39981 | 0.39981 | 0.39981 | 0.39981 | 0.39981 | 0.39981 | 0.39981 | 0.39981 | 0.39981 | 0.39981 | 0.39981 | 0.39981 | 0.39981 | 0.39981 | 0.39981 | 0.39981 | 0.39981 | 0.39981 | 0.39981 | 0.39981 | 0.39981 | 0.39981 | 0.39981 | 0.39981 | 0.39981
BAU | S3D1 | 33 | PWRWONINDNE | Onshore Wind, India – Northeast, region XX (investable) | 13 | CapacityFactor | fraction | User defined | 0 | 0.22423 | 0.22423 | 0.22423 | 0.22423 | 0.22423 | 0.22423 | 0.22423 | 0.22423 | 0.22423 | 0.22423 | 0.22423 | 0.22423 | 0.22423 | 0.22423 | 0.22423 | 0.22423 | 0.22423 | 0.22423 | 0.22423 | 0.22423 | 0.22423 | 0.22423 | 0.22423 | 0.22423 | 0.22423 | 0.22423 | 0.22423 | 0.22423
BAU | S3D2 | 33 | PWRWONINDNE | Onshore Wind, India – Northeast, region XX (investable) | 13 | CapacityFactor | fraction | User defined | 0 | 0.17192 | 0.17192 | 0.17192 | 0.17192 | 0.17192 | 0.17192 | 0.17192 | 0.17192 | 0.17192 | 0.17192 | 0.17192 | 0.17192 | 0.17192 | 0.17192 | 0.17192 | 0.17192 | 0.17192 | 0.17192 | 0.17192 | 0.17192 | 0.17192 | 0.17192 | 0.17192 | 0.17192 | 0.17192 | 0.17192 | 0.17192 | 0.17192
BAU | S3D3 | 33 | PWRWONINDNE | Onshore Wind, India – Northeast, region XX (investable) | 13 | CapacityFactor | fraction | User defined | 0 | 0.2299 | 0.2299 | 0.2299 | 0.2299 | 0.2299 | 0.2299 | 0.2299 | 0.2299 | 0.2299 | 0.2299 | 0.2299 | 0.2299 | 0.2299 | 0.2299 | 0.2299 | 0.2299 | 0.2299 | 0.2299 | 0.2299 | 0.2299 | 0.2299 | 0.2299 | 0.2299 | 0.2299 | 0.2299 | 0.2299 | 0.2299 | 0.2299
BAU | S4D1 | 33 | PWRWONINDNE | Onshore Wind, India – Northeast, region XX (investable) | 13 | CapacityFactor | fraction | User defined | 0 | 0.22868 | 0.22868 | 0.22868 | 0.22868 | 0.22868 | 0.22868 | 0.22868 | 0.22868 | 0.22868 | 0.22868 | 0.22868 | 0.22868 | 0.22868 | 0.22868 | 0.22868 | 0.22868 | 0.22868 | 0.22868 | 0.22868 | 0.22868 | 0.22868 | 0.22868 | 0.22868 | 0.22868 | 0.22868 | 0.22868 | 0.22868 | 0.22868
BAU | S4D2 | 33 | PWRWONINDNE | Onshore Wind, India – Northeast, region XX (investable) | 13 | CapacityFactor | fraction | User defined | 0 | 0.096137 | 0.096137 | 0.096137 | 0.096137 | 0.096137 | 0.096137 | 0.096137 | 0.096137 | 0.096137 | 0.096137 | 0.096137 | 0.096137 | 0.096137 | 0.096137 | 0.096137 | 0.096137 | 0.096137 | 0.096137 | 0.096137 | 0.096137 | 0.096137 | 0.096137 | 0.096137 | 0.096137 | 0.096137 | 0.096137 | 0.096137 | 0.096137
BAU | S4D3 | 33 | PWRWONINDNE | Onshore Wind, India – Northeast, region XX (investable) | 13 | CapacityFactor | fraction | User defined | 0 | 0.2112 | 0.2112 | 0.2112 | 0.2112 | 0.2112 | 0.2112 | 0.2112 | 0.2112 | 0.2112 | 0.2112 | 0.2112 | 0.2112 | 0.2112 | 0.2112 | 0.2112 | 0.2112 | 0.2112 | 0.2112 | 0.2112 | 0.2112 | 0.2112 | 0.2112 | 0.2112 | 0.2112 | 0.2112 | 0.2112 | 0.2112 | 0.2112
BAU | S1D1 | 34 | PWRWONNPLXX | Onshore Wind, Nepal, region XX (investable) | 13 | CapacityFactor | fraction | User defined | 0 | 0.011158 | 0.011158 | 0.011158 | 0.011158 | 0.011158 | 0.011158 | 0.011158 | 0.011158 | 0.011158 | 0.011158 | 0.011158 | 0.011158 | 0.011158 | 0.011158 | 0.011158 | 0.011158 | 0.011158 | 0.011158 | 0.011158 | 0.011158 | 0.011158 | 0.011158 | 0.011158 | 0.011158 | 0.011158 | 0.011158 | 0.011158 | 0.011158
BAU | S1D2 | 34 | PWRWONNPLXX | Onshore Wind, Nepal, region XX (investable) | 13 | CapacityFactor | fraction | User defined | 0 | 0.035806 | 0.035806 | 0.035806 | 0.035806 | 0.035806 | 0.035806 | 0.035806 | 0.035806 | 0.035806 | 0.035806 | 0.035806 | 0.035806 | 0.035806 | 0.035806 | 0.035806 | 0.035806 | 0.035806 | 0.035806 | 0.035806 | 0.035806 | 0.035806 | 0.035806 | 0.035806 | 0.035806 | 0.035806 | 0.035806 | 0.035806 | 0.035806
BAU | S1D3 | 34 | PWRWONNPLXX | Onshore Wind, Nepal, region XX (investable) | 13 | CapacityFactor | fraction | User defined | 0 | 0.010569 | 0.010569 | 0.010569 | 0.010569 | 0.010569 | 0.010569 | 0.010569 | 0.010569 | 0.010569 | 0.010569 | 0.010569 | 0.010569 | 0.010569 | 0.010569 | 0.010569 | 0.010569 | 0.010569 | 0.010569 | 0.010569 | 0.010569 | 0.010569 | 0.010569 | 0.010569 | 0.010569 | 0.010569 | 0.010569 | 0.010569 | 0.010569
BAU | S2D1 | 34 | PWRWONNPLXX | Onshore Wind, Nepal, region XX (investable) | 13 | CapacityFactor | fraction | User defined | 0 | 0.023244 | 0.023244 | 0.023244 | 0.023244 | 0.023244 | 0.023244 | 0.023244 | 0.023244 | 0.023244 | 0.023244 | 0.023244 | 0.023244 | 0.023244 | 0.023244 | 0.023244 | 0.023244 | 0.023244 | 0.023244 | 0.023244 | 0.023244 | 0.023244 | 0.023244 | 0.023244 | 0.023244 | 0.023244 | 0.023244 | 0.023244 | 0.023244
BAU | S2D2 | 34 | PWRWONNPLXX | Onshore Wind, Nepal, region XX (investable) | 13 | CapacityFactor | fraction | User defined | 0 | 0.07086 | 0.07086 | 0.07086 | 0.07086 | 0.07086 | 0.07086 | 0.07086 | 0.07086 | 0.07086 | 0.07086 | 0.07086 | 0.07086 | 0.07086 | 0.07086 | 0.07086 | 0.07086 | 0.07086 | 0.07086 | 0.07086 | 0.07086 | 0.07086 | 0.07086 | 0.07086 | 0.07086 | 0.07086 | 0.07086 | 0.07086 | 0.07086
BAU | S2D3 | 34 | PWRWONNPLXX | Onshore Wind, Nepal, region XX (investable) | 13 | CapacityFactor | fraction | User defined | 0 | 0.02415 | 0.02415 | 0.02415 | 0.02415 | 0.02415 | 0.02415 | 0.02415 | 0.02415 | 0.02415 | 0.02415 | 0.02415 | 0.02415 | 0.02415 | 0.02415 | 0.02415 | 0.02415 | 0.02415 | 0.02415 | 0.02415 | 0.02415 | 0.02415 | 0.02415 | 0.02415 | 0.02415 | 0.02415 | 0.02415 | 0.02415 | 0.02415
BAU | S3D1 | 34 | PWRWONNPLXX | Onshore Wind, Nepal, region XX (investable) | 13 | CapacityFactor | fraction | User defined | 0 | 0.01318 | 0.01318 | 0.01318 | 0.01318 | 0.01318 | 0.01318 | 0.01318 | 0.01318 | 0.01318 | 0.01318 | 0.01318 | 0.01318 | 0.01318 | 0.01318 | 0.01318 | 0.01318 | 0.01318 | 0.01318 | 0.01318 | 0.01318 | 0.01318 | 0.01318 | 0.01318 | 0.01318 | 0.01318 | 0.01318 | 0.01318 | 0.01318
BAU | S3D2 | 34 | PWRWONNPLXX | Onshore Wind, Nepal, region XX (investable) | 13 | CapacityFactor | fraction | User defined | 0 | 0.045821 | 0.045821 | 0.045821 | 0.045821 | 0.045821 | 0.045821 | 0.045821 | 0.045821 | 0.045821 | 0.045821 | 0.045821 | 0.045821 | 0.045821 | 0.045821 | 0.045821 | 0.045821 | 0.045821 | 0.045821 | 0.045821 | 0.045821 | 0.045821 | 0.045821 | 0.045821 | 0.045821 | 0.045821 | 0.045821 | 0.045821 | 0.045821
BAU | S3D3 | 34 | PWRWONNPLXX | Onshore Wind, Nepal, region XX (investable) | 13 | CapacityFactor | fraction | User defined | 0 | 0.027758 | 0.027758 | 0.027758 | 0.027758 | 0.027758 | 0.027758 | 0.027758 | 0.027758 | 0.027758 | 0.027758 | 0.027758 | 0.027758 | 0.027758 | 0.027758 | 0.027758 | 0.027758 | 0.027758 | 0.027758 | 0.027758 | 0.027758 | 0.027758 | 0.027758 | 0.027758 | 0.027758 | 0.027758 | 0.027758 | 0.027758 | 0.027758
BAU | S4D1 | 34 | PWRWONNPLXX | Onshore Wind, Nepal, region XX (investable) | 13 | CapacityFactor | fraction | User defined | 0 | 0.005716 | 0.005716 | 0.005716 | 0.005716 | 0.005716 | 0.005716 | 0.005716 | 0.005716 | 0.005716 | 0.005716 | 0.005716 | 0.005716 | 0.005716 | 0.005716 | 0.005716 | 0.005716 | 0.005716 | 0.005716 | 0.005716 | 0.005716 | 0.005716 | 0.005716 | 0.005716 | 0.005716 | 0.005716 | 0.005716 | 0.005716 | 0.005716
BAU | S4D2 | 34 | PWRWONNPLXX | Onshore Wind, Nepal, region XX (investable) | 13 | CapacityFactor | fraction | User defined | 0 | 0.01307 | 0.01307 | 0.01307 | 0.01307 | 0.01307 | 0.01307 | 0.01307 | 0.01307 | 0.01307 | 0.01307 | 0.01307 | 0.01307 | 0.01307 | 0.01307 | 0.01307 | 0.01307 | 0.01307 | 0.01307 | 0.01307 | 0.01307 | 0.01307 | 0.01307 | 0.01307 | 0.01307 | 0.01307 | 0.01307 | 0.01307 | 0.01307
BAU | S4D3 | 34 | PWRWONNPLXX | Onshore Wind, Nepal, region XX (investable) | 13 | CapacityFactor | fraction | User defined | 0 | 0.006756 | 0.006756 | 0.006756 | 0.006756 | 0.006756 | 0.006756 | 0.006756 | 0.006756 | 0.006756 | 0.006756 | 0.006756 | 0.006756 | 0.006756 | 0.006756 | 0.006756 | 0.006756 | 0.006756 | 0.006756 | 0.006756 | 0.006756 | 0.006756 | 0.006756 | 0.006756 | 0.006756 | 0.006756 | 0.006756 | 0.006756 | 0.006756
BAU | S1D1 | 35 | PWRWONLKAXX | Onshore Wind, Sri Lanka, region XX (investable) | 13 | CapacityFactor | fraction | User defined | 0 | 0.36017 | 0.36017 | 0.36017 | 0.36017 | 0.36017 | 0.36017 | 0.36017 | 0.36017 | 0.36017 | 0.36017 | 0.36017 | 0.36017 | 0.36017 | 0.36017 | 0.36017 | 0.36017 | 0.36017 | 0.36017 | 0.36017 | 0.36017 | 0.36017 | 0.36017 | 0.36017 | 0.36017 | 0.36017 | 0.36017 | 0.36017 | 0.36017
BAU | S1D2 | 35 | PWRWONLKAXX | Onshore Wind, Sri Lanka, region XX (investable) | 13 | CapacityFactor | fraction | User defined | 0 | 0.26575 | 0.26575 | 0.26575 | 0.26575 | 0.26575 | 0.26575 | 0.26575 | 0.26575 | 0.26575 | 0.26575 | 0.26575 | 0.26575 | 0.26575 | 0.26575 | 0.26575 | 0.26575 | 0.26575 | 0.26575 | 0.26575 | 0.26575 | 0.26575 | 0.26575 | 0.26575 | 0.26575 | 0.26575 | 0.26575 | 0.26575 | 0.26575
BAU | S1D3 | 35 | PWRWONLKAXX | Onshore Wind, Sri Lanka, region XX (investable) | 13 | CapacityFactor | fraction | User defined | 0 | 0.37039 | 0.37039 | 0.37039 | 0.37039 | 0.37039 | 0.37039 | 0.37039 | 0.37039 | 0.37039 | 0.37039 | 0.37039 | 0.37039 | 0.37039 | 0.37039 | 0.37039 | 0.37039 | 0.37039 | 0.37039 | 0.37039 | 0.37039 | 0.37039 | 0.37039 | 0.37039 | 0.37039 | 0.37039 | 0.37039 | 0.37039 | 0.37039
BAU | S2D1 | 35 | PWRWONLKAXX | Onshore Wind, Sri Lanka, region XX (investable) | 13 | CapacityFactor | fraction | User defined | 0 | 0.24541 | 0.24541 | 0.24541 | 0.24541 | 0.24541 | 0.24541 | 0.24541 | 0.24541 | 0.24541 | 0.24541 | 0.24541 | 0.24541 | 0.24541 | 0.24541 | 0.24541 | 0.24541 | 0.24541 | 0.24541 | 0.24541 | 0.24541 | 0.24541 | 0.24541 | 0.24541 | 0.24541 | 0.24541 | 0.24541 | 0.24541 | 0.24541
BAU | S2D2 | 35 | PWRWONLKAXX | Onshore Wind, Sri Lanka, region XX (investable) | 13 | CapacityFactor | fraction | User defined | 0 | 0.2144 | 0.2144 | 0.2144 | 0.2144 | 0.2144 | 0.2144 | 0.2144 | 0.2144 | 0.2144 | 0.2144 | 0.2144 | 0.2144 | 0.2144 | 0.2144 | 0.2144 | 0.2144 | 0.2144 | 0.2144 | 0.2144 | 0.2144 | 0.2144 | 0.2144 | 0.2144 | 0.2144 | 0.2144 | 0.2144 | 0.2144 | 0.2144
BAU | S2D3 | 35 | PWRWONLKAXX | Onshore Wind, Sri Lanka, region XX (investable) | 13 | CapacityFactor | fraction | User defined | 0 | 0.2453 | 0.2453 | 0.2453 | 0.2453 | 0.2453 | 0.2453 | 0.2453 | 0.2453 | 0.2453 | 0.2453 | 0.2453 | 0.2453 | 0.2453 | 0.2453 | 0.2453 | 0.2453 | 0.2453 | 0.2453 | 0.2453 | 0.2453 | 0.2453 | 0.2453 | 0.2453 | 0.2453 | 0.2453 | 0.2453 | 0.2453 | 0.2453
BAU | S3D1 | 35 | PWRWONLKAXX | Onshore Wind, Sri Lanka, region XX (investable) | 13 | CapacityFactor | fraction | User defined | 0 | 0.63862 | 0.63862 | 0.63862 | 0.63862 | 0.63862 | 0.63862 | 0.63862 | 0.63862 | 0.63862 | 0.63862 | 0.63862 | 0.63862 | 0.63862 | 0.63862 | 0.63862 | 0.63862 | 0.63862 | 0.63862 | 0.63862 | 0.63862 | 0.63862 | 0.63862 | 0.63862 | 0.63862 | 0.63862 | 0.63862 | 0.63862 | 0.63862
BAU | S3D2 | 35 | PWRWONLKAXX | Onshore Wind, Sri Lanka, region XX (investable) | 13 | CapacityFactor | fraction | User defined | 0 | 0.59108 | 0.59108 | 0.59108 | 0.59108 | 0.59108 | 0.59108 | 0.59108 | 0.59108 | 0.59108 | 0.59108 | 0.59108 | 0.59108 | 0.59108 | 0.59108 | 0.59108 | 0.59108 | 0.59108 | 0.59108 | 0.59108 | 0.59108 | 0.59108 | 0.59108 | 0.59108 | 0.59108 | 0.59108 | 0.59108 | 0.59108 | 0.59108
BAU | S3D3 | 35 | PWRWONLKAXX | Onshore Wind, Sri Lanka, region XX (investable) | 13 | CapacityFactor | fraction | User defined | 0 | 0.59255 | 0.59255 | 0.59255 | 0.59255 | 0.59255 | 0.59255 | 0.59255 | 0.59255 | 0.59255 | 0.59255 | 0.59255 | 0.59255 | 0.59255 | 0.59255 | 0.59255 | 0.59255 | 0.59255 | 0.59255 | 0.59255 | 0.59255 | 0.59255 | 0.59255 | 0.59255 | 0.59255 | 0.59255 | 0.59255 | 0.59255 | 0.59255
BAU | S4D1 | 35 | PWRWONLKAXX | Onshore Wind, Sri Lanka, region XX (investable) | 13 | CapacityFactor | fraction | User defined | 0 | 0.2973 | 0.2973 | 0.2973 | 0.2973 | 0.2973 | 0.2973 | 0.2973 | 0.2973 | 0.2973 | 0.2973 | 0.2973 | 0.2973 | 0.2973 | 0.2973 | 0.2973 | 0.2973 | 0.2973 | 0.2973 | 0.2973 | 0.2973 | 0.2973 | 0.2973 | 0.2973 | 0.2973 | 0.2973 | 0.2973 | 0.2973 | 0.2973
BAU | S4D2 | 35 | PWRWONLKAXX | Onshore Wind, Sri Lanka, region XX (investable) | 13 | CapacityFactor | fraction | User defined | 0 | 0.27404 | 0.27404 | 0.27404 | 0.27404 | 0.27404 | 0.27404 | 0.27404 | 0.27404 | 0.27404 | 0.27404 | 0.27404 | 0.27404 | 0.27404 | 0.27404 | 0.27404 | 0.27404 | 0.27404 | 0.27404 | 0.27404 | 0.27404 | 0.27404 | 0.27404 | 0.27404 | 0.27404 | 0.27404 | 0.27404 | 0.27404 | 0.27404
BAU | S4D3 | 35 | PWRWONLKAXX | Onshore Wind, Sri Lanka, region XX (investable) | 13 | CapacityFactor | fraction | User defined | 0 | 0.28799 | 0.28799 | 0.28799 | 0.28799 | 0.28799 | 0.28799 | 0.28799 | 0.28799 | 0.28799 | 0.28799 | 0.28799 | 0.28799 | 0.28799 | 0.28799 | 0.28799 | 0.28799 | 0.28799 | 0.28799 | 0.28799 | 0.28799 | 0.28799 | 0.28799 | 0.28799 | 0.28799 | 0.28799 | 0.28799 | 0.28799 | 0.28799
BAU | S1D1 | 36 | PWRWONMDVXX | Onshore Wind, Maldives, region XX (investable) | 13 | CapacityFactor | fraction | User defined | 0 | 0.21967 | 0.21967 | 0.21967 | 0.21967 | 0.21967 | 0.21967 | 0.21967 | 0.21967 | 0.21967 | 0.21967 | 0.21967 | 0.21967 | 0.21967 | 0.21967 | 0.21967 | 0.21967 | 0.21967 | 0.21967 | 0.21967 | 0.21967 | 0.21967 | 0.21967 | 0.21967 | 0.21967 | 0.21967 | 0.21967 | 0.21967 | 0.21967
BAU | S1D2 | 36 | PWRWONMDVXX | Onshore Wind, Maldives, region XX (investable) | 13 | CapacityFactor | fraction | User defined | 0 | 0.23357 | 0.23357 | 0.23357 | 0.23357 | 0.23357 | 0.23357 | 0.23357 | 0.23357 | 0.23357 | 0.23357 | 0.23357 | 0.23357 | 0.23357 | 0.23357 | 0.23357 | 0.23357 | 0.23357 | 0.23357 | 0.23357 | 0.23357 | 0.23357 | 0.23357 | 0.23357 | 0.23357 | 0.23357 | 0.23357 | 0.23357 | 0.23357
BAU | S1D3 | 36 | PWRWONMDVXX | Onshore Wind, Maldives, region XX (investable) | 13 | CapacityFactor | fraction | User defined | 0 | 0.24032 | 0.24032 | 0.24032 | 0.24032 | 0.24032 | 0.24032 | 0.24032 | 0.24032 | 0.24032 | 0.24032 | 0.24032 | 0.24032 | 0.24032 | 0.24032 | 0.24032 | 0.24032 | 0.24032 | 0.24032 | 0.24032 | 0.24032 | 0.24032 | 0.24032 | 0.24032 | 0.24032 | 0.24032 | 0.24032 | 0.24032 | 0.24032
BAU | S2D1 | 36 | PWRWONMDVXX | Onshore Wind, Maldives, region XX (investable) | 13 | CapacityFactor | fraction | User defined | 0 | 0.2355 | 0.2355 | 0.2355 | 0.2355 | 0.2355 | 0.2355 | 0.2355 | 0.2355 | 0.2355 | 0.2355 | 0.2355 | 0.2355 | 0.2355 | 0.2355 | 0.2355 | 0.2355 | 0.2355 | 0.2355 | 0.2355 | 0.2355 | 0.2355 | 0.2355 | 0.2355 | 0.2355 | 0.2355 | 0.2355 | 0.2355 | 0.2355
BAU | S2D2 | 36 | PWRWONMDVXX | Onshore Wind, Maldives, region XX (investable) | 13 | CapacityFactor | fraction | User defined | 0 | 0.23542 | 0.23542 | 0.23542 | 0.23542 | 0.23542 | 0.23542 | 0.23542 | 0.23542 | 0.23542 | 0.23542 | 0.23542 | 0.23542 | 0.23542 | 0.23542 | 0.23542 | 0.23542 | 0.23542 | 0.23542 | 0.23542 | 0.23542 | 0.23542 | 0.23542 | 0.23542 | 0.23542 | 0.23542 | 0.23542 | 0.23542 | 0.23542
BAU | S2D3 | 36 | PWRWONMDVXX | Onshore Wind, Maldives, region XX (investable) | 13 | CapacityFactor | fraction | User defined | 0 | 0.23464 | 0.23464 | 0.23464 | 0.23464 | 0.23464 | 0.23464 | 0.23464 | 0.23464 | 0.23464 | 0.23464 | 0.23464 | 0.23464 | 0.23464 | 0.23464 | 0.23464 | 0.23464 | 0.23464 | 0.23464 | 0.23464 | 0.23464 | 0.23464 | 0.23464 | 0.23464 | 0.23464 | 0.23464 | 0.23464 | 0.23464 | 0.23464
BAU | S3D1 | 36 | PWRWONMDVXX | Onshore Wind, Maldives, region XX (investable) | 13 | CapacityFactor | fraction | User defined | 0 | 0.23581 | 0.23581 | 0.23581 | 0.23581 | 0.23581 | 0.23581 | 0.23581 | 0.23581 | 0.23581 | 0.23581 | 0.23581 | 0.23581 | 0.23581 | 0.23581 | 0.23581 | 0.23581 | 0.23581 | 0.23581 | 0.23581 | 0.23581 | 0.23581 | 0.23581 | 0.23581 | 0.23581 | 0.23581 | 0.23581 | 0.23581 | 0.23581
BAU | S3D2 | 36 | PWRWONMDVXX | Onshore Wind, Maldives, region XX (investable) | 13 | CapacityFactor | fraction | User defined | 0 | 0.23062 | 0.23062 | 0.23062 | 0.23062 | 0.23062 | 0.23062 | 0.23062 | 0.23062 | 0.23062 | 0.23062 | 0.23062 | 0.23062 | 0.23062 | 0.23062 | 0.23062 | 0.23062 | 0.23062 | 0.23062 | 0.23062 | 0.23062 | 0.23062 | 0.23062 | 0.23062 | 0.23062 | 0.23062 | 0.23062 | 0.23062 | 0.23062
BAU | S3D3 | 36 | PWRWONMDVXX | Onshore Wind, Maldives, region XX (investable) | 13 | CapacityFactor | fraction | User defined | 0 | 0.22914 | 0.22914 | 0.22914 | 0.22914 | 0.22914 | 0.22914 | 0.22914 | 0.22914 | 0.22914 | 0.22914 | 0.22914 | 0.22914 | 0.22914 | 0.22914 | 0.22914 | 0.22914 | 0.22914 | 0.22914 | 0.22914 | 0.22914 | 0.22914 | 0.22914 | 0.22914 | 0.22914 | 0.22914 | 0.22914 | 0.22914 | 0.22914
BAU | S4D1 | 36 | PWRWONMDVXX | Onshore Wind, Maldives, region XX (investable) | 13 | CapacityFactor | fraction | User defined | 0 | 0.30934 | 0.30934 | 0.30934 | 0.30934 | 0.30934 | 0.30934 | 0.30934 | 0.30934 | 0.30934 | 0.30934 | 0.30934 | 0.30934 | 0.30934 | 0.30934 | 0.30934 | 0.30934 | 0.30934 | 0.30934 | 0.30934 | 0.30934 | 0.30934 | 0.30934 | 0.30934 | 0.30934 | 0.30934 | 0.30934 | 0.30934 | 0.30934
BAU | S4D2 | 36 | PWRWONMDVXX | Onshore Wind, Maldives, region XX (investable) | 13 | CapacityFactor | fraction | User defined | 0 | 0.31462 | 0.31462 | 0.31462 | 0.31462 | 0.31462 | 0.31462 | 0.31462 | 0.31462 | 0.31462 | 0.31462 | 0.31462 | 0.31462 | 0.31462 | 0.31462 | 0.31462 | 0.31462 | 0.31462 | 0.31462 | 0.31462 | 0.31462 | 0.31462 | 0.31462 | 0.31462 | 0.31462 | 0.31462 | 0.31462 | 0.31462 | 0.31462
BAU | S4D3 | 36 | PWRWONMDVXX | Onshore Wind, Maldives, region XX (investable) | 13 | CapacityFactor | fraction | User defined | 0 | 0.30016 | 0.30016 | 0.30016 | 0.30016 | 0.30016 | 0.30016 | 0.30016 | 0.30016 | 0.30016 | 0.30016 | 0.30016 | 0.30016 | 0.30016 | 0.30016 | 0.30016 | 0.30016 | 0.30016 | 0.30016 | 0.30016 | 0.30016 | 0.30016 | 0.30016 | 0.30016 | 0.30016 | 0.30016 | 0.30016 | 0.30016 | 0.30016
BAU | S1D1 | 37 | PWRWOFINDSO | Offshore Wind, India – South, region XX (investable) | 13 | CapacityFactor | fraction | User defined | 0 | 0.195 | 0.195 | 0.195 | 0.195 | 0.195 | 0.195 | 0.195 | 0.195 | 0.195 | 0.195 | 0.195 | 0.195 | 0.195 | 0.195 | 0.195 | 0.195 | 0.195 | 0.195 | 0.195 | 0.195 | 0.195 | 0.195 | 0.195 | 0.195 | 0.195 | 0.195 | 0.195 | 0.195
BAU | S1D2 | 37 | PWRWOFINDSO | Offshore Wind, India – South, region XX (investable) | 13 | CapacityFactor | fraction | User defined | 0 | 0.195 | 0.195 | 0.195 | 0.195 | 0.195 | 0.195 | 0.195 | 0.195 | 0.195 | 0.195 | 0.195 | 0.195 | 0.195 | 0.195 | 0.195 | 0.195 | 0.195 | 0.195 | 0.195 | 0.195 | 0.195 | 0.195 | 0.195 | 0.195 | 0.195 | 0.195 | 0.195 | 0.195
BAU | S1D3 | 37 | PWRWOFINDSO | Offshore Wind, India – South, region XX (investable) | 13 | CapacityFactor | fraction | User defined | 0 | 0.195 | 0.195 | 0.195 | 0.195 | 0.195 | 0.195 | 0.195 | 0.195 | 0.195 | 0.195 | 0.195 | 0.195 | 0.195 | 0.195 | 0.195 | 0.195 | 0.195 | 0.195 | 0.195 | 0.195 | 0.195 | 0.195 | 0.195 | 0.195 | 0.195 | 0.195 | 0.195 | 0.195
BAU | S2D1 | 37 | PWRWOFINDSO | Offshore Wind, India – South, region XX (investable) | 13 | CapacityFactor | fraction | User defined | 0 | 0.312 | 0.312 | 0.312 | 0.312 | 0.312 | 0.312 | 0.312 | 0.312 | 0.312 | 0.312 | 0.312 | 0.312 | 0.312 | 0.312 | 0.312 | 0.312 | 0.312 | 0.312 | 0.312 | 0.312 | 0.312 | 0.312 | 0.312 | 0.312 | 0.312 | 0.312 | 0.312 | 0.312
BAU | S2D2 | 37 | PWRWOFINDSO | Offshore Wind, India – South, region XX (investable) | 13 | CapacityFactor | fraction | User defined | 0 | 0.312 | 0.312 | 0.312 | 0.312 | 0.312 | 0.312 | 0.312 | 0.312 | 0.312 | 0.312 | 0.312 | 0.312 | 0.312 | 0.312 | 0.312 | 0.312 | 0.312 | 0.312 | 0.312 | 0.312 | 0.312 | 0.312 | 0.312 | 0.312 | 0.312 | 0.312 | 0.312 | 0.312
BAU | S2D3 | 37 | PWRWOFINDSO | Offshore Wind, India – South, region XX (investable) | 13 | CapacityFactor | fraction | User defined | 0 | 0.312 | 0.312 | 0.312 | 0.312 | 0.312 | 0.312 | 0.312 | 0.312 | 0.312 | 0.312 | 0.312 | 0.312 | 0.312 | 0.312 | 0.312 | 0.312 | 0.312 | 0.312 | 0.312 | 0.312 | 0.312 | 0.312 | 0.312 | 0.312 | 0.312 | 0.312 | 0.312 | 0.312
BAU | S3D1 | 37 | PWRWOFINDSO | Offshore Wind, India – South, region XX (investable) | 13 | CapacityFactor | fraction | User defined | 0 | 0.429 | 0.429 | 0.429 | 0.429 | 0.429 | 0.429 | 0.429 | 0.429 | 0.429 | 0.429 | 0.429 | 0.429 | 0.429 | 0.429 | 0.429 | 0.429 | 0.429 | 0.429 | 0.429 | 0.429 | 0.429 | 0.429 | 0.429 | 0.429 | 0.429 | 0.429 | 0.429 | 0.429
BAU | S3D2 | 37 | PWRWOFINDSO | Offshore Wind, India – South, region XX (investable) | 13 | CapacityFactor | fraction | User defined | 0 | 0.429 | 0.429 | 0.429 | 0.429 | 0.429 | 0.429 | 0.429 | 0.429 | 0.429 | 0.429 | 0.429 | 0.429 | 0.429 | 0.429 | 0.429 | 0.429 | 0.429 | 0.429 | 0.429 | 0.429 | 0.429 | 0.429 | 0.429 | 0.429 | 0.429 | 0.429 | 0.429 | 0.429
BAU | S3D3 | 37 | PWRWOFINDSO | Offshore Wind, India – South, region XX (investable) | 13 | CapacityFactor | fraction | User defined | 0 | 0.429 | 0.429 | 0.429 | 0.429 | 0.429 | 0.429 | 0.429 | 0.429 | 0.429 | 0.429 | 0.429 | 0.429 | 0.429 | 0.429 | 0.429 | 0.429 | 0.429 | 0.429 | 0.429 | 0.429 | 0.429 | 0.429 | 0.429 | 0.429 | 0.429 | 0.429 | 0.429 | 0.429
BAU | S4D1 | 37 | PWRWOFINDSO | Offshore Wind, India – South, region XX (investable) | 13 | CapacityFactor | fraction | User defined | 0 | 0.26 | 0.26 | 0.26 | 0.26 | 0.26 | 0.26 | 0.26 | 0.26 | 0.26 | 0.26 | 0.26 | 0.26 | 0.26 | 0.26 | 0.26 | 0.26 | 0.26 | 0.26 | 0.26 | 0.26 | 0.26 | 0.26 | 0.26 | 0.26 | 0.26 | 0.26 | 0.26 | 0.26
BAU | S4D2 | 37 | PWRWOFINDSO | Offshore Wind, India – South, region XX (investable) | 13 | CapacityFactor | fraction | User defined | 0 | 0.26 | 0.26 | 0.26 | 0.26 | 0.26 | 0.26 | 0.26 | 0.26 | 0.26 | 0.26 | 0.26 | 0.26 | 0.26 | 0.26 | 0.26 | 0.26 | 0.26 | 0.26 | 0.26 | 0.26 | 0.26 | 0.26 | 0.26 | 0.26 | 0.26 | 0.26 | 0.26 | 0.26
BAU | S4D3 | 37 | PWRWOFINDSO | Offshore Wind, India – South, region XX (investable) | 13 | CapacityFactor | fraction | User defined | 0 | 0.26 | 0.26 | 0.26 | 0.26 | 0.26 | 0.26 | 0.26 | 0.26 | 0.26 | 0.26 | 0.26 | 0.26 | 0.26 | 0.26 | 0.26 | 0.26 | 0.26 | 0.26 | 0.26 | 0.26 | 0.26 | 0.26 | 0.26 | 0.26 | 0.26 | 0.26 | 0.26 | 0.26
BAU | S1D1 | 38 | PWRWOFINDWE | Offshore Wind, India – West, region XX (investable) | 13 | CapacityFactor | fraction | User defined | 0 | 0.275 | 0.275 | 0.275 | 0.275 | 0.275 | 0.275 | 0.275 | 0.275 | 0.275 | 0.275 | 0.275 | 0.275 | 0.275 | 0.275 | 0.275 | 0.275 | 0.275 | 0.275 | 0.275 | 0.275 | 0.275 | 0.275 | 0.275 | 0.275 | 0.275 | 0.275 | 0.275 | 0.275
BAU | S1D2 | 38 | PWRWOFINDWE | Offshore Wind, India – West, region XX (investable) | 13 | CapacityFactor | fraction | User defined | 0 | 0.275 | 0.275 | 0.275 | 0.275 | 0.275 | 0.275 | 0.275 | 0.275 | 0.275 | 0.275 | 0.275 | 0.275 | 0.275 | 0.275 | 0.275 | 0.275 | 0.275 | 0.275 | 0.275 | 0.275 | 0.275 | 0.275 | 0.275 | 0.275 | 0.275 | 0.275 | 0.275 | 0.275
BAU | S1D3 | 38 | PWRWOFINDWE | Offshore Wind, India – West, region XX (investable) | 13 | CapacityFactor | fraction | User defined | 0 | 0.275 | 0.275 | 0.275 | 0.275 | 0.275 | 0.275 | 0.275 | 0.275 | 0.275 | 0.275 | 0.275 | 0.275 | 0.275 | 0.275 | 0.275 | 0.275 | 0.275 | 0.275 | 0.275 | 0.275 | 0.275 | 0.275 | 0.275 | 0.275 | 0.275 | 0.275 | 0.275 | 0.275
BAU | S2D1 | 38 | PWRWOFINDWE | Offshore Wind, India – West, region XX (investable) | 13 | CapacityFactor | fraction | User defined | 0 | 0.3375 | 0.3375 | 0.3375 | 0.3375 | 0.3375 | 0.3375 | 0.3375 | 0.3375 | 0.3375 | 0.3375 | 0.3375 | 0.3375 | 0.3375 | 0.3375 | 0.3375 | 0.3375 | 0.3375 | 0.3375 | 0.3375 | 0.3375 | 0.3375 | 0.3375 | 0.3375 | 0.3375 | 0.3375 | 0.3375 | 0.3375 | 0.3375
BAU | S2D2 | 38 | PWRWOFINDWE | Offshore Wind, India – West, region XX (investable) | 13 | CapacityFactor | fraction | User defined | 0 | 0.3375 | 0.3375 | 0.3375 | 0.3375 | 0.3375 | 0.3375 | 0.3375 | 0.3375 | 0.3375 | 0.3375 | 0.3375 | 0.3375 | 0.3375 | 0.3375 | 0.3375 | 0.3375 | 0.3375 | 0.3375 | 0.3375 | 0.3375 | 0.3375 | 0.3375 | 0.3375 | 0.3375 | 0.3375 | 0.3375 | 0.3375 | 0.3375
BAU | S2D3 | 38 | PWRWOFINDWE | Offshore Wind, India – West, region XX (investable) | 13 | CapacityFactor | fraction | User defined | 0 | 0.3375 | 0.3375 | 0.3375 | 0.3375 | 0.3375 | 0.3375 | 0.3375 | 0.3375 | 0.3375 | 0.3375 | 0.3375 | 0.3375 | 0.3375 | 0.3375 | 0.3375 | 0.3375 | 0.3375 | 0.3375 | 0.3375 | 0.3375 | 0.3375 | 0.3375 | 0.3375 | 0.3375 | 0.3375 | 0.3375 | 0.3375 | 0.3375
BAU | S3D1 | 38 | PWRWOFINDWE | Offshore Wind, India – West, region XX (investable) | 13 | CapacityFactor | fraction | User defined | 0 | 0.45 | 0.45 | 0.45 | 0.45 | 0.45 | 0.45 | 0.45 | 0.45 | 0.45 | 0.45 | 0.45 | 0.45 | 0.45 | 0.45 | 0.45 | 0.45 | 0.45 | 0.45 | 0.45 | 0.45 | 0.45 | 0.45 | 0.45 | 0.45 | 0.45 | 0.45 | 0.45 | 0.45
BAU | S3D2 | 38 | PWRWOFINDWE | Offshore Wind, India – West, region XX (investable) | 13 | CapacityFactor | fraction | User defined | 0 | 0.45 | 0.45 | 0.45 | 0.45 | 0.45 | 0.45 | 0.45 | 0.45 | 0.45 | 0.45 | 0.45 | 0.45 | 0.45 | 0.45 | 0.45 | 0.45 | 0.45 | 0.45 | 0.45 | 0.45 | 0.45 | 0.45 | 0.45 | 0.45 | 0.45 | 0.45 | 0.45 | 0.45
BAU | S3D3 | 38 | PWRWOFINDWE | Offshore Wind, India – West, region XX (investable) | 13 | CapacityFactor | fraction | User defined | 0 | 0.45 | 0.45 | 0.45 | 0.45 | 0.45 | 0.45 | 0.45 | 0.45 | 0.45 | 0.45 | 0.45 | 0.45 | 0.45 | 0.45 | 0.45 | 0.45 | 0.45 | 0.45 | 0.45 | 0.45 | 0.45 | 0.45 | 0.45 | 0.45 | 0.45 | 0.45 | 0.45 | 0.45
BAU | S4D1 | 38 | PWRWOFINDWE | Offshore Wind, India – West, region XX (investable) | 13 | CapacityFactor | fraction | User defined | 0 | 0.3 | 0.3 | 0.3 | 0.3 | 0.3 | 0.3 | 0.3 | 0.3 | 0.3 | 0.3 | 0.3 | 0.3 | 0.3 | 0.3 | 0.3 | 0.3 | 0.3 | 0.3 | 0.3 | 0.3 | 0.3 | 0.3 | 0.3 | 0.3 | 0.3 | 0.3 | 0.3 | 0.3
BAU | S4D2 | 38 | PWRWOFINDWE | Offshore Wind, India – West, region XX (investable) | 13 | CapacityFactor | fraction | User defined | 0 | 0.3 | 0.3 | 0.3 | 0.3 | 0.3 | 0.3 | 0.3 | 0.3 | 0.3 | 0.3 | 0.3 | 0.3 | 0.3 | 0.3 | 0.3 | 0.3 | 0.3 | 0.3 | 0.3 | 0.3 | 0.3 | 0.3 | 0.3 | 0.3 | 0.3 | 0.3 | 0.3 | 0.3
BAU | S4D3 | 38 | PWRWOFINDWE | Offshore Wind, India – West, region XX (investable) | 13 | CapacityFactor | fraction | User defined | 0 | 0.3 | 0.3 | 0.3 | 0.3 | 0.3 | 0.3 | 0.3 | 0.3 | 0.3 | 0.3 | 0.3 | 0.3 | 0.3 | 0.3 | 0.3 | 0.3 | 0.3 | 0.3 | 0.3 | 0.3 | 0.3 | 0.3 | 0.3 | 0.3 | 0.3 | 0.3 | 0.3 | 0.3
BAU | S1D1 | 39 | PWRWOFINDEA | Offshore Wind, India – East, region XX (investable) | 13 | CapacityFactor | fraction | User defined | 0 | 0.25 | 0.25 | 0.25 | 0.25 | 0.25 | 0.25 | 0.25 | 0.25 | 0.25 | 0.25 | 0.25 | 0.25 | 0.25 | 0.25 | 0.25 | 0.25 | 0.25 | 0.25 | 0.25 | 0.25 | 0.25 | 0.25 | 0.25 | 0.25 | 0.25 | 0.25 | 0.25 | 0.25
BAU | S1D2 | 39 | PWRWOFINDEA | Offshore Wind, India – East, region XX (investable) | 13 | CapacityFactor | fraction | User defined | 0 | 0.25 | 0.25 | 0.25 | 0.25 | 0.25 | 0.25 | 0.25 | 0.25 | 0.25 | 0.25 | 0.25 | 0.25 | 0.25 | 0.25 | 0.25 | 0.25 | 0.25 | 0.25 | 0.25 | 0.25 | 0.25 | 0.25 | 0.25 | 0.25 | 0.25 | 0.25 | 0.25 | 0.25
BAU | S1D3 | 39 | PWRWOFINDEA | Offshore Wind, India – East, region XX (investable) | 13 | CapacityFactor | fraction | User defined | 0 | 0.25 | 0.25 | 0.25 | 0.25 | 0.25 | 0.25 | 0.25 | 0.25 | 0.25 | 0.25 | 0.25 | 0.25 | 0.25 | 0.25 | 0.25 | 0.25 | 0.25 | 0.25 | 0.25 | 0.25 | 0.25 | 0.25 | 0.25 | 0.25 | 0.25 | 0.25 | 0.25 | 0.25
BAU | S2D1 | 39 | PWRWOFINDEA | Offshore Wind, India – East, region XX (investable) | 13 | CapacityFactor | fraction | User defined | 0 | 0.25 | 0.25 | 0.25 | 0.25 | 0.25 | 0.25 | 0.25 | 0.25 | 0.25 | 0.25 | 0.25 | 0.25 | 0.25 | 0.25 | 0.25 | 0.25 | 0.25 | 0.25 | 0.25 | 0.25 | 0.25 | 0.25 | 0.25 | 0.25 | 0.25 | 0.25 | 0.25 | 0.25
BAU | S2D2 | 39 | PWRWOFINDEA | Offshore Wind, India – East, region XX (investable) | 13 | CapacityFactor | fraction | User defined | 0 | 0.25 | 0.25 | 0.25 | 0.25 | 0.25 | 0.25 | 0.25 | 0.25 | 0.25 | 0.25 | 0.25 | 0.25 | 0.25 | 0.25 | 0.25 | 0.25 | 0.25 | 0.25 | 0.25 | 0.25 | 0.25 | 0.25 | 0.25 | 0.25 | 0.25 | 0.25 | 0.25 | 0.25
BAU | S2D3 | 39 | PWRWOFINDEA | Offshore Wind, India – East, region XX (investable) | 13 | CapacityFactor | fraction | User defined | 0 | 0.25 | 0.25 | 0.25 | 0.25 | 0.25 | 0.25 | 0.25 | 0.25 | 0.25 | 0.25 | 0.25 | 0.25 | 0.25 | 0.25 | 0.25 | 0.25 | 0.25 | 0.25 | 0.25 | 0.25 | 0.25 | 0.25 | 0.25 | 0.25 | 0.25 | 0.25 | 0.25 | 0.25
BAU | S3D1 | 39 | PWRWOFINDEA | Offshore Wind, India – East, region XX (investable) | 13 | CapacityFactor | fraction | User defined | 0 | 0.25 | 0.25 | 0.25 | 0.25 | 0.25 | 0.25 | 0.25 | 0.25 | 0.25 | 0.25 | 0.25 | 0.25 | 0.25 | 0.25 | 0.25 | 0.25 | 0.25 | 0.25 | 0.25 | 0.25 | 0.25 | 0.25 | 0.25 | 0.25 | 0.25 | 0.25 | 0.25 | 0.25
BAU | S3D2 | 39 | PWRWOFINDEA | Offshore Wind, India – East, region XX (investable) | 13 | CapacityFactor | fraction | User defined | 0 | 0.25 | 0.25 | 0.25 | 0.25 | 0.25 | 0.25 | 0.25 | 0.25 | 0.25 | 0.25 | 0.25 | 0.25 | 0.25 | 0.25 | 0.25 | 0.25 | 0.25 | 0.25 | 0.25 | 0.25 | 0.25 | 0.25 | 0.25 | 0.25 | 0.25 | 0.25 | 0.25 | 0.25
BAU | S3D3 | 39 | PWRWOFINDEA | Offshore Wind, India – East, region XX (investable) | 13 | CapacityFactor | fraction | User defined | 0 | 0.25 | 0.25 | 0.25 | 0.25 | 0.25 | 0.25 | 0.25 | 0.25 | 0.25 | 0.25 | 0.25 | 0.25 | 0.25 | 0.25 | 0.25 | 0.25 | 0.25 | 0.25 | 0.25 | 0.25 | 0.25 | 0.25 | 0.25 | 0.25 | 0.25 | 0.25 | 0.25 | 0.25
BAU | S4D1 | 39 | PWRWOFINDEA | Offshore Wind, India – East, region XX (investable) | 13 | CapacityFactor | fraction | User defined | 0 | 0.25 | 0.25 | 0.25 | 0.25 | 0.25 | 0.25 | 0.25 | 0.25 | 0.25 | 0.25 | 0.25 | 0.25 | 0.25 | 0.25 | 0.25 | 0.25 | 0.25 | 0.25 | 0.25 | 0.25 | 0.25 | 0.25 | 0.25 | 0.25 | 0.25 | 0.25 | 0.25 | 0.25
BAU | S4D2 | 39 | PWRWOFINDEA | Offshore Wind, India – East, region XX (investable) | 13 | CapacityFactor | fraction | User defined | 0 | 0.25 | 0.25 | 0.25 | 0.25 | 0.25 | 0.25 | 0.25 | 0.25 | 0.25 | 0.25 | 0.25 | 0.25 | 0.25 | 0.25 | 0.25 | 0.25 | 0.25 | 0.25 | 0.25 | 0.25 | 0.25 | 0.25 | 0.25 | 0.25 | 0.25 | 0.25 | 0.25 | 0.25
BAU | S4D3 | 39 | PWRWOFINDEA | Offshore Wind, India – East, region XX (investable) | 13 | CapacityFactor | fraction | User defined | 0 | 0.25 | 0.25 | 0.25 | 0.25 | 0.25 | 0.25 | 0.25 | 0.25 | 0.25 | 0.25 | 0.25 | 0.25 | 0.25 | 0.25 | 0.25 | 0.25 | 0.25 | 0.25 | 0.25 | 0.25 | 0.25 | 0.25 | 0.25 | 0.25 | 0.25 | 0.25 | 0.25 | 0.25
BAU | S1D1 | 40 | PWRWOFBGDXX | Offshore Wind, Bangladesh, region XX (investable) | 13 | CapacityFactor | fraction | User defined | 0 | 0.15 | 0.15 | 0.15 | 0.15 | 0.15 | 0.15 | 0.15 | 0.15 | 0.15 | 0.15 | 0.15 | 0.15 | 0.15 | 0.15 | 0.15 | 0.15 | 0.15 | 0.15 | 0.15 | 0.15 | 0.15 | 0.15 | 0.15 | 0.15 | 0.15 | 0.15 | 0.15 | 0.15
BAU | S1D2 | 40 | PWRWOFBGDXX | Offshore Wind, Bangladesh, region XX (investable) | 13 | CapacityFactor | fraction | User defined | 0 | 0.15 | 0.15 | 0.15 | 0.15 | 0.15 | 0.15 | 0.15 | 0.15 | 0.15 | 0.15 | 0.15 | 0.15 | 0.15 | 0.15 | 0.15 | 0.15 | 0.15 | 0.15 | 0.15 | 0.15 | 0.15 | 0.15 | 0.15 | 0.15 | 0.15 | 0.15 | 0.15 | 0.15
BAU | S1D3 | 40 | PWRWOFBGDXX | Offshore Wind, Bangladesh, region XX (investable) | 13 | CapacityFactor | fraction | User defined | 0 | 0.15 | 0.15 | 0.15 | 0.15 | 0.15 | 0.15 | 0.15 | 0.15 | 0.15 | 0.15 | 0.15 | 0.15 | 0.15 | 0.15 | 0.15 | 0.15 | 0.15 | 0.15 | 0.15 | 0.15 | 0.15 | 0.15 | 0.15 | 0.15 | 0.15 | 0.15 | 0.15 | 0.15
BAU | S2D1 | 40 | PWRWOFBGDXX | Offshore Wind, Bangladesh, region XX (investable) | 13 | CapacityFactor | fraction | User defined | 0 | 0.225 | 0.225 | 0.225 | 0.225 | 0.225 | 0.225 | 0.225 | 0.225 | 0.225 | 0.225 | 0.225 | 0.225 | 0.225 | 0.225 | 0.225 | 0.225 | 0.225 | 0.225 | 0.225 | 0.225 | 0.225 | 0.225 | 0.225 | 0.225 | 0.225 | 0.225 | 0.225 | 0.225
BAU | S2D2 | 40 | PWRWOFBGDXX | Offshore Wind, Bangladesh, region XX (investable) | 13 | CapacityFactor | fraction | User defined | 0 | 0.225 | 0.225 | 0.225 | 0.225 | 0.225 | 0.225 | 0.225 | 0.225 | 0.225 | 0.225 | 0.225 | 0.225 | 0.225 | 0.225 | 0.225 | 0.225 | 0.225 | 0.225 | 0.225 | 0.225 | 0.225 | 0.225 | 0.225 | 0.225 | 0.225 | 0.225 | 0.225 | 0.225
BAU | S2D3 | 40 | PWRWOFBGDXX | Offshore Wind, Bangladesh, region XX (investable) | 13 | CapacityFactor | fraction | User defined | 0 | 0.225 | 0.225 | 0.225 | 0.225 | 0.225 | 0.225 | 0.225 | 0.225 | 0.225 | 0.225 | 0.225 | 0.225 | 0.225 | 0.225 | 0.225 | 0.225 | 0.225 | 0.225 | 0.225 | 0.225 | 0.225 | 0.225 | 0.225 | 0.225 | 0.225 | 0.225 | 0.225 | 0.225
BAU | S3D1 | 40 | PWRWOFBGDXX | Offshore Wind, Bangladesh, region XX (investable) | 13 | CapacityFactor | fraction | User defined | 0 | 0.45 | 0.45 | 0.45 | 0.45 | 0.45 | 0.45 | 0.45 | 0.45 | 0.45 | 0.45 | 0.45 | 0.45 | 0.45 | 0.45 | 0.45 | 0.45 | 0.45 | 0.45 | 0.45 | 0.45 | 0.45 | 0.45 | 0.45 | 0.45 | 0.45 | 0.45 | 0.45 | 0.45
BAU | S3D2 | 40 | PWRWOFBGDXX | Offshore Wind, Bangladesh, region XX (investable) | 13 | CapacityFactor | fraction | User defined | 0 | 0.45 | 0.45 | 0.45 | 0.45 | 0.45 | 0.45 | 0.45 | 0.45 | 0.45 | 0.45 | 0.45 | 0.45 | 0.45 | 0.45 | 0.45 | 0.45 | 0.45 | 0.45 | 0.45 | 0.45 | 0.45 | 0.45 | 0.45 | 0.45 | 0.45 | 0.45 | 0.45 | 0.45
BAU | S3D3 | 40 | PWRWOFBGDXX | Offshore Wind, Bangladesh, region XX (investable) | 13 | CapacityFactor | fraction | User defined | 0 | 0.45 | 0.45 | 0.45 | 0.45 | 0.45 | 0.45 | 0.45 | 0.45 | 0.45 | 0.45 | 0.45 | 0.45 | 0.45 | 0.45 | 0.45 | 0.45 | 0.45 | 0.45 | 0.45 | 0.45 | 0.45 | 0.45 | 0.45 | 0.45 | 0.45 | 0.45 | 0.45 | 0.45
BAU | S4D1 | 40 | PWRWOFBGDXX | Offshore Wind, Bangladesh, region XX (investable) | 13 | CapacityFactor | fraction | User defined | 0 | 0.175 | 0.175 | 0.175 | 0.175 | 0.175 | 0.175 | 0.175 | 0.175 | 0.175 | 0.175 | 0.175 | 0.175 | 0.175 | 0.175 | 0.175 | 0.175 | 0.175 | 0.175 | 0.175 | 0.175 | 0.175 | 0.175 | 0.175 | 0.175 | 0.175 | 0.175 | 0.175 | 0.175
BAU | S4D2 | 40 | PWRWOFBGDXX | Offshore Wind, Bangladesh, region XX (investable) | 13 | CapacityFactor | fraction | User defined | 0 | 0.175 | 0.175 | 0.175 | 0.175 | 0.175 | 0.175 | 0.175 | 0.175 | 0.175 | 0.175 | 0.175 | 0.175 | 0.175 | 0.175 | 0.175 | 0.175 | 0.175 | 0.175 | 0.175 | 0.175 | 0.175 | 0.175 | 0.175 | 0.175 | 0.175 | 0.175 | 0.175 | 0.175
BAU | S4D3 | 40 | PWRWOFBGDXX | Offshore Wind, Bangladesh, region XX (investable) | 13 | CapacityFactor | fraction | User defined | 0 | 0.175 | 0.175 | 0.175 | 0.175 | 0.175 | 0.175 | 0.175 | 0.175 | 0.175 | 0.175 | 0.175 | 0.175 | 0.175 | 0.175 | 0.175 | 0.175 | 0.175 | 0.175 | 0.175 | 0.175 | 0.175 | 0.175 | 0.175 | 0.175 | 0.175 | 0.175 | 0.175 | 0.175
BAU | S1D1 | 41 | PWRWOFLKAXX | Offshore Wind, Sri Lanka, region XX (investable) | 13 | CapacityFactor | fraction | User defined | 0 | 0.288 | 0.288 | 0.288 | 0.288 | 0.288 | 0.288 | 0.288 | 0.288 | 0.288 | 0.288 | 0.288 | 0.288 | 0.288 | 0.288 | 0.288 | 0.288 | 0.288 | 0.288 | 0.288 | 0.288 | 0.288 | 0.288 | 0.288 | 0.288 | 0.288 | 0.288 | 0.288 | 0.288
BAU | S1D2 | 41 | PWRWOFLKAXX | Offshore Wind, Sri Lanka, region XX (investable) | 13 | CapacityFactor | fraction | User defined | 0 | 0.288 | 0.288 | 0.288 | 0.288 | 0.288 | 0.288 | 0.288 | 0.288 | 0.288 | 0.288 | 0.288 | 0.288 | 0.288 | 0.288 | 0.288 | 0.288 | 0.288 | 0.288 | 0.288 | 0.288 | 0.288 | 0.288 | 0.288 | 0.288 | 0.288 | 0.288 | 0.288 | 0.288
BAU | S1D3 | 41 | PWRWOFLKAXX | Offshore Wind, Sri Lanka, region XX (investable) | 13 | CapacityFactor | fraction | User defined | 0 | 0.288 | 0.288 | 0.288 | 0.288 | 0.288 | 0.288 | 0.288 | 0.288 | 0.288 | 0.288 | 0.288 | 0.288 | 0.288 | 0.288 | 0.288 | 0.288 | 0.288 | 0.288 | 0.288 | 0.288 | 0.288 | 0.288 | 0.288 | 0.288 | 0.288 | 0.288 | 0.288 | 0.288
BAU | S2D1 | 41 | PWRWOFLKAXX | Offshore Wind, Sri Lanka, region XX (investable) | 13 | CapacityFactor | fraction | User defined | 0 | 0.42 | 0.42 | 0.42 | 0.42 | 0.42 | 0.42 | 0.42 | 0.42 | 0.42 | 0.42 | 0.42 | 0.42 | 0.42 | 0.42 | 0.42 | 0.42 | 0.42 | 0.42 | 0.42 | 0.42 | 0.42 | 0.42 | 0.42 | 0.42 | 0.42 | 0.42 | 0.42 | 0.42
BAU | S2D2 | 41 | PWRWOFLKAXX | Offshore Wind, Sri Lanka, region XX (investable) | 13 | CapacityFactor | fraction | User defined | 0 | 0.42 | 0.42 | 0.42 | 0.42 | 0.42 | 0.42 | 0.42 | 0.42 | 0.42 | 0.42 | 0.42 | 0.42 | 0.42 | 0.42 | 0.42 | 0.42 | 0.42 | 0.42 | 0.42 | 0.42 | 0.42 | 0.42 | 0.42 | 0.42 | 0.42 | 0.42 | 0.42 | 0.42
BAU | S2D3 | 41 | PWRWOFLKAXX | Offshore Wind, Sri Lanka, region XX (investable) | 13 | CapacityFactor | fraction | User defined | 0 | 0.42 | 0.42 | 0.42 | 0.42 | 0.42 | 0.42 | 0.42 | 0.42 | 0.42 | 0.42 | 0.42 | 0.42 | 0.42 | 0.42 | 0.42 | 0.42 | 0.42 | 0.42 | 0.42 | 0.42 | 0.42 | 0.42 | 0.42 | 0.42 | 0.42 | 0.42 | 0.42 | 0.42
BAU | S3D1 | 41 | PWRWOFLKAXX | Offshore Wind, Sri Lanka, region XX (investable) | 13 | CapacityFactor | fraction | User defined | 0 | 0.624 | 0.624 | 0.624 | 0.624 | 0.624 | 0.624 | 0.624 | 0.624 | 0.624 | 0.624 | 0.624 | 0.624 | 0.624 | 0.624 | 0.624 | 0.624 | 0.624 | 0.624 | 0.624 | 0.624 | 0.624 | 0.624 | 0.624 | 0.624 | 0.624 | 0.624 | 0.624 | 0.624
BAU | S3D2 | 41 | PWRWOFLKAXX | Offshore Wind, Sri Lanka, region XX (investable) | 13 | CapacityFactor | fraction | User defined | 0 | 0.624 | 0.624 | 0.624 | 0.624 | 0.624 | 0.624 | 0.624 | 0.624 | 0.624 | 0.624 | 0.624 | 0.624 | 0.624 | 0.624 | 0.624 | 0.624 | 0.624 | 0.624 | 0.624 | 0.624 | 0.624 | 0.624 | 0.624 | 0.624 | 0.624 | 0.624 | 0.624 | 0.624
BAU | S3D3 | 41 | PWRWOFLKAXX | Offshore Wind, Sri Lanka, region XX (investable) | 13 | CapacityFactor | fraction | User defined | 0 | 0.624 | 0.624 | 0.624 | 0.624 | 0.624 | 0.624 | 0.624 | 0.624 | 0.624 | 0.624 | 0.624 | 0.624 | 0.624 | 0.624 | 0.624 | 0.624 | 0.624 | 0.624 | 0.624 | 0.624 | 0.624 | 0.624 | 0.624 | 0.624 | 0.624 | 0.624 | 0.624 | 0.624
BAU | S4D1 | 41 | PWRWOFLKAXX | Offshore Wind, Sri Lanka, region XX (investable) | 13 | CapacityFactor | fraction | User defined | 0 | 0.36 | 0.36 | 0.36 | 0.36 | 0.36 | 0.36 | 0.36 | 0.36 | 0.36 | 0.36 | 0.36 | 0.36 | 0.36 | 0.36 | 0.36 | 0.36 | 0.36 | 0.36 | 0.36 | 0.36 | 0.36 | 0.36 | 0.36 | 0.36 | 0.36 | 0.36 | 0.36 | 0.36
BAU | S4D2 | 41 | PWRWOFLKAXX | Offshore Wind, Sri Lanka, region XX (investable) | 13 | CapacityFactor | fraction | User defined | 0 | 0.36 | 0.36 | 0.36 | 0.36 | 0.36 | 0.36 | 0.36 | 0.36 | 0.36 | 0.36 | 0.36 | 0.36 | 0.36 | 0.36 | 0.36 | 0.36 | 0.36 | 0.36 | 0.36 | 0.36 | 0.36 | 0.36 | 0.36 | 0.36 | 0.36 | 0.36 | 0.36 | 0.36
BAU | S4D3 | 41 | PWRWOFLKAXX | Offshore Wind, Sri Lanka, region XX (investable) | 13 | CapacityFactor | fraction | User defined | 0 | 0.36 | 0.36 | 0.36 | 0.36 | 0.36 | 0.36 | 0.36 | 0.36 | 0.36 | 0.36 | 0.36 | 0.36 | 0.36 | 0.36 | 0.36 | 0.36 | 0.36 | 0.36 | 0.36 | 0.36 | 0.36 | 0.36 | 0.36 | 0.36 | 0.36 | 0.36 | 0.36 | 0.36
BAU | S1D1 | 42 | PWRWOFMDVXX | Offshore Wind, Maldives, region XX (investable) | 13 | CapacityFactor | fraction | User defined | 0 | 0.24 | 0.24 | 0.24 | 0.24 | 0.24 | 0.24 | 0.24 | 0.24 | 0.24 | 0.24 | 0.24 | 0.24 | 0.24 | 0.24 | 0.24 | 0.24 | 0.24 | 0.24 | 0.24 | 0.24 | 0.24 | 0.24 | 0.24 | 0.24 | 0.24 | 0.24 | 0.24 | 0.24
BAU | S1D2 | 42 | PWRWOFMDVXX | Offshore Wind, Maldives, region XX (investable) | 13 | CapacityFactor | fraction | User defined | 0 | 0.24 | 0.24 | 0.24 | 0.24 | 0.24 | 0.24 | 0.24 | 0.24 | 0.24 | 0.24 | 0.24 | 0.24 | 0.24 | 0.24 | 0.24 | 0.24 | 0.24 | 0.24 | 0.24 | 0.24 | 0.24 | 0.24 | 0.24 | 0.24 | 0.24 | 0.24 | 0.24 | 0.24
BAU | S1D3 | 42 | PWRWOFMDVXX | Offshore Wind, Maldives, region XX (investable) | 13 | CapacityFactor | fraction | User defined | 0 | 0.24 | 0.24 | 0.24 | 0.24 | 0.24 | 0.24 | 0.24 | 0.24 | 0.24 | 0.24 | 0.24 | 0.24 | 0.24 | 0.24 | 0.24 | 0.24 | 0.24 | 0.24 | 0.24 | 0.24 | 0.24 | 0.24 | 0.24 | 0.24 | 0.24 | 0.24 | 0.24 | 0.24
BAU | S2D1 | 42 | PWRWOFMDVXX | Offshore Wind, Maldives, region XX (investable) | 13 | CapacityFactor | fraction | User defined | 0 | 0.24 | 0.24 | 0.24 | 0.24 | 0.24 | 0.24 | 0.24 | 0.24 | 0.24 | 0.24 | 0.24 | 0.24 | 0.24 | 0.24 | 0.24 | 0.24 | 0.24 | 0.24 | 0.24 | 0.24 | 0.24 | 0.24 | 0.24 | 0.24 | 0.24 | 0.24 | 0.24 | 0.24
BAU | S2D2 | 42 | PWRWOFMDVXX | Offshore Wind, Maldives, region XX (investable) | 13 | CapacityFactor | fraction | User defined | 0 | 0.24 | 0.24 | 0.24 | 0.24 | 0.24 | 0.24 | 0.24 | 0.24 | 0.24 | 0.24 | 0.24 | 0.24 | 0.24 | 0.24 | 0.24 | 0.24 | 0.24 | 0.24 | 0.24 | 0.24 | 0.24 | 0.24 | 0.24 | 0.24 | 0.24 | 0.24 | 0.24 | 0.24
BAU | S2D3 | 42 | PWRWOFMDVXX | Offshore Wind, Maldives, region XX (investable) | 13 | CapacityFactor | fraction | User defined | 0 | 0.24 | 0.24 | 0.24 | 0.24 | 0.24 | 0.24 | 0.24 | 0.24 | 0.24 | 0.24 | 0.24 | 0.24 | 0.24 | 0.24 | 0.24 | 0.24 | 0.24 | 0.24 | 0.24 | 0.24 | 0.24 | 0.24 | 0.24 | 0.24 | 0.24 | 0.24 | 0.24 | 0.24
BAU | S3D1 | 42 | PWRWOFMDVXX | Offshore Wind, Maldives, region XX (investable) | 13 | CapacityFactor | fraction | User defined | 0 | 0.24 | 0.24 | 0.24 | 0.24 | 0.24 | 0.24 | 0.24 | 0.24 | 0.24 | 0.24 | 0.24 | 0.24 | 0.24 | 0.24 | 0.24 | 0.24 | 0.24 | 0.24 | 0.24 | 0.24 | 0.24 | 0.24 | 0.24 | 0.24 | 0.24 | 0.24 | 0.24 | 0.24
BAU | S3D2 | 42 | PWRWOFMDVXX | Offshore Wind, Maldives, region XX (investable) | 13 | CapacityFactor | fraction | User defined | 0 | 0.24 | 0.24 | 0.24 | 0.24 | 0.24 | 0.24 | 0.24 | 0.24 | 0.24 | 0.24 | 0.24 | 0.24 | 0.24 | 0.24 | 0.24 | 0.24 | 0.24 | 0.24 | 0.24 | 0.24 | 0.24 | 0.24 | 0.24 | 0.24 | 0.24 | 0.24 | 0.24 | 0.24
BAU | S3D3 | 42 | PWRWOFMDVXX | Offshore Wind, Maldives, region XX (investable) | 13 | CapacityFactor | fraction | User defined | 0 | 0.24 | 0.24 | 0.24 | 0.24 | 0.24 | 0.24 | 0.24 | 0.24 | 0.24 | 0.24 | 0.24 | 0.24 | 0.24 | 0.24 | 0.24 | 0.24 | 0.24 | 0.24 | 0.24 | 0.24 | 0.24 | 0.24 | 0.24 | 0.24 | 0.24 | 0.24 | 0.24 | 0.24
BAU | S4D1 | 42 | PWRWOFMDVXX | Offshore Wind, Maldives, region XX (investable) | 13 | CapacityFactor | fraction | User defined | 0 | 0.24 | 0.24 | 0.24 | 0.24 | 0.24 | 0.24 | 0.24 | 0.24 | 0.24 | 0.24 | 0.24 | 0.24 | 0.24 | 0.24 | 0.24 | 0.24 | 0.24 | 0.24 | 0.24 | 0.24 | 0.24 | 0.24 | 0.24 | 0.24 | 0.24 | 0.24 | 0.24 | 0.24
BAU | S4D2 | 42 | PWRWOFMDVXX | Offshore Wind, Maldives, region XX (investable) | 13 | CapacityFactor | fraction | User defined | 0 | 0.24 | 0.24 | 0.24 | 0.24 | 0.24 | 0.24 | 0.24 | 0.24 | 0.24 | 0.24 | 0.24 | 0.24 | 0.24 | 0.24 | 0.24 | 0.24 | 0.24 | 0.24 | 0.24 | 0.24 | 0.24 | 0.24 | 0.24 | 0.24 | 0.24 | 0.24 | 0.24 | 0.24
BAU | S4D3 | 42 | PWRWOFMDVXX | Offshore Wind, Maldives, region XX (investable) | 13 | CapacityFactor | fraction | User defined | 0 | 0.24 | 0.24 | 0.24 | 0.24 | 0.24 | 0.24 | 0.24 | 0.24 | 0.24 | 0.24 | 0.24 | 0.24 | 0.24 | 0.24 | 0.24 | 0.24 | 0.24 | 0.24 | 0.24 | 0.24 | 0.24 | 0.24 | 0.24 | 0.24 | 0.24 | 0.24 | 0.24 | 0.24
BAU | S1D1 | 43 | PWRHYDNPLXX | Hydro – Reservoir, Nepal, region XX (investable) | 13 | CapacityFactor | fraction | User defined | 0 | 0.25 | 0.25 | 0.25 | 0.25 | 0.25 | 0.25 | 0.25 | 0.25 | 0.25 | 0.25 | 0.25 | 0.25 | 0.25 | 0.25 | 0.25 | 0.25 | 0.25 | 0.25 | 0.25 | 0.25 | 0.25 | 0.25 | 0.25 | 0.25 | 0.25 | 0.25 | 0.25 | 0.25
BAU | S1D2 | 43 | PWRHYDNPLXX | Hydro – Reservoir, Nepal, region XX (investable) | 13 | CapacityFactor | fraction | User defined | 0 | 0.26 | 0.26 | 0.26 | 0.26 | 0.26 | 0.26 | 0.26 | 0.26 | 0.26 | 0.26 | 0.26 | 0.26 | 0.26 | 0.26 | 0.26 | 0.26 | 0.26 | 0.26 | 0.26 | 0.26 | 0.26 | 0.26 | 0.26 | 0.26 | 0.26 | 0.26 | 0.26 | 0.26
BAU | S1D3 | 43 | PWRHYDNPLXX | Hydro – Reservoir, Nepal, region XX (investable) | 13 | CapacityFactor | fraction | User defined | 0 | 0.26 | 0.26 | 0.26 | 0.26 | 0.26 | 0.26 | 0.26 | 0.26 | 0.26 | 0.26 | 0.26 | 0.26 | 0.26 | 0.26 | 0.26 | 0.26 | 0.26 | 0.26 | 0.26 | 0.26 | 0.26 | 0.26 | 0.26 | 0.26 | 0.26 | 0.26 | 0.26 | 0.26
BAU | S2D1 | 43 | PWRHYDNPLXX | Hydro – Reservoir, Nepal, region XX (investable) | 13 | CapacityFactor | fraction | User defined | 0 | 0.33 | 0.33 | 0.33 | 0.33 | 0.33 | 0.33 | 0.33 | 0.33 | 0.33 | 0.33 | 0.33 | 0.33 | 0.33 | 0.33 | 0.33 | 0.33 | 0.33 | 0.33 | 0.33 | 0.33 | 0.33 | 0.33 | 0.33 | 0.33 | 0.33 | 0.33 | 0.33 | 0.33
BAU | S2D2 | 43 | PWRHYDNPLXX | Hydro – Reservoir, Nepal, region XX (investable) | 13 | CapacityFactor | fraction | User defined | 0 | 0.35 | 0.35 | 0.35 | 0.35 | 0.35 | 0.35 | 0.35 | 0.35 | 0.35 | 0.35 | 0.35 | 0.35 | 0.35 | 0.35 | 0.35 | 0.35 | 0.35 | 0.35 | 0.35 | 0.35 | 0.35 | 0.35 | 0.35 | 0.35 | 0.35 | 0.35 | 0.35 | 0.35
BAU | S2D3 | 43 | PWRHYDNPLXX | Hydro – Reservoir, Nepal, region XX (investable) | 13 | CapacityFactor | fraction | User defined | 0 | 0.35 | 0.35 | 0.35 | 0.35 | 0.35 | 0.35 | 0.35 | 0.35 | 0.35 | 0.35 | 0.35 | 0.35 | 0.35 | 0.35 | 0.35 | 0.35 | 0.35 | 0.35 | 0.35 | 0.35 | 0.35 | 0.35 | 0.35 | 0.35 | 0.35 | 0.35 | 0.35 | 0.35
BAU | S3D1 | 43 | PWRHYDNPLXX | Hydro – Reservoir, Nepal, region XX (investable) | 13 | CapacityFactor | fraction | User defined | 0 | 0.85 | 0.85 | 0.85 | 0.85 | 0.85 | 0.85 | 0.85 | 0.85 | 0.85 | 0.85 | 0.85 | 0.85 | 0.85 | 0.85 | 0.85 | 0.85 | 0.85 | 0.85 | 0.85 | 0.85 | 0.85 | 0.85 | 0.85 | 0.85 | 0.85 | 0.85 | 0.85 | 0.85
BAU | S3D2 | 43 | PWRHYDNPLXX | Hydro – Reservoir, Nepal, region XX (investable) | 13 | CapacityFactor | fraction | User defined | 0 | 0.88 | 0.88 | 0.88 | 0.88 | 0.88 | 0.88 | 0.88 | 0.88 | 0.88 | 0.88 | 0.88 | 0.88 | 0.88 | 0.88 | 0.88 | 0.88 | 0.88 | 0.88 | 0.88 | 0.88 | 0.88 | 0.88 | 0.88 | 0.88 | 0.88 | 0.88 | 0.88 | 0.88
BAU | S3D3 | 43 | PWRHYDNPLXX | Hydro – Reservoir, Nepal, region XX (investable) | 13 | CapacityFactor | fraction | User defined | 0 | 0.88 | 0.88 | 0.88 | 0.88 | 0.88 | 0.88 | 0.88 | 0.88 | 0.88 | 0.88 | 0.88 | 0.88 | 0.88 | 0.88 | 0.88 | 0.88 | 0.88 | 0.88 | 0.88 | 0.88 | 0.88 | 0.88 | 0.88 | 0.88 | 0.88 | 0.88 | 0.88 | 0.88
BAU | S4D1 | 43 | PWRHYDNPLXX | Hydro – Reservoir, Nepal, region XX (investable) | 13 | CapacityFactor | fraction | User defined | 0 | 0.58 | 0.58 | 0.58 | 0.58 | 0.58 | 0.58 | 0.58 | 0.58 | 0.58 | 0.58 | 0.58 | 0.58 | 0.58 | 0.58 | 0.58 | 0.58 | 0.58 | 0.58 | 0.58 | 0.58 | 0.58 | 0.58 | 0.58 | 0.58 | 0.58 | 0.58 | 0.58 | 0.58
BAU | S4D2 | 43 | PWRHYDNPLXX | Hydro – Reservoir, Nepal, region XX (investable) | 13 | CapacityFactor | fraction | User defined | 0 | 0.6 | 0.6 | 0.6 | 0.6 | 0.6 | 0.6 | 0.6 | 0.6 | 0.6 | 0.6 | 0.6 | 0.6 | 0.6 | 0.6 | 0.6 | 0.6 | 0.6 | 0.6 | 0.6 | 0.6 | 0.6 | 0.6 | 0.6 | 0.6 | 0.6 | 0.6 | 0.6 | 0.6
BAU | S4D3 | 43 | PWRHYDNPLXX | Hydro – Reservoir, Nepal, region XX (investable) | 13 | CapacityFactor | fraction | User defined | 0 | 0.6 | 0.6 | 0.6 | 0.6 | 0.6 | 0.6 | 0.6 | 0.6 | 0.6 | 0.6 | 0.6 | 0.6 | 0.6 | 0.6 | 0.6 | 0.6 | 0.6 | 0.6 | 0.6 | 0.6 | 0.6 | 0.6 | 0.6 | 0.6 | 0.6 | 0.6 | 0.6 | 0.6
BAU | S1D1 | 44 | PWRHYDBTNXX | Hydro – Reservoir, Bhutan, region XX (investable) | 13 | CapacityFactor | fraction | User defined | 0 | 0.1952 | 0.1952 | 0.1952 | 0.1952 | 0.1952 | 0.1952 | 0.1952 | 0.1952 | 0.1952 | 0.1952 | 0.1952 | 0.1952 | 0.1952 | 0.1952 | 0.1952 | 0.1952 | 0.1952 | 0.1952 | 0.1952 | 0.1952 | 0.1952 | 0.1952 | 0.1952 | 0.1952 | 0.1952 | 0.1952 | 0.1952 | 0.1952
BAU | S1D2 | 44 | PWRHYDBTNXX | Hydro – Reservoir, Bhutan, region XX (investable) | 13 | CapacityFactor | fraction | User defined | 0 | 0.2096 | 0.2096 | 0.2096 | 0.2096 | 0.2096 | 0.2096 | 0.2096 | 0.2096 | 0.2096 | 0.2096 | 0.2096 | 0.2096 | 0.2096 | 0.2096 | 0.2096 | 0.2096 | 0.2096 | 0.2096 | 0.2096 | 0.2096 | 0.2096 | 0.2096 | 0.2096 | 0.2096 | 0.2096 | 0.2096 | 0.2096 | 0.2096
BAU | S1D3 | 44 | PWRHYDBTNXX | Hydro – Reservoir, Bhutan, region XX (investable) | 13 | CapacityFactor | fraction | User defined | 0 | 0.2117 | 0.2117 | 0.2117 | 0.2117 | 0.2117 | 0.2117 | 0.2117 | 0.2117 | 0.2117 | 0.2117 | 0.2117 | 0.2117 | 0.2117 | 0.2117 | 0.2117 | 0.2117 | 0.2117 | 0.2117 | 0.2117 | 0.2117 | 0.2117 | 0.2117 | 0.2117 | 0.2117 | 0.2117 | 0.2117 | 0.2117 | 0.2117
BAU | S2D1 | 44 | PWRHYDBTNXX | Hydro – Reservoir, Bhutan, region XX (investable) | 13 | CapacityFactor | fraction | User defined | 0 | 0.1851 | 0.1851 | 0.1851 | 0.1851 | 0.1851 | 0.1851 | 0.1851 | 0.1851 | 0.1851 | 0.1851 | 0.1851 | 0.1851 | 0.1851 | 0.1851 | 0.1851 | 0.1851 | 0.1851 | 0.1851 | 0.1851 | 0.1851 | 0.1851 | 0.1851 | 0.1851 | 0.1851 | 0.1851 | 0.1851 | 0.1851 | 0.1851
BAU | S2D2 | 44 | PWRHYDBTNXX | Hydro – Reservoir, Bhutan, region XX (investable) | 13 | CapacityFactor | fraction | User defined | 0 | 0.1988 | 0.1988 | 0.1988 | 0.1988 | 0.1988 | 0.1988 | 0.1988 | 0.1988 | 0.1988 | 0.1988 | 0.1988 | 0.1988 | 0.1988 | 0.1988 | 0.1988 | 0.1988 | 0.1988 | 0.1988 | 0.1988 | 0.1988 | 0.1988 | 0.1988 | 0.1988 | 0.1988 | 0.1988 | 0.1988 | 0.1988 | 0.1988
BAU | S2D3 | 44 | PWRHYDBTNXX | Hydro – Reservoir, Bhutan, region XX (investable) | 13 | CapacityFactor | fraction | User defined | 0 | 0.2007 | 0.2007 | 0.2007 | 0.2007 | 0.2007 | 0.2007 | 0.2007 | 0.2007 | 0.2007 | 0.2007 | 0.2007 | 0.2007 | 0.2007 | 0.2007 | 0.2007 | 0.2007 | 0.2007 | 0.2007 | 0.2007 | 0.2007 | 0.2007 | 0.2007 | 0.2007 | 0.2007 | 0.2007 | 0.2007 | 0.2007 | 0.2007
BAU | S3D1 | 44 | PWRHYDBTNXX | Hydro – Reservoir, Bhutan, region XX (investable) | 13 | CapacityFactor | fraction | User defined | 0 | 0.8201 | 0.8201 | 0.8201 | 0.8201 | 0.8201 | 0.8201 | 0.8201 | 0.8201 | 0.8201 | 0.8201 | 0.8201 | 0.8201 | 0.8201 | 0.8201 | 0.8201 | 0.8201 | 0.8201 | 0.8201 | 0.8201 | 0.8201 | 0.8201 | 0.8201 | 0.8201 | 0.8201 | 0.8201 | 0.8201 | 0.8201 | 0.8201
BAU | S3D2 | 44 | PWRHYDBTNXX | Hydro – Reservoir, Bhutan, region XX (investable) | 13 | CapacityFactor | fraction | User defined | 0 | 0.8805 | 0.8805 | 0.8805 | 0.8805 | 0.8805 | 0.8805 | 0.8805 | 0.8805 | 0.8805 | 0.8805 | 0.8805 | 0.8805 | 0.8805 | 0.8805 | 0.8805 | 0.8805 | 0.8805 | 0.8805 | 0.8805 | 0.8805 | 0.8805 | 0.8805 | 0.8805 | 0.8805 | 0.8805 | 0.8805 | 0.8805 | 0.8805
BAU | S3D3 | 44 | PWRHYDBTNXX | Hydro – Reservoir, Bhutan, region XX (investable) | 13 | CapacityFactor | fraction | User defined | 0 | 0.8891 | 0.8891 | 0.8891 | 0.8891 | 0.8891 | 0.8891 | 0.8891 | 0.8891 | 0.8891 | 0.8891 | 0.8891 | 0.8891 | 0.8891 | 0.8891 | 0.8891 | 0.8891 | 0.8891 | 0.8891 | 0.8891 | 0.8891 | 0.8891 | 0.8891 | 0.8891 | 0.8891 | 0.8891 | 0.8891 | 0.8891 | 0.8891
BAU | S4D1 | 44 | PWRHYDBTNXX | Hydro – Reservoir, Bhutan, region XX (investable) | 13 | CapacityFactor | fraction | User defined | 0 | 0.5986 | 0.5986 | 0.5986 | 0.5986 | 0.5986 | 0.5986 | 0.5986 | 0.5986 | 0.5986 | 0.5986 | 0.5986 | 0.5986 | 0.5986 | 0.5986 | 0.5986 | 0.5986 | 0.5986 | 0.5986 | 0.5986 | 0.5986 | 0.5986 | 0.5986 | 0.5986 | 0.5986 | 0.5986 | 0.5986 | 0.5986 | 0.5986
BAU | S4D2 | 44 | PWRHYDBTNXX | Hydro – Reservoir, Bhutan, region XX (investable) | 13 | CapacityFactor | fraction | User defined | 0 | 0.6427 | 0.6427 | 0.6427 | 0.6427 | 0.6427 | 0.6427 | 0.6427 | 0.6427 | 0.6427 | 0.6427 | 0.6427 | 0.6427 | 0.6427 | 0.6427 | 0.6427 | 0.6427 | 0.6427 | 0.6427 | 0.6427 | 0.6427 | 0.6427 | 0.6427 | 0.6427 | 0.6427 | 0.6427 | 0.6427 | 0.6427 | 0.6427
BAU | S4D3 | 44 | PWRHYDBTNXX | Hydro – Reservoir, Bhutan, region XX (investable) | 13 | CapacityFactor | fraction | User defined | 0 | 0.649 | 0.649 | 0.649 | 0.649 | 0.649 | 0.649 | 0.649 | 0.649 | 0.649 | 0.649 | 0.649 | 0.649 | 0.649 | 0.649 | 0.649 | 0.649 | 0.649 | 0.649 | 0.649 | 0.649 | 0.649 | 0.649 | 0.649 | 0.649 | 0.649 | 0.649 | 0.649 | 0.649
BAU | S1D1 | 45 | PWRHYDINDNO | Hydro – Reservoir, India – North, region XX (investable) | 13 | CapacityFactor | fraction | User defined | 0 | 0.3 | 0.3 | 0.3 | 0.3 | 0.3 | 0.3 | 0.3 | 0.3 | 0.3 | 0.3 | 0.3 | 0.3 | 0.3 | 0.3 | 0.3 | 0.3 | 0.3 | 0.3 | 0.3 | 0.3 | 0.3 | 0.3 | 0.3 | 0.3 | 0.3 | 0.3 | 0.3 | 0.3
BAU | S1D2 | 45 | PWRHYDINDNO | Hydro – Reservoir, India – North, region XX (investable) | 13 | CapacityFactor | fraction | User defined | 0 | 0.3 | 0.3 | 0.3 | 0.3 | 0.3 | 0.3 | 0.3 | 0.3 | 0.3 | 0.3 | 0.3 | 0.3 | 0.3 | 0.3 | 0.3 | 0.3 | 0.3 | 0.3 | 0.3 | 0.3 | 0.3 | 0.3 | 0.3 | 0.3 | 0.3 | 0.3 | 0.3 | 0.3
BAU | S1D3 | 45 | PWRHYDINDNO | Hydro – Reservoir, India – North, region XX (investable) | 13 | CapacityFactor | fraction | User defined | 0 | 0.3 | 0.3 | 0.3 | 0.3 | 0.3 | 0.3 | 0.3 | 0.3 | 0.3 | 0.3 | 0.3 | 0.3 | 0.3 | 0.3 | 0.3 | 0.3 | 0.3 | 0.3 | 0.3 | 0.3 | 0.3 | 0.3 | 0.3 | 0.3 | 0.3 | 0.3 | 0.3 | 0.3
BAU | S2D1 | 45 | PWRHYDINDNO | Hydro – Reservoir, India – North, region XX (investable) | 13 | CapacityFactor | fraction | User defined | 0 | 0.45 | 0.45 | 0.45 | 0.45 | 0.45 | 0.45 | 0.45 | 0.45 | 0.45 | 0.45 | 0.45 | 0.45 | 0.45 | 0.45 | 0.45 | 0.45 | 0.45 | 0.45 | 0.45 | 0.45 | 0.45 | 0.45 | 0.45 | 0.45 | 0.45 | 0.45 | 0.45 | 0.45
BAU | S2D2 | 45 | PWRHYDINDNO | Hydro – Reservoir, India – North, region XX (investable) | 13 | CapacityFactor | fraction | User defined | 0 | 0.45 | 0.45 | 0.45 | 0.45 | 0.45 | 0.45 | 0.45 | 0.45 | 0.45 | 0.45 | 0.45 | 0.45 | 0.45 | 0.45 | 0.45 | 0.45 | 0.45 | 0.45 | 0.45 | 0.45 | 0.45 | 0.45 | 0.45 | 0.45 | 0.45 | 0.45 | 0.45 | 0.45
BAU | S2D3 | 45 | PWRHYDINDNO | Hydro – Reservoir, India – North, region XX (investable) | 13 | CapacityFactor | fraction | User defined | 0 | 0.45 | 0.45 | 0.45 | 0.45 | 0.45 | 0.45 | 0.45 | 0.45 | 0.45 | 0.45 | 0.45 | 0.45 | 0.45 | 0.45 | 0.45 | 0.45 | 0.45 | 0.45 | 0.45 | 0.45 | 0.45 | 0.45 | 0.45 | 0.45 | 0.45 | 0.45 | 0.45 | 0.45
BAU | S3D1 | 45 | PWRHYDINDNO | Hydro – Reservoir, India – North, region XX (investable) | 13 | CapacityFactor | fraction | User defined | 0 | 0.75 | 0.75 | 0.75 | 0.75 | 0.75 | 0.75 | 0.75 | 0.75 | 0.75 | 0.75 | 0.75 | 0.75 | 0.75 | 0.75 | 0.75 | 0.75 | 0.75 | 0.75 | 0.75 | 0.75 | 0.75 | 0.75 | 0.75 | 0.75 | 0.75 | 0.75 | 0.75 | 0.75
BAU | S3D2 | 45 | PWRHYDINDNO | Hydro – Reservoir, India – North, region XX (investable) | 13 | CapacityFactor | fraction | User defined | 0 | 0.75 | 0.75 | 0.75 | 0.75 | 0.75 | 0.75 | 0.75 | 0.75 | 0.75 | 0.75 | 0.75 | 0.75 | 0.75 | 0.75 | 0.75 | 0.75 | 0.75 | 0.75 | 0.75 | 0.75 | 0.75 | 0.75 | 0.75 | 0.75 | 0.75 | 0.75 | 0.75 | 0.75
BAU | S3D3 | 45 | PWRHYDINDNO | Hydro – Reservoir, India – North, region XX (investable) | 13 | CapacityFactor | fraction | User defined | 0 | 0.75 | 0.75 | 0.75 | 0.75 | 0.75 | 0.75 | 0.75 | 0.75 | 0.75 | 0.75 | 0.75 | 0.75 | 0.75 | 0.75 | 0.75 | 0.75 | 0.75 | 0.75 | 0.75 | 0.75 | 0.75 | 0.75 | 0.75 | 0.75 | 0.75 | 0.75 | 0.75 | 0.75
BAU | S4D1 | 45 | PWRHYDINDNO | Hydro – Reservoir, India – North, region XX (investable) | 13 | CapacityFactor | fraction | User defined | 0 | 0.6 | 0.6 | 0.6 | 0.6 | 0.6 | 0.6 | 0.6 | 0.6 | 0.6 | 0.6 | 0.6 | 0.6 | 0.6 | 0.6 | 0.6 | 0.6 | 0.6 | 0.6 | 0.6 | 0.6 | 0.6 | 0.6 | 0.6 | 0.6 | 0.6 | 0.6 | 0.6 | 0.6
BAU | S4D2 | 45 | PWRHYDINDNO | Hydro – Reservoir, India – North, region XX (investable) | 13 | CapacityFactor | fraction | User defined | 0 | 0.6 | 0.6 | 0.6 | 0.6 | 0.6 | 0.6 | 0.6 | 0.6 | 0.6 | 0.6 | 0.6 | 0.6 | 0.6 | 0.6 | 0.6 | 0.6 | 0.6 | 0.6 | 0.6 | 0.6 | 0.6 | 0.6 | 0.6 | 0.6 | 0.6 | 0.6 | 0.6 | 0.6
BAU | S4D3 | 45 | PWRHYDINDNO | Hydro – Reservoir, India – North, region XX (investable) | 13 | CapacityFactor | fraction | User defined | 0 | 0.6 | 0.6 | 0.6 | 0.6 | 0.6 | 0.6 | 0.6 | 0.6 | 0.6 | 0.6 | 0.6 | 0.6 | 0.6 | 0.6 | 0.6 | 0.6 | 0.6 | 0.6 | 0.6 | 0.6 | 0.6 | 0.6 | 0.6 | 0.6 | 0.6 | 0.6 | 0.6 | 0.6
BAU | S1D1 | 46 | PWRHYDINDNE | Hydro – Reservoir, India – Northeast, region XX (investable) | 13 | CapacityFactor | fraction | User defined | 0 | 0.28 | 0.28 | 0.28 | 0.28 | 0.28 | 0.28 | 0.28 | 0.28 | 0.28 | 0.28 | 0.28 | 0.28 | 0.28 | 0.28 | 0.28 | 0.28 | 0.28 | 0.28 | 0.28 | 0.28 | 0.28 | 0.28 | 0.28 | 0.28 | 0.28 | 0.28 | 0.28 | 0.28
BAU | S1D2 | 46 | PWRHYDINDNE | Hydro – Reservoir, India – Northeast, region XX (investable) | 13 | CapacityFactor | fraction | User defined | 0 | 0.28 | 0.28 | 0.28 | 0.28 | 0.28 | 0.28 | 0.28 | 0.28 | 0.28 | 0.28 | 0.28 | 0.28 | 0.28 | 0.28 | 0.28 | 0.28 | 0.28 | 0.28 | 0.28 | 0.28 | 0.28 | 0.28 | 0.28 | 0.28 | 0.28 | 0.28 | 0.28 | 0.28
BAU | S1D3 | 46 | PWRHYDINDNE | Hydro – Reservoir, India – Northeast, region XX (investable) | 13 | CapacityFactor | fraction | User defined | 0 | 0.28 | 0.28 | 0.28 | 0.28 | 0.28 | 0.28 | 0.28 | 0.28 | 0.28 | 0.28 | 0.28 | 0.28 | 0.28 | 0.28 | 0.28 | 0.28 | 0.28 | 0.28 | 0.28 | 0.28 | 0.28 | 0.28 | 0.28 | 0.28 | 0.28 | 0.28 | 0.28 | 0.28
BAU | S2D1 | 46 | PWRHYDINDNE | Hydro – Reservoir, India – Northeast, region XX (investable) | 13 | CapacityFactor | fraction | User defined | 0 | 0.42 | 0.42 | 0.42 | 0.42 | 0.42 | 0.42 | 0.42 | 0.42 | 0.42 | 0.42 | 0.42 | 0.42 | 0.42 | 0.42 | 0.42 | 0.42 | 0.42 | 0.42 | 0.42 | 0.42 | 0.42 | 0.42 | 0.42 | 0.42 | 0.42 | 0.42 | 0.42 | 0.42
BAU | S2D2 | 46 | PWRHYDINDNE | Hydro – Reservoir, India – Northeast, region XX (investable) | 13 | CapacityFactor | fraction | User defined | 0 | 0.42 | 0.42 | 0.42 | 0.42 | 0.42 | 0.42 | 0.42 | 0.42 | 0.42 | 0.42 | 0.42 | 0.42 | 0.42 | 0.42 | 0.42 | 0.42 | 0.42 | 0.42 | 0.42 | 0.42 | 0.42 | 0.42 | 0.42 | 0.42 | 0.42 | 0.42 | 0.42 | 0.42
BAU | S2D3 | 46 | PWRHYDINDNE | Hydro – Reservoir, India – Northeast, region XX (investable) | 13 | CapacityFactor | fraction | User defined | 0 | 0.42 | 0.42 | 0.42 | 0.42 | 0.42 | 0.42 | 0.42 | 0.42 | 0.42 | 0.42 | 0.42 | 0.42 | 0.42 | 0.42 | 0.42 | 0.42 | 0.42 | 0.42 | 0.42 | 0.42 | 0.42 | 0.42 | 0.42 | 0.42 | 0.42 | 0.42 | 0.42 | 0.42
BAU | S3D1 | 46 | PWRHYDINDNE | Hydro – Reservoir, India – Northeast, region XX (investable) | 13 | CapacityFactor | fraction | User defined | 0 | 0.78 | 0.78 | 0.78 | 0.78 | 0.78 | 0.78 | 0.78 | 0.78 | 0.78 | 0.78 | 0.78 | 0.78 | 0.78 | 0.78 | 0.78 | 0.78 | 0.78 | 0.78 | 0.78 | 0.78 | 0.78 | 0.78 | 0.78 | 0.78 | 0.78 | 0.78 | 0.78 | 0.78
BAU | S3D2 | 46 | PWRHYDINDNE | Hydro – Reservoir, India – Northeast, region XX (investable) | 13 | CapacityFactor | fraction | User defined | 0 | 0.78 | 0.78 | 0.78 | 0.78 | 0.78 | 0.78 | 0.78 | 0.78 | 0.78 | 0.78 | 0.78 | 0.78 | 0.78 | 0.78 | 0.78 | 0.78 | 0.78 | 0.78 | 0.78 | 0.78 | 0.78 | 0.78 | 0.78 | 0.78 | 0.78 | 0.78 | 0.78 | 0.78
BAU | S3D3 | 46 | PWRHYDINDNE | Hydro – Reservoir, India – Northeast, region XX (investable) | 13 | CapacityFactor | fraction | User defined | 0 | 0.78 | 0.78 | 0.78 | 0.78 | 0.78 | 0.78 | 0.78 | 0.78 | 0.78 | 0.78 | 0.78 | 0.78 | 0.78 | 0.78 | 0.78 | 0.78 | 0.78 | 0.78 | 0.78 | 0.78 | 0.78 | 0.78 | 0.78 | 0.78 | 0.78 | 0.78 | 0.78 | 0.78
BAU | S4D1 | 46 | PWRHYDINDNE | Hydro – Reservoir, India – Northeast, region XX (investable) | 13 | CapacityFactor | fraction | User defined | 0 | 0.62 | 0.62 | 0.62 | 0.62 | 0.62 | 0.62 | 0.62 | 0.62 | 0.62 | 0.62 | 0.62 | 0.62 | 0.62 | 0.62 | 0.62 | 0.62 | 0.62 | 0.62 | 0.62 | 0.62 | 0.62 | 0.62 | 0.62 | 0.62 | 0.62 | 0.62 | 0.62 | 0.62
BAU | S4D2 | 46 | PWRHYDINDNE | Hydro – Reservoir, India – Northeast, region XX (investable) | 13 | CapacityFactor | fraction | User defined | 0 | 0.62 | 0.62 | 0.62 | 0.62 | 0.62 | 0.62 | 0.62 | 0.62 | 0.62 | 0.62 | 0.62 | 0.62 | 0.62 | 0.62 | 0.62 | 0.62 | 0.62 | 0.62 | 0.62 | 0.62 | 0.62 | 0.62 | 0.62 | 0.62 | 0.62 | 0.62 | 0.62 | 0.62
BAU | S4D3 | 46 | PWRHYDINDNE | Hydro – Reservoir, India – Northeast, region XX (investable) | 13 | CapacityFactor | fraction | User defined | 0 | 0.62 | 0.62 | 0.62 | 0.62 | 0.62 | 0.62 | 0.62 | 0.62 | 0.62 | 0.62 | 0.62 | 0.62 | 0.62 | 0.62 | 0.62 | 0.62 | 0.62 | 0.62 | 0.62 | 0.62 | 0.62 | 0.62 | 0.62 | 0.62 | 0.62 | 0.62 | 0.62 | 0.62
BAU | S1D1 | 47 | PWRHYDINDEA | Hydro – Reservoir, India – East, region XX (investable) | 13 | CapacityFactor | fraction | User defined | 0 | 0.3 | 0.3 | 0.3 | 0.3 | 0.3 | 0.3 | 0.3 | 0.3 | 0.3 | 0.3 | 0.3 | 0.3 | 0.3 | 0.3 | 0.3 | 0.3 | 0.3 | 0.3 | 0.3 | 0.3 | 0.3 | 0.3 | 0.3 | 0.3 | 0.3 | 0.3 | 0.3 | 0.3
BAU | S1D2 | 47 | PWRHYDINDEA | Hydro – Reservoir, India – East, region XX (investable) | 13 | CapacityFactor | fraction | User defined | 0 | 0.3 | 0.3 | 0.3 | 0.3 | 0.3 | 0.3 | 0.3 | 0.3 | 0.3 | 0.3 | 0.3 | 0.3 | 0.3 | 0.3 | 0.3 | 0.3 | 0.3 | 0.3 | 0.3 | 0.3 | 0.3 | 0.3 | 0.3 | 0.3 | 0.3 | 0.3 | 0.3 | 0.3
BAU | S1D3 | 47 | PWRHYDINDEA | Hydro – Reservoir, India – East, region XX (investable) | 13 | CapacityFactor | fraction | User defined | 0 | 0.3 | 0.3 | 0.3 | 0.3 | 0.3 | 0.3 | 0.3 | 0.3 | 0.3 | 0.3 | 0.3 | 0.3 | 0.3 | 0.3 | 0.3 | 0.3 | 0.3 | 0.3 | 0.3 | 0.3 | 0.3 | 0.3 | 0.3 | 0.3 | 0.3 | 0.3 | 0.3 | 0.3
BAU | S2D1 | 47 | PWRHYDINDEA | Hydro – Reservoir, India – East, region XX (investable) | 13 | CapacityFactor | fraction | User defined | 0 | 0.4 | 0.4 | 0.4 | 0.4 | 0.4 | 0.4 | 0.4 | 0.4 | 0.4 | 0.4 | 0.4 | 0.4 | 0.4 | 0.4 | 0.4 | 0.4 | 0.4 | 0.4 | 0.4 | 0.4 | 0.4 | 0.4 | 0.4 | 0.4 | 0.4 | 0.4 | 0.4 | 0.4
BAU | S2D2 | 47 | PWRHYDINDEA | Hydro – Reservoir, India – East, region XX (investable) | 13 | CapacityFactor | fraction | User defined | 0 | 0.4 | 0.4 | 0.4 | 0.4 | 0.4 | 0.4 | 0.4 | 0.4 | 0.4 | 0.4 | 0.4 | 0.4 | 0.4 | 0.4 | 0.4 | 0.4 | 0.4 | 0.4 | 0.4 | 0.4 | 0.4 | 0.4 | 0.4 | 0.4 | 0.4 | 0.4 | 0.4 | 0.4
BAU | S2D3 | 47 | PWRHYDINDEA | Hydro – Reservoir, India – East, region XX (investable) | 13 | CapacityFactor | fraction | User defined | 0 | 0.4 | 0.4 | 0.4 | 0.4 | 0.4 | 0.4 | 0.4 | 0.4 | 0.4 | 0.4 | 0.4 | 0.4 | 0.4 | 0.4 | 0.4 | 0.4 | 0.4 | 0.4 | 0.4 | 0.4 | 0.4 | 0.4 | 0.4 | 0.4 | 0.4 | 0.4 | 0.4 | 0.4
BAU | S3D1 | 47 | PWRHYDINDEA | Hydro – Reservoir, India – East, region XX (investable) | 13 | CapacityFactor | fraction | User defined | 0 | 0.7 | 0.7 | 0.7 | 0.7 | 0.7 | 0.7 | 0.7 | 0.7 | 0.7 | 0.7 | 0.7 | 0.7 | 0.7 | 0.7 | 0.7 | 0.7 | 0.7 | 0.7 | 0.7 | 0.7 | 0.7 | 0.7 | 0.7 | 0.7 | 0.7 | 0.7 | 0.7 | 0.7
BAU | S3D2 | 47 | PWRHYDINDEA | Hydro – Reservoir, India – East, region XX (investable) | 13 | CapacityFactor | fraction | User defined | 0 | 0.7 | 0.7 | 0.7 | 0.7 | 0.7 | 0.7 | 0.7 | 0.7 | 0.7 | 0.7 | 0.7 | 0.7 | 0.7 | 0.7 | 0.7 | 0.7 | 0.7 | 0.7 | 0.7 | 0.7 | 0.7 | 0.7 | 0.7 | 0.7 | 0.7 | 0.7 | 0.7 | 0.7
BAU | S3D3 | 47 | PWRHYDINDEA | Hydro – Reservoir, India – East, region XX (investable) | 13 | CapacityFactor | fraction | User defined | 0 | 0.7 | 0.7 | 0.7 | 0.7 | 0.7 | 0.7 | 0.7 | 0.7 | 0.7 | 0.7 | 0.7 | 0.7 | 0.7 | 0.7 | 0.7 | 0.7 | 0.7 | 0.7 | 0.7 | 0.7 | 0.7 | 0.7 | 0.7 | 0.7 | 0.7 | 0.7 | 0.7 | 0.7
BAU | S4D1 | 47 | PWRHYDINDEA | Hydro – Reservoir, India – East, region XX (investable) | 13 | CapacityFactor | fraction | User defined | 0 | 0.55 | 0.55 | 0.55 | 0.55 | 0.55 | 0.55 | 0.55 | 0.55 | 0.55 | 0.55 | 0.55 | 0.55 | 0.55 | 0.55 | 0.55 | 0.55 | 0.55 | 0.55 | 0.55 | 0.55 | 0.55 | 0.55 | 0.55 | 0.55 | 0.55 | 0.55 | 0.55 | 0.55
BAU | S4D2 | 47 | PWRHYDINDEA | Hydro – Reservoir, India – East, region XX (investable) | 13 | CapacityFactor | fraction | User defined | 0 | 0.55 | 0.55 | 0.55 | 0.55 | 0.55 | 0.55 | 0.55 | 0.55 | 0.55 | 0.55 | 0.55 | 0.55 | 0.55 | 0.55 | 0.55 | 0.55 | 0.55 | 0.55 | 0.55 | 0.55 | 0.55 | 0.55 | 0.55 | 0.55 | 0.55 | 0.55 | 0.55 | 0.55
BAU | S4D3 | 47 | PWRHYDINDEA | Hydro – Reservoir, India – East, region XX (investable) | 13 | CapacityFactor | fraction | User defined | 0 | 0.55 | 0.55 | 0.55 | 0.55 | 0.55 | 0.55 | 0.55 | 0.55 | 0.55 | 0.55 | 0.55 | 0.55 | 0.55 | 0.55 | 0.55 | 0.55 | 0.55 | 0.55 | 0.55 | 0.55 | 0.55 | 0.55 | 0.55 | 0.55 | 0.55 | 0.55 | 0.55 | 0.55
BAU | S1D1 | 48 | PWRHYDLKAXX | Hydro – Reservoir, Sri Lanka, region XX (investable) | 13 | CapacityFactor | fraction | User defined | 0 | 0.3357 | 0.3357 | 0.3357 | 0.3357 | 0.3357 | 0.3357 | 0.3357 | 0.3357 | 0.3357 | 0.3357 | 0.3357 | 0.3357 | 0.3357 | 0.3357 | 0.3357 | 0.3357 | 0.3357 | 0.3357 | 0.3357 | 0.3357 | 0.3357 | 0.3357 | 0.3357 | 0.3357 | 0.3357 | 0.3357 | 0.3357 | 0.3357
BAU | S1D2 | 48 | PWRHYDLKAXX | Hydro – Reservoir, Sri Lanka, region XX (investable) | 13 | CapacityFactor | fraction | User defined | 0 | 0.4808 | 0.4808 | 0.4808 | 0.4808 | 0.4808 | 0.4808 | 0.4808 | 0.4808 | 0.4808 | 0.4808 | 0.4808 | 0.4808 | 0.4808 | 0.4808 | 0.4808 | 0.4808 | 0.4808 | 0.4808 | 0.4808 | 0.4808 | 0.4808 | 0.4808 | 0.4808 | 0.4808 | 0.4808 | 0.4808 | 0.4808 | 0.4808
BAU | S1D3 | 48 | PWRHYDLKAXX | Hydro – Reservoir, Sri Lanka, region XX (investable) | 13 | CapacityFactor | fraction | User defined | 0 | 0.507 | 0.507 | 0.507 | 0.507 | 0.507 | 0.507 | 0.507 | 0.507 | 0.507 | 0.507 | 0.507 | 0.507 | 0.507 | 0.507 | 0.507 | 0.507 | 0.507 | 0.507 | 0.507 | 0.507 | 0.507 | 0.507 | 0.507 | 0.507 | 0.507 | 0.507 | 0.507 | 0.507
BAU | S2D1 | 48 | PWRHYDLKAXX | Hydro – Reservoir, Sri Lanka, region XX (investable) | 13 | CapacityFactor | fraction | User defined | 0 | 0.1692 | 0.1692 | 0.1692 | 0.1692 | 0.1692 | 0.1692 | 0.1692 | 0.1692 | 0.1692 | 0.1692 | 0.1692 | 0.1692 | 0.1692 | 0.1692 | 0.1692 | 0.1692 | 0.1692 | 0.1692 | 0.1692 | 0.1692 | 0.1692 | 0.1692 | 0.1692 | 0.1692 | 0.1692 | 0.1692 | 0.1692 | 0.1692
BAU | S2D2 | 48 | PWRHYDLKAXX | Hydro – Reservoir, Sri Lanka, region XX (investable) | 13 | CapacityFactor | fraction | User defined | 0 | 0.2895 | 0.2895 | 0.2895 | 0.2895 | 0.2895 | 0.2895 | 0.2895 | 0.2895 | 0.2895 | 0.2895 | 0.2895 | 0.2895 | 0.2895 | 0.2895 | 0.2895 | 0.2895 | 0.2895 | 0.2895 | 0.2895 | 0.2895 | 0.2895 | 0.2895 | 0.2895 | 0.2895 | 0.2895 | 0.2895 | 0.2895 | 0.2895
BAU | S2D3 | 48 | PWRHYDLKAXX | Hydro – Reservoir, Sri Lanka, region XX (investable) | 13 | CapacityFactor | fraction | User defined | 0 | 0.3754 | 0.3754 | 0.3754 | 0.3754 | 0.3754 | 0.3754 | 0.3754 | 0.3754 | 0.3754 | 0.3754 | 0.3754 | 0.3754 | 0.3754 | 0.3754 | 0.3754 | 0.3754 | 0.3754 | 0.3754 | 0.3754 | 0.3754 | 0.3754 | 0.3754 | 0.3754 | 0.3754 | 0.3754 | 0.3754 | 0.3754 | 0.3754
BAU | S3D1 | 48 | PWRHYDLKAXX | Hydro – Reservoir, Sri Lanka, region XX (investable) | 13 | CapacityFactor | fraction | User defined | 0 | 0.1814 | 0.1814 | 0.1814 | 0.1814 | 0.1814 | 0.1814 | 0.1814 | 0.1814 | 0.1814 | 0.1814 | 0.1814 | 0.1814 | 0.1814 | 0.1814 | 0.1814 | 0.1814 | 0.1814 | 0.1814 | 0.1814 | 0.1814 | 0.1814 | 0.1814 | 0.1814 | 0.1814 | 0.1814 | 0.1814 | 0.1814 | 0.1814
BAU | S3D2 | 48 | PWRHYDLKAXX | Hydro – Reservoir, Sri Lanka, region XX (investable) | 13 | CapacityFactor | fraction | User defined | 0 | 0.2702 | 0.2702 | 0.2702 | 0.2702 | 0.2702 | 0.2702 | 0.2702 | 0.2702 | 0.2702 | 0.2702 | 0.2702 | 0.2702 | 0.2702 | 0.2702 | 0.2702 | 0.2702 | 0.2702 | 0.2702 | 0.2702 | 0.2702 | 0.2702 | 0.2702 | 0.2702 | 0.2702 | 0.2702 | 0.2702 | 0.2702 | 0.2702
BAU | S3D3 | 48 | PWRHYDLKAXX | Hydro – Reservoir, Sri Lanka, region XX (investable) | 13 | CapacityFactor | fraction | User defined | 0 | 0.3278 | 0.3278 | 0.3278 | 0.3278 | 0.3278 | 0.3278 | 0.3278 | 0.3278 | 0.3278 | 0.3278 | 0.3278 | 0.3278 | 0.3278 | 0.3278 | 0.3278 | 0.3278 | 0.3278 | 0.3278 | 0.3278 | 0.3278 | 0.3278 | 0.3278 | 0.3278 | 0.3278 | 0.3278 | 0.3278 | 0.3278 | 0.3278
BAU | S4D1 | 48 | PWRHYDLKAXX | Hydro – Reservoir, Sri Lanka, region XX (investable) | 13 | CapacityFactor | fraction | User defined | 0 | 0.4793 | 0.4793 | 0.4793 | 0.4793 | 0.4793 | 0.4793 | 0.4793 | 0.4793 | 0.4793 | 0.4793 | 0.4793 | 0.4793 | 0.4793 | 0.4793 | 0.4793 | 0.4793 | 0.4793 | 0.4793 | 0.4793 | 0.4793 | 0.4793 | 0.4793 | 0.4793 | 0.4793 | 0.4793 | 0.4793 | 0.4793 | 0.4793
BAU | S4D2 | 48 | PWRHYDLKAXX | Hydro – Reservoir, Sri Lanka, region XX (investable) | 13 | CapacityFactor | fraction | User defined | 0 | 0.6477 | 0.6477 | 0.6477 | 0.6477 | 0.6477 | 0.6477 | 0.6477 | 0.6477 | 0.6477 | 0.6477 | 0.6477 | 0.6477 | 0.6477 | 0.6477 | 0.6477 | 0.6477 | 0.6477 | 0.6477 | 0.6477 | 0.6477 | 0.6477 | 0.6477 | 0.6477 | 0.6477 | 0.6477 | 0.6477 | 0.6477 | 0.6477
BAU | S4D3 | 48 | PWRHYDLKAXX | Hydro – Reservoir, Sri Lanka, region XX (investable) | 13 | CapacityFactor | fraction | User defined | 0 | 0.6914 | 0.6914 | 0.6914 | 0.6914 | 0.6914 | 0.6914 | 0.6914 | 0.6914 | 0.6914 | 0.6914 | 0.6914 | 0.6914 | 0.6914 | 0.6914 | 0.6914 | 0.6914 | 0.6914 | 0.6914 | 0.6914 | 0.6914 | 0.6914 | 0.6914 | 0.6914 | 0.6914 | 0.6914 | 0.6914 | 0.6914 | 0.6914
BAU | S1D1 | 49 | PWRHYDNPLXX | Hydro – Run-of-River, Nepal, region XX (investable) | 13 | CapacityFactor | fraction | User defined | 0 | 0.25 | 0.25 | 0.25 | 0.25 | 0.25 | 0.25 | 0.25 | 0.25 | 0.25 | 0.25 | 0.25 | 0.25 | 0.25 | 0.25 | 0.25 | 0.25 | 0.25 | 0.25 | 0.25 | 0.25 | 0.25 | 0.25 | 0.25 | 0.25 | 0.25 | 0.25 | 0.25 | 0.25
BAU | S1D2 | 49 | PWRHYDNPLXX | Hydro – Run-of-River, Nepal, region XX (investable) | 13 | CapacityFactor | fraction | User defined | 0 | 0.26 | 0.26 | 0.26 | 0.26 | 0.26 | 0.26 | 0.26 | 0.26 | 0.26 | 0.26 | 0.26 | 0.26 | 0.26 | 0.26 | 0.26 | 0.26 | 0.26 | 0.26 | 0.26 | 0.26 | 0.26 | 0.26 | 0.26 | 0.26 | 0.26 | 0.26 | 0.26 | 0.26
BAU | S1D3 | 49 | PWRHYDNPLXX | Hydro – Run-of-River, Nepal, region XX (investable) | 13 | CapacityFactor | fraction | User defined | 0 | 0.26 | 0.26 | 0.26 | 0.26 | 0.26 | 0.26 | 0.26 | 0.26 | 0.26 | 0.26 | 0.26 | 0.26 | 0.26 | 0.26 | 0.26 | 0.26 | 0.26 | 0.26 | 0.26 | 0.26 | 0.26 | 0.26 | 0.26 | 0.26 | 0.26 | 0.26 | 0.26 | 0.26
BAU | S2D1 | 49 | PWRHYDNPLXX | Hydro – Run-of-River, Nepal, region XX (investable) | 13 | CapacityFactor | fraction | User defined | 0 | 0.33 | 0.33 | 0.33 | 0.33 | 0.33 | 0.33 | 0.33 | 0.33 | 0.33 | 0.33 | 0.33 | 0.33 | 0.33 | 0.33 | 0.33 | 0.33 | 0.33 | 0.33 | 0.33 | 0.33 | 0.33 | 0.33 | 0.33 | 0.33 | 0.33 | 0.33 | 0.33 | 0.33
BAU | S2D2 | 49 | PWRHYDNPLXX | Hydro – Run-of-River, Nepal, region XX (investable) | 13 | CapacityFactor | fraction | User defined | 0 | 0.35 | 0.35 | 0.35 | 0.35 | 0.35 | 0.35 | 0.35 | 0.35 | 0.35 | 0.35 | 0.35 | 0.35 | 0.35 | 0.35 | 0.35 | 0.35 | 0.35 | 0.35 | 0.35 | 0.35 | 0.35 | 0.35 | 0.35 | 0.35 | 0.35 | 0.35 | 0.35 | 0.35
BAU | S2D3 | 49 | PWRHYDNPLXX | Hydro – Run-of-River, Nepal, region XX (investable) | 13 | CapacityFactor | fraction | User defined | 0 | 0.35 | 0.35 | 0.35 | 0.35 | 0.35 | 0.35 | 0.35 | 0.35 | 0.35 | 0.35 | 0.35 | 0.35 | 0.35 | 0.35 | 0.35 | 0.35 | 0.35 | 0.35 | 0.35 | 0.35 | 0.35 | 0.35 | 0.35 | 0.35 | 0.35 | 0.35 | 0.35 | 0.35
BAU | S3D1 | 49 | PWRHYDNPLXX | Hydro – Run-of-River, Nepal, region XX (investable) | 13 | CapacityFactor | fraction | User defined | 0 | 0.85 | 0.85 | 0.85 | 0.85 | 0.85 | 0.85 | 0.85 | 0.85 | 0.85 | 0.85 | 0.85 | 0.85 | 0.85 | 0.85 | 0.85 | 0.85 | 0.85 | 0.85 | 0.85 | 0.85 | 0.85 | 0.85 | 0.85 | 0.85 | 0.85 | 0.85 | 0.85 | 0.85
BAU | S3D2 | 49 | PWRHYDNPLXX | Hydro – Run-of-River, Nepal, region XX (investable) | 13 | CapacityFactor | fraction | User defined | 0 | 0.88 | 0.88 | 0.88 | 0.88 | 0.88 | 0.88 | 0.88 | 0.88 | 0.88 | 0.88 | 0.88 | 0.88 | 0.88 | 0.88 | 0.88 | 0.88 | 0.88 | 0.88 | 0.88 | 0.88 | 0.88 | 0.88 | 0.88 | 0.88 | 0.88 | 0.88 | 0.88 | 0.88
BAU | S3D3 | 49 | PWRHYDNPLXX | Hydro – Run-of-River, Nepal, region XX (investable) | 13 | CapacityFactor | fraction | User defined | 0 | 0.88 | 0.88 | 0.88 | 0.88 | 0.88 | 0.88 | 0.88 | 0.88 | 0.88 | 0.88 | 0.88 | 0.88 | 0.88 | 0.88 | 0.88 | 0.88 | 0.88 | 0.88 | 0.88 | 0.88 | 0.88 | 0.88 | 0.88 | 0.88 | 0.88 | 0.88 | 0.88 | 0.88
BAU | S4D1 | 49 | PWRHYDNPLXX | Hydro – Run-of-River, Nepal, region XX (investable) | 13 | CapacityFactor | fraction | User defined | 0 | 0.58 | 0.58 | 0.58 | 0.58 | 0.58 | 0.58 | 0.58 | 0.58 | 0.58 | 0.58 | 0.58 | 0.58 | 0.58 | 0.58 | 0.58 | 0.58 | 0.58 | 0.58 | 0.58 | 0.58 | 0.58 | 0.58 | 0.58 | 0.58 | 0.58 | 0.58 | 0.58 | 0.58
BAU | S4D2 | 49 | PWRHYDNPLXX | Hydro – Run-of-River, Nepal, region XX (investable) | 13 | CapacityFactor | fraction | User defined | 0 | 0.6 | 0.6 | 0.6 | 0.6 | 0.6 | 0.6 | 0.6 | 0.6 | 0.6 | 0.6 | 0.6 | 0.6 | 0.6 | 0.6 | 0.6 | 0.6 | 0.6 | 0.6 | 0.6 | 0.6 | 0.6 | 0.6 | 0.6 | 0.6 | 0.6 | 0.6 | 0.6 | 0.6
BAU | S4D3 | 49 | PWRHYDNPLXX | Hydro – Run-of-River, Nepal, region XX (investable) | 13 | CapacityFactor | fraction | User defined | 0 | 0.6 | 0.6 | 0.6 | 0.6 | 0.6 | 0.6 | 0.6 | 0.6 | 0.6 | 0.6 | 0.6 | 0.6 | 0.6 | 0.6 | 0.6 | 0.6 | 0.6 | 0.6 | 0.6 | 0.6 | 0.6 | 0.6 | 0.6 | 0.6 | 0.6 | 0.6 | 0.6 | 0.6
BAU | S1D1 | 50 | PWRHYDBTNXX | Hydro – Run-of-River, Bhutan, region XX (investable) | 13 | CapacityFactor | fraction | User defined | 0 | 0.1952 | 0.1952 | 0.1952 | 0.1952 | 0.1952 | 0.1952 | 0.1952 | 0.1952 | 0.1952 | 0.1952 | 0.1952 | 0.1952 | 0.1952 | 0.1952 | 0.1952 | 0.1952 | 0.1952 | 0.1952 | 0.1952 | 0.1952 | 0.1952 | 0.1952 | 0.1952 | 0.1952 | 0.1952 | 0.1952 | 0.1952 | 0.1952
BAU | S1D2 | 50 | PWRHYDBTNXX | Hydro – Run-of-River, Bhutan, region XX (investable) | 13 | CapacityFactor | fraction | User defined | 0 | 0.2096 | 0.2096 | 0.2096 | 0.2096 | 0.2096 | 0.2096 | 0.2096 | 0.2096 | 0.2096 | 0.2096 | 0.2096 | 0.2096 | 0.2096 | 0.2096 | 0.2096 | 0.2096 | 0.2096 | 0.2096 | 0.2096 | 0.2096 | 0.2096 | 0.2096 | 0.2096 | 0.2096 | 0.2096 | 0.2096 | 0.2096 | 0.2096
BAU | S1D3 | 50 | PWRHYDBTNXX | Hydro – Run-of-River, Bhutan, region XX (investable) | 13 | CapacityFactor | fraction | User defined | 0 | 0.2117 | 0.2117 | 0.2117 | 0.2117 | 0.2117 | 0.2117 | 0.2117 | 0.2117 | 0.2117 | 0.2117 | 0.2117 | 0.2117 | 0.2117 | 0.2117 | 0.2117 | 0.2117 | 0.2117 | 0.2117 | 0.2117 | 0.2117 | 0.2117 | 0.2117 | 0.2117 | 0.2117 | 0.2117 | 0.2117 | 0.2117 | 0.2117
BAU | S2D1 | 50 | PWRHYDBTNXX | Hydro – Run-of-River, Bhutan, region XX (investable) | 13 | CapacityFactor | fraction | User defined | 0 | 0.1851 | 0.1851 | 0.1851 | 0.1851 | 0.1851 | 0.1851 | 0.1851 | 0.1851 | 0.1851 | 0.1851 | 0.1851 | 0.1851 | 0.1851 | 0.1851 | 0.1851 | 0.1851 | 0.1851 | 0.1851 | 0.1851 | 0.1851 | 0.1851 | 0.1851 | 0.1851 | 0.1851 | 0.1851 | 0.1851 | 0.1851 | 0.1851
BAU | S2D2 | 50 | PWRHYDBTNXX | Hydro – Run-of-River, Bhutan, region XX (investable) | 13 | CapacityFactor | fraction | User defined | 0 | 0.1988 | 0.1988 | 0.1988 | 0.1988 | 0.1988 | 0.1988 | 0.1988 | 0.1988 | 0.1988 | 0.1988 | 0.1988 | 0.1988 | 0.1988 | 0.1988 | 0.1988 | 0.1988 | 0.1988 | 0.1988 | 0.1988 | 0.1988 | 0.1988 | 0.1988 | 0.1988 | 0.1988 | 0.1988 | 0.1988 | 0.1988 | 0.1988
BAU | S2D3 | 50 | PWRHYDBTNXX | Hydro – Run-of-River, Bhutan, region XX (investable) | 13 | CapacityFactor | fraction | User defined | 0 | 0.2007 | 0.2007 | 0.2007 | 0.2007 | 0.2007 | 0.2007 | 0.2007 | 0.2007 | 0.2007 | 0.2007 | 0.2007 | 0.2007 | 0.2007 | 0.2007 | 0.2007 | 0.2007 | 0.2007 | 0.2007 | 0.2007 | 0.2007 | 0.2007 | 0.2007 | 0.2007 | 0.2007 | 0.2007 | 0.2007 | 0.2007 | 0.2007
BAU | S3D1 | 50 | PWRHYDBTNXX | Hydro – Run-of-River, Bhutan, region XX (investable) | 13 | CapacityFactor | fraction | User defined | 0 | 0.8201 | 0.8201 | 0.8201 | 0.8201 | 0.8201 | 0.8201 | 0.8201 | 0.8201 | 0.8201 | 0.8201 | 0.8201 | 0.8201 | 0.8201 | 0.8201 | 0.8201 | 0.8201 | 0.8201 | 0.8201 | 0.8201 | 0.8201 | 0.8201 | 0.8201 | 0.8201 | 0.8201 | 0.8201 | 0.8201 | 0.8201 | 0.8201
BAU | S3D2 | 50 | PWRHYDBTNXX | Hydro – Run-of-River, Bhutan, region XX (investable) | 13 | CapacityFactor | fraction | User defined | 0 | 0.8805 | 0.8805 | 0.8805 | 0.8805 | 0.8805 | 0.8805 | 0.8805 | 0.8805 | 0.8805 | 0.8805 | 0.8805 | 0.8805 | 0.8805 | 0.8805 | 0.8805 | 0.8805 | 0.8805 | 0.8805 | 0.8805 | 0.8805 | 0.8805 | 0.8805 | 0.8805 | 0.8805 | 0.8805 | 0.8805 | 0.8805 | 0.8805
BAU | S3D3 | 50 | PWRHYDBTNXX | Hydro – Run-of-River, Bhutan, region XX (investable) | 13 | CapacityFactor | fraction | User defined | 0 | 0.8891 | 0.8891 | 0.8891 | 0.8891 | 0.8891 | 0.8891 | 0.8891 | 0.8891 | 0.8891 | 0.8891 | 0.8891 | 0.8891 | 0.8891 | 0.8891 | 0.8891 | 0.8891 | 0.8891 | 0.8891 | 0.8891 | 0.8891 | 0.8891 | 0.8891 | 0.8891 | 0.8891 | 0.8891 | 0.8891 | 0.8891 | 0.8891
BAU | S4D1 | 50 | PWRHYDBTNXX | Hydro – Run-of-River, Bhutan, region XX (investable) | 13 | CapacityFactor | fraction | User defined | 0 | 0.5986 | 0.5986 | 0.5986 | 0.5986 | 0.5986 | 0.5986 | 0.5986 | 0.5986 | 0.5986 | 0.5986 | 0.5986 | 0.5986 | 0.5986 | 0.5986 | 0.5986 | 0.5986 | 0.5986 | 0.5986 | 0.5986 | 0.5986 | 0.5986 | 0.5986 | 0.5986 | 0.5986 | 0.5986 | 0.5986 | 0.5986 | 0.5986
BAU | S4D2 | 50 | PWRHYDBTNXX | Hydro – Run-of-River, Bhutan, region XX (investable) | 13 | CapacityFactor | fraction | User defined | 0 | 0.6427 | 0.6427 | 0.6427 | 0.6427 | 0.6427 | 0.6427 | 0.6427 | 0.6427 | 0.6427 | 0.6427 | 0.6427 | 0.6427 | 0.6427 | 0.6427 | 0.6427 | 0.6427 | 0.6427 | 0.6427 | 0.6427 | 0.6427 | 0.6427 | 0.6427 | 0.6427 | 0.6427 | 0.6427 | 0.6427 | 0.6427 | 0.6427
BAU | S4D3 | 50 | PWRHYDBTNXX | Hydro – Run-of-River, Bhutan, region XX (investable) | 13 | CapacityFactor | fraction | User defined | 0 | 0.649 | 0.649 | 0.649 | 0.649 | 0.649 | 0.649 | 0.649 | 0.649 | 0.649 | 0.649 | 0.649 | 0.649 | 0.649 | 0.649 | 0.649 | 0.649 | 0.649 | 0.649 | 0.649 | 0.649 | 0.649 | 0.649 | 0.649 | 0.649 | 0.649 | 0.649 | 0.649 | 0.649
BAU | S1D1 | 51 | PWRHYDINDNO | Hydro – Run-of-River, India – North, region XX (investable) | 13 | CapacityFactor | fraction | User defined | 0 | 0.18 | 0.18 | 0.18 | 0.18 | 0.18 | 0.18 | 0.18 | 0.18 | 0.18 | 0.18 | 0.18 | 0.18 | 0.18 | 0.18 | 0.18 | 0.18 | 0.18 | 0.18 | 0.18 | 0.18 | 0.18 | 0.18 | 0.18 | 0.18 | 0.18 | 0.18 | 0.18 | 0.18
BAU | S1D2 | 51 | PWRHYDINDNO | Hydro – Run-of-River, India – North, region XX (investable) | 13 | CapacityFactor | fraction | User defined | 0 | 0.18 | 0.18 | 0.18 | 0.18 | 0.18 | 0.18 | 0.18 | 0.18 | 0.18 | 0.18 | 0.18 | 0.18 | 0.18 | 0.18 | 0.18 | 0.18 | 0.18 | 0.18 | 0.18 | 0.18 | 0.18 | 0.18 | 0.18 | 0.18 | 0.18 | 0.18 | 0.18 | 0.18
BAU | S1D3 | 51 | PWRHYDINDNO | Hydro – Run-of-River, India – North, region XX (investable) | 13 | CapacityFactor | fraction | User defined | 0 | 0.18 | 0.18 | 0.18 | 0.18 | 0.18 | 0.18 | 0.18 | 0.18 | 0.18 | 0.18 | 0.18 | 0.18 | 0.18 | 0.18 | 0.18 | 0.18 | 0.18 | 0.18 | 0.18 | 0.18 | 0.18 | 0.18 | 0.18 | 0.18 | 0.18 | 0.18 | 0.18 | 0.18
BAU | S2D1 | 51 | PWRHYDINDNO | Hydro – Run-of-River, India – North, region XX (investable) | 13 | CapacityFactor | fraction | User defined | 0 | 0.38 | 0.38 | 0.38 | 0.38 | 0.38 | 0.38 | 0.38 | 0.38 | 0.38 | 0.38 | 0.38 | 0.38 | 0.38 | 0.38 | 0.38 | 0.38 | 0.38 | 0.38 | 0.38 | 0.38 | 0.38 | 0.38 | 0.38 | 0.38 | 0.38 | 0.38 | 0.38 | 0.38
BAU | S2D2 | 51 | PWRHYDINDNO | Hydro – Run-of-River, India – North, region XX (investable) | 13 | CapacityFactor | fraction | User defined | 0 | 0.38 | 0.38 | 0.38 | 0.38 | 0.38 | 0.38 | 0.38 | 0.38 | 0.38 | 0.38 | 0.38 | 0.38 | 0.38 | 0.38 | 0.38 | 0.38 | 0.38 | 0.38 | 0.38 | 0.38 | 0.38 | 0.38 | 0.38 | 0.38 | 0.38 | 0.38 | 0.38 | 0.38
BAU | S2D3 | 51 | PWRHYDINDNO | Hydro – Run-of-River, India – North, region XX (investable) | 13 | CapacityFactor | fraction | User defined | 0 | 0.38 | 0.38 | 0.38 | 0.38 | 0.38 | 0.38 | 0.38 | 0.38 | 0.38 | 0.38 | 0.38 | 0.38 | 0.38 | 0.38 | 0.38 | 0.38 | 0.38 | 0.38 | 0.38 | 0.38 | 0.38 | 0.38 | 0.38 | 0.38 | 0.38 | 0.38 | 0.38 | 0.38
BAU | S3D1 | 51 | PWRHYDINDNO | Hydro – Run-of-River, India – North, region XX (investable) | 13 | CapacityFactor | fraction | User defined | 0 | 0.8 | 0.8 | 0.8 | 0.8 | 0.8 | 0.8 | 0.8 | 0.8 | 0.8 | 0.8 | 0.8 | 0.8 | 0.8 | 0.8 | 0.8 | 0.8 | 0.8 | 0.8 | 0.8 | 0.8 | 0.8 | 0.8 | 0.8 | 0.8 | 0.8 | 0.8 | 0.8 | 0.8
BAU | S3D2 | 51 | PWRHYDINDNO | Hydro – Run-of-River, India – North, region XX (investable) | 13 | CapacityFactor | fraction | User defined | 0 | 0.8 | 0.8 | 0.8 | 0.8 | 0.8 | 0.8 | 0.8 | 0.8 | 0.8 | 0.8 | 0.8 | 0.8 | 0.8 | 0.8 | 0.8 | 0.8 | 0.8 | 0.8 | 0.8 | 0.8 | 0.8 | 0.8 | 0.8 | 0.8 | 0.8 | 0.8 | 0.8 | 0.8
BAU | S3D3 | 51 | PWRHYDINDNO | Hydro – Run-of-River, India – North, region XX (investable) | 13 | CapacityFactor | fraction | User defined | 0 | 0.8 | 0.8 | 0.8 | 0.8 | 0.8 | 0.8 | 0.8 | 0.8 | 0.8 | 0.8 | 0.8 | 0.8 | 0.8 | 0.8 | 0.8 | 0.8 | 0.8 | 0.8 | 0.8 | 0.8 | 0.8 | 0.8 | 0.8 | 0.8 | 0.8 | 0.8 | 0.8 | 0.8
BAU | S4D1 | 51 | PWRHYDINDNO | Hydro – Run-of-River, India – North, region XX (investable) | 13 | CapacityFactor | fraction | User defined | 0 | 0.6 | 0.6 | 0.6 | 0.6 | 0.6 | 0.6 | 0.6 | 0.6 | 0.6 | 0.6 | 0.6 | 0.6 | 0.6 | 0.6 | 0.6 | 0.6 | 0.6 | 0.6 | 0.6 | 0.6 | 0.6 | 0.6 | 0.6 | 0.6 | 0.6 | 0.6 | 0.6 | 0.6
BAU | S4D2 | 51 | PWRHYDINDNO | Hydro – Run-of-River, India – North, region XX (investable) | 13 | CapacityFactor | fraction | User defined | 0 | 0.6 | 0.6 | 0.6 | 0.6 | 0.6 | 0.6 | 0.6 | 0.6 | 0.6 | 0.6 | 0.6 | 0.6 | 0.6 | 0.6 | 0.6 | 0.6 | 0.6 | 0.6 | 0.6 | 0.6 | 0.6 | 0.6 | 0.6 | 0.6 | 0.6 | 0.6 | 0.6 | 0.6
BAU | S4D3 | 51 | PWRHYDINDNO | Hydro – Run-of-River, India – North, region XX (investable) | 13 | CapacityFactor | fraction | User defined | 0 | 0.6 | 0.6 | 0.6 | 0.6 | 0.6 | 0.6 | 0.6 | 0.6 | 0.6 | 0.6 | 0.6 | 0.6 | 0.6 | 0.6 | 0.6 | 0.6 | 0.6 | 0.6 | 0.6 | 0.6 | 0.6 | 0.6 | 0.6 | 0.6 | 0.6 | 0.6 | 0.6 | 0.6
BAU | S1D1 | 52 | PWRHYDINDNE | Hydro – Run-of-River, India – Northeast, region XX (investable) | 13 | CapacityFactor | fraction | User defined | 0 | 0.2 | 0.2 | 0.2 | 0.2 | 0.2 | 0.2 | 0.2 | 0.2 | 0.2 | 0.2 | 0.2 | 0.2 | 0.2 | 0.2 | 0.2 | 0.2 | 0.2 | 0.2 | 0.2 | 0.2 | 0.2 | 0.2 | 0.2 | 0.2 | 0.2 | 0.2 | 0.2 | 0.2
BAU | S1D2 | 52 | PWRHYDINDNE | Hydro – Run-of-River, India – Northeast, region XX (investable) | 13 | CapacityFactor | fraction | User defined | 0 | 0.2 | 0.2 | 0.2 | 0.2 | 0.2 | 0.2 | 0.2 | 0.2 | 0.2 | 0.2 | 0.2 | 0.2 | 0.2 | 0.2 | 0.2 | 0.2 | 0.2 | 0.2 | 0.2 | 0.2 | 0.2 | 0.2 | 0.2 | 0.2 | 0.2 | 0.2 | 0.2 | 0.2
BAU | S1D3 | 52 | PWRHYDINDNE | Hydro – Run-of-River, India – Northeast, region XX (investable) | 13 | CapacityFactor | fraction | User defined | 0 | 0.2 | 0.2 | 0.2 | 0.2 | 0.2 | 0.2 | 0.2 | 0.2 | 0.2 | 0.2 | 0.2 | 0.2 | 0.2 | 0.2 | 0.2 | 0.2 | 0.2 | 0.2 | 0.2 | 0.2 | 0.2 | 0.2 | 0.2 | 0.2 | 0.2 | 0.2 | 0.2 | 0.2
BAU | S2D1 | 52 | PWRHYDINDNE | Hydro – Run-of-River, India – Northeast, region XX (investable) | 13 | CapacityFactor | fraction | User defined | 0 | 0.4 | 0.4 | 0.4 | 0.4 | 0.4 | 0.4 | 0.4 | 0.4 | 0.4 | 0.4 | 0.4 | 0.4 | 0.4 | 0.4 | 0.4 | 0.4 | 0.4 | 0.4 | 0.4 | 0.4 | 0.4 | 0.4 | 0.4 | 0.4 | 0.4 | 0.4 | 0.4 | 0.4
BAU | S2D2 | 52 | PWRHYDINDNE | Hydro – Run-of-River, India – Northeast, region XX (investable) | 13 | CapacityFactor | fraction | User defined | 0 | 0.4 | 0.4 | 0.4 | 0.4 | 0.4 | 0.4 | 0.4 | 0.4 | 0.4 | 0.4 | 0.4 | 0.4 | 0.4 | 0.4 | 0.4 | 0.4 | 0.4 | 0.4 | 0.4 | 0.4 | 0.4 | 0.4 | 0.4 | 0.4 | 0.4 | 0.4 | 0.4 | 0.4
BAU | S2D3 | 52 | PWRHYDINDNE | Hydro – Run-of-River, India – Northeast, region XX (investable) | 13 | CapacityFactor | fraction | User defined | 0 | 0.4 | 0.4 | 0.4 | 0.4 | 0.4 | 0.4 | 0.4 | 0.4 | 0.4 | 0.4 | 0.4 | 0.4 | 0.4 | 0.4 | 0.4 | 0.4 | 0.4 | 0.4 | 0.4 | 0.4 | 0.4 | 0.4 | 0.4 | 0.4 | 0.4 | 0.4 | 0.4 | 0.4
BAU | S3D1 | 52 | PWRHYDINDNE | Hydro – Run-of-River, India – Northeast, region XX (investable) | 13 | CapacityFactor | fraction | User defined | 0 | 0.82 | 0.82 | 0.82 | 0.82 | 0.82 | 0.82 | 0.82 | 0.82 | 0.82 | 0.82 | 0.82 | 0.82 | 0.82 | 0.82 | 0.82 | 0.82 | 0.82 | 0.82 | 0.82 | 0.82 | 0.82 | 0.82 | 0.82 | 0.82 | 0.82 | 0.82 | 0.82 | 0.82
BAU | S3D2 | 52 | PWRHYDINDNE | Hydro – Run-of-River, India – Northeast, region XX (investable) | 13 | CapacityFactor | fraction | User defined | 0 | 0.82 | 0.82 | 0.82 | 0.82 | 0.82 | 0.82 | 0.82 | 0.82 | 0.82 | 0.82 | 0.82 | 0.82 | 0.82 | 0.82 | 0.82 | 0.82 | 0.82 | 0.82 | 0.82 | 0.82 | 0.82 | 0.82 | 0.82 | 0.82 | 0.82 | 0.82 | 0.82 | 0.82
BAU | S3D3 | 52 | PWRHYDINDNE | Hydro – Run-of-River, India – Northeast, region XX (investable) | 13 | CapacityFactor | fraction | User defined | 0 | 0.82 | 0.82 | 0.82 | 0.82 | 0.82 | 0.82 | 0.82 | 0.82 | 0.82 | 0.82 | 0.82 | 0.82 | 0.82 | 0.82 | 0.82 | 0.82 | 0.82 | 0.82 | 0.82 | 0.82 | 0.82 | 0.82 | 0.82 | 0.82 | 0.82 | 0.82 | 0.82 | 0.82
BAU | S4D1 | 52 | PWRHYDINDNE | Hydro – Run-of-River, India – Northeast, region XX (investable) | 13 | CapacityFactor | fraction | User defined | 0 | 0.62 | 0.62 | 0.62 | 0.62 | 0.62 | 0.62 | 0.62 | 0.62 | 0.62 | 0.62 | 0.62 | 0.62 | 0.62 | 0.62 | 0.62 | 0.62 | 0.62 | 0.62 | 0.62 | 0.62 | 0.62 | 0.62 | 0.62 | 0.62 | 0.62 | 0.62 | 0.62 | 0.62
BAU | S4D2 | 52 | PWRHYDINDNE | Hydro – Run-of-River, India – Northeast, region XX (investable) | 13 | CapacityFactor | fraction | User defined | 0 | 0.62 | 0.62 | 0.62 | 0.62 | 0.62 | 0.62 | 0.62 | 0.62 | 0.62 | 0.62 | 0.62 | 0.62 | 0.62 | 0.62 | 0.62 | 0.62 | 0.62 | 0.62 | 0.62 | 0.62 | 0.62 | 0.62 | 0.62 | 0.62 | 0.62 | 0.62 | 0.62 | 0.62
BAU | S4D3 | 52 | PWRHYDINDNE | Hydro – Run-of-River, India – Northeast, region XX (investable) | 13 | CapacityFactor | fraction | User defined | 0 | 0.62 | 0.62 | 0.62 | 0.62 | 0.62 | 0.62 | 0.62 | 0.62 | 0.62 | 0.62 | 0.62 | 0.62 | 0.62 | 0.62 | 0.62 | 0.62 | 0.62 | 0.62 | 0.62 | 0.62 | 0.62 | 0.62 | 0.62 | 0.62 | 0.62 | 0.62 | 0.62 | 0.62
BAU | S1D1 | 53 | PWRHYDINDSO | Hydro – Pumped Storage, India – South, region XX (investable) | 13 | CapacityFactor | fraction | User defined | 0 | bar: 2023 to 2050
BAU | S1D2 | 53 | PWRHYDINDSO | Hydro – Pumped Storage, India – South, region XX (investable) | 13 | CapacityFactor | fraction | User defined | 0 | bar: 2023 to 2050
BAU | S1D3 | 53 | PWRHYDINDSO | Hydro – Pumped Storage, India – South, region XX (investable) | 13 | CapacityFactor | fraction | User defined | 0 | bar: 2023 to 2050
BAU | S2D1 | 53 | PWRHYDINDSO | Hydro – Pumped Storage, India – South, region XX (investable) | 13 | CapacityFactor | fraction | User defined | 0 | bar: 2023 to 2050
BAU | S2D2 | 53 | PWRHYDINDSO | Hydro – Pumped Storage, India – South, region XX (investable) | 13 | CapacityFactor | fraction | User defined | 0 | bar: 2023 to 2050
BAU | S2D3 | 53 | PWRHYDINDSO | Hydro – Pumped Storage, India – South, region XX (investable) | 13 | CapacityFactor | fraction | User defined | 0 | bar: 2023 to 2050
BAU | S3D1 | 53 | PWRHYDINDSO | Hydro – Pumped Storage, India – South, region XX (investable) | 13 | CapacityFactor | fraction | User defined | 0 | bar: 2023 to 2050
BAU | S3D2 | 53 | PWRHYDINDSO | Hydro – Pumped Storage, India – South, region XX (investable) | 13 | CapacityFactor | fraction | User defined | 0 | bar: 2023 to 2050
BAU | S3D3 | 53 | PWRHYDINDSO | Hydro – Pumped Storage, India – South, region XX (investable) | 13 | CapacityFactor | fraction | User defined | 0 | bar: 2023 to 2050
BAU | S4D1 | 53 | PWRHYDINDSO | Hydro – Pumped Storage, India – South, region XX (investable) | 13 | CapacityFactor | fraction | User defined | 0 | bar: 2023 to 2050
BAU | S4D2 | 53 | PWRHYDINDSO | Hydro – Pumped Storage, India – South, region XX (investable) | 13 | CapacityFactor | fraction | User defined | 0 | bar: 2023 to 2050
BAU | S4D3 | 53 | PWRHYDINDSO | Hydro – Pumped Storage, India – South, region XX (investable) | 13 | CapacityFactor | fraction | User defined | 0 | bar: 2023 to 2050
BAU | S1D1 | 54 | PWRHYDINDWE | Hydro – Pumped Storage, India – West, region XX (investable) | 13 | CapacityFactor | fraction | User defined | 0 | bar: 2023 to 2050
BAU | S1D2 | 54 | PWRHYDINDWE | Hydro – Pumped Storage, India – West, region XX (investable) | 13 | CapacityFactor | fraction | User defined | 0 | bar: 2023 to 2050
BAU | S1D3 | 54 | PWRHYDINDWE | Hydro – Pumped Storage, India – West, region XX (investable) | 13 | CapacityFactor | fraction | User defined | 0 | bar: 2023 to 2050
BAU | S2D1 | 54 | PWRHYDINDWE | Hydro – Pumped Storage, India – West, region XX (investable) | 13 | CapacityFactor | fraction | User defined | 0 | bar: 2023 to 2050
BAU | S2D2 | 54 | PWRHYDINDWE | Hydro – Pumped Storage, India – West, region XX (investable) | 13 | CapacityFactor | fraction | User defined | 0 | bar: 2023 to 2050
BAU | S2D3 | 54 | PWRHYDINDWE | Hydro – Pumped Storage, India – West, region XX (investable) | 13 | CapacityFactor | fraction | User defined | 0 | bar: 2023 to 2050
BAU | S3D1 | 54 | PWRHYDINDWE | Hydro – Pumped Storage, India – West, region XX (investable) | 13 | CapacityFactor | fraction | User defined | 0 | bar: 2023 to 2050
BAU | S3D2 | 54 | PWRHYDINDWE | Hydro – Pumped Storage, India – West, region XX (investable) | 13 | CapacityFactor | fraction | User defined | 0 | bar: 2023 to 2050
BAU | S3D3 | 54 | PWRHYDINDWE | Hydro – Pumped Storage, India – West, region XX (investable) | 13 | CapacityFactor | fraction | User defined | 0 | bar: 2023 to 2050
BAU | S4D1 | 54 | PWRHYDINDWE | Hydro – Pumped Storage, India – West, region XX (investable) | 13 | CapacityFactor | fraction | User defined | 0 | bar: 2023 to 2050
BAU | S4D2 | 54 | PWRHYDINDWE | Hydro – Pumped Storage, India – West, region XX (investable) | 13 | CapacityFactor | fraction | User defined | 0 | bar: 2023 to 2050
BAU | S4D3 | 54 | PWRHYDINDWE | Hydro – Pumped Storage, India – West, region XX (investable) | 13 | CapacityFactor | fraction | User defined | 0 | bar: 2023 to 2050
BAU | S1D1 | 55 | PWRHYDINDNO | Hydro – Pumped Storage, India – North, region XX (investable) | 13 | CapacityFactor | fraction | User defined | 0 | bar: 2023 to 2050
BAU | S1D2 | 55 | PWRHYDINDNO | Hydro – Pumped Storage, India – North, region XX (investable) | 13 | CapacityFactor | fraction | User defined | 0 | bar: 2023 to 2050
BAU | S1D3 | 55 | PWRHYDINDNO | Hydro – Pumped Storage, India – North, region XX (investable) | 13 | CapacityFactor | fraction | User defined | 0 | bar: 2023 to 2050
BAU | S2D1 | 55 | PWRHYDINDNO | Hydro – Pumped Storage, India – North, region XX (investable) | 13 | CapacityFactor | fraction | User defined | 0 | bar: 2023 to 2050
BAU | S2D2 | 55 | PWRHYDINDNO | Hydro – Pumped Storage, India – North, region XX (investable) | 13 | CapacityFactor | fraction | User defined | 0 | bar: 2023 to 2050
BAU | S2D3 | 55 | PWRHYDINDNO | Hydro – Pumped Storage, India – North, region XX (investable) | 13 | CapacityFactor | fraction | User defined | 0 | bar: 2023 to 2050
BAU | S3D1 | 55 | PWRHYDINDNO | Hydro – Pumped Storage, India – North, region XX (investable) | 13 | CapacityFactor | fraction | User defined | 0 | bar: 2023 to 2050
BAU | S3D2 | 55 | PWRHYDINDNO | Hydro – Pumped Storage, India – North, region XX (investable) | 13 | CapacityFactor | fraction | User defined | 0 | bar: 2023 to 2050
BAU | S3D3 | 55 | PWRHYDINDNO | Hydro – Pumped Storage, India – North, region XX (investable) | 13 | CapacityFactor | fraction | User defined | 0 | bar: 2023 to 2050
BAU | S4D1 | 55 | PWRHYDINDNO | Hydro – Pumped Storage, India – North, region XX (investable) | 13 | CapacityFactor | fraction | User defined | 0 | bar: 2023 to 2050
BAU | S4D2 | 55 | PWRHYDINDNO | Hydro – Pumped Storage, India – North, region XX (investable) | 13 | CapacityFactor | fraction | User defined | 0 | bar: 2023 to 2050
BAU | S4D3 | 55 | PWRHYDINDNO | Hydro – Pumped Storage, India – North, region XX (investable) | 13 | CapacityFactor | fraction | User defined | 0 | bar: 2023 to 2050
BAU | S1D1 | 56 | PWRHYDNPLXX | Hydro – Pumped Storage, Nepal, region XX (investable) | 13 | CapacityFactor | fraction | User defined | 0 | 0.2 | 0.2 | 0.2 | 0.2 | 0.2 | 0.2 | 0.2 | 0.2 | 0.2 | 0.2 | 0.2 | 0.2 | 0.2 | 0.2 | 0.2 | 0.2 | 0.2 | 0.2 | 0.2 | 0.2 | 0.2 | 0.2 | 0.2 | 0.2 | 0.2 | 0.2 | 0.2 | 0.2
BAU | S1D2 | 56 | PWRHYDNPLXX | Hydro – Pumped Storage, Nepal, region XX (investable) | 13 | CapacityFactor | fraction | User defined | 0 | 0.35 | 0.35 | 0.35 | 0.35 | 0.35 | 0.35 | 0.35 | 0.35 | 0.35 | 0.35 | 0.35 | 0.35 | 0.35 | 0.35 | 0.35 | 0.35 | 0.35 | 0.35 | 0.35 | 0.35 | 0.35 | 0.35 | 0.35 | 0.35 | 0.35 | 0.35 | 0.35 | 0.35
BAU | S1D3 | 56 | PWRHYDNPLXX | Hydro – Pumped Storage, Nepal, region XX (investable) | 13 | CapacityFactor | fraction | User defined | 0 | 0.55 | 0.55 | 0.55 | 0.55 | 0.55 | 0.55 | 0.55 | 0.55 | 0.55 | 0.55 | 0.55 | 0.55 | 0.55 | 0.55 | 0.55 | 0.55 | 0.55 | 0.55 | 0.55 | 0.55 | 0.55 | 0.55 | 0.55 | 0.55 | 0.55 | 0.55 | 0.55 | 0.55
BAU | S2D1 | 56 | PWRHYDNPLXX | Hydro – Pumped Storage, Nepal, region XX (investable) | 13 | CapacityFactor | fraction | User defined | 0 | 0.25 | 0.25 | 0.25 | 0.25 | 0.25 | 0.25 | 0.25 | 0.25 | 0.25 | 0.25 | 0.25 | 0.25 | 0.25 | 0.25 | 0.25 | 0.25 | 0.25 | 0.25 | 0.25 | 0.25 | 0.25 | 0.25 | 0.25 | 0.25 | 0.25 | 0.25 | 0.25 | 0.25
BAU | S2D2 | 56 | PWRHYDNPLXX | Hydro – Pumped Storage, Nepal, region XX (investable) | 13 | CapacityFactor | fraction | User defined | 0 | 0.4 | 0.4 | 0.4 | 0.4 | 0.4 | 0.4 | 0.4 | 0.4 | 0.4 | 0.4 | 0.4 | 0.4 | 0.4 | 0.4 | 0.4 | 0.4 | 0.4 | 0.4 | 0.4 | 0.4 | 0.4 | 0.4 | 0.4 | 0.4 | 0.4 | 0.4 | 0.4 | 0.4
BAU | S2D3 | 56 | PWRHYDNPLXX | Hydro – Pumped Storage, Nepal, region XX (investable) | 13 | CapacityFactor | fraction | User defined | 0 | 0.6 | 0.6 | 0.6 | 0.6 | 0.6 | 0.6 | 0.6 | 0.6 | 0.6 | 0.6 | 0.6 | 0.6 | 0.6 | 0.6 | 0.6 | 0.6 | 0.6 | 0.6 | 0.6 | 0.6 | 0.6 | 0.6 | 0.6 | 0.6 | 0.6 | 0.6 | 0.6 | 0.6
BAU | S3D1 | 56 | PWRHYDNPLXX | Hydro – Pumped Storage, Nepal, region XX (investable) | 13 | CapacityFactor | fraction | User defined | 0 | 0.55 | 0.55 | 0.55 | 0.55 | 0.55 | 0.55 | 0.55 | 0.55 | 0.55 | 0.55 | 0.55 | 0.55 | 0.55 | 0.55 | 0.55 | 0.55 | 0.55 | 0.55 | 0.55 | 0.55 | 0.55 | 0.55 | 0.55 | 0.55 | 0.55 | 0.55 | 0.55 | 0.55
BAU | S3D2 | 56 | PWRHYDNPLXX | Hydro – Pumped Storage, Nepal, region XX (investable) | 13 | CapacityFactor | fraction | User defined | 0 | 0.7 | 0.7 | 0.7 | 0.7 | 0.7 | 0.7 | 0.7 | 0.7 | 0.7 | 0.7 | 0.7 | 0.7 | 0.7 | 0.7 | 0.7 | 0.7 | 0.7 | 0.7 | 0.7 | 0.7 | 0.7 | 0.7 | 0.7 | 0.7 | 0.7 | 0.7 | 0.7 | 0.7
BAU | S3D3 | 56 | PWRHYDNPLXX | Hydro – Pumped Storage, Nepal, region XX (investable) | 13 | CapacityFactor | fraction | User defined | 0 | 0.85 | 0.85 | 0.85 | 0.85 | 0.85 | 0.85 | 0.85 | 0.85 | 0.85 | 0.85 | 0.85 | 0.85 | 0.85 | 0.85 | 0.85 | 0.85 | 0.85 | 0.85 | 0.85 | 0.85 | 0.85 | 0.85 | 0.85 | 0.85 | 0.85 | 0.85 | 0.85 | 0.85
BAU | S4D1 | 56 | PWRHYDNPLXX | Hydro – Pumped Storage, Nepal, region XX (investable) | 13 | CapacityFactor | fraction | User defined | 0 | 0.4 | 0.4 | 0.4 | 0.4 | 0.4 | 0.4 | 0.4 | 0.4 | 0.4 | 0.4 | 0.4 | 0.4 | 0.4 | 0.4 | 0.4 | 0.4 | 0.4 | 0.4 | 0.4 | 0.4 | 0.4 | 0.4 | 0.4 | 0.4 | 0.4 | 0.4 | 0.4 | 0.4
BAU | S4D2 | 56 | PWRHYDNPLXX | Hydro – Pumped Storage, Nepal, region XX (investable) | 13 | CapacityFactor | fraction | User defined | 0 | 0.55 | 0.55 | 0.55 | 0.55 | 0.55 | 0.55 | 0.55 | 0.55 | 0.55 | 0.55 | 0.55 | 0.55 | 0.55 | 0.55 | 0.55 | 0.55 | 0.55 | 0.55 | 0.55 | 0.55 | 0.55 | 0.55 | 0.55 | 0.55 | 0.55 | 0.55 | 0.55 | 0.55
BAU | S4D3 | 56 | PWRHYDNPLXX | Hydro – Pumped Storage, Nepal, region XX (investable) | 13 | CapacityFactor | fraction | User defined | 0 | 0.7 | 0.7 | 0.7 | 0.7 | 0.7 | 0.7 | 0.7 | 0.7 | 0.7 | 0.7 | 0.7 | 0.7 | 0.7 | 0.7 | 0.7 | 0.7 | 0.7 | 0.7 | 0.7 | 0.7 | 0.7 | 0.7 | 0.7 | 0.7 | 0.7 | 0.7 | 0.7 | 0.7
BAU | S1D1 | 57 | PWRHYDLKAXX | Hydro – Pumped Storage, Sri Lanka, region XX (investable) | 13 | CapacityFactor | fraction | User defined | 0 | 0.3235 | 0.3235 | 0.3235 | 0.3235 | 0.3235 | 0.3235 | 0.3235 | 0.3235 | 0.3235 | 0.3235 | 0.3235 | 0.3235 | 0.3235 | 0.3235 | 0.3235 | 0.3235 | 0.3235 | 0.3235 | 0.3235 | 0.3235 | 0.3235 | 0.3235 | 0.3235 | 0.3235 | 0.3235 | 0.3235 | 0.3235 | 0.3235
BAU | S1D2 | 57 | PWRHYDLKAXX | Hydro – Pumped Storage, Sri Lanka, region XX (investable) | 13 | CapacityFactor | fraction | User defined | 0 | 0.315 | 0.315 | 0.315 | 0.315 | 0.315 | 0.315 | 0.315 | 0.315 | 0.315 | 0.315 | 0.315 | 0.315 | 0.315 | 0.315 | 0.315 | 0.315 | 0.315 | 0.315 | 0.315 | 0.315 | 0.315 | 0.315 | 0.315 | 0.315 | 0.315 | 0.315 | 0.315 | 0.315
BAU | S1D3 | 57 | PWRHYDLKAXX | Hydro – Pumped Storage, Sri Lanka, region XX (investable) | 13 | CapacityFactor | fraction | User defined | 0 | 0.3131 | 0.3131 | 0.3131 | 0.3131 | 0.3131 | 0.3131 | 0.3131 | 0.3131 | 0.3131 | 0.3131 | 0.3131 | 0.3131 | 0.3131 | 0.3131 | 0.3131 | 0.3131 | 0.3131 | 0.3131 | 0.3131 | 0.3131 | 0.3131 | 0.3131 | 0.3131 | 0.3131 | 0.3131 | 0.3131 | 0.3131 | 0.3131
BAU | S2D1 | 57 | PWRHYDLKAXX | Hydro – Pumped Storage, Sri Lanka, region XX (investable) | 13 | CapacityFactor | fraction | User defined | 0 | 0.188 | 0.188 | 0.188 | 0.188 | 0.188 | 0.188 | 0.188 | 0.188 | 0.188 | 0.188 | 0.188 | 0.188 | 0.188 | 0.188 | 0.188 | 0.188 | 0.188 | 0.188 | 0.188 | 0.188 | 0.188 | 0.188 | 0.188 | 0.188 | 0.188 | 0.188 | 0.188 | 0.188
BAU | S2D2 | 57 | PWRHYDLKAXX | Hydro – Pumped Storage, Sri Lanka, region XX (investable) | 13 | CapacityFactor | fraction | User defined | 0 | 0.1833 | 0.1833 | 0.1833 | 0.1833 | 0.1833 | 0.1833 | 0.1833 | 0.1833 | 0.1833 | 0.1833 | 0.1833 | 0.1833 | 0.1833 | 0.1833 | 0.1833 | 0.1833 | 0.1833 | 0.1833 | 0.1833 | 0.1833 | 0.1833 | 0.1833 | 0.1833 | 0.1833 | 0.1833 | 0.1833 | 0.1833 | 0.1833
BAU | S2D3 | 57 | PWRHYDLKAXX | Hydro – Pumped Storage, Sri Lanka, region XX (investable) | 13 | CapacityFactor | fraction | User defined | 0 | 0.1877 | 0.1877 | 0.1877 | 0.1877 | 0.1877 | 0.1877 | 0.1877 | 0.1877 | 0.1877 | 0.1877 | 0.1877 | 0.1877 | 0.1877 | 0.1877 | 0.1877 | 0.1877 | 0.1877 | 0.1877 | 0.1877 | 0.1877 | 0.1877 | 0.1877 | 0.1877 | 0.1877 | 0.1877 | 0.1877 | 0.1877 | 0.1877
BAU | S3D1 | 57 | PWRHYDLKAXX | Hydro – Pumped Storage, Sri Lanka, region XX (investable) | 13 | CapacityFactor | fraction | User defined | 0 | 0.3503 | 0.3503 | 0.3503 | 0.3503 | 0.3503 | 0.3503 | 0.3503 | 0.3503 | 0.3503 | 0.3503 | 0.3503 | 0.3503 | 0.3503 | 0.3503 | 0.3503 | 0.3503 | 0.3503 | 0.3503 | 0.3503 | 0.3503 | 0.3503 | 0.3503 | 0.3503 | 0.3503 | 0.3503 | 0.3503 | 0.3503 | 0.3503
BAU | S3D2 | 57 | PWRHYDLKAXX | Hydro – Pumped Storage, Sri Lanka, region XX (investable) | 13 | CapacityFactor | fraction | User defined | 0 | 0.3457 | 0.3457 | 0.3457 | 0.3457 | 0.3457 | 0.3457 | 0.3457 | 0.3457 | 0.3457 | 0.3457 | 0.3457 | 0.3457 | 0.3457 | 0.3457 | 0.3457 | 0.3457 | 0.3457 | 0.3457 | 0.3457 | 0.3457 | 0.3457 | 0.3457 | 0.3457 | 0.3457 | 0.3457 | 0.3457 | 0.3457 | 0.3457
BAU | S3D3 | 57 | PWRHYDLKAXX | Hydro – Pumped Storage, Sri Lanka, region XX (investable) | 13 | CapacityFactor | fraction | User defined | 0 | 0.3542 | 0.3542 | 0.3542 | 0.3542 | 0.3542 | 0.3542 | 0.3542 | 0.3542 | 0.3542 | 0.3542 | 0.3542 | 0.3542 | 0.3542 | 0.3542 | 0.3542 | 0.3542 | 0.3542 | 0.3542 | 0.3542 | 0.3542 | 0.3542 | 0.3542 | 0.3542 | 0.3542 | 0.3542 | 0.3542 | 0.3542 | 0.3542
BAU | S4D1 | 57 | PWRHYDLKAXX | Hydro – Pumped Storage, Sri Lanka, region XX (investable) | 13 | CapacityFactor | fraction | User defined | 0 | 0.2778 | 0.2778 | 0.2778 | 0.2778 | 0.2778 | 0.2778 | 0.2778 | 0.2778 | 0.2778 | 0.2778 | 0.2778 | 0.2778 | 0.2778 | 0.2778 | 0.2778 | 0.2778 | 0.2778 | 0.2778 | 0.2778 | 0.2778 | 0.2778 | 0.2778 | 0.2778 | 0.2778 | 0.2778 | 0.2778 | 0.2778 | 0.2778
BAU | S4D2 | 57 | PWRHYDLKAXX | Hydro – Pumped Storage, Sri Lanka, region XX (investable) | 13 | CapacityFactor | fraction | User defined | 0 | 0.2854 | 0.2854 | 0.2854 | 0.2854 | 0.2854 | 0.2854 | 0.2854 | 0.2854 | 0.2854 | 0.2854 | 0.2854 | 0.2854 | 0.2854 | 0.2854 | 0.2854 | 0.2854 | 0.2854 | 0.2854 | 0.2854 | 0.2854 | 0.2854 | 0.2854 | 0.2854 | 0.2854 | 0.2854 | 0.2854 | 0.2854 | 0.2854
BAU | S4D3 | 57 | PWRHYDLKAXX | Hydro – Pumped Storage, Sri Lanka, region XX (investable) | 13 | CapacityFactor | fraction | User defined | 0 | 0.3029 | 0.3029 | 0.3029 | 0.3029 | 0.3029 | 0.3029 | 0.3029 | 0.3029 | 0.3029 | 0.3029 | 0.3029 | 0.3029 | 0.3029 | 0.3029 | 0.3029 | 0.3029 | 0.3029 | 0.3029 | 0.3029 | 0.3029 | 0.3029 | 0.3029 | 0.3029 | 0.3029 | 0.3029 | 0.3029 | 0.3029 | 0.3029
BAU | S1D1 | 58 | PWRSDSBGDXX | Short-duration storage (Li-ion 4h), Bangladesh, region XX (investable) | 13 | CapacityFactor | fraction | User defined | 0 | bar: 2023 to 2050
BAU | S1D2 | 58 | PWRSDSBGDXX | Short-duration storage (Li-ion 4h), Bangladesh, region XX (investable) | 13 | CapacityFactor | fraction | User defined | 0 | bar: 2023 to 2050
BAU | S1D3 | 58 | PWRSDSBGDXX | Short-duration storage (Li-ion 4h), Bangladesh, region XX (investable) | 13 | CapacityFactor | fraction | User defined | 0 | bar: 2023 to 2050
BAU | S2D1 | 58 | PWRSDSBGDXX | Short-duration storage (Li-ion 4h), Bangladesh, region XX (investable) | 13 | CapacityFactor | fraction | User defined | 0 | bar: 2023 to 2050
BAU | S2D2 | 58 | PWRSDSBGDXX | Short-duration storage (Li-ion 4h), Bangladesh, region XX (investable) | 13 | CapacityFactor | fraction | User defined | 0 | bar: 2023 to 2050
BAU | S2D3 | 58 | PWRSDSBGDXX | Short-duration storage (Li-ion 4h), Bangladesh, region XX (investable) | 13 | CapacityFactor | fraction | User defined | 0 | bar: 2023 to 2050
BAU | S3D1 | 58 | PWRSDSBGDXX | Short-duration storage (Li-ion 4h), Bangladesh, region XX (investable) | 13 | CapacityFactor | fraction | User defined | 0 | bar: 2023 to 2050
BAU | S3D2 | 58 | PWRSDSBGDXX | Short-duration storage (Li-ion 4h), Bangladesh, region XX (investable) | 13 | CapacityFactor | fraction | User defined | 0 | bar: 2023 to 2050
BAU | S3D3 | 58 | PWRSDSBGDXX | Short-duration storage (Li-ion 4h), Bangladesh, region XX (investable) | 13 | CapacityFactor | fraction | User defined | 0 | bar: 2023 to 2050
BAU | S4D1 | 58 | PWRSDSBGDXX | Short-duration storage (Li-ion 4h), Bangladesh, region XX (investable) | 13 | CapacityFactor | fraction | User defined | 0 | bar: 2023 to 2050
BAU | S4D2 | 58 | PWRSDSBGDXX | Short-duration storage (Li-ion 4h), Bangladesh, region XX (investable) | 13 | CapacityFactor | fraction | User defined | 0 | bar: 2023 to 2050
BAU | S4D3 | 58 | PWRSDSBGDXX | Short-duration storage (Li-ion 4h), Bangladesh, region XX (investable) | 13 | CapacityFactor | fraction | User defined | 0 | bar: 2023 to 2050
BAU | S1D1 | 59 | PWRSDSBTNXX | Short-duration storage (Li-ion 4h), Bhutan, region XX (investable) | 13 | CapacityFactor | fraction | User defined | 0 | bar: 2023 to 2050
BAU | S1D2 | 59 | PWRSDSBTNXX | Short-duration storage (Li-ion 4h), Bhutan, region XX (investable) | 13 | CapacityFactor | fraction | User defined | 0 | bar: 2023 to 2050
BAU | S1D3 | 59 | PWRSDSBTNXX | Short-duration storage (Li-ion 4h), Bhutan, region XX (investable) | 13 | CapacityFactor | fraction | User defined | 0 | bar: 2023 to 2050
BAU | S2D1 | 59 | PWRSDSBTNXX | Short-duration storage (Li-ion 4h), Bhutan, region XX (investable) | 13 | CapacityFactor | fraction | User defined | 0 | bar: 2023 to 2050
BAU | S2D2 | 59 | PWRSDSBTNXX | Short-duration storage (Li-ion 4h), Bhutan, region XX (investable) | 13 | CapacityFactor | fraction | User defined | 0 | bar: 2023 to 2050
BAU | S2D3 | 59 | PWRSDSBTNXX | Short-duration storage (Li-ion 4h), Bhutan, region XX (investable) | 13 | CapacityFactor | fraction | User defined | 0 | bar: 2023 to 2050
BAU | S3D1 | 59 | PWRSDSBTNXX | Short-duration storage (Li-ion 4h), Bhutan, region XX (investable) | 13 | CapacityFactor | fraction | User defined | 0 | bar: 2023 to 2050
BAU | S3D2 | 59 | PWRSDSBTNXX | Short-duration storage (Li-ion 4h), Bhutan, region XX (investable) | 13 | CapacityFactor | fraction | User defined | 0 | bar: 2023 to 2050
BAU | S3D3 | 59 | PWRSDSBTNXX | Short-duration storage (Li-ion 4h), Bhutan, region XX (investable) | 13 | CapacityFactor | fraction | User defined | 0 | bar: 2023 to 2050
BAU | S4D1 | 59 | PWRSDSBTNXX | Short-duration storage (Li-ion 4h), Bhutan, region XX (investable) | 13 | CapacityFactor | fraction | User defined | 0 | bar: 2023 to 2050
BAU | S4D2 | 59 | PWRSDSBTNXX | Short-duration storage (Li-ion 4h), Bhutan, region XX (investable) | 13 | CapacityFactor | fraction | User defined | 0 | bar: 2023 to 2050
BAU | S4D3 | 59 | PWRSDSBTNXX | Short-duration storage (Li-ion 4h), Bhutan, region XX (investable) | 13 | CapacityFactor | fraction | User defined | 0 | bar: 2023 to 2050
BAU | S1D1 | 60 | PWRSDSINDNO | Short-duration storage (Li-ion 4h), India – North, region XX (investable) | 13 | CapacityFactor | fraction | User defined | 0 | bar: 2023 to 2050
BAU | S1D2 | 60 | PWRSDSINDNO | Short-duration storage (Li-ion 4h), India – North, region XX (investable) | 13 | CapacityFactor | fraction | User defined | 0 | bar: 2023 to 2050
BAU | S1D3 | 60 | PWRSDSINDNO | Short-duration storage (Li-ion 4h), India – North, region XX (investable) | 13 | CapacityFactor | fraction | User defined | 0 | bar: 2023 to 2050
BAU | S2D1 | 60 | PWRSDSINDNO | Short-duration storage (Li-ion 4h), India – North, region XX (investable) | 13 | CapacityFactor | fraction | User defined | 0 | bar: 2023 to 2050
BAU | S2D2 | 60 | PWRSDSINDNO | Short-duration storage (Li-ion 4h), India – North, region XX (investable) | 13 | CapacityFactor | fraction | User defined | 0 | bar: 2023 to 2050
BAU | S2D3 | 60 | PWRSDSINDNO | Short-duration storage (Li-ion 4h), India – North, region XX (investable) | 13 | CapacityFactor | fraction | User defined | 0 | bar: 2023 to 2050
BAU | S3D1 | 60 | PWRSDSINDNO | Short-duration storage (Li-ion 4h), India – North, region XX (investable) | 13 | CapacityFactor | fraction | User defined | 0 | bar: 2023 to 2050
BAU | S3D2 | 60 | PWRSDSINDNO | Short-duration storage (Li-ion 4h), India – North, region XX (investable) | 13 | CapacityFactor | fraction | User defined | 0 | bar: 2023 to 2050
BAU | S3D3 | 60 | PWRSDSINDNO | Short-duration storage (Li-ion 4h), India – North, region XX (investable) | 13 | CapacityFactor | fraction | User defined | 0 | bar: 2023 to 2050
BAU | S4D1 | 60 | PWRSDSINDNO | Short-duration storage (Li-ion 4h), India – North, region XX (investable) | 13 | CapacityFactor | fraction | User defined | 0 | bar: 2023 to 2050
BAU | S4D2 | 60 | PWRSDSINDNO | Short-duration storage (Li-ion 4h), India – North, region XX (investable) | 13 | CapacityFactor | fraction | User defined | 0 | bar: 2023 to 2050
BAU | S4D3 | 60 | PWRSDSINDNO | Short-duration storage (Li-ion 4h), India – North, region XX (investable) | 13 | CapacityFactor | fraction | User defined | 0 | bar: 2023 to 2050
BAU | S1D1 | 61 | PWRSDSINDSO | Short-duration storage (Li-ion 4h), India – South, region XX (investable) | 13 | CapacityFactor | fraction | User defined | 0 | bar: 2023 to 2050
BAU | S1D2 | 61 | PWRSDSINDSO | Short-duration storage (Li-ion 4h), India – South, region XX (investable) | 13 | CapacityFactor | fraction | User defined | 0 | bar: 2023 to 2050
BAU | S1D3 | 61 | PWRSDSINDSO | Short-duration storage (Li-ion 4h), India – South, region XX (investable) | 13 | CapacityFactor | fraction | User defined | 0 | bar: 2023 to 2050
BAU | S2D1 | 61 | PWRSDSINDSO | Short-duration storage (Li-ion 4h), India – South, region XX (investable) | 13 | CapacityFactor | fraction | User defined | 0 | bar: 2023 to 2050
BAU | S2D2 | 61 | PWRSDSINDSO | Short-duration storage (Li-ion 4h), India – South, region XX (investable) | 13 | CapacityFactor | fraction | User defined | 0 | bar: 2023 to 2050
BAU | S2D3 | 61 | PWRSDSINDSO | Short-duration storage (Li-ion 4h), India – South, region XX (investable) | 13 | CapacityFactor | fraction | User defined | 0 | bar: 2023 to 2050
BAU | S3D1 | 61 | PWRSDSINDSO | Short-duration storage (Li-ion 4h), India – South, region XX (investable) | 13 | CapacityFactor | fraction | User defined | 0 | bar: 2023 to 2050
BAU | S3D2 | 61 | PWRSDSINDSO | Short-duration storage (Li-ion 4h), India – South, region XX (investable) | 13 | CapacityFactor | fraction | User defined | 0 | bar: 2023 to 2050
BAU | S3D3 | 61 | PWRSDSINDSO | Short-duration storage (Li-ion 4h), India – South, region XX (investable) | 13 | CapacityFactor | fraction | User defined | 0 | bar: 2023 to 2050
BAU | S4D1 | 61 | PWRSDSINDSO | Short-duration storage (Li-ion 4h), India – South, region XX (investable) | 13 | CapacityFactor | fraction | User defined | 0 | bar: 2023 to 2050
BAU | S4D2 | 61 | PWRSDSINDSO | Short-duration storage (Li-ion 4h), India – South, region XX (investable) | 13 | CapacityFactor | fraction | User defined | 0 | bar: 2023 to 2050
BAU | S4D3 | 61 | PWRSDSINDSO | Short-duration storage (Li-ion 4h), India – South, region XX (investable) | 13 | CapacityFactor | fraction | User defined | 0 | bar: 2023 to 2050
BAU | S1D1 | 62 | PWRSDSINDEA | Short-duration storage (Li-ion 4h), India – East, region XX (investable) | 13 | CapacityFactor | fraction | User defined | 0 | bar: 2023 to 2050
BAU | S1D2 | 62 | PWRSDSINDEA | Short-duration storage (Li-ion 4h), India – East, region XX (investable) | 13 | CapacityFactor | fraction | User defined | 0 | bar: 2023 to 2050
BAU | S1D3 | 62 | PWRSDSINDEA | Short-duration storage (Li-ion 4h), India – East, region XX (investable) | 13 | CapacityFactor | fraction | User defined | 0 | bar: 2023 to 2050
BAU | S2D1 | 62 | PWRSDSINDEA | Short-duration storage (Li-ion 4h), India – East, region XX (investable) | 13 | CapacityFactor | fraction | User defined | 0 | bar: 2023 to 2050
BAU | S2D2 | 62 | PWRSDSINDEA | Short-duration storage (Li-ion 4h), India – East, region XX (investable) | 13 | CapacityFactor | fraction | User defined | 0 | bar: 2023 to 2050
BAU | S2D3 | 62 | PWRSDSINDEA | Short-duration storage (Li-ion 4h), India – East, region XX (investable) | 13 | CapacityFactor | fraction | User defined | 0 | bar: 2023 to 2050
BAU | S3D1 | 62 | PWRSDSINDEA | Short-duration storage (Li-ion 4h), India – East, region XX (investable) | 13 | CapacityFactor | fraction | User defined | 0 | bar: 2023 to 2050
BAU | S3D2 | 62 | PWRSDSINDEA | Short-duration storage (Li-ion 4h), India – East, region XX (investable) | 13 | CapacityFactor | fraction | User defined | 0 | bar: 2023 to 2050
BAU | S3D3 | 62 | PWRSDSINDEA | Short-duration storage (Li-ion 4h), India – East, region XX (investable) | 13 | CapacityFactor | fraction | User defined | 0 | bar: 2023 to 2050
BAU | S4D1 | 62 | PWRSDSINDEA | Short-duration storage (Li-ion 4h), India – East, region XX (investable) | 13 | CapacityFactor | fraction | User defined | 0 | bar: 2023 to 2050
BAU | S4D2 | 62 | PWRSDSINDEA | Short-duration storage (Li-ion 4h), India – East, region XX (investable) | 13 | CapacityFactor | fraction | User defined | 0 | bar: 2023 to 2050
BAU | S4D3 | 62 | PWRSDSINDEA | Short-duration storage (Li-ion 4h), India – East, region XX (investable) | 13 | CapacityFactor | fraction | User defined | 0 | bar: 2023 to 2050
BAU | S1D1 | 63 | PWRSDSINDWE | Short-duration storage (Li-ion 4h), India – West, region XX (investable) | 13 | CapacityFactor | fraction | User defined | 0 | bar: 2023 to 2050
BAU | S1D2 | 63 | PWRSDSINDWE | Short-duration storage (Li-ion 4h), India – West, region XX (investable) | 13 | CapacityFactor | fraction | User defined | 0 | bar: 2023 to 2050
BAU | S1D3 | 63 | PWRSDSINDWE | Short-duration storage (Li-ion 4h), India – West, region XX (investable) | 13 | CapacityFactor | fraction | User defined | 0 | bar: 2023 to 2050
BAU | S2D1 | 63 | PWRSDSINDWE | Short-duration storage (Li-ion 4h), India – West, region XX (investable) | 13 | CapacityFactor | fraction | User defined | 0 | bar: 2023 to 2050
BAU | S2D2 | 63 | PWRSDSINDWE | Short-duration storage (Li-ion 4h), India – West, region XX (investable) | 13 | CapacityFactor | fraction | User defined | 0 | bar: 2023 to 2050
BAU | S2D3 | 63 | PWRSDSINDWE | Short-duration storage (Li-ion 4h), India – West, region XX (investable) | 13 | CapacityFactor | fraction | User defined | 0 | bar: 2023 to 2050
BAU | S3D1 | 63 | PWRSDSINDWE | Short-duration storage (Li-ion 4h), India – West, region XX (investable) | 13 | CapacityFactor | fraction | User defined | 0 | bar: 2023 to 2050
BAU | S3D2 | 63 | PWRSDSINDWE | Short-duration storage (Li-ion 4h), India – West, region XX (investable) | 13 | CapacityFactor | fraction | User defined | 0 | bar: 2023 to 2050
BAU | S3D3 | 63 | PWRSDSINDWE | Short-duration storage (Li-ion 4h), India – West, region XX (investable) | 13 | CapacityFactor | fraction | User defined | 0 | bar: 2023 to 2050
BAU | S4D1 | 63 | PWRSDSINDWE | Short-duration storage (Li-ion 4h), India – West, region XX (investable) | 13 | CapacityFactor | fraction | User defined | 0 | bar: 2023 to 2050
BAU | S4D2 | 63 | PWRSDSINDWE | Short-duration storage (Li-ion 4h), India – West, region XX (investable) | 13 | CapacityFactor | fraction | User defined | 0 | bar: 2023 to 2050
BAU | S4D3 | 63 | PWRSDSINDWE | Short-duration storage (Li-ion 4h), India – West, region XX (investable) | 13 | CapacityFactor | fraction | User defined | 0 | bar: 2023 to 2050
BAU | S1D1 | 64 | PWRSDSINDNE | Short-duration storage (Li-ion 4h), India – Northeast, region XX (investable) | 13 | CapacityFactor | fraction | User defined | 0 | bar: 2023 to 2050
BAU | S1D2 | 64 | PWRSDSINDNE | Short-duration storage (Li-ion 4h), India – Northeast, region XX (investable) | 13 | CapacityFactor | fraction | User defined | 0 | bar: 2023 to 2050
BAU | S1D3 | 64 | PWRSDSINDNE | Short-duration storage (Li-ion 4h), India – Northeast, region XX (investable) | 13 | CapacityFactor | fraction | User defined | 0 | bar: 2023 to 2050
BAU | S2D1 | 64 | PWRSDSINDNE | Short-duration storage (Li-ion 4h), India – Northeast, region XX (investable) | 13 | CapacityFactor | fraction | User defined | 0 | bar: 2023 to 2050
BAU | S2D2 | 64 | PWRSDSINDNE | Short-duration storage (Li-ion 4h), India – Northeast, region XX (investable) | 13 | CapacityFactor | fraction | User defined | 0 | bar: 2023 to 2050
BAU | S2D3 | 64 | PWRSDSINDNE | Short-duration storage (Li-ion 4h), India – Northeast, region XX (investable) | 13 | CapacityFactor | fraction | User defined | 0 | bar: 2023 to 2050
BAU | S3D1 | 64 | PWRSDSINDNE | Short-duration storage (Li-ion 4h), India – Northeast, region XX (investable) | 13 | CapacityFactor | fraction | User defined | 0 | bar: 2023 to 2050
BAU | S3D2 | 64 | PWRSDSINDNE | Short-duration storage (Li-ion 4h), India – Northeast, region XX (investable) | 13 | CapacityFactor | fraction | User defined | 0 | bar: 2023 to 2050
BAU | S3D3 | 64 | PWRSDSINDNE | Short-duration storage (Li-ion 4h), India – Northeast, region XX (investable) | 13 | CapacityFactor | fraction | User defined | 0 | bar: 2023 to 2050
BAU | S4D1 | 64 | PWRSDSINDNE | Short-duration storage (Li-ion 4h), India – Northeast, region XX (investable) | 13 | CapacityFactor | fraction | User defined | 0 | bar: 2023 to 2050
BAU | S4D2 | 64 | PWRSDSINDNE | Short-duration storage (Li-ion 4h), India – Northeast, region XX (investable) | 13 | CapacityFactor | fraction | User defined | 0 | bar: 2023 to 2050
BAU | S4D3 | 64 | PWRSDSINDNE | Short-duration storage (Li-ion 4h), India – Northeast, region XX (investable) | 13 | CapacityFactor | fraction | User defined | 0 | bar: 2023 to 2050
BAU | S1D1 | 65 | PWRSDSNPLXX | Short-duration storage (Li-ion 4h), Nepal, region XX (investable) | 13 | CapacityFactor | fraction | User defined | 0 | bar: 2023 to 2050
BAU | S1D2 | 65 | PWRSDSNPLXX | Short-duration storage (Li-ion 4h), Nepal, region XX (investable) | 13 | CapacityFactor | fraction | User defined | 0 | bar: 2023 to 2050
BAU | S1D3 | 65 | PWRSDSNPLXX | Short-duration storage (Li-ion 4h), Nepal, region XX (investable) | 13 | CapacityFactor | fraction | User defined | 0 | bar: 2023 to 2050
BAU | S2D1 | 65 | PWRSDSNPLXX | Short-duration storage (Li-ion 4h), Nepal, region XX (investable) | 13 | CapacityFactor | fraction | User defined | 0 | bar: 2023 to 2050
BAU | S2D2 | 65 | PWRSDSNPLXX | Short-duration storage (Li-ion 4h), Nepal, region XX (investable) | 13 | CapacityFactor | fraction | User defined | 0 | bar: 2023 to 2050
BAU | S2D3 | 65 | PWRSDSNPLXX | Short-duration storage (Li-ion 4h), Nepal, region XX (investable) | 13 | CapacityFactor | fraction | User defined | 0 | bar: 2023 to 2050
BAU | S3D1 | 65 | PWRSDSNPLXX | Short-duration storage (Li-ion 4h), Nepal, region XX (investable) | 13 | CapacityFactor | fraction | User defined | 0 | bar: 2023 to 2050
BAU | S3D2 | 65 | PWRSDSNPLXX | Short-duration storage (Li-ion 4h), Nepal, region XX (investable) | 13 | CapacityFactor | fraction | User defined | 0 | bar: 2023 to 2050
BAU | S3D3 | 65 | PWRSDSNPLXX | Short-duration storage (Li-ion 4h), Nepal, region XX (investable) | 13 | CapacityFactor | fraction | User defined | 0 | bar: 2023 to 2050
BAU | S4D1 | 65 | PWRSDSNPLXX | Short-duration storage (Li-ion 4h), Nepal, region XX (investable) | 13 | CapacityFactor | fraction | User defined | 0 | bar: 2023 to 2050
BAU | S4D2 | 65 | PWRSDSNPLXX | Short-duration storage (Li-ion 4h), Nepal, region XX (investable) | 13 | CapacityFactor | fraction | User defined | 0 | bar: 2023 to 2050
BAU | S4D3 | 65 | PWRSDSNPLXX | Short-duration storage (Li-ion 4h), Nepal, region XX (investable) | 13 | CapacityFactor | fraction | User defined | 0 | bar: 2023 to 2050
BAU | S1D1 | 66 | PWRSDSLKAXX | Short-duration storage (Li-ion 4h), Sri Lanka, region XX (investable) | 13 | CapacityFactor | fraction | User defined | 0 | bar: 2023 to 2050
BAU | S1D2 | 66 | PWRSDSLKAXX | Short-duration storage (Li-ion 4h), Sri Lanka, region XX (investable) | 13 | CapacityFactor | fraction | User defined | 0 | bar: 2023 to 2050
BAU | S1D3 | 66 | PWRSDSLKAXX | Short-duration storage (Li-ion 4h), Sri Lanka, region XX (investable) | 13 | CapacityFactor | fraction | User defined | 0 | bar: 2023 to 2050
BAU | S2D1 | 66 | PWRSDSLKAXX | Short-duration storage (Li-ion 4h), Sri Lanka, region XX (investable) | 13 | CapacityFactor | fraction | User defined | 0 | bar: 2023 to 2050
BAU | S2D2 | 66 | PWRSDSLKAXX | Short-duration storage (Li-ion 4h), Sri Lanka, region XX (investable) | 13 | CapacityFactor | fraction | User defined | 0 | bar: 2023 to 2050
BAU | S2D3 | 66 | PWRSDSLKAXX | Short-duration storage (Li-ion 4h), Sri Lanka, region XX (investable) | 13 | CapacityFactor | fraction | User defined | 0 | bar: 2023 to 2050
BAU | S3D1 | 66 | PWRSDSLKAXX | Short-duration storage (Li-ion 4h), Sri Lanka, region XX (investable) | 13 | CapacityFactor | fraction | User defined | 0 | bar: 2023 to 2050
BAU | S3D2 | 66 | PWRSDSLKAXX | Short-duration storage (Li-ion 4h), Sri Lanka, region XX (investable) | 13 | CapacityFactor | fraction | User defined | 0 | bar: 2023 to 2050
BAU | S3D3 | 66 | PWRSDSLKAXX | Short-duration storage (Li-ion 4h), Sri Lanka, region XX (investable) | 13 | CapacityFactor | fraction | User defined | 0 | bar: 2023 to 2050
BAU | S4D1 | 66 | PWRSDSLKAXX | Short-duration storage (Li-ion 4h), Sri Lanka, region XX (investable) | 13 | CapacityFactor | fraction | User defined | 0 | bar: 2023 to 2050
BAU | S4D2 | 66 | PWRSDSLKAXX | Short-duration storage (Li-ion 4h), Sri Lanka, region XX (investable) | 13 | CapacityFactor | fraction | User defined | 0 | bar: 2023 to 2050
BAU | S4D3 | 66 | PWRSDSLKAXX | Short-duration storage (Li-ion 4h), Sri Lanka, region XX (investable) | 13 | CapacityFactor | fraction | User defined | 0 | bar: 2023 to 2050
BAU | S1D1 | 67 | PWRSDSMDVXX | Short-duration storage (Li-ion 4h), Maldives, region XX (investable) | 13 | CapacityFactor | fraction | User defined | 0 | bar: 2023 to 2050
BAU | S1D2 | 67 | PWRSDSMDVXX | Short-duration storage (Li-ion 4h), Maldives, region XX (investable) | 13 | CapacityFactor | fraction | User defined | 0 | bar: 2023 to 2050
BAU | S1D3 | 67 | PWRSDSMDVXX | Short-duration storage (Li-ion 4h), Maldives, region XX (investable) | 13 | CapacityFactor | fraction | User defined | 0 | bar: 2023 to 2050
BAU | S2D1 | 67 | PWRSDSMDVXX | Short-duration storage (Li-ion 4h), Maldives, region XX (investable) | 13 | CapacityFactor | fraction | User defined | 0 | bar: 2023 to 2050
BAU | S2D2 | 67 | PWRSDSMDVXX | Short-duration storage (Li-ion 4h), Maldives, region XX (investable) | 13 | CapacityFactor | fraction | User defined | 0 | bar: 2023 to 2050
BAU | S2D3 | 67 | PWRSDSMDVXX | Short-duration storage (Li-ion 4h), Maldives, region XX (investable) | 13 | CapacityFactor | fraction | User defined | 0 | bar: 2023 to 2050
BAU | S3D1 | 67 | PWRSDSMDVXX | Short-duration storage (Li-ion 4h), Maldives, region XX (investable) | 13 | CapacityFactor | fraction | User defined | 0 | bar: 2023 to 2050
BAU | S3D2 | 67 | PWRSDSMDVXX | Short-duration storage (Li-ion 4h), Maldives, region XX (investable) | 13 | CapacityFactor | fraction | User defined | 0 | bar: 2023 to 2050
BAU | S3D3 | 67 | PWRSDSMDVXX | Short-duration storage (Li-ion 4h), Maldives, region XX (investable) | 13 | CapacityFactor | fraction | User defined | 0 | bar: 2023 to 2050
BAU | S4D1 | 67 | PWRSDSMDVXX | Short-duration storage (Li-ion 4h), Maldives, region XX (investable) | 13 | CapacityFactor | fraction | User defined | 0 | bar: 2023 to 2050
BAU | S4D2 | 67 | PWRSDSMDVXX | Short-duration storage (Li-ion 4h), Maldives, region XX (investable) | 13 | CapacityFactor | fraction | User defined | 0 | bar: 2023 to 2050
BAU | S4D3 | 67 | PWRSDSMDVXX | Short-duration storage (Li-ion 4h), Maldives, region XX (investable) | 13 | CapacityFactor | fraction | User defined | 0 | bar: 2023 to 2050
BAU | S1D1 | 68 | PWRLDSBGDXX | Long-duration storage (8h+), Bangladesh, region XX (investable) | 13 | CapacityFactor | fraction | User defined | 0 | bar: 2023 to 2050
BAU | S1D2 | 68 | PWRLDSBGDXX | Long-duration storage (8h+), Bangladesh, region XX (investable) | 13 | CapacityFactor | fraction | User defined | 0 | bar: 2023 to 2050
BAU | S1D3 | 68 | PWRLDSBGDXX | Long-duration storage (8h+), Bangladesh, region XX (investable) | 13 | CapacityFactor | fraction | User defined | 0 | bar: 2023 to 2050
BAU | S2D1 | 68 | PWRLDSBGDXX | Long-duration storage (8h+), Bangladesh, region XX (investable) | 13 | CapacityFactor | fraction | User defined | 0 | bar: 2023 to 2050
BAU | S2D2 | 68 | PWRLDSBGDXX | Long-duration storage (8h+), Bangladesh, region XX (investable) | 13 | CapacityFactor | fraction | User defined | 0 | bar: 2023 to 2050
BAU | S2D3 | 68 | PWRLDSBGDXX | Long-duration storage (8h+), Bangladesh, region XX (investable) | 13 | CapacityFactor | fraction | User defined | 0 | bar: 2023 to 2050
BAU | S3D1 | 68 | PWRLDSBGDXX | Long-duration storage (8h+), Bangladesh, region XX (investable) | 13 | CapacityFactor | fraction | User defined | 0 | bar: 2023 to 2050
BAU | S3D2 | 68 | PWRLDSBGDXX | Long-duration storage (8h+), Bangladesh, region XX (investable) | 13 | CapacityFactor | fraction | User defined | 0 | bar: 2023 to 2050
BAU | S3D3 | 68 | PWRLDSBGDXX | Long-duration storage (8h+), Bangladesh, region XX (investable) | 13 | CapacityFactor | fraction | User defined | 0 | bar: 2023 to 2050
BAU | S4D1 | 68 | PWRLDSBGDXX | Long-duration storage (8h+), Bangladesh, region XX (investable) | 13 | CapacityFactor | fraction | User defined | 0 | bar: 2023 to 2050
BAU | S4D2 | 68 | PWRLDSBGDXX | Long-duration storage (8h+), Bangladesh, region XX (investable) | 13 | CapacityFactor | fraction | User defined | 0 | bar: 2023 to 2050
BAU | S4D3 | 68 | PWRLDSBGDXX | Long-duration storage (8h+), Bangladesh, region XX (investable) | 13 | CapacityFactor | fraction | User defined | 0 | bar: 2023 to 2050
BAU | S1D1 | 69 | PWRLDSBTNXX | Long-duration storage (8h+), Bhutan, region XX (investable) | 13 | CapacityFactor | fraction | User defined | 0 | bar: 2023 to 2050
BAU | S1D2 | 69 | PWRLDSBTNXX | Long-duration storage (8h+), Bhutan, region XX (investable) | 13 | CapacityFactor | fraction | User defined | 0 | bar: 2023 to 2050
BAU | S1D3 | 69 | PWRLDSBTNXX | Long-duration storage (8h+), Bhutan, region XX (investable) | 13 | CapacityFactor | fraction | User defined | 0 | bar: 2023 to 2050
BAU | S2D1 | 69 | PWRLDSBTNXX | Long-duration storage (8h+), Bhutan, region XX (investable) | 13 | CapacityFactor | fraction | User defined | 0 | bar: 2023 to 2050
BAU | S2D2 | 69 | PWRLDSBTNXX | Long-duration storage (8h+), Bhutan, region XX (investable) | 13 | CapacityFactor | fraction | User defined | 0 | bar: 2023 to 2050
BAU | S2D3 | 69 | PWRLDSBTNXX | Long-duration storage (8h+), Bhutan, region XX (investable) | 13 | CapacityFactor | fraction | User defined | 0 | bar: 2023 to 2050
BAU | S3D1 | 69 | PWRLDSBTNXX | Long-duration storage (8h+), Bhutan, region XX (investable) | 13 | CapacityFactor | fraction | User defined | 0 | bar: 2023 to 2050
BAU | S3D2 | 69 | PWRLDSBTNXX | Long-duration storage (8h+), Bhutan, region XX (investable) | 13 | CapacityFactor | fraction | User defined | 0 | bar: 2023 to 2050
BAU | S3D3 | 69 | PWRLDSBTNXX | Long-duration storage (8h+), Bhutan, region XX (investable) | 13 | CapacityFactor | fraction | User defined | 0 | bar: 2023 to 2050
BAU | S4D1 | 69 | PWRLDSBTNXX | Long-duration storage (8h+), Bhutan, region XX (investable) | 13 | CapacityFactor | fraction | User defined | 0 | bar: 2023 to 2050
BAU | S4D2 | 69 | PWRLDSBTNXX | Long-duration storage (8h+), Bhutan, region XX (investable) | 13 | CapacityFactor | fraction | User defined | 0 | bar: 2023 to 2050
BAU | S4D3 | 69 | PWRLDSBTNXX | Long-duration storage (8h+), Bhutan, region XX (investable) | 13 | CapacityFactor | fraction | User defined | 0 | bar: 2023 to 2050
BAU | S1D1 | 70 | PWRLDSINDNO | Long-duration storage (8h+), India – North, region XX (investable) | 13 | CapacityFactor | fraction | User defined | 0 | bar: 2023 to 2050
BAU | S1D2 | 70 | PWRLDSINDNO | Long-duration storage (8h+), India – North, region XX (investable) | 13 | CapacityFactor | fraction | User defined | 0 | bar: 2023 to 2050
BAU | S1D3 | 70 | PWRLDSINDNO | Long-duration storage (8h+), India – North, region XX (investable) | 13 | CapacityFactor | fraction | User defined | 0 | bar: 2023 to 2050
BAU | S2D1 | 70 | PWRLDSINDNO | Long-duration storage (8h+), India – North, region XX (investable) | 13 | CapacityFactor | fraction | User defined | 0 | bar: 2023 to 2050
BAU | S2D2 | 70 | PWRLDSINDNO | Long-duration storage (8h+), India – North, region XX (investable) | 13 | CapacityFactor | fraction | User defined | 0 | bar: 2023 to 2050
BAU | S2D3 | 70 | PWRLDSINDNO | Long-duration storage (8h+), India – North, region XX (investable) | 13 | CapacityFactor | fraction | User defined | 0 | bar: 2023 to 2050
BAU | S3D1 | 70 | PWRLDSINDNO | Long-duration storage (8h+), India – North, region XX (investable) | 13 | CapacityFactor | fraction | User defined | 0 | bar: 2023 to 2050
BAU | S3D2 | 70 | PWRLDSINDNO | Long-duration storage (8h+), India – North, region XX (investable) | 13 | CapacityFactor | fraction | User defined | 0 | bar: 2023 to 2050
BAU | S3D3 | 70 | PWRLDSINDNO | Long-duration storage (8h+), India – North, region XX (investable) | 13 | CapacityFactor | fraction | User defined | 0 | bar: 2023 to 2050
BAU | S4D1 | 70 | PWRLDSINDNO | Long-duration storage (8h+), India – North, region XX (investable) | 13 | CapacityFactor | fraction | User defined | 0 | bar: 2023 to 2050
BAU | S4D2 | 70 | PWRLDSINDNO | Long-duration storage (8h+), India – North, region XX (investable) | 13 | CapacityFactor | fraction | User defined | 0 | bar: 2023 to 2050
BAU | S4D3 | 70 | PWRLDSINDNO | Long-duration storage (8h+), India – North, region XX (investable) | 13 | CapacityFactor | fraction | User defined | 0 | bar: 2023 to 2050
BAU | S1D1 | 71 | PWRLDSINDSO | Long-duration storage (8h+), India – South, region XX (investable) | 13 | CapacityFactor | fraction | User defined | 0 | bar: 2023 to 2050
BAU | S1D2 | 71 | PWRLDSINDSO | Long-duration storage (8h+), India – South, region XX (investable) | 13 | CapacityFactor | fraction | User defined | 0 | bar: 2023 to 2050
BAU | S1D3 | 71 | PWRLDSINDSO | Long-duration storage (8h+), India – South, region XX (investable) | 13 | CapacityFactor | fraction | User defined | 0 | bar: 2023 to 2050
BAU | S2D1 | 71 | PWRLDSINDSO | Long-duration storage (8h+), India – South, region XX (investable) | 13 | CapacityFactor | fraction | User defined | 0 | bar: 2023 to 2050
BAU | S2D2 | 71 | PWRLDSINDSO | Long-duration storage (8h+), India – South, region XX (investable) | 13 | CapacityFactor | fraction | User defined | 0 | bar: 2023 to 2050
BAU | S2D3 | 71 | PWRLDSINDSO | Long-duration storage (8h+), India – South, region XX (investable) | 13 | CapacityFactor | fraction | User defined | 0 | bar: 2023 to 2050
BAU | S3D1 | 71 | PWRLDSINDSO | Long-duration storage (8h+), India – South, region XX (investable) | 13 | CapacityFactor | fraction | User defined | 0 | bar: 2023 to 2050
BAU | S3D2 | 71 | PWRLDSINDSO | Long-duration storage (8h+), India – South, region XX (investable) | 13 | CapacityFactor | fraction | User defined | 0 | bar: 2023 to 2050
BAU | S3D3 | 71 | PWRLDSINDSO | Long-duration storage (8h+), India – South, region XX (investable) | 13 | CapacityFactor | fraction | User defined | 0 | bar: 2023 to 2050
BAU | S4D1 | 71 | PWRLDSINDSO | Long-duration storage (8h+), India – South, region XX (investable) | 13 | CapacityFactor | fraction | User defined | 0 | bar: 2023 to 2050
BAU | S4D2 | 71 | PWRLDSINDSO | Long-duration storage (8h+), India – South, region XX (investable) | 13 | CapacityFactor | fraction | User defined | 0 | bar: 2023 to 2050
BAU | S4D3 | 71 | PWRLDSINDSO | Long-duration storage (8h+), India – South, region XX (investable) | 13 | CapacityFactor | fraction | User defined | 0 | bar: 2023 to 2050
BAU | S1D1 | 72 | PWRLDSINDEA | Long-duration storage (8h+), India – East, region XX (investable) | 13 | CapacityFactor | fraction | User defined | 0 | bar: 2023 to 2050
BAU | S1D2 | 72 | PWRLDSINDEA | Long-duration storage (8h+), India – East, region XX (investable) | 13 | CapacityFactor | fraction | User defined | 0 | bar: 2023 to 2050
BAU | S1D3 | 72 | PWRLDSINDEA | Long-duration storage (8h+), India – East, region XX (investable) | 13 | CapacityFactor | fraction | User defined | 0 | bar: 2023 to 2050
BAU | S2D1 | 72 | PWRLDSINDEA | Long-duration storage (8h+), India – East, region XX (investable) | 13 | CapacityFactor | fraction | User defined | 0 | bar: 2023 to 2050
BAU | S2D2 | 72 | PWRLDSINDEA | Long-duration storage (8h+), India – East, region XX (investable) | 13 | CapacityFactor | fraction | User defined | 0 | bar: 2023 to 2050
BAU | S2D3 | 72 | PWRLDSINDEA | Long-duration storage (8h+), India – East, region XX (investable) | 13 | CapacityFactor | fraction | User defined | 0 | bar: 2023 to 2050
BAU | S3D1 | 72 | PWRLDSINDEA | Long-duration storage (8h+), India – East, region XX (investable) | 13 | CapacityFactor | fraction | User defined | 0 | bar: 2023 to 2050
BAU | S3D2 | 72 | PWRLDSINDEA | Long-duration storage (8h+), India – East, region XX (investable) | 13 | CapacityFactor | fraction | User defined | 0 | bar: 2023 to 2050
BAU | S3D3 | 72 | PWRLDSINDEA | Long-duration storage (8h+), India – East, region XX (investable) | 13 | CapacityFactor | fraction | User defined | 0 | bar: 2023 to 2050
BAU | S4D1 | 72 | PWRLDSINDEA | Long-duration storage (8h+), India – East, region XX (investable) | 13 | CapacityFactor | fraction | User defined | 0 | bar: 2023 to 2050
BAU | S4D2 | 72 | PWRLDSINDEA | Long-duration storage (8h+), India – East, region XX (investable) | 13 | CapacityFactor | fraction | User defined | 0 | bar: 2023 to 2050
BAU | S4D3 | 72 | PWRLDSINDEA | Long-duration storage (8h+), India – East, region XX (investable) | 13 | CapacityFactor | fraction | User defined | 0 | bar: 2023 to 2050
BAU | S1D1 | 73 | PWRLDSINDWE | Long-duration storage (8h+), India – West, region XX (investable) | 13 | CapacityFactor | fraction | User defined | 0 | bar: 2023 to 2050
BAU | S1D2 | 73 | PWRLDSINDWE | Long-duration storage (8h+), India – West, region XX (investable) | 13 | CapacityFactor | fraction | User defined | 0 | bar: 2023 to 2050
BAU | S1D3 | 73 | PWRLDSINDWE | Long-duration storage (8h+), India – West, region XX (investable) | 13 | CapacityFactor | fraction | User defined | 0 | bar: 2023 to 2050
BAU | S2D1 | 73 | PWRLDSINDWE | Long-duration storage (8h+), India – West, region XX (investable) | 13 | CapacityFactor | fraction | User defined | 0 | bar: 2023 to 2050
BAU | S2D2 | 73 | PWRLDSINDWE | Long-duration storage (8h+), India – West, region XX (investable) | 13 | CapacityFactor | fraction | User defined | 0 | bar: 2023 to 2050
BAU | S2D3 | 73 | PWRLDSINDWE | Long-duration storage (8h+), India – West, region XX (investable) | 13 | CapacityFactor | fraction | User defined | 0 | bar: 2023 to 2050
BAU | S3D1 | 73 | PWRLDSINDWE | Long-duration storage (8h+), India – West, region XX (investable) | 13 | CapacityFactor | fraction | User defined | 0 | bar: 2023 to 2050
BAU | S3D2 | 73 | PWRLDSINDWE | Long-duration storage (8h+), India – West, region XX (investable) | 13 | CapacityFactor | fraction | User defined | 0 | bar: 2023 to 2050
BAU | S3D3 | 73 | PWRLDSINDWE | Long-duration storage (8h+), India – West, region XX (investable) | 13 | CapacityFactor | fraction | User defined | 0 | bar: 2023 to 2050
BAU | S4D1 | 73 | PWRLDSINDWE | Long-duration storage (8h+), India – West, region XX (investable) | 13 | CapacityFactor | fraction | User defined | 0 | bar: 2023 to 2050
BAU | S4D2 | 73 | PWRLDSINDWE | Long-duration storage (8h+), India – West, region XX (investable) | 13 | CapacityFactor | fraction | User defined | 0 | bar: 2023 to 2050
BAU | S4D3 | 73 | PWRLDSINDWE | Long-duration storage (8h+), India – West, region XX (investable) | 13 | CapacityFactor | fraction | User defined | 0 | bar: 2023 to 2050
BAU | S1D1 | 74 | PWRLDSINDNE | Long-duration storage (8h+), India – Northeast, region XX (investable) | 13 | CapacityFactor | fraction | User defined | 0 | bar: 2023 to 2050
BAU | S1D2 | 74 | PWRLDSINDNE | Long-duration storage (8h+), India – Northeast, region XX (investable) | 13 | CapacityFactor | fraction | User defined | 0 | bar: 2023 to 2050
BAU | S1D3 | 74 | PWRLDSINDNE | Long-duration storage (8h+), India – Northeast, region XX (investable) | 13 | CapacityFactor | fraction | User defined | 0 | bar: 2023 to 2050
BAU | S2D1 | 74 | PWRLDSINDNE | Long-duration storage (8h+), India – Northeast, region XX (investable) | 13 | CapacityFactor | fraction | User defined | 0 | bar: 2023 to 2050
BAU | S2D2 | 74 | PWRLDSINDNE | Long-duration storage (8h+), India – Northeast, region XX (investable) | 13 | CapacityFactor | fraction | User defined | 0 | bar: 2023 to 2050
BAU | S2D3 | 74 | PWRLDSINDNE | Long-duration storage (8h+), India – Northeast, region XX (investable) | 13 | CapacityFactor | fraction | User defined | 0 | bar: 2023 to 2050
BAU | S3D1 | 74 | PWRLDSINDNE | Long-duration storage (8h+), India – Northeast, region XX (investable) | 13 | CapacityFactor | fraction | User defined | 0 | bar: 2023 to 2050
BAU | S3D2 | 74 | PWRLDSINDNE | Long-duration storage (8h+), India – Northeast, region XX (investable) | 13 | CapacityFactor | fraction | User defined | 0 | bar: 2023 to 2050
BAU | S3D3 | 74 | PWRLDSINDNE | Long-duration storage (8h+), India – Northeast, region XX (investable) | 13 | CapacityFactor | fraction | User defined | 0 | bar: 2023 to 2050
BAU | S4D1 | 74 | PWRLDSINDNE | Long-duration storage (8h+), India – Northeast, region XX (investable) | 13 | CapacityFactor | fraction | User defined | 0 | bar: 2023 to 2050
BAU | S4D2 | 74 | PWRLDSINDNE | Long-duration storage (8h+), India – Northeast, region XX (investable) | 13 | CapacityFactor | fraction | User defined | 0 | bar: 2023 to 2050
BAU | S4D3 | 74 | PWRLDSINDNE | Long-duration storage (8h+), India – Northeast, region XX (investable) | 13 | CapacityFactor | fraction | User defined | 0 | bar: 2023 to 2050
BAU | S1D1 | 75 | PWRLDSNPLXX | Long-duration storage (8h+), Nepal, region XX (investable) | 13 | CapacityFactor | fraction | User defined | 0 | bar: 2023 to 2050
BAU | S1D2 | 75 | PWRLDSNPLXX | Long-duration storage (8h+), Nepal, region XX (investable) | 13 | CapacityFactor | fraction | User defined | 0 | bar: 2023 to 2050
BAU | S1D3 | 75 | PWRLDSNPLXX | Long-duration storage (8h+), Nepal, region XX (investable) | 13 | CapacityFactor | fraction | User defined | 0 | bar: 2023 to 2050
BAU | S2D1 | 75 | PWRLDSNPLXX | Long-duration storage (8h+), Nepal, region XX (investable) | 13 | CapacityFactor | fraction | User defined | 0 | bar: 2023 to 2050
BAU | S2D2 | 75 | PWRLDSNPLXX | Long-duration storage (8h+), Nepal, region XX (investable) | 13 | CapacityFactor | fraction | User defined | 0 | bar: 2023 to 2050
BAU | S2D3 | 75 | PWRLDSNPLXX | Long-duration storage (8h+), Nepal, region XX (investable) | 13 | CapacityFactor | fraction | User defined | 0 | bar: 2023 to 2050
BAU | S3D1 | 75 | PWRLDSNPLXX | Long-duration storage (8h+), Nepal, region XX (investable) | 13 | CapacityFactor | fraction | User defined | 0 | bar: 2023 to 2050
BAU | S3D2 | 75 | PWRLDSNPLXX | Long-duration storage (8h+), Nepal, region XX (investable) | 13 | CapacityFactor | fraction | User defined | 0 | bar: 2023 to 2050
BAU | S3D3 | 75 | PWRLDSNPLXX | Long-duration storage (8h+), Nepal, region XX (investable) | 13 | CapacityFactor | fraction | User defined | 0 | bar: 2023 to 2050
BAU | S4D1 | 75 | PWRLDSNPLXX | Long-duration storage (8h+), Nepal, region XX (investable) | 13 | CapacityFactor | fraction | User defined | 0 | bar: 2023 to 2050
BAU | S4D2 | 75 | PWRLDSNPLXX | Long-duration storage (8h+), Nepal, region XX (investable) | 13 | CapacityFactor | fraction | User defined | 0 | bar: 2023 to 2050
BAU | S4D3 | 75 | PWRLDSNPLXX | Long-duration storage (8h+), Nepal, region XX (investable) | 13 | CapacityFactor | fraction | User defined | 0 | bar: 2023 to 2050
BAU | S1D1 | 76 | PWRLDSLKAXX | Long-duration storage (8h+), Sri Lanka, region XX (investable) | 13 | CapacityFactor | fraction | User defined | 0 | bar: 2023 to 2050
BAU | S1D2 | 76 | PWRLDSLKAXX | Long-duration storage (8h+), Sri Lanka, region XX (investable) | 13 | CapacityFactor | fraction | User defined | 0 | bar: 2023 to 2050
BAU | S1D3 | 76 | PWRLDSLKAXX | Long-duration storage (8h+), Sri Lanka, region XX (investable) | 13 | CapacityFactor | fraction | User defined | 0 | bar: 2023 to 2050
BAU | S2D1 | 76 | PWRLDSLKAXX | Long-duration storage (8h+), Sri Lanka, region XX (investable) | 13 | CapacityFactor | fraction | User defined | 0 | bar: 2023 to 2050
BAU | S2D2 | 76 | PWRLDSLKAXX | Long-duration storage (8h+), Sri Lanka, region XX (investable) | 13 | CapacityFactor | fraction | User defined | 0 | bar: 2023 to 2050
BAU | S2D3 | 76 | PWRLDSLKAXX | Long-duration storage (8h+), Sri Lanka, region XX (investable) | 13 | CapacityFactor | fraction | User defined | 0 | bar: 2023 to 2050
BAU | S3D1 | 76 | PWRLDSLKAXX | Long-duration storage (8h+), Sri Lanka, region XX (investable) | 13 | CapacityFactor | fraction | User defined | 0 | bar: 2023 to 2050
BAU | S3D2 | 76 | PWRLDSLKAXX | Long-duration storage (8h+), Sri Lanka, region XX (investable) | 13 | CapacityFactor | fraction | User defined | 0 | bar: 2023 to 2050
BAU | S3D3 | 76 | PWRLDSLKAXX | Long-duration storage (8h+), Sri Lanka, region XX (investable) | 13 | CapacityFactor | fraction | User defined | 0 | bar: 2023 to 2050
BAU | S4D1 | 76 | PWRLDSLKAXX | Long-duration storage (8h+), Sri Lanka, region XX (investable) | 13 | CapacityFactor | fraction | User defined | 0 | bar: 2023 to 2050
BAU | S4D2 | 76 | PWRLDSLKAXX | Long-duration storage (8h+), Sri Lanka, region XX (investable) | 13 | CapacityFactor | fraction | User defined | 0 | bar: 2023 to 2050
BAU | S4D3 | 76 | PWRLDSLKAXX | Long-duration storage (8h+), Sri Lanka, region XX (investable) | 13 | CapacityFactor | fraction | User defined | 0 | bar: 2023 to 2050
BAU | S1D1 | 77 | PWRLDSMDVXX | Long-duration storage (8h+), Maldives, region XX (investable) | 13 | CapacityFactor | fraction | User defined | 0 | bar: 2023 to 2050
BAU | S1D2 | 77 | PWRLDSMDVXX | Long-duration storage (8h+), Maldives, region XX (investable) | 13 | CapacityFactor | fraction | User defined | 0 | bar: 2023 to 2050
BAU | S1D3 | 77 | PWRLDSMDVXX | Long-duration storage (8h+), Maldives, region XX (investable) | 13 | CapacityFactor | fraction | User defined | 0 | bar: 2023 to 2050
BAU | S2D1 | 77 | PWRLDSMDVXX | Long-duration storage (8h+), Maldives, region XX (investable) | 13 | CapacityFactor | fraction | User defined | 0 | bar: 2023 to 2050
BAU | S2D2 | 77 | PWRLDSMDVXX | Long-duration storage (8h+), Maldives, region XX (investable) | 13 | CapacityFactor | fraction | User defined | 0 | bar: 2023 to 2050
BAU | S2D3 | 77 | PWRLDSMDVXX | Long-duration storage (8h+), Maldives, region XX (investable) | 13 | CapacityFactor | fraction | User defined | 0 | bar: 2023 to 2050
BAU | S3D1 | 77 | PWRLDSMDVXX | Long-duration storage (8h+), Maldives, region XX (investable) | 13 | CapacityFactor | fraction | User defined | 0 | bar: 2023 to 2050
BAU | S3D2 | 77 | PWRLDSMDVXX | Long-duration storage (8h+), Maldives, region XX (investable) | 13 | CapacityFactor | fraction | User defined | 0 | bar: 2023 to 2050
BAU | S3D3 | 77 | PWRLDSMDVXX | Long-duration storage (8h+), Maldives, region XX (investable) | 13 | CapacityFactor | fraction | User defined | 0 | bar: 2023 to 2050
BAU | S4D1 | 77 | PWRLDSMDVXX | Long-duration storage (8h+), Maldives, region XX (investable) | 13 | CapacityFactor | fraction | User defined | 0 | bar: 2023 to 2050
BAU | S4D2 | 77 | PWRLDSMDVXX | Long-duration storage (8h+), Maldives, region XX (investable) | 13 | CapacityFactor | fraction | User defined | 0 | bar: 2023 to 2050
BAU | S4D3 | 77 | PWRLDSMDVXX | Long-duration storage (8h+), Maldives, region XX (investable) | 13 | CapacityFactor | fraction | User defined | 0 | bar: 2023 to 2050
Note on K2: Source: Renewables.ninja (2014-2022 mean) File: compiled_reninja_ts.csv ¦ region=BGDXX ¦ resource=solar Coordinates: lat=23.7231, lon=90.4086 9-year mean CF=0.0000
Note on K3: Source: Renewables.ninja (2014-2022 mean) File: compiled_reninja_ts.csv ¦ region=BGDXX ¦ resource=solar Coordinates: lat=23.7231, lon=90.4086 9-year mean CF=0.3524 Previous template value: 0.2480 (replaced)
Note on K4: Source: Renewables.ninja (2014-2022 mean) File: compiled_reninja_ts.csv ¦ region=BGDXX ¦ resource=solar Coordinates: lat=23.7231, lon=90.4086 9-year mean CF=0.0000
Note on K5: Source: Renewables.ninja (2014-2022 mean) File: compiled_reninja_ts.csv ¦ region=BGDXX ¦ resource=solar Coordinates: lat=23.7231, lon=90.4086 9-year mean CF=0.0000
Note on K6: Source: Renewables.ninja (2014-2022 mean) File: compiled_reninja_ts.csv ¦ region=BGDXX ¦ resource=solar Coordinates: lat=23.7231, lon=90.4086 9-year mean CF=0.3797 Previous template value: 0.3240 (replaced)
Note on K7: Source: Renewables.ninja (2014-2022 mean) File: compiled_reninja_ts.csv ¦ region=BGDXX ¦ resource=solar Coordinates: lat=23.7231, lon=90.4086 9-year mean CF=0.0000
Note on K8: Source: Renewables.ninja (2014-2022 mean) File: compiled_reninja_ts.csv ¦ region=BGDXX ¦ resource=solar Coordinates: lat=23.7231, lon=90.4086 9-year mean CF=0.0001
Note on K9: Source: Renewables.ninja (2014-2022 mean) File: compiled_reninja_ts.csv ¦ region=BGDXX ¦ resource=solar Coordinates: lat=23.7231, lon=90.4086 9-year mean CF=0.2891 Previous template value: 0.2990 (replaced)
Note on K10: Source: Renewables.ninja (2014-2022 mean) File: compiled_reninja_ts.csv ¦ region=BGDXX ¦ resource=solar Coordinates: lat=23.7231, lon=90.4086 9-year mean CF=0.0000
Note on K11: Source: Renewables.ninja (2014-2022 mean) File: compiled_reninja_ts.csv ¦ region=BGDXX ¦ resource=solar Coordinates: lat=23.7231, lon=90.4086 9-year mean CF=0.0000
Note on K12: Source: Renewables.ninja (2014-2022 mean) File: compiled_reninja_ts.csv ¦ region=BGDXX ¦ resource=solar Coordinates: lat=23.7231, lon=90.4086 9-year mean CF=0.3421 Previous template value: 0.3600 (replaced)
Note on K13: Source: Renewables.ninja (2014-2022 mean) File: compiled_reninja_ts.csv ¦ region=BGDXX ¦ resource=solar Coordinates: lat=23.7231, lon=90.4086 9-year mean CF=0.0000
Note on K14: Source: Renewables.ninja (2014-2022 mean) File: compiled_reninja_ts.csv ¦ region=BTNXX ¦ resource=solar Coordinates: lat=27.473, lon=89.639 9-year mean CF=0.0000
Note on K15: Source: Renewables.ninja (2014-2022 mean) File: compiled_reninja_ts.csv ¦ region=BTNXX ¦ resource=solar Coordinates: lat=27.473, lon=89.639 9-year mean CF=0.4787 Previous template value: 0.1600 (replaced)
Note on K16: Source: Renewables.ninja (2014-2022 mean) File: compiled_reninja_ts.csv ¦ region=BTNXX ¦ resource=solar Coordinates: lat=27.473, lon=89.639 9-year mean CF=0.0000
Note on K17: Source: Renewables.ninja (2014-2022 mean) File: compiled_reninja_ts.csv ¦ region=BTNXX ¦ resource=solar Coordinates: lat=27.473, lon=89.639 9-year mean CF=0.0001
Note on K18: Source: Renewables.ninja (2014-2022 mean) File: compiled_reninja_ts.csv ¦ region=BTNXX ¦ resource=solar Coordinates: lat=27.473, lon=89.639 9-year mean CF=0.4623 Previous template value: 0.1800 (replaced)
Note on K19: Source: Renewables.ninja (2014-2022 mean) File: compiled_reninja_ts.csv ¦ region=BTNXX ¦ resource=solar Coordinates: lat=27.473, lon=89.639 9-year mean CF=0.0001
Note on K20: Source: Renewables.ninja (2014-2022 mean) File: compiled_reninja_ts.csv ¦ region=BTNXX ¦ resource=solar Coordinates: lat=27.473, lon=89.639 9-year mean CF=0.0003
Note on K21: Source: Renewables.ninja (2014-2022 mean) File: compiled_reninja_ts.csv ¦ region=BTNXX ¦ resource=solar Coordinates: lat=27.473, lon=89.639 9-year mean CF=0.3364 Previous template value: 0.1450 (replaced)
Note on K22: Source: Renewables.ninja (2014-2022 mean) File: compiled_reninja_ts.csv ¦ region=BTNXX ¦ resource=solar Coordinates: lat=27.473, lon=89.639 9-year mean CF=0.0002
Note on K23: Source: Renewables.ninja (2014-2022 mean) File: compiled_reninja_ts.csv ¦ region=BTNXX ¦ resource=solar Coordinates: lat=27.473, lon=89.639 9-year mean CF=0.0000
Note on K24: Source: Renewables.ninja (2014-2022 mean) File: compiled_reninja_ts.csv ¦ region=BTNXX ¦ resource=solar Coordinates: lat=27.473, lon=89.639 9-year mean CF=0.4433 Previous template value: 0.1700 (replaced)
Note on K25: Source: Renewables.ninja (2014-2022 mean) File: compiled_reninja_ts.csv ¦ region=BTNXX ¦ resource=solar Coordinates: lat=27.473, lon=89.639 9-year mean CF=0.0000
Note on K26: Source: Renewables.ninja (2014-2022 mean) File: compiled_reninja_ts.csv ¦ region=INDNO ¦ resource=solar Coordinates: lat=28.67, lon=77.23 9-year mean CF=0.0000
Note on K27: Source: Renewables.ninja (2014-2022 mean) File: compiled_reninja_ts.csv ¦ region=INDNO ¦ resource=solar Coordinates: lat=28.67, lon=77.23 9-year mean CF=0.3474 Previous template value: 0.4600 (replaced)
Note on K28: Source: Renewables.ninja (2014-2022 mean) File: compiled_reninja_ts.csv ¦ region=INDNO ¦ resource=solar Coordinates: lat=28.67, lon=77.23 9-year mean CF=0.0000
Note on K29: Source: Renewables.ninja (2014-2022 mean) File: compiled_reninja_ts.csv ¦ region=INDNO ¦ resource=solar Coordinates: lat=28.67, lon=77.23 9-year mean CF=0.0005
Note on K30: Source: Renewables.ninja (2014-2022 mean) File: compiled_reninja_ts.csv ¦ region=INDNO ¦ resource=solar Coordinates: lat=28.67, lon=77.23 9-year mean CF=0.4196 Previous template value: 0.4900 (replaced)
Note on K31: Source: Renewables.ninja (2014-2022 mean) File: compiled_reninja_ts.csv ¦ region=INDNO ¦ resource=solar Coordinates: lat=28.67, lon=77.23 9-year mean CF=0.0000
Note on K32: Source: Renewables.ninja (2014-2022 mean) File: compiled_reninja_ts.csv ¦ region=INDNO ¦ resource=solar Coordinates: lat=28.67, lon=77.23 9-year mean CF=0.0013
Note on K33: Source: Renewables.ninja (2014-2022 mean) File: compiled_reninja_ts.csv ¦ region=INDNO ¦ resource=solar Coordinates: lat=28.67, lon=77.23 9-year mean CF=0.3756 Previous template value: 0.4000 (replaced)
Note on K34: Source: Renewables.ninja (2014-2022 mean) File: compiled_reninja_ts.csv ¦ region=INDNO ¦ resource=solar Coordinates: lat=28.67, lon=77.23 9-year mean CF=0.0001
Note on K35: Source: Renewables.ninja (2014-2022 mean) File: compiled_reninja_ts.csv ¦ region=INDNO ¦ resource=solar Coordinates: lat=28.67, lon=77.23 9-year mean CF=0.0000
Note on K36: Source: Renewables.ninja (2014-2022 mean) File: compiled_reninja_ts.csv ¦ region=INDNO ¦ resource=solar Coordinates: lat=28.67, lon=77.23 9-year mean CF=0.3503 Previous template value: 0.4500 (replaced)
Note on K37: Source: Renewables.ninja (2014-2022 mean) File: compiled_reninja_ts.csv ¦ region=INDNO ¦ resource=solar Coordinates: lat=28.67, lon=77.23 9-year mean CF=0.0000
Note on K38: Source: Renewables.ninja (2014-2022 mean) File: compiled_reninja_ts.csv ¦ region=INDSO ¦ resource=solar Coordinates: lat=12.9724, lon=77.5806 9-year mean CF=0.0000
Note on K39: Source: Renewables.ninja (2014-2022 mean) File: compiled_reninja_ts.csv ¦ region=INDSO ¦ resource=solar Coordinates: lat=12.9724, lon=77.5806 9-year mean CF=0.4307 Previous template value: 0.5000 (replaced)
Note on K40: Source: Renewables.ninja (2014-2022 mean) File: compiled_reninja_ts.csv ¦ region=INDSO ¦ resource=solar Coordinates: lat=12.9724, lon=77.5806 9-year mean CF=0.0000
Note on K41: Source: Renewables.ninja (2014-2022 mean) File: compiled_reninja_ts.csv ¦ region=INDSO ¦ resource=solar Coordinates: lat=12.9724, lon=77.5806 9-year mean CF=0.0000
Note on K42: Source: Renewables.ninja (2014-2022 mean) File: compiled_reninja_ts.csv ¦ region=INDSO ¦ resource=solar Coordinates: lat=12.9724, lon=77.5806 9-year mean CF=0.3957 Previous template value: 0.5200 (replaced)
Note on K43: Source: Renewables.ninja (2014-2022 mean) File: compiled_reninja_ts.csv ¦ region=INDSO ¦ resource=solar Coordinates: lat=12.9724, lon=77.5806 9-year mean CF=0.0000
Note on K44: Source: Renewables.ninja (2014-2022 mean) File: compiled_reninja_ts.csv ¦ region=INDSO ¦ resource=solar Coordinates: lat=12.9724, lon=77.5806 9-year mean CF=0.0000
Note on K45: Source: Renewables.ninja (2014-2022 mean) File: compiled_reninja_ts.csv ¦ region=INDSO ¦ resource=solar Coordinates: lat=12.9724, lon=77.5806 9-year mean CF=0.3231 Previous template value: 0.4200 (replaced)
Note on K46: Source: Renewables.ninja (2014-2022 mean) File: compiled_reninja_ts.csv ¦ region=INDSO ¦ resource=solar Coordinates: lat=12.9724, lon=77.5806 9-year mean CF=0.0000
Note on K47: Source: Renewables.ninja (2014-2022 mean) File: compiled_reninja_ts.csv ¦ region=INDSO ¦ resource=solar Coordinates: lat=12.9724, lon=77.5806 9-year mean CF=0.0000
Note on K48: Source: Renewables.ninja (2014-2022 mean) File: compiled_reninja_ts.csv ¦ region=INDSO ¦ resource=solar Coordinates: lat=12.9724, lon=77.5806 9-year mean CF=0.3642 Previous template value: 0.4750 (replaced)
Note on K49: Source: Renewables.ninja (2014-2022 mean) File: compiled_reninja_ts.csv ¦ region=INDSO ¦ resource=solar Coordinates: lat=12.9724, lon=77.5806 9-year mean CF=0.0000
Note on K50: Source: Renewables.ninja (2014-2022 mean) File: compiled_reninja_ts.csv ¦ region=INDEA ¦ resource=solar Coordinates: lat=22.495, lon=88.3247 9-year mean CF=0.0001
Note on K51: Source: Renewables.ninja (2014-2022 mean) File: compiled_reninja_ts.csv ¦ region=INDEA ¦ resource=solar Coordinates: lat=22.495, lon=88.3247 9-year mean CF=0.3516 Previous template value: 0.4400 (replaced)
Note on K52: Source: Renewables.ninja (2014-2022 mean) File: compiled_reninja_ts.csv ¦ region=INDEA ¦ resource=solar Coordinates: lat=22.495, lon=88.3247 9-year mean CF=0.0000
Note on K53: Source: Renewables.ninja (2014-2022 mean) File: compiled_reninja_ts.csv ¦ region=INDEA ¦ resource=solar Coordinates: lat=22.495, lon=88.3247 9-year mean CF=0.0065
Note on K54: Source: Renewables.ninja (2014-2022 mean) File: compiled_reninja_ts.csv ¦ region=INDEA ¦ resource=solar Coordinates: lat=22.495, lon=88.3247 9-year mean CF=0.3866 Previous template value: 0.4700 (replaced)
Note on K55: Source: Renewables.ninja (2014-2022 mean) File: compiled_reninja_ts.csv ¦ region=INDEA ¦ resource=solar Coordinates: lat=22.495, lon=88.3247 9-year mean CF=0.0000
Note on K56: Source: Renewables.ninja (2014-2022 mean) File: compiled_reninja_ts.csv ¦ region=INDEA ¦ resource=solar Coordinates: lat=22.495, lon=88.3247 9-year mean CF=0.0056
Note on K57: Source: Renewables.ninja (2014-2022 mean) File: compiled_reninja_ts.csv ¦ region=INDEA ¦ resource=solar Coordinates: lat=22.495, lon=88.3247 9-year mean CF=0.2645 Previous template value: 0.3800 (replaced)
Note on K58: Source: Renewables.ninja (2014-2022 mean) File: compiled_reninja_ts.csv ¦ region=INDEA ¦ resource=solar Coordinates: lat=22.495, lon=88.3247 9-year mean CF=0.0000
Note on K59: Source: Renewables.ninja (2014-2022 mean) File: compiled_reninja_ts.csv ¦ region=INDEA ¦ resource=solar Coordinates: lat=22.495, lon=88.3247 9-year mean CF=0.0003
Note on K60: Source: Renewables.ninja (2014-2022 mean) File: compiled_reninja_ts.csv ¦ region=INDEA ¦ resource=solar Coordinates: lat=22.495, lon=88.3247 9-year mean CF=0.3348 Previous template value: 0.4300 (replaced)
Note on K61: Source: Renewables.ninja (2014-2022 mean) File: compiled_reninja_ts.csv ¦ region=INDEA ¦ resource=solar Coordinates: lat=22.495, lon=88.3247 9-year mean CF=0.0000
Note on K62: Source: Renewables.ninja (2014-2022 mean) File: compiled_reninja_ts.csv ¦ region=INDWE ¦ resource=solar Coordinates: lat=19.017, lon=72.857 9-year mean CF=0.0000
Note on K63: Source: Renewables.ninja (2014-2022 mean) File: compiled_reninja_ts.csv ¦ region=INDWE ¦ resource=solar Coordinates: lat=19.017, lon=72.857 9-year mean CF=0.4000 Previous template value: 0.4900 (replaced)
Note on K64: Source: Renewables.ninja (2014-2022 mean) File: compiled_reninja_ts.csv ¦ region=INDWE ¦ resource=solar Coordinates: lat=19.017, lon=72.857 9-year mean CF=0.0000
Note on K65: Source: Renewables.ninja (2014-2022 mean) File: compiled_reninja_ts.csv ¦ region=INDWE ¦ resource=solar Coordinates: lat=19.017, lon=72.857 9-year mean CF=0.0000
Note on K66: Source: Renewables.ninja (2014-2022 mean) File: compiled_reninja_ts.csv ¦ region=INDWE ¦ resource=solar Coordinates: lat=19.017, lon=72.857 9-year mean CF=0.4284 Previous template value: 0.5100 (replaced)
Note on K67: Source: Renewables.ninja (2014-2022 mean) File: compiled_reninja_ts.csv ¦ region=INDWE ¦ resource=solar Coordinates: lat=19.017, lon=72.857 9-year mean CF=0.0000
Note on K68: Source: Renewables.ninja (2014-2022 mean) File: compiled_reninja_ts.csv ¦ region=INDWE ¦ resource=solar Coordinates: lat=19.017, lon=72.857 9-year mean CF=0.0000
Note on K69: Source: Renewables.ninja (2014-2022 mean) File: compiled_reninja_ts.csv ¦ region=INDWE ¦ resource=solar Coordinates: lat=19.017, lon=72.857 9-year mean CF=0.3235 Previous template value: 0.4150 (replaced)
Note on K70: Source: Renewables.ninja (2014-2022 mean) File: compiled_reninja_ts.csv ¦ region=INDWE ¦ resource=solar Coordinates: lat=19.017, lon=72.857 9-year mean CF=0.0000
Note on K71: Source: Renewables.ninja (2014-2022 mean) File: compiled_reninja_ts.csv ¦ region=INDWE ¦ resource=solar Coordinates: lat=19.017, lon=72.857 9-year mean CF=0.0000
Note on K72: Source: Renewables.ninja (2014-2022 mean) File: compiled_reninja_ts.csv ¦ region=INDWE ¦ resource=solar Coordinates: lat=19.017, lon=72.857 9-year mean CF=0.3588 Previous template value: 0.4700 (replaced)
Note on K73: Source: Renewables.ninja (2014-2022 mean) File: compiled_reninja_ts.csv ¦ region=INDWE ¦ resource=solar Coordinates: lat=19.017, lon=72.857 9-year mean CF=0.0000
Note on K74: Source: Renewables.ninja (2014-2022 mean) File: compiled_reninja_ts.csv ¦ region=INDNE ¦ resource=solar Coordinates: lat=26.16, lon=91.77 9-year mean CF=0.0005
Note on K75: Source: Renewables.ninja (2014-2022 mean) File: compiled_reninja_ts.csv ¦ region=INDNE ¦ resource=solar Coordinates: lat=26.16, lon=91.77 9-year mean CF=0.3603 Previous template value: 0.4100 (replaced)
Note on K76: Source: Renewables.ninja (2014-2022 mean) File: compiled_reninja_ts.csv ¦ region=INDNE ¦ resource=solar Coordinates: lat=26.16, lon=91.77 9-year mean CF=0.0000
Note on K77: Source: Renewables.ninja (2014-2022 mean) File: compiled_reninja_ts.csv ¦ region=INDNE ¦ resource=solar Coordinates: lat=26.16, lon=91.77 9-year mean CF=0.0123
Note on K78: Source: Renewables.ninja (2014-2022 mean) File: compiled_reninja_ts.csv ¦ region=INDNE ¦ resource=solar Coordinates: lat=26.16, lon=91.77 9-year mean CF=0.3829 Previous template value: 0.4400 (replaced)
Note on K79: Source: Renewables.ninja (2014-2022 mean) File: compiled_reninja_ts.csv ¦ region=INDNE ¦ resource=solar Coordinates: lat=26.16, lon=91.77 9-year mean CF=0.0000
Note on K80: Source: Renewables.ninja (2014-2022 mean) File: compiled_reninja_ts.csv ¦ region=INDNE ¦ resource=solar Coordinates: lat=26.16, lon=91.77 9-year mean CF=0.0112
Note on K81: Source: Renewables.ninja (2014-2022 mean) File: compiled_reninja_ts.csv ¦ region=INDNE ¦ resource=solar Coordinates: lat=26.16, lon=91.77 9-year mean CF=0.2896 Previous template value: 0.3700 (replaced)
Note on K82: Source: Renewables.ninja (2014-2022 mean) File: compiled_reninja_ts.csv ¦ region=INDNE ¦ resource=solar Coordinates: lat=26.16, lon=91.77 9-year mean CF=0.0000
Note on K83: Source: Renewables.ninja (2014-2022 mean) File: compiled_reninja_ts.csv ¦ region=INDNE ¦ resource=solar Coordinates: lat=26.16, lon=91.77 9-year mean CF=0.0018
Note on K84: Source: Renewables.ninja (2014-2022 mean) File: compiled_reninja_ts.csv ¦ region=INDNE ¦ resource=solar Coordinates: lat=26.16, lon=91.77 9-year mean CF=0.3560 Previous template value: 0.4050 (replaced)
Note on K85: Source: Renewables.ninja (2014-2022 mean) File: compiled_reninja_ts.csv ¦ region=INDNE ¦ resource=solar Coordinates: lat=26.16, lon=91.77 9-year mean CF=0.0000
Note on K86: Source: Renewables.ninja (2014-2022 mean) File: compiled_reninja_ts.csv ¦ region=NPLXX ¦ resource=solar Coordinates: lat=27.7167, lon=85.3166 9-year mean CF=0.0000
Note on K87: Source: Renewables.ninja (2014-2022 mean) File: compiled_reninja_ts.csv ¦ region=NPLXX ¦ resource=solar Coordinates: lat=27.7167, lon=85.3166 9-year mean CF=0.4220 Previous template value: 0.2620 (replaced)
Note on K88: Source: Renewables.ninja (2014-2022 mean) File: compiled_reninja_ts.csv ¦ region=NPLXX ¦ resource=solar Coordinates: lat=27.7167, lon=85.3166 9-year mean CF=0.0000
Note on K89: Source: Renewables.ninja (2014-2022 mean) File: compiled_reninja_ts.csv ¦ region=NPLXX ¦ resource=solar Coordinates: lat=27.7167, lon=85.3166 9-year mean CF=0.0054
Note on K90: Source: Renewables.ninja (2014-2022 mean) File: compiled_reninja_ts.csv ¦ region=NPLXX ¦ resource=solar Coordinates: lat=27.7167, lon=85.3166 9-year mean CF=0.4451 Previous template value: 0.2620 (replaced)
Note on K91: Source: Renewables.ninja (2014-2022 mean) File: compiled_reninja_ts.csv ¦ region=NPLXX ¦ resource=solar Coordinates: lat=27.7167, lon=85.3166 9-year mean CF=0.0000
Note on K92: Source: Renewables.ninja (2014-2022 mean) File: compiled_reninja_ts.csv ¦ region=NPLXX ¦ resource=solar Coordinates: lat=27.7167, lon=85.3166 9-year mean CF=0.0060
Note on K93: Source: Renewables.ninja (2014-2022 mean) File: compiled_reninja_ts.csv ¦ region=NPLXX ¦ resource=solar Coordinates: lat=27.7167, lon=85.3166 9-year mean CF=0.3449 Previous template value: 0.2620 (replaced)
Note on K94: Source: Renewables.ninja (2014-2022 mean) File: compiled_reninja_ts.csv ¦ region=NPLXX ¦ resource=solar Coordinates: lat=27.7167, lon=85.3166 9-year mean CF=0.0000
Note on K95: Source: Renewables.ninja (2014-2022 mean) File: compiled_reninja_ts.csv ¦ region=NPLXX ¦ resource=solar Coordinates: lat=27.7167, lon=85.3166 9-year mean CF=0.0000
Note on K96: Source: Renewables.ninja (2014-2022 mean) File: compiled_reninja_ts.csv ¦ region=NPLXX ¦ resource=solar Coordinates: lat=27.7167, lon=85.3166 9-year mean CF=0.4253 Previous template value: 0.2620 (replaced)
Note on K97: Source: Renewables.ninja (2014-2022 mean) File: compiled_reninja_ts.csv ¦ region=NPLXX ¦ resource=solar Coordinates: lat=27.7167, lon=85.3166 9-year mean CF=0.0000
Note on K98: Source: Renewables.ninja (2014-2022 mean) File: compiled_reninja_ts.csv ¦ region=LKAXX ¦ resource=solar Coordinates: lat=6.932, lon=79.8578 9-year mean CF=0.0000
Note on K99: Source: Renewables.ninja (2014-2022 mean) File: compiled_reninja_ts.csv ¦ region=LKAXX ¦ resource=solar Coordinates: lat=6.932, lon=79.8578 9-year mean CF=0.3758 Previous template value: 0.4300 (replaced)
Note on K100: Source: Renewables.ninja (2014-2022 mean) File: compiled_reninja_ts.csv ¦ region=LKAXX ¦ resource=solar Coordinates: lat=6.932, lon=79.8578 9-year mean CF=0.0000
Note on K101: Source: Renewables.ninja (2014-2022 mean) File: compiled_reninja_ts.csv ¦ region=LKAXX ¦ resource=solar Coordinates: lat=6.932, lon=79.8578 9-year mean CF=0.0000
Note on K102: Source: Renewables.ninja (2014-2022 mean) File: compiled_reninja_ts.csv ¦ region=LKAXX ¦ resource=solar Coordinates: lat=6.932, lon=79.8578 9-year mean CF=0.3307 Previous template value: 0.4500 (replaced)
Note on K103: Source: Renewables.ninja (2014-2022 mean) File: compiled_reninja_ts.csv ¦ region=LKAXX ¦ resource=solar Coordinates: lat=6.932, lon=79.8578 9-year mean CF=0.0000
Note on K104: Source: Renewables.ninja (2014-2022 mean) File: compiled_reninja_ts.csv ¦ region=LKAXX ¦ resource=solar Coordinates: lat=6.932, lon=79.8578 9-year mean CF=0.0000
Note on K105: Source: Renewables.ninja (2014-2022 mean) File: compiled_reninja_ts.csv ¦ region=LKAXX ¦ resource=solar Coordinates: lat=6.932, lon=79.8578 9-year mean CF=0.3036 Previous template value: 0.3400 (replaced)
Note on K106: Source: Renewables.ninja (2014-2022 mean) File: compiled_reninja_ts.csv ¦ region=LKAXX ¦ resource=solar Coordinates: lat=6.932, lon=79.8578 9-year mean CF=0.0000
Note on K107: Source: Renewables.ninja (2014-2022 mean) File: compiled_reninja_ts.csv ¦ region=LKAXX ¦ resource=solar Coordinates: lat=6.932, lon=79.8578 9-year mean CF=0.0000
Note on K108: Source: Renewables.ninja (2014-2022 mean) File: compiled_reninja_ts.csv ¦ region=LKAXX ¦ resource=solar Coordinates: lat=6.932, lon=79.8578 9-year mean CF=0.2942 Previous template value: 0.3800 (replaced)
Note on K109: Source: Renewables.ninja (2014-2022 mean) File: compiled_reninja_ts.csv ¦ region=LKAXX ¦ resource=solar Coordinates: lat=6.932, lon=79.8578 9-year mean CF=0.0000
Note on K110: Source: Renewables.ninja (2014-2022 mean) File: compiled_reninja_ts.csv ¦ region=MDVXX ¦ resource=solar Coordinates: lat=1.925, lon=73.3997 9-year mean CF=0.0000
Note on K111: Source: Renewables.ninja (2014-2022 mean) File: compiled_reninja_ts.csv ¦ region=MDVXX ¦ resource=solar Coordinates: lat=1.925, lon=73.3997 9-year mean CF=0.3533 Previous template value: 0.3930 (replaced)
Note on K112: Source: Renewables.ninja (2014-2022 mean) File: compiled_reninja_ts.csv ¦ region=MDVXX ¦ resource=solar Coordinates: lat=1.925, lon=73.3997 9-year mean CF=0.0000
Note on K113: Source: Renewables.ninja (2014-2022 mean) File: compiled_reninja_ts.csv ¦ region=MDVXX ¦ resource=solar Coordinates: lat=1.925, lon=73.3997 9-year mean CF=0.0000
Note on K114: Source: Renewables.ninja (2014-2022 mean) File: compiled_reninja_ts.csv ¦ region=MDVXX ¦ resource=solar Coordinates: lat=1.925, lon=73.3997 9-year mean CF=0.3372 Previous template value: 0.3930 (replaced)
Note on K115: Source: Renewables.ninja (2014-2022 mean) File: compiled_reninja_ts.csv ¦ region=MDVXX ¦ resource=solar Coordinates: lat=1.925, lon=73.3997 9-year mean CF=0.0000
Note on K116: Source: Renewables.ninja (2014-2022 mean) File: compiled_reninja_ts.csv ¦ region=MDVXX ¦ resource=solar Coordinates: lat=1.925, lon=73.3997 9-year mean CF=0.0000
Note on K117: Source: Renewables.ninja (2014-2022 mean) File: compiled_reninja_ts.csv ¦ region=MDVXX ¦ resource=solar Coordinates: lat=1.925, lon=73.3997 9-year mean CF=0.2915 Previous template value: 0.3930 (replaced)
Note on K118: Source: Renewables.ninja (2014-2022 mean) File: compiled_reninja_ts.csv ¦ region=MDVXX ¦ resource=solar Coordinates: lat=1.925, lon=73.3997 9-year mean CF=0.0000
Note on K119: Source: Renewables.ninja (2014-2022 mean) File: compiled_reninja_ts.csv ¦ region=MDVXX ¦ resource=solar Coordinates: lat=1.925, lon=73.3997 9-year mean CF=0.0000
Note on K120: Source: Renewables.ninja (2014-2022 mean) File: compiled_reninja_ts.csv ¦ region=MDVXX ¦ resource=solar Coordinates: lat=1.925, lon=73.3997 9-year mean CF=0.3098 Previous template value: 0.3930 (replaced)
Note on K121: Source: Renewables.ninja (2014-2022 mean) File: compiled_reninja_ts.csv ¦ region=MDVXX ¦ resource=solar Coordinates: lat=1.925, lon=73.3997 9-year mean CF=0.0000
Note on K122: Source: Renewables.ninja (2014-2022 mean) File: compiled_reninja_ts.csv ¦ region=BGDXX ¦ resource=wind Coordinates: lat=23.7231, lon=90.4086 9-year mean CF=0.1827 Previous template value: 0.1200 (replaced)
Note on K123: Source: Renewables.ninja (2014-2022 mean) File: compiled_reninja_ts.csv ¦ region=BGDXX ¦ resource=wind Coordinates: lat=23.7231, lon=90.4086 9-year mean CF=0.0730 Previous template value: 0.1200 (replaced)
Note on K124: Source: Renewables.ninja (2014-2022 mean) File: compiled_reninja_ts.csv ¦ region=BGDXX ¦ resource=wind Coordinates: lat=23.7231, lon=90.4086 9-year mean CF=0.1776 Previous template value: 0.1200 (replaced)
Note on K125: Source: Renewables.ninja (2014-2022 mean) File: compiled_reninja_ts.csv ¦ region=BGDXX ¦ resource=wind Coordinates: lat=23.7231, lon=90.4086 9-year mean CF=0.3122 Previous template value: 0.1800 (replaced)
Note on K126: Source: Renewables.ninja (2014-2022 mean) File: compiled_reninja_ts.csv ¦ region=BGDXX ¦ resource=wind Coordinates: lat=23.7231, lon=90.4086 9-year mean CF=0.1885 Previous template value: 0.1800 (replaced)
Note on K127: Source: Renewables.ninja (2014-2022 mean) File: compiled_reninja_ts.csv ¦ region=BGDXX ¦ resource=wind Coordinates: lat=23.7231, lon=90.4086 9-year mean CF=0.4045 Previous template value: 0.1800 (replaced)
Note on K128: Source: Renewables.ninja (2014-2022 mean) File: compiled_reninja_ts.csv ¦ region=BGDXX ¦ resource=wind Coordinates: lat=23.7231, lon=90.4086 9-year mean CF=0.3461 Previous template value: 0.3600 (replaced)
Note on K129: Source: Renewables.ninja (2014-2022 mean) File: compiled_reninja_ts.csv ¦ region=BGDXX ¦ resource=wind Coordinates: lat=23.7231, lon=90.4086 9-year mean CF=0.3106 Previous template value: 0.3600 (replaced)
Note on K130: Source: Renewables.ninja (2014-2022 mean) File: compiled_reninja_ts.csv ¦ region=BGDXX ¦ resource=wind Coordinates: lat=23.7231, lon=90.4086 9-year mean CF=0.3991 Previous template value: 0.3600 (replaced)
Note on K131: Source: Renewables.ninja (2014-2022 mean) File: compiled_reninja_ts.csv ¦ region=BGDXX ¦ resource=wind Coordinates: lat=23.7231, lon=90.4086 9-year mean CF=0.1246 Previous template value: 0.1400 (replaced)
Note on K132: Source: Renewables.ninja (2014-2022 mean) File: compiled_reninja_ts.csv ¦ region=BGDXX ¦ resource=wind Coordinates: lat=23.7231, lon=90.4086 9-year mean CF=0.0613 Previous template value: 0.1400 (replaced)
Note on K133: Source: Renewables.ninja (2014-2022 mean) File: compiled_reninja_ts.csv ¦ region=BGDXX ¦ resource=wind Coordinates: lat=23.7231, lon=90.4086 9-year mean CF=0.1085 Previous template value: 0.1400 (replaced)
Note on K134: Source: Renewables.ninja (2014-2022 mean) File: compiled_reninja_ts.csv ¦ region=BTNXX ¦ resource=wind Coordinates: lat=27.473, lon=89.639 9-year mean CF=0.0149 Previous template value: 0.2000 (replaced)
Note on K135: Source: Renewables.ninja (2014-2022 mean) File: compiled_reninja_ts.csv ¦ region=BTNXX ¦ resource=wind Coordinates: lat=27.473, lon=89.639 9-year mean CF=0.0898 Previous template value: 0.2000 (replaced)
Note on K136: Source: Renewables.ninja (2014-2022 mean) File: compiled_reninja_ts.csv ¦ region=BTNXX ¦ resource=wind Coordinates: lat=27.473, lon=89.639 9-year mean CF=0.0088 Previous template value: 0.2000 (replaced)
Note on K137: Source: Renewables.ninja (2014-2022 mean) File: compiled_reninja_ts.csv ¦ region=BTNXX ¦ resource=wind Coordinates: lat=27.473, lon=89.639 9-year mean CF=0.0218 Previous template value: 0.2000 (replaced)
Note on K138: Source: Renewables.ninja (2014-2022 mean) File: compiled_reninja_ts.csv ¦ region=BTNXX ¦ resource=wind Coordinates: lat=27.473, lon=89.639 9-year mean CF=0.1570 Previous template value: 0.2000 (replaced)
Note on K139: Source: Renewables.ninja (2014-2022 mean) File: compiled_reninja_ts.csv ¦ region=BTNXX ¦ resource=wind Coordinates: lat=27.473, lon=89.639 9-year mean CF=0.0376 Previous template value: 0.2000 (replaced)
Note on K140: Source: Renewables.ninja (2014-2022 mean) File: compiled_reninja_ts.csv ¦ region=BTNXX ¦ resource=wind Coordinates: lat=27.473, lon=89.639 9-year mean CF=0.0505 Previous template value: 0.2000 (replaced)
Note on K141: Source: Renewables.ninja (2014-2022 mean) File: compiled_reninja_ts.csv ¦ region=BTNXX ¦ resource=wind Coordinates: lat=27.473, lon=89.639 9-year mean CF=0.1470 Previous template value: 0.2000 (replaced)
Note on K142: Source: Renewables.ninja (2014-2022 mean) File: compiled_reninja_ts.csv ¦ region=BTNXX ¦ resource=wind Coordinates: lat=27.473, lon=89.639 9-year mean CF=0.0902 Previous template value: 0.2000 (replaced)
Note on K143: Source: Renewables.ninja (2014-2022 mean) File: compiled_reninja_ts.csv ¦ region=BTNXX ¦ resource=wind Coordinates: lat=27.473, lon=89.639 9-year mean CF=0.0123 Previous template value: 0.2000 (replaced)
Note on K144: Source: Renewables.ninja (2014-2022 mean) File: compiled_reninja_ts.csv ¦ region=BTNXX ¦ resource=wind Coordinates: lat=27.473, lon=89.639 9-year mean CF=0.0603 Previous template value: 0.2000 (replaced)
Note on K145: Source: Renewables.ninja (2014-2022 mean) File: compiled_reninja_ts.csv ¦ region=BTNXX ¦ resource=wind Coordinates: lat=27.473, lon=89.639 9-year mean CF=0.0178 Previous template value: 0.2000 (replaced)
Note on K146: Source: Renewables.ninja (2014-2022 mean) File: compiled_reninja_ts.csv ¦ region=INDNO ¦ resource=wind Coordinates: lat=28.67, lon=77.23 9-year mean CF=0.3525 Previous template value: 0.1800 (replaced)
Note on K147: Source: Renewables.ninja (2014-2022 mean) File: compiled_reninja_ts.csv ¦ region=INDNO ¦ resource=wind Coordinates: lat=28.67, lon=77.23 9-year mean CF=0.1930 Previous template value: 0.1800 (replaced)
Note on K148: Source: Renewables.ninja (2014-2022 mean) File: compiled_reninja_ts.csv ¦ region=INDNO ¦ resource=wind Coordinates: lat=28.67, lon=77.23 9-year mean CF=0.3697 Previous template value: 0.1800 (replaced)
Note on K149: Source: Renewables.ninja (2014-2022 mean) File: compiled_reninja_ts.csv ¦ region=INDNO ¦ resource=wind Coordinates: lat=28.67, lon=77.23 9-year mean CF=0.3756 Previous template value: 0.2500 (replaced)
Note on K150: Source: Renewables.ninja (2014-2022 mean) File: compiled_reninja_ts.csv ¦ region=INDNO ¦ resource=wind Coordinates: lat=28.67, lon=77.23 9-year mean CF=0.2353 Previous template value: 0.2500 (replaced)
Note on K151: Source: Renewables.ninja (2014-2022 mean) File: compiled_reninja_ts.csv ¦ region=INDNO ¦ resource=wind Coordinates: lat=28.67, lon=77.23 9-year mean CF=0.4159 Previous template value: 0.2500 (replaced)
Note on K152: Source: Renewables.ninja (2014-2022 mean) File: compiled_reninja_ts.csv ¦ region=INDNO ¦ resource=wind Coordinates: lat=28.67, lon=77.23 9-year mean CF=0.2661 Previous template value: 0.3200 (replaced)
Note on K153: Source: Renewables.ninja (2014-2022 mean) File: compiled_reninja_ts.csv ¦ region=INDNO ¦ resource=wind Coordinates: lat=28.67, lon=77.23 9-year mean CF=0.2024 Previous template value: 0.3200 (replaced)
Note on K154: Source: Renewables.ninja (2014-2022 mean) File: compiled_reninja_ts.csv ¦ region=INDNO ¦ resource=wind Coordinates: lat=28.67, lon=77.23 9-year mean CF=0.2449 Previous template value: 0.3200 (replaced)
Note on K155: Source: Renewables.ninja (2014-2022 mean) File: compiled_reninja_ts.csv ¦ region=INDNO ¦ resource=wind Coordinates: lat=28.67, lon=77.23 9-year mean CF=0.2400 Previous template value: 0.2200 (replaced)
Note on K156: Source: Renewables.ninja (2014-2022 mean) File: compiled_reninja_ts.csv ¦ region=INDNO ¦ resource=wind Coordinates: lat=28.67, lon=77.23 9-year mean CF=0.1439 Previous template value: 0.2200 (replaced)
Note on K157: Source: Renewables.ninja (2014-2022 mean) File: compiled_reninja_ts.csv ¦ region=INDNO ¦ resource=wind Coordinates: lat=28.67, lon=77.23 9-year mean CF=0.2523 Previous template value: 0.2200 (replaced)
Note on K158: Source: Renewables.ninja (2014-2022 mean) File: compiled_reninja_ts.csv ¦ region=INDSO ¦ resource=wind Coordinates: lat=12.9724, lon=77.5806 9-year mean CF=0.3006 Previous template value: 0.1500 (replaced)
Note on K159: Source: Renewables.ninja (2014-2022 mean) File: compiled_reninja_ts.csv ¦ region=INDSO ¦ resource=wind Coordinates: lat=12.9724, lon=77.5806 9-year mean CF=0.2360 Previous template value: 0.1500 (replaced)
Note on K160: Source: Renewables.ninja (2014-2022 mean) File: compiled_reninja_ts.csv ¦ region=INDSO ¦ resource=wind Coordinates: lat=12.9724, lon=77.5806 9-year mean CF=0.6001 Previous template value: 0.1500 (replaced)
Note on K161: Source: Renewables.ninja (2014-2022 mean) File: compiled_reninja_ts.csv ¦ region=INDSO ¦ resource=wind Coordinates: lat=12.9724, lon=77.5806 9-year mean CF=0.3022 Previous template value: 0.2400 (replaced)
Note on K162: Source: Renewables.ninja (2014-2022 mean) File: compiled_reninja_ts.csv ¦ region=INDSO ¦ resource=wind Coordinates: lat=12.9724, lon=77.5806 9-year mean CF=0.1978 Previous template value: 0.2400 (replaced)
Note on K163: Source: Renewables.ninja (2014-2022 mean) File: compiled_reninja_ts.csv ¦ region=INDSO ¦ resource=wind Coordinates: lat=12.9724, lon=77.5806 9-year mean CF=0.4930 Previous template value: 0.2400 (replaced)
Note on K164: Source: Renewables.ninja (2014-2022 mean) File: compiled_reninja_ts.csv ¦ region=INDSO ¦ resource=wind Coordinates: lat=12.9724, lon=77.5806 9-year mean CF=0.4714 Previous template value: 0.3300 (replaced)
Note on K165: Source: Renewables.ninja (2014-2022 mean) File: compiled_reninja_ts.csv ¦ region=INDSO ¦ resource=wind Coordinates: lat=12.9724, lon=77.5806 9-year mean CF=0.5809 Previous template value: 0.3300 (replaced)
Note on K166: Source: Renewables.ninja (2014-2022 mean) File: compiled_reninja_ts.csv ¦ region=INDSO ¦ resource=wind Coordinates: lat=12.9724, lon=77.5806 9-year mean CF=0.4876 Previous template value: 0.3300 (replaced)
Note on K167: Source: Renewables.ninja (2014-2022 mean) File: compiled_reninja_ts.csv ¦ region=INDSO ¦ resource=wind Coordinates: lat=12.9724, lon=77.5806 9-year mean CF=0.2601 Previous template value: 0.2000 (replaced)
Note on K168: Source: Renewables.ninja (2014-2022 mean) File: compiled_reninja_ts.csv ¦ region=INDSO ¦ resource=wind Coordinates: lat=12.9724, lon=77.5806 9-year mean CF=0.2646 Previous template value: 0.2000 (replaced)
Note on K169: Source: Renewables.ninja (2014-2022 mean) File: compiled_reninja_ts.csv ¦ region=INDSO ¦ resource=wind Coordinates: lat=12.9724, lon=77.5806 9-year mean CF=0.3699 Previous template value: 0.2000 (replaced)
Note on K170: Source: Renewables.ninja (2014-2022 mean) File: compiled_reninja_ts.csv ¦ region=INDEA ¦ resource=wind Coordinates: lat=22.495, lon=88.3247 9-year mean CF=0.2451 Previous template value: 0.2000 (replaced)
Note on K171: Source: Renewables.ninja (2014-2022 mean) File: compiled_reninja_ts.csv ¦ region=INDEA ¦ resource=wind Coordinates: lat=22.495, lon=88.3247 9-year mean CF=0.1191 Previous template value: 0.2000 (replaced)
Note on K172: Source: Renewables.ninja (2014-2022 mean) File: compiled_reninja_ts.csv ¦ region=INDEA ¦ resource=wind Coordinates: lat=22.495, lon=88.3247 9-year mean CF=0.1672 Previous template value: 0.2000 (replaced)
Note on K173: Source: Renewables.ninja (2014-2022 mean) File: compiled_reninja_ts.csv ¦ region=INDEA ¦ resource=wind Coordinates: lat=22.495, lon=88.3247 9-year mean CF=0.3444 Previous template value: 0.2000 (replaced)
Note on K174: Source: Renewables.ninja (2014-2022 mean) File: compiled_reninja_ts.csv ¦ region=INDEA ¦ resource=wind Coordinates: lat=22.495, lon=88.3247 9-year mean CF=0.2689 Previous template value: 0.2000 (replaced)
Note on K175: Source: Renewables.ninja (2014-2022 mean) File: compiled_reninja_ts.csv ¦ region=INDEA ¦ resource=wind Coordinates: lat=22.495, lon=88.3247 9-year mean CF=0.4717 Previous template value: 0.2000 (replaced)
Note on K176: Source: Renewables.ninja (2014-2022 mean) File: compiled_reninja_ts.csv ¦ region=INDEA ¦ resource=wind Coordinates: lat=22.495, lon=88.3247 9-year mean CF=0.3355 Previous template value: 0.2000 (replaced)
Note on K177: Source: Renewables.ninja (2014-2022 mean) File: compiled_reninja_ts.csv ¦ region=INDEA ¦ resource=wind Coordinates: lat=22.495, lon=88.3247 9-year mean CF=0.3230 Previous template value: 0.2000 (replaced)
Note on K178: Source: Renewables.ninja (2014-2022 mean) File: compiled_reninja_ts.csv ¦ region=INDEA ¦ resource=wind Coordinates: lat=22.495, lon=88.3247 9-year mean CF=0.4372 Previous template value: 0.2000 (replaced)
Note on K179: Source: Renewables.ninja (2014-2022 mean) File: compiled_reninja_ts.csv ¦ region=INDEA ¦ resource=wind Coordinates: lat=22.495, lon=88.3247 9-year mean CF=0.1851 Previous template value: 0.2000 (replaced)
Note on K180: Source: Renewables.ninja (2014-2022 mean) File: compiled_reninja_ts.csv ¦ region=INDEA ¦ resource=wind Coordinates: lat=22.495, lon=88.3247 9-year mean CF=0.0876 Previous template value: 0.2000 (replaced)
Note on K181: Source: Renewables.ninja (2014-2022 mean) File: compiled_reninja_ts.csv ¦ region=INDEA ¦ resource=wind Coordinates: lat=22.495, lon=88.3247 9-year mean CF=0.1278 Previous template value: 0.2000 (replaced)
Note on K182: Source: Renewables.ninja (2014-2022 mean) File: compiled_reninja_ts.csv ¦ region=INDWE ¦ resource=wind Coordinates: lat=19.017, lon=72.857 9-year mean CF=0.3138 Previous template value: 0.2200 (replaced)
Note on K183: Source: Renewables.ninja (2014-2022 mean) File: compiled_reninja_ts.csv ¦ region=INDWE ¦ resource=wind Coordinates: lat=19.017, lon=72.857 9-year mean CF=0.1748 Previous template value: 0.2200 (replaced)
Note on K184: Source: Renewables.ninja (2014-2022 mean) File: compiled_reninja_ts.csv ¦ region=INDWE ¦ resource=wind Coordinates: lat=19.017, lon=72.857 9-year mean CF=0.3366 Previous template value: 0.2200 (replaced)
Note on K185: Source: Renewables.ninja (2014-2022 mean) File: compiled_reninja_ts.csv ¦ region=INDWE ¦ resource=wind Coordinates: lat=19.017, lon=72.857 9-year mean CF=0.1224 Previous template value: 0.2700 (replaced)
Note on K186: Source: Renewables.ninja (2014-2022 mean) File: compiled_reninja_ts.csv ¦ region=INDWE ¦ resource=wind Coordinates: lat=19.017, lon=72.857 9-year mean CF=0.2174 Previous template value: 0.2700 (replaced)
Note on K187: Source: Renewables.ninja (2014-2022 mean) File: compiled_reninja_ts.csv ¦ region=INDWE ¦ resource=wind Coordinates: lat=19.017, lon=72.857 9-year mean CF=0.2622 Previous template value: 0.2700 (replaced)
Note on K188: Source: Renewables.ninja (2014-2022 mean) File: compiled_reninja_ts.csv ¦ region=INDWE ¦ resource=wind Coordinates: lat=19.017, lon=72.857 9-year mean CF=0.4692 Previous template value: 0.3600 (replaced)
Note on K189: Source: Renewables.ninja (2014-2022 mean) File: compiled_reninja_ts.csv ¦ region=INDWE ¦ resource=wind Coordinates: lat=19.017, lon=72.857 9-year mean CF=0.4968 Previous template value: 0.3600 (replaced)
Note on K190: Source: Renewables.ninja (2014-2022 mean) File: compiled_reninja_ts.csv ¦ region=INDWE ¦ resource=wind Coordinates: lat=19.017, lon=72.857 9-year mean CF=0.4584 Previous template value: 0.3600 (replaced)
Note on K191: Source: Renewables.ninja (2014-2022 mean) File: compiled_reninja_ts.csv ¦ region=INDWE ¦ resource=wind Coordinates: lat=19.017, lon=72.857 9-year mean CF=0.3102 Previous template value: 0.2400 (replaced)
Note on K192: Source: Renewables.ninja (2014-2022 mean) File: compiled_reninja_ts.csv ¦ region=INDWE ¦ resource=wind Coordinates: lat=19.017, lon=72.857 9-year mean CF=0.1460 Previous template value: 0.2400 (replaced)
Note on K193: Source: Renewables.ninja (2014-2022 mean) File: compiled_reninja_ts.csv ¦ region=INDWE ¦ resource=wind Coordinates: lat=19.017, lon=72.857 9-year mean CF=0.2168 Previous template value: 0.2400 (replaced)
Note on K194: Source: Renewables.ninja (2014-2022 mean) File: compiled_reninja_ts.csv ¦ region=INDNE ¦ resource=wind Coordinates: lat=26.16, lon=91.77 9-year mean CF=0.3117 Previous template value: 0.2000 (replaced)
Note on K195: Source: Renewables.ninja (2014-2022 mean) File: compiled_reninja_ts.csv ¦ region=INDNE ¦ resource=wind Coordinates: lat=26.16, lon=91.77 9-year mean CF=0.1437 Previous template value: 0.2000 (replaced)
Note on K196: Source: Renewables.ninja (2014-2022 mean) File: compiled_reninja_ts.csv ¦ region=INDNE ¦ resource=wind Coordinates: lat=26.16, lon=91.77 9-year mean CF=0.3179 Previous template value: 0.2000 (replaced)
Note on K197: Source: Renewables.ninja (2014-2022 mean) File: compiled_reninja_ts.csv ¦ region=INDNE ¦ resource=wind Coordinates: lat=26.16, lon=91.77 9-year mean CF=0.4255 Previous template value: 0.2000 (replaced)
Note on K198: Source: Renewables.ninja (2014-2022 mean) File: compiled_reninja_ts.csv ¦ region=INDNE ¦ resource=wind Coordinates: lat=26.16, lon=91.77 9-year mean CF=0.2802 Previous template value: 0.2000 (replaced)
Note on K199: Source: Renewables.ninja (2014-2022 mean) File: compiled_reninja_ts.csv ¦ region=INDNE ¦ resource=wind Coordinates: lat=26.16, lon=91.77 9-year mean CF=0.3998 Previous template value: 0.2000 (replaced)
Note on K200: Source: Renewables.ninja (2014-2022 mean) File: compiled_reninja_ts.csv ¦ region=INDNE ¦ resource=wind Coordinates: lat=26.16, lon=91.77 9-year mean CF=0.2242 Previous template value: 0.2000 (replaced)
Note on K201: Source: Renewables.ninja (2014-2022 mean) File: compiled_reninja_ts.csv ¦ region=INDNE ¦ resource=wind Coordinates: lat=26.16, lon=91.77 9-year mean CF=0.1719 Previous template value: 0.2000 (replaced)
Note on K202: Source: Renewables.ninja (2014-2022 mean) File: compiled_reninja_ts.csv ¦ region=INDNE ¦ resource=wind Coordinates: lat=26.16, lon=91.77 9-year mean CF=0.2299 Previous template value: 0.2000 (replaced)
Note on K203: Source: Renewables.ninja (2014-2022 mean) File: compiled_reninja_ts.csv ¦ region=INDNE ¦ resource=wind Coordinates: lat=26.16, lon=91.77 9-year mean CF=0.2287 Previous template value: 0.2000 (replaced)
Note on K204: Source: Renewables.ninja (2014-2022 mean) File: compiled_reninja_ts.csv ¦ region=INDNE ¦ resource=wind Coordinates: lat=26.16, lon=91.77 9-year mean CF=0.0961 Previous template value: 0.2000 (replaced)
Note on K205: Source: Renewables.ninja (2014-2022 mean) File: compiled_reninja_ts.csv ¦ region=INDNE ¦ resource=wind Coordinates: lat=26.16, lon=91.77 9-year mean CF=0.2112 Previous template value: 0.2000 (replaced)
Note on K206: Source: Renewables.ninja (2014-2022 mean) File: compiled_reninja_ts.csv ¦ region=NPLXX ¦ resource=wind Coordinates: lat=27.7167, lon=85.3166 9-year mean CF=0.0112 Previous template value: 0.2000 (replaced)
Note on K207: Source: Renewables.ninja (2014-2022 mean) File: compiled_reninja_ts.csv ¦ region=NPLXX ¦ resource=wind Coordinates: lat=27.7167, lon=85.3166 9-year mean CF=0.0358 Previous template value: 0.2000 (replaced)
Note on K208: Source: Renewables.ninja (2014-2022 mean) File: compiled_reninja_ts.csv ¦ region=NPLXX ¦ resource=wind Coordinates: lat=27.7167, lon=85.3166 9-year mean CF=0.0106 Previous template value: 0.2000 (replaced)
Note on K209: Source: Renewables.ninja (2014-2022 mean) File: compiled_reninja_ts.csv ¦ region=NPLXX ¦ resource=wind Coordinates: lat=27.7167, lon=85.3166 9-year mean CF=0.0232 Previous template value: 0.2000 (replaced)
Note on K210: Source: Renewables.ninja (2014-2022 mean) File: compiled_reninja_ts.csv ¦ region=NPLXX ¦ resource=wind Coordinates: lat=27.7167, lon=85.3166 9-year mean CF=0.0709 Previous template value: 0.2000 (replaced)
Note on K211: Source: Renewables.ninja (2014-2022 mean) File: compiled_reninja_ts.csv ¦ region=NPLXX ¦ resource=wind Coordinates: lat=27.7167, lon=85.3166 9-year mean CF=0.0242 Previous template value: 0.2000 (replaced)
Note on K212: Source: Renewables.ninja (2014-2022 mean) File: compiled_reninja_ts.csv ¦ region=NPLXX ¦ resource=wind Coordinates: lat=27.7167, lon=85.3166 9-year mean CF=0.0132 Previous template value: 0.2000 (replaced)
Note on K213: Source: Renewables.ninja (2014-2022 mean) File: compiled_reninja_ts.csv ¦ region=NPLXX ¦ resource=wind Coordinates: lat=27.7167, lon=85.3166 9-year mean CF=0.0458 Previous template value: 0.2000 (replaced)
Note on K214: Source: Renewables.ninja (2014-2022 mean) File: compiled_reninja_ts.csv ¦ region=NPLXX ¦ resource=wind Coordinates: lat=27.7167, lon=85.3166 9-year mean CF=0.0278 Previous template value: 0.2000 (replaced)
Note on K215: Source: Renewables.ninja (2014-2022 mean) File: compiled_reninja_ts.csv ¦ region=NPLXX ¦ resource=wind Coordinates: lat=27.7167, lon=85.3166 9-year mean CF=0.0057 Previous template value: 0.2000 (replaced)
Note on K216: Source: Renewables.ninja (2014-2022 mean) File: compiled_reninja_ts.csv ¦ region=NPLXX ¦ resource=wind Coordinates: lat=27.7167, lon=85.3166 9-year mean CF=0.0131 Previous template value: 0.2000 (replaced)
Note on K217: Source: Renewables.ninja (2014-2022 mean) File: compiled_reninja_ts.csv ¦ region=NPLXX ¦ resource=wind Coordinates: lat=27.7167, lon=85.3166 9-year mean CF=0.0068 Previous template value: 0.2000 (replaced)
Note on K218: Source: Renewables.ninja (2014-2022 mean) File: compiled_reninja_ts.csv ¦ region=LKAXX ¦ resource=wind Coordinates: lat=6.932, lon=79.8578 9-year mean CF=0.3602 Previous template value: 0.2400 (replaced)
Note on K219: Source: Renewables.ninja (2014-2022 mean) File: compiled_reninja_ts.csv ¦ region=LKAXX ¦ resource=wind Coordinates: lat=6.932, lon=79.8578 9-year mean CF=0.2657 Previous template value: 0.2400 (replaced)
Note on K220: Source: Renewables.ninja (2014-2022 mean) File: compiled_reninja_ts.csv ¦ region=LKAXX ¦ resource=wind Coordinates: lat=6.932, lon=79.8578 9-year mean CF=0.3704 Previous template value: 0.2400 (replaced)
Note on K221: Source: Renewables.ninja (2014-2022 mean) File: compiled_reninja_ts.csv ¦ region=LKAXX ¦ resource=wind Coordinates: lat=6.932, lon=79.8578 9-year mean CF=0.2454 Previous template value: 0.3500 (replaced)
Note on K222: Source: Renewables.ninja (2014-2022 mean) File: compiled_reninja_ts.csv ¦ region=LKAXX ¦ resource=wind Coordinates: lat=6.932, lon=79.8578 9-year mean CF=0.2144 Previous template value: 0.3500 (replaced)
Note on K223: Source: Renewables.ninja (2014-2022 mean) File: compiled_reninja_ts.csv ¦ region=LKAXX ¦ resource=wind Coordinates: lat=6.932, lon=79.8578 9-year mean CF=0.2453 Previous template value: 0.3500 (replaced)
Note on K224: Source: Renewables.ninja (2014-2022 mean) File: compiled_reninja_ts.csv ¦ region=LKAXX ¦ resource=wind Coordinates: lat=6.932, lon=79.8578 9-year mean CF=0.6386 Previous template value: 0.5200 (replaced)
Note on K225: Source: Renewables.ninja (2014-2022 mean) File: compiled_reninja_ts.csv ¦ region=LKAXX ¦ resource=wind Coordinates: lat=6.932, lon=79.8578 9-year mean CF=0.5911 Previous template value: 0.5200 (replaced)
Note on K226: Source: Renewables.ninja (2014-2022 mean) File: compiled_reninja_ts.csv ¦ region=LKAXX ¦ resource=wind Coordinates: lat=6.932, lon=79.8578 9-year mean CF=0.5925 Previous template value: 0.5200 (replaced)
Note on K227: Source: Renewables.ninja (2014-2022 mean) File: compiled_reninja_ts.csv ¦ region=LKAXX ¦ resource=wind Coordinates: lat=6.932, lon=79.8578 9-year mean CF=0.2973
Note on K228: Source: Renewables.ninja (2014-2022 mean) File: compiled_reninja_ts.csv ¦ region=LKAXX ¦ resource=wind Coordinates: lat=6.932, lon=79.8578 9-year mean CF=0.2740 Previous template value: 0.3000 (replaced)
Note on K229: Source: Renewables.ninja (2014-2022 mean) File: compiled_reninja_ts.csv ¦ region=LKAXX ¦ resource=wind Coordinates: lat=6.932, lon=79.8578 9-year mean CF=0.2880 Previous template value: 0.3000 (replaced)
Note on K230: Source: Renewables.ninja (2014-2022 mean) File: compiled_reninja_ts.csv ¦ region=MDVXX ¦ resource=wind Coordinates: lat=1.925, lon=73.3997 9-year mean CF=0.2197 Previous template value: 0.2000 (replaced)
Note on K231: Source: Renewables.ninja (2014-2022 mean) File: compiled_reninja_ts.csv ¦ region=MDVXX ¦ resource=wind Coordinates: lat=1.925, lon=73.3997 9-year mean CF=0.2336 Previous template value: 0.2000 (replaced)
Note on K232: Source: Renewables.ninja (2014-2022 mean) File: compiled_reninja_ts.csv ¦ region=MDVXX ¦ resource=wind Coordinates: lat=1.925, lon=73.3997 9-year mean CF=0.2403 Previous template value: 0.2000 (replaced)
Note on K233: Source: Renewables.ninja (2014-2022 mean) File: compiled_reninja_ts.csv ¦ region=MDVXX ¦ resource=wind Coordinates: lat=1.925, lon=73.3997 9-year mean CF=0.2355 Previous template value: 0.2000 (replaced)
Note on K234: Source: Renewables.ninja (2014-2022 mean) File: compiled_reninja_ts.csv ¦ region=MDVXX ¦ resource=wind Coordinates: lat=1.925, lon=73.3997 9-year mean CF=0.2354 Previous template value: 0.2000 (replaced)
Note on K235: Source: Renewables.ninja (2014-2022 mean) File: compiled_reninja_ts.csv ¦ region=MDVXX ¦ resource=wind Coordinates: lat=1.925, lon=73.3997 9-year mean CF=0.2346 Previous template value: 0.2000 (replaced)
Note on K236: Source: Renewables.ninja (2014-2022 mean) File: compiled_reninja_ts.csv ¦ region=MDVXX ¦ resource=wind Coordinates: lat=1.925, lon=73.3997 9-year mean CF=0.2358 Previous template value: 0.2000 (replaced)
Note on K237: Source: Renewables.ninja (2014-2022 mean) File: compiled_reninja_ts.csv ¦ region=MDVXX ¦ resource=wind Coordinates: lat=1.925, lon=73.3997 9-year mean CF=0.2306 Previous template value: 0.2000 (replaced)
Note on K238: Source: Renewables.ninja (2014-2022 mean) File: compiled_reninja_ts.csv ¦ region=MDVXX ¦ resource=wind Coordinates: lat=1.925, lon=73.3997 9-year mean CF=0.2291 Previous template value: 0.2000 (replaced)
Note on K239: Source: Renewables.ninja (2014-2022 mean) File: compiled_reninja_ts.csv ¦ region=MDVXX ¦ resource=wind Coordinates: lat=1.925, lon=73.3997 9-year mean CF=0.3093 Previous template value: 0.2000 (replaced)
Note on K240: Source: Renewables.ninja (2014-2022 mean) File: compiled_reninja_ts.csv ¦ region=MDVXX ¦ resource=wind Coordinates: lat=1.925, lon=73.3997 9-year mean CF=0.3146 Previous template value: 0.2000 (replaced)
Note on K241: Source: Renewables.ninja (2014-2022 mean) File: compiled_reninja_ts.csv ¦ region=MDVXX ¦ resource=wind Coordinates: lat=1.925, lon=73.3997 9-year mean CF=0.3002 Previous template value: 0.2000 (replaced)
Note on K242: AMBIGUITY: Existing=0.1950, Renewables.ninja (2014-2022 mean)=0.3006 Source: compiled_reninja_ts.csv ¦ region=INDSO ¦ lat=12.9724, lon=77.5806 Existing source: unknown (pre-integration) Pre-integration value (~0.35-0.43). Plausible for Gulf of Mannar/Tamil Nadu coast. Cross-ref: CEA NEP offshore wind assessment; WB/NREL offshore wind roadmap.
Note on K243: AMBIGUITY: Existing=0.1950, Renewables.ninja (2014-2022 mean)=0.2360 Source: compiled_reninja_ts.csv ¦ region=INDSO ¦ lat=12.9724, lon=77.5806 Existing source: unknown (pre-integration)
Note on K244: AMBIGUITY: Existing=0.1950, Renewables.ninja (2014-2022 mean)=0.6001 Source: compiled_reninja_ts.csv ¦ region=INDSO ¦ lat=12.9724, lon=77.5806 Existing source: unknown (pre-integration)
Note on K245: Confirmed by Renewables.ninja (2014-2022 mean)=0.3022 Source: compiled_reninja_ts.csv ¦ region=INDSO ¦ lat=12.9724, lon=77.5806
Note on K246: AMBIGUITY: Existing=0.3120, Renewables.ninja (2014-2022 mean)=0.1978 Source: compiled_reninja_ts.csv ¦ region=INDSO ¦ lat=12.9724, lon=77.5806 Existing source: unknown (pre-integration)
Note on K247: AMBIGUITY: Existing=0.3120, Renewables.ninja (2014-2022 mean)=0.4930 Source: compiled_reninja_ts.csv ¦ region=INDSO ¦ lat=12.9724, lon=77.5806 Existing source: unknown (pre-integration)
Note on K248: AMBIGUITY: Existing=0.4290, Renewables.ninja (2014-2022 mean)=0.4714 Source: compiled_reninja_ts.csv ¦ region=INDSO ¦ lat=12.9724, lon=77.5806 Existing source: unknown (pre-integration)
Note on K249: AMBIGUITY: Existing=0.4290, Renewables.ninja (2014-2022 mean)=0.5809 Source: compiled_reninja_ts.csv ¦ region=INDSO ¦ lat=12.9724, lon=77.5806 Existing source: unknown (pre-integration)
Note on K250: AMBIGUITY: Existing=0.4290, Renewables.ninja (2014-2022 mean)=0.4876 Source: compiled_reninja_ts.csv ¦ region=INDSO ¦ lat=12.9724, lon=77.5806 Existing source: unknown (pre-integration)
Note on K251: Confirmed by Renewables.ninja (2014-2022 mean)=0.2601 Source: compiled_reninja_ts.csv ¦ region=INDSO ¦ lat=12.9724, lon=77.5806
Note on K252: Confirmed by Renewables.ninja (2014-2022 mean)=0.2646 Source: compiled_reninja_ts.csv ¦ region=INDSO ¦ lat=12.9724, lon=77.5806
Note on K253: AMBIGUITY: Existing=0.2600, Renewables.ninja (2014-2022 mean)=0.3699 Source: compiled_reninja_ts.csv ¦ region=INDSO ¦ lat=12.9724, lon=77.5806 Existing source: unknown (pre-integration)
Note on K254: AMBIGUITY: Existing=0.2750, Renewables.ninja (2014-2022 mean)=0.3138 Source: compiled_reninja_ts.csv ¦ region=INDWE ¦ lat=19.017, lon=72.857 Existing source: unknown (pre-integration) Pre-integration value (~0.35-0.45). Plausible for Gujarat coast. Cross-ref: MNRE offshore wind assessment; India's 37 GW offshore wind target.
Note on K255: AMBIGUITY: Existing=0.2750, Renewables.ninja (2014-2022 mean)=0.1748 Source: compiled_reninja_ts.csv ¦ region=INDWE ¦ lat=19.017, lon=72.857 Existing source: unknown (pre-integration)
Note on K256: AMBIGUITY: Existing=0.2750, Renewables.ninja (2014-2022 mean)=0.3366 Source: compiled_reninja_ts.csv ¦ region=INDWE ¦ lat=19.017, lon=72.857 Existing source: unknown (pre-integration)
Note on K257: AMBIGUITY: Existing=0.3375, Renewables.ninja (2014-2022 mean)=0.1224 Source: compiled_reninja_ts.csv ¦ region=INDWE ¦ lat=19.017, lon=72.857 Existing source: unknown (pre-integration)
Note on K258: AMBIGUITY: Existing=0.3375, Renewables.ninja (2014-2022 mean)=0.2174 Source: compiled_reninja_ts.csv ¦ region=INDWE ¦ lat=19.017, lon=72.857 Existing source: unknown (pre-integration)
Note on K259: AMBIGUITY: Existing=0.3375, Renewables.ninja (2014-2022 mean)=0.2622 Source: compiled_reninja_ts.csv ¦ region=INDWE ¦ lat=19.017, lon=72.857 Existing source: unknown (pre-integration)
Note on K260: AMBIGUITY: Existing=0.4500, Renewables.ninja (2014-2022 mean)=0.4692 Source: compiled_reninja_ts.csv ¦ region=INDWE ¦ lat=19.017, lon=72.857 Existing source: unknown (pre-integration)
Note on K261: AMBIGUITY: Existing=0.4500, Renewables.ninja (2014-2022 mean)=0.4968 Source: compiled_reninja_ts.csv ¦ region=INDWE ¦ lat=19.017, lon=72.857 Existing source: unknown (pre-integration)
Note on K262: Confirmed by Renewables.ninja (2014-2022 mean)=0.4584 Source: compiled_reninja_ts.csv ¦ region=INDWE ¦ lat=19.017, lon=72.857
Note on K263: AMBIGUITY: Existing=0.3000, Renewables.ninja (2014-2022 mean)=0.3102 Source: compiled_reninja_ts.csv ¦ region=INDWE ¦ lat=19.017, lon=72.857 Existing source: unknown (pre-integration)
Note on K264: AMBIGUITY: Existing=0.3000, Renewables.ninja (2014-2022 mean)=0.1460 Source: compiled_reninja_ts.csv ¦ region=INDWE ¦ lat=19.017, lon=72.857 Existing source: unknown (pre-integration)
Note on K265: AMBIGUITY: Existing=0.3000, Renewables.ninja (2014-2022 mean)=0.2168 Source: compiled_reninja_ts.csv ¦ region=INDWE ¦ lat=19.017, lon=72.857 Existing source: unknown (pre-integration)
Note on K266: Confirmed by Renewables.ninja (2014-2022 mean)=0.2451 Source: compiled_reninja_ts.csv ¦ region=INDEA ¦ lat=22.495, lon=88.3247 Pre-integration value (~0.20-0.25). Lower CF consistent with Bay of Bengal wind resource.
Note on K267: AMBIGUITY: Existing=0.2500, Renewables.ninja (2014-2022 mean)=0.1191 Source: compiled_reninja_ts.csv ¦ region=INDEA ¦ lat=22.495, lon=88.3247 Existing source: unknown (pre-integration)
Note on K268: AMBIGUITY: Existing=0.2500, Renewables.ninja (2014-2022 mean)=0.1672 Source: compiled_reninja_ts.csv ¦ region=INDEA ¦ lat=22.495, lon=88.3247 Existing source: unknown (pre-integration)
Note on K269: AMBIGUITY: Existing=0.2500, Renewables.ninja (2014-2022 mean)=0.3444 Source: compiled_reninja_ts.csv ¦ region=INDEA ¦ lat=22.495, lon=88.3247 Existing source: unknown (pre-integration)
Note on K270: AMBIGUITY: Existing=0.2500, Renewables.ninja (2014-2022 mean)=0.2689 Source: compiled_reninja_ts.csv ¦ region=INDEA ¦ lat=22.495, lon=88.3247 Existing source: unknown (pre-integration)
Note on K271: AMBIGUITY: Existing=0.2500, Renewables.ninja (2014-2022 mean)=0.4717 Source: compiled_reninja_ts.csv ¦ region=INDEA ¦ lat=22.495, lon=88.3247 Existing source: unknown (pre-integration)
Note on K272: AMBIGUITY: Existing=0.2500, Renewables.ninja (2014-2022 mean)=0.3355 Source: compiled_reninja_ts.csv ¦ region=INDEA ¦ lat=22.495, lon=88.3247 Existing source: unknown (pre-integration)
Note on K273: AMBIGUITY: Existing=0.2500, Renewables.ninja (2014-2022 mean)=0.3230 Source: compiled_reninja_ts.csv ¦ region=INDEA ¦ lat=22.495, lon=88.3247 Existing source: unknown (pre-integration)
Note on K274: AMBIGUITY: Existing=0.2500, Renewables.ninja (2014-2022 mean)=0.4372 Source: compiled_reninja_ts.csv ¦ region=INDEA ¦ lat=22.495, lon=88.3247 Existing source: unknown (pre-integration)
Note on K275: AMBIGUITY: Existing=0.2500, Renewables.ninja (2014-2022 mean)=0.1851 Source: compiled_reninja_ts.csv ¦ region=INDEA ¦ lat=22.495, lon=88.3247 Existing source: unknown (pre-integration)
Note on K276: AMBIGUITY: Existing=0.2500, Renewables.ninja (2014-2022 mean)=0.0876 Source: compiled_reninja_ts.csv ¦ region=INDEA ¦ lat=22.495, lon=88.3247 Existing source: unknown (pre-integration)
Note on K277: AMBIGUITY: Existing=0.2500, Renewables.ninja (2014-2022 mean)=0.1278 Source: compiled_reninja_ts.csv ¦ region=INDEA ¦ lat=22.495, lon=88.3247 Existing source: unknown (pre-integration)
Note on K278: AMBIGUITY: Existing=0.1500, Renewables.ninja (2014-2022 mean)=0.1827 Source: compiled_reninja_ts.csv ¦ region=BGDXX ¦ lat=23.7231, lon=90.4086 Existing source: unknown (pre-integration) Pre-integration value (~0.35-0.45). Bay of Bengal. Limited offshore wind data for BD.
Note on K279: AMBIGUITY: Existing=0.1500, Renewables.ninja (2014-2022 mean)=0.0730 Source: compiled_reninja_ts.csv ¦ region=BGDXX ¦ lat=23.7231, lon=90.4086 Existing source: unknown (pre-integration)
Note on K280: AMBIGUITY: Existing=0.1500, Renewables.ninja (2014-2022 mean)=0.1776 Source: compiled_reninja_ts.csv ¦ region=BGDXX ¦ lat=23.7231, lon=90.4086 Existing source: unknown (pre-integration)
Note on K281: AMBIGUITY: Existing=0.2250, Renewables.ninja (2014-2022 mean)=0.3122 Source: compiled_reninja_ts.csv ¦ region=BGDXX ¦ lat=23.7231, lon=90.4086 Existing source: unknown (pre-integration)
Note on K282: AMBIGUITY: Existing=0.2250, Renewables.ninja (2014-2022 mean)=0.1885 Source: compiled_reninja_ts.csv ¦ region=BGDXX ¦ lat=23.7231, lon=90.4086 Existing source: unknown (pre-integration)
Note on K283: AMBIGUITY: Existing=0.2250, Renewables.ninja (2014-2022 mean)=0.4045 Source: compiled_reninja_ts.csv ¦ region=BGDXX ¦ lat=23.7231, lon=90.4086 Existing source: unknown (pre-integration)
Note on K284: AMBIGUITY: Existing=0.4500, Renewables.ninja (2014-2022 mean)=0.3461 Source: compiled_reninja_ts.csv ¦ region=BGDXX ¦ lat=23.7231, lon=90.4086 Existing source: unknown (pre-integration)
Note on K285: AMBIGUITY: Existing=0.4500, Renewables.ninja (2014-2022 mean)=0.3106 Source: compiled_reninja_ts.csv ¦ region=BGDXX ¦ lat=23.7231, lon=90.4086 Existing source: unknown (pre-integration)
Note on K286: AMBIGUITY: Existing=0.4500, Renewables.ninja (2014-2022 mean)=0.3991 Source: compiled_reninja_ts.csv ¦ region=BGDXX ¦ lat=23.7231, lon=90.4086 Existing source: unknown (pre-integration)
Note on K287: AMBIGUITY: Existing=0.1750, Renewables.ninja (2014-2022 mean)=0.1246 Source: compiled_reninja_ts.csv ¦ region=BGDXX ¦ lat=23.7231, lon=90.4086 Existing source: unknown (pre-integration)
Note on K288: AMBIGUITY: Existing=0.1750, Renewables.ninja (2014-2022 mean)=0.0613 Source: compiled_reninja_ts.csv ¦ region=BGDXX ¦ lat=23.7231, lon=90.4086 Existing source: unknown (pre-integration)
Note on K289: AMBIGUITY: Existing=0.1750, Renewables.ninja (2014-2022 mean)=0.1085 Source: compiled_reninja_ts.csv ¦ region=BGDXX ¦ lat=23.7231, lon=90.4086 Existing source: unknown (pre-integration)
Note on K290: AMBIGUITY: Existing=0.2880, Renewables.ninja (2014-2022 mean)=0.3602 Source: compiled_reninja_ts.csv ¦ region=LKAXX ¦ lat=6.932, lon=79.8578 Existing source: unknown (pre-integration) Pre-integration value (~0.48-0.62). Consistent with Mannar Basin wind resource (ADB Mannar Wind study). Higher CFs than typical due to narrow strait acceleration.
Note on K291: AMBIGUITY: Existing=0.2880, Renewables.ninja (2014-2022 mean)=0.2657 Source: compiled_reninja_ts.csv ¦ region=LKAXX ¦ lat=6.932, lon=79.8578 Existing source: unknown (pre-integration)
Note on K292: AMBIGUITY: Existing=0.2880, Renewables.ninja (2014-2022 mean)=0.3704 Source: compiled_reninja_ts.csv ¦ region=LKAXX ¦ lat=6.932, lon=79.8578 Existing source: unknown (pre-integration)
Note on K293: AMBIGUITY: Existing=0.4200, Renewables.ninja (2014-2022 mean)=0.2454 Source: compiled_reninja_ts.csv ¦ region=LKAXX ¦ lat=6.932, lon=79.8578 Existing source: unknown (pre-integration)
Note on K294: AMBIGUITY: Existing=0.4200, Renewables.ninja (2014-2022 mean)=0.2144 Source: compiled_reninja_ts.csv ¦ region=LKAXX ¦ lat=6.932, lon=79.8578 Existing source: unknown (pre-integration)
Note on K295: AMBIGUITY: Existing=0.4200, Renewables.ninja (2014-2022 mean)=0.2453 Source: compiled_reninja_ts.csv ¦ region=LKAXX ¦ lat=6.932, lon=79.8578 Existing source: unknown (pre-integration)
Note on K296: AMBIGUITY: Existing=0.6240, Renewables.ninja (2014-2022 mean)=0.6386 Source: compiled_reninja_ts.csv ¦ region=LKAXX ¦ lat=6.932, lon=79.8578 Existing source: unknown (pre-integration)
Note on K297: AMBIGUITY: Existing=0.6240, Renewables.ninja (2014-2022 mean)=0.5911 Source: compiled_reninja_ts.csv ¦ region=LKAXX ¦ lat=6.932, lon=79.8578 Existing source: unknown (pre-integration)
Note on K298: AMBIGUITY: Existing=0.6240, Renewables.ninja (2014-2022 mean)=0.5925 Source: compiled_reninja_ts.csv ¦ region=LKAXX ¦ lat=6.932, lon=79.8578 Existing source: unknown (pre-integration)
Note on K299: AMBIGUITY: Existing=0.3600, Renewables.ninja (2014-2022 mean)=0.2973 Source: compiled_reninja_ts.csv ¦ region=LKAXX ¦ lat=6.932, lon=79.8578 Existing source: unknown (pre-integration)
Note on K300: AMBIGUITY: Existing=0.3600, Renewables.ninja (2014-2022 mean)=0.2740 Source: compiled_reninja_ts.csv ¦ region=LKAXX ¦ lat=6.932, lon=79.8578 Existing source: unknown (pre-integration)
Note on K301: AMBIGUITY: Existing=0.3600, Renewables.ninja (2014-2022 mean)=0.2880 Source: compiled_reninja_ts.csv ¦ region=LKAXX ¦ lat=6.932, lon=79.8578 Existing source: unknown (pre-integration)
Note on K302: AMBIGUITY: Existing=0.2400, Renewables.ninja (2014-2022 mean)=0.2197 Source: compiled_reninja_ts.csv ¦ region=MDVXX ¦ lat=1.925, lon=73.3997 Existing source: unknown (pre-integration) Pre-integration value (~0.19-0.24). Low — consistent with equatorial location. Limited offshore wind potential.
Note on K303: Confirmed by Renewables.ninja (2014-2022 mean)=0.2336 Source: compiled_reninja_ts.csv ¦ region=MDVXX ¦ lat=1.925, lon=73.3997
Note on K304: Confirmed by Renewables.ninja (2014-2022 mean)=0.2403 Source: compiled_reninja_ts.csv ¦ region=MDVXX ¦ lat=1.925, lon=73.3997
Note on K305: Confirmed by Renewables.ninja (2014-2022 mean)=0.2355 Source: compiled_reninja_ts.csv ¦ region=MDVXX ¦ lat=1.925, lon=73.3997
Note on K306: Confirmed by Renewables.ninja (2014-2022 mean)=0.2354 Source: compiled_reninja_ts.csv ¦ region=MDVXX ¦ lat=1.925, lon=73.3997
Note on K307: Confirmed by Renewables.ninja (2014-2022 mean)=0.2346 Source: compiled_reninja_ts.csv ¦ region=MDVXX ¦ lat=1.925, lon=73.3997
Note on K308: Confirmed by Renewables.ninja (2014-2022 mean)=0.2358 Source: compiled_reninja_ts.csv ¦ region=MDVXX ¦ lat=1.925, lon=73.3997
Note on K309: Confirmed by Renewables.ninja (2014-2022 mean)=0.2306 Source: compiled_reninja_ts.csv ¦ region=MDVXX ¦ lat=1.925, lon=73.3997
Note on K310: AMBIGUITY: Existing=0.2400, Renewables.ninja (2014-2022 mean)=0.2291 Source: compiled_reninja_ts.csv ¦ region=MDVXX ¦ lat=1.925, lon=73.3997 Existing source: unknown (pre-integration)
Note on K311: AMBIGUITY: Existing=0.2400, Renewables.ninja (2014-2022 mean)=0.3093 Source: compiled_reninja_ts.csv ¦ region=MDVXX ¦ lat=1.925, lon=73.3997 Existing source: unknown (pre-integration)
Note on K312: AMBIGUITY: Existing=0.2400, Renewables.ninja (2014-2022 mean)=0.3146 Source: compiled_reninja_ts.csv ¦ region=MDVXX ¦ lat=1.925, lon=73.3997 Existing source: unknown (pre-integration)
Note on K313: AMBIGUITY: Existing=0.2400, Renewables.ninja (2014-2022 mean)=0.3002 Source: compiled_reninja_ts.csv ¦ region=MDVXX ¦ lat=1.925, lon=73.3997 Existing source: unknown (pre-integration)
Note on K314: RoR Hydro CF from NP_DA_Final. Source: NEA FY2079/80 gen + NREL hourly shape [DATA+EST]
Note on K315: RoR Hydro CF from NP_DA_Final. Source: NEA FY2079/80 gen + NREL hourly shape [DATA+EST]
Note on K316: RoR Hydro CF from NP_DA_Final. Source: NEA FY2079/80 gen + NREL hourly shape [DATA+EST]
Note on K317: RoR Hydro CF from NP_DA_Final. Source: NEA FY2079/80 gen + NREL hourly shape [DATA+EST]
Note on K318: RoR Hydro CF from NP_DA_Final. Source: NEA FY2079/80 gen + NREL hourly shape [DATA+EST]
Note on K319: RoR Hydro CF from NP_DA_Final. Source: NEA FY2079/80 gen + NREL hourly shape [DATA+EST]
Note on K320: RoR Hydro CF from NP_DA_Final. Source: NEA FY2079/80 gen + NREL hourly shape [DATA+EST]
Note on K321: RoR Hydro CF from NP_DA_Final. Source: NEA FY2079/80 gen + NREL hourly shape [DATA+EST]
Note on K322: RoR Hydro CF from NP_DA_Final. Source: NEA FY2079/80 gen + NREL hourly shape [DATA+EST]
Note on K323: RoR Hydro CF from NP_DA_Final. Source: NEA FY2079/80 gen + NREL hourly shape [DATA+EST]
Note on K324: RoR Hydro CF from NP_DA_Final. Source: NEA FY2079/80 gen + NREL hourly shape [DATA+EST]
Note on K325: RoR Hydro CF from NP_DA_Final. Source: NEA FY2079/80 gen + NREL hourly shape [DATA+EST]
Note on K326: Hydro CF from BTN_DA_Final. Source: BPSO Q1-Q4 2024 ex-bus + quarterly IC IRENA cross-check: weighted annual CF=0.453. IRENA 2023 reports 52%. Difference=0.067. Source: IRENA Energy Profile Bhutan (Sep 2025), Bhutan_new_data_v2 6_IRENA_Capacity_Factors.
Note on K327: Hydro CF from BTN_DA_Final. Source: BPSO Q1-Q4 2024 ex-bus + quarterly IC ⚠ DUAL OPTION: Current uses BPSO 2024 (annual CF≈0.453). Alternative IRENA-scaled value=0.2406 (annual CF≈0.52). See Capacities_CF_Options sheet for full comparison.
Note on K328: Hydro CF from BTN_DA_Final. Source: BPSO Q1-Q4 2024 ex-bus + quarterly IC ⚠ DUAL OPTION: Current uses BPSO 2024 (annual CF≈0.453). Alternative IRENA-scaled value=0.2430 (annual CF≈0.52). See Capacities_CF_Options sheet for full comparison.
Note on K329: Hydro CF from BTN_DA_Final. Source: BPSO Q1-Q4 2024 ex-bus + quarterly IC ⚠ DUAL OPTION: Current uses BPSO 2024 (annual CF≈0.453). Alternative IRENA-scaled value=0.2125 (annual CF≈0.52). See Capacities_CF_Options sheet for full comparison.
Note on K330: Hydro CF from BTN_DA_Final. Source: BPSO Q1-Q4 2024 ex-bus + quarterly IC ⚠ DUAL OPTION: Current uses BPSO 2024 (annual CF≈0.453). Alternative IRENA-scaled value=0.2282 (annual CF≈0.52). See Capacities_CF_Options sheet for full comparison.
Note on K331: Hydro CF from BTN_DA_Final. Source: BPSO Q1-Q4 2024 ex-bus + quarterly IC ⚠ DUAL OPTION: Current uses BPSO 2024 (annual CF≈0.453). Alternative IRENA-scaled value=0.2304 (annual CF≈0.52). See Capacities_CF_Options sheet for full comparison.
Note on K332: Hydro CF from BTN_DA_Final. Source: BPSO Q1-Q4 2024 ex-bus + quarterly IC ⚠ DUAL OPTION: Current uses BPSO 2024 (annual CF≈0.453). Alternative IRENA-scaled value=0.9414 (annual CF≈0.52). See Capacities_CF_Options sheet for full comparison.
Note on K333: Hydro CF from BTN_DA_Final. Source: BPSO Q1-Q4 2024 ex-bus + quarterly IC ⚠ DUAL OPTION: Current uses BPSO 2024 (annual CF≈0.453). Alternative IRENA-scaled value=1.0000 (annual CF≈0.52). See Capacities_CF_Options sheet for full comparison.
Note on K334: Hydro CF from BTN_DA_Final. Source: BPSO Q1-Q4 2024 ex-bus + quarterly IC ⚠ DUAL OPTION: Current uses BPSO 2024 (annual CF≈0.453). Alternative IRENA-scaled value=1.0000 (annual CF≈0.52). See Capacities_CF_Options sheet for full comparison.
Note on K335: Hydro CF from BTN_DA_Final. Source: BPSO Q1-Q4 2024 ex-bus + quarterly IC ⚠ DUAL OPTION: Current uses BPSO 2024 (annual CF≈0.453). Alternative IRENA-scaled value=0.6871 (annual CF≈0.52). See Capacities_CF_Options sheet for full comparison.
Note on K336: Hydro CF from BTN_DA_Final. Source: BPSO Q1-Q4 2024 ex-bus + quarterly IC ⚠ DUAL OPTION: Current uses BPSO 2024 (annual CF≈0.453). Alternative IRENA-scaled value=0.7378 (annual CF≈0.52). See Capacities_CF_Options sheet for full comparison.
Note on K337: Hydro CF from BTN_DA_Final. Source: BPSO Q1-Q4 2024 ex-bus + quarterly IC ⚠ DUAL OPTION: Current uses BPSO 2024 (annual CF≈0.453). Alternative IRENA-scaled value=0.7450 (annual CF≈0.52). See Capacities_CF_Options sheet for full comparison.
Note on K338: Pre-integration value. Likely from OSeMOSYS Global seasonal hydro profile or literature estimate. ⚠ NOT YET VERIFIED against DA_Final or national statistics.
Note on K339: Pre-integration value. Likely from OSeMOSYS Global seasonal hydro profile or literature estimate. ⚠ NOT YET VERIFIED against DA_Final or national statistics.
Note on K340: Pre-integration value. Likely from OSeMOSYS Global seasonal hydro profile or literature estimate. ⚠ NOT YET VERIFIED against DA_Final or national statistics.
Note on K341: Pre-integration value. Likely from OSeMOSYS Global seasonal hydro profile or literature estimate. ⚠ NOT YET VERIFIED against DA_Final or national statistics.
Note on K342: Pre-integration value. Likely from OSeMOSYS Global seasonal hydro profile or literature estimate. ⚠ NOT YET VERIFIED against DA_Final or national statistics.
Note on K343: Pre-integration value. Likely from OSeMOSYS Global seasonal hydro profile or literature estimate. ⚠ NOT YET VERIFIED against DA_Final or national statistics.
Note on K344: Pre-integration value. Likely from OSeMOSYS Global seasonal hydro profile or literature estimate. ⚠ NOT YET VERIFIED against DA_Final or national statistics.
Note on K345: Pre-integration value. Likely from OSeMOSYS Global seasonal hydro profile or literature estimate. ⚠ NOT YET VERIFIED against DA_Final or national statistics.
Note on K346: Pre-integration value. Likely from OSeMOSYS Global seasonal hydro profile or literature estimate. ⚠ NOT YET VERIFIED against DA_Final or national statistics.
Note on K347: Pre-integration value. Likely from OSeMOSYS Global seasonal hydro profile or literature estimate. ⚠ NOT YET VERIFIED against DA_Final or national statistics.
Note on K348: Pre-integration value. Likely from OSeMOSYS Global seasonal hydro profile or literature estimate. ⚠ NOT YET VERIFIED against DA_Final or national statistics.
Note on K349: Pre-integration value. Likely from OSeMOSYS Global seasonal hydro profile or literature estimate. ⚠ NOT YET VERIFIED against DA_Final or national statistics.
Note on K350: Pre-integration value. Likely from OSeMOSYS Global seasonal hydro profile or literature estimate. ⚠ NOT YET VERIFIED against DA_Final or national statistics.
Note on K351: Pre-integration value. Likely from OSeMOSYS Global seasonal hydro profile or literature estimate. ⚠ NOT YET VERIFIED against DA_Final or national statistics.
Note on K352: Pre-integration value. Likely from OSeMOSYS Global seasonal hydro profile or literature estimate. ⚠ NOT YET VERIFIED against DA_Final or national statistics.
Note on K353: Pre-integration value. Likely from OSeMOSYS Global seasonal hydro profile or literature estimate. ⚠ NOT YET VERIFIED against DA_Final or national statistics.
Note on K354: Pre-integration value. Likely from OSeMOSYS Global seasonal hydro profile or literature estimate. ⚠ NOT YET VERIFIED against DA_Final or national statistics.
Note on K355: Pre-integration value. Likely from OSeMOSYS Global seasonal hydro profile or literature estimate. ⚠ NOT YET VERIFIED against DA_Final or national statistics.
Note on K356: Pre-integration value. Likely from OSeMOSYS Global seasonal hydro profile or literature estimate. ⚠ NOT YET VERIFIED against DA_Final or national statistics.
Note on K357: Pre-integration value. Likely from OSeMOSYS Global seasonal hydro profile or literature estimate. ⚠ NOT YET VERIFIED against DA_Final or national statistics.
Note on K358: Pre-integration value. Likely from OSeMOSYS Global seasonal hydro profile or literature estimate. ⚠ NOT YET VERIFIED against DA_Final or national statistics.
Note on K359: Pre-integration value. Likely from OSeMOSYS Global seasonal hydro profile or literature estimate. ⚠ NOT YET VERIFIED against DA_Final or national statistics.
Note on K360: Pre-integration value. Likely from OSeMOSYS Global seasonal hydro profile or literature estimate. ⚠ NOT YET VERIFIED against DA_Final or national statistics.
Note on K361: Pre-integration value. Likely from OSeMOSYS Global seasonal hydro profile or literature estimate. ⚠ NOT YET VERIFIED against DA_Final or national statistics.
Note on K362: Pre-integration value. Likely from OSeMOSYS Global seasonal hydro profile or literature estimate. ⚠ NOT YET VERIFIED against DA_Final or national statistics.
Note on K363: Pre-integration value. Likely from OSeMOSYS Global seasonal hydro profile or literature estimate. ⚠ NOT YET VERIFIED against DA_Final or national statistics.
Note on K364: Pre-integration value. Likely from OSeMOSYS Global seasonal hydro profile or literature estimate. ⚠ NOT YET VERIFIED against DA_Final or national statistics.
Note on K365: Pre-integration value. Likely from OSeMOSYS Global seasonal hydro profile or literature estimate. ⚠ NOT YET VERIFIED against DA_Final or national statistics.
Note on K366: Pre-integration value. Likely from OSeMOSYS Global seasonal hydro profile or literature estimate. ⚠ NOT YET VERIFIED against DA_Final or national statistics.
Note on K367: Pre-integration value. Likely from OSeMOSYS Global seasonal hydro profile or literature estimate. ⚠ NOT YET VERIFIED against DA_Final or national statistics.
Note on K368: Pre-integration value. Likely from OSeMOSYS Global seasonal hydro profile or literature estimate. ⚠ NOT YET VERIFIED against DA_Final or national statistics.
Note on K369: Pre-integration value. Likely from OSeMOSYS Global seasonal hydro profile or literature estimate. ⚠ NOT YET VERIFIED against DA_Final or national statistics.
Note on K370: Pre-integration value. Likely from OSeMOSYS Global seasonal hydro profile or literature estimate. ⚠ NOT YET VERIFIED against DA_Final or national statistics.
Note on K371: Pre-integration value. Likely from OSeMOSYS Global seasonal hydro profile or literature estimate. ⚠ NOT YET VERIFIED against DA_Final or national statistics.
Note on K372: Pre-integration value. Likely from OSeMOSYS Global seasonal hydro profile or literature estimate. ⚠ NOT YET VERIFIED against DA_Final or national statistics.
Note on K373: Pre-integration value. Likely from OSeMOSYS Global seasonal hydro profile or literature estimate. ⚠ NOT YET VERIFIED against DA_Final or national statistics.
Note on K374: Major Hydro CF from LKA_DA_Final. Source: PUCSL 15-min dispatch 2023 (15 plants). IRENA cross-check: weighted annual CF=0.404. IRENA 2023 hydro/marine=37%. Diff=0.034. Source: IRENA Energy Profile Sri Lanka, SriLanka__new_data_v2 IRENA–Capacity Factors.
Note on K375: Major Hydro CF from LKA_DA_Final. Source: PUCSL 15-min dispatch 2023 (15 plants).
Note on K376: Major Hydro CF from LKA_DA_Final. Source: PUCSL 15-min dispatch 2023 (15 plants).
Note on K377: Major Hydro CF from LKA_DA_Final. Source: PUCSL 15-min dispatch 2023 (15 plants).
Note on K378: Major Hydro CF from LKA_DA_Final. Source: PUCSL 15-min dispatch 2023 (15 plants).
Note on K379: Major Hydro CF from LKA_DA_Final. Source: PUCSL 15-min dispatch 2023 (15 plants).
Note on K380: Major Hydro CF from LKA_DA_Final. Source: PUCSL 15-min dispatch 2023 (15 plants).
Note on K381: Major Hydro CF from LKA_DA_Final. Source: PUCSL 15-min dispatch 2023 (15 plants).
Note on K382: Major Hydro CF from LKA_DA_Final. Source: PUCSL 15-min dispatch 2023 (15 plants).
Note on K383: Major Hydro CF from LKA_DA_Final. Source: PUCSL 15-min dispatch 2023 (15 plants).
Note on K384: Major Hydro CF from LKA_DA_Final. Source: PUCSL 15-min dispatch 2023 (15 plants).
Note on K385: Major Hydro CF from LKA_DA_Final. Source: PUCSL 15-min dispatch 2023 (15 plants).
Note on K386: RoR Hydro CF from NP_DA_Final. Source: NEA FY2079/80 gen + NREL hourly shape [DATA+EST]
Note on K387: RoR Hydro CF from NP_DA_Final. Source: NEA FY2079/80 gen + NREL hourly shape [DATA+EST]
Note on K388: RoR Hydro CF from NP_DA_Final. Source: NEA FY2079/80 gen + NREL hourly shape [DATA+EST]
Note on K389: RoR Hydro CF from NP_DA_Final. Source: NEA FY2079/80 gen + NREL hourly shape [DATA+EST]
Note on K390: RoR Hydro CF from NP_DA_Final. Source: NEA FY2079/80 gen + NREL hourly shape [DATA+EST]
Note on K391: RoR Hydro CF from NP_DA_Final. Source: NEA FY2079/80 gen + NREL hourly shape [DATA+EST]
Note on K392: RoR Hydro CF from NP_DA_Final. Source: NEA FY2079/80 gen + NREL hourly shape [DATA+EST]
Note on K393: RoR Hydro CF from NP_DA_Final. Source: NEA FY2079/80 gen + NREL hourly shape [DATA+EST]
Note on K394: RoR Hydro CF from NP_DA_Final. Source: NEA FY2079/80 gen + NREL hourly shape [DATA+EST]
Note on K395: RoR Hydro CF from NP_DA_Final. Source: NEA FY2079/80 gen + NREL hourly shape [DATA+EST]
Note on K396: RoR Hydro CF from NP_DA_Final. Source: NEA FY2079/80 gen + NREL hourly shape [DATA+EST]
Note on K397: RoR Hydro CF from NP_DA_Final. Source: NEA FY2079/80 gen + NREL hourly shape [DATA+EST]
Note on K398: Hydro CF from BTN_DA_Final. Source: BPSO Q1-Q4 2024 ex-bus + quarterly IC ⚠ DUAL OPTION: Current uses BPSO 2024 (annual CF≈0.453). Alternative IRENA-scaled value=0.2241 (annual CF≈0.52). See Capacities_CF_Options sheet for full comparison.
Note on K399: Hydro CF from BTN_DA_Final. Source: BPSO Q1-Q4 2024 ex-bus + quarterly IC ⚠ DUAL OPTION: Current uses BPSO 2024 (annual CF≈0.453). Alternative IRENA-scaled value=0.2406 (annual CF≈0.52). See Capacities_CF_Options sheet for full comparison.
Note on K400: Hydro CF from BTN_DA_Final. Source: BPSO Q1-Q4 2024 ex-bus + quarterly IC ⚠ DUAL OPTION: Current uses BPSO 2024 (annual CF≈0.453). Alternative IRENA-scaled value=0.2430 (annual CF≈0.52). See Capacities_CF_Options sheet for full comparison.
Note on K401: Hydro CF from BTN_DA_Final. Source: BPSO Q1-Q4 2024 ex-bus + quarterly IC ⚠ DUAL OPTION: Current uses BPSO 2024 (annual CF≈0.453). Alternative IRENA-scaled value=0.2125 (annual CF≈0.52). See Capacities_CF_Options sheet for full comparison.
Note on K402: Hydro CF from BTN_DA_Final. Source: BPSO Q1-Q4 2024 ex-bus + quarterly IC ⚠ DUAL OPTION: Current uses BPSO 2024 (annual CF≈0.453). Alternative IRENA-scaled value=0.2282 (annual CF≈0.52). See Capacities_CF_Options sheet for full comparison.
Note on K403: Hydro CF from BTN_DA_Final. Source: BPSO Q1-Q4 2024 ex-bus + quarterly IC ⚠ DUAL OPTION: Current uses BPSO 2024 (annual CF≈0.453). Alternative IRENA-scaled value=0.2304 (annual CF≈0.52). See Capacities_CF_Options sheet for full comparison.
Note on K404: Hydro CF from BTN_DA_Final. Source: BPSO Q1-Q4 2024 ex-bus + quarterly IC ⚠ DUAL OPTION: Current uses BPSO 2024 (annual CF≈0.453). Alternative IRENA-scaled value=0.9414 (annual CF≈0.52). See Capacities_CF_Options sheet for full comparison.
Note on K405: Hydro CF from BTN_DA_Final. Source: BPSO Q1-Q4 2024 ex-bus + quarterly IC ⚠ DUAL OPTION: Current uses BPSO 2024 (annual CF≈0.453). Alternative IRENA-scaled value=1.0000 (annual CF≈0.52). See Capacities_CF_Options sheet for full comparison.
Note on K406: Hydro CF from BTN_DA_Final. Source: BPSO Q1-Q4 2024 ex-bus + quarterly IC ⚠ DUAL OPTION: Current uses BPSO 2024 (annual CF≈0.453). Alternative IRENA-scaled value=1.0000 (annual CF≈0.52). See Capacities_CF_Options sheet for full comparison.
Note on K407: Hydro CF from BTN_DA_Final. Source: BPSO Q1-Q4 2024 ex-bus + quarterly IC ⚠ DUAL OPTION: Current uses BPSO 2024 (annual CF≈0.453). Alternative IRENA-scaled value=0.6871 (annual CF≈0.52). See Capacities_CF_Options sheet for full comparison.
Note on K408: Hydro CF from BTN_DA_Final. Source: BPSO Q1-Q4 2024 ex-bus + quarterly IC ⚠ DUAL OPTION: Current uses BPSO 2024 (annual CF≈0.453). Alternative IRENA-scaled value=0.7378 (annual CF≈0.52). See Capacities_CF_Options sheet for full comparison.
Note on K409: Hydro CF from BTN_DA_Final. Source: BPSO Q1-Q4 2024 ex-bus + quarterly IC ⚠ DUAL OPTION: Current uses BPSO 2024 (annual CF≈0.453). Alternative IRENA-scaled value=0.7450 (annual CF≈0.52). See Capacities_CF_Options sheet for full comparison.
Note on K410: Pre-integration value. Likely from OSeMOSYS Global RoR profile. ⚠ NOT YET VERIFIED.
Note on K411: Pre-integration value. Likely from OSeMOSYS Global RoR profile. ⚠ NOT YET VERIFIED.
Note on K412: Pre-integration value. Likely from OSeMOSYS Global RoR profile. ⚠ NOT YET VERIFIED.
Note on K413: Pre-integration value. Likely from OSeMOSYS Global RoR profile. ⚠ NOT YET VERIFIED.
Note on K414: Pre-integration value. Likely from OSeMOSYS Global RoR profile. ⚠ NOT YET VERIFIED.
Note on K415: Pre-integration value. Likely from OSeMOSYS Global RoR profile. ⚠ NOT YET VERIFIED.
Note on K416: Pre-integration value. Likely from OSeMOSYS Global RoR profile. ⚠ NOT YET VERIFIED.
Note on K417: Pre-integration value. Likely from OSeMOSYS Global RoR profile. ⚠ NOT YET VERIFIED.
Note on K418: Pre-integration value. Likely from OSeMOSYS Global RoR profile. ⚠ NOT YET VERIFIED.
Note on K419: Pre-integration value. Likely from OSeMOSYS Global RoR profile. ⚠ NOT YET VERIFIED.
Note on K420: Pre-integration value. Likely from OSeMOSYS Global RoR profile. ⚠ NOT YET VERIFIED.
Note on K421: Pre-integration value. Likely from OSeMOSYS Global RoR profile. ⚠ NOT YET VERIFIED.
Note on K422: Pre-integration value. Likely from OSeMOSYS Global RoR profile. ⚠ NOT YET VERIFIED.
Note on K423: Pre-integration value. Likely from OSeMOSYS Global RoR profile. ⚠ NOT YET VERIFIED.
Note on K424: Pre-integration value. Likely from OSeMOSYS Global RoR profile. ⚠ NOT YET VERIFIED.
Note on K425: Pre-integration value. Likely from OSeMOSYS Global RoR profile. ⚠ NOT YET VERIFIED.
Note on K426: Pre-integration value. Likely from OSeMOSYS Global RoR profile. ⚠ NOT YET VERIFIED.
Note on K427: Pre-integration value. Likely from OSeMOSYS Global RoR profile. ⚠ NOT YET VERIFIED.
Note on K428: Pre-integration value. Likely from OSeMOSYS Global RoR profile. ⚠ NOT YET VERIFIED.
Note on K429: Pre-integration value. Likely from OSeMOSYS Global RoR profile. ⚠ NOT YET VERIFIED.
Note on K430: Pre-integration value. Likely from OSeMOSYS Global RoR profile. ⚠ NOT YET VERIFIED.
Note on K431: Pre-integration value. Likely from OSeMOSYS Global RoR profile. ⚠ NOT YET VERIFIED.
Note on K432: Pre-integration value. Likely from OSeMOSYS Global RoR profile. ⚠ NOT YET VERIFIED.
Note on K433: Pre-integration value. Likely from OSeMOSYS Global RoR profile. ⚠ NOT YET VERIFIED.
Note on K434: Pre-integration value (1.0 = fully available). Pumped storage availability — verify if seasonal constraint needed.
Note on K435: Pre-integration value (1.0 = fully available). Pumped storage availability — verify if seasonal constraint needed.
Note on K436: Pre-integration value (1.0 = fully available). Pumped storage availability — verify if seasonal constraint needed.
Note on K437: Pre-integration value (1.0 = fully available). Pumped storage availability — verify if seasonal constraint needed.
Note on K438: Pre-integration value (1.0 = fully available). Pumped storage availability — verify if seasonal constraint needed.
Note on K439: Pre-integration value (1.0 = fully available). Pumped storage availability — verify if seasonal constraint needed.
Note on K440: Pre-integration value (1.0 = fully available). Pumped storage availability — verify if seasonal constraint needed.
Note on K441: Pre-integration value (1.0 = fully available). Pumped storage availability — verify if seasonal constraint needed.
Note on K442: Pre-integration value (1.0 = fully available). Pumped storage availability — verify if seasonal constraint needed.
Note on K443: Pre-integration value (1.0 = fully available). Pumped storage availability — verify if seasonal constraint needed.
Note on K444: Pre-integration value (1.0 = fully available). Pumped storage availability — verify if seasonal constraint needed.
Note on K445: Pre-integration value (1.0 = fully available). Pumped storage availability — verify if seasonal constraint needed.
Note on K446: Pre-integration value (1.0 = fully available). Pumped storage availability — verify if seasonal constraint needed.
Note on K447: Pre-integration value (1.0 = fully available). Pumped storage availability — verify if seasonal constraint needed.
Note on K448: Pre-integration value (1.0 = fully available). Pumped storage availability — verify if seasonal constraint needed.
Note on K449: Pre-integration value (1.0 = fully available). Pumped storage availability — verify if seasonal constraint needed.
Note on K450: Pre-integration value (1.0 = fully available). Pumped storage availability — verify if seasonal constraint needed.
Note on K451: Pre-integration value (1.0 = fully available). Pumped storage availability — verify if seasonal constraint needed.
Note on K452: Pre-integration value (1.0 = fully available). Pumped storage availability — verify if seasonal constraint needed.
Note on K453: Pre-integration value (1.0 = fully available). Pumped storage availability — verify if seasonal constraint needed.
Note on K454: Pre-integration value (1.0 = fully available). Pumped storage availability — verify if seasonal constraint needed.
Note on K455: Pre-integration value (1.0 = fully available). Pumped storage availability — verify if seasonal constraint needed.
Note on K456: Pre-integration value (1.0 = fully available). Pumped storage availability — verify if seasonal constraint needed.
Note on K457: Pre-integration value (1.0 = fully available). Pumped storage availability — verify if seasonal constraint needed.
Note on K458: Pre-integration value (1.0 = fully available). Pumped storage availability — verify if seasonal constraint needed.
Note on K459: Pre-integration value (1.0 = fully available). Pumped storage availability — verify if seasonal constraint needed.
Note on K460: Pre-integration value (1.0 = fully available). Pumped storage availability — verify if seasonal constraint needed.
Note on K461: Pre-integration value (1.0 = fully available). Pumped storage availability — verify if seasonal constraint needed.
Note on K462: Pre-integration value (1.0 = fully available). Pumped storage availability — verify if seasonal constraint needed.
Note on K463: Pre-integration value (1.0 = fully available). Pumped storage availability — verify if seasonal constraint needed.
Note on K464: Pre-integration value (1.0 = fully available). Pumped storage availability — verify if seasonal constraint needed.
Note on K465: Pre-integration value (1.0 = fully available). Pumped storage availability — verify if seasonal constraint needed.
Note on K466: Pre-integration value (1.0 = fully available). Pumped storage availability — verify if seasonal constraint needed.
Note on K467: Pre-integration value (1.0 = fully available). Pumped storage availability — verify if seasonal constraint needed.
Note on K468: Pre-integration value (1.0 = fully available). Pumped storage availability — verify if seasonal constraint needed.
Note on K469: Pre-integration value (1.0 = fully available). Pumped storage availability — verify if seasonal constraint needed.
Note on K470: Storage Hydro CF from NP_DA_Final. Source: Kulekhani dispatch pattern [ESTIMATED] ⚠ ESTIMATED — confidence: MEDIUM
Note on K471: Storage Hydro CF from NP_DA_Final. Source: Kulekhani dispatch pattern [ESTIMATED] ⚠ ESTIMATED — confidence: MEDIUM
Note on K472: Storage Hydro CF from NP_DA_Final. Source: Kulekhani dispatch pattern [ESTIMATED] ⚠ ESTIMATED — confidence: MEDIUM
Note on K473: Storage Hydro CF from NP_DA_Final. Source: Kulekhani dispatch pattern [ESTIMATED] ⚠ ESTIMATED — confidence: MEDIUM
Note on K474: Storage Hydro CF from NP_DA_Final. Source: Kulekhani dispatch pattern [ESTIMATED] ⚠ ESTIMATED — confidence: MEDIUM
Note on K475: Storage Hydro CF from NP_DA_Final. Source: Kulekhani dispatch pattern [ESTIMATED] ⚠ ESTIMATED — confidence: MEDIUM
Note on K476: Storage Hydro CF from NP_DA_Final. Source: Kulekhani dispatch pattern [ESTIMATED] ⚠ ESTIMATED — confidence: MEDIUM
Note on K477: Storage Hydro CF from NP_DA_Final. Source: Kulekhani dispatch pattern [ESTIMATED] ⚠ ESTIMATED — confidence: MEDIUM
Note on K478: Storage Hydro CF from NP_DA_Final. Source: Kulekhani dispatch pattern [ESTIMATED] ⚠ ESTIMATED — confidence: MEDIUM
Note on K479: Storage Hydro CF from NP_DA_Final. Source: Kulekhani dispatch pattern [ESTIMATED] ⚠ ESTIMATED — confidence: MEDIUM
Note on K480: Storage Hydro CF from NP_DA_Final. Source: Kulekhani dispatch pattern [ESTIMATED] ⚠ ESTIMATED — confidence: MEDIUM
Note on K481: Storage Hydro CF from NP_DA_Final. Source: Kulekhani dispatch pattern [ESTIMATED] ⚠ ESTIMATED — confidence: MEDIUM
Note on K482: Mini Hydro CF from LKA_DA_Final. Source: PUCSL 15-min dispatch 2023.
Note on K483: Mini Hydro CF from LKA_DA_Final. Source: PUCSL 15-min dispatch 2023.
Note on K484: Mini Hydro CF from LKA_DA_Final. Source: PUCSL 15-min dispatch 2023.
Note on K485: Mini Hydro CF from LKA_DA_Final. Source: PUCSL 15-min dispatch 2023.
Note on K486: Mini Hydro CF from LKA_DA_Final. Source: PUCSL 15-min dispatch 2023.
Note on K487: Mini Hydro CF from LKA_DA_Final. Source: PUCSL 15-min dispatch 2023.
Note on K488: Mini Hydro CF from LKA_DA_Final. Source: PUCSL 15-min dispatch 2023.
Note on K489: Mini Hydro CF from LKA_DA_Final. Source: PUCSL 15-min dispatch 2023.
Note on K490: Mini Hydro CF from LKA_DA_Final. Source: PUCSL 15-min dispatch 2023.
Note on K491: Mini Hydro CF from LKA_DA_Final. Source: PUCSL 15-min dispatch 2023.
Note on K492: Mini Hydro CF from LKA_DA_Final. Source: PUCSL 15-min dispatch 2023.
Note on K493: Mini Hydro CF from LKA_DA_Final. Source: PUCSL 15-min dispatch 2023.
Note on K494: Storage CF=1.0 (available all timeslices; optimizer decides charge/discharge). Corrected: was erroneously zeroed during thermal CF cleanup.
Note on K495: Storage CF=1.0 (available all timeslices; optimizer decides charge/discharge). Corrected: was erroneously zeroed during thermal CF cleanup.
Note on K496: Storage CF=1.0 (available all timeslices; optimizer decides charge/discharge). Corrected: was erroneously zeroed during thermal CF cleanup.
Note on K497: Storage CF=1.0 (available all timeslices; optimizer decides charge/discharge). Corrected: was erroneously zeroed during thermal CF cleanup.
Note on K498: Storage CF=1.0 (available all timeslices; optimizer decides charge/discharge). Corrected: was erroneously zeroed during thermal CF cleanup.
Note on K499: Storage CF=1.0 (available all timeslices; optimizer decides charge/discharge). Corrected: was erroneously zeroed during thermal CF cleanup.
Note on K500: Storage CF=1.0 (available all timeslices; optimizer decides charge/discharge). Corrected: was erroneously zeroed during thermal CF cleanup.
Note on K501: Storage CF=1.0 (available all timeslices; optimizer decides charge/discharge). Corrected: was erroneously zeroed during thermal CF cleanup.
Note on K502: Storage CF=1.0 (available all timeslices; optimizer decides charge/discharge). Corrected: was erroneously zeroed during thermal CF cleanup.
Note on K503: Storage CF=1.0 (available all timeslices; optimizer decides charge/discharge). Corrected: was erroneously zeroed during thermal CF cleanup.
Note on K504: Storage CF=1.0 (available all timeslices; optimizer decides charge/discharge). Corrected: was erroneously zeroed during thermal CF cleanup.
Note on K505: Storage CF=1.0 (available all timeslices; optimizer decides charge/discharge). Corrected: was erroneously zeroed during thermal CF cleanup.
Note on K506: Storage tech — CF=1.0 by design (optimizer decides charge/discharge).
Note on K507: Storage tech — CF=1.0 by design (optimizer decides charge/discharge).
Note on K508: Storage tech — CF=1.0 by design (optimizer decides charge/discharge).
Note on K509: Storage tech — CF=1.0 by design (optimizer decides charge/discharge).
Note on K510: Storage tech — CF=1.0 by design (optimizer decides charge/discharge).
Note on K511: Storage tech — CF=1.0 by design (optimizer decides charge/discharge).
Note on K512: Storage tech — CF=1.0 by design (optimizer decides charge/discharge).
Note on K513: Storage tech — CF=1.0 by design (optimizer decides charge/discharge).
Note on K514: Storage tech — CF=1.0 by design (optimizer decides charge/discharge).
Note on K515: Storage tech — CF=1.0 by design (optimizer decides charge/discharge).
Note on K516: Storage tech — CF=1.0 by design (optimizer decides charge/discharge).
Note on K517: Storage tech — CF=1.0 by design (optimizer decides charge/discharge).
Note on K518: Storage tech — CF=1.0 by design (optimizer decides charge/discharge).
Note on K519: Storage tech — CF=1.0 by design (optimizer decides charge/discharge).
Note on K520: Storage tech — CF=1.0 by design (optimizer decides charge/discharge).
Note on K521: Storage tech — CF=1.0 by design (optimizer decides charge/discharge).
Note on K522: Storage tech — CF=1.0 by design (optimizer decides charge/discharge).
Note on K523: Storage tech — CF=1.0 by design (optimizer decides charge/discharge).
Note on K524: Storage tech — CF=1.0 by design (optimizer decides charge/discharge).
Note on K525: Storage tech — CF=1.0 by design (optimizer decides charge/discharge).
Note on K526: Storage tech — CF=1.0 by design (optimizer decides charge/discharge).
Note on K527: Storage tech — CF=1.0 by design (optimizer decides charge/discharge).
Note on K528: Storage tech — CF=1.0 by design (optimizer decides charge/discharge).
Note on K529: Storage tech — CF=1.0 by design (optimizer decides charge/discharge).
Note on K530: Storage tech — CF=1.0 by design (optimizer decides charge/discharge).
Note on K531: Storage tech — CF=1.0 by design (optimizer decides charge/discharge).
Note on K532: Storage tech — CF=1.0 by design (optimizer decides charge/discharge).
Note on K533: Storage tech — CF=1.0 by design (optimizer decides charge/discharge).
Note on K534: Storage tech — CF=1.0 by design (optimizer decides charge/discharge).
Note on K535: Storage tech — CF=1.0 by design (optimizer decides charge/discharge).
Note on K536: Storage tech — CF=1.0 by design (optimizer decides charge/discharge).
Note on K537: Storage tech — CF=1.0 by design (optimizer decides charge/discharge).
Note on K538: Storage tech — CF=1.0 by design (optimizer decides charge/discharge).
Note on K539: Storage tech — CF=1.0 by design (optimizer decides charge/discharge).
Note on K540: Storage tech — CF=1.0 by design (optimizer decides charge/discharge).
Note on K541: Storage tech — CF=1.0 by design (optimizer decides charge/discharge).
Note on K542: Storage tech — CF=1.0 by design (optimizer decides charge/discharge).
Note on K543: Storage tech — CF=1.0 by design (optimizer decides charge/discharge).
Note on K544: Storage tech — CF=1.0 by design (optimizer decides charge/discharge).
Note on K545: Storage tech — CF=1.0 by design (optimizer decides charge/discharge).
Note on K546: Storage tech — CF=1.0 by design (optimizer decides charge/discharge).
Note on K547: Storage tech — CF=1.0 by design (optimizer decides charge/discharge).
Note on K548: Storage tech — CF=1.0 by design (optimizer decides charge/discharge).
Note on K549: Storage tech — CF=1.0 by design (optimizer decides charge/discharge).
Note on K550: Storage tech — CF=1.0 by design (optimizer decides charge/discharge).
Note on K551: Storage tech — CF=1.0 by design (optimizer decides charge/discharge).
Note on K552: Storage tech — CF=1.0 by design (optimizer decides charge/discharge).
Note on K553: Storage tech — CF=1.0 by design (optimizer decides charge/discharge).
Note on K554: Storage tech — CF=1.0 by design (optimizer decides charge/discharge).
Note on K555: Storage tech — CF=1.0 by design (optimizer decides charge/discharge).
Note on K556: Storage tech — CF=1.0 by design (optimizer decides charge/discharge).
Note on K557: Storage tech — CF=1.0 by design (optimizer decides charge/discharge).
Note on K558: Storage tech — CF=1.0 by design (optimizer decides charge/discharge).
Note on K559: Storage tech — CF=1.0 by design (optimizer decides charge/discharge).
Note on K560: Storage tech — CF=1.0 by design (optimizer decides charge/discharge).
Note on K561: Storage tech — CF=1.0 by design (optimizer decides charge/discharge).
Note on K562: Storage tech — CF=1.0 by design (optimizer decides charge/discharge).
Note on K563: Storage tech — CF=1.0 by design (optimizer decides charge/discharge).
Note on K564: Storage tech — CF=1.0 by design (optimizer decides charge/discharge).
Note on K565: Storage tech — CF=1.0 by design (optimizer decides charge/discharge).
Note on K566: Storage tech — CF=1.0 by design (optimizer decides charge/discharge).
Note on K567: Storage tech — CF=1.0 by design (optimizer decides charge/discharge).
Note on K568: Storage tech — CF=1.0 by design (optimizer decides charge/discharge).
Note on K569: Storage tech — CF=1.0 by design (optimizer decides charge/discharge).
Note on K570: Storage tech — CF=1.0 by design (optimizer decides charge/discharge).
Note on K571: Storage tech — CF=1.0 by design (optimizer decides charge/discharge).
Note on K572: Storage tech — CF=1.0 by design (optimizer decides charge/discharge).
Note on K573: Storage tech — CF=1.0 by design (optimizer decides charge/discharge).
Note on K574: Storage tech — CF=1.0 by design (optimizer decides charge/discharge).
Note on K575: Storage tech — CF=1.0 by design (optimizer decides charge/discharge).
Note on K576: Storage tech — CF=1.0 by design (optimizer decides charge/discharge).
Note on K577: Storage tech — CF=1.0 by design (optimizer decides charge/discharge).
Note on K578: Storage tech — CF=1.0 by design (optimizer decides charge/discharge).
Note on K579: Storage tech — CF=1.0 by design (optimizer decides charge/discharge).
Note on K580: Storage tech — CF=1.0 by design (optimizer decides charge/discharge).
Note on K581: Storage tech — CF=1.0 by design (optimizer decides charge/discharge).
Note on K582: Storage tech — CF=1.0 by design (optimizer decides charge/discharge).
Note on K583: Storage tech — CF=1.0 by design (optimizer decides charge/discharge).
Note on K584: Storage tech — CF=1.0 by design (optimizer decides charge/discharge).
Note on K585: Storage tech — CF=1.0 by design (optimizer decides charge/discharge).
Note on K586: Storage tech — CF=1.0 by design (optimizer decides charge/discharge).
Note on K587: Storage tech — CF=1.0 by design (optimizer decides charge/discharge).
Note on K588: Storage tech — CF=1.0 by design (optimizer decides charge/discharge).
Note on K589: Storage tech — CF=1.0 by design (optimizer decides charge/discharge).
Note on K590: Storage CF=1.0 (available all timeslices; optimizer decides charge/discharge). Corrected: was erroneously zeroed during thermal CF cleanup.
Note on K591: Storage CF=1.0 (available all timeslices; optimizer decides charge/discharge). Corrected: was erroneously zeroed during thermal CF cleanup.
Note on K592: Storage CF=1.0 (available all timeslices; optimizer decides charge/discharge). Corrected: was erroneously zeroed during thermal CF cleanup.
Note on K593: Storage CF=1.0 (available all timeslices; optimizer decides charge/discharge). Corrected: was erroneously zeroed during thermal CF cleanup.
Note on K594: Storage CF=1.0 (available all timeslices; optimizer decides charge/discharge). Corrected: was erroneously zeroed during thermal CF cleanup.
Note on K595: Storage CF=1.0 (available all timeslices; optimizer decides charge/discharge). Corrected: was erroneously zeroed during thermal CF cleanup.
Note on K596: Storage CF=1.0 (available all timeslices; optimizer decides charge/discharge). Corrected: was erroneously zeroed during thermal CF cleanup.
Note on K597: Storage CF=1.0 (available all timeslices; optimizer decides charge/discharge). Corrected: was erroneously zeroed during thermal CF cleanup.
Note on K598: Storage CF=1.0 (available all timeslices; optimizer decides charge/discharge). Corrected: was erroneously zeroed during thermal CF cleanup.
Note on K599: Storage CF=1.0 (available all timeslices; optimizer decides charge/discharge). Corrected: was erroneously zeroed during thermal CF cleanup.
Note on K600: Storage CF=1.0 (available all timeslices; optimizer decides charge/discharge). Corrected: was erroneously zeroed during thermal CF cleanup.
Note on K601: Storage CF=1.0 (available all timeslices; optimizer decides charge/discharge). Corrected: was erroneously zeroed during thermal CF cleanup.
Note on K602: Storage tech — CF=1.0 by design (optimizer decides charge/discharge).
Note on K603: Storage tech — CF=1.0 by design (optimizer decides charge/discharge).
Note on K604: Storage tech — CF=1.0 by design (optimizer decides charge/discharge).
Note on K605: Storage tech — CF=1.0 by design (optimizer decides charge/discharge).
Note on K606: Storage tech — CF=1.0 by design (optimizer decides charge/discharge).
Note on K607: Storage tech — CF=1.0 by design (optimizer decides charge/discharge).
Note on K608: Storage tech — CF=1.0 by design (optimizer decides charge/discharge).
Note on K609: Storage tech — CF=1.0 by design (optimizer decides charge/discharge).
Note on K610: Storage tech — CF=1.0 by design (optimizer decides charge/discharge).
Note on K611: Storage tech — CF=1.0 by design (optimizer decides charge/discharge).
Note on K612: Storage tech — CF=1.0 by design (optimizer decides charge/discharge).
Note on K613: Storage tech — CF=1.0 by design (optimizer decides charge/discharge).
Note on K614: Storage CF=1.0 (available all timeslices; optimizer decides charge/discharge). Corrected: was erroneously zeroed during thermal CF cleanup.
Note on K615: Storage CF=1.0 (available all timeslices; optimizer decides charge/discharge). Corrected: was erroneously zeroed during thermal CF cleanup.
Note on K616: Storage CF=1.0 (available all timeslices; optimizer decides charge/discharge). Corrected: was erroneously zeroed during thermal CF cleanup.
Note on K617: Storage CF=1.0 (available all timeslices; optimizer decides charge/discharge). Corrected: was erroneously zeroed during thermal CF cleanup.
Note on K618: Storage CF=1.0 (available all timeslices; optimizer decides charge/discharge). Corrected: was erroneously zeroed during thermal CF cleanup.
Note on K619: Storage CF=1.0 (available all timeslices; optimizer decides charge/discharge). Corrected: was erroneously zeroed during thermal CF cleanup.
Note on K620: Storage CF=1.0 (available all timeslices; optimizer decides charge/discharge). Corrected: was erroneously zeroed during thermal CF cleanup.
Note on K621: Storage CF=1.0 (available all timeslices; optimizer decides charge/discharge). Corrected: was erroneously zeroed during thermal CF cleanup.
Note on K622: Storage CF=1.0 (available all timeslices; optimizer decides charge/discharge). Corrected: was erroneously zeroed during thermal CF cleanup.
Note on K623: Storage CF=1.0 (available all timeslices; optimizer decides charge/discharge). Corrected: was erroneously zeroed during thermal CF cleanup.
Note on K624: Storage CF=1.0 (available all timeslices; optimizer decides charge/discharge). Corrected: was erroneously zeroed during thermal CF cleanup.
Note on K625: Storage CF=1.0 (available all timeslices; optimizer decides charge/discharge). Corrected: was erroneously zeroed during thermal CF cleanup.
Note on K626: Storage tech — CF=1.0 by design (optimizer decides charge/discharge).
Note on K627: Storage tech — CF=1.0 by design (optimizer decides charge/discharge).
Note on K628: Storage tech — CF=1.0 by design (optimizer decides charge/discharge).
Note on K629: Storage tech — CF=1.0 by design (optimizer decides charge/discharge).
Note on K630: Storage tech — CF=1.0 by design (optimizer decides charge/discharge).
Note on K631: Storage tech — CF=1.0 by design (optimizer decides charge/discharge).
Note on K632: Storage tech — CF=1.0 by design (optimizer decides charge/discharge).
Note on K633: Storage tech — CF=1.0 by design (optimizer decides charge/discharge).
Note on K634: Storage tech — CF=1.0 by design (optimizer decides charge/discharge).
Note on K635: Storage tech — CF=1.0 by design (optimizer decides charge/discharge).
Note on K636: Storage tech — CF=1.0 by design (optimizer decides charge/discharge).
Note on K637: Storage tech — CF=1.0 by design (optimizer decides charge/discharge).
Note on K638: Storage tech — CF=1.0 by design (optimizer decides charge/discharge).
Note on K639: Storage tech — CF=1.0 by design (optimizer decides charge/discharge).
Note on K640: Storage tech — CF=1.0 by design (optimizer decides charge/discharge).
Note on K641: Storage tech — CF=1.0 by design (optimizer decides charge/discharge).
Note on K642: Storage tech — CF=1.0 by design (optimizer decides charge/discharge).
Note on K643: Storage tech — CF=1.0 by design (optimizer decides charge/discharge).
Note on K644: Storage tech — CF=1.0 by design (optimizer decides charge/discharge).
Note on K645: Storage tech — CF=1.0 by design (optimizer decides charge/discharge).
Note on K646: Storage tech — CF=1.0 by design (optimizer decides charge/discharge).
Note on K647: Storage tech — CF=1.0 by design (optimizer decides charge/discharge).
Note on K648: Storage tech — CF=1.0 by design (optimizer decides charge/discharge).
Note on K649: Storage tech — CF=1.0 by design (optimizer decides charge/discharge).
Note on K650: Storage tech — CF=1.0 by design (optimizer decides charge/discharge).
Note on K651: Storage tech — CF=1.0 by design (optimizer decides charge/discharge).
Note on K652: Storage tech — CF=1.0 by design (optimizer decides charge/discharge).
Note on K653: Storage tech — CF=1.0 by design (optimizer decides charge/discharge).
Note on K654: Storage tech — CF=1.0 by design (optimizer decides charge/discharge).
Note on K655: Storage tech — CF=1.0 by design (optimizer decides charge/discharge).
Note on K656: Storage tech — CF=1.0 by design (optimizer decides charge/discharge).
Note on K657: Storage tech — CF=1.0 by design (optimizer decides charge/discharge).
Note on K658: Storage tech — CF=1.0 by design (optimizer decides charge/discharge).
Note on K659: Storage tech — CF=1.0 by design (optimizer decides charge/discharge).
Note on K660: Storage tech — CF=1.0 by design (optimizer decides charge/discharge).
Note on K661: Storage tech — CF=1.0 by design (optimizer decides charge/discharge).
Note on K662: Storage tech — CF=1.0 by design (optimizer decides charge/discharge).
Note on K663: Storage tech — CF=1.0 by design (optimizer decides charge/discharge).
Note on K664: Storage tech — CF=1.0 by design (optimizer decides charge/discharge).
Note on K665: Storage tech — CF=1.0 by design (optimizer decides charge/discharge).
Note on K666: Storage tech — CF=1.0 by design (optimizer decides charge/discharge).
Note on K667: Storage tech — CF=1.0 by design (optimizer decides charge/discharge).
Note on K668: Storage tech — CF=1.0 by design (optimizer decides charge/discharge).
Note on K669: Storage tech — CF=1.0 by design (optimizer decides charge/discharge).
Note on K670: Storage tech — CF=1.0 by design (optimizer decides charge/discharge).
Note on K671: Storage tech — CF=1.0 by design (optimizer decides charge/discharge).
Note on K672: Storage tech — CF=1.0 by design (optimizer decides charge/discharge).
Note on K673: Storage tech — CF=1.0 by design (optimizer decides charge/discharge).
Note on K674: Storage tech — CF=1.0 by design (optimizer decides charge/discharge).
Note on K675: Storage tech — CF=1.0 by design (optimizer decides charge/discharge).
Note on K676: Storage tech — CF=1.0 by design (optimizer decides charge/discharge).
Note on K677: Storage tech — CF=1.0 by design (optimizer decides charge/discharge).
Note on K678: Storage tech — CF=1.0 by design (optimizer decides charge/discharge).
Note on K679: Storage tech — CF=1.0 by design (optimizer decides charge/discharge).
Note on K680: Storage tech — CF=1.0 by design (optimizer decides charge/discharge).
Note on K681: Storage tech — CF=1.0 by design (optimizer decides charge/discharge).
Note on K682: Storage tech — CF=1.0 by design (optimizer decides charge/discharge).
Note on K683: Storage tech — CF=1.0 by design (optimizer decides charge/discharge).
Note on K684: Storage tech — CF=1.0 by design (optimizer decides charge/discharge).
Note on K685: Storage tech — CF=1.0 by design (optimizer decides charge/discharge).
Note on K686: Storage tech — CF=1.0 by design (optimizer decides charge/discharge).
Note on K687: Storage tech — CF=1.0 by design (optimizer decides charge/discharge).
Note on K688: Storage tech — CF=1.0 by design (optimizer decides charge/discharge).
Note on K689: Storage tech — CF=1.0 by design (optimizer decides charge/discharge).
Note on K690: Storage tech — CF=1.0 by design (optimizer decides charge/discharge).
Note on K691: Storage tech — CF=1.0 by design (optimizer decides charge/discharge).
Note on K692: Storage tech — CF=1.0 by design (optimizer decides charge/discharge).
Note on K693: Storage tech — CF=1.0 by design (optimizer decides charge/discharge).
Note on K694: Storage tech — CF=1.0 by design (optimizer decides charge/discharge).
Note on K695: Storage tech — CF=1.0 by design (optimizer decides charge/discharge).
Note on K696: Storage tech — CF=1.0 by design (optimizer decides charge/discharge).
Note on K697: Storage tech — CF=1.0 by design (optimizer decides charge/discharge).
Note on K698: Storage tech — CF=1.0 by design (optimizer decides charge/discharge).
Note on K699: Storage tech — CF=1.0 by design (optimizer decides charge/discharge).
Note on K700: Storage tech — CF=1.0 by design (optimizer decides charge/discharge).
Note on K701: Storage tech — CF=1.0 by design (optimizer decides charge/discharge).
Note on K702: Storage tech — CF=1.0 by design (optimizer decides charge/discharge).
Note on K703: Storage tech — CF=1.0 by design (optimizer decides charge/discharge).
Note on K704: Storage tech — CF=1.0 by design (optimizer decides charge/discharge).
Note on K705: Storage tech — CF=1.0 by design (optimizer decides charge/discharge).
Note on K706: Storage tech — CF=1.0 by design (optimizer decides charge/discharge).
Note on K707: Storage tech — CF=1.0 by design (optimizer decides charge/discharge).
Note on K708: Storage tech — CF=1.0 by design (optimizer decides charge/discharge).
Note on K709: Storage tech — CF=1.0 by design (optimizer decides charge/discharge).
Note on K710: Storage CF=1.0 (available all timeslices; optimizer decides charge/discharge). Corrected: was erroneously zeroed during thermal CF cleanup.
Note on K711: Storage CF=1.0 (available all timeslices; optimizer decides charge/discharge). Corrected: was erroneously zeroed during thermal CF cleanup.
Note on K712: Storage CF=1.0 (available all timeslices; optimizer decides charge/discharge). Corrected: was erroneously zeroed during thermal CF cleanup.
Note on K713: Storage CF=1.0 (available all timeslices; optimizer decides charge/discharge). Corrected: was erroneously zeroed during thermal CF cleanup.
Note on K714: Storage CF=1.0 (available all timeslices; optimizer decides charge/discharge). Corrected: was erroneously zeroed during thermal CF cleanup.
Note on K715: Storage CF=1.0 (available all timeslices; optimizer decides charge/discharge). Corrected: was erroneously zeroed during thermal CF cleanup.
Note on K716: Storage CF=1.0 (available all timeslices; optimizer decides charge/discharge). Corrected: was erroneously zeroed during thermal CF cleanup.
Note on K717: Storage CF=1.0 (available all timeslices; optimizer decides charge/discharge). Corrected: was erroneously zeroed during thermal CF cleanup.
Note on K718: Storage CF=1.0 (available all timeslices; optimizer decides charge/discharge). Corrected: was erroneously zeroed during thermal CF cleanup.
Note on K719: Storage CF=1.0 (available all timeslices; optimizer decides charge/discharge). Corrected: was erroneously zeroed during thermal CF cleanup.
Note on K720: Storage CF=1.0 (available all timeslices; optimizer decides charge/discharge). Corrected: was erroneously zeroed during thermal CF cleanup.
Note on K721: Storage CF=1.0 (available all timeslices; optimizer decides charge/discharge). Corrected: was erroneously zeroed during thermal CF cleanup.
Note on K722: Storage tech — CF=1.0 by design (optimizer decides charge/discharge).
Note on K723: Storage tech — CF=1.0 by design (optimizer decides charge/discharge).
Note on K724: Storage tech — CF=1.0 by design (optimizer decides charge/discharge).
Note on K725: Storage tech — CF=1.0 by design (optimizer decides charge/discharge).
Note on K726: Storage tech — CF=1.0 by design (optimizer decides charge/discharge).
Note on K727: Storage tech — CF=1.0 by design (optimizer decides charge/discharge).
Note on K728: Storage tech — CF=1.0 by design (optimizer decides charge/discharge).
Note on K729: Storage tech — CF=1.0 by design (optimizer decides charge/discharge).
Note on K730: Storage tech — CF=1.0 by design (optimizer decides charge/discharge).
Note on K731: Storage tech — CF=1.0 by design (optimizer decides charge/discharge).
Note on K732: Storage tech — CF=1.0 by design (optimizer decides charge/discharge).
Note on K733: Storage tech — CF=1.0 by design (optimizer decides charge/discharge).

## VariableCost
scenario | Mode.Operation | Tech.ID | Tech | Tech.Name | Parameter.ID | Parameter | Unit | Projection.Parameter | Projection.Mode | 2023 | 2024 | 2025 | 2026 | 2027 | 2028 | 2029 | 2030 | 2031 | 2032 | 2033 | 2034 | 2035 | 2036 | 2037 | 2038 | 2039 | 2040 | 2041 | 2042 | 2043 | 2044 | 2045 | 2046 | 2047 | 2048 | 2049 | 2050
BAU | 1 | 1 | MINCOABGD | Coal mining/import, Bangladesh | 12 | VariableCost | USD/GJ | 0 | User defined | 6.9 | 5.6 | 4.3 | 4.28 | 4.26 | 4.24 | 4.22 | 4.2 | 4.2 | 4.2 | 4.2 | 4.2 | 4.2 | 4.2 | 4.2 | 4.2 | 4.2 | 4.2 | 4.2 | 4.2 | 4.2 | 4.2 | 4.2 | 4.2 | 4.2 | 4.2 | 4.2 | 4.2
BAU | 1 | 2 | MINCOABTN | Coal mining/import, Bhutan | 12 | VariableCost | USD/GJ | 0 | User defined | 6.9 | 5.6 | 4.3 | 4.208 | 4.116 | 4.024 | 3.932 | 3.84 | 3.856 | 3.872 | 3.888 | 3.904 | 3.92 | 3.936 | 3.952 | 3.968 | 3.984 | 4 | 4 | 4 | 4 | 4 | 4 | 4 | 4 | 4 | 4 | 4
BAU | 1 | 3 | MINCOAIND | Coal mining/import, India | 12 | VariableCost | USD/GJ | 0 | User defined | 2.2 | 2.2 | 2.2 | 2.22 | 2.24 | 2.26 | 2.28 | 2.3 | 2.3 | 2.3 | 2.3 | 2.3 | 2.3 | 2.32 | 2.34 | 2.36 | 2.38 | 2.4 | 2.4 | 2.4 | 2.4 | 2.4 | 2.4 | 2.42 | 2.44 | 2.46 | 2.48 | 2.5
BAU | 1 | 4 | MINCOANPL | Coal mining/import, Nepal | 12 | VariableCost | USD/GJ | 0 | User defined | 6.9 | 5.6 | 4.3 | 4.208 | 4.116 | 4.024 | 3.932 | 3.84 | 3.856 | 3.872 | 3.888 | 3.904 | 3.92 | 3.936 | 3.952 | 3.968 | 3.984 | 4 | 4 | 4 | 4 | 4 | 4 | 4 | 4 | 4 | 4 | 4
BAU | 1 | 5 | MINCOALKA | Coal mining/import, Sri Lanka | 12 | VariableCost | USD/GJ | 0 | User defined | 6.9 | 5.6 | 4.3 | 4.208 | 4.116 | 4.024 | 3.932 | 3.84 | 3.856 | 3.872 | 3.888 | 3.904 | 3.92 | 3.936 | 3.952 | 3.968 | 3.984 | 4 | 4 | 4 | 4 | 4 | 4 | 4 | 4 | 4 | 4 | 4
BAU | 1 | 6 | MINCOAMDV | Coal mining/import, Maldives | 12 | VariableCost | USD/GJ | 0 | User defined | 6.9 | 5.6 | 4.3 | 4.208 | 4.116 | 4.024 | 3.932 | 3.84 | 3.856 | 3.872 | 3.888 | 3.904 | 3.92 | 3.936 | 3.952 | 3.968 | 3.984 | 4 | 4 | 4 | 4 | 4 | 4 | 4 | 4 | 4 | 4 | 4
BAU | 1 | 7 | MINGASBGD | Natural Gas supply, Bangladesh | 12 | VariableCost | USD/GJ | 0 | User defined | 5.5 | 5.5 | 5.5 | 5.54 | 5.58 | 5.62 | 5.66 | 5.7 | 5.72 | 5.74 | 5.76 | 5.78 | 5.8 | 5.82 | 5.84 | 5.86 | 5.88 | 5.9 | 5.92 | 5.94 | 5.96 | 5.98 | 6 | 6 | 6 | 6 | 6 | 6
BAU | 1 | 8 | MINGASBTN | Natural Gas supply, Bhutan | 12 | VariableCost | USD/GJ | 0 | User defined | 13.6 | 12.75 | 11.9 | 11.52 | 11.14 | 10.76 | 10.38 | 10 | 10 | 10 | 10 | 10 | 10 | 10 | 10 | 10 | 10 | 10 | 10 | 10 | 10 | 10 | 10 | 10 | 10 | 10 | 10 | 10
BAU | 1 | 9 | MINGASIND | Natural Gas supply, India | 12 | VariableCost | USD/GJ | 0 | User defined | 13.6 | 12.75 | 11.9 | 11.52 | 11.14 | 10.76 | 10.38 | 10 | 10 | 10 | 10 | 10 | 10 | 10 | 10 | 10 | 10 | 10 | 10 | 10 | 10 | 10 | 10 | 10 | 10 | 10 | 10 | 10
BAU | 1 | 10 | MINGASNPL | Natural Gas supply, Nepal | 12 | VariableCost | USD/GJ | 0 | User defined | 13.6 | 12.75 | 11.9 | 11.52 | 11.14 | 10.76 | 10.38 | 10 | 10 | 10 | 10 | 10 | 10 | 10 | 10 | 10 | 10 | 10 | 10 | 10 | 10 | 10 | 10 | 10 | 10 | 10 | 10 | 10
BAU | 1 | 11 | MINGASLKA | Natural Gas supply, Sri Lanka | 12 | VariableCost | USD/GJ | 0 | User defined | 13.6 | 12.75 | 11.9 | 11.52 | 11.14 | 10.76 | 10.38 | 10 | 10 | 10 | 10 | 10 | 10 | 10 | 10 | 10 | 10 | 10 | 10 | 10 | 10 | 10 | 10 | 10 | 10 | 10 | 10 | 10
BAU | 1 | 12 | MINGASMDV | Natural Gas supply, Maldives | 12 | VariableCost | USD/GJ | 0 | User defined | 13.6 | 12.75 | 11.9 | 11.52 | 11.14 | 10.76 | 10.38 | 10 | 10 | 10 | 10 | 10 | 10 | 10 | 10 | 10 | 10 | 10 | 10 | 10 | 10 | 10 | 10 | 10 | 10 | 10 | 10 | 10
BAU | 1 | 13 | MINOILBGD | Oil supply, Bangladesh | 12 | VariableCost | USD/GJ | 0 | User defined | 18 | 16.4 | 14.8 | 14.64 | 14.48 | 14.32 | 14.16 | 14 | 14 | 14 | 14 | 14 | 14 | 14 | 14 | 14 | 14 | 14 | 14 | 14 | 14 | 14 | 14 | 14 | 14 | 14 | 14 | 14
BAU | 1 | 14 | MINOILBTN | Oil supply, Bhutan | 12 | VariableCost | USD/GJ | 0 | User defined | 18 | 16.4 | 14.8 | 14.64 | 14.48 | 14.32 | 14.16 | 14 | 14 | 14 | 14 | 14 | 14 | 14 | 14 | 14 | 14 | 14 | 14 | 14 | 14 | 14 | 14 | 14 | 14 | 14 | 14 | 14
BAU | 1 | 15 | MINOILIND | Oil supply, India | 12 | VariableCost | USD/GJ | 0 | User defined | 13.56 | 12.825 | 12.09 | 12.286 | 12.482 | 12.678 | 12.874 | 13.07 | 13.07 | 13.07 | 13.07 | 13.07 | 13.07 | 13.136 | 13.202 | 13.268 | 13.334 | 13.4 | 13.302 | 13.204 | 13.106 | 13.008 | 12.91 | 12.812 | 12.714 | 12.616 | 12.518 | 12.42
BAU | 1 | 16 | MINOILNPL | Oil supply, Nepal | 12 | VariableCost | USD/GJ | 0 | User defined | 18 | 16.4 | 14.8 | 14.64 | 14.48 | 14.32 | 14.16 | 14 | 14 | 14 | 14 | 14 | 14 | 14 | 14 | 14 | 14 | 14 | 14 | 14 | 14 | 14 | 14 | 14 | 14 | 14 | 14 | 14
BAU | 1 | 17 | MINOILLKA | Oil supply, Sri Lanka | 12 | VariableCost | USD/GJ | 0 | User defined | 18 | 16.4 | 14.8 | 14.64 | 14.48 | 14.32 | 14.16 | 14 | 14 | 14 | 14 | 14 | 14 | 14 | 14 | 14 | 14 | 14 | 14 | 14 | 14 | 14 | 14 | 14 | 14 | 14 | 14 | 14
BAU | 1 | 18 | MINOILMDV | Oil supply, Maldives | 12 | VariableCost | USD/GJ | 0 | User defined | 24.5 | 22.75 | 21 | 20.7 | 20.4 | 20.1 | 19.8 | 19.5 | 19.3 | 19.1 | 18.9 | 18.7 | 18.5 | 18.3 | 18.1 | 17.9 | 17.7 | 17.5 | 17.3 | 17.1 | 16.9 | 16.7 | 16.5 | 16.3 | 16.1 | 15.9 | 15.7 | 15.5
BAU | 1 | 19 | MINURNBGD | Uranium supply, Bangladesh | 12 | VariableCost | USD/GJ | 0 | User defined | 0.56 | 0.56 | 0.56 | 0.56 | 0.56 | 0.56 | 0.56 | 0.56 | 0.56 | 0.56 | 0.56 | 0.56 | 0.56 | 0.56 | 0.56 | 0.56 | 0.56 | 0.56 | 0.56 | 0.56 | 0.56 | 0.56 | 0.56 | 0.56 | 0.56 | 0.56 | 0.56 | 0.56
BAU | 1 | 20 | MINURNBTN | Uranium supply, Bhutan | 12 | VariableCost | USD/GJ | 0 | User defined | 0.56 | 0.56 | 0.56 | 0.56 | 0.56 | 0.56 | 0.56 | 0.56 | 0.56 | 0.56 | 0.56 | 0.56 | 0.56 | 0.56 | 0.56 | 0.56 | 0.56 | 0.56 | 0.56 | 0.56 | 0.56 | 0.56 | 0.56 | 0.56 | 0.56 | 0.56 | 0.56 | 0.56
BAU | 1 | 21 | MINURNIND | Uranium supply, India | 12 | VariableCost | USD/GJ | 0 | User defined | 0.56 | 0.56 | 0.56 | 0.56 | 0.56 | 0.56 | 0.56 | 0.56 | 0.56 | 0.56 | 0.56 | 0.56 | 0.56 | 0.56 | 0.56 | 0.56 | 0.56 | 0.56 | 0.56 | 0.56 | 0.56 | 0.56 | 0.56 | 0.56 | 0.56 | 0.56 | 0.56 | 0.56
BAU | 1 | 22 | MINURNNPL | Uranium supply, Nepal | 12 | VariableCost | USD/GJ | 0 | User defined | 0.56 | 0.56 | 0.56 | 0.56 | 0.56 | 0.56 | 0.56 | 0.56 | 0.56 | 0.56 | 0.56 | 0.56 | 0.56 | 0.56 | 0.56 | 0.56 | 0.56 | 0.56 | 0.56 | 0.56 | 0.56 | 0.56 | 0.56 | 0.56 | 0.56 | 0.56 | 0.56 | 0.56
BAU | 1 | 23 | MINURNLKA | Uranium supply, Sri Lanka | 12 | VariableCost | USD/GJ | 0 | User defined | 0.56 | 0.56 | 0.56 | 0.56 | 0.56 | 0.56 | 0.56 | 0.56 | 0.56 | 0.56 | 0.56 | 0.56 | 0.56 | 0.56 | 0.56 | 0.56 | 0.56 | 0.56 | 0.56 | 0.56 | 0.56 | 0.56 | 0.56 | 0.56 | 0.56 | 0.56 | 0.56 | 0.56
BAU | 1 | 24 | MINURNMDV | Uranium supply, Maldives | 12 | VariableCost | USD/GJ | 0 | User defined | 0.56 | 0.56 | 0.56 | 0.56 | 0.56 | 0.56 | 0.56 | 0.56 | 0.56 | 0.56 | 0.56 | 0.56 | 0.56 | 0.56 | 0.56 | 0.56 | 0.56 | 0.56 | 0.56 | 0.56 | 0.56 | 0.56 | 0.56 | 0.56 | 0.56 | 0.56 | 0.56 | 0.56
BAU | 1 | 25 | RNWBIOBGDXX | Biomass supply, Bangladesh | 12 | VariableCost | USD/GJ | 0 | User defined | 4 | 4 | 4 | 4.02 | 4.04 | 4.06 | 4.08 | 4.1 | 4.12 | 4.14 | 4.16 | 4.18 | 4.2 | 4.22 | 4.24 | 4.26 | 4.28 | 4.3 | 4.32 | 4.34 | 4.36 | 4.38 | 4.4 | 4.42 | 4.44 | 4.46 | 4.48 | 4.5
BAU | 1 | 26 | RNWBIOBTNXX | Biomass supply, Bhutan | 12 | VariableCost | USD/GJ | 0 | User defined | 4 | 4 | 4 | 4.02 | 4.04 | 4.06 | 4.08 | 4.1 | 4.12 | 4.14 | 4.16 | 4.18 | 4.2 | 4.22 | 4.24 | 4.26 | 4.28 | 4.3 | 4.32 | 4.34 | 4.36 | 4.38 | 4.4 | 4.42 | 4.44 | 4.46 | 4.48 | 4.5
BAU | 1 | 27 | RNWBIOINDNO | Biomass supply, India – North | 12 | VariableCost | USD/GJ | 0 | User defined | 4 | 4 | 4 | 4.02 | 4.04 | 4.06 | 4.08 | 4.1 | 4.12 | 4.14 | 4.16 | 4.18 | 4.2 | 4.22 | 4.24 | 4.26 | 4.28 | 4.3 | 4.32 | 4.34 | 4.36 | 4.38 | 4.4 | 4.42 | 4.44 | 4.46 | 4.48 | 4.5
BAU | 1 | 28 | RNWBIOINDSO | Biomass supply, India – South | 12 | VariableCost | USD/GJ | 0 | User defined | 4 | 4 | 4 | 4.02 | 4.04 | 4.06 | 4.08 | 4.1 | 4.12 | 4.14 | 4.16 | 4.18 | 4.2 | 4.22 | 4.24 | 4.26 | 4.28 | 4.3 | 4.32 | 4.34 | 4.36 | 4.38 | 4.4 | 4.42 | 4.44 | 4.46 | 4.48 | 4.5
BAU | 1 | 29 | RNWBIOINDEA | Biomass supply, India – East | 12 | VariableCost | USD/GJ | 0 | User defined | 4 | 4 | 4 | 4.02 | 4.04 | 4.06 | 4.08 | 4.1 | 4.12 | 4.14 | 4.16 | 4.18 | 4.2 | 4.22 | 4.24 | 4.26 | 4.28 | 4.3 | 4.32 | 4.34 | 4.36 | 4.38 | 4.4 | 4.42 | 4.44 | 4.46 | 4.48 | 4.5
BAU | 1 | 30 | RNWBIOINDWE | Biomass supply, India – West | 12 | VariableCost | USD/GJ | 0 | User defined | 4 | 4 | 4 | 4.02 | 4.04 | 4.06 | 4.08 | 4.1 | 4.12 | 4.14 | 4.16 | 4.18 | 4.2 | 4.22 | 4.24 | 4.26 | 4.28 | 4.3 | 4.32 | 4.34 | 4.36 | 4.38 | 4.4 | 4.42 | 4.44 | 4.46 | 4.48 | 4.5
BAU | 1 | 31 | RNWBIOINDNE | Biomass supply, India – Northeast | 12 | VariableCost | USD/GJ | 0 | User defined | 4 | 4 | 4 | 4.02 | 4.04 | 4.06 | 4.08 | 4.1 | 4.12 | 4.14 | 4.16 | 4.18 | 4.2 | 4.22 | 4.24 | 4.26 | 4.28 | 4.3 | 4.32 | 4.34 | 4.36 | 4.38 | 4.4 | 4.42 | 4.44 | 4.46 | 4.48 | 4.5
BAU | 1 | 32 | RNWBIONPLXX | Biomass supply, Nepal | 12 | VariableCost | USD/GJ | 0 | User defined | 4 | 4 | 4 | 4.02 | 4.04 | 4.06 | 4.08 | 4.1 | 4.12 | 4.14 | 4.16 | 4.18 | 4.2 | 4.22 | 4.24 | 4.26 | 4.28 | 4.3 | 4.32 | 4.34 | 4.36 | 4.38 | 4.4 | 4.42 | 4.44 | 4.46 | 4.48 | 4.5
BAU | 1 | 33 | RNWBIOLKAXX | Biomass supply, Sri Lanka | 12 | VariableCost | USD/GJ | 0 | User defined | 4 | 4 | 4 | 4.02 | 4.04 | 4.06 | 4.08 | 4.1 | 4.12 | 4.14 | 4.16 | 4.18 | 4.2 | 4.22 | 4.24 | 4.26 | 4.28 | 4.3 | 4.32 | 4.34 | 4.36 | 4.38 | 4.4 | 4.42 | 4.44 | 4.46 | 4.48 | 4.5
BAU | 1 | 34 | RNWBIOMDVXX | Biomass supply, Maldives | 12 | VariableCost | USD/GJ | 0 | User defined | 4 | 4 | 4 | 4.02 | 4.04 | 4.06 | 4.08 | 4.1 | 4.12 | 4.14 | 4.16 | 4.18 | 4.2 | 4.22 | 4.24 | 4.26 | 4.28 | 4.3 | 4.32 | 4.34 | 4.36 | 4.38 | 4.4 | 4.42 | 4.44 | 4.46 | 4.48 | 4.5
Note on K2: Fuel: Imported coal (FOB Aus) ¦ Nodes: BD,LK ¦ Scenario: Conservative Source: WB CMO Oct 2025 ($107/t FOB, 25 GJ/t) Projection: WEO 2025 + DESNZ Low/Central/High ¦ https://assets.publishing.service.gov.uk/media/66f3e1a8080bdf716392e855/2024-Fossil-Fuel-price-Assumptions-Publication.pdf Unit in CostDB: USD/GJ Notes: 2023 was anomalous (Ukraine war). C=flat real post-2027. A=NZE mine closures.
Note on K3: Fuel: Imported coal (FOB Aus) ¦ Nodes: BD,LK ¦ Scenario: Conservative Source: WB CMO Oct 2025 ($107/t FOB, 25 GJ/t) Projection: WEO 2025 + DESNZ Low/Central/High ¦ https://assets.publishing.service.gov.uk/media/66f3e1a8080bdf716392e855/2024-Fossil-Fuel-price-Assumptions-Publication.pdf Unit in CostDB: USD/GJ Notes: 2023 was anomalous (Ukraine war). C=flat real post-2027. A=NZE mine closures.
Note on K4: Fuel: India domestic coal ¦ Nodes: IN_all ¦ Scenario: Conservative Source: Coal India grade pricing + transport Projection: Modest real increase (C/M); decline if demand drops (A) Unit in CostDB: USD/GJ Notes: Pithead cost + rail transport. IN_E lowest, IN_S/W highest.
Note on K5: Fuel: Imported coal (FOB Aus) ¦ Nodes: BD,LK ¦ Scenario: Conservative Source: WB CMO Oct 2025 ($107/t FOB, 25 GJ/t) Projection: WEO 2025 + DESNZ Low/Central/High ¦ https://assets.publishing.service.gov.uk/media/66f3e1a8080bdf716392e855/2024-Fossil-Fuel-price-Assumptions-Publication.pdf Unit in CostDB: USD/GJ Notes: 2023 was anomalous (Ukraine war). C=flat real post-2027. A=NZE mine closures.
Note on K6: Fuel: Imported coal (FOB Aus) ¦ Nodes: BD,LK ¦ Scenario: Conservative Source: WB CMO Oct 2025 ($107/t FOB, 25 GJ/t) Projection: WEO 2025 + DESNZ Low/Central/High ¦ https://assets.publishing.service.gov.uk/media/66f3e1a8080bdf716392e855/2024-Fossil-Fuel-price-Assumptions-Publication.pdf Unit in CostDB: USD/GJ Notes: 2023 was anomalous (Ukraine war). C=flat real post-2027. A=NZE mine closures.
Note on K7: Fuel: Imported coal (FOB Aus) ¦ Nodes: BD,LK ¦ Scenario: Conservative Source: WB CMO Oct 2025 ($107/t FOB, 25 GJ/t) Projection: WEO 2025 + DESNZ Low/Central/High ¦ https://assets.publishing.service.gov.uk/media/66f3e1a8080bdf716392e855/2024-Fossil-Fuel-price-Assumptions-Publication.pdf Unit in CostDB: USD/GJ Notes: 2023 was anomalous (Ukraine war). C=flat real post-2027. A=NZE mine closures.
Note on K8: Fuel: Bangladesh piped gas ¦ Nodes: BD ¦ Scenario: Conservative Source: WB BD ESSEP (~$5.79/MMBtu) ¦ https://www.worldbank.org Projection: C=LNG convergence; M=WB anchor; A=subsidy continuation Unit in CostDB: USD/GJ Notes: Most consequential fuel uncertainty for BD node. C models rapid LNG convergence.
Note on K9: Fuel: LNG (Asia/JKM) ¦ Nodes: IN_W,IN_S,LK ¦ Scenario: Conservative Source: WB CMO Oct 2025 (JKM CIF) Projection: WEO 2025 STEPS/NZE + DESNZ Unit in CostDB: USD/GJ Notes: WEO: EU LNG STEPS 2035=$6.2/MBtu; Asia +$1-2 premium. A=NZE $4/MBtu.
Note on K10: Fuel: LNG (Asia/JKM) ¦ Nodes: IN_W,IN_S,LK ¦ Scenario: Conservative Source: WB CMO Oct 2025 (JKM CIF) Projection: WEO 2025 STEPS/NZE + DESNZ Unit in CostDB: USD/GJ Notes: WEO: EU LNG STEPS 2035=$6.2/MBtu; Asia +$1-2 premium. A=NZE $4/MBtu.
Note on K11: Fuel: LNG (Asia/JKM) ¦ Nodes: IN_W,IN_S,LK ¦ Scenario: Conservative Source: WB CMO Oct 2025 (JKM CIF) Projection: WEO 2025 STEPS/NZE + DESNZ Unit in CostDB: USD/GJ Notes: WEO: EU LNG STEPS 2035=$6.2/MBtu; Asia +$1-2 premium. A=NZE $4/MBtu.
Note on K12: Fuel: LNG (Asia/JKM) ¦ Nodes: IN_W,IN_S,LK ¦ Scenario: Conservative Source: WB CMO Oct 2025 (JKM CIF) Projection: WEO 2025 STEPS/NZE + DESNZ Unit in CostDB: USD/GJ Notes: WEO: EU LNG STEPS 2035=$6.2/MBtu; Asia +$1-2 premium. A=NZE $4/MBtu.
Note on K13: Fuel: Diesel (Maldives) ¦ Nodes: MV ¦ Scenario: Conservative Source: ADB Maldives Energy Roadmap ¦ https://www.environment.gov.mv/v2/wp-content/files/publications/20241107-pub-energy-roadmap-maldives-2024-2033-.pdf Projection: Island premium + oil scenario Unit in CostDB: USD/GJ Notes: Fuel =~13.5% of GDP. $0.30-0.70/kWh generation cost. Island logistics premium.
Note on K14: Fuel: Diesel / HFO ¦ Nodes: LK,MV ¦ Scenario: Conservative Source: CEB LTGEP + WB Brent trajectory ¦ https://www.ceb.lk Projection: Scaled from oil price scenarios Unit in CostDB: USD/GJ Notes: MV add $4-7/GJ island delivery premium. C=flat post-2027. A=NZE oil collapse.
Note on K15: Fuel: Diesel / HFO ¦ Nodes: LK,MV ¦ Scenario: Conservative Source: CEB LTGEP + WB Brent trajectory ¦ https://www.ceb.lk Projection: Scaled from oil price scenarios Unit in CostDB: USD/GJ Notes: MV add $4-7/GJ island delivery premium. C=flat post-2027. A=NZE oil collapse.
Note on K16: Fuel: Crude oil (Brent) ¦ Nodes: All ¦ Scenario: Conservative Source: WB CMO Oct 2025 Projection: IEA WEO 2025 STEPS/CPS/NZE ¦ https://www.iea.org/reports/world-energy-outlook-2025 Unit in CostDB: USD/bbl → converted to USD/GJ (÷6.12 GJ/bbl) Notes: C=CPS ~10% above STEPS. M=STEPS verified IISD. A=NZE verified IISD. 2023 USD.
Note on K17: Fuel: Diesel / HFO ¦ Nodes: LK,MV ¦ Scenario: Conservative Source: CEB LTGEP + WB Brent trajectory ¦ https://www.ceb.lk Projection: Scaled from oil price scenarios Unit in CostDB: USD/GJ Notes: MV add $4-7/GJ island delivery premium. C=flat post-2027. A=NZE oil collapse.
Note on K18: Fuel: Diesel / HFO ¦ Nodes: LK,MV ¦ Scenario: Conservative Source: CEB LTGEP + WB Brent trajectory ¦ https://www.ceb.lk Projection: Scaled from oil price scenarios Unit in CostDB: USD/GJ Notes: MV add $4-7/GJ island delivery premium. C=flat post-2027. A=NZE oil collapse.
Note on K19: Fuel: Diesel (Maldives) ¦ Nodes: MV ¦ Scenario: Conservative Source: ADB Maldives Energy Roadmap ¦ https://www.environment.gov.mv/v2/wp-content/files/publications/20241107-pub-energy-roadmap-maldives-2024-2033-.pdf Projection: Island premium + oil scenario Unit in CostDB: USD/GJ Notes: Fuel =~13.5% of GDP. $0.30-0.70/kWh generation cost. Island logistics premium.
Note on K20: Fuel: Uranium ¦ Nodes: IN,BD,LK ¦ Scenario: Conservative Source: WNA; NEI 2025 ($5.40/MWh US fleet) ¦ https://world-nuclear.org/information-library/economic-aspects/economics-of-nuclear-power Projection: Flat (not scenario-sensitive) Unit in CostDB: USD/GJ Notes: ATB: $9.1-11.3/MWh. WNA: $5.0-7.1/MWh. ~17% of total nuclear gen cost.
Note on K21: Fuel: Uranium ¦ Nodes: IN,BD,LK ¦ Scenario: Conservative Source: WNA; NEI 2025 ($5.40/MWh US fleet) ¦ https://world-nuclear.org/information-library/economic-aspects/economics-of-nuclear-power Projection: Flat (not scenario-sensitive) Unit in CostDB: USD/GJ Notes: ATB: $9.1-11.3/MWh. WNA: $5.0-7.1/MWh. ~17% of total nuclear gen cost.
Note on K22: Fuel: Uranium ¦ Nodes: IN,BD,LK ¦ Scenario: Conservative Source: WNA; NEI 2025 ($5.40/MWh US fleet) ¦ https://world-nuclear.org/information-library/economic-aspects/economics-of-nuclear-power Projection: Flat (not scenario-sensitive) Unit in CostDB: USD/GJ Notes: ATB: $9.1-11.3/MWh. WNA: $5.0-7.1/MWh. ~17% of total nuclear gen cost.
Note on K23: Fuel: Uranium ¦ Nodes: IN,BD,LK ¦ Scenario: Conservative Source: WNA; NEI 2025 ($5.40/MWh US fleet) ¦ https://world-nuclear.org/information-library/economic-aspects/economics-of-nuclear-power Projection: Flat (not scenario-sensitive) Unit in CostDB: USD/GJ Notes: ATB: $9.1-11.3/MWh. WNA: $5.0-7.1/MWh. ~17% of total nuclear gen cost.
Note on K24: Fuel: Uranium ¦ Nodes: IN,BD,LK ¦ Scenario: Conservative Source: WNA; NEI 2025 ($5.40/MWh US fleet) ¦ https://world-nuclear.org/information-library/economic-aspects/economics-of-nuclear-power Projection: Flat (not scenario-sensitive) Unit in CostDB: USD/GJ Notes: ATB: $9.1-11.3/MWh. WNA: $5.0-7.1/MWh. ~17% of total nuclear gen cost.
Note on K25: Fuel: Uranium ¦ Nodes: IN,BD,LK ¦ Scenario: Conservative Source: WNA; NEI 2025 ($5.40/MWh US fleet) ¦ https://world-nuclear.org/information-library/economic-aspects/economics-of-nuclear-power Projection: Flat (not scenario-sensitive) Unit in CostDB: USD/GJ Notes: ATB: $9.1-11.3/MWh. WNA: $5.0-7.1/MWh. ~17% of total nuclear gen cost.
Note on K26: Fuel: Biomass ¦ Nodes: IN,LK ¦ Scenario: Conservative Source: CERC FY2024-25 benchmark (GCV 3,100 kcal/kg) Projection: C=scarcity premium; M=modest increase; A=supply chain improvement Unit in CostDB: USD/GJ Notes: SL: coconut shell/wood waste $2-3.5/GJ. India CERC normative price.
Note on K27: Fuel: Biomass ¦ Nodes: IN,LK ¦ Scenario: Conservative Source: CERC FY2024-25 benchmark (GCV 3,100 kcal/kg) Projection: C=scarcity premium; M=modest increase; A=supply chain improvement Unit in CostDB: USD/GJ Notes: SL: coconut shell/wood waste $2-3.5/GJ. India CERC normative price.
Note on K28: Fuel: Biomass ¦ Nodes: IN,LK ¦ Scenario: Conservative Source: CERC FY2024-25 benchmark (GCV 3,100 kcal/kg) Projection: C=scarcity premium; M=modest increase; A=supply chain improvement Unit in CostDB: USD/GJ Notes: SL: coconut shell/wood waste $2-3.5/GJ. India CERC normative price.
Note on K29: Fuel: Biomass ¦ Nodes: IN,LK ¦ Scenario: Conservative Source: CERC FY2024-25 benchmark (GCV 3,100 kcal/kg) Projection: C=scarcity premium; M=modest increase; A=supply chain improvement Unit in CostDB: USD/GJ Notes: SL: coconut shell/wood waste $2-3.5/GJ. India CERC normative price.
Note on K30: Fuel: Biomass ¦ Nodes: IN,LK ¦ Scenario: Conservative Source: CERC FY2024-25 benchmark (GCV 3,100 kcal/kg) Projection: C=scarcity premium; M=modest increase; A=supply chain improvement Unit in CostDB: USD/GJ Notes: SL: coconut shell/wood waste $2-3.5/GJ. India CERC normative price.
Note on K31: Fuel: Biomass ¦ Nodes: IN,LK ¦ Scenario: Conservative Source: CERC FY2024-25 benchmark (GCV 3,100 kcal/kg) Projection: C=scarcity premium; M=modest increase; A=supply chain improvement Unit in CostDB: USD/GJ Notes: SL: coconut shell/wood waste $2-3.5/GJ. India CERC normative price.
Note on K32: Fuel: Biomass ¦ Nodes: IN,LK ¦ Scenario: Conservative Source: CERC FY2024-25 benchmark (GCV 3,100 kcal/kg) Projection: C=scarcity premium; M=modest increase; A=supply chain improvement Unit in CostDB: USD/GJ Notes: SL: coconut shell/wood waste $2-3.5/GJ. India CERC normative price.
Note on K33: Fuel: Biomass ¦ Nodes: IN,LK ¦ Scenario: Conservative Source: CERC FY2024-25 benchmark (GCV 3,100 kcal/kg) Projection: C=scarcity premium; M=modest increase; A=supply chain improvement Unit in CostDB: USD/GJ Notes: SL: coconut shell/wood waste $2-3.5/GJ. India CERC normative price.
Note on K34: Fuel: Biomass ¦ Nodes: IN,LK ¦ Scenario: Conservative Source: CERC FY2024-25 benchmark (GCV 3,100 kcal/kg) Projection: C=scarcity premium; M=modest increase; A=supply chain improvement Unit in CostDB: USD/GJ Notes: SL: coconut shell/wood waste $2-3.5/GJ. India CERC normative price.
Note on K35: Fuel: Biomass ¦ Nodes: IN,LK ¦ Scenario: Conservative Source: CERC FY2024-25 benchmark (GCV 3,100 kcal/kg) Projection: C=scarcity premium; M=modest increase; A=supply chain improvement Unit in CostDB: USD/GJ Notes: SL: coconut shell/wood waste $2-3.5/GJ. India CERC normative price.

## Demand_Projection
scenario | Demand/Share | Fuel/Tech | Name | Ref.Cap.BY | Ref.OAR.BY | Ref.km.BY | Projection.Mode | Projection.Parameter | 2023 | 2024 | 2025 | 2026 | 2027 | 2028 | 2029 | 2030 | 2031 | 2032 | 2033 | 2034 | 2035 | 2036 | 2037 | 2038 | 2039 | 2040 | 2041 | 2042 | 2043 | 2044 | 2045 | 2046 | 2047 | 2048 | 2049 | 2050 | Improvement_Notes | References
BAU | Demand | ELCBGDXX03 | Output demand of transmission lines in Bangladesh | not needed | not needed | not needed | User defined | 0 | 427.324 | 456.303 | 487.247 | 520.29 | 555.573 | 593.249 | 633.481 | 676.44 | 712.658 | 750.815 | 791.015 | 833.367 | 877.987 | 924.996 | 974.521 | 1026.699 | 1081.67 | 1139.585 | 1200.6 | 1251.814 | 1305.212 | 1360.888 | 1418.939 | 1479.467 | 1542.576 | 1608.377 | 1676.985 | 1748.52 | Actualizado a IEPMP 2023 (Power Div / JICA-IEEJ, Nov 2023), escenario ATS (Advanced Technology Scenario) / GDP case In-Between — caso principal IEEJ para planificación de potencia (Capítulo 5). Anchors oficiales IEPMP Tabla 4.3-1 (p.56): 2019=328.68 PJ (histórico), 2030=676.44 PJ, 2041=1200.60 PJ, 2050=1748.52 PJ. Años intermedios: interpolación log-lineal (CAGR entre milestones) — el IEPMP solo publica los 4 milestone years, años intermedios requieren interpolación externa. CAGRs implícitos: 6.78%/año (2019-2030), 5.35%/año (2030-2041), 4.27%/año (2041-2050). Caveat: IEPMP 2023 está en revisión por el gobierno interino; plan sucesor EPSMP 2026-2050 en preparación. IEPMP 2023 sigue siendo el plan aprobado oficial. El alternativo PP2041 (high-growth, 2425 PJ @2050) disponible en workbook fuente para sensibilidad. | Power Division / MoPEMR / JICA-IEEJ (2023). Integrated Energy and Power Master Plan (IEPMP) 2023. Government of Bangladesh, Nov 2023. Tabla 4.3-1 'Outlook of Power Supply' (p.56, PDF p.109): Power Generation TWh por GDP case (PP2041 / In-Between) en years 2019, 2030, 2041, 2050. Tabla 5.2-1 'Maximum Electric Power Demand' (p.64, PDF p.117) para peak cross-check. Escenario central: ATS (Advanced Technology Scenario, JICA-recommended). GDP case: In-Between (caso principal IEEJ Cap.5). Conversión: PJ = TWh × 3.6. URL: https://powerdivision.portal.gov.bd (repositorio IEPMP 2023). Status Abr-2026: plan aprobado vigente, en revisión por gobierno interino (plan sucesor EPSMP 2026-2050 en preparación).
BAU | Demand | ELCBTNXX03 | Output demand of transmission lines in Bhutan | not needed | not needed | not needed | User defined | 0 | 21.222 | 22.705 | 24.293 | 25.991 | 27.807 | 29.751 | 31.831 | 34.056 | 36.438 | 38.987 | 41.714 | 44.632 | 47.753 | 51.094 | 54.667 | 58.491 | 62.583 | 66.96 | 71.644 | 76.655 | 82.017 | 87.753 | 93.892 | 100.459 | 107.486 | 115.004 | 123.048 | 131.655 | Actualizado a National Energy Policy 2025 (MoENR, Jun-2025) — escenario Conservative (7%/año CAGR, consistente con tasa histórica PSMP 7.1%). 2023: valor observado 5,895 GWh (NSB Environmental Accounts 2024). 2024-2040: proyección suavizada con CAGR 7% hasta target Conservative 2030 (9,460 GWh) y 2040 (18,600 GWh). 2041-2050: extrapolación continuando al mismo 7% CAGR (horizonte del documento termina en 2040). Asume que Bhutan NO ejecuta en plazo los targets ambiciosos del NEP (15 GW hydro + 5 GW solar by 2040) — trayectoria baja defendible por retrasos históricos observados en Pun-I/II. Para alta-ejecución del NEP ver escenarios Central (DoHPS 400% by 2030) o High (NEP 10× vision) del workbook fuente. v2 reemplaza al NTGMP 2018 que sobreestimaba exportaciones ~4× y subestimaba demanda doméstica ~30% respecto a actuales 2023. | MoENR (2025). National Energy Policy 2025 — Empowering Energy Security & Sustainable Growth. Ministry of Energy & Natural Resources, Royal Government of Bhutan, aprobada 5-Jun-2025 (en vigor 10-Jun-2025). 33 pp. §1.4 (final energy 2022), §1.5 (installed capacity Jun-2025), §1.9 y §4.1 (targets 2040: 15 GW hydro + 5 GW solar), §4.2 (demand outlook). ¦ NSB (2024). Environmental Accounts Statistics 2024, National Statistics Bureau, RGoB — observado 2023: supply 11,158 GWh, domestic 5,895 GWh, export 5,143 GWh. ¦ DGPC Annual Report 2023 — generation by plant. ¦ MoENR/DoHPS (2024). Proyección 400% growth by 2030 (citada en Kuensel, REDR-2024) — base de escenario Central. URL NEP 2025: https://www.moenr.gov.bt/wp-content/uploads/2017/07/National-Energy-Policy-2025.pdf ¦ Conversión: PJ = GWh × 0.0036.
BAU | Demand | ELCINDNO03 | Output demand of transmission lines in India – North | not needed | not needed | not needed | User defined | 0 | 1797.26 | 1902.218 | 2013.185 | 2132.323 | 2258.795 | 2391.757 | 2547.194 | 2665.462 | 2784.762 | 2925.014 | 3065.265 | 3205.517 | 3345.768 | 3486.02 | 3638.537 | 3791.054 | 3943.571 | 4096.088 | 4248.605 | 4420.075 | 4598.466 | 4784.056 | 4977.136 | 5178.009 | 5386.99 | 5604.404 | 5830.593 | 6065.911 | Actualizado a 20th EPS (CEA Nov 2022). 2023-2031: Tabla 2.5 valores exactos (anual). 2036 y 2041: Tabla 6.2 valores exactos. 2032-2035 y 2037-2040: interpolación lineal entre anchors del 20th EPS. 2042-2050: extrapolación con CAGR 4.04%/año (tasa 2036-37 a 2041-42 del 20th EPS) — fuera del horizonte del documento original. | CEA (2022). Report on Twentieth Electric Power Survey of India (Volume-I). Central Electricity Authority, Ministry of Power, Government of India, Nov 2022. Table 2.5 (Chapter 2, Sec. 2.3, printed p.33 / PDF p.34): Region-wise electrical energy requirement at power station bus bars in MU, FY2021-22 to FY2031-32. Table 6.2 (Chapter 6, printed p.166 / PDF p.167): Perspective demand projection for FY2031-32, FY2036-37, FY2041-42. Conversion: PJ = MU × 0.0036. URL: https://cea.nic.in/wp-content/uploads/ps___lf/2023/02/Volume_I_Report_of_20th_Electric_Power_Survey.pdf
BAU | Demand | ELCINDSO03 | Output demand of transmission lines in India – South | not needed | not needed | not needed | User defined | 0 | 1396.998 | 1478.113 | 1564.24 | 1659.071 | 1755.004 | 1854.932 | 1970.672 | 2060.276 | 2147.605 | 2252.516 | 2357.426 | 2462.337 | 2567.247 | 2672.158 | 2784.321 | 2896.484 | 3008.647 | 3120.81 | 3232.973 | 3358.536 | 3488.977 | 3624.483 | 3765.252 | 3911.488 | 4063.404 | 4221.22 | 4385.165 | 4555.478 | Actualizado a 20th EPS (CEA Nov 2022). 2023-2031: Tabla 2.5 valores exactos (anual). 2036 y 2041: Tabla 6.2 valores exactos. 2032-2035 y 2037-2040: interpolación lineal entre anchors del 20th EPS. 2042-2050: extrapolación con CAGR 3.88%/año (tasa 2036-37 a 2041-42 del 20th EPS) — fuera del horizonte del documento original. | CEA (2022). Report on Twentieth Electric Power Survey of India (Volume-I). Central Electricity Authority, Ministry of Power, Government of India, Nov 2022. Table 2.5 (Chapter 2, Sec. 2.3, printed p.33 / PDF p.34): Region-wise electrical energy requirement at power station bus bars in MU, FY2021-22 to FY2031-32. Table 6.2 (Chapter 6, printed p.166 / PDF p.167): Perspective demand projection for FY2031-32, FY2036-37, FY2041-42. Conversion: PJ = MU × 0.0036. URL: https://cea.nic.in/wp-content/uploads/ps___lf/2023/02/Volume_I_Report_of_20th_Electric_Power_Survey.pdf
BAU | Demand | ELCINDEA03 | Output demand of transmission lines in India – East | not needed | not needed | not needed | User defined | 0 | 695.444 | 738.864 | 788.26 | 838.696 | 892.667 | 948.668 | 1016.15 | 1063.35 | 1109.171 | 1171.99 | 1234.808 | 1297.627 | 1360.445 | 1423.264 | 1494.272 | 1565.28 | 1636.287 | 1707.295 | 1778.303 | 1859.302 | 1943.989 | 2032.535 | 2125.113 | 2221.908 | 2323.112 | 2428.925 | 2539.559 | 2655.231 | Actualizado a 20th EPS (CEA Nov 2022). 2023-2031: Tabla 2.5 valores exactos (anual). 2036 y 2041: Tabla 6.2 valores exactos. 2032-2035 y 2037-2040: interpolación lineal entre anchors del 20th EPS. 2042-2050: extrapolación con CAGR 4.55%/año (tasa 2036-37 a 2041-42 del 20th EPS) — fuera del horizonte del documento original. | CEA (2022). Report on Twentieth Electric Power Survey of India (Volume-I). Central Electricity Authority, Ministry of Power, Government of India, Nov 2022. Table 2.5 (Chapter 2, Sec. 2.3, printed p.33 / PDF p.34): Region-wise electrical energy requirement at power station bus bars in MU, FY2021-22 to FY2031-32. Table 6.2 (Chapter 6, printed p.166 / PDF p.167): Perspective demand projection for FY2031-32, FY2036-37, FY2041-42. Conversion: PJ = MU × 0.0036. URL: https://cea.nic.in/wp-content/uploads/ps___lf/2023/02/Volume_I_Report_of_20th_Electric_Power_Survey.pdf
BAU | Demand | ELCINDWE03 | Output demand of transmission lines in India – West | not needed | not needed | not needed | User defined | 0 | 1795.194 | 1901.347 | 2017.498 | 2148.455 | 2274.743 | 2405.585 | 2567.12 | 2659.27 | 2747.513 | 2880.729 | 3013.945 | 3147.16 | 3280.376 | 3413.592 | 3560.561 | 3707.53 | 3854.5 | 4001.469 | 4148.438 | 4313.395 | 4484.911 | 4663.247 | 4848.674 | 5041.475 | 5241.942 | 5450.38 | 5667.107 | 5892.451 | Actualizado a 20th EPS (CEA Nov 2022). 2023-2031: Tabla 2.5 valores exactos (anual). 2036 y 2041: Tabla 6.2 valores exactos. 2032-2035 y 2037-2040: interpolación lineal entre anchors del 20th EPS. 2042-2050: extrapolación con CAGR 3.98%/año (tasa 2036-37 a 2041-42 del 20th EPS) — fuera del horizonte del documento original. | CEA (2022). Report on Twentieth Electric Power Survey of India (Volume-I). Central Electricity Authority, Ministry of Power, Government of India, Nov 2022. Table 2.5 (Chapter 2, Sec. 2.3, printed p.33 / PDF p.34): Region-wise electrical energy requirement at power station bus bars in MU, FY2021-22 to FY2031-32. Table 6.2 (Chapter 6, printed p.166 / PDF p.167): Perspective demand projection for FY2031-32, FY2036-37, FY2041-42. Conversion: PJ = MU × 0.0036. URL: https://cea.nic.in/wp-content/uploads/ps___lf/2023/02/Volume_I_Report_of_20th_Electric_Power_Survey.pdf
BAU | Demand | ELCINDNE03 | Output demand of transmission lines in India – Northeast | not needed | not needed | not needed | User defined | 0 | 75.874 | 80.14 | 84.676 | 89.654 | 94.651 | 99.907 | 105.692 | 111.168 | 116.543 | 122.979 | 129.415 | 135.851 | 142.287 | 148.723 | 156.266 | 163.809 | 171.351 | 178.894 | 186.437 | 195.058 | 204.077 | 213.513 | 223.386 | 233.715 | 244.521 | 255.828 | 267.657 | 280.033 | Actualizado a 20th EPS (CEA Nov 2022). 2023-2031: Tabla 2.5 valores exactos (anual). 2036 y 2041: Tabla 6.2 valores exactos. 2032-2035 y 2037-2040: interpolación lineal entre anchors del 20th EPS. 2042-2050: extrapolación con CAGR 4.62%/año (tasa 2036-37 a 2041-42 del 20th EPS) — fuera del horizonte del documento original. | CEA (2022). Report on Twentieth Electric Power Survey of India (Volume-I). Central Electricity Authority, Ministry of Power, Government of India, Nov 2022. Table 2.5 (Chapter 2, Sec. 2.3, printed p.33 / PDF p.34): Region-wise electrical energy requirement at power station bus bars in MU, FY2021-22 to FY2031-32. Table 6.2 (Chapter 6, printed p.166 / PDF p.167): Perspective demand projection for FY2031-32, FY2036-37, FY2041-42. Conversion: PJ = MU × 0.0036. URL: https://cea.nic.in/wp-content/uploads/ps___lf/2023/02/Volume_I_Report_of_20th_Electric_Power_Survey.pdf
BAU | Demand | ELCNPLXX03 | Output demand of transmission lines in Nepal | not needed | not needed | not needed | User defined | 0 | 47.862 | 51.657 | 55.656 | 59.874 | 64.328 | 69.39 | 74.922 | 80.909 | 87.387 | 94.399 | 101.988 | 106.577 | 111.166 | 115.755 | 120.343 | 124.932 | 129.521 | 134.11 | 138.699 | 143.288 | 147.877 | 152.466 | 157.055 | 161.644 | 166.233 | 170.822 | 175.411 | 180 | Actualizado combinando dos fuentes oficiales, escenario REFERENCE 100REMAP. 2023-2033: NEA System Load Forecast (NEA Planning Dept 2017), valores anuales oficiales de la utility — 2023 anchor = 13,295 GWh. 2034-2049: interpolación lineal entre endpoint NEA 2033 (28,330 GWh) y anchor 100REMAP REFERENCE 2050 (50,000 GWh); CAGR implícito 2033-2050 ≈ 3.4%/año. 2050: 100REMAP REFERENCE scenario (Teske, Niklas, Miyake 2023 — UTS-ISF para WWF/WFC). Caveat: NEA forecast tiende a sobreestimar el observado (~11% vs ADB 2023 reportado 11,023 GWh), pero es la proyección oficial utility disponible. Alternativas del mismo estudio 100REMAP: WEM 60 TWh @2050 (con políticas NDC), N-1.5°C 62 TWh @2050 (Paris-aligned) — disponibles en el workbook fuente si se cambia supuesto de escenario. | NEA (2017). System Load Forecast, NEA System Planning Department — vía Shakya 'A Glimpse of NEA Transmission System' (EDC Nepal 2017). Proyección anual FY2016/17 a FY2033/34 (System Energy Requirement ex-bus, incluye pérdidas T&D). ¦ Teske, S., Niklas, S., Miyake, S. (2023). Technical Scenario for 100% Renewable Energy in Nepal by 2050 — UTS Institute for Sustainable Futures para WWF/WFC. Tres escenarios (REFERENCE=50 TWh, WEM=60 TWh, N-1.5°C=62 TWh) en 2050. Este template usa REFERENCE. ¦ Cross-check: ADB Sector Assessment Energy Nepal 2023 (FY2023 observado = 11,023 GWh); NEA Annual Report FY2022/23 (9,358 GWh ventas internas). ¦ Government of Nepal (2021). Long-term Strategy for Net-Zero Emissions — marco sobre el que se construye 100REMAP. Conversión: PJ = GWh × 0.0036.
BAU | Demand | ELCLKAXX03 | Output demand of transmission lines in Sri Lanka | not needed | not needed | not needed | User defined | 0 | 56.074 | 60.487 | 63.81 | 67.14 | 70.668 | 74.383 | 78.3 | 82.537 | 86.494 | 90.626 | 94.928 | 99.446 | 104.26 | 109.48 | 115.031 | 120.938 | 126.99 | 133.337 | 140.011 | 146.761 | 153.68 | 160.823 | 167.846 | 174.931 | 182.138 | 189.158 | 196.366 | 203.846 | Actualizado a CEB LTGEP 2025-2044 (aprobado por PUCSL 15-May-2025, reemplaza al LTGEP 2023-2042). Basis: Net Generation en bus-bar de planta (definición consistente con la 'Energy Requirement at power station bus bars' del CEA). 2023: dato observado (15,576 GWh, restated en Statistical Digest 2024 desde 15,728 GWh preliminar). 2024: observado oficial (Statistical Digest 2024). 2025-2049: Tabla E1/3.3 Base Demand Forecast valores exactos. 2050: extrapolación con YoY 3.81% (tasa 2048-2049 del LTGEP, consistente con desaceleración trayectoria oficial). Caveat: 2022-2023 reflejan crisis económica + load shedding, no representan tendencia larga — LTGEP asume recuperación desde 2025. | CEB (2025). Long Term Generation Expansion Plan 2025-2044. Ceylon Electricity Board, Transmission and Generation Planning Branch. Presentado a PUCSL 4-Sep-2024, aprobado 15-May-2025. Tabla E1 / Tabla 3.3 (p. E-4 / p. 3-11): Base Demand Forecast Net Generation 2025-2049 (GWh). Tabla 1.6 (p. 1-17): Historical Electricity Generation 2009-2023. ¦ CEB (2025). Statistical Digest 2024, publicado Marzo 2025: Summary of Statistics (p.i) y Generation Statistics (p.01) — 2024 observado oficial y 2023 restated a 15,576 GWh. Conversión: PJ = GWh × 0.0036.
BAU | Demand | ELCMDVXX03 | Output demand of transmission lines in Maldives | not needed | not needed | not needed | User defined | 0 | 6.77 | 7.096 | 7.444 | 7.816 | 8.214 | 8.64 | 9.167 | 9.727 | 10.323 | 10.958 | 11.634 | 12.249 | 12.901 | 13.594 | 14.331 | 15.115 | 15.949 | 16.836 | 17.341 | 17.861 | 18.397 | 18.949 | 19.518 | 20.006 | 20.506 | 21.018 | 21.544 | 22.082 | Actualizado a MCCEE Roadmap 2024-2033 (Nov 2024), Definición A (país completo, incluye autogeneración de resorts). 2023-2028: CAGRs por segmento del Roadmap (Malé 7.9%, Outer Islands 9.0%, Resorts 2.0%), calibrado al anchor oficial de 2400 GWh en 2028 (Figura 8, p.41). 2029-2040: Malé sostenido 8.05%/año para alcanzar el anchor de 400 MW peak en 2040 (p.34); otros segmentos 5% (2029-33) y 3.5% (2034-40). 2041-2045: extrapolación 3%/año. 2046-2050: extrapolación 2.5%/año. Caveat: Roadmap solo proyecta oficialmente a 2033 — años 2034-2050 construidos con CAGRs tapering típicos de SIDS maduros. | MCCEE (2024). Paving the Way for a Just Energy Transition in Maldives — Road Map for the Energy Sector 2024-2033. Ministry of Climate Change, Environment and Energy, Republic of Maldives, November 2024 (con apoyo técnico de ADB). Figura 8 (p.41): Forecasted Electricity Consumption — anchor 2028 = 2,400 GWh. pp.24-26: CAGRs por segmento (STELCO draft Master Plan). p.34 Sec. 5.1.6: Peak demand Greater Malé 2040 = 400 MW. Conversión: PJ = GWh × 0.0036. URL: https://www.environment.gov.mv/v2/wp-content/files/publications/20241107-pub-energy-roadmap-maldives-2024-2033-.pdf
Note on J2: BGD: base=86,255 GWh→310.5 PJ (BPDB 2023-24). Growth: IEPMP 2023 7%→5.8%→3.8%/yr. Sources: BGD_DA_Final, Bangladesh_new_data_v2_REV. CROSS-CHECK: Template=310.5 PJ → 86,250 GWh. Source=86,255 GWh (BPDB 2023-24). Diff=< 0.01%. MATCH
Note on J3: BTN: base=5,744 GWh→20.5 PJ (BPSO 2023). Growth: ~5%/yr (BPC). Sources: BTN_DA_Final, Bhutan_new_data_v2. CROSS-CHECK: Template=20.5 PJ → 5,694 GWh. Source=5,744 GWh (BPSO 2023). Diff=~1%. CLOSE — round to 20.7 PJ
Note on J4: IND_N: CEA 20th EPS by state. Sources: India_new_data_v2, IND_DA_Final.
Note on J5: IND_S: CEA 20th EPS by state. Sources: India_new_data_v2.
Note on J6: IND_E: CEA 20th EPS by state. Sources: India_new_data_v2.
Note on J7: IND_W: CEA 20th EPS by state. Sources: India_new_data_v2.
Note on J8: IND_NE: CEA 20th EPS by state. Sources: India_new_data_v2.
Note on J9: NPL: base=11,548 GWh→40.7 PJ (NEA FY2079/80). Growth: ~8.4%/yr. Sources: NP_DA_Final, Nepal_new_data. CROSS-CHECK: Template=40.7 PJ → 11,306 GWh. Source=11,548 GWh (NEA FY2079/80). Diff=~2%. CLOSE — round to 41.6 PJ
Note on J10: LKA: base=15,274 GWh→53.3 PJ (PUCSL 2023). Growth: CEB LTGEP. Sources: LKA_DA_Final, SriLanka__new_data_v2. CROSS-CHECK: Template=53.3 PJ → 14,806 GWh. Source=15,274 GWh (PUCSL 2023). Diff=~3%. ⚠ REVIEW: 468 GWh gap. T&D losses? RECONCILIATION: PUCSL 2023 total generation: 15,274 GWh = 55.0 PJ CEB LTGEP T&D losses: ~7.9% (2023-2025) Implied demand: 15,274 × 0.921 = 14,067 GWh = 50.6 PJ Template value: 53.3 PJ = 14,806 GWh → Template appears to use a ~3% loss (generation-side minus small adjustment). ⚠ DECISION: Use 55.0 PJ (generation-side, consistent with PUCSL) or 50.6 PJ (demand-side)? Source: LKA_DA_Final; SriLanka__new_data_v2 Demand Forecast (CEB LTGEP Table E1).
Note on J11: MDV: base=~1,300 GWh→4.62 PJ (STELCO+FENAKA). Growth: 5-7.9%/yr (MCCEE). Sources: Maldives_new_data, Maldives_Timeslice_README. CROSS-CHECK: Template=4.62 PJ → 1,283 GWh. Source=~1,300 GWh (IRENA 2023). Diff=~1%. CLOSE

## Demand_Profiles
scenario | Timeslices | Demand/Share | Fuel/Tech | Name | Ref.Cap.BY | Ref.OAR.BY | Ref.km.BY | Projection.Mode | Projection.Parameter | 2023 | 2024 | 2025 | 2026 | 2027 | 2028 | 2029 | 2030 | 2031 | 2032 | 2033 | 2034 | 2035 | 2036 | 2037 | 2038 | 2039 | 2040 | 2041 | 2042 | 2043 | 2044 | 2045 | 2046 | 2047 | 2048 | 2049 | 2050
BAU | S1D1 | Demand | ELCBGDXX03 | Output demand of transmission lines in Bangladesh | not needed | not needed | not needed | User defined | 0 | 0.039691 | 0.039691 | 0.039691 | 0.039691 | 0.039691 | 0.039691 | 0.039691 | 0.039691 | 0.039691 | 0.039691 | 0.039691 | 0.039691 | 0.039691 | 0.039691 | 0.039691 | 0.039691 | 0.039691 | 0.039691 | 0.039691 | 0.039691 | 0.039691 | 0.039691 | 0.039691 | 0.039691 | 0.039691 | 0.039691 | 0.039691 | 0.039691
BAU | S1D2 | Demand | ELCBGDXX03 | Output demand of transmission lines in Bangladesh | not needed | not needed | not needed | User defined | 0 | 0.09911 | 0.09911 | 0.09911 | 0.09911 | 0.09911 | 0.09911 | 0.09911 | 0.09911 | 0.09911 | 0.09911 | 0.09911 | 0.09911 | 0.09911 | 0.09911 | 0.09911 | 0.09911 | 0.09911 | 0.09911 | 0.09911 | 0.09911 | 0.09911 | 0.09911 | 0.09911 | 0.09911 | 0.09911 | 0.09911 | 0.09911 | 0.09911
BAU | S1D3 | Demand | ELCBGDXX03 | Output demand of transmission lines in Bangladesh | not needed | not needed | not needed | User defined | 0 | 0.051581 | 0.051581 | 0.051581 | 0.051581 | 0.051581 | 0.051581 | 0.051581 | 0.051581 | 0.051581 | 0.051581 | 0.051581 | 0.051581 | 0.051581 | 0.051581 | 0.051581 | 0.051581 | 0.051581 | 0.051581 | 0.051581 | 0.051581 | 0.051581 | 0.051581 | 0.051581 | 0.051581 | 0.051581 | 0.051581 | 0.051581 | 0.051581
BAU | S2D1 | Demand | ELCBGDXX03 | Output demand of transmission lines in Bangladesh | not needed | not needed | not needed | User defined | 0 | 0.06407 | 0.06407 | 0.06407 | 0.06407 | 0.06407 | 0.06407 | 0.06407 | 0.06407 | 0.06407 | 0.06407 | 0.06407 | 0.06407 | 0.06407 | 0.06407 | 0.06407 | 0.06407 | 0.06407 | 0.06407 | 0.06407 | 0.06407 | 0.06407 | 0.06407 | 0.06407 | 0.06407 | 0.06407 | 0.06407 | 0.06407 | 0.06407
BAU | S2D2 | Demand | ELCBGDXX03 | Output demand of transmission lines in Bangladesh | not needed | not needed | not needed | User defined | 0 | 0.13106 | 0.13106 | 0.13106 | 0.13106 | 0.13106 | 0.13106 | 0.13106 | 0.13106 | 0.13106 | 0.13106 | 0.13106 | 0.13106 | 0.13106 | 0.13106 | 0.13106 | 0.13106 | 0.13106 | 0.13106 | 0.13106 | 0.13106 | 0.13106 | 0.13106 | 0.13106 | 0.13106 | 0.13106 | 0.13106 | 0.13106 | 0.13106
BAU | S2D3 | Demand | ELCBGDXX03 | Output demand of transmission lines in Bangladesh | not needed | not needed | not needed | User defined | 0 | 0.073101 | 0.073101 | 0.073101 | 0.073101 | 0.073101 | 0.073101 | 0.073101 | 0.073101 | 0.073101 | 0.073101 | 0.073101 | 0.073101 | 0.073101 | 0.073101 | 0.073101 | 0.073101 | 0.073101 | 0.073101 | 0.073101 | 0.073101 | 0.073101 | 0.073101 | 0.073101 | 0.073101 | 0.073101 | 0.073101 | 0.073101 | 0.073101
BAU | S3D1 | Demand | ELCBGDXX03 | Output demand of transmission lines in Bangladesh | not needed | not needed | not needed | User defined | 0 | 0.09481 | 0.09481 | 0.09481 | 0.09481 | 0.09481 | 0.09481 | 0.09481 | 0.09481 | 0.09481 | 0.09481 | 0.09481 | 0.09481 | 0.09481 | 0.09481 | 0.09481 | 0.09481 | 0.09481 | 0.09481 | 0.09481 | 0.09481 | 0.09481 | 0.09481 | 0.09481 | 0.09481 | 0.09481 | 0.09481 | 0.09481 | 0.09481
BAU | S3D2 | Demand | ELCBGDXX03 | Output demand of transmission lines in Bangladesh | not needed | not needed | not needed | User defined | 0 | 0.18232 | 0.18232 | 0.18232 | 0.18232 | 0.18232 | 0.18232 | 0.18232 | 0.18232 | 0.18232 | 0.18232 | 0.18232 | 0.18232 | 0.18232 | 0.18232 | 0.18232 | 0.18232 | 0.18232 | 0.18232 | 0.18232 | 0.18232 | 0.18232 | 0.18232 | 0.18232 | 0.18232 | 0.18232 | 0.18232 | 0.18232 | 0.18232
BAU | S3D3 | Demand | ELCBGDXX03 | Output demand of transmission lines in Bangladesh | not needed | not needed | not needed | User defined | 0 | 0.10388 | 0.10388 | 0.10388 | 0.10388 | 0.10388 | 0.10388 | 0.10388 | 0.10388 | 0.10388 | 0.10388 | 0.10388 | 0.10388 | 0.10388 | 0.10388 | 0.10388 | 0.10388 | 0.10388 | 0.10388 | 0.10388 | 0.10388 | 0.10388 | 0.10388 | 0.10388 | 0.10388 | 0.10388 | 0.10388 | 0.10388 | 0.10388
BAU | S4D1 | Demand | ELCBGDXX03 | Output demand of transmission lines in Bangladesh | not needed | not needed | not needed | User defined | 0 | 0.037289 | 0.037289 | 0.037289 | 0.037289 | 0.037289 | 0.037289 | 0.037289 | 0.037289 | 0.037289 | 0.037289 | 0.037289 | 0.037289 | 0.037289 | 0.037289 | 0.037289 | 0.037289 | 0.037289 | 0.037289 | 0.037289 | 0.037289 | 0.037289 | 0.037289 | 0.037289 | 0.037289 | 0.037289 | 0.037289 | 0.037289 | 0.037289
BAU | S4D2 | Demand | ELCBGDXX03 | Output demand of transmission lines in Bangladesh | not needed | not needed | not needed | User defined | 0 | 0.079386 | 0.079386 | 0.079386 | 0.079386 | 0.079386 | 0.079386 | 0.079386 | 0.079386 | 0.079386 | 0.079386 | 0.079386 | 0.079386 | 0.079386 | 0.079386 | 0.079386 | 0.079386 | 0.079386 | 0.079386 | 0.079386 | 0.079386 | 0.079386 | 0.079386 | 0.079386 | 0.079386 | 0.079386 | 0.079386 | 0.079386 | 0.079386
BAU | S4D3 | Demand | ELCBGDXX03 | Output demand of transmission lines in Bangladesh | not needed | not needed | not needed | User defined | 0 | 0.0437 | 0.0437 | 0.0437 | 0.0437 | 0.0437 | 0.0437 | 0.0437 | 0.0437 | 0.0437 | 0.0437 | 0.0437 | 0.0437 | 0.0437 | 0.0437 | 0.0437 | 0.0437 | 0.0437 | 0.0437 | 0.0437 | 0.0437 | 0.0437 | 0.0437 | 0.0437 | 0.0437 | 0.0437 | 0.0437 | 0.0437 | 0.0437
BAU | S1D1 | Demand | ELCBTNXX03 | Output demand of transmission lines in Bhutan | not needed | not needed | not needed | User defined | 0 | 0.034974 | 0.034974 | 0.034974 | 0.034974 | 0.034974 | 0.034974 | 0.034974 | 0.034974 | 0.034974 | 0.034974 | 0.034974 | 0.034974 | 0.034974 | 0.034974 | 0.034974 | 0.034974 | 0.034974 | 0.034974 | 0.034974 | 0.034974 | 0.034974 | 0.034974 | 0.034974 | 0.034974 | 0.034974 | 0.034974 | 0.034974 | 0.034974
BAU | S1D2 | Demand | ELCBTNXX03 | Output demand of transmission lines in Bhutan | not needed | not needed | not needed | User defined | 0 | 0.12287 | 0.12287 | 0.12287 | 0.12287 | 0.12287 | 0.12287 | 0.12287 | 0.12287 | 0.12287 | 0.12287 | 0.12287 | 0.12287 | 0.12287 | 0.12287 | 0.12287 | 0.12287 | 0.12287 | 0.12287 | 0.12287 | 0.12287 | 0.12287 | 0.12287 | 0.12287 | 0.12287 | 0.12287 | 0.12287 | 0.12287 | 0.12287
BAU | S1D3 | Demand | ELCBTNXX03 | Output demand of transmission lines in Bhutan | not needed | not needed | not needed | User defined | 0 | 0.072996 | 0.072996 | 0.072996 | 0.072996 | 0.072996 | 0.072996 | 0.072996 | 0.072996 | 0.072996 | 0.072996 | 0.072996 | 0.072996 | 0.072996 | 0.072996 | 0.072996 | 0.072996 | 0.072996 | 0.072996 | 0.072996 | 0.072996 | 0.072996 | 0.072996 | 0.072996 | 0.072996 | 0.072996 | 0.072996 | 0.072996 | 0.072996
BAU | S2D1 | Demand | ELCBTNXX03 | Output demand of transmission lines in Bhutan | not needed | not needed | not needed | User defined | 0 | 0.043086 | 0.043086 | 0.043086 | 0.043086 | 0.043086 | 0.043086 | 0.043086 | 0.043086 | 0.043086 | 0.043086 | 0.043086 | 0.043086 | 0.043086 | 0.043086 | 0.043086 | 0.043086 | 0.043086 | 0.043086 | 0.043086 | 0.043086 | 0.043086 | 0.043086 | 0.043086 | 0.043086 | 0.043086 | 0.043086 | 0.043086 | 0.043086
BAU | S2D2 | Demand | ELCBTNXX03 | Output demand of transmission lines in Bhutan | not needed | not needed | not needed | User defined | 0 | 0.11688 | 0.11688 | 0.11688 | 0.11688 | 0.11688 | 0.11688 | 0.11688 | 0.11688 | 0.11688 | 0.11688 | 0.11688 | 0.11688 | 0.11688 | 0.11688 | 0.11688 | 0.11688 | 0.11688 | 0.11688 | 0.11688 | 0.11688 | 0.11688 | 0.11688 | 0.11688 | 0.11688 | 0.11688 | 0.11688 | 0.11688 | 0.11688
BAU | S2D3 | Demand | ELCBTNXX03 | Output demand of transmission lines in Bhutan | not needed | not needed | not needed | User defined | 0 | 0.065711 | 0.065711 | 0.065711 | 0.065711 | 0.065711 | 0.065711 | 0.065711 | 0.065711 | 0.065711 | 0.065711 | 0.065711 | 0.065711 | 0.065711 | 0.065711 | 0.065711 | 0.065711 | 0.065711 | 0.065711 | 0.065711 | 0.065711 | 0.065711 | 0.065711 | 0.065711 | 0.065711 | 0.065711 | 0.065711 | 0.065711 | 0.065711
BAU | S3D1 | Demand | ELCBTNXX03 | Output demand of transmission lines in Bhutan | not needed | not needed | not needed | User defined | 0 | 0.074967 | 0.074967 | 0.074967 | 0.074967 | 0.074967 | 0.074967 | 0.074967 | 0.074967 | 0.074967 | 0.074967 | 0.074967 | 0.074967 | 0.074967 | 0.074967 | 0.074967 | 0.074967 | 0.074967 | 0.074967 | 0.074967 | 0.074967 | 0.074967 | 0.074967 | 0.074967 | 0.074967 | 0.074967 | 0.074967 | 0.074967 | 0.074967
BAU | S3D2 | Demand | ELCBTNXX03 | Output demand of transmission lines in Bhutan | not needed | not needed | not needed | User defined | 0 | 0.17545 | 0.17545 | 0.17545 | 0.17545 | 0.17545 | 0.17545 | 0.17545 | 0.17545 | 0.17545 | 0.17545 | 0.17545 | 0.17545 | 0.17545 | 0.17545 | 0.17545 | 0.17545 | 0.17545 | 0.17545 | 0.17545 | 0.17545 | 0.17545 | 0.17545 | 0.17545 | 0.17545 | 0.17545 | 0.17545 | 0.17545 | 0.17545
BAU | S3D3 | Demand | ELCBTNXX03 | Output demand of transmission lines in Bhutan | not needed | not needed | not needed | User defined | 0 | 0.094739 | 0.094739 | 0.094739 | 0.094739 | 0.094739 | 0.094739 | 0.094739 | 0.094739 | 0.094739 | 0.094739 | 0.094739 | 0.094739 | 0.094739 | 0.094739 | 0.094739 | 0.094739 | 0.094739 | 0.094739 | 0.094739 | 0.094739 | 0.094739 | 0.094739 | 0.094739 | 0.094739 | 0.094739 | 0.094739 | 0.094739 | 0.094739
BAU | S4D1 | Demand | ELCBTNXX03 | Output demand of transmission lines in Bhutan | not needed | not needed | not needed | User defined | 0 | 0.03526 | 0.03526 | 0.03526 | 0.03526 | 0.03526 | 0.03526 | 0.03526 | 0.03526 | 0.03526 | 0.03526 | 0.03526 | 0.03526 | 0.03526 | 0.03526 | 0.03526 | 0.03526 | 0.03526 | 0.03526 | 0.03526 | 0.03526 | 0.03526 | 0.03526 | 0.03526 | 0.03526 | 0.03526 | 0.03526 | 0.03526 | 0.03526
BAU | S4D2 | Demand | ELCBTNXX03 | Output demand of transmission lines in Bhutan | not needed | not needed | not needed | User defined | 0 | 0.10366 | 0.10366 | 0.10366 | 0.10366 | 0.10366 | 0.10366 | 0.10366 | 0.10366 | 0.10366 | 0.10366 | 0.10366 | 0.10366 | 0.10366 | 0.10366 | 0.10366 | 0.10366 | 0.10366 | 0.10366 | 0.10366 | 0.10366 | 0.10366 | 0.10366 | 0.10366 | 0.10366 | 0.10366 | 0.10366 | 0.10366 | 0.10366
BAU | S4D3 | Demand | ELCBTNXX03 | Output demand of transmission lines in Bhutan | not needed | not needed | not needed | User defined | 0 | 0.059406 | 0.059406 | 0.059406 | 0.059406 | 0.059406 | 0.059406 | 0.059406 | 0.059406 | 0.059406 | 0.059406 | 0.059406 | 0.059406 | 0.059406 | 0.059406 | 0.059406 | 0.059406 | 0.059406 | 0.059406 | 0.059406 | 0.059406 | 0.059406 | 0.059406 | 0.059406 | 0.059406 | 0.059406 | 0.059406 | 0.059406 | 0.059406
BAU | S1D1 | Demand | ELCINDNO03 | Output demand of transmission lines in India – North | not needed | not needed | not needed | User defined | 0 | 0.03999 | 0.03999 | 0.03999 | 0.03999 | 0.03999 | 0.03999 | 0.03999 | 0.03999 | 0.03999 | 0.03999 | 0.03999 | 0.03999 | 0.03999 | 0.03999 | 0.03999 | 0.03999 | 0.03999 | 0.03999 | 0.03999 | 0.03999 | 0.03999 | 0.03999 | 0.03999 | 0.03999 | 0.03999 | 0.03999 | 0.03999 | 0.03999
BAU | S1D2 | Demand | ELCINDNO03 | Output demand of transmission lines in India – North | not needed | not needed | not needed | User defined | 0 | 0.11685 | 0.11685 | 0.11685 | 0.11685 | 0.11685 | 0.11685 | 0.11685 | 0.11685 | 0.11685 | 0.11685 | 0.11685 | 0.11685 | 0.11685 | 0.11685 | 0.11685 | 0.11685 | 0.11685 | 0.11685 | 0.11685 | 0.11685 | 0.11685 | 0.11685 | 0.11685 | 0.11685 | 0.11685 | 0.11685 | 0.11685 | 0.11685
BAU | S1D3 | Demand | ELCINDNO03 | Output demand of transmission lines in India – North | not needed | not needed | not needed | User defined | 0 | 0.05356 | 0.05356 | 0.05356 | 0.05356 | 0.05356 | 0.05356 | 0.05356 | 0.05356 | 0.05356 | 0.05356 | 0.05356 | 0.05356 | 0.05356 | 0.05356 | 0.05356 | 0.05356 | 0.05356 | 0.05356 | 0.05356 | 0.05356 | 0.05356 | 0.05356 | 0.05356 | 0.05356 | 0.05356 | 0.05356 | 0.05356 | 0.05356
BAU | S2D1 | Demand | ELCINDNO03 | Output demand of transmission lines in India – North | not needed | not needed | not needed | User defined | 0 | 0.0519 | 0.0519 | 0.0519 | 0.0519 | 0.0519 | 0.0519 | 0.0519 | 0.0519 | 0.0519 | 0.0519 | 0.0519 | 0.0519 | 0.0519 | 0.0519 | 0.0519 | 0.0519 | 0.0519 | 0.0519 | 0.0519 | 0.0519 | 0.0519 | 0.0519 | 0.0519 | 0.0519 | 0.0519 | 0.0519 | 0.0519 | 0.0519
BAU | S2D2 | Demand | ELCINDNO03 | Output demand of transmission lines in India – North | not needed | not needed | not needed | User defined | 0 | 0.12239 | 0.12239 | 0.12239 | 0.12239 | 0.12239 | 0.12239 | 0.12239 | 0.12239 | 0.12239 | 0.12239 | 0.12239 | 0.12239 | 0.12239 | 0.12239 | 0.12239 | 0.12239 | 0.12239 | 0.12239 | 0.12239 | 0.12239 | 0.12239 | 0.12239 | 0.12239 | 0.12239 | 0.12239 | 0.12239 | 0.12239 | 0.12239
BAU | S2D3 | Demand | ELCINDNO03 | Output demand of transmission lines in India – North | not needed | not needed | not needed | User defined | 0 | 0.05888 | 0.05888 | 0.05888 | 0.05888 | 0.05888 | 0.05888 | 0.05888 | 0.05888 | 0.05888 | 0.05888 | 0.05888 | 0.05888 | 0.05888 | 0.05888 | 0.05888 | 0.05888 | 0.05888 | 0.05888 | 0.05888 | 0.05888 | 0.05888 | 0.05888 | 0.05888 | 0.05888 | 0.05888 | 0.05888 | 0.05888 | 0.05888
BAU | S3D1 | Demand | ELCINDNO03 | Output demand of transmission lines in India – North | not needed | not needed | not needed | User defined | 0 | 0.09746 | 0.09746 | 0.09746 | 0.09746 | 0.09746 | 0.09746 | 0.09746 | 0.09746 | 0.09746 | 0.09746 | 0.09746 | 0.09746 | 0.09746 | 0.09746 | 0.09746 | 0.09746 | 0.09746 | 0.09746 | 0.09746 | 0.09746 | 0.09746 | 0.09746 | 0.09746 | 0.09746 | 0.09746 | 0.09746 | 0.09746 | 0.09746
BAU | S3D2 | Demand | ELCINDNO03 | Output demand of transmission lines in India – North | not needed | not needed | not needed | User defined | 0 | 0.20004 | 0.20004 | 0.20004 | 0.20004 | 0.20004 | 0.20004 | 0.20004 | 0.20004 | 0.20004 | 0.20004 | 0.20004 | 0.20004 | 0.20004 | 0.20004 | 0.20004 | 0.20004 | 0.20004 | 0.20004 | 0.20004 | 0.20004 | 0.20004 | 0.20004 | 0.20004 | 0.20004 | 0.20004 | 0.20004 | 0.20004 | 0.20004
BAU | S3D3 | Demand | ELCINDNO03 | Output demand of transmission lines in India – North | not needed | not needed | not needed | User defined | 0 | 0.10334 | 0.10334 | 0.10334 | 0.10334 | 0.10334 | 0.10334 | 0.10334 | 0.10334 | 0.10334 | 0.10334 | 0.10334 | 0.10334 | 0.10334 | 0.10334 | 0.10334 | 0.10334 | 0.10334 | 0.10334 | 0.10334 | 0.10334 | 0.10334 | 0.10334 | 0.10334 | 0.10334 | 0.10334 | 0.10334 | 0.10334 | 0.10334
BAU | S4D1 | Demand | ELCINDNO03 | Output demand of transmission lines in India – North | not needed | not needed | not needed | User defined | 0 | 0.03431 | 0.03431 | 0.03431 | 0.03431 | 0.03431 | 0.03431 | 0.03431 | 0.03431 | 0.03431 | 0.03431 | 0.03431 | 0.03431 | 0.03431 | 0.03431 | 0.03431 | 0.03431 | 0.03431 | 0.03431 | 0.03431 | 0.03431 | 0.03431 | 0.03431 | 0.03431 | 0.03431 | 0.03431 | 0.03431 | 0.03431 | 0.03431
BAU | S4D2 | Demand | ELCINDNO03 | Output demand of transmission lines in India – North | not needed | not needed | not needed | User defined | 0 | 0.08165 | 0.08165 | 0.08165 | 0.08165 | 0.08165 | 0.08165 | 0.08165 | 0.08165 | 0.08165 | 0.08165 | 0.08165 | 0.08165 | 0.08165 | 0.08165 | 0.08165 | 0.08165 | 0.08165 | 0.08165 | 0.08165 | 0.08165 | 0.08165 | 0.08165 | 0.08165 | 0.08165 | 0.08165 | 0.08165 | 0.08165 | 0.08165
BAU | S4D3 | Demand | ELCINDNO03 | Output demand of transmission lines in India – North | not needed | not needed | not needed | User defined | 0 | 0.03962 | 0.03962 | 0.03962 | 0.03962 | 0.03962 | 0.03962 | 0.03962 | 0.03962 | 0.03962 | 0.03962 | 0.03962 | 0.03962 | 0.03962 | 0.03962 | 0.03962 | 0.03962 | 0.03962 | 0.03962 | 0.03962 | 0.03962 | 0.03962 | 0.03962 | 0.03962 | 0.03962 | 0.03962 | 0.03962 | 0.03962 | 0.03962
BAU | S1D1 | Demand | ELCINDSO03 | Output demand of transmission lines in India – South | not needed | not needed | not needed | User defined | 0 | 0.05288 | 0.05288 | 0.05288 | 0.05288 | 0.05288 | 0.05288 | 0.05288 | 0.05288 | 0.05288 | 0.05288 | 0.05288 | 0.05288 | 0.05288 | 0.05288 | 0.05288 | 0.05288 | 0.05288 | 0.05288 | 0.05288 | 0.05288 | 0.05288 | 0.05288 | 0.05288 | 0.05288 | 0.05288 | 0.05288 | 0.05288 | 0.05288
BAU | S1D2 | Demand | ELCINDSO03 | Output demand of transmission lines in India – South | not needed | not needed | not needed | User defined | 0 | 0.13709 | 0.13709 | 0.13709 | 0.13709 | 0.13709 | 0.13709 | 0.13709 | 0.13709 | 0.13709 | 0.13709 | 0.13709 | 0.13709 | 0.13709 | 0.13709 | 0.13709 | 0.13709 | 0.13709 | 0.13709 | 0.13709 | 0.13709 | 0.13709 | 0.13709 | 0.13709 | 0.13709 | 0.13709 | 0.13709 | 0.13709 | 0.13709
BAU | S1D3 | Demand | ELCINDSO03 | Output demand of transmission lines in India – South | not needed | not needed | not needed | User defined | 0 | 0.05586 | 0.05586 | 0.05586 | 0.05586 | 0.05586 | 0.05586 | 0.05586 | 0.05586 | 0.05586 | 0.05586 | 0.05586 | 0.05586 | 0.05586 | 0.05586 | 0.05586 | 0.05586 | 0.05586 | 0.05586 | 0.05586 | 0.05586 | 0.05586 | 0.05586 | 0.05586 | 0.05586 | 0.05586 | 0.05586 | 0.05586 | 0.05586
BAU | S2D1 | Demand | ELCINDSO03 | Output demand of transmission lines in India – South | not needed | not needed | not needed | User defined | 0 | 0.06484 | 0.06484 | 0.06484 | 0.06484 | 0.06484 | 0.06484 | 0.06484 | 0.06484 | 0.06484 | 0.06484 | 0.06484 | 0.06484 | 0.06484 | 0.06484 | 0.06484 | 0.06484 | 0.06484 | 0.06484 | 0.06484 | 0.06484 | 0.06484 | 0.06484 | 0.06484 | 0.06484 | 0.06484 | 0.06484 | 0.06484 | 0.06484
BAU | S2D2 | Demand | ELCINDSO03 | Output demand of transmission lines in India – South | not needed | not needed | not needed | User defined | 0 | 0.15064 | 0.15064 | 0.15064 | 0.15064 | 0.15064 | 0.15064 | 0.15064 | 0.15064 | 0.15064 | 0.15064 | 0.15064 | 0.15064 | 0.15064 | 0.15064 | 0.15064 | 0.15064 | 0.15064 | 0.15064 | 0.15064 | 0.15064 | 0.15064 | 0.15064 | 0.15064 | 0.15064 | 0.15064 | 0.15064 | 0.15064 | 0.15064
BAU | S2D3 | Demand | ELCINDSO03 | Output demand of transmission lines in India – South | not needed | not needed | not needed | User defined | 0 | 0.06608 | 0.06608 | 0.06608 | 0.06608 | 0.06608 | 0.06608 | 0.06608 | 0.06608 | 0.06608 | 0.06608 | 0.06608 | 0.06608 | 0.06608 | 0.06608 | 0.06608 | 0.06608 | 0.06608 | 0.06608 | 0.06608 | 0.06608 | 0.06608 | 0.06608 | 0.06608 | 0.06608 | 0.06608 | 0.06608 | 0.06608 | 0.06608
BAU | S3D1 | Demand | ELCINDSO03 | Output demand of transmission lines in India – South | not needed | not needed | not needed | User defined | 0 | 0.07159 | 0.07159 | 0.07159 | 0.07159 | 0.07159 | 0.07159 | 0.07159 | 0.07159 | 0.07159 | 0.07159 | 0.07159 | 0.07159 | 0.07159 | 0.07159 | 0.07159 | 0.07159 | 0.07159 | 0.07159 | 0.07159 | 0.07159 | 0.07159 | 0.07159 | 0.07159 | 0.07159 | 0.07159 | 0.07159 | 0.07159 | 0.07159
BAU | S3D2 | Demand | ELCINDSO03 | Output demand of transmission lines in India – South | not needed | not needed | not needed | User defined | 0 | 0.16989 | 0.16989 | 0.16989 | 0.16989 | 0.16989 | 0.16989 | 0.16989 | 0.16989 | 0.16989 | 0.16989 | 0.16989 | 0.16989 | 0.16989 | 0.16989 | 0.16989 | 0.16989 | 0.16989 | 0.16989 | 0.16989 | 0.16989 | 0.16989 | 0.16989 | 0.16989 | 0.16989 | 0.16989 | 0.16989 | 0.16989 | 0.16989
BAU | S3D3 | Demand | ELCINDSO03 | Output demand of transmission lines in India – South | not needed | not needed | not needed | User defined | 0 | 0.07843 | 0.07843 | 0.07843 | 0.07843 | 0.07843 | 0.07843 | 0.07843 | 0.07843 | 0.07843 | 0.07843 | 0.07843 | 0.07843 | 0.07843 | 0.07843 | 0.07843 | 0.07843 | 0.07843 | 0.07843 | 0.07843 | 0.07843 | 0.07843 | 0.07843 | 0.07843 | 0.07843 | 0.07843 | 0.07843 | 0.07843 | 0.07843
BAU | S4D1 | Demand | ELCINDSO03 | Output demand of transmission lines in India – South | not needed | not needed | not needed | User defined | 0 | 0.03319 | 0.03319 | 0.03319 | 0.03319 | 0.03319 | 0.03319 | 0.03319 | 0.03319 | 0.03319 | 0.03319 | 0.03319 | 0.03319 | 0.03319 | 0.03319 | 0.03319 | 0.03319 | 0.03319 | 0.03319 | 0.03319 | 0.03319 | 0.03319 | 0.03319 | 0.03319 | 0.03319 | 0.03319 | 0.03319 | 0.03319 | 0.03319
BAU | S4D2 | Demand | ELCINDSO03 | Output demand of transmission lines in India – South | not needed | not needed | not needed | User defined | 0 | 0.08214 | 0.08214 | 0.08214 | 0.08214 | 0.08214 | 0.08214 | 0.08214 | 0.08214 | 0.08214 | 0.08214 | 0.08214 | 0.08214 | 0.08214 | 0.08214 | 0.08214 | 0.08214 | 0.08214 | 0.08214 | 0.08214 | 0.08214 | 0.08214 | 0.08214 | 0.08214 | 0.08214 | 0.08214 | 0.08214 | 0.08214 | 0.08214
BAU | S4D3 | Demand | ELCINDSO03 | Output demand of transmission lines in India – South | not needed | not needed | not needed | User defined | 0 | 0.03738 | 0.03738 | 0.03738 | 0.03738 | 0.03738 | 0.03738 | 0.03738 | 0.03738 | 0.03738 | 0.03738 | 0.03738 | 0.03738 | 0.03738 | 0.03738 | 0.03738 | 0.03738 | 0.03738 | 0.03738 | 0.03738 | 0.03738 | 0.03738 | 0.03738 | 0.03738 | 0.03738 | 0.03738 | 0.03738 | 0.03738 | 0.03738
BAU | S1D1 | Demand | ELCINDEA03 | Output demand of transmission lines in India – East | not needed | not needed | not needed | User defined | 0 | 0.04448 | 0.04448 | 0.04448 | 0.04448 | 0.04448 | 0.04448 | 0.04448 | 0.04448 | 0.04448 | 0.04448 | 0.04448 | 0.04448 | 0.04448 | 0.04448 | 0.04448 | 0.04448 | 0.04448 | 0.04448 | 0.04448 | 0.04448 | 0.04448 | 0.04448 | 0.04448 | 0.04448 | 0.04448 | 0.04448 | 0.04448 | 0.04448
BAU | S1D2 | Demand | ELCINDEA03 | Output demand of transmission lines in India – East | not needed | not needed | not needed | User defined | 0 | 0.10493 | 0.10493 | 0.10493 | 0.10493 | 0.10493 | 0.10493 | 0.10493 | 0.10493 | 0.10493 | 0.10493 | 0.10493 | 0.10493 | 0.10493 | 0.10493 | 0.10493 | 0.10493 | 0.10493 | 0.10493 | 0.10493 | 0.10493 | 0.10493 | 0.10493 | 0.10493 | 0.10493 | 0.10493 | 0.10493 | 0.10493 | 0.10493
BAU | S1D3 | Demand | ELCINDEA03 | Output demand of transmission lines in India – East | not needed | not needed | not needed | User defined | 0 | 0.05355 | 0.05355 | 0.05355 | 0.05355 | 0.05355 | 0.05355 | 0.05355 | 0.05355 | 0.05355 | 0.05355 | 0.05355 | 0.05355 | 0.05355 | 0.05355 | 0.05355 | 0.05355 | 0.05355 | 0.05355 | 0.05355 | 0.05355 | 0.05355 | 0.05355 | 0.05355 | 0.05355 | 0.05355 | 0.05355 | 0.05355 | 0.05355
BAU | S2D1 | Demand | ELCINDEA03 | Output demand of transmission lines in India – East | not needed | not needed | not needed | User defined | 0 | 0.0608 | 0.0608 | 0.0608 | 0.0608 | 0.0608 | 0.0608 | 0.0608 | 0.0608 | 0.0608 | 0.0608 | 0.0608 | 0.0608 | 0.0608 | 0.0608 | 0.0608 | 0.0608 | 0.0608 | 0.0608 | 0.0608 | 0.0608 | 0.0608 | 0.0608 | 0.0608 | 0.0608 | 0.0608 | 0.0608 | 0.0608 | 0.0608
BAU | S2D2 | Demand | ELCINDEA03 | Output demand of transmission lines in India – East | not needed | not needed | not needed | User defined | 0 | 0.12377 | 0.12377 | 0.12377 | 0.12377 | 0.12377 | 0.12377 | 0.12377 | 0.12377 | 0.12377 | 0.12377 | 0.12377 | 0.12377 | 0.12377 | 0.12377 | 0.12377 | 0.12377 | 0.12377 | 0.12377 | 0.12377 | 0.12377 | 0.12377 | 0.12377 | 0.12377 | 0.12377 | 0.12377 | 0.12377 | 0.12377 | 0.12377
BAU | S2D3 | Demand | ELCINDEA03 | Output demand of transmission lines in India – East | not needed | not needed | not needed | User defined | 0 | 0.06643 | 0.06643 | 0.06643 | 0.06643 | 0.06643 | 0.06643 | 0.06643 | 0.06643 | 0.06643 | 0.06643 | 0.06643 | 0.06643 | 0.06643 | 0.06643 | 0.06643 | 0.06643 | 0.06643 | 0.06643 | 0.06643 | 0.06643 | 0.06643 | 0.06643 | 0.06643 | 0.06643 | 0.06643 | 0.06643 | 0.06643 | 0.06643
BAU | S3D1 | Demand | ELCINDEA03 | Output demand of transmission lines in India – East | not needed | not needed | not needed | User defined | 0 | 0.09683 | 0.09683 | 0.09683 | 0.09683 | 0.09683 | 0.09683 | 0.09683 | 0.09683 | 0.09683 | 0.09683 | 0.09683 | 0.09683 | 0.09683 | 0.09683 | 0.09683 | 0.09683 | 0.09683 | 0.09683 | 0.09683 | 0.09683 | 0.09683 | 0.09683 | 0.09683 | 0.09683 | 0.09683 | 0.09683 | 0.09683 | 0.09683
BAU | S3D2 | Demand | ELCINDEA03 | Output demand of transmission lines in India – East | not needed | not needed | not needed | User defined | 0 | 0.18517 | 0.18517 | 0.18517 | 0.18517 | 0.18517 | 0.18517 | 0.18517 | 0.18517 | 0.18517 | 0.18517 | 0.18517 | 0.18517 | 0.18517 | 0.18517 | 0.18517 | 0.18517 | 0.18517 | 0.18517 | 0.18517 | 0.18517 | 0.18517 | 0.18517 | 0.18517 | 0.18517 | 0.18517 | 0.18517 | 0.18517 | 0.18517
BAU | S3D3 | Demand | ELCINDEA03 | Output demand of transmission lines in India – East | not needed | not needed | not needed | User defined | 0 | 0.10176 | 0.10176 | 0.10176 | 0.10176 | 0.10176 | 0.10176 | 0.10176 | 0.10176 | 0.10176 | 0.10176 | 0.10176 | 0.10176 | 0.10176 | 0.10176 | 0.10176 | 0.10176 | 0.10176 | 0.10176 | 0.10176 | 0.10176 | 0.10176 | 0.10176 | 0.10176 | 0.10176 | 0.10176 | 0.10176 | 0.10176 | 0.10176
BAU | S4D1 | Demand | ELCINDEA03 | Output demand of transmission lines in India – East | not needed | not needed | not needed | User defined | 0 | 0.0389 | 0.0389 | 0.0389 | 0.0389 | 0.0389 | 0.0389 | 0.0389 | 0.0389 | 0.0389 | 0.0389 | 0.0389 | 0.0389 | 0.0389 | 0.0389 | 0.0389 | 0.0389 | 0.0389 | 0.0389 | 0.0389 | 0.0389 | 0.0389 | 0.0389 | 0.0389 | 0.0389 | 0.0389 | 0.0389 | 0.0389 | 0.0389
BAU | S4D2 | Demand | ELCINDEA03 | Output demand of transmission lines in India – East | not needed | not needed | not needed | User defined | 0 | 0.07987 | 0.07987 | 0.07987 | 0.07987 | 0.07987 | 0.07987 | 0.07987 | 0.07987 | 0.07987 | 0.07987 | 0.07987 | 0.07987 | 0.07987 | 0.07987 | 0.07987 | 0.07987 | 0.07987 | 0.07987 | 0.07987 | 0.07987 | 0.07987 | 0.07987 | 0.07987 | 0.07987 | 0.07987 | 0.07987 | 0.07987 | 0.07987
BAU | S4D3 | Demand | ELCINDEA03 | Output demand of transmission lines in India – East | not needed | not needed | not needed | User defined | 0 | 0.04351 | 0.04351 | 0.04351 | 0.04351 | 0.04351 | 0.04351 | 0.04351 | 0.04351 | 0.04351 | 0.04351 | 0.04351 | 0.04351 | 0.04351 | 0.04351 | 0.04351 | 0.04351 | 0.04351 | 0.04351 | 0.04351 | 0.04351 | 0.04351 | 0.04351 | 0.04351 | 0.04351 | 0.04351 | 0.04351 | 0.04351 | 0.04351
BAU | S1D1 | Demand | ELCINDWE03 | Output demand of transmission lines in India – West | not needed | not needed | not needed | User defined | 0 | 0.05402 | 0.05402 | 0.05402 | 0.05402 | 0.05402 | 0.05402 | 0.05402 | 0.05402 | 0.05402 | 0.05402 | 0.05402 | 0.05402 | 0.05402 | 0.05402 | 0.05402 | 0.05402 | 0.05402 | 0.05402 | 0.05402 | 0.05402 | 0.05402 | 0.05402 | 0.05402 | 0.05402 | 0.05402 | 0.05402 | 0.05402 | 0.05402
BAU | S1D2 | Demand | ELCINDWE03 | Output demand of transmission lines in India – West | not needed | not needed | not needed | User defined | 0 | 0.13672 | 0.13672 | 0.13672 | 0.13672 | 0.13672 | 0.13672 | 0.13672 | 0.13672 | 0.13672 | 0.13672 | 0.13672 | 0.13672 | 0.13672 | 0.13672 | 0.13672 | 0.13672 | 0.13672 | 0.13672 | 0.13672 | 0.13672 | 0.13672 | 0.13672 | 0.13672 | 0.13672 | 0.13672 | 0.13672 | 0.13672 | 0.13672
BAU | S1D3 | Demand | ELCINDWE03 | Output demand of transmission lines in India – West | not needed | not needed | not needed | User defined | 0 | 0.05999 | 0.05999 | 0.05999 | 0.05999 | 0.05999 | 0.05999 | 0.05999 | 0.05999 | 0.05999 | 0.05999 | 0.05999 | 0.05999 | 0.05999 | 0.05999 | 0.05999 | 0.05999 | 0.05999 | 0.05999 | 0.05999 | 0.05999 | 0.05999 | 0.05999 | 0.05999 | 0.05999 | 0.05999 | 0.05999 | 0.05999 | 0.05999
BAU | S2D1 | Demand | ELCINDWE03 | Output demand of transmission lines in India – West | not needed | not needed | not needed | User defined | 0 | 0.06323 | 0.06323 | 0.06323 | 0.06323 | 0.06323 | 0.06323 | 0.06323 | 0.06323 | 0.06323 | 0.06323 | 0.06323 | 0.06323 | 0.06323 | 0.06323 | 0.06323 | 0.06323 | 0.06323 | 0.06323 | 0.06323 | 0.06323 | 0.06323 | 0.06323 | 0.06323 | 0.06323 | 0.06323 | 0.06323 | 0.06323 | 0.06323
BAU | S2D2 | Demand | ELCINDWE03 | Output demand of transmission lines in India – West | not needed | not needed | not needed | User defined | 0 | 0.13801 | 0.13801 | 0.13801 | 0.13801 | 0.13801 | 0.13801 | 0.13801 | 0.13801 | 0.13801 | 0.13801 | 0.13801 | 0.13801 | 0.13801 | 0.13801 | 0.13801 | 0.13801 | 0.13801 | 0.13801 | 0.13801 | 0.13801 | 0.13801 | 0.13801 | 0.13801 | 0.13801 | 0.13801 | 0.13801 | 0.13801 | 0.13801
BAU | S2D3 | Demand | ELCINDWE03 | Output demand of transmission lines in India – West | not needed | not needed | not needed | User defined | 0 | 0.06569 | 0.06569 | 0.06569 | 0.06569 | 0.06569 | 0.06569 | 0.06569 | 0.06569 | 0.06569 | 0.06569 | 0.06569 | 0.06569 | 0.06569 | 0.06569 | 0.06569 | 0.06569 | 0.06569 | 0.06569 | 0.06569 | 0.06569 | 0.06569 | 0.06569 | 0.06569 | 0.06569 | 0.06569 | 0.06569 | 0.06569 | 0.06569
BAU | S3D1 | Demand | ELCINDWE03 | Output demand of transmission lines in India – West | not needed | not needed | not needed | User defined | 0 | 0.07555 | 0.07555 | 0.07555 | 0.07555 | 0.07555 | 0.07555 | 0.07555 | 0.07555 | 0.07555 | 0.07555 | 0.07555 | 0.07555 | 0.07555 | 0.07555 | 0.07555 | 0.07555 | 0.07555 | 0.07555 | 0.07555 | 0.07555 | 0.07555 | 0.07555 | 0.07555 | 0.07555 | 0.07555 | 0.07555 | 0.07555 | 0.07555
BAU | S3D2 | Demand | ELCINDWE03 | Output demand of transmission lines in India – West | not needed | not needed | not needed | User defined | 0 | 0.16107 | 0.16107 | 0.16107 | 0.16107 | 0.16107 | 0.16107 | 0.16107 | 0.16107 | 0.16107 | 0.16107 | 0.16107 | 0.16107 | 0.16107 | 0.16107 | 0.16107 | 0.16107 | 0.16107 | 0.16107 | 0.16107 | 0.16107 | 0.16107 | 0.16107 | 0.16107 | 0.16107 | 0.16107 | 0.16107 | 0.16107 | 0.16107
BAU | S3D3 | Demand | ELCINDWE03 | Output demand of transmission lines in India – West | not needed | not needed | not needed | User defined | 0 | 0.08052 | 0.08052 | 0.08052 | 0.08052 | 0.08052 | 0.08052 | 0.08052 | 0.08052 | 0.08052 | 0.08052 | 0.08052 | 0.08052 | 0.08052 | 0.08052 | 0.08052 | 0.08052 | 0.08052 | 0.08052 | 0.08052 | 0.08052 | 0.08052 | 0.08052 | 0.08052 | 0.08052 | 0.08052 | 0.08052 | 0.08052 | 0.08052
BAU | S4D1 | Demand | ELCINDWE03 | Output demand of transmission lines in India – West | not needed | not needed | not needed | User defined | 0 | 0.03732 | 0.03732 | 0.03732 | 0.03732 | 0.03732 | 0.03732 | 0.03732 | 0.03732 | 0.03732 | 0.03732 | 0.03732 | 0.03732 | 0.03732 | 0.03732 | 0.03732 | 0.03732 | 0.03732 | 0.03732 | 0.03732 | 0.03732 | 0.03732 | 0.03732 | 0.03732 | 0.03732 | 0.03732 | 0.03732 | 0.03732 | 0.03732
BAU | S4D2 | Demand | ELCINDWE03 | Output demand of transmission lines in India – West | not needed | not needed | not needed | User defined | 0 | 0.08706 | 0.08706 | 0.08706 | 0.08706 | 0.08706 | 0.08706 | 0.08706 | 0.08706 | 0.08706 | 0.08706 | 0.08706 | 0.08706 | 0.08706 | 0.08706 | 0.08706 | 0.08706 | 0.08706 | 0.08706 | 0.08706 | 0.08706 | 0.08706 | 0.08706 | 0.08706 | 0.08706 | 0.08706 | 0.08706 | 0.08706 | 0.08706
BAU | S4D3 | Demand | ELCINDWE03 | Output demand of transmission lines in India – West | not needed | not needed | not needed | User defined | 0 | 0.04082 | 0.04082 | 0.04082 | 0.04082 | 0.04082 | 0.04082 | 0.04082 | 0.04082 | 0.04082 | 0.04082 | 0.04082 | 0.04082 | 0.04082 | 0.04082 | 0.04082 | 0.04082 | 0.04082 | 0.04082 | 0.04082 | 0.04082 | 0.04082 | 0.04082 | 0.04082 | 0.04082 | 0.04082 | 0.04082 | 0.04082 | 0.04082
BAU | S1D1 | Demand | ELCINDNE03 | Output demand of transmission lines in India – Northeast | not needed | not needed | not needed | User defined | 0 | 0.04086 | 0.04086 | 0.04086 | 0.04086 | 0.04086 | 0.04086 | 0.04086 | 0.04086 | 0.04086 | 0.04086 | 0.04086 | 0.04086 | 0.04086 | 0.04086 | 0.04086 | 0.04086 | 0.04086 | 0.04086 | 0.04086 | 0.04086 | 0.04086 | 0.04086 | 0.04086 | 0.04086 | 0.04086 | 0.04086 | 0.04086 | 0.04086
BAU | S1D2 | Demand | ELCINDNE03 | Output demand of transmission lines in India – Northeast | not needed | not needed | not needed | User defined | 0 | 0.1095 | 0.1095 | 0.1095 | 0.1095 | 0.1095 | 0.1095 | 0.1095 | 0.1095 | 0.1095 | 0.1095 | 0.1095 | 0.1095 | 0.1095 | 0.1095 | 0.1095 | 0.1095 | 0.1095 | 0.1095 | 0.1095 | 0.1095 | 0.1095 | 0.1095 | 0.1095 | 0.1095 | 0.1095 | 0.1095 | 0.1095 | 0.1095
BAU | S1D3 | Demand | ELCINDNE03 | Output demand of transmission lines in India – Northeast | not needed | not needed | not needed | User defined | 0 | 0.06025 | 0.06025 | 0.06025 | 0.06025 | 0.06025 | 0.06025 | 0.06025 | 0.06025 | 0.06025 | 0.06025 | 0.06025 | 0.06025 | 0.06025 | 0.06025 | 0.06025 | 0.06025 | 0.06025 | 0.06025 | 0.06025 | 0.06025 | 0.06025 | 0.06025 | 0.06025 | 0.06025 | 0.06025 | 0.06025 | 0.06025 | 0.06025
BAU | S2D1 | Demand | ELCINDNE03 | Output demand of transmission lines in India – Northeast | not needed | not needed | not needed | User defined | 0 | 0.04992 | 0.04992 | 0.04992 | 0.04992 | 0.04992 | 0.04992 | 0.04992 | 0.04992 | 0.04992 | 0.04992 | 0.04992 | 0.04992 | 0.04992 | 0.04992 | 0.04992 | 0.04992 | 0.04992 | 0.04992 | 0.04992 | 0.04992 | 0.04992 | 0.04992 | 0.04992 | 0.04992 | 0.04992 | 0.04992 | 0.04992 | 0.04992
BAU | S2D2 | Demand | ELCINDNE03 | Output demand of transmission lines in India – Northeast | not needed | not needed | not needed | User defined | 0 | 0.1163 | 0.1163 | 0.1163 | 0.1163 | 0.1163 | 0.1163 | 0.1163 | 0.1163 | 0.1163 | 0.1163 | 0.1163 | 0.1163 | 0.1163 | 0.1163 | 0.1163 | 0.1163 | 0.1163 | 0.1163 | 0.1163 | 0.1163 | 0.1163 | 0.1163 | 0.1163 | 0.1163 | 0.1163 | 0.1163 | 0.1163 | 0.1163
BAU | S2D3 | Demand | ELCINDNE03 | Output demand of transmission lines in India – Northeast | not needed | not needed | not needed | User defined | 0 | 0.06658 | 0.06658 | 0.06658 | 0.06658 | 0.06658 | 0.06658 | 0.06658 | 0.06658 | 0.06658 | 0.06658 | 0.06658 | 0.06658 | 0.06658 | 0.06658 | 0.06658 | 0.06658 | 0.06658 | 0.06658 | 0.06658 | 0.06658 | 0.06658 | 0.06658 | 0.06658 | 0.06658 | 0.06658 | 0.06658 | 0.06658 | 0.06658
BAU | S3D1 | Demand | ELCINDNE03 | Output demand of transmission lines in India – Northeast | not needed | not needed | not needed | User defined | 0 | 0.09416 | 0.09416 | 0.09416 | 0.09416 | 0.09416 | 0.09416 | 0.09416 | 0.09416 | 0.09416 | 0.09416 | 0.09416 | 0.09416 | 0.09416 | 0.09416 | 0.09416 | 0.09416 | 0.09416 | 0.09416 | 0.09416 | 0.09416 | 0.09416 | 0.09416 | 0.09416 | 0.09416 | 0.09416 | 0.09416 | 0.09416 | 0.09416
BAU | S3D2 | Demand | ELCINDNE03 | Output demand of transmission lines in India – Northeast | not needed | not needed | not needed | User defined | 0 | 0.18696 | 0.18696 | 0.18696 | 0.18696 | 0.18696 | 0.18696 | 0.18696 | 0.18696 | 0.18696 | 0.18696 | 0.18696 | 0.18696 | 0.18696 | 0.18696 | 0.18696 | 0.18696 | 0.18696 | 0.18696 | 0.18696 | 0.18696 | 0.18696 | 0.18696 | 0.18696 | 0.18696 | 0.18696 | 0.18696 | 0.18696 | 0.18696
BAU | S3D3 | Demand | ELCINDNE03 | Output demand of transmission lines in India – Northeast | not needed | not needed | not needed | User defined | 0 | 0.11595 | 0.11595 | 0.11595 | 0.11595 | 0.11595 | 0.11595 | 0.11595 | 0.11595 | 0.11595 | 0.11595 | 0.11595 | 0.11595 | 0.11595 | 0.11595 | 0.11595 | 0.11595 | 0.11595 | 0.11595 | 0.11595 | 0.11595 | 0.11595 | 0.11595 | 0.11595 | 0.11595 | 0.11595 | 0.11595 | 0.11595 | 0.11595
BAU | S4D1 | Demand | ELCINDNE03 | Output demand of transmission lines in India – Northeast | not needed | not needed | not needed | User defined | 0 | 0.03292 | 0.03292 | 0.03292 | 0.03292 | 0.03292 | 0.03292 | 0.03292 | 0.03292 | 0.03292 | 0.03292 | 0.03292 | 0.03292 | 0.03292 | 0.03292 | 0.03292 | 0.03292 | 0.03292 | 0.03292 | 0.03292 | 0.03292 | 0.03292 | 0.03292 | 0.03292 | 0.03292 | 0.03292 | 0.03292 | 0.03292 | 0.03292
BAU | S4D2 | Demand | ELCINDNE03 | Output demand of transmission lines in India – Northeast | not needed | not needed | not needed | User defined | 0 | 0.08078 | 0.08078 | 0.08078 | 0.08078 | 0.08078 | 0.08078 | 0.08078 | 0.08078 | 0.08078 | 0.08078 | 0.08078 | 0.08078 | 0.08078 | 0.08078 | 0.08078 | 0.08078 | 0.08078 | 0.08078 | 0.08078 | 0.08078 | 0.08078 | 0.08078 | 0.08078 | 0.08078 | 0.08078 | 0.08078 | 0.08078 | 0.08078
BAU | S4D3 | Demand | ELCINDNE03 | Output demand of transmission lines in India – Northeast | not needed | not needed | not needed | User defined | 0 | 0.04581 | 0.04581 | 0.04581 | 0.04581 | 0.04581 | 0.04581 | 0.04581 | 0.04581 | 0.04581 | 0.04581 | 0.04581 | 0.04581 | 0.04581 | 0.04581 | 0.04581 | 0.04581 | 0.04581 | 0.04581 | 0.04581 | 0.04581 | 0.04581 | 0.04581 | 0.04581 | 0.04581 | 0.04581 | 0.04581 | 0.04581 | 0.04581
BAU | S1D1 | Demand | ELCNPLXX03 | Output demand of transmission lines in Nepal | not needed | not needed | not needed | User defined | 0 | 0.045918 | 0.045918 | 0.045918 | 0.045918 | 0.045918 | 0.045918 | 0.045918 | 0.045918 | 0.045918 | 0.045918 | 0.045918 | 0.045918 | 0.045918 | 0.045918 | 0.045918 | 0.045918 | 0.045918 | 0.045918 | 0.045918 | 0.045918 | 0.045918 | 0.045918 | 0.045918 | 0.045918 | 0.045918 | 0.045918 | 0.045918 | 0.045918
BAU | S1D2 | Demand | ELCNPLXX03 | Output demand of transmission lines in Nepal | not needed | not needed | not needed | User defined | 0 | 0.1214 | 0.1214 | 0.1214 | 0.1214 | 0.1214 | 0.1214 | 0.1214 | 0.1214 | 0.1214 | 0.1214 | 0.1214 | 0.1214 | 0.1214 | 0.1214 | 0.1214 | 0.1214 | 0.1214 | 0.1214 | 0.1214 | 0.1214 | 0.1214 | 0.1214 | 0.1214 | 0.1214 | 0.1214 | 0.1214 | 0.1214 | 0.1214
BAU | S1D3 | Demand | ELCNPLXX03 | Output demand of transmission lines in Nepal | not needed | not needed | not needed | User defined | 0 | 0.057488 | 0.057488 | 0.057488 | 0.057488 | 0.057488 | 0.057488 | 0.057488 | 0.057488 | 0.057488 | 0.057488 | 0.057488 | 0.057488 | 0.057488 | 0.057488 | 0.057488 | 0.057488 | 0.057488 | 0.057488 | 0.057488 | 0.057488 | 0.057488 | 0.057488 | 0.057488 | 0.057488 | 0.057488 | 0.057488 | 0.057488 | 0.057488
BAU | S2D1 | Demand | ELCNPLXX03 | Output demand of transmission lines in Nepal | not needed | not needed | not needed | User defined | 0 | 0.059068 | 0.059068 | 0.059068 | 0.059068 | 0.059068 | 0.059068 | 0.059068 | 0.059068 | 0.059068 | 0.059068 | 0.059068 | 0.059068 | 0.059068 | 0.059068 | 0.059068 | 0.059068 | 0.059068 | 0.059068 | 0.059068 | 0.059068 | 0.059068 | 0.059068 | 0.059068 | 0.059068 | 0.059068 | 0.059068 | 0.059068 | 0.059068
BAU | S2D2 | Demand | ELCNPLXX03 | Output demand of transmission lines in Nepal | not needed | not needed | not needed | User defined | 0 | 0.1335 | 0.1335 | 0.1335 | 0.1335 | 0.1335 | 0.1335 | 0.1335 | 0.1335 | 0.1335 | 0.1335 | 0.1335 | 0.1335 | 0.1335 | 0.1335 | 0.1335 | 0.1335 | 0.1335 | 0.1335 | 0.1335 | 0.1335 | 0.1335 | 0.1335 | 0.1335 | 0.1335 | 0.1335 | 0.1335 | 0.1335 | 0.1335
BAU | S2D3 | Demand | ELCNPLXX03 | Output demand of transmission lines in Nepal | not needed | not needed | not needed | User defined | 0 | 0.070326 | 0.070326 | 0.070326 | 0.070326 | 0.070326 | 0.070326 | 0.070326 | 0.070326 | 0.070326 | 0.070326 | 0.070326 | 0.070326 | 0.070326 | 0.070326 | 0.070326 | 0.070326 | 0.070326 | 0.070326 | 0.070326 | 0.070326 | 0.070326 | 0.070326 | 0.070326 | 0.070326 | 0.070326 | 0.070326 | 0.070326 | 0.070326
BAU | S3D1 | Demand | ELCNPLXX03 | Output demand of transmission lines in Nepal | not needed | not needed | not needed | User defined | 0 | 0.09379 | 0.09379 | 0.09379 | 0.09379 | 0.09379 | 0.09379 | 0.09379 | 0.09379 | 0.09379 | 0.09379 | 0.09379 | 0.09379 | 0.09379 | 0.09379 | 0.09379 | 0.09379 | 0.09379 | 0.09379 | 0.09379 | 0.09379 | 0.09379 | 0.09379 | 0.09379 | 0.09379 | 0.09379 | 0.09379 | 0.09379 | 0.09379
BAU | S3D2 | Demand | ELCNPLXX03 | Output demand of transmission lines in Nepal | not needed | not needed | not needed | User defined | 0 | 0.18753 | 0.18753 | 0.18753 | 0.18753 | 0.18753 | 0.18753 | 0.18753 | 0.18753 | 0.18753 | 0.18753 | 0.18753 | 0.18753 | 0.18753 | 0.18753 | 0.18753 | 0.18753 | 0.18753 | 0.18753 | 0.18753 | 0.18753 | 0.18753 | 0.18753 | 0.18753 | 0.18753 | 0.18753 | 0.18753 | 0.18753 | 0.18753
BAU | S3D3 | Demand | ELCNPLXX03 | Output demand of transmission lines in Nepal | not needed | not needed | not needed | User defined | 0 | 0.096213 | 0.096213 | 0.096213 | 0.096213 | 0.096213 | 0.096213 | 0.096213 | 0.096213 | 0.096213 | 0.096213 | 0.096213 | 0.096213 | 0.096213 | 0.096213 | 0.096213 | 0.096213 | 0.096213 | 0.096213 | 0.096213 | 0.096213 | 0.096213 | 0.096213 | 0.096213 | 0.096213 | 0.096213 | 0.096213 | 0.096213 | 0.096213
BAU | S4D1 | Demand | ELCNPLXX03 | Output demand of transmission lines in Nepal | not needed | not needed | not needed | User defined | 0 | 0.032377 | 0.032377 | 0.032377 | 0.032377 | 0.032377 | 0.032377 | 0.032377 | 0.032377 | 0.032377 | 0.032377 | 0.032377 | 0.032377 | 0.032377 | 0.032377 | 0.032377 | 0.032377 | 0.032377 | 0.032377 | 0.032377 | 0.032377 | 0.032377 | 0.032377 | 0.032377 | 0.032377 | 0.032377 | 0.032377 | 0.032377 | 0.032377
BAU | S4D2 | Demand | ELCNPLXX03 | Output demand of transmission lines in Nepal | not needed | not needed | not needed | User defined | 0 | 0.068598 | 0.068598 | 0.068598 | 0.068598 | 0.068598 | 0.068598 | 0.068598 | 0.068598 | 0.068598 | 0.068598 | 0.068598 | 0.068598 | 0.068598 | 0.068598 | 0.068598 | 0.068598 | 0.068598 | 0.068598 | 0.068598 | 0.068598 | 0.068598 | 0.068598 | 0.068598 | 0.068598 | 0.068598 | 0.068598 | 0.068598 | 0.068598
BAU | S4D3 | Demand | ELCNPLXX03 | Output demand of transmission lines in Nepal | not needed | not needed | not needed | User defined | 0 | 0.033789 | 0.033789 | 0.033789 | 0.033789 | 0.033789 | 0.033789 | 0.033789 | 0.033789 | 0.033789 | 0.033789 | 0.033789 | 0.033789 | 0.033789 | 0.033789 | 0.033789 | 0.033789 | 0.033789 | 0.033789 | 0.033789 | 0.033789 | 0.033789 | 0.033789 | 0.033789 | 0.033789 | 0.033789 | 0.033789 | 0.033789 | 0.033789
BAU | S1D1 | Demand | ELCLKAXX03 | Output demand of transmission lines in Sri Lanka | not needed | not needed | not needed | User defined | 0 | 0.048317 | 0.048317 | 0.048317 | 0.048317 | 0.048317 | 0.048317 | 0.048317 | 0.048317 | 0.048317 | 0.048317 | 0.048317 | 0.048317 | 0.048317 | 0.048317 | 0.048317 | 0.048317 | 0.048317 | 0.048317 | 0.048317 | 0.048317 | 0.048317 | 0.048317 | 0.048317 | 0.048317 | 0.048317 | 0.048317 | 0.048317 | 0.048317
BAU | S1D2 | Demand | ELCLKAXX03 | Output demand of transmission lines in Sri Lanka | not needed | not needed | not needed | User defined | 0 | 0.12308 | 0.12308 | 0.12308 | 0.12308 | 0.12308 | 0.12308 | 0.12308 | 0.12308 | 0.12308 | 0.12308 | 0.12308 | 0.12308 | 0.12308 | 0.12308 | 0.12308 | 0.12308 | 0.12308 | 0.12308 | 0.12308 | 0.12308 | 0.12308 | 0.12308 | 0.12308 | 0.12308 | 0.12308 | 0.12308 | 0.12308 | 0.12308
BAU | S1D3 | Demand | ELCLKAXX03 | Output demand of transmission lines in Sri Lanka | not needed | not needed | not needed | User defined | 0 | 0.062397 | 0.062397 | 0.062397 | 0.062397 | 0.062397 | 0.062397 | 0.062397 | 0.062397 | 0.062397 | 0.062397 | 0.062397 | 0.062397 | 0.062397 | 0.062397 | 0.062397 | 0.062397 | 0.062397 | 0.062397 | 0.062397 | 0.062397 | 0.062397 | 0.062397 | 0.062397 | 0.062397 | 0.062397 | 0.062397 | 0.062397 | 0.062397
BAU | S2D1 | Demand | ELCLKAXX03 | Output demand of transmission lines in Sri Lanka | not needed | not needed | not needed | User defined | 0 | 0.052457 | 0.052457 | 0.052457 | 0.052457 | 0.052457 | 0.052457 | 0.052457 | 0.052457 | 0.052457 | 0.052457 | 0.052457 | 0.052457 | 0.052457 | 0.052457 | 0.052457 | 0.052457 | 0.052457 | 0.052457 | 0.052457 | 0.052457 | 0.052457 | 0.052457 | 0.052457 | 0.052457 | 0.052457 | 0.052457 | 0.052457 | 0.052457
BAU | S2D2 | Demand | ELCLKAXX03 | Output demand of transmission lines in Sri Lanka | not needed | not needed | not needed | User defined | 0 | 0.12898 | 0.12898 | 0.12898 | 0.12898 | 0.12898 | 0.12898 | 0.12898 | 0.12898 | 0.12898 | 0.12898 | 0.12898 | 0.12898 | 0.12898 | 0.12898 | 0.12898 | 0.12898 | 0.12898 | 0.12898 | 0.12898 | 0.12898 | 0.12898 | 0.12898 | 0.12898 | 0.12898 | 0.12898 | 0.12898 | 0.12898 | 0.12898
BAU | S2D3 | Demand | ELCLKAXX03 | Output demand of transmission lines in Sri Lanka | not needed | not needed | not needed | User defined | 0 | 0.070015 | 0.070015 | 0.070015 | 0.070015 | 0.070015 | 0.070015 | 0.070015 | 0.070015 | 0.070015 | 0.070015 | 0.070015 | 0.070015 | 0.070015 | 0.070015 | 0.070015 | 0.070015 | 0.070015 | 0.070015 | 0.070015 | 0.070015 | 0.070015 | 0.070015 | 0.070015 | 0.070015 | 0.070015 | 0.070015 | 0.070015 | 0.070015
BAU | S3D1 | Demand | ELCLKAXX03 | Output demand of transmission lines in Sri Lanka | not needed | not needed | not needed | User defined | 0 | 0.073649 | 0.073649 | 0.073649 | 0.073649 | 0.073649 | 0.073649 | 0.073649 | 0.073649 | 0.073649 | 0.073649 | 0.073649 | 0.073649 | 0.073649 | 0.073649 | 0.073649 | 0.073649 | 0.073649 | 0.073649 | 0.073649 | 0.073649 | 0.073649 | 0.073649 | 0.073649 | 0.073649 | 0.073649 | 0.073649 | 0.073649 | 0.073649
BAU | S3D2 | Demand | ELCLKAXX03 | Output demand of transmission lines in Sri Lanka | not needed | not needed | not needed | User defined | 0 | 0.18064 | 0.18064 | 0.18064 | 0.18064 | 0.18064 | 0.18064 | 0.18064 | 0.18064 | 0.18064 | 0.18064 | 0.18064 | 0.18064 | 0.18064 | 0.18064 | 0.18064 | 0.18064 | 0.18064 | 0.18064 | 0.18064 | 0.18064 | 0.18064 | 0.18064 | 0.18064 | 0.18064 | 0.18064 | 0.18064 | 0.18064 | 0.18064
BAU | S3D3 | Demand | ELCLKAXX03 | Output demand of transmission lines in Sri Lanka | not needed | not needed | not needed | User defined | 0 | 0.098028 | 0.098028 | 0.098028 | 0.098028 | 0.098028 | 0.098028 | 0.098028 | 0.098028 | 0.098028 | 0.098028 | 0.098028 | 0.098028 | 0.098028 | 0.098028 | 0.098028 | 0.098028 | 0.098028 | 0.098028 | 0.098028 | 0.098028 | 0.098028 | 0.098028 | 0.098028 | 0.098028 | 0.098028 | 0.098028 | 0.098028 | 0.098028
BAU | S4D1 | Demand | ELCLKAXX03 | Output demand of transmission lines in Sri Lanka | not needed | not needed | not needed | User defined | 0 | 0.032725 | 0.032725 | 0.032725 | 0.032725 | 0.032725 | 0.032725 | 0.032725 | 0.032725 | 0.032725 | 0.032725 | 0.032725 | 0.032725 | 0.032725 | 0.032725 | 0.032725 | 0.032725 | 0.032725 | 0.032725 | 0.032725 | 0.032725 | 0.032725 | 0.032725 | 0.032725 | 0.032725 | 0.032725 | 0.032725 | 0.032725 | 0.032725
BAU | S4D2 | Demand | ELCLKAXX03 | Output demand of transmission lines in Sri Lanka | not needed | not needed | not needed | User defined | 0 | 0.08501 | 0.08501 | 0.08501 | 0.08501 | 0.08501 | 0.08501 | 0.08501 | 0.08501 | 0.08501 | 0.08501 | 0.08501 | 0.08501 | 0.08501 | 0.08501 | 0.08501 | 0.08501 | 0.08501 | 0.08501 | 0.08501 | 0.08501 | 0.08501 | 0.08501 | 0.08501 | 0.08501 | 0.08501 | 0.08501 | 0.08501 | 0.08501
BAU | S4D3 | Demand | ELCLKAXX03 | Output demand of transmission lines in Sri Lanka | not needed | not needed | not needed | User defined | 0 | 0.044706 | 0.044706 | 0.044706 | 0.044706 | 0.044706 | 0.044706 | 0.044706 | 0.044706 | 0.044706 | 0.044706 | 0.044706 | 0.044706 | 0.044706 | 0.044706 | 0.044706 | 0.044706 | 0.044706 | 0.044706 | 0.044706 | 0.044706 | 0.044706 | 0.044706 | 0.044706 | 0.044706 | 0.044706 | 0.044706 | 0.044706 | 0.044706
BAU | S1D1 | Demand | ELCMDVXX03 | Output demand of transmission lines in Maldives | not needed | not needed | not needed | User defined | 0 | 0.051256 | 0.051256 | 0.051256 | 0.051256 | 0.051256 | 0.051256 | 0.051256 | 0.051256 | 0.051256 | 0.051256 | 0.051256 | 0.051256 | 0.051256 | 0.051256 | 0.051256 | 0.051256 | 0.051256 | 0.051256 | 0.051256 | 0.051256 | 0.051256 | 0.051256 | 0.051256 | 0.051256 | 0.051256 | 0.051256 | 0.051256 | 0.051256
BAU | S1D2 | Demand | ELCMDVXX03 | Output demand of transmission lines in Maldives | not needed | not needed | not needed | User defined | 0 | 0.11183 | 0.11183 | 0.11183 | 0.11183 | 0.11183 | 0.11183 | 0.11183 | 0.11183 | 0.11183 | 0.11183 | 0.11183 | 0.11183 | 0.11183 | 0.11183 | 0.11183 | 0.11183 | 0.11183 | 0.11183 | 0.11183 | 0.11183 | 0.11183 | 0.11183 | 0.11183 | 0.11183 | 0.11183 | 0.11183 | 0.11183 | 0.11183
BAU | S1D3 | Demand | ELCMDVXX03 | Output demand of transmission lines in Maldives | not needed | not needed | not needed | User defined | 0 | 0.069895 | 0.069895 | 0.069895 | 0.069895 | 0.069895 | 0.069895 | 0.069895 | 0.069895 | 0.069895 | 0.069895 | 0.069895 | 0.069895 | 0.069895 | 0.069895 | 0.069895 | 0.069895 | 0.069895 | 0.069895 | 0.069895 | 0.069895 | 0.069895 | 0.069895 | 0.069895 | 0.069895 | 0.069895 | 0.069895 | 0.069895 | 0.069895
BAU | S2D1 | Demand | ELCMDVXX03 | Output demand of transmission lines in Maldives | not needed | not needed | not needed | User defined | 0 | 0.058715 | 0.058715 | 0.058715 | 0.058715 | 0.058715 | 0.058715 | 0.058715 | 0.058715 | 0.058715 | 0.058715 | 0.058715 | 0.058715 | 0.058715 | 0.058715 | 0.058715 | 0.058715 | 0.058715 | 0.058715 | 0.058715 | 0.058715 | 0.058715 | 0.058715 | 0.058715 | 0.058715 | 0.058715 | 0.058715 | 0.058715 | 0.058715
BAU | S2D2 | Demand | ELCMDVXX03 | Output demand of transmission lines in Maldives | not needed | not needed | not needed | User defined | 0 | 0.1281 | 0.1281 | 0.1281 | 0.1281 | 0.1281 | 0.1281 | 0.1281 | 0.1281 | 0.1281 | 0.1281 | 0.1281 | 0.1281 | 0.1281 | 0.1281 | 0.1281 | 0.1281 | 0.1281 | 0.1281 | 0.1281 | 0.1281 | 0.1281 | 0.1281 | 0.1281 | 0.1281 | 0.1281 | 0.1281 | 0.1281 | 0.1281
BAU | S2D3 | Demand | ELCMDVXX03 | Output demand of transmission lines in Maldives | not needed | not needed | not needed | User defined | 0 | 0.080066 | 0.080066 | 0.080066 | 0.080066 | 0.080066 | 0.080066 | 0.080066 | 0.080066 | 0.080066 | 0.080066 | 0.080066 | 0.080066 | 0.080066 | 0.080066 | 0.080066 | 0.080066 | 0.080066 | 0.080066 | 0.080066 | 0.080066 | 0.080066 | 0.080066 | 0.080066 | 0.080066 | 0.080066 | 0.080066 | 0.080066 | 0.080066
BAU | S3D1 | Demand | ELCMDVXX03 | Output demand of transmission lines in Maldives | not needed | not needed | not needed | User defined | 0 | 0.07387 | 0.07387 | 0.07387 | 0.07387 | 0.07387 | 0.07387 | 0.07387 | 0.07387 | 0.07387 | 0.07387 | 0.07387 | 0.07387 | 0.07387 | 0.07387 | 0.07387 | 0.07387 | 0.07387 | 0.07387 | 0.07387 | 0.07387 | 0.07387 | 0.07387 | 0.07387 | 0.07387 | 0.07387 | 0.07387 | 0.07387 | 0.07387
BAU | S3D2 | Demand | ELCMDVXX03 | Output demand of transmission lines in Maldives | not needed | not needed | not needed | User defined | 0 | 0.16117 | 0.16117 | 0.16117 | 0.16117 | 0.16117 | 0.16117 | 0.16117 | 0.16117 | 0.16117 | 0.16117 | 0.16117 | 0.16117 | 0.16117 | 0.16117 | 0.16117 | 0.16117 | 0.16117 | 0.16117 | 0.16117 | 0.16117 | 0.16117 | 0.16117 | 0.16117 | 0.16117 | 0.16117 | 0.16117 | 0.16117 | 0.16117
BAU | S3D3 | Demand | ELCMDVXX03 | Output demand of transmission lines in Maldives | not needed | not needed | not needed | User defined | 0 | 0.10073 | 0.10073 | 0.10073 | 0.10073 | 0.10073 | 0.10073 | 0.10073 | 0.10073 | 0.10073 | 0.10073 | 0.10073 | 0.10073 | 0.10073 | 0.10073 | 0.10073 | 0.10073 | 0.10073 | 0.10073 | 0.10073 | 0.10073 | 0.10073 | 0.10073 | 0.10073 | 0.10073 | 0.10073 | 0.10073 | 0.10073 | 0.10073
BAU | S4D1 | Demand | ELCMDVXX03 | Output demand of transmission lines in Maldives | not needed | not needed | not needed | User defined | 0 | 0.036159 | 0.036159 | 0.036159 | 0.036159 | 0.036159 | 0.036159 | 0.036159 | 0.036159 | 0.036159 | 0.036159 | 0.036159 | 0.036159 | 0.036159 | 0.036159 | 0.036159 | 0.036159 | 0.036159 | 0.036159 | 0.036159 | 0.036159 | 0.036159 | 0.036159 | 0.036159 | 0.036159 | 0.036159 | 0.036159 | 0.036159 | 0.036159
BAU | S4D2 | Demand | ELCMDVXX03 | Output demand of transmission lines in Maldives | not needed | not needed | not needed | User defined | 0 | 0.078892 | 0.078892 | 0.078892 | 0.078892 | 0.078892 | 0.078892 | 0.078892 | 0.078892 | 0.078892 | 0.078892 | 0.078892 | 0.078892 | 0.078892 | 0.078892 | 0.078892 | 0.078892 | 0.078892 | 0.078892 | 0.078892 | 0.078892 | 0.078892 | 0.078892 | 0.078892 | 0.078892 | 0.078892 | 0.078892 | 0.078892 | 0.078892
BAU | S4D3 | Demand | ELCMDVXX03 | Output demand of transmission lines in Maldives | not needed | not needed | not needed | User defined | 0 | 0.049307 | 0.049307 | 0.049307 | 0.049307 | 0.049307 | 0.049307 | 0.049307 | 0.049307 | 0.049307 | 0.049307 | 0.049307 | 0.049307 | 0.049307 | 0.049307 | 0.049307 | 0.049307 | 0.049307 | 0.049307 | 0.049307 | 0.049307 | 0.049307 | 0.049307 | 0.049307 | 0.049307 | 0.049307 | 0.049307 | 0.049307 | 0.049307
Note on K2: Source: BGD_DA_Final, 2024 PGCB hourly data. Cross-validated 2023 & 2025.
Note on K3: Source: BGD_DA_Final, 2024 PGCB hourly data. Cross-validated 2023 & 2025.
Note on K4: Source: BGD_DA_Final, 2024 PGCB hourly data. Cross-validated 2023 & 2025.
Note on K5: Source: BGD_DA_Final, 2024 PGCB hourly data. Cross-validated 2023 & 2025.
Note on K6: Source: BGD_DA_Final, 2024 PGCB hourly data. Cross-validated 2023 & 2025.
Note on K7: Source: BGD_DA_Final, 2024 PGCB hourly data. Cross-validated 2023 & 2025.
Note on K8: Source: BGD_DA_Final, 2024 PGCB hourly data. Cross-validated 2023 & 2025.
Note on K9: Source: BGD_DA_Final, 2024 PGCB hourly data. Cross-validated 2023 & 2025.
Note on K10: Source: BGD_DA_Final, 2024 PGCB hourly data. Cross-validated 2023 & 2025.
Note on K11: Source: BGD_DA_Final, 2024 PGCB hourly data. Cross-validated 2023 & 2025.
Note on K12: Source: BGD_DA_Final, 2024 PGCB hourly data. Cross-validated 2023 & 2025.
Note on K13: Source: BGD_DA_Final, 2024 PGCB hourly data. Cross-validated 2023 & 2025.
Note on K14: Source: BTN_DA_Final, BPSO 2023 actual + BPC Table 5.20 hourly (Dec/Jun 2024).
Note on K15: Source: BTN_DA_Final, BPSO 2023 actual + BPC Table 5.20 hourly (Dec/Jun 2024).
Note on K16: Source: BTN_DA_Final, BPSO 2023 actual + BPC Table 5.20 hourly (Dec/Jun 2024).
Note on K17: Source: BTN_DA_Final, BPSO 2023 actual + BPC Table 5.20 hourly (Dec/Jun 2024). ⚠ ASSUMPTION: Daypart splits for S2 (pre-monsoon) and S4 (post-monsoon) are interpolated 60/40 summer/winter from verified Dec and Jun hourly profiles (BPC Table 5.20). Not from measured hourly data for these seasons. Source: BTN_DA_Final 1_OSTRAM_Profiles — see Daypart Source column.
Note on K18: Source: BTN_DA_Final, BPSO 2023 actual + BPC Table 5.20 hourly (Dec/Jun 2024). ⚠ ASSUMPTION: Daypart splits for S2 (pre-monsoon) and S4 (post-monsoon) are interpolated 60/40 summer/winter from verified Dec and Jun hourly profiles (BPC Table 5.20). Not from measured hourly data for these seasons. Source: BTN_DA_Final 1_OSTRAM_Profiles — see Daypart Source column.
Note on K19: Source: BTN_DA_Final, BPSO 2023 actual + BPC Table 5.20 hourly (Dec/Jun 2024). ⚠ ASSUMPTION: Daypart splits for S2 (pre-monsoon) and S4 (post-monsoon) are interpolated 60/40 summer/winter from verified Dec and Jun hourly profiles (BPC Table 5.20). Not from measured hourly data for these seasons. Source: BTN_DA_Final 1_OSTRAM_Profiles — see Daypart Source column.
Note on K20: Source: BTN_DA_Final, BPSO 2023 actual + BPC Table 5.20 hourly (Dec/Jun 2024).
Note on K21: Source: BTN_DA_Final, BPSO 2023 actual + BPC Table 5.20 hourly (Dec/Jun 2024).
Note on K22: Source: BTN_DA_Final, BPSO 2023 actual + BPC Table 5.20 hourly (Dec/Jun 2024).
Note on K23: Source: BTN_DA_Final, BPSO 2023 actual + BPC Table 5.20 hourly (Dec/Jun 2024). ⚠ ASSUMPTION: Daypart splits for S2 (pre-monsoon) and S4 (post-monsoon) are interpolated 60/40 summer/winter from verified Dec and Jun hourly profiles (BPC Table 5.20). Not from measured hourly data for these seasons. Source: BTN_DA_Final 1_OSTRAM_Profiles — see Daypart Source column.
Note on K24: Source: BTN_DA_Final, BPSO 2023 actual + BPC Table 5.20 hourly (Dec/Jun 2024). ⚠ ASSUMPTION: Daypart splits for S2 (pre-monsoon) and S4 (post-monsoon) are interpolated 60/40 summer/winter from verified Dec and Jun hourly profiles (BPC Table 5.20). Not from measured hourly data for these seasons. Source: BTN_DA_Final 1_OSTRAM_Profiles — see Daypart Source column.
Note on K25: Source: BTN_DA_Final, BPSO 2023 actual + BPC Table 5.20 hourly (Dec/Jun 2024). ⚠ ASSUMPTION: Daypart splits for S2 (pre-monsoon) and S4 (post-monsoon) are interpolated 60/40 summer/winter from verified Dec and Jun hourly profiles (BPC Table 5.20). Not from measured hourly data for these seasons. Source: BTN_DA_Final 1_OSTRAM_Profiles — see Daypart Source column.
Note on K26: Source: IND_DA_Final, Grid-India hourly demand 2023-2024. Region: India_North.
Note on K27: Source: IND_DA_Final, Grid-India hourly demand 2023-2024. Region: India_North.
Note on K28: Source: IND_DA_Final, Grid-India hourly demand 2023-2024. Region: India_North.
Note on K29: Source: IND_DA_Final, Grid-India hourly demand 2023-2024. Region: India_North.
Note on K30: Source: IND_DA_Final, Grid-India hourly demand 2023-2024. Region: India_North.
Note on K31: Source: IND_DA_Final, Grid-India hourly demand 2023-2024. Region: India_North.
Note on K32: Source: IND_DA_Final, Grid-India hourly demand 2023-2024. Region: India_North.
Note on K33: Source: IND_DA_Final, Grid-India hourly demand 2023-2024. Region: India_North.
Note on K34: Source: IND_DA_Final, Grid-India hourly demand 2023-2024. Region: India_North.
Note on K35: Source: IND_DA_Final, Grid-India hourly demand 2023-2024. Region: India_North.
Note on K36: Source: IND_DA_Final, Grid-India hourly demand 2023-2024. Region: India_North.
Note on K37: Source: IND_DA_Final, Grid-India hourly demand 2023-2024. Region: India_North.
Note on K38: Source: IND_DA_Final, Grid-India hourly demand 2023-2024. Region: India_South.
Note on K39: Source: IND_DA_Final, Grid-India hourly demand 2023-2024. Region: India_South.
Note on K40: Source: IND_DA_Final, Grid-India hourly demand 2023-2024. Region: India_South.
Note on K41: Source: IND_DA_Final, Grid-India hourly demand 2023-2024. Region: India_South.
Note on K42: Source: IND_DA_Final, Grid-India hourly demand 2023-2024. Region: India_South.
Note on K43: Source: IND_DA_Final, Grid-India hourly demand 2023-2024. Region: India_South.
Note on K44: Source: IND_DA_Final, Grid-India hourly demand 2023-2024. Region: India_South.
Note on K45: Source: IND_DA_Final, Grid-India hourly demand 2023-2024. Region: India_South.
Note on K46: Source: IND_DA_Final, Grid-India hourly demand 2023-2024. Region: India_South.
Note on K47: Source: IND_DA_Final, Grid-India hourly demand 2023-2024. Region: India_South.
Note on K48: Source: IND_DA_Final, Grid-India hourly demand 2023-2024. Region: India_South.
Note on K49: Source: IND_DA_Final, Grid-India hourly demand 2023-2024. Region: India_South.
Note on K50: Source: IND_DA_Final, Grid-India hourly demand 2023-2024. Region: India_East.
Note on K51: Source: IND_DA_Final, Grid-India hourly demand 2023-2024. Region: India_East.
Note on K52: Source: IND_DA_Final, Grid-India hourly demand 2023-2024. Region: India_East.
Note on K53: Source: IND_DA_Final, Grid-India hourly demand 2023-2024. Region: India_East.
Note on K54: Source: IND_DA_Final, Grid-India hourly demand 2023-2024. Region: India_East.
Note on K55: Source: IND_DA_Final, Grid-India hourly demand 2023-2024. Region: India_East.
Note on K56: Source: IND_DA_Final, Grid-India hourly demand 2023-2024. Region: India_East.
Note on K57: Source: IND_DA_Final, Grid-India hourly demand 2023-2024. Region: India_East.
Note on K58: Source: IND_DA_Final, Grid-India hourly demand 2023-2024. Region: India_East.
Note on K59: Source: IND_DA_Final, Grid-India hourly demand 2023-2024. Region: India_East.
Note on K60: Source: IND_DA_Final, Grid-India hourly demand 2023-2024. Region: India_East.
Note on K61: Source: IND_DA_Final, Grid-India hourly demand 2023-2024. Region: India_East.
Note on K62: Source: IND_DA_Final, Grid-India hourly demand 2023-2024. Region: India_West.
Note on K63: Source: IND_DA_Final, Grid-India hourly demand 2023-2024. Region: India_West.
Note on K64: Source: IND_DA_Final, Grid-India hourly demand 2023-2024. Region: India_West.
Note on K65: Source: IND_DA_Final, Grid-India hourly demand 2023-2024. Region: India_West.
Note on K66: Source: IND_DA_Final, Grid-India hourly demand 2023-2024. Region: India_West.
Note on K67: Source: IND_DA_Final, Grid-India hourly demand 2023-2024. Region: India_West.
Note on K68: Source: IND_DA_Final, Grid-India hourly demand 2023-2024. Region: India_West.
Note on K69: Source: IND_DA_Final, Grid-India hourly demand 2023-2024. Region: India_West.
Note on K70: Source: IND_DA_Final, Grid-India hourly demand 2023-2024. Region: India_West.
Note on K71: Source: IND_DA_Final, Grid-India hourly demand 2023-2024. Region: India_West.
Note on K72: Source: IND_DA_Final, Grid-India hourly demand 2023-2024. Region: India_West.
Note on K73: Source: IND_DA_Final, Grid-India hourly demand 2023-2024. Region: India_West.
Note on K74: Source: IND_DA_Final, Grid-India hourly demand 2023-2024. Region: India_Northeast.
Note on K75: Source: IND_DA_Final, Grid-India hourly demand 2023-2024. Region: India_Northeast.
Note on K76: Source: IND_DA_Final, Grid-India hourly demand 2023-2024. Region: India_Northeast.
Note on K77: Source: IND_DA_Final, Grid-India hourly demand 2023-2024. Region: India_Northeast.
Note on K78: Source: IND_DA_Final, Grid-India hourly demand 2023-2024. Region: India_Northeast.
Note on K79: Source: IND_DA_Final, Grid-India hourly demand 2023-2024. Region: India_Northeast.
Note on K80: Source: IND_DA_Final, Grid-India hourly demand 2023-2024. Region: India_Northeast.
Note on K81: Source: IND_DA_Final, Grid-India hourly demand 2023-2024. Region: India_Northeast.
Note on K82: Source: IND_DA_Final, Grid-India hourly demand 2023-2024. Region: India_Northeast.
Note on K83: Source: IND_DA_Final, Grid-India hourly demand 2023-2024. Region: India_Northeast.
Note on K84: Source: IND_DA_Final, Grid-India hourly demand 2023-2024. Region: India_Northeast.
Note on K85: Source: IND_DA_Final, Grid-India hourly demand 2023-2024. Region: India_Northeast.
Note on K86: Source: NP_DA_Final, NEA FY2079/80 monthly + NREL Table 1 hourly shape.
Note on K87: Source: NP_DA_Final, NEA FY2079/80 monthly + NREL Table 1 hourly shape.
Note on K88: Source: NP_DA_Final, NEA FY2079/80 monthly + NREL Table 1 hourly shape.
Note on K89: Source: NP_DA_Final, NEA FY2079/80 monthly + NREL Table 1 hourly shape.
Note on K90: Source: NP_DA_Final, NEA FY2079/80 monthly + NREL Table 1 hourly shape.
Note on K91: Source: NP_DA_Final, NEA FY2079/80 monthly + NREL Table 1 hourly shape.
Note on K92: Source: NP_DA_Final, NEA FY2079/80 monthly + NREL Table 1 hourly shape.
Note on K93: Source: NP_DA_Final, NEA FY2079/80 monthly + NREL Table 1 hourly shape.
Note on K94: Source: NP_DA_Final, NEA FY2079/80 monthly + NREL Table 1 hourly shape.
Note on K95: Source: NP_DA_Final, NEA FY2079/80 monthly + NREL Table 1 hourly shape.
Note on K96: Source: NP_DA_Final, NEA FY2079/80 monthly + NREL Table 1 hourly shape.
Note on K97: Source: NP_DA_Final, NEA FY2079/80 monthly + NREL Table 1 hourly shape.
Note on K98: Source: LKA_DA_Final, PUCSL 15-min dispatch 2023 (363 daily sheets).
Note on K99: Source: LKA_DA_Final, PUCSL 15-min dispatch 2023 (363 daily sheets).
Note on K100: Source: LKA_DA_Final, PUCSL 15-min dispatch 2023 (363 daily sheets).
Note on K101: Source: LKA_DA_Final, PUCSL 15-min dispatch 2023 (363 daily sheets).
Note on K102: Source: LKA_DA_Final, PUCSL 15-min dispatch 2023 (363 daily sheets).
Note on K103: Source: LKA_DA_Final, PUCSL 15-min dispatch 2023 (363 daily sheets).
Note on K104: Source: LKA_DA_Final, PUCSL 15-min dispatch 2023 (363 daily sheets).
Note on K105: Source: LKA_DA_Final, PUCSL 15-min dispatch 2023 (363 daily sheets).
Note on K106: Source: LKA_DA_Final, PUCSL 15-min dispatch 2023 (363 daily sheets).
Note on K107: Source: LKA_DA_Final, PUCSL 15-min dispatch 2023 (363 daily sheets).
Note on K108: Source: LKA_DA_Final, PUCSL 15-min dispatch 2023 (363 daily sheets).
Note on K109: Source: LKA_DA_Final, PUCSL 15-min dispatch 2023 (363 daily sheets).
Note on J110: ⚠ Maldives demand fractions pending. Yearbook monthly production data available (STELCO Table 12.2, ~60 localities). Daypart splits must be estimated (no hourly data; STELCO dashboard covers only Malé). See Maldives_Timeslice_README.md for full assessment. Recommended: build from monthly production + tropical island diurnal profile from literature.
Note on K110: Maldives demand fraction=0.051256 Seasonal: STELCO Yearbook Table 12.2 (monthly production, ~60 localities, 2024) Daypart: Estimated — tropical island profile (D1=22%, D2=48%, D3=30%) Source: Maldives_new_data.xlsx Seasonality sheet ⚠ Daypart splits are ESTIMATED, not from measured hourly data. See Maldives_Timeslice_README.md. ⚠ ASSUMPTION: All daypart splits (D1=22%, D2=48%, D3=30%) are estimated from a generic tropical island diurnal profile. No measured hourly demand data available for Maldives. Seasonal fractions are from STELCO metered monthly production (Table 12.2). See Maldives_Timeslice_README.md for full assessment and justification.
Note on J111: ⚠ Maldives demand fractions pending. Yearbook monthly production data available (STELCO Table 12.2, ~60 localities). Daypart splits must be estimated (no hourly data; STELCO dashboard covers only Malé). See Maldives_Timeslice_README.md for full assessment. Recommended: build from monthly production + tropical island diurnal profile from literature.
Note on K111: Maldives demand fraction=0.111832 Seasonal: STELCO Yearbook Table 12.2 (monthly production, ~60 localities, 2024) Daypart: Estimated — tropical island profile (D1=22%, D2=48%, D3=30%) Source: Maldives_new_data.xlsx Seasonality sheet ⚠ Daypart splits are ESTIMATED, not from measured hourly data. See Maldives_Timeslice_README.md. ⚠ ASSUMPTION: All daypart splits (D1=22%, D2=48%, D3=30%) are estimated from a generic tropical island diurnal profile. No measured hourly demand data available for Maldives. Seasonal fractions are from STELCO metered monthly production (Table 12.2). See Maldives_Timeslice_README.md for full assessment and justification.
Note on J112: ⚠ Maldives demand fractions pending. Yearbook monthly production data available (STELCO Table 12.2, ~60 localities). Daypart splits must be estimated (no hourly data; STELCO dashboard covers only Malé). See Maldives_Timeslice_README.md for full assessment. Recommended: build from monthly production + tropical island diurnal profile from literature.
Note on K112: Maldives demand fraction=0.069895 Seasonal: STELCO Yearbook Table 12.2 (monthly production, ~60 localities, 2024) Daypart: Estimated — tropical island profile (D1=22%, D2=48%, D3=30%) Source: Maldives_new_data.xlsx Seasonality sheet ⚠ Daypart splits are ESTIMATED, not from measured hourly data. See Maldives_Timeslice_README.md. ⚠ ASSUMPTION: All daypart splits (D1=22%, D2=48%, D3=30%) are estimated from a generic tropical island diurnal profile. No measured hourly demand data available for Maldives. Seasonal fractions are from STELCO metered monthly production (Table 12.2). See Maldives_Timeslice_README.md for full assessment and justification.
Note on J113: ⚠ Maldives demand fractions pending. Yearbook monthly production data available (STELCO Table 12.2, ~60 localities). Daypart splits must be estimated (no hourly data; STELCO dashboard covers only Malé). See Maldives_Timeslice_README.md for full assessment. Recommended: build from monthly production + tropical island diurnal profile from literature.
Note on K113: Maldives demand fraction=0.058715 Seasonal: STELCO Yearbook Table 12.2 (monthly production, ~60 localities, 2024) Daypart: Estimated — tropical island profile (D1=22%, D2=48%, D3=30%) Source: Maldives_new_data.xlsx Seasonality sheet ⚠ Daypart splits are ESTIMATED, not from measured hourly data. See Maldives_Timeslice_README.md. ⚠ ASSUMPTION: All daypart splits (D1=22%, D2=48%, D3=30%) are estimated from a generic tropical island diurnal profile. No measured hourly demand data available for Maldives. Seasonal fractions are from STELCO metered monthly production (Table 12.2). See Maldives_Timeslice_README.md for full assessment and justification.
Note on J114: ⚠ Maldives demand fractions pending. Yearbook monthly production data available (STELCO Table 12.2, ~60 localities). Daypart splits must be estimated (no hourly data; STELCO dashboard covers only Malé). See Maldives_Timeslice_README.md for full assessment. Recommended: build from monthly production + tropical island diurnal profile from literature.
Note on K114: Maldives demand fraction=0.128105 Seasonal: STELCO Yearbook Table 12.2 (monthly production, ~60 localities, 2024) Daypart: Estimated — tropical island profile (D1=22%, D2=48%, D3=30%) Source: Maldives_new_data.xlsx Seasonality sheet ⚠ Daypart splits are ESTIMATED, not from measured hourly data. See Maldives_Timeslice_README.md. ⚠ ASSUMPTION: All daypart splits (D1=22%, D2=48%, D3=30%) are estimated from a generic tropical island diurnal profile. No measured hourly demand data available for Maldives. Seasonal fractions are from STELCO metered monthly production (Table 12.2). See Maldives_Timeslice_README.md for full assessment and justification.
Note on J115: ⚠ Maldives demand fractions pending. Yearbook monthly production data available (STELCO Table 12.2, ~60 localities). Daypart splits must be estimated (no hourly data; STELCO dashboard covers only Malé). See Maldives_Timeslice_README.md for full assessment. Recommended: build from monthly production + tropical island diurnal profile from literature.
Note on K115: Maldives demand fraction=0.080066 Seasonal: STELCO Yearbook Table 12.2 (monthly production, ~60 localities, 2024) Daypart: Estimated — tropical island profile (D1=22%, D2=48%, D3=30%) Source: Maldives_new_data.xlsx Seasonality sheet ⚠ Daypart splits are ESTIMATED, not from measured hourly data. See Maldives_Timeslice_README.md. ⚠ ASSUMPTION: All daypart splits (D1=22%, D2=48%, D3=30%) are estimated from a generic tropical island diurnal profile. No measured hourly demand data available for Maldives. Seasonal fractions are from STELCO metered monthly production (Table 12.2). See Maldives_Timeslice_README.md for full assessment and justification.
Note on J116: ⚠ Maldives demand fractions pending. Yearbook monthly production data available (STELCO Table 12.2, ~60 localities). Daypart splits must be estimated (no hourly data; STELCO dashboard covers only Malé). See Maldives_Timeslice_README.md for full assessment. Recommended: build from monthly production + tropical island diurnal profile from literature.
Note on K116: Maldives demand fraction=0.073870 Seasonal: STELCO Yearbook Table 12.2 (monthly production, ~60 localities, 2024) Daypart: Estimated — tropical island profile (D1=22%, D2=48%, D3=30%) Source: Maldives_new_data.xlsx Seasonality sheet ⚠ Daypart splits are ESTIMATED, not from measured hourly data. See Maldives_Timeslice_README.md. ⚠ ASSUMPTION: All daypart splits (D1=22%, D2=48%, D3=30%) are estimated from a generic tropical island diurnal profile. No measured hourly demand data available for Maldives. Seasonal fractions are from STELCO metered monthly production (Table 12.2). See Maldives_Timeslice_README.md for full assessment and justification.
Note on J117: ⚠ Maldives demand fractions pending. Yearbook monthly production data available (STELCO Table 12.2, ~60 localities). Daypart splits must be estimated (no hourly data; STELCO dashboard covers only Malé). See Maldives_Timeslice_README.md for full assessment. Recommended: build from monthly production + tropical island diurnal profile from literature.
Note on K117: Maldives demand fraction=0.161171 Seasonal: STELCO Yearbook Table 12.2 (monthly production, ~60 localities, 2024) Daypart: Estimated — tropical island profile (D1=22%, D2=48%, D3=30%) Source: Maldives_new_data.xlsx Seasonality sheet ⚠ Daypart splits are ESTIMATED, not from measured hourly data. See Maldives_Timeslice_README.md. ⚠ ASSUMPTION: All daypart splits (D1=22%, D2=48%, D3=30%) are estimated from a generic tropical island diurnal profile. No measured hourly demand data available for Maldives. Seasonal fractions are from STELCO metered monthly production (Table 12.2). See Maldives_Timeslice_README.md for full assessment and justification.
Note on J118: ⚠ Maldives demand fractions pending. Yearbook monthly production data available (STELCO Table 12.2, ~60 localities). Daypart splits must be estimated (no hourly data; STELCO dashboard covers only Malé). See Maldives_Timeslice_README.md for full assessment. Recommended: build from monthly production + tropical island diurnal profile from literature.
Note on K118: Maldives demand fraction=0.100732 Seasonal: STELCO Yearbook Table 12.2 (monthly production, ~60 localities, 2024) Daypart: Estimated — tropical island profile (D1=22%, D2=48%, D3=30%) Source: Maldives_new_data.xlsx Seasonality sheet ⚠ Daypart splits are ESTIMATED, not from measured hourly data. See Maldives_Timeslice_README.md. ⚠ ASSUMPTION: All daypart splits (D1=22%, D2=48%, D3=30%) are estimated from a generic tropical island diurnal profile. No measured hourly demand data available for Maldives. Seasonal fractions are from STELCO metered monthly production (Table 12.2). See Maldives_Timeslice_README.md for full assessment and justification.
Note on J119: ⚠ Maldives demand fractions pending. Yearbook monthly production data available (STELCO Table 12.2, ~60 localities). Daypart splits must be estimated (no hourly data; STELCO dashboard covers only Malé). See Maldives_Timeslice_README.md for full assessment. Recommended: build from monthly production + tropical island diurnal profile from literature.
Note on K119: Maldives demand fraction=0.036159 Seasonal: STELCO Yearbook Table 12.2 (monthly production, ~60 localities, 2024) Daypart: Estimated — tropical island profile (D1=22%, D2=48%, D3=30%) Source: Maldives_new_data.xlsx Seasonality sheet ⚠ Daypart splits are ESTIMATED, not from measured hourly data. See Maldives_Timeslice_README.md. ⚠ ASSUMPTION: All daypart splits (D1=22%, D2=48%, D3=30%) are estimated from a generic tropical island diurnal profile. No measured hourly demand data available for Maldives. Seasonal fractions are from STELCO metered monthly production (Table 12.2). See Maldives_Timeslice_README.md for full assessment and justification.
Note on J120: ⚠ Maldives demand fractions pending. Yearbook monthly production data available (STELCO Table 12.2, ~60 localities). Daypart splits must be estimated (no hourly data; STELCO dashboard covers only Malé). See Maldives_Timeslice_README.md for full assessment. Recommended: build from monthly production + tropical island diurnal profile from literature.
Note on K120: Maldives demand fraction=0.078892 Seasonal: STELCO Yearbook Table 12.2 (monthly production, ~60 localities, 2024) Daypart: Estimated — tropical island profile (D1=22%, D2=48%, D3=30%) Source: Maldives_new_data.xlsx Seasonality sheet ⚠ Daypart splits are ESTIMATED, not from measured hourly data. See Maldives_Timeslice_README.md. ⚠ ASSUMPTION: All daypart splits (D1=22%, D2=48%, D3=30%) are estimated from a generic tropical island diurnal profile. No measured hourly demand data available for Maldives. Seasonal fractions are from STELCO metered monthly production (Table 12.2). See Maldives_Timeslice_README.md for full assessment and justification.
Note on J121: ⚠ Maldives demand fractions pending. Yearbook monthly production data available (STELCO Table 12.2, ~60 localities). Daypart splits must be estimated (no hourly data; STELCO dashboard covers only Malé). See Maldives_Timeslice_README.md for full assessment. Recommended: build from monthly production + tropical island diurnal profile from literature.
Note on K121: Maldives demand fraction=0.049307 Seasonal: STELCO Yearbook Table 12.2 (monthly production, ~60 localities, 2024) Daypart: Estimated — tropical island profile (D1=22%, D2=48%, D3=30%) Source: Maldives_new_data.xlsx Seasonality sheet ⚠ Daypart splits are ESTIMATED, not from measured hourly data. See Maldives_Timeslice_README.md. ⚠ ASSUMPTION: All daypart splits (D1=22%, D2=48%, D3=30%) are estimated from a generic tropical island diurnal profile. No measured hourly demand data available for Maldives. Seasonal fractions are from STELCO metered monthly production (Table 12.2). See Maldives_Timeslice_README.md for full assessment and justification.

## Demand_Techs
scenario | Tech.ID | Tech | Tech.Name | Parameter.ID | Parameter | Unit | Projection.Mode | Projection.Parameter | 2023 | 2024 | 2025 | 2026 | 2027 | 2028 | 2029 | 2030 | 2031 | 2032 | 2033 | 2034 | 2035 | 2036 | 2037 | 2038 | 2039 | 2040 | 2041 | 2042 | 2043 | 2044 | 2045 | 2046 | 2047 | 2048 | 2049 | 2050
BAU | 1 | PWRTRNBGDXX | Existing internal transmission (non-RE), Bangladesh, region XX | 1 | CapitalCost | USD/kW | User defined | 0
BAU | 1 | PWRTRNBGDXX | Existing internal transmission (non-RE), Bangladesh, region XX | 2 | FixedCost | USD/kW/yr | User defined | 0
BAU | 1 | PWRTRNBGDXX | Existing internal transmission (non-RE), Bangladesh, region XX | 3 | ResidualCapacity | GW | User defined | 0
BAU | 1 | PWRTRNBGDXX | Existing internal transmission (non-RE), Bangladesh, region XX | 4 | TotalAnnualMaxCapacity | GW | User defined | 0
BAU | 1 | PWRTRNBGDXX | Existing internal transmission (non-RE), Bangladesh, region XX | 5 | TotalTechnologyAnnualActivityUpperLimit | PJ | User defined | 0
BAU | 2 | PWRTRNBTNXX | Existing internal transmission (non-RE), Bhutan, region XX | 1 | CapitalCost | USD/kW | User defined | 0
BAU | 2 | PWRTRNBTNXX | Existing internal transmission (non-RE), Bhutan, region XX | 2 | FixedCost | USD/kW/yr | User defined | 0
BAU | 2 | PWRTRNBTNXX | Existing internal transmission (non-RE), Bhutan, region XX | 3 | ResidualCapacity | GW | User defined | 0
BAU | 2 | PWRTRNBTNXX | Existing internal transmission (non-RE), Bhutan, region XX | 4 | TotalAnnualMaxCapacity | GW | User defined | 0
BAU | 2 | PWRTRNBTNXX | Existing internal transmission (non-RE), Bhutan, region XX | 5 | TotalTechnologyAnnualActivityUpperLimit | PJ | User defined | 0
BAU | 3 | PWRTRNINDNO | Existing internal transmission (non-RE), India – North, region XX | 1 | CapitalCost | USD/kW | User defined | 0
BAU | 3 | PWRTRNINDNO | Existing internal transmission (non-RE), India – North, region XX | 2 | FixedCost | USD/kW/yr | User defined | 0
BAU | 3 | PWRTRNINDNO | Existing internal transmission (non-RE), India – North, region XX | 3 | ResidualCapacity | GW | User defined | 0
BAU | 3 | PWRTRNINDNO | Existing internal transmission (non-RE), India – North, region XX | 4 | TotalAnnualMaxCapacity | GW | User defined | 0
BAU | 3 | PWRTRNINDNO | Existing internal transmission (non-RE), India – North, region XX | 5 | TotalTechnologyAnnualActivityUpperLimit | PJ | User defined | 0
BAU | 4 | PWRTRNINDSO | Existing internal transmission (non-RE), India – South, region XX | 1 | CapitalCost | USD/kW | User defined | 0
BAU | 4 | PWRTRNINDSO | Existing internal transmission (non-RE), India – South, region XX | 2 | FixedCost | USD/kW/yr | User defined | 0
BAU | 4 | PWRTRNINDSO | Existing internal transmission (non-RE), India – South, region XX | 3 | ResidualCapacity | GW | User defined | 0
BAU | 4 | PWRTRNINDSO | Existing internal transmission (non-RE), India – South, region XX | 4 | TotalAnnualMaxCapacity | GW | User defined | 0
BAU | 4 | PWRTRNINDSO | Existing internal transmission (non-RE), India – South, region XX | 5 | TotalTechnologyAnnualActivityUpperLimit | PJ | User defined | 0
BAU | 5 | PWRTRNINDEA | Existing internal transmission (non-RE), India – East, region XX | 1 | CapitalCost | USD/kW | User defined | 0
BAU | 5 | PWRTRNINDEA | Existing internal transmission (non-RE), India – East, region XX | 2 | FixedCost | USD/kW/yr | User defined | 0
BAU | 5 | PWRTRNINDEA | Existing internal transmission (non-RE), India – East, region XX | 3 | ResidualCapacity | GW | User defined | 0
BAU | 5 | PWRTRNINDEA | Existing internal transmission (non-RE), India – East, region XX | 4 | TotalAnnualMaxCapacity | GW | User defined | 0
BAU | 5 | PWRTRNINDEA | Existing internal transmission (non-RE), India – East, region XX | 5 | TotalTechnologyAnnualActivityUpperLimit | PJ | User defined | 0
BAU | 6 | PWRTRNINDWE | Existing internal transmission (non-RE), India – West, region XX | 1 | CapitalCost | USD/kW | User defined | 0
BAU | 6 | PWRTRNINDWE | Existing internal transmission (non-RE), India – West, region XX | 2 | FixedCost | USD/kW/yr | User defined | 0
BAU | 6 | PWRTRNINDWE | Existing internal transmission (non-RE), India – West, region XX | 3 | ResidualCapacity | GW | User defined | 0
BAU | 6 | PWRTRNINDWE | Existing internal transmission (non-RE), India – West, region XX | 4 | TotalAnnualMaxCapacity | GW | User defined | 0
BAU | 6 | PWRTRNINDWE | Existing internal transmission (non-RE), India – West, region XX | 5 | TotalTechnologyAnnualActivityUpperLimit | PJ | User defined | 0
BAU | 7 | PWRTRNINDNE | Existing internal transmission (non-RE), India – Northeast, region XX | 1 | CapitalCost | USD/kW | User defined | 0
BAU | 7 | PWRTRNINDNE | Existing internal transmission (non-RE), India – Northeast, region XX | 2 | FixedCost | USD/kW/yr | User defined | 0
BAU | 7 | PWRTRNINDNE | Existing internal transmission (non-RE), India – Northeast, region XX | 3 | ResidualCapacity | GW | User defined | 0
BAU | 7 | PWRTRNINDNE | Existing internal transmission (non-RE), India – Northeast, region XX | 4 | TotalAnnualMaxCapacity | GW | User defined | 0
BAU | 7 | PWRTRNINDNE | Existing internal transmission (non-RE), India – Northeast, region XX | 5 | TotalTechnologyAnnualActivityUpperLimit | PJ | User defined | 0
BAU | 8 | PWRTRNNPLXX | Existing internal transmission (non-RE), Nepal, region XX | 1 | CapitalCost | USD/kW | User defined | 0
BAU | 8 | PWRTRNNPLXX | Existing internal transmission (non-RE), Nepal, region XX | 2 | FixedCost | USD/kW/yr | User defined | 0
BAU | 8 | PWRTRNNPLXX | Existing internal transmission (non-RE), Nepal, region XX | 3 | ResidualCapacity | GW | User defined | 0
BAU | 8 | PWRTRNNPLXX | Existing internal transmission (non-RE), Nepal, region XX | 4 | TotalAnnualMaxCapacity | GW | User defined | 0
BAU | 8 | PWRTRNNPLXX | Existing internal transmission (non-RE), Nepal, region XX | 5 | TotalTechnologyAnnualActivityUpperLimit | PJ | User defined | 0
BAU | 9 | PWRTRNLKAXX | Existing internal transmission (non-RE), Sri Lanka, region XX | 1 | CapitalCost | USD/kW | User defined | 0
BAU | 9 | PWRTRNLKAXX | Existing internal transmission (non-RE), Sri Lanka, region XX | 2 | FixedCost | USD/kW/yr | User defined | 0
BAU | 9 | PWRTRNLKAXX | Existing internal transmission (non-RE), Sri Lanka, region XX | 3 | ResidualCapacity | GW | User defined | 0
BAU | 9 | PWRTRNLKAXX | Existing internal transmission (non-RE), Sri Lanka, region XX | 4 | TotalAnnualMaxCapacity | GW | User defined | 0
BAU | 9 | PWRTRNLKAXX | Existing internal transmission (non-RE), Sri Lanka, region XX | 5 | TotalTechnologyAnnualActivityUpperLimit | PJ | User defined | 0
BAU | 10 | PWRTRNMDVXX | Existing internal transmission (non-RE), Maldives, region XX | 1 | CapitalCost | USD/kW | User defined | 0
BAU | 10 | PWRTRNMDVXX | Existing internal transmission (non-RE), Maldives, region XX | 2 | FixedCost | USD/kW/yr | User defined | 0
BAU | 10 | PWRTRNMDVXX | Existing internal transmission (non-RE), Maldives, region XX | 3 | ResidualCapacity | GW | User defined | 0
BAU | 10 | PWRTRNMDVXX | Existing internal transmission (non-RE), Maldives, region XX | 4 | TotalAnnualMaxCapacity | GW | User defined | 0
BAU | 10 | PWRTRNMDVXX | Existing internal transmission (non-RE), Maldives, region XX | 5 | TotalTechnologyAnnualActivityUpperLimit | PJ | User defined | 0
BAU | 11 | RNWTRNBGDXX | Existing internal transmission (RE), Bangladesh, region XX | 1 | CapitalCost | USD/kW | User defined | 0
BAU | 11 | RNWTRNBGDXX | Existing internal transmission (RE), Bangladesh, region XX | 2 | FixedCost | USD/kW/yr | User defined | 0
BAU | 11 | RNWTRNBGDXX | Existing internal transmission (RE), Bangladesh, region XX | 3 | ResidualCapacity | GW | User defined | 0
BAU | 11 | RNWTRNBGDXX | Existing internal transmission (RE), Bangladesh, region XX | 4 | TotalAnnualMaxCapacity | GW | User defined | 0
BAU | 11 | RNWTRNBGDXX | Existing internal transmission (RE), Bangladesh, region XX | 5 | TotalTechnologyAnnualActivityUpperLimit | PJ | User defined | 0
BAU | 12 | RNWTRNBTNXX | Existing internal transmission (RE), Bhutan, region XX | 1 | CapitalCost | USD/kW | User defined | 0
BAU | 12 | RNWTRNBTNXX | Existing internal transmission (RE), Bhutan, region XX | 2 | FixedCost | USD/kW/yr | User defined | 0
BAU | 12 | RNWTRNBTNXX | Existing internal transmission (RE), Bhutan, region XX | 3 | ResidualCapacity | GW | User defined | 0
BAU | 12 | RNWTRNBTNXX | Existing internal transmission (RE), Bhutan, region XX | 4 | TotalAnnualMaxCapacity | GW | User defined | 0
BAU | 12 | RNWTRNBTNXX | Existing internal transmission (RE), Bhutan, region XX | 5 | TotalTechnologyAnnualActivityUpperLimit | PJ | User defined | 0
BAU | 13 | RNWTRNINDNO | Existing internal transmission (RE), India – North, region XX | 1 | CapitalCost | USD/kW | User defined | 0
BAU | 13 | RNWTRNINDNO | Existing internal transmission (RE), India – North, region XX | 2 | FixedCost | USD/kW/yr | User defined | 0
BAU | 13 | RNWTRNINDNO | Existing internal transmission (RE), India – North, region XX | 3 | ResidualCapacity | GW | User defined | 0
BAU | 13 | RNWTRNINDNO | Existing internal transmission (RE), India – North, region XX | 4 | TotalAnnualMaxCapacity | GW | User defined | 0
BAU | 13 | RNWTRNINDNO | Existing internal transmission (RE), India – North, region XX | 5 | TotalTechnologyAnnualActivityUpperLimit | PJ | User defined | 0
BAU | 14 | RNWTRNINDSO | Existing internal transmission (RE), India – South, region XX | 1 | CapitalCost | USD/kW | User defined | 0
BAU | 14 | RNWTRNINDSO | Existing internal transmission (RE), India – South, region XX | 2 | FixedCost | USD/kW/yr | User defined | 0
BAU | 14 | RNWTRNINDSO | Existing internal transmission (RE), India – South, region XX | 3 | ResidualCapacity | GW | User defined | 0
BAU | 14 | RNWTRNINDSO | Existing internal transmission (RE), India – South, region XX | 4 | TotalAnnualMaxCapacity | GW | User defined | 0
BAU | 14 | RNWTRNINDSO | Existing internal transmission (RE), India – South, region XX | 5 | TotalTechnologyAnnualActivityUpperLimit | PJ | User defined | 0
BAU | 15 | RNWTRNINDEA | Existing internal transmission (RE), India – East, region XX | 1 | CapitalCost | USD/kW | User defined | 0
BAU | 15 | RNWTRNINDEA | Existing internal transmission (RE), India – East, region XX | 2 | FixedCost | USD/kW/yr | User defined | 0
BAU | 15 | RNWTRNINDEA | Existing internal transmission (RE), India – East, region XX | 3 | ResidualCapacity | GW | User defined | 0
BAU | 15 | RNWTRNINDEA | Existing internal transmission (RE), India – East, region XX | 4 | TotalAnnualMaxCapacity | GW | User defined | 0
BAU | 15 | RNWTRNINDEA | Existing internal transmission (RE), India – East, region XX | 5 | TotalTechnologyAnnualActivityUpperLimit | PJ | User defined | 0
BAU | 16 | RNWTRNINDWE | Existing internal transmission (RE), India – West, region XX | 1 | CapitalCost | USD/kW | User defined | 0
BAU | 16 | RNWTRNINDWE | Existing internal transmission (RE), India – West, region XX | 2 | FixedCost | USD/kW/yr | User defined | 0
BAU | 16 | RNWTRNINDWE | Existing internal transmission (RE), India – West, region XX | 3 | ResidualCapacity | GW | User defined | 0
BAU | 16 | RNWTRNINDWE | Existing internal transmission (RE), India – West, region XX | 4 | TotalAnnualMaxCapacity | GW | User defined | 0
BAU | 16 | RNWTRNINDWE | Existing internal transmission (RE), India – West, region XX | 5 | TotalTechnologyAnnualActivityUpperLimit | PJ | User defined | 0
BAU | 17 | RNWTRNINDNE | Existing internal transmission (RE), India – Northeast, region XX | 1 | CapitalCost | USD/kW | User defined | 0
BAU | 17 | RNWTRNINDNE | Existing internal transmission (RE), India – Northeast, region XX | 2 | FixedCost | USD/kW/yr | User defined | 0
BAU | 17 | RNWTRNINDNE | Existing internal transmission (RE), India – Northeast, region XX | 3 | ResidualCapacity | GW | User defined | 0
BAU | 17 | RNWTRNINDNE | Existing internal transmission (RE), India – Northeast, region XX | 4 | TotalAnnualMaxCapacity | GW | User defined | 0
BAU | 17 | RNWTRNINDNE | Existing internal transmission (RE), India – Northeast, region XX | 5 | TotalTechnologyAnnualActivityUpperLimit | PJ | User defined | 0
BAU | 18 | RNWTRNNPLXX | Existing internal transmission (RE), Nepal, region XX | 1 | CapitalCost | USD/kW | User defined | 0
BAU | 18 | RNWTRNNPLXX | Existing internal transmission (RE), Nepal, region XX | 2 | FixedCost | USD/kW/yr | User defined | 0
BAU | 18 | RNWTRNNPLXX | Existing internal transmission (RE), Nepal, region XX | 3 | ResidualCapacity | GW | User defined | 0
BAU | 18 | RNWTRNNPLXX | Existing internal transmission (RE), Nepal, region XX | 4 | TotalAnnualMaxCapacity | GW | User defined | 0
BAU | 18 | RNWTRNNPLXX | Existing internal transmission (RE), Nepal, region XX | 5 | TotalTechnologyAnnualActivityUpperLimit | PJ | User defined | 0
BAU | 19 | RNWTRNLKAXX | Existing internal transmission (RE), Sri Lanka, region XX | 1 | CapitalCost | USD/kW | User defined | 0
BAU | 19 | RNWTRNLKAXX | Existing internal transmission (RE), Sri Lanka, region XX | 2 | FixedCost | USD/kW/yr | User defined | 0
BAU | 19 | RNWTRNLKAXX | Existing internal transmission (RE), Sri Lanka, region XX | 3 | ResidualCapacity | GW | User defined | 0
BAU | 19 | RNWTRNLKAXX | Existing internal transmission (RE), Sri Lanka, region XX | 4 | TotalAnnualMaxCapacity | GW | User defined | 0
BAU | 19 | RNWTRNLKAXX | Existing internal transmission (RE), Sri Lanka, region XX | 5 | TotalTechnologyAnnualActivityUpperLimit | PJ | User defined | 0
BAU | 20 | RNWTRNMDVXX | Existing internal transmission (RE), Maldives, region XX | 1 | CapitalCost | USD/kW | User defined | 0
BAU | 20 | RNWTRNMDVXX | Existing internal transmission (RE), Maldives, region XX | 2 | FixedCost | USD/kW/yr | User defined | 0
BAU | 20 | RNWTRNMDVXX | Existing internal transmission (RE), Maldives, region XX | 3 | ResidualCapacity | GW | User defined | 0
BAU | 20 | RNWTRNMDVXX | Existing internal transmission (RE), Maldives, region XX | 4 | TotalAnnualMaxCapacity | GW | User defined | 0
BAU | 20 | RNWTRNMDVXX | Existing internal transmission (RE), Maldives, region XX | 5 | TotalTechnologyAnnualActivityUpperLimit | PJ | User defined | 0
BAU | 21 | TRNNLIBGDXX | New internal transmission line, Bangladesh, region XX | 1 | CapitalCost | USD/kW | User defined | 0
BAU | 21 | TRNNLIBGDXX | New internal transmission line, Bangladesh, region XX | 2 | FixedCost | USD/kW/yr | User defined | 0
BAU | 21 | TRNNLIBGDXX | New internal transmission line, Bangladesh, region XX | 3 | ResidualCapacity | GW | User defined | 0
BAU | 21 | TRNNLIBGDXX | New internal transmission line, Bangladesh, region XX | 4 | TotalAnnualMaxCapacity | GW | User defined | 0
BAU | 21 | TRNNLIBGDXX | New internal transmission line, Bangladesh, region XX | 5 | TotalTechnologyAnnualActivityUpperLimit | PJ | User defined | 0
BAU | 22 | TRNNLIBTNXX | New internal transmission line, Bhutan, region XX | 1 | CapitalCost | USD/kW | User defined | 0
BAU | 22 | TRNNLIBTNXX | New internal transmission line, Bhutan, region XX | 2 | FixedCost | USD/kW/yr | User defined | 0
BAU | 22 | TRNNLIBTNXX | New internal transmission line, Bhutan, region XX | 3 | ResidualCapacity | GW | User defined | 0
BAU | 22 | TRNNLIBTNXX | New internal transmission line, Bhutan, region XX | 4 | TotalAnnualMaxCapacity | GW | User defined | 0
BAU | 22 | TRNNLIBTNXX | New internal transmission line, Bhutan, region XX | 5 | TotalTechnologyAnnualActivityUpperLimit | PJ | User defined | 0
BAU | 23 | TRNNLIINDNO | New internal transmission line, India – North, region XX | 1 | CapitalCost | USD/kW | User defined | 0
BAU | 23 | TRNNLIINDNO | New internal transmission line, India – North, region XX | 2 | FixedCost | USD/kW/yr | User defined | 0
BAU | 23 | TRNNLIINDNO | New internal transmission line, India – North, region XX | 3 | ResidualCapacity | GW | User defined | 0
BAU | 23 | TRNNLIINDNO | New internal transmission line, India – North, region XX | 4 | TotalAnnualMaxCapacity | GW | User defined | 0
BAU | 23 | TRNNLIINDNO | New internal transmission line, India – North, region XX | 5 | TotalTechnologyAnnualActivityUpperLimit | PJ | User defined | 0
BAU | 24 | TRNNLIINDSO | New internal transmission line, India – South, region XX | 1 | CapitalCost | USD/kW | User defined | 0
BAU | 24 | TRNNLIINDSO | New internal transmission line, India – South, region XX | 2 | FixedCost | USD/kW/yr | User defined | 0
BAU | 24 | TRNNLIINDSO | New internal transmission line, India – South, region XX | 3 | ResidualCapacity | GW | User defined | 0
BAU | 24 | TRNNLIINDSO | New internal transmission line, India – South, region XX | 4 | TotalAnnualMaxCapacity | GW | User defined | 0
BAU | 24 | TRNNLIINDSO | New internal transmission line, India – South, region XX | 5 | TotalTechnologyAnnualActivityUpperLimit | PJ | User defined | 0
BAU | 25 | TRNNLIINDEA | New internal transmission line, India – East, region XX | 1 | CapitalCost | USD/kW | User defined | 0
BAU | 25 | TRNNLIINDEA | New internal transmission line, India – East, region XX | 2 | FixedCost | USD/kW/yr | User defined | 0
BAU | 25 | TRNNLIINDEA | New internal transmission line, India – East, region XX | 3 | ResidualCapacity | GW | User defined | 0
BAU | 25 | TRNNLIINDEA | New internal transmission line, India – East, region XX | 4 | TotalAnnualMaxCapacity | GW | User defined | 0
BAU | 25 | TRNNLIINDEA | New internal transmission line, India – East, region XX | 5 | TotalTechnologyAnnualActivityUpperLimit | PJ | User defined | 0
BAU | 26 | TRNNLIINDWE | New internal transmission line, India – West, region XX | 1 | CapitalCost | USD/kW | User defined | 0
BAU | 26 | TRNNLIINDWE | New internal transmission line, India – West, region XX | 2 | FixedCost | USD/kW/yr | User defined | 0
BAU | 26 | TRNNLIINDWE | New internal transmission line, India – West, region XX | 3 | ResidualCapacity | GW | User defined | 0
BAU | 26 | TRNNLIINDWE | New internal transmission line, India – West, region XX | 4 | TotalAnnualMaxCapacity | GW | User defined | 0
BAU | 26 | TRNNLIINDWE | New internal transmission line, India – West, region XX | 5 | TotalTechnologyAnnualActivityUpperLimit | PJ | User defined | 0
BAU | 27 | TRNNLIINDNE | New internal transmission line, India – Northeast, region XX | 1 | CapitalCost | USD/kW | User defined | 0
BAU | 27 | TRNNLIINDNE | New internal transmission line, India – Northeast, region XX | 2 | FixedCost | USD/kW/yr | User defined | 0
BAU | 27 | TRNNLIINDNE | New internal transmission line, India – Northeast, region XX | 3 | ResidualCapacity | GW | User defined | 0
BAU | 27 | TRNNLIINDNE | New internal transmission line, India – Northeast, region XX | 4 | TotalAnnualMaxCapacity | GW | User defined | 0
BAU | 27 | TRNNLIINDNE | New internal transmission line, India – Northeast, region XX | 5 | TotalTechnologyAnnualActivityUpperLimit | PJ | User defined | 0
BAU | 28 | TRNNLINPLXX | New internal transmission line, Nepal, region XX | 1 | CapitalCost | USD/kW | User defined | 0
BAU | 28 | TRNNLINPLXX | New internal transmission line, Nepal, region XX | 2 | FixedCost | USD/kW/yr | User defined | 0
BAU | 28 | TRNNLINPLXX | New internal transmission line, Nepal, region XX | 3 | ResidualCapacity | GW | User defined | 0
BAU | 28 | TRNNLINPLXX | New internal transmission line, Nepal, region XX | 4 | TotalAnnualMaxCapacity | GW | User defined | 0
BAU | 28 | TRNNLINPLXX | New internal transmission line, Nepal, region XX | 5 | TotalTechnologyAnnualActivityUpperLimit | PJ | User defined | 0
BAU | 29 | TRNNLILKAXX | New internal transmission line, Sri Lanka, region XX | 1 | CapitalCost | USD/kW | User defined | 0
BAU | 29 | TRNNLILKAXX | New internal transmission line, Sri Lanka, region XX | 2 | FixedCost | USD/kW/yr | User defined | 0
BAU | 29 | TRNNLILKAXX | New internal transmission line, Sri Lanka, region XX | 3 | ResidualCapacity | GW | User defined | 0
BAU | 29 | TRNNLILKAXX | New internal transmission line, Sri Lanka, region XX | 4 | TotalAnnualMaxCapacity | GW | User defined | 0
BAU | 29 | TRNNLILKAXX | New internal transmission line, Sri Lanka, region XX | 5 | TotalTechnologyAnnualActivityUpperLimit | PJ | User defined | 0
BAU | 30 | TRNNLIMDVXX | New internal transmission line, Maldives, region XX | 1 | CapitalCost | USD/kW | User defined | 0
BAU | 30 | TRNNLIMDVXX | New internal transmission line, Maldives, region XX | 2 | FixedCost | USD/kW/yr | User defined | 0
BAU | 30 | TRNNLIMDVXX | New internal transmission line, Maldives, region XX | 3 | ResidualCapacity | GW | User defined | 0
BAU | 30 | TRNNLIMDVXX | New internal transmission line, Maldives, region XX | 4 | TotalAnnualMaxCapacity | GW | User defined | 0
BAU | 30 | TRNNLIMDVXX | New internal transmission line, Maldives, region XX | 5 | TotalTechnologyAnnualActivityUpperLimit | PJ | User defined | 0
BAU | 31 | TRNRPOBGDXX | Repower/upgrade internal transmission, Bangladesh, region XX | 1 | CapitalCost | USD/kW | User defined | 0
BAU | 31 | TRNRPOBGDXX | Repower/upgrade internal transmission, Bangladesh, region XX | 2 | FixedCost | USD/kW/yr | User defined | 0
BAU | 31 | TRNRPOBGDXX | Repower/upgrade internal transmission, Bangladesh, region XX | 3 | ResidualCapacity | GW | User defined | 0
BAU | 31 | TRNRPOBGDXX | Repower/upgrade internal transmission, Bangladesh, region XX | 4 | TotalAnnualMaxCapacity | GW | User defined | 0
BAU | 31 | TRNRPOBGDXX | Repower/upgrade internal transmission, Bangladesh, region XX | 5 | TotalTechnologyAnnualActivityUpperLimit | PJ | User defined | 0
BAU | 32 | TRNRPOBTNXX | Repower/upgrade internal transmission, Bhutan, region XX | 1 | CapitalCost | USD/kW | User defined | 0
BAU | 32 | TRNRPOBTNXX | Repower/upgrade internal transmission, Bhutan, region XX | 2 | FixedCost | USD/kW/yr | User defined | 0
BAU | 32 | TRNRPOBTNXX | Repower/upgrade internal transmission, Bhutan, region XX | 3 | ResidualCapacity | GW | User defined | 0
BAU | 32 | TRNRPOBTNXX | Repower/upgrade internal transmission, Bhutan, region XX | 4 | TotalAnnualMaxCapacity | GW | User defined | 0
BAU | 32 | TRNRPOBTNXX | Repower/upgrade internal transmission, Bhutan, region XX | 5 | TotalTechnologyAnnualActivityUpperLimit | PJ | User defined | 0
BAU | 33 | TRNRPOINDNO | Repower/upgrade internal transmission, India – North, region XX | 1 | CapitalCost | USD/kW | User defined | 0
BAU | 33 | TRNRPOINDNO | Repower/upgrade internal transmission, India – North, region XX | 2 | FixedCost | USD/kW/yr | User defined | 0
BAU | 33 | TRNRPOINDNO | Repower/upgrade internal transmission, India – North, region XX | 3 | ResidualCapacity | GW | User defined | 0
BAU | 33 | TRNRPOINDNO | Repower/upgrade internal transmission, India – North, region XX | 4 | TotalAnnualMaxCapacity | GW | User defined | 0
BAU | 33 | TRNRPOINDNO | Repower/upgrade internal transmission, India – North, region XX | 5 | TotalTechnologyAnnualActivityUpperLimit | PJ | User defined | 0
BAU | 34 | TRNRPOINDSO | Repower/upgrade internal transmission, India – South, region XX | 1 | CapitalCost | USD/kW | User defined | 0
BAU | 34 | TRNRPOINDSO | Repower/upgrade internal transmission, India – South, region XX | 2 | FixedCost | USD/kW/yr | User defined | 0
BAU | 34 | TRNRPOINDSO | Repower/upgrade internal transmission, India – South, region XX | 3 | ResidualCapacity | GW | User defined | 0
BAU | 34 | TRNRPOINDSO | Repower/upgrade internal transmission, India – South, region XX | 4 | TotalAnnualMaxCapacity | GW | User defined | 0
BAU | 34 | TRNRPOINDSO | Repower/upgrade internal transmission, India – South, region XX | 5 | TotalTechnologyAnnualActivityUpperLimit | PJ | User defined | 0
BAU | 35 | TRNRPOINDEA | Repower/upgrade internal transmission, India – East, region XX | 1 | CapitalCost | USD/kW | User defined | 0
BAU | 35 | TRNRPOINDEA | Repower/upgrade internal transmission, India – East, region XX | 2 | FixedCost | USD/kW/yr | User defined | 0
BAU | 35 | TRNRPOINDEA | Repower/upgrade internal transmission, India – East, region XX | 3 | ResidualCapacity | GW | User defined | 0
BAU | 35 | TRNRPOINDEA | Repower/upgrade internal transmission, India – East, region XX | 4 | TotalAnnualMaxCapacity | GW | User defined | 0
BAU | 35 | TRNRPOINDEA | Repower/upgrade internal transmission, India – East, region XX | 5 | TotalTechnologyAnnualActivityUpperLimit | PJ | User defined | 0
BAU | 36 | TRNRPOINDWE | Repower/upgrade internal transmission, India – West, region XX | 1 | CapitalCost | USD/kW | User defined | 0
BAU | 36 | TRNRPOINDWE | Repower/upgrade internal transmission, India – West, region XX | 2 | FixedCost | USD/kW/yr | User defined | 0
BAU | 36 | TRNRPOINDWE | Repower/upgrade internal transmission, India – West, region XX | 3 | ResidualCapacity | GW | User defined | 0
BAU | 36 | TRNRPOINDWE | Repower/upgrade internal transmission, India – West, region XX | 4 | TotalAnnualMaxCapacity | GW | User defined | 0
BAU | 36 | TRNRPOINDWE | Repower/upgrade internal transmission, India – West, region XX | 5 | TotalTechnologyAnnualActivityUpperLimit | PJ | User defined | 0
BAU | 37 | TRNRPOINDNE | Repower/upgrade internal transmission, India – Northeast, region XX | 1 | CapitalCost | USD/kW | User defined | 0
BAU | 37 | TRNRPOINDNE | Repower/upgrade internal transmission, India – Northeast, region XX | 2 | FixedCost | USD/kW/yr | User defined | 0
BAU | 37 | TRNRPOINDNE | Repower/upgrade internal transmission, India – Northeast, region XX | 3 | ResidualCapacity | GW | User defined | 0
BAU | 37 | TRNRPOINDNE | Repower/upgrade internal transmission, India – Northeast, region XX | 4 | TotalAnnualMaxCapacity | GW | User defined | 0
BAU | 37 | TRNRPOINDNE | Repower/upgrade internal transmission, India – Northeast, region XX | 5 | TotalTechnologyAnnualActivityUpperLimit | PJ | User defined | 0
BAU | 38 | TRNRPONPLXX | Repower/upgrade internal transmission, Nepal, region XX | 1 | CapitalCost | USD/kW | User defined | 0
BAU | 38 | TRNRPONPLXX | Repower/upgrade internal transmission, Nepal, region XX | 2 | FixedCost | USD/kW/yr | User defined | 0
BAU | 38 | TRNRPONPLXX | Repower/upgrade internal transmission, Nepal, region XX | 3 | ResidualCapacity | GW | User defined | 0
BAU | 38 | TRNRPONPLXX | Repower/upgrade internal transmission, Nepal, region XX | 4 | TotalAnnualMaxCapacity | GW | User defined | 0
BAU | 38 | TRNRPONPLXX | Repower/upgrade internal transmission, Nepal, region XX | 5 | TotalTechnologyAnnualActivityUpperLimit | PJ | User defined | 0
BAU | 39 | TRNRPOLKAXX | Repower/upgrade internal transmission, Sri Lanka, region XX | 1 | CapitalCost | USD/kW | User defined | 0
BAU | 39 | TRNRPOLKAXX | Repower/upgrade internal transmission, Sri Lanka, region XX | 2 | FixedCost | USD/kW/yr | User defined | 0
BAU | 39 | TRNRPOLKAXX | Repower/upgrade internal transmission, Sri Lanka, region XX | 3 | ResidualCapacity | GW | User defined | 0
BAU | 39 | TRNRPOLKAXX | Repower/upgrade internal transmission, Sri Lanka, region XX | 4 | TotalAnnualMaxCapacity | GW | User defined | 0
BAU | 39 | TRNRPOLKAXX | Repower/upgrade internal transmission, Sri Lanka, region XX | 5 | TotalTechnologyAnnualActivityUpperLimit | PJ | User defined | 0
BAU | 40 | TRNRPOMDVXX | Repower/upgrade internal transmission, Maldives, region XX | 1 | CapitalCost | USD/kW | User defined | 0
BAU | 40 | TRNRPOMDVXX | Repower/upgrade internal transmission, Maldives, region XX | 2 | FixedCost | USD/kW/yr | User defined | 0
BAU | 40 | TRNRPOMDVXX | Repower/upgrade internal transmission, Maldives, region XX | 3 | ResidualCapacity | GW | User defined | 0
BAU | 40 | TRNRPOMDVXX | Repower/upgrade internal transmission, Maldives, region XX | 4 | TotalAnnualMaxCapacity | GW | User defined | 0
BAU | 40 | TRNRPOMDVXX | Repower/upgrade internal transmission, Maldives, region XX | 5 | TotalTechnologyAnnualActivityUpperLimit | PJ | User defined | 0

## Emissions
scenario | Tech.ID | Tech | Tech.Name | Parameter.ID | Parameter | Unit | Projection.Mode | Projection.Parameter | 2023 | 2024 | 2025 | 2026 | 2027 | 2028 | 2029 | 2030 | 2031 | 2032 | 2033 | 2034 | 2035 | 2036 | 2037 | 2038 | 2039 | 2040 | 2041 | 2042 | 2043 | 2044 | 2045 | 2046 | 2047 | 2048 | 2049 | 2050
BAU | 1 | PWRCOABGDXX | Coal – Supercritical, Bangladesh, region XX (investable) | 5 | EmissionActivityRatio | tCO2/PJ | User defined | 0 | 94600 | 94600 | 94600 | 94600 | 94600 | 94600 | 94600 | 94600 | 94600 | 94600 | 94600 | 94600 | 94600 | 94600 | 94600 | 94600 | 94600 | 94600 | 94600 | 94600 | 94600 | 94600 | 94600 | 94600 | 94600 | 94600 | 94600 | 94600
BAU | 2 | PWRCOAINDNO | Coal-fired Power, India – North, region XX (investable) | 5 | EmissionActivityRatio | tCO2/PJ | User defined | 0 | 91300 | 91300 | 91300 | 91300 | 91300 | 91300 | 91300 | 91300 | 91300 | 91300 | 91300 | 91300 | 91300 | 91300 | 91300 | 91300 | 91300 | 91300 | 91300 | 91300 | 91300 | 91300 | 91300 | 91300 | 91300 | 91300 | 91300 | 91300
BAU | 3 | PWRCOAINDSO | Coal-fired Power, India – South, region XX (investable) | 5 | EmissionActivityRatio | tCO2/PJ | User defined | 0 | 91300 | 91300 | 91300 | 91300 | 91300 | 91300 | 91300 | 91300 | 91300 | 91300 | 91300 | 91300 | 91300 | 91300 | 91300 | 91300 | 91300 | 91300 | 91300 | 91300 | 91300 | 91300 | 91300 | 91300 | 91300 | 91300 | 91300 | 91300
BAU | 4 | PWRCOAINDEA | Coal-fired Power, India – East, region XX (investable) | 5 | EmissionActivityRatio | tCO2/PJ | User defined | 0 | 91300 | 91300 | 91300 | 91300 | 91300 | 91300 | 91300 | 91300 | 91300 | 91300 | 91300 | 91300 | 91300 | 91300 | 91300 | 91300 | 91300 | 91300 | 91300 | 91300 | 91300 | 91300 | 91300 | 91300 | 91300 | 91300 | 91300 | 91300
BAU | 5 | PWRCOAINDWE | Coal-fired Power, India – West, region XX (investable) | 5 | EmissionActivityRatio | tCO2/PJ | User defined | 0 | 91300 | 91300 | 91300 | 91300 | 91300 | 91300 | 91300 | 91300 | 91300 | 91300 | 91300 | 91300 | 91300 | 91300 | 91300 | 91300 | 91300 | 91300 | 91300 | 91300 | 91300 | 91300 | 91300 | 91300 | 91300 | 91300 | 91300 | 91300
BAU | 6 | PWRCOALKAXX | Coal – Supercritical, Sri Lanka, region XX (investable) | 5 | EmissionActivityRatio | tCO2/PJ | User defined | 0 | 94600 | 94600 | 94600 | 94600 | 94600 | 94600 | 94600 | 94600 | 94600 | 94600 | 94600 | 94600 | 94600 | 94600 | 94600 | 94600 | 94600 | 94600 | 94600 | 94600 | 94600 | 94600 | 94600 | 94600 | 94600 | 94600 | 94600 | 94600
BAU | 7 | PWRNGSBGDXX | Gas-fired Power, Bangladesh, region XX (investable) | 5 | EmissionActivityRatio | tCO2/PJ | User defined | 0 | 56100 | 56100 | 56100 | 56100 | 56100 | 56100 | 56100 | 56100 | 56100 | 56100 | 56100 | 56100 | 56100 | 56100 | 56100 | 56100 | 56100 | 56100 | 56100 | 56100 | 56100 | 56100 | 56100 | 56100 | 56100 | 56100 | 56100 | 56100
BAU | 8 | PWRNGSINDNO | Gas-fired Power, India – North, region XX (investable) | 5 | EmissionActivityRatio | tCO2/PJ | User defined | 0 | 56100 | 56100 | 56100 | 56100 | 56100 | 56100 | 56100 | 56100 | 56100 | 56100 | 56100 | 56100 | 56100 | 56100 | 56100 | 56100 | 56100 | 56100 | 56100 | 56100 | 56100 | 56100 | 56100 | 56100 | 56100 | 56100 | 56100 | 56100
BAU | 9 | PWRNGSINDSO | Gas-fired Power, India – South, region XX (investable) | 5 | EmissionActivityRatio | tCO2/PJ | User defined | 0 | 56100 | 56100 | 56100 | 56100 | 56100 | 56100 | 56100 | 56100 | 56100 | 56100 | 56100 | 56100 | 56100 | 56100 | 56100 | 56100 | 56100 | 56100 | 56100 | 56100 | 56100 | 56100 | 56100 | 56100 | 56100 | 56100 | 56100 | 56100
BAU | 10 | PWRNGSINDEA | Gas-fired Power, India – East, region XX (investable) | 5 | EmissionActivityRatio | tCO2/PJ | User defined | 0 | 56100 | 56100 | 56100 | 56100 | 56100 | 56100 | 56100 | 56100 | 56100 | 56100 | 56100 | 56100 | 56100 | 56100 | 56100 | 56100 | 56100 | 56100 | 56100 | 56100 | 56100 | 56100 | 56100 | 56100 | 56100 | 56100 | 56100 | 56100
BAU | 11 | PWRNGSINDWE | Gas-fired Power, India – West, region XX (investable) | 5 | EmissionActivityRatio | tCO2/PJ | User defined | 0 | 56100 | 56100 | 56100 | 56100 | 56100 | 56100 | 56100 | 56100 | 56100 | 56100 | 56100 | 56100 | 56100 | 56100 | 56100 | 56100 | 56100 | 56100 | 56100 | 56100 | 56100 | 56100 | 56100 | 56100 | 56100 | 56100 | 56100 | 56100
BAU | 12 | PWRNGSINDNE | Gas-fired Power, India – Northeast, region XX (investable) | 5 | EmissionActivityRatio | tCO2/PJ | User defined | 0 | 56100 | 56100 | 56100 | 56100 | 56100 | 56100 | 56100 | 56100 | 56100 | 56100 | 56100 | 56100 | 56100 | 56100 | 56100 | 56100 | 56100 | 56100 | 56100 | 56100 | 56100 | 56100 | 56100 | 56100 | 56100 | 56100 | 56100 | 56100
BAU | 13 | PWRNGSMDVXX | Gas-fired Power, Maldives, region XX (investable) | 5 | EmissionActivityRatio | tCO2/PJ | User defined | 0 | 56100 | 56100 | 56100 | 56100 | 56100 | 56100 | 56100 | 56100 | 56100 | 56100 | 56100 | 56100 | 56100 | 56100 | 56100 | 56100 | 56100 | 56100 | 56100 | 56100 | 56100 | 56100 | 56100 | 56100 | 56100 | 56100 | 56100 | 56100
BAU | 14 | PWRNGSLKAXX | Gas-fired Power, Sri Lanka, region XX (investable) | 5 | EmissionActivityRatio | tCO2/PJ | User defined | 0 | 56100 | 56100 | 56100 | 56100 | 56100 | 56100 | 56100 | 56100 | 56100 | 56100 | 56100 | 56100 | 56100 | 56100 | 56100 | 56100 | 56100 | 56100 | 56100 | 56100 | 56100 | 56100 | 56100 | 56100 | 56100 | 56100 | 56100 | 56100
BAU | 15 | PWROILMDVXX | Oil/Diesel generation, Maldives, region XX (investable) | 5 | EmissionActivityRatio | tCO2/PJ | User defined | 0 | 73300 | 73300 | 73300 | 73300 | 73300 | 73300 | 73300 | 73300 | 73300 | 73300 | 73300 | 73300 | 73300 | 73300 | 73300 | 73300 | 73300 | 73300 | 73300 | 73300 | 73300 | 73300 | 73300 | 73300 | 73300 | 73300 | 73300 | 73300
BAU | 16 | PWROILBGDXX | Oil/Diesel generation, Bangladesh, region XX (investable) | 5 | EmissionActivityRatio | tCO2/PJ | User defined | 0 | 73300 | 73300 | 73300 | 73300 | 73300 | 73300 | 73300 | 73300 | 73300 | 73300 | 73300 | 73300 | 73300 | 73300 | 73300 | 73300 | 73300 | 73300 | 73300 | 73300 | 73300 | 73300 | 73300 | 73300 | 73300 | 73300 | 73300 | 73300
BAU | 17 | PWROILLKAXX | Oil/Diesel generation, Sri Lanka, region XX (investable) | 5 | EmissionActivityRatio | tCO2/PJ | User defined | 0 | 73300 | 73300 | 73300 | 73300 | 73300 | 73300 | 73300 | 73300 | 73300 | 73300 | 73300 | 73300 | 73300 | 73300 | 73300 | 73300 | 73300 | 73300 | 73300 | 73300 | 73300 | 73300 | 73300 | 73300 | 73300 | 73300 | 73300 | 73300
BAU | 18 | PWRWASINDNO | Waste-to-Energy, India – North, region XX (investable) | 5 | EmissionActivityRatio | tCO2/PJ | User defined | 0 | 32000 | 32000 | 32000 | 32000 | 32000 | 32000 | 32000 | 32000 | 32000 | 32000 | 32000 | 32000 | 32000 | 32000 | 32000 | 32000 | 32000 | 32000 | 32000 | 32000 | 32000 | 32000 | 32000 | 32000 | 32000 | 32000 | 32000 | 32000
BAU | 19 | PWRWASINDSO | Waste-to-Energy, India – South, region XX (investable) | 5 | EmissionActivityRatio | tCO2/PJ | User defined | 0 | 32000 | 32000 | 32000 | 32000 | 32000 | 32000 | 32000 | 32000 | 32000 | 32000 | 32000 | 32000 | 32000 | 32000 | 32000 | 32000 | 32000 | 32000 | 32000 | 32000 | 32000 | 32000 | 32000 | 32000 | 32000 | 32000 | 32000 | 32000
BAU | 20 | PWRWASINDEA | Waste-to-Energy, India – East, region XX (investable) | 5 | EmissionActivityRatio | tCO2/PJ | User defined | 0 | 32000 | 32000 | 32000 | 32000 | 32000 | 32000 | 32000 | 32000 | 32000 | 32000 | 32000 | 32000 | 32000 | 32000 | 32000 | 32000 | 32000 | 32000 | 32000 | 32000 | 32000 | 32000 | 32000 | 32000 | 32000 | 32000 | 32000 | 32000
BAU | 21 | PWRWASINDWE | Waste-to-Energy, India – West, region XX (investable) | 5 | EmissionActivityRatio | tCO2/PJ | User defined | 0 | 32000 | 32000 | 32000 | 32000 | 32000 | 32000 | 32000 | 32000 | 32000 | 32000 | 32000 | 32000 | 32000 | 32000 | 32000 | 32000 | 32000 | 32000 | 32000 | 32000 | 32000 | 32000 | 32000 | 32000 | 32000 | 32000 | 32000 | 32000
BAU | 22 | PWRWASINDNE | Waste-to-Energy, India – Northeast, region XX (investable) | 5 | EmissionActivityRatio | tCO2/PJ | User defined | 0 | 32000 | 32000 | 32000 | 32000 | 32000 | 32000 | 32000 | 32000 | 32000 | 32000 | 32000 | 32000 | 32000 | 32000 | 32000 | 32000 | 32000 | 32000 | 32000 | 32000 | 32000 | 32000 | 32000 | 32000 | 32000 | 32000 | 32000 | 32000
BAU | 23 | PWRWASBGDXX | Waste-to-Energy, Bangladesh, region XX (investable) | 5 | EmissionActivityRatio | tCO2/PJ | User defined | 0 | 32000 | 32000 | 32000 | 32000 | 32000 | 32000 | 32000 | 32000 | 32000 | 32000 | 32000 | 32000 | 32000 | 32000 | 32000 | 32000 | 32000 | 32000 | 32000 | 32000 | 32000 | 32000 | 32000 | 32000 | 32000 | 32000 | 32000 | 32000
BAU | 24 | PWRWASLKAXX | Waste-to-Energy, Sri Lanka, region XX (investable) | 5 | EmissionActivityRatio | tCO2/PJ | User defined | 0 | 32000 | 32000 | 32000 | 32000 | 32000 | 32000 | 32000 | 32000 | 32000 | 32000 | 32000 | 32000 | 32000 | 32000 | 32000 | 32000 | 32000 | 32000 | 32000 | 32000 | 32000 | 32000 | 32000 | 32000 | 32000 | 32000 | 32000 | 32000

## Yearsplit_Template
Timeslices | Parameter.ID | Parameter | Unit | Projection.Mode | Projection.Parameter | 2023 | 2024 | 2025 | 2026 | 2027 | 2028 | 2029 | 2030 | 2031 | 2032 | 2033 | 2034 | 2035 | 2036 | 2037 | 2038 | 2039 | 2040 | 2041 | 2042 | 2043 | 2044 | 2045 | 2046 | 2047 | 2048 | 2049 | 2050
S1D1 | 14 | YearSplit | fraction | User defined | 0 | 0.055556 | 0.055556 | 0.055556 | 0.055556 | 0.055556 | 0.055556 | 0.055556 | 0.055556 | 0.055556 | 0.055556 | 0.055556 | 0.055556 | 0.055556 | 0.055556 | 0.055556 | 0.055556 | 0.055556 | 0.055556 | 0.055556 | 0.055556 | 0.055556 | 0.055556 | 0.055556 | 0.055556 | 0.055556 | 0.055556 | 0.055556 | 0.055556
S1D2 | 14 | YearSplit | fraction | User defined | 0 | 0.076389 | 0.076389 | 0.076389 | 0.076389 | 0.076389 | 0.076389 | 0.076389 | 0.076389 | 0.076389 | 0.076389 | 0.076389 | 0.076389 | 0.076389 | 0.076389 | 0.076389 | 0.076389 | 0.076389 | 0.076389 | 0.076389 | 0.076389 | 0.076389 | 0.076389 | 0.076389 | 0.076389 | 0.076389 | 0.076389 | 0.076389 | 0.076389
S1D3 | 14 | YearSplit | fraction | User defined | 0 | 0.034722 | 0.034722 | 0.034722 | 0.034722 | 0.034722 | 0.034722 | 0.034722 | 0.034722 | 0.034722 | 0.034722 | 0.034722 | 0.034722 | 0.034722 | 0.034722 | 0.034722 | 0.034722 | 0.034722 | 0.034722 | 0.034722 | 0.034722 | 0.034722 | 0.034722 | 0.034722 | 0.034722 | 0.034722 | 0.034722 | 0.034722 | 0.034722
S2D1 | 14 | YearSplit | fraction | User defined | 0 | 0.11111 | 0.11111 | 0.11111 | 0.11111 | 0.11111 | 0.11111 | 0.11111 | 0.11111 | 0.11111 | 0.11111 | 0.11111 | 0.11111 | 0.11111 | 0.11111 | 0.11111 | 0.11111 | 0.11111 | 0.11111 | 0.11111 | 0.11111 | 0.11111 | 0.11111 | 0.11111 | 0.11111 | 0.11111 | 0.11111 | 0.11111 | 0.11111
S2D2 | 14 | YearSplit | fraction | User defined | 0 | 0.15278 | 0.15278 | 0.15278 | 0.15278 | 0.15278 | 0.15278 | 0.15278 | 0.15278 | 0.15278 | 0.15278 | 0.15278 | 0.15278 | 0.15278 | 0.15278 | 0.15278 | 0.15278 | 0.15278 | 0.15278 | 0.15278 | 0.15278 | 0.15278 | 0.15278 | 0.15278 | 0.15278 | 0.15278 | 0.15278 | 0.15278 | 0.15278
S2D3 | 14 | YearSplit | fraction | User defined | 0 | 0.069444 | 0.069444 | 0.069444 | 0.069444 | 0.069444 | 0.069444 | 0.069444 | 0.069444 | 0.069444 | 0.069444 | 0.069444 | 0.069444 | 0.069444 | 0.069444 | 0.069444 | 0.069444 | 0.069444 | 0.069444 | 0.069444 | 0.069444 | 0.069444 | 0.069444 | 0.069444 | 0.069444 | 0.069444 | 0.069444 | 0.069444 | 0.069444
S3D1 | 14 | YearSplit | fraction | User defined | 0 | 0.055556 | 0.055556 | 0.055556 | 0.055556 | 0.055556 | 0.055556 | 0.055556 | 0.055556 | 0.055556 | 0.055556 | 0.055556 | 0.055556 | 0.055556 | 0.055556 | 0.055556 | 0.055556 | 0.055556 | 0.055556 | 0.055556 | 0.055556 | 0.055556 | 0.055556 | 0.055556 | 0.055556 | 0.055556 | 0.055556 | 0.055556 | 0.055556
S3D2 | 14 | YearSplit | fraction | User defined | 0 | 0.076389 | 0.076389 | 0.076389 | 0.076389 | 0.076389 | 0.076389 | 0.076389 | 0.076389 | 0.076389 | 0.076389 | 0.076389 | 0.076389 | 0.076389 | 0.076389 | 0.076389 | 0.076389 | 0.076389 | 0.076389 | 0.076389 | 0.076389 | 0.076389 | 0.076389 | 0.076389 | 0.076389 | 0.076389 | 0.076389 | 0.076389 | 0.076389
S3D3 | 14 | YearSplit | fraction | User defined | 0 | 0.034722 | 0.034722 | 0.034722 | 0.034722 | 0.034722 | 0.034722 | 0.034722 | 0.034722 | 0.034722 | 0.034722 | 0.034722 | 0.034722 | 0.034722 | 0.034722 | 0.034722 | 0.034722 | 0.034722 | 0.034722 | 0.034722 | 0.034722 | 0.034722 | 0.034722 | 0.034722 | 0.034722 | 0.034722 | 0.034722 | 0.034722 | 0.034722
S4D1 | 14 | YearSplit | fraction | User defined | 0 | 0.11111 | 0.11111 | 0.11111 | 0.11111 | 0.11111 | 0.11111 | 0.11111 | 0.11111 | 0.11111 | 0.11111 | 0.11111 | 0.11111 | 0.11111 | 0.11111 | 0.11111 | 0.11111 | 0.11111 | 0.11111 | 0.11111 | 0.11111 | 0.11111 | 0.11111 | 0.11111 | 0.11111 | 0.11111 | 0.11111 | 0.11111 | 0.11111
S4D2 | 14 | YearSplit | fraction | User defined | 0 | 0.15278 | 0.15278 | 0.15278 | 0.15278 | 0.15278 | 0.15278 | 0.15278 | 0.15278 | 0.15278 | 0.15278 | 0.15278 | 0.15278 | 0.15278 | 0.15278 | 0.15278 | 0.15278 | 0.15278 | 0.15278 | 0.15278 | 0.15278 | 0.15278 | 0.15278 | 0.15278 | 0.15278 | 0.15278 | 0.15278 | 0.15278 | 0.15278
S4D3 | 14 | YearSplit | fraction | User defined | 0 | 0.069444 | 0.069444 | 0.069444 | 0.069444 | 0.069444 | 0.069444 | 0.069444 | 0.069444 | 0.069444 | 0.069444 | 0.069444 | 0.069444 | 0.069444 | 0.069444 | 0.069444 | 0.069444 | 0.069444 | 0.069444 | 0.069444 | 0.069444 | 0.069444 | 0.069444 | 0.069444 | 0.069444 | 0.069444 | 0.069444 | 0.069444 | 0.069444
Note on G2: Template original. See Yearsplit_ReNinja sheet for Renewables.ninja alternative.
Note on G3: Template original. See Yearsplit_ReNinja sheet for Renewables.ninja alternative.
Note on G4: Template original. See Yearsplit_ReNinja sheet for Renewables.ninja alternative.
Note on G5: Template original. See Yearsplit_ReNinja sheet for Renewables.ninja alternative.
Note on G6: Template original. See Yearsplit_ReNinja sheet for Renewables.ninja alternative.
Note on G7: Template original. See Yearsplit_ReNinja sheet for Renewables.ninja alternative.
Note on G8: Template original. See Yearsplit_ReNinja sheet for Renewables.ninja alternative.
Note on G9: Template original. See Yearsplit_ReNinja sheet for Renewables.ninja alternative.
Note on G10: Template original. See Yearsplit_ReNinja sheet for Renewables.ninja alternative.
Note on G11: Template original. See Yearsplit_ReNinja sheet for Renewables.ninja alternative.
Note on G12: Template original. See Yearsplit_ReNinja sheet for Renewables.ninja alternative.
Note on G13: Template original. See Yearsplit_ReNinja sheet for Renewables.ninja alternative.

## DaySplit
DAILYTIMEBRACKET | Parameter.ID | Parameter | Unit | Projection.Mode | Projection.Parameter | 2023 | 2024 | 2025 | 2026 | 2027 | 2028 | 2029 | 2030 | 2031 | 2032 | 2033 | 2034 | 2035 | 2036 | 2037 | 2038 | 2039 | 2040 | 2041 | 2042 | 2043 | 2044 | 2045 | 2046 | 2047 | 2048 | 2049 | 2050
1 | 12 | DaySplit | fraction | User defined | 0 | 0.000913 | 0.000913 | 0.000913 | 0.000913 | 0.000913 | 0.000913 | 0.000913 | 0.000913 | 0.000913 | 0.000913 | 0.000913 | 0.000913 | 0.000913 | 0.000913 | 0.000913 | 0.000913 | 0.000913 | 0.000913 | 0.000913 | 0.000913 | 0.000913 | 0.000913 | 0.000913 | 0.000913 | 0.000913 | 0.000913 | 0.000913 | 0.000913
2 | 12 | DaySplit | fraction | User defined | 0 | 0.001256 | 0.001256 | 0.001256 | 0.001256 | 0.001256 | 0.001256 | 0.001256 | 0.001256 | 0.001256 | 0.001256 | 0.001256 | 0.001256 | 0.001256 | 0.001256 | 0.001256 | 0.001256 | 0.001256 | 0.001256 | 0.001256 | 0.001256 | 0.001256 | 0.001256 | 0.001256 | 0.001256 | 0.001256 | 0.001256 | 0.001256 | 0.001256
3 | 12 | DaySplit | fraction | User defined | 0 | 0.000571 | 0.000571 | 0.000571 | 0.000571 | 0.000571 | 0.000571 | 0.000571 | 0.000571 | 0.000571 | 0.000571 | 0.000571 | 0.000571 | 0.000571 | 0.000571 | 0.000571 | 0.000571 | 0.000571 | 0.000571 | 0.000571 | 0.000571 | 0.000571 | 0.000571 | 0.000571 | 0.000571 | 0.000571 | 0.000571 | 0.000571 | 0.000571

## Interconnectors
scenario | NO | Project | From_Node | To_Node | Circuits | COD_Date | Affiliated_Power | Capacity_MW | Voltage_kV | DC_AC | Directionality | Status | Export_Resource_Type | Source | IEEE Reference
BAU | 1 | Chukha → Birpara 220 kV D/C | BT | IN_E | 2 | 1988 | Chukha Hydro | 336 | 220 kV | AC | Uni‑directional | Operational | Hydro | Zixuan v3 (Sheet 1) | Bhutan Power Corporation Limited (BPC), "Power Data Book 2024," BPC, Thimphu, Bhutan, 2024. [Online]. Available: https://www.bpc.bt/ Bhutan Power Corporation Limited (BPC), "National Transmission Grid Master Plan (NTGMP 2018)," BPC, Thimphu, Bhutan, 2018.
BAU | 2 | Chukha → Birpara via Singhigaon 220 kV S/C | BT | IN_E | 1 | 1988 | Chukha Hydro | 336 | 220 kV | AC | Uni‑directional | Operational | Hydro | Zixuan v3 (Sheet 1) | Bhutan Power Corporation Limited (BPC), "Power Data Book 2024," BPC, Thimphu, Bhutan, 2024. [Online]. Available: https://www.bpc.bt/ Bhutan Power Corporation Limited (BPC), "National Transmission Grid Master Plan (NTGMP 2018)," BPC, Thimphu, Bhutan, 2018.
BAU | 3 | Kurichhu → Gelephu → Salakati 132 kV S/C | BT | IN_NE | 1 | 2010 | Kurichhu | 60 | 132 kV | AC | Uni‑directional | Operational | Hydro | Zixuan v3 (Sheet 1) | Bhutan Power Corporation Limited (BPC), "Power Data Book 2024," BPC, Thimphu, Bhutan, 2024. [Online]. Available: https://www.bpc.bt/ Bhutan Power Corporation Limited (BPC), "National Transmission Grid Master Plan (NTGMP 2018)," BPC, Thimphu, Bhutan, 2018.
BAU | 4 | Tala → Siliguri 400 kV 2×D/C | BT | IN_E | 2 | 2006 | Tala | 1020 | 400 kV | AC | Uni‑directional | Operational | Hydro | Zixuan v3 (Sheet 1) | Bhutan Power Corporation Limited (BPC), "Power Data Book 2024," BPC, Thimphu, Bhutan, 2024. [Online]. Available: https://www.bpc.bt/ Bhutan Power Corporation Limited (BPC), "National Transmission Grid Master Plan (NTGMP 2018)," BPC, Thimphu, Bhutan, 2018.
BAU | 5 | Jigmeling → Alipurduar 400 kV D/C (Quad) | BT | IN_E | 1 | 2019 | Punatsangchhu‑I &2,Mangdechhu | 3000 | 400 kV | AC | Bi‑directional | Operational | Hydro | Zixuan v3 (Sheet 1) | Bhutan Power Corporation Limited (BPC), "Power Data Book 2024," BPC, Thimphu, Bhutan, 2024. [Online]. Available: https://www.bpc.bt/ Bhutan Power Corporation Limited (BPC), "National Transmission Grid Master Plan (NTGMP 2018)," BPC, Thimphu, Bhutan, 2018.
BAU | 6 | Bheramara back‑to‑back HVDC (India → Bangladesh) | IN_E | BD | 1 | 2013 | Grid-to-Grid | 1000 | ±400 kV | DC | Bi‑directional | Operational | Fossil / mixed | Zixuan v3 (Sheet 1) | Power Grid Company of Bangladesh (PGCB), "Transmission Information," PGCB, Dhaka, Bangladesh, Dec. 2025. [Online]. Available: https://www.pgcb.gov.bd/ Power Division, MoPEMR / JICA / IEEJ, "Integrated Energy and Power Master Plan (IEPMP) 2023," Government of the People's Republic of Bangladesh, Dhaka, Nov. 2023. [Online]. Available: https://powerdivision.portal.gov.bd
BAU | 7 | Surajmaninagar- Comilla | IN_NE | BD | 1 | 2013 | Grid-to-Grid | 160 | 132 kV | AC | Bi-directional | Operational | Mixed | Zixuan v3 (Sheet 1) | Power Grid Company of Bangladesh (PGCB), "Transmission Information," PGCB, Dhaka, Bangladesh, Dec. 2025. [Online]. Available: https://www.pgcb.gov.bd/ Power Division, MoPEMR / JICA / IEEJ, "Integrated Energy and Power Master Plan (IEPMP) 2023," Government of the People's Republic of Bangladesh, Dhaka, Nov. 2023. [Online]. Available: https://powerdivision.portal.gov.bd
BAU | 8 | Bornagar-Parbotipur | IN_NE | BD | 1 | 2028 | Grid-to-Grid | 1000 | 765kV | DC | Bi-directional | Planned | Mixed | Zixuan v3 (Sheet 1) | Power Grid Company of Bangladesh (PGCB), "Transmission Information," PGCB, Dhaka, Bangladesh, Dec. 2025. [Online]. Available: https://www.pgcb.gov.bd/
BAU | 9 | Muzaffarpur → Dhalkebar 400 kV D/C | IN_E | NP | 2 | 2016 | Grid-to-Grid | 1000 | 400 kV | AC | Bi‑directional | Operational | Hydro | Zixuan v3 (Sheet 1) | Central Electricity Authority (CEA), "Manual on Transmission Planning Criteria 2023," CEA, New Delhi, India, 2023. [Online]. Available: https://cea.nic.in Central Electricity Authority (CEA), "National Electricity Plan, Volume II — Transmission," Ministry of Power, Government of India, New Delhi, 2023. [Online]. Available: https://cea.nic.in World Bank, "Nepal–India Electricity Transmission and Trade Project," Washington, DC, USA. [Online]. Available: https://accountabilityconsole.com/projects/nepal-india-electricity-transmission-and-trade-project/
BAU | 10 | Raxaul (India) – Parwanipur (Nepal) | IN_N | NP | 2 | 2018 | Grid-to-Grid | 150 | 132kV | AC | Bi-directional | Operational | Mixed | Zixuan v3 (Sheet 1) | Central Electricity Authority (CEA), "Manual on Transmission Planning Criteria 2023," CEA, New Delhi, India, 2023. [Online]. Available: https://cea.nic.in Central Electricity Authority (CEA), "National Electricity Plan, Volume II — Transmission," Ministry of Power, Government of India, New Delhi, 2023. [Online]. Available: https://cea.nic.in World Bank, "Nepal–India Electricity Transmission and Trade Project," Washington, DC, USA. [Online]. Available: https://accountabilityconsole.com/projects/nepal-india-electricity-transmission-and-trade-project/
BAU | 11 | Kataiya (India) – Kusaha (Nepal) | IN_E | NP | 2 | 2018 | Grid-to-Grid | 150 | 132kV | AC | Bi-directional | Operational | Mixed | Zixuan v3 (Sheet 1) | Central Electricity Authority (CEA), "Manual on Transmission Planning Criteria 2023," CEA, New Delhi, India, 2023. [Online]. Available: https://cea.nic.in Central Electricity Authority (CEA), "National Electricity Plan, Volume II — Transmission," Ministry of Power, Government of India, New Delhi, 2023. [Online]. Available: https://cea.nic.in World Bank, "Nepal–India Electricity Transmission and Trade Project," Washington, DC, USA. [Online]. Available: https://accountabilityconsole.com/projects/nepal-india-electricity-transmission-and-trade-project/
BAU | 12 | Kushinagar (India) – Bhairahawa (Nepal) | IN_N | NP | 1 | 2018 | Grid-to-Grid | 100 | 132kV | AC | Bi-directional | Operational | Mixed | Zixuan v3 (Sheet 1) | Central Electricity Authority (CEA), "Manual on Transmission Planning Criteria 2023," CEA, New Delhi, India, 2023. [Online]. Available: https://cea.nic.in Central Electricity Authority (CEA), "National Electricity Plan, Volume II — Transmission," Ministry of Power, Government of India, New Delhi, 2023. [Online]. Available: https://cea.nic.in World Bank, "Nepal–India Electricity Transmission and Trade Project," Washington, DC, USA. [Online]. Available: https://accountabilityconsole.com/projects/nepal-india-electricity-transmission-and-trade-project/
BAU | 13 | Tanakpur (India) – Mahendranagar (Nepal) | IN_N | NP | 1 | 2018 | Grid-to-Grid | 100 | 132kV | AC | Bi-directional | Operational | Mixed | Zixuan v3 (Sheet 1) | Central Electricity Authority (CEA), "Manual on Transmission Planning Criteria 2023," CEA, New Delhi, India, 2023. [Online]. Available: https://cea.nic.in Central Electricity Authority (CEA), "National Electricity Plan, Volume II — Transmission," Ministry of Power, Government of India, New Delhi, 2023. [Online]. Available: https://cea.nic.in World Bank, "Nepal–India Electricity Transmission and Trade Project," Washington, DC, USA. [Online]. Available: https://accountabilityconsole.com/projects/nepal-india-electricity-transmission-and-trade-project/
BAU | 14 | Jogbani (India) – Biratnagar (Nepal) | IN_E | NP | 1 | 2018 | Grid-to-Grid | 50 | 132kV | AC | Bi-directional | Operational | Mixed | Zixuan v3 (Sheet 1) | Central Electricity Authority (CEA), "Manual on Transmission Planning Criteria 2023," CEA, New Delhi, India, 2023. [Online]. Available: https://cea.nic.in Central Electricity Authority (CEA), "National Electricity Plan, Volume II — Transmission," Ministry of Power, Government of India, New Delhi, 2023. [Online]. Available: https://cea.nic.in World Bank, "Nepal–India Electricity Transmission and Trade Project," Washington, DC, USA. [Online]. Available: https://accountabilityconsole.com/projects/nepal-india-electricity-transmission-and-trade-project/
BAU | 15 | Mainahiya (India) – Sampatiya (Nepal) | IN_N | NP | 1 | 2019 | Grid-to-Grid | 150 | 132kV | AC | Bi-directional | Operational | Mixed | Zixuan v3 (Sheet 1) | Central Electricity Authority (CEA), "Manual on Transmission Planning Criteria 2023," CEA, New Delhi, India, 2023. [Online]. Available: https://cea.nic.in Central Electricity Authority (CEA), "National Electricity Plan, Volume II — Transmission," Ministry of Power, Government of India, New Delhi, 2023. [Online]. Available: https://cea.nic.in World Bank, "Nepal–India Electricity Transmission and Trade Project," Washington, DC, USA. [Online]. Available: https://accountabilityconsole.com/projects/nepal-india-electricity-transmission-and-trade-project/
BAU | 16 | New Butwal (Nepal) – Gorakhpur (India) | NP | IN_N | 2 | 2025 | Grid-to-Grid | 1000 | 400 kV | AC | Bi‑directional | Under Construction | Hydro | Zixuan v3 (Sheet 1) | Central Electricity Authority (CEA), "Manual on Transmission Planning Criteria 2023," CEA, New Delhi, India, 2023. [Online]. Available: https://cea.nic.in Central Electricity Authority (CEA), "National Electricity Plan, Volume II — Transmission," Ministry of Power, Government of India, New Delhi, 2023. [Online]. Available: https://cea.nic.in World Bank, "Nepal–India Electricity Transmission and Trade Project," Washington, DC, USA. [Online]. Available: https://accountabilityconsole.com/projects/nepal-india-electricity-transmission-and-trade-project/
BAU | 17 | Inaruwa (Duhabi) → Purnia 400 kV | NP | IN_E | 1 | 2027 | Grid-to-Grid | 1000 | 400 kV | AC | Bi‑directional | Planned | Hydro | Zixuan v3 (Sheet 1) | Central Electricity Authority (CEA), "Manual on Transmission Planning Criteria 2023," CEA, New Delhi, India, 2023. [Online]. Available: https://cea.nic.in Central Electricity Authority (CEA), "National Electricity Plan, Volume II — Transmission," Ministry of Power, Government of India, New Delhi, 2023. [Online]. Available: https://cea.nic.in World Bank, "Nepal–India Electricity Transmission and Trade Project," Washington, DC, USA. [Online]. Available: https://accountabilityconsole.com/projects/nepal-india-electricity-transmission-and-trade-project/
BAU | 18 | Dodhara (Lamki) → Bareli 400 kV | NP | IN_N | 1 | 2028 | Grid-to-Grid | 1000 | 400 kV | AC | Bi‑directional | Planned | Hydro | Zixuan v3 (Sheet 1) | Central Electricity Authority (CEA), "Manual on Transmission Planning Criteria 2023," CEA, New Delhi, India, 2023. [Online]. Available: https://cea.nic.in Central Electricity Authority (CEA), "National Electricity Plan, Volume II — Transmission," Ministry of Power, Government of India, New Delhi, 2023. [Online]. Available: https://cea.nic.in World Bank, "Nepal–India Electricity Transmission and Trade Project," Washington, DC, USA. [Online]. Available: https://accountabilityconsole.com/projects/nepal-india-electricity-transmission-and-trade-project/
BAU | 19 | India → Sri Lanka HVDC interconnector (Madurai ↔ Mannar / Anuradhapura) | IN_S | LK | 1 | 2039 | Grid-to-Grid | 500 | ±500 kV | DC | Bi‑directional | Proposed / Planning | Mixed (hydro / renewables / fossil) | Zixuan v3 (Sheet 1) | USAID/USTDA, "India–Sri Lanka HVDC Interconnection Feasibility Study," 2012. [Online]. Available: https://en.wikipedia.org/wiki/India-Sri_Lanka_HVDC_Interconnection Central Electricity Authority (CEA), "National Electricity Plan, Volume II — Transmission," Ministry of Power, Government of India, New Delhi, 2023. [Online]. Available: https://cea.nic.in
BAU | 20 | Anarmani (Nepal) – Kishanganj (India) | NP | IN_E | 1 |  | Grid-to-Grid | 1000 | 400 | AC | Bi-directional | Proposed | Mixed | https://kathmandupost.com/national/2024/01/08/nepal-and-india-to-explore-potential-of-more-high-capacity-electricity-transmission-lines?utm_source=chatgpt.com | Central Electricity Authority (CEA), "Manual on Transmission Planning Criteria 2023," CEA, New Delhi, India, 2023. [Online]. Available: https://cea.nic.in Central Electricity Authority (CEA), "National Electricity Plan, Volume II — Transmission," Ministry of Power, Government of India, New Delhi, 2023. [Online]. Available: https://cea.nic.in World Bank, "Nepal–India Electricity Transmission and Trade Project," Washington, DC, USA. [Online]. Available: https://accountabilityconsole.com/projects/nepal-india-electricity-transmission-and-trade-project/
BAU | 21 | Lamahi (Dang)-Lucknow (Uttar Pradesh) | NP | IN_N | 1 |  | Grid-to-Grid | 1000 | 400 | AC | Bi-directional | Proposed | Mixed | Zixuan v3 | Central Electricity Authority (CEA), "Manual on Transmission Planning Criteria 2023," CEA, New Delhi, India, 2023. [Online]. Available: https://cea.nic.in Central Electricity Authority (CEA), "National Electricity Plan, Volume II — Transmission," Ministry of Power, Government of India, New Delhi, 2023. [Online]. Available: https://cea.nic.in World Bank, "Nepal–India Electricity Transmission and Trade Project," Washington, DC, USA. [Online]. Available: https://accountabilityconsole.com/projects/nepal-india-electricity-transmission-and-trade-project/
BAU | 22 | Nijgadh (Bara)-Motihari (Bihar) | NP | IN_E | 1 |  | Grid-to-Grid | 1000 | 400 | AC | Bi-directional | Proposed | Mixed | Zixuan v3 | Central Electricity Authority (CEA), "Manual on Transmission Planning Criteria 2023," CEA, New Delhi, India, 2023. [Online]. Available: https://cea.nic.in Central Electricity Authority (CEA), "National Electricity Plan, Volume II — Transmission," Ministry of Power, Government of India, New Delhi, 2023. [Online]. Available: https://cea.nic.in World Bank, "Nepal–India Electricity Transmission and Trade Project," Washington, DC, USA. [Online]. Available: https://accountabilityconsole.com/projects/nepal-india-electricity-transmission-and-trade-project/
BAU | 23 | Katihar- Parbatipur | IN_E | BD | 1 | 2028 | Grid-to-Grid | 2000 | 765 | DC | Bi-directional | Proposed | Mixed | https://cpd-power-energy-study.com/bangladesh-india-review-progress-of-katihar-parbatipur-baranagar-765kv-transmission-line/?utm_source=chatgpt.com | Power Division, MoPEMR / JICA / IEEJ, "Integrated Energy and Power Master Plan (IEPMP) 2023," Government of the People's Republic of Bangladesh, Dhaka, Nov. 2023. [Online]. Available: https://powerdivision.portal.gov.bd Power Grid Company of Bangladesh (PGCB), "Transmission Information," PGCB, Dhaka, Bangladesh, Dec. 2025. [Online]. Available: https://www.pgcb.gov.bd/
BAU | 24 | Parbatipur-Boronagar | BD | IN_E | 1 | 2028 | Grid-to-Grid | 2000 | 765 | DC | Bi-directional | Proposed | Mixed | Zixuan v3 | Power Grid Company of Bangladesh (PGCB), "Transmission Information," PGCB, Dhaka, Bangladesh, Dec. 2025. [Online]. Available: https://www.pgcb.gov.bd/
BAU | 25 | Adani Company explore 5GW to India | BT | IN_E | 1 |  | Grid-to-Grid | 5000 |  | AC | Bi-directional | Proposed | Mixed | Zixuan v3 | Ministry of Energy and Natural Resources (MoENR), "National Energy Policy 2025 — Empowering Energy Security and Sustainable Growth," Royal Government of Bhutan, Thimphu, Jun. 2025. [Online]. Available: https://www.moenr.gov.bt/wp-content/uploads/2017/07/National-Energy-Policy-2025.pdf Japan International Cooperation Agency (JICA), "Bhutan Power System Master Plan 2040," JICA/Ministry of Economic Affairs, Thimphu, Bhutan, 2022. [Online]. Available: https://www.jica.go.jp/english/overseas/bhutan/information/topics/2022/220518.html
BAU | 26 | Adani Power Godda HVDC (India → Bangladesh) | IN_E | BD | 1 | 2023 | Godda Coal Plant | 1496 | 400 kV | HVDC | Uni-directional | Operational | Fossil | Bangladesh_Power_Sector.xlsx | Bangladesh Power Development Board (BPDB), "Daily Generation Report," BPDB, Dhaka, Bangladesh, Feb. 2026. [Online]. Available: https://www.bpdb.gov.bd/
BAU | 27 | Nepal Hydro Import Trial (via India) | NP | BD | 1 | 2025 | Grid-to-Grid | 40 | HVDC | DC | Uni-directional | Trial/Partial | Hydro | Bangladesh_Power_Sector.xlsx | Bangladesh Power Development Board (BPDB), "Daily Generation Report," BPDB, Dhaka, Bangladesh, Feb. 2026. [Online]. Available: https://www.bpdb.gov.bd/
BAU | 28 | Barapukuria HVDC B2B Station | IN_E | BD | 1 | 2030 | Grid-to-Grid | 750 | 400 kV | HVDC B2B | Bi-directional | Planned | Mixed | IEPMP 2023 | Power Division, MoPEMR / JICA / IEEJ, "Integrated Energy and Power Master Plan (IEPMP) 2023," Government of the People's Republic of Bangladesh, Dhaka, Nov. 2023. [Online]. Available: https://powerdivision.portal.gov.bd Power Division, MoPEMR / JICA, "Revisiting Power System Master Plan (PSMP) 2016," Government of the People's Republic of Bangladesh, Dhaka, 2018.
BAU | 29 | Cumilla HVDC B2B Station (expansion) | IN_NE | BD | 1 | 2032 | Grid-to-Grid | 750 | 400 kV | HVDC B2B | Bi-directional | Planned | Mixed | IEPMP 2023 | Power Division, MoPEMR / JICA / IEEJ, "Integrated Energy and Power Master Plan (IEPMP) 2023," Government of the People's Republic of Bangladesh, Dhaka, Nov. 2023. [Online]. Available: https://powerdivision.portal.gov.bd Power Division, MoPEMR / JICA, "Revisiting Power System Master Plan (PSMP) 2016," Government of the People's Republic of Bangladesh, Dhaka, 2018.
BAU | 30 | Jamalpur HVDC B2B Station | IN_E | BD | 1 | 2033 | Grid-to-Grid | 750 | 400 kV | HVDC B2B | Bi-directional | Proposed | Mixed | IEPMP 2023 | Power Division, MoPEMR / JICA / IEEJ, "Integrated Energy and Power Master Plan (IEPMP) 2023," Government of the People's Republic of Bangladesh, Dhaka, Nov. 2023. [Online]. Available: https://powerdivision.portal.gov.bd
BAU | 31 | Sylhet HVDC B2B Station | IN_NE | BD | 1 | 2035 | Grid-to-Grid | 750 | 400 kV | HVDC B2B | Bi-directional | Proposed | Mixed | IEPMP 2023 | Power Division, MoPEMR / JICA / IEEJ, "Integrated Energy and Power Master Plan (IEPMP) 2023," Government of the People's Republic of Bangladesh, Dhaka, Nov. 2023. [Online]. Available: https://powerdivision.portal.gov.bd Power Division, MoPEMR / JICA, "Revisiting Power System Master Plan (PSMP) 2016," Government of the People's Republic of Bangladesh, Dhaka, 2018.
BAU | 32 | Second Bheramara HVDC Expansion | IN_E | BD | 1 | 2029 | Grid-to-Grid | 500 | 400 kV | HVDC B2B | Bi-directional | Proposed | Mixed | PGCB / IEPMP 2023 | Power Division, MoPEMR / JICA / IEEJ, "Integrated Energy and Power Master Plan (IEPMP) 2023," Government of the People's Republic of Bangladesh, Dhaka, Nov. 2023. [Online]. Available: https://powerdivision.portal.gov.bd Power Grid Company of Bangladesh (PGCB), "Transmission Information," PGCB, Dhaka, Bangladesh, Dec. 2025. [Online]. Available: https://www.pgcb.gov.bd/
BAU | 33 | Nepal Hydro Import – Dedicated Line | NP | BD | 1 | 2033 | Hydro | 1000 | 400 kV / 765 kV | AC/HVDC | Uni-directional | Under Study | Hydro | IEPMP 2023 | Power Division, MoPEMR / JICA / IEEJ, "Integrated Energy and Power Master Plan (IEPMP) 2023," Government of the People's Republic of Bangladesh, Dhaka, Nov. 2023. [Online]. Available: https://powerdivision.portal.gov.bd
BAU | 34 | Bhutan Hydro Import – Dedicated Line | BT | BD | 1 | 2035 | Hydro | 750 | 400 kV | AC | Uni-directional | Under Study | Hydro | IEPMP 2023 | Power Division, MoPEMR / JICA / IEEJ, "Integrated Energy and Power Master Plan (IEPMP) 2023," Government of the People's Republic of Bangladesh, Dhaka, Nov. 2023. [Online]. Available: https://powerdivision.portal.gov.bd
BAU | 35 | Punatsangchhu-I → Alipurduar 400 kV D/C | BT | IN_E | 2 | 2020 | Punatsangchhu-I HP | 1200 | 400 kV | AC | Uni-directional | Operational | Hydro | BPC PDB 2024 | Japan International Cooperation Agency (JICA), "Bhutan Power System Master Plan 2040," JICA/Ministry of Economic Affairs, Thimphu, Bhutan, 2022. [Online]. Available: https://www.jica.go.jp/english/overseas/bhutan/information/topics/2022/220518.html Bhutan Power Corporation Limited (BPC), "National Transmission Grid Master Plan (NTGMP 2018)," BPC, Thimphu, Bhutan, 2018.
BAU | 36 | Punatsangchhu-II → Alipurduar 400 kV D/C | BT | IN_E | 2 | 2024 | Punatsangchhu-II HP | 1200 | 400 kV | AC | Uni-directional | Operational | Hydro | BPC PDB 2024 | Japan International Cooperation Agency (JICA), "Bhutan Power System Master Plan 2040," JICA/Ministry of Economic Affairs, Thimphu, Bhutan, 2022. [Online]. Available: https://www.jica.go.jp/english/overseas/bhutan/information/topics/2022/220518.html Bhutan Power Corporation Limited (BPC), "National Transmission Grid Master Plan (NTGMP 2018)," BPC, Thimphu, Bhutan, 2018.
BAU | 37 | Samtse → Singhigaon 220 kV D/C | BT | IN_E | 1 | 2022 | Grid-to-Grid | 100 | 220 kV | AC | Bi-directional | Operational | Mixed | BPC PDB 2024 | Japan International Cooperation Agency (JICA), "Bhutan Power System Master Plan 2040," JICA/Ministry of Economic Affairs, Thimphu, Bhutan, 2022. [Online]. Available: https://www.jica.go.jp/english/overseas/bhutan/information/topics/2022/220518.html Bhutan Power Corporation Limited (BPC), "National Transmission Grid Master Plan (NTGMP 2018)," BPC, Thimphu, Bhutan, 2018.
BAU | 38 | Deothang → Motanga 132 kV S/C (India Border) | BT | IN_NE | 1 | 2010 | Kurichhu | 60 | 132 kV | AC | Uni-directional | Operational | Hydro | BPC PDB 2024 | Japan International Cooperation Agency (JICA), "Bhutan Power System Master Plan 2040," JICA/Ministry of Economic Affairs, Thimphu, Bhutan, 2022. [Online]. Available: https://www.jica.go.jp/english/overseas/bhutan/information/topics/2022/220518.html Bhutan Power Corporation Limited (BPC), "National Transmission Grid Master Plan (NTGMP 2018)," BPC, Thimphu, Bhutan, 2018.
BAU | 39 | Gelephu → Salakati 132 kV S/C | BT | IN_NE | 1 | 2010 | Grid-to-Grid | 50 | 132 kV | AC | Bi-directional | Operational | Mixed | BPC PDB 2024 | Japan International Cooperation Agency (JICA), "Bhutan Power System Master Plan 2040," JICA/Ministry of Economic Affairs, Thimphu, Bhutan, 2022. [Online]. Available: https://www.jica.go.jp/english/overseas/bhutan/information/topics/2022/220518.html Bhutan Power Corporation Limited (BPC), "National Transmission Grid Master Plan (NTGMP 2018)," BPC, Thimphu, Bhutan, 2018.
BAU | 40 | Kholongchhu HP Export Line 400 kV | BT | IN_NE | 2 | 2027 | Kholongchhu HP | 600 | 400 kV | AC | Uni-directional | Under Study | Hydro | NTGMP 2018 | Japan International Cooperation Agency (JICA), "Bhutan Power System Master Plan 2040," JICA/Ministry of Economic Affairs, Thimphu, Bhutan, 2022. [Online]. Available: https://www.jica.go.jp/english/overseas/bhutan/information/topics/2022/220518.html Bhutan Power Corporation Limited (BPC), "National Transmission Grid Master Plan (NTGMP 2018)," BPC, Thimphu, Bhutan, 2018.
BAU | 41 | Bunakha Reservoir Export Line 400 kV | BT | IN_E | 2 | 2030 | Bunakha HP | 2400 | 400 kV | AC | Uni-directional | Proposed | Hydro | BPSMP 2040 | Japan International Cooperation Agency (JICA), "Bhutan Power System Master Plan 2040," JICA/Ministry of Economic Affairs, Thimphu, Bhutan, 2022. [Online]. Available: https://www.jica.go.jp/english/overseas/bhutan/information/topics/2022/220518.html Bhutan Power Corporation Limited (BPC), "National Transmission Grid Master Plan (NTGMP 2018)," BPC, Thimphu, Bhutan, 2018.
BAU | 42 | Dorjilung HP Export Line 400 kV | BT | IN_NE | 2 | 2030 | Dorjilung HP | 1125 | 400 kV | AC | Uni-directional | Proposed | Hydro | BPSMP 2040 | Japan International Cooperation Agency (JICA), "Bhutan Power System Master Plan 2040," JICA/Ministry of Economic Affairs, Thimphu, Bhutan, 2022. [Online]. Available: https://www.jica.go.jp/english/overseas/bhutan/information/topics/2022/220518.html Bhutan Power Corporation Limited (BPC), "National Transmission Grid Master Plan (NTGMP 2018)," BPC, Thimphu, Bhutan, 2018.
BAU | 43 | Chamkharchhu HP Export Line 400 kV | BT | IN_E | 2 | 2028 | Chamkharchhu HP | 670 | 400 kV | AC | Uni-directional | Under Study | Hydro | BPSMP 2040 | Japan International Cooperation Agency (JICA), "Bhutan Power System Master Plan 2040," JICA/Ministry of Economic Affairs, Thimphu, Bhutan, 2022. [Online]. Available: https://www.jica.go.jp/english/overseas/bhutan/information/topics/2022/220518.html Bhutan Power Corporation Limited (BPC), "National Transmission Grid Master Plan (NTGMP 2018)," BPC, Thimphu, Bhutan, 2018.
BAU | 44 | Gelephu Mindfulness City Interconnection | BT | IN_NE | 1 | 2029 | Grid-to-Grid | 500 | 220/400 kV | AC | Bi-directional | Under Planning | Mixed | BPSMP 2040 | Japan International Cooperation Agency (JICA), "Bhutan Power System Master Plan 2040," JICA/Ministry of Economic Affairs, Thimphu, Bhutan, 2022. [Online]. Available: https://www.jica.go.jp/english/overseas/bhutan/information/topics/2022/220518.html Bhutan Power Corporation Limited (BPC), "National Transmission Grid Master Plan (NTGMP 2018)," BPC, Thimphu, Bhutan, 2018.
BAU | 45 | Nepalgunj → Nanpara 132 kV Cross-Border | NP | IN_N | 1 | 2026 | Grid-to-Grid | 150 | 132 kV | AC | Bi-directional | Under Construction | Mixed | NEA Annual 2024/25 | Central Electricity Authority (CEA), "National Electricity Plan, Volume II — Transmission," Ministry of Power, Government of India, New Delhi, 2023. [Online]. Available: https://cea.nic.in World Bank, "Nepal–India Electricity Transmission and Trade Project," Washington, DC, USA. [Online]. Available: https://accountabilityconsole.com/projects/nepal-india-electricity-transmission-and-trade-project/
BAU | 46 | Dhalkebar → Loharpatti 132 kV Expansion | NP | IN_E | 1 | 2025 | Grid-to-Grid | 150 | 132 kV | AC | Bi-directional | Operational/Expansion | Mixed | NEA Annual 2024/25 | Central Electricity Authority (CEA), "National Electricity Plan, Volume II — Transmission," Ministry of Power, Government of India, New Delhi, 2023. [Online]. Available: https://cea.nic.in World Bank, "Nepal–India Electricity Transmission and Trade Project," Washington, DC, USA. [Online]. Available: https://accountabilityconsole.com/projects/nepal-india-electricity-transmission-and-trade-project/
BAU | 47 | India–Sri Lanka HVDC Phase 2 (expansion) | IN_S | LK | 1 | 2040 | Grid-to-Grid | 500 | ±320 kV | HVDC VSC | Bi-directional | Conceptual | Mixed | LTGEP 2025-2044 | USAID/USTDA, "India–Sri Lanka HVDC Interconnection Feasibility Study," 2012. [Online]. Available: https://en.wikipedia.org/wiki/India-Sri_Lanka_HVDC_Interconnection Central Electricity Authority (CEA), "National Electricity Plan, Volume II — Transmission," Ministry of Power, Government of India, New Delhi, 2023. [Online]. Available: https://cea.nic.in
BAU | 48 | Raipur–Pugalur 2nd HVDC ±800kV | IN_E | IN_S | 1 | 2029 | Bulk Transfer | 6000 | ±800 kV | HVDC | Bi-directional | Planning | Mixed | NEP Vol.II | Central Electricity Authority (CEA), "National Electricity Plan, Volume II — Transmission," Ministry of Power, Government of India, New Delhi, 2023. [Online]. Available: https://cea.nic.in Power Grid Corporation of India Limited (POWERGRID), "Capex Plan and Transmission Network Data," POWERGRID, Gurugram, India, 2024.
BAU | 49 | Khargone–Pune 765kV | IN_W | IN_S | 2 | 2028 | WR-SR strengthening | 5000 | 765 kV | AC | Bi-directional | DPR Stage | Mixed | NEP Vol.II | Central Electricity Authority (CEA), "National Electricity Plan, Volume II — Transmission," Ministry of Power, Government of India, New Delhi, 2023. [Online]. Available: https://cea.nic.in Power Grid Corporation of India Limited (POWERGRID), "Capex Plan and Transmission Network Data," POWERGRID, Gurugram, India, 2024.
BAU | 50 | Sipat–Ranchi 765kV | IN_E | IN_N | 2 | 2029 | ER-NR strengthening | 3000 | 765 kV | AC | Bi-directional | Planning | Mixed | NEP Vol.II | Central Electricity Authority (CEA), "National Electricity Plan, Volume II — Transmission," Ministry of Power, Government of India, New Delhi, 2023. [Online]. Available: https://cea.nic.in Power Grid Corporation of India Limited (POWERGRID), "Capex Plan and Transmission Network Data," POWERGRID, Gurugram, India, 2024.
BAU | 51 | Bongaigaon–Siliguri 400kV NER Strengthening | IN_NE | IN_E | 2 | 2027 | NER-ER strengthening | 2000 | 400 kV | AC | Bi-directional | Under Construction | Mixed | NEP Vol.II / PGCIL | Central Electricity Authority (CEA), "National Electricity Plan, Volume II — Transmission," Ministry of Power, Government of India, New Delhi, 2023. [Online]. Available: https://cea.nic.in Power Grid Corporation of India Limited (POWERGRID), "Capex Plan and Transmission Network Data," POWERGRID, Gurugram, India, 2024.
Note on G20: Corregido de 2030 a 2039 per LTGEP 2025-2044 Chapter 13 (CEB, 2024)
Note on G24: India Planned: Muzaffarpur-Parbatipur 765kV, Expected COD 2027-28 (NEP Vol.II)
Note on G25: Same corridor as Katihar-Parbatipur (India NEP Vol.II, 2027-28)
Note on J28: Bangladesh_Power_Sector.xlsx: listed as HVDC, no specific kV given

## Interconnector_Params
scenario | Tech.ID | Tech | Tech.Name | Parameter.ID | Parameter | Unit | Projection.Mode | Projection.Parameter | 2023 | 2024 | 2025 | 2026 | 2027 | 2028 | 2029 | 2030 | 2031 | 2032 | 2033 | 2034 | 2035 | 2036 | 2037 | 2038 | 2039 | 2040 | 2041 | 2042 | 2043 | 2044 | 2045 | 2046 | 2047 | 2048 | 2049 | 2050 | IEEE Reference
BAU | 1 | TRNBGDXXINDEA | Cross-border interconnector: Bangladesh ↔ India East | 1 | CapitalCost | USD/kW | User defined | 0 | 380 | 380 | 380 | 380 | 380 | 380 | 380 | 380 | 380 | 380 | 380 | 380 | 380 | 380 | 380 | 380 | 380 | 380 | 380 | 380 | 380 | 380 | 380 | 380 | 380 | 380 | 380 | 380 | Central Electricity Authority (CEA), "Indian Transmission Line Cost Matrix for TBCB," CEA, New Delhi, India. Asian Development Bank (ADB), "Bangladesh–India Grid Interconnection Project (Bheramara)," ADB, Manila, Philippines. [Online]. Available: https://www.adb.org/projects/44192-013/main
BAU | 1 | TRNBGDXXINDEA | Cross-border interconnector: Bangladesh ↔ India East | 2 | FixedCost | USD/kW/yr | User defined | 0 | 5.7 | 5.7 | 5.7 | 5.7 | 5.7 | 5.7 | 5.7 | 5.7 | 5.7 | 5.7 | 5.7 | 5.7 | 5.7 | 5.7 | 5.7 | 5.7 | 5.7 | 5.7 | 5.7 | 5.7 | 5.7 | 5.7 | 5.7 | 5.7 | 5.7 | 5.7 | 5.7 | 5.7 | Central Electricity Authority (CEA), "Indian Transmission Line Cost Matrix for TBCB," CEA, New Delhi, India. Asian Development Bank (ADB), "Bangladesh–India Grid Interconnection Project (Bheramara)," ADB, Manila, Philippines. [Online]. Available: https://www.adb.org/projects/44192-013/main
BAU | 1 | TRNBGDXXINDEA | Cross-border interconnector: Bangladesh ↔ India East | 3 | ResidualCapacity | GW | User defined | 0 | 2.496 | 2.496 | 2.496 | 2.496 | 2.496 | 2.496 | 2.996 | 3.746 | 3.746 | 3.746 | 4.496 | 4.496 | 4.496 | 4.496 | 4.496 | 4.496 | 4.496 | 4.496 | 4.496 | 4.496 | 4.496 | 4.496 | 4.496 | 4.496 | 4.496 | 4.496 | 4.496 | 4.496 | Power Grid Company of Bangladesh (PGCB), "Transmission Information," PGCB, Dhaka, Bangladesh, Dec. 2025. [Online]. Available: https://www.pgcb.gov.bd/ Bangladesh Power Development Board (BPDB), "Daily Generation Report," BPDB, Dhaka, Bangladesh, Feb. 2026. [Online]. Available: https://www.bpdb.gov.bd/
BAU | 1 | TRNBGDXXINDEA | Cross-border interconnector: Bangladesh ↔ India East | 4 | TotalAnnualMaxCapacity | GW | User defined | 0 | [28 empty] | Power Division, MoPEMR / JICA / IEEJ, "Integrated Energy and Power Master Plan (IEPMP) 2023," Government of the People's Republic of Bangladesh, Dhaka, Nov. 2023. [Online]. Available: https://powerdivision.portal.gov.bd Power Grid Company of Bangladesh (PGCB), "Transmission Information," PGCB, Dhaka, Bangladesh, Dec. 2025. [Online]. Available: https://www.pgcb.gov.bd/ | bar: 2023
BAU | 1 | TRNBGDXXINDEA | Cross-border interconnector: Bangladesh ↔ India East | 13 | CapacityFactor | fraction | User defined | 0 | 0.85 | 0.85 | 0.85 | 0.85 | 0.85 | 0.85 | 0.85 | 0.85 | 0.85 | 0.85 | 0.85 | 0.85 | 0.85 | 0.85 | 0.85 | 0.85 | 0.85 | 0.85 | 0.85 | 0.85 | 0.85 | 0.85 | 0.85 | 0.85 | 0.85 | 0.85 | 0.85 | 0.85 | Power Division, MoPEMR / JICA / IEEJ, "Integrated Energy and Power Master Plan (IEPMP) 2023," Government of the People's Republic of Bangladesh, Dhaka, Nov. 2023. [Online]. Available: https://powerdivision.portal.gov.bd
BAU | 1 | TRNBGDXXINDEA | Cross-border interconnector: Bangladesh ↔ India East | 14 | TransmissionLossFactor | fraction | User defined | 0 | 0.035 | 0.035 | 0.035 | 0.035 | 0.035 | 0.035 | 0.035 | 0.035 | 0.035 | 0.035 | 0.035 | 0.035 | 0.035 | 0.035 | 0.035 | 0.035 | 0.035 | 0.035 | 0.035 | 0.035 | 0.035 | 0.035 | 0.035 | 0.035 | 0.035 | 0.035 | 0.035 | 0.035 | Power Division, MoPEMR / JICA / IEEJ, "Integrated Energy and Power Master Plan (IEPMP) 2023," Government of the People's Republic of Bangladesh, Dhaka, Nov. 2023. [Online]. Available: https://powerdivision.portal.gov.bd
BAU | 1 | TRNBGDXXINDEA | Cross-border interconnector: Bangladesh ↔ India East | 2 | OperationalLife | years | User defined | 0 | 40 | 40 | 40 | 40 | 40 | 40 | 40 | 40 | 40 | 40 | 40 | 40 | 40 | 40 | 40 | 40 | 40 | 40 | 40 | 40 | 40 | 40 | 40 | 40 | 40 | 40 | 40 | 40 | Power Division, MoPEMR / JICA / IEEJ, "Integrated Energy and Power Master Plan (IEPMP) 2023," Government of the People's Republic of Bangladesh, Dhaka, Nov. 2023. [Online]. Available: https://powerdivision.portal.gov.bd
BAU | 2 | TRNBGDXXINDNE | Cross-border interconnector: Bangladesh ↔ India Northeast | 1 | CapitalCost | USD/kW | User defined | 0 | 250 | 250 | 250 | 250 | 250 | 250 | 250 | 250 | 250 | 250 | 250 | 250 | 250 | 250 | 250 | 250 | 250 | 250 | 250 | 250 | 250 | 250 | 250 | 250 | 250 | 250 | 250 | 250 | Central Electricity Authority (CEA), "Indian Transmission Line Cost Matrix for TBCB," CEA, New Delhi, India. Asian Development Bank (ADB), "Bangladesh–India Grid Interconnection Project (Bheramara)," ADB, Manila, Philippines. [Online]. Available: https://www.adb.org/projects/44192-013/main
BAU | 2 | TRNBGDXXINDNE | Cross-border interconnector: Bangladesh ↔ India Northeast | 2 | FixedCost | USD/kW/yr | User defined | 0 | 3.8 | 3.8 | 3.8 | 3.8 | 3.8 | 3.8 | 3.8 | 3.8 | 3.8 | 3.8 | 3.8 | 3.8 | 3.8 | 3.8 | 3.8 | 3.8 | 3.8 | 3.8 | 3.8 | 3.8 | 3.8 | 3.8 | 3.8 | 3.8 | 3.8 | 3.8 | 3.8 | 3.8 | Central Electricity Authority (CEA), "Indian Transmission Line Cost Matrix for TBCB," CEA, New Delhi, India. Asian Development Bank (ADB), "Bangladesh–India Grid Interconnection Project (Bheramara)," ADB, Manila, Philippines. [Online]. Available: https://www.adb.org/projects/44192-013/main
BAU | 2 | TRNBGDXXINDNE | Cross-border interconnector: Bangladesh ↔ India Northeast | 3 | ResidualCapacity | GW | User defined | 0 | 0.16 | 0.16 | 0.16 | 0.16 | 0.16 | 1.16 | 1.16 | 1.16 | 1.16 | 1.91 | 1.91 | 1.91 | 2.66 | 2.66 | 2.66 | 2.66 | 2.66 | 2.66 | 2.66 | 2.66 | 2.66 | 2.66 | 2.66 | 2.66 | 2.66 | 2.66 | 2.66 | 2.66 | Power Grid Company of Bangladesh (PGCB), "Transmission Information," PGCB, Dhaka, Bangladesh, Dec. 2025. [Online]. Available: https://www.pgcb.gov.bd/ Bangladesh Power Development Board (BPDB), "Daily Generation Report," BPDB, Dhaka, Bangladesh, Feb. 2026. [Online]. Available: https://www.bpdb.gov.bd/
BAU | 2 | TRNBGDXXINDNE | Cross-border interconnector: Bangladesh ↔ India Northeast | 4 | TotalAnnualMaxCapacity | GW | User defined | 0 | [28 empty] | Power Division, MoPEMR / JICA / IEEJ, "Integrated Energy and Power Master Plan (IEPMP) 2023," Government of the People's Republic of Bangladesh, Dhaka, Nov. 2023. [Online]. Available: https://powerdivision.portal.gov.bd Power Grid Company of Bangladesh (PGCB), "Transmission Information," PGCB, Dhaka, Bangladesh, Dec. 2025. [Online]. Available: https://www.pgcb.gov.bd/ | bar: 2023
BAU | 2 | TRNBGDXXINDNE | Cross-border interconnector: Bangladesh ↔ India Northeast | 13 | CapacityFactor | fraction | User defined | 0 | 0.8 | 0.8 | 0.8 | 0.8 | 0.8 | 0.8 | 0.8 | 0.8 | 0.8 | 0.8 | 0.8 | 0.8 | 0.8 | 0.8 | 0.8 | 0.8 | 0.8 | 0.8 | 0.8 | 0.8 | 0.8 | 0.8 | 0.8 | 0.8 | 0.8 | 0.8 | 0.8 | 0.8 | Power Division, MoPEMR / JICA / IEEJ, "Integrated Energy and Power Master Plan (IEPMP) 2023," Government of the People's Republic of Bangladesh, Dhaka, Nov. 2023. [Online]. Available: https://powerdivision.portal.gov.bd
BAU | 2 | TRNBGDXXINDNE | Cross-border interconnector: Bangladesh ↔ India Northeast | 14 | TransmissionLossFactor | fraction | User defined | 0 | 0.04 | 0.04 | 0.04 | 0.04 | 0.04 | 0.04 | 0.04 | 0.04 | 0.04 | 0.04 | 0.04 | 0.04 | 0.04 | 0.04 | 0.04 | 0.04 | 0.04 | 0.04 | 0.04 | 0.04 | 0.04 | 0.04 | 0.04 | 0.04 | 0.04 | 0.04 | 0.04 | 0.04 | Power Division, MoPEMR / JICA / IEEJ, "Integrated Energy and Power Master Plan (IEPMP) 2023," Government of the People's Republic of Bangladesh, Dhaka, Nov. 2023. [Online]. Available: https://powerdivision.portal.gov.bd
BAU | 2 | TRNBGDXXINDNE | Cross-border interconnector: Bangladesh ↔ India Northeast | 2 | OperationalLife | years | User defined | 0 | 40 | 40 | 40 | 40 | 40 | 40 | 40 | 40 | 40 | 40 | 40 | 40 | 40 | 40 | 40 | 40 | 40 | 40 | 40 | 40 | 40 | 40 | 40 | 40 | 40 | 40 | 40 | 40 | Power Division, MoPEMR / JICA / IEEJ, "Integrated Energy and Power Master Plan (IEPMP) 2023," Government of the People's Republic of Bangladesh, Dhaka, Nov. 2023. [Online]. Available: https://powerdivision.portal.gov.bd
BAU | 3 | TRNBTNXXINDEA | Cross-border interconnector: Bhutan ↔ India East | 1 | CapitalCost | USD/kW | User defined | 0 | 150 | 150 | 150 | 150 | 150 | 150 | 150 | 150 | 150 | 150 | 150 | 150 | 150 | 150 | 150 | 150 | 150 | 150 | 150 | 150 | 150 | 150 | 150 | 150 | 150 | 150 | 150 | 150 | Central Electricity Authority (CEA), "Indian Transmission Line Cost Matrix for TBCB," CEA, New Delhi, India. Bhutan Power Corporation Limited (BPC), "Power Data Book 2024," BPC, Thimphu, Bhutan, 2024. [Online]. Available: https://www.bpc.bt/ Japan International Cooperation Agency (JICA), "Bhutan Power System Master Plan 2040," JICA/Ministry of Economic Affairs, Thimphu, Bhutan, 2022. [Online]. Available: https://www.jica.go.jp/english/overseas/bhutan/information/topics/2022/220518.html
BAU | 3 | TRNBTNXXINDEA | Cross-border interconnector: Bhutan ↔ India East | 2 | FixedCost | USD/kW/yr | User defined | 0 | 2.2 | 2.2 | 2.2 | 2.2 | 2.2 | 2.2 | 2.2 | 2.2 | 2.2 | 2.2 | 2.2 | 2.2 | 2.2 | 2.2 | 2.2 | 2.2 | 2.2 | 2.2 | 2.2 | 2.2 | 2.2 | 2.2 | 2.2 | 2.2 | 2.2 | 2.2 | 2.2 | 2.2 | Central Electricity Authority (CEA), "Indian Transmission Line Cost Matrix for TBCB," CEA, New Delhi, India. Bhutan Power Corporation Limited (BPC), "Power Data Book 2024," BPC, Thimphu, Bhutan, 2024. [Online]. Available: https://www.bpc.bt/ Japan International Cooperation Agency (JICA), "Bhutan Power System Master Plan 2040," JICA/Ministry of Economic Affairs, Thimphu, Bhutan, 2022. [Online]. Available: https://www.jica.go.jp/english/overseas/bhutan/information/topics/2022/220518.html
BAU | 3 | TRNBTNXXINDEA | Cross-border interconnector: Bhutan ↔ India East | 3 | ResidualCapacity | GW | User defined | 0 | 5.992 | 7.192 | 7.192 | 7.192 | 7.192 | 7.862 | 7.862 | 10.262 | 10.262 | 10.262 | 10.262 | 10.262 | 10.262 | 10.262 | 10.262 | 10.262 | 10.262 | 10.262 | 10.262 | 10.262 | 10.262 | 10.262 | 10.262 | 10.262 | 10.262 | 10.262 | 10.262 | 10.262 | Bhutan Power Corporation Limited (BPC), "Power Data Book 2024," BPC, Thimphu, Bhutan, 2024. [Online]. Available: https://www.bpc.bt/ Bhutan Power Corporation Limited (BPC), "National Transmission Grid Master Plan (NTGMP 2018)," BPC, Thimphu, Bhutan, 2018.
BAU | 3 | TRNBTNXXINDEA | Cross-border interconnector: Bhutan ↔ India East | 4 | TotalAnnualMaxCapacity | GW | User defined | 0 | [28 empty] | Japan International Cooperation Agency (JICA), "Bhutan Power System Master Plan 2040," JICA/Ministry of Economic Affairs, Thimphu, Bhutan, 2022. [Online]. Available: https://www.jica.go.jp/english/overseas/bhutan/information/topics/2022/220518.html Bhutan Power Corporation Limited (BPC), "National Transmission Grid Master Plan (NTGMP 2018)," BPC, Thimphu, Bhutan, 2018. | bar: 2023
BAU | 3 | TRNBTNXXINDEA | Cross-border interconnector: Bhutan ↔ India East | 13 | CapacityFactor | fraction | User defined | 0 | 0.9 | 0.9 | 0.9 | 0.9 | 0.9 | 0.9 | 0.9 | 0.9 | 0.9 | 0.9 | 0.9 | 0.9 | 0.9 | 0.9 | 0.9 | 0.9 | 0.9 | 0.9 | 0.9 | 0.9 | 0.9 | 0.9 | 0.9 | 0.9 | 0.9 | 0.9 | 0.9 | 0.9 | Japan International Cooperation Agency (JICA), "Bhutan Power System Master Plan 2040," JICA/Ministry of Economic Affairs, Thimphu, Bhutan, 2022. [Online]. Available: https://www.jica.go.jp/english/overseas/bhutan/information/topics/2022/220518.html
BAU | 3 | TRNBTNXXINDEA | Cross-border interconnector: Bhutan ↔ India East | 14 | TransmissionLossFactor | fraction | User defined | 0 | 0.025 | 0.025 | 0.025 | 0.025 | 0.025 | 0.025 | 0.025 | 0.025 | 0.025 | 0.025 | 0.025 | 0.025 | 0.025 | 0.025 | 0.025 | 0.025 | 0.025 | 0.025 | 0.025 | 0.025 | 0.025 | 0.025 | 0.025 | 0.025 | 0.025 | 0.025 | 0.025 | 0.025 | Japan International Cooperation Agency (JICA), "Bhutan Power System Master Plan 2040," JICA/Ministry of Economic Affairs, Thimphu, Bhutan, 2022. [Online]. Available: https://www.jica.go.jp/english/overseas/bhutan/information/topics/2022/220518.html
BAU | 3 | TRNBTNXXINDEA | Cross-border interconnector: Bhutan ↔ India East | 2 | OperationalLife | years | User defined | 0 | 40 | 40 | 40 | 40 | 40 | 40 | 40 | 40 | 40 | 40 | 40 | 40 | 40 | 40 | 40 | 40 | 40 | 40 | 40 | 40 | 40 | 40 | 40 | 40 | 40 | 40 | 40 | 40 | Japan International Cooperation Agency (JICA), "Bhutan Power System Master Plan 2040," JICA/Ministry of Economic Affairs, Thimphu, Bhutan, 2022. [Online]. Available: https://www.jica.go.jp/english/overseas/bhutan/information/topics/2022/220518.html
BAU | 4 | TRNBTNXXINDNE | Cross-border interconnector: Bhutan ↔ India Northeast | 1 | CapitalCost | USD/kW | User defined | 0 | 180 | 180 | 180 | 180 | 180 | 180 | 180 | 180 | 180 | 180 | 180 | 180 | 180 | 180 | 180 | 180 | 180 | 180 | 180 | 180 | 180 | 180 | 180 | 180 | 180 | 180 | 180 | 180 | Central Electricity Authority (CEA), "Indian Transmission Line Cost Matrix for TBCB," CEA, New Delhi, India. Bhutan Power Corporation Limited (BPC), "Power Data Book 2024," BPC, Thimphu, Bhutan, 2024. [Online]. Available: https://www.bpc.bt/ Japan International Cooperation Agency (JICA), "Bhutan Power System Master Plan 2040," JICA/Ministry of Economic Affairs, Thimphu, Bhutan, 2022. [Online]. Available: https://www.jica.go.jp/english/overseas/bhutan/information/topics/2022/220518.html
BAU | 4 | TRNBTNXXINDNE | Cross-border interconnector: Bhutan ↔ India Northeast | 2 | FixedCost | USD/kW/yr | User defined | 0 | 2.7 | 2.7 | 2.7 | 2.7 | 2.7 | 2.7 | 2.7 | 2.7 | 2.7 | 2.7 | 2.7 | 2.7 | 2.7 | 2.7 | 2.7 | 2.7 | 2.7 | 2.7 | 2.7 | 2.7 | 2.7 | 2.7 | 2.7 | 2.7 | 2.7 | 2.7 | 2.7 | 2.7 | Central Electricity Authority (CEA), "Indian Transmission Line Cost Matrix for TBCB," CEA, New Delhi, India. Bhutan Power Corporation Limited (BPC), "Power Data Book 2024," BPC, Thimphu, Bhutan, 2024. [Online]. Available: https://www.bpc.bt/ Japan International Cooperation Agency (JICA), "Bhutan Power System Master Plan 2040," JICA/Ministry of Economic Affairs, Thimphu, Bhutan, 2022. [Online]. Available: https://www.jica.go.jp/english/overseas/bhutan/information/topics/2022/220518.html
BAU | 4 | TRNBTNXXINDNE | Cross-border interconnector: Bhutan ↔ India Northeast | 3 | ResidualCapacity | GW | User defined | 0 | 0.17 | 0.17 | 0.17 | 0.17 | 0.77 | 0.77 | 1.27 | 2.395 | 2.395 | 2.395 | 2.395 | 2.395 | 2.395 | 2.395 | 2.395 | 2.395 | 2.395 | 2.395 | 2.395 | 2.395 | 2.395 | 2.395 | 2.395 | 2.395 | 2.395 | 2.395 | 2.395 | 2.395 | Bhutan Power Corporation Limited (BPC), "Power Data Book 2024," BPC, Thimphu, Bhutan, 2024. [Online]. Available: https://www.bpc.bt/ Bhutan Power Corporation Limited (BPC), "National Transmission Grid Master Plan (NTGMP 2018)," BPC, Thimphu, Bhutan, 2018.
BAU | 4 | TRNBTNXXINDNE | Cross-border interconnector: Bhutan ↔ India Northeast | 4 | TotalAnnualMaxCapacity | GW | User defined | 0 | [28 empty] | Japan International Cooperation Agency (JICA), "Bhutan Power System Master Plan 2040," JICA/Ministry of Economic Affairs, Thimphu, Bhutan, 2022. [Online]. Available: https://www.jica.go.jp/english/overseas/bhutan/information/topics/2022/220518.html Bhutan Power Corporation Limited (BPC), "National Transmission Grid Master Plan (NTGMP 2018)," BPC, Thimphu, Bhutan, 2018.
BAU | 4 | TRNBTNXXINDNE | Cross-border interconnector: Bhutan ↔ India Northeast | 13 | CapacityFactor | fraction | User defined | 0 | 0.8 | 0.8 | 0.8 | 0.8 | 0.8 | 0.8 | 0.8 | 0.8 | 0.8 | 0.8 | 0.8 | 0.8 | 0.8 | 0.8 | 0.8 | 0.8 | 0.8 | 0.8 | 0.8 | 0.8 | 0.8 | 0.8 | 0.8 | 0.8 | 0.8 | 0.8 | 0.8 | 0.8 | Japan International Cooperation Agency (JICA), "Bhutan Power System Master Plan 2040," JICA/Ministry of Economic Affairs, Thimphu, Bhutan, 2022. [Online]. Available: https://www.jica.go.jp/english/overseas/bhutan/information/topics/2022/220518.html
BAU | 4 | TRNBTNXXINDNE | Cross-border interconnector: Bhutan ↔ India Northeast | 14 | TransmissionLossFactor | fraction | User defined | 0 | 0.04 | 0.04 | 0.04 | 0.04 | 0.04 | 0.04 | 0.04 | 0.04 | 0.04 | 0.04 | 0.04 | 0.04 | 0.04 | 0.04 | 0.04 | 0.04 | 0.04 | 0.04 | 0.04 | 0.04 | 0.04 | 0.04 | 0.04 | 0.04 | 0.04 | 0.04 | 0.04 | 0.04 | Japan International Cooperation Agency (JICA), "Bhutan Power System Master Plan 2040," JICA/Ministry of Economic Affairs, Thimphu, Bhutan, 2022. [Online]. Available: https://www.jica.go.jp/english/overseas/bhutan/information/topics/2022/220518.html
BAU | 4 | TRNBTNXXINDNE | Cross-border interconnector: Bhutan ↔ India Northeast | 2 | OperationalLife | years | User defined | 0 | 40 | 40 | 40 | 40 | 40 | 40 | 40 | 40 | 40 | 40 | 40 | 40 | 40 | 40 | 40 | 40 | 40 | 40 | 40 | 40 | 40 | 40 | 40 | 40 | 40 | 40 | 40 | 40 | Japan International Cooperation Agency (JICA), "Bhutan Power System Master Plan 2040," JICA/Ministry of Economic Affairs, Thimphu, Bhutan, 2022. [Online]. Available: https://www.jica.go.jp/english/overseas/bhutan/information/topics/2022/220518.html
BAU | 5 | TRNINDNONPLXX | Cross-border interconnector: Nepal ↔ India North | 1 | CapitalCost | USD/kW | User defined | 0 | 100 | 100 | 100 | 100 | 100 | 100 | 100 | 100 | 100 | 100 | 100 | 100 | 100 | 100 | 100 | 100 | 100 | 100 | 100 | 100 | 100 | 100 | 100 | 100 | 100 | 100 | 100 | 100 | Central Electricity Authority (CEA), "Indian Transmission Line Cost Matrix for TBCB," CEA, New Delhi, India. World Bank, "Nepal–India Electricity Transmission and Trade Project," Washington, DC, USA. [Online]. Available: https://accountabilityconsole.com/projects/nepal-india-electricity-transmission-and-trade-project/
BAU | 5 | TRNINDNONPLXX | Cross-border interconnector: Nepal ↔ India North | 2 | FixedCost | USD/kW/yr | User defined | 0 | 1.5 | 1.5 | 1.5 | 1.5 | 1.5 | 1.5 | 1.5 | 1.5 | 1.5 | 1.5 | 1.5 | 1.5 | 1.5 | 1.5 | 1.5 | 1.5 | 1.5 | 1.5 | 1.5 | 1.5 | 1.5 | 1.5 | 1.5 | 1.5 | 1.5 | 1.5 | 1.5 | 1.5 | Central Electricity Authority (CEA), "Indian Transmission Line Cost Matrix for TBCB," CEA, New Delhi, India. World Bank, "Nepal–India Electricity Transmission and Trade Project," Washington, DC, USA. [Online]. Available: https://accountabilityconsole.com/projects/nepal-india-electricity-transmission-and-trade-project/
BAU | 5 | TRNINDNONPLXX | Cross-border interconnector: Nepal ↔ India North | 3 | ResidualCapacity | GW | User defined | 0 | 0.5 | 0.5 | 1.5 | 1.65 | 1.65 | 2.65 | 2.65 | 2.65 | 2.65 | 2.65 | 2.65 | 2.65 | 2.65 | 2.65 | 2.65 | 2.65 | 2.65 | 2.65 | 2.65 | 2.65 | 2.65 | 2.65 | 2.65 | 2.65 | 2.65 | 2.65 | 2.65 | 2.65 | Central Electricity Authority (CEA), "Manual on Transmission Planning Criteria 2023," CEA, New Delhi, India, 2023. [Online]. Available: https://cea.nic.in Power Grid Corporation of India Limited (POWERGRID), "Capex Plan and Transmission Network Data," POWERGRID, Gurugram, India, 2024.
BAU | 5 | TRNINDNONPLXX | Cross-border interconnector: Nepal ↔ India North | 4 | TotalAnnualMaxCapacity | GW | User defined | 0 | [28 empty] | Central Electricity Authority (CEA), "National Electricity Plan, Volume II — Transmission," Ministry of Power, Government of India, New Delhi, 2023. [Online]. Available: https://cea.nic.in Power Grid Corporation of India Limited (POWERGRID), "Capex Plan and Transmission Network Data," POWERGRID, Gurugram, India, 2024. | bar: 2023
BAU | 5 | TRNINDNONPLXX | Cross-border interconnector: Nepal ↔ India North | 13 | CapacityFactor | fraction | User defined | 0 | 0.8 | 0.8 | 0.8 | 0.8 | 0.8 | 0.8 | 0.8 | 0.8 | 0.8 | 0.8 | 0.8 | 0.8 | 0.8 | 0.8 | 0.8 | 0.8 | 0.8 | 0.8 | 0.8 | 0.8 | 0.8 | 0.8 | 0.8 | 0.8 | 0.8 | 0.8 | 0.8 | 0.8 | Central Electricity Authority (CEA), "Manual on Transmission Planning Criteria 2023," CEA, New Delhi, India, 2023. [Online]. Available: https://cea.nic.in
BAU | 5 | TRNINDNONPLXX | Cross-border interconnector: Nepal ↔ India North | 14 | TransmissionLossFactor | fraction | User defined | 0 | 0.035 | 0.035 | 0.035 | 0.035 | 0.035 | 0.035 | 0.035 | 0.035 | 0.035 | 0.035 | 0.035 | 0.035 | 0.035 | 0.035 | 0.035 | 0.035 | 0.035 | 0.035 | 0.035 | 0.035 | 0.035 | 0.035 | 0.035 | 0.035 | 0.035 | 0.035 | 0.035 | 0.035 | Central Electricity Authority (CEA), "Manual on Transmission Planning Criteria 2023," CEA, New Delhi, India, 2023. [Online]. Available: https://cea.nic.in
BAU | 5 | TRNINDNONPLXX | Cross-border interconnector: Nepal ↔ India North | 2 | OperationalLife | years | User defined | 0 | 40 | 40 | 40 | 40 | 40 | 40 | 40 | 40 | 40 | 40 | 40 | 40 | 40 | 40 | 40 | 40 | 40 | 40 | 40 | 40 | 40 | 40 | 40 | 40 | 40 | 40 | 40 | 40 | Central Electricity Authority (CEA), "Manual on Transmission Planning Criteria 2023," CEA, New Delhi, India, 2023. [Online]. Available: https://cea.nic.in
BAU | 6 | TRNINDEANPLXX | Cross-border interconnector: Nepal ↔ India East | 1 | CapitalCost | USD/kW | User defined | 0 | 130 | 130 | 130 | 130 | 130 | 130 | 130 | 130 | 130 | 130 | 130 | 130 | 130 | 130 | 130 | 130 | 130 | 130 | 130 | 130 | 130 | 130 | 130 | 130 | 130 | 130 | 130 | 130 | Central Electricity Authority (CEA), "Indian Transmission Line Cost Matrix for TBCB," CEA, New Delhi, India. World Bank, "Nepal–India Electricity Transmission and Trade Project," Washington, DC, USA. [Online]. Available: https://accountabilityconsole.com/projects/nepal-india-electricity-transmission-and-trade-project/
BAU | 6 | TRNINDEANPLXX | Cross-border interconnector: Nepal ↔ India East | 2 | FixedCost | USD/kW/yr | User defined | 0 | 1.9 | 1.9 | 1.9 | 1.9 | 1.9 | 1.9 | 1.9 | 1.9 | 1.9 | 1.9 | 1.9 | 1.9 | 1.9 | 1.9 | 1.9 | 1.9 | 1.9 | 1.9 | 1.9 | 1.9 | 1.9 | 1.9 | 1.9 | 1.9 | 1.9 | 1.9 | 1.9 | 1.9 | Central Electricity Authority (CEA), "Indian Transmission Line Cost Matrix for TBCB," CEA, New Delhi, India. World Bank, "Nepal–India Electricity Transmission and Trade Project," Washington, DC, USA. [Online]. Available: https://accountabilityconsole.com/projects/nepal-india-electricity-transmission-and-trade-project/
BAU | 6 | TRNINDEANPLXX | Cross-border interconnector: Nepal ↔ India East | 3 | ResidualCapacity | GW | User defined | 0 | 1.2 | 1.2 | 1.35 | 1.35 | 2.35 | 2.35 | 2.35 | 2.35 | 2.35 | 2.35 | 2.35 | 2.35 | 2.35 | 2.35 | 2.35 | 2.35 | 2.35 | 2.35 | 2.35 | 2.35 | 2.35 | 2.35 | 2.35 | 2.35 | 2.35 | 2.35 | 2.35 | 2.35 | Central Electricity Authority (CEA), "Manual on Transmission Planning Criteria 2023," CEA, New Delhi, India, 2023. [Online]. Available: https://cea.nic.in Power Grid Corporation of India Limited (POWERGRID), "Capex Plan and Transmission Network Data," POWERGRID, Gurugram, India, 2024.
BAU | 6 | TRNINDEANPLXX | Cross-border interconnector: Nepal ↔ India East | 4 | TotalAnnualMaxCapacity | GW | User defined | 0 | [28 empty] | Central Electricity Authority (CEA), "National Electricity Plan, Volume II — Transmission," Ministry of Power, Government of India, New Delhi, 2023. [Online]. Available: https://cea.nic.in Power Grid Corporation of India Limited (POWERGRID), "Capex Plan and Transmission Network Data," POWERGRID, Gurugram, India, 2024. | bar: 2023
BAU | 6 | TRNINDEANPLXX | Cross-border interconnector: Nepal ↔ India East | 13 | CapacityFactor | fraction | User defined | 0 | 0.85 | 0.85 | 0.85 | 0.85 | 0.85 | 0.85 | 0.85 | 0.85 | 0.85 | 0.85 | 0.85 | 0.85 | 0.85 | 0.85 | 0.85 | 0.85 | 0.85 | 0.85 | 0.85 | 0.85 | 0.85 | 0.85 | 0.85 | 0.85 | 0.85 | 0.85 | 0.85 | 0.85 | Central Electricity Authority (CEA), "Manual on Transmission Planning Criteria 2023," CEA, New Delhi, India, 2023. [Online]. Available: https://cea.nic.in
BAU | 6 | TRNINDEANPLXX | Cross-border interconnector: Nepal ↔ India East | 14 | TransmissionLossFactor | fraction | User defined | 0 | 0.03 | 0.03 | 0.03 | 0.03 | 0.03 | 0.03 | 0.03 | 0.03 | 0.03 | 0.03 | 0.03 | 0.03 | 0.03 | 0.03 | 0.03 | 0.03 | 0.03 | 0.03 | 0.03 | 0.03 | 0.03 | 0.03 | 0.03 | 0.03 | 0.03 | 0.03 | 0.03 | 0.03 | Central Electricity Authority (CEA), "Manual on Transmission Planning Criteria 2023," CEA, New Delhi, India, 2023. [Online]. Available: https://cea.nic.in
BAU | 6 | TRNINDEANPLXX | Cross-border interconnector: Nepal ↔ India East | 2 | OperationalLife | years | User defined | 0 | 40 | 40 | 40 | 40 | 40 | 40 | 40 | 40 | 40 | 40 | 40 | 40 | 40 | 40 | 40 | 40 | 40 | 40 | 40 | 40 | 40 | 40 | 40 | 40 | 40 | 40 | 40 | 40 | Central Electricity Authority (CEA), "Manual on Transmission Planning Criteria 2023," CEA, New Delhi, India, 2023. [Online]. Available: https://cea.nic.in
BAU | 7 | TRNINDSOLKAXX | Cross-border interconnector: Sri Lanka ↔ India South | 1 | CapitalCost | USD/kW | User defined | 0 | 1031 | 1031 | 1031 | 1031 | 1031 | 1031 | 1031 | 1031 | 1031 | 1031 | 1031 | 1031 | 1031 | 1031 | 1031 | 1031 | 1031 | 1031 | 1031 | 1031 | 1031 | 1031 | 1031 | 1031 | 1031 | 1031 | 1031 | 1031 | USAID/USTDA, "India–Sri Lanka HVDC Interconnection Feasibility Study," 2012. [Online]. Available: https://en.wikipedia.org/wiki/India-Sri_Lanka_HVDC_Interconnection
BAU | 7 | TRNINDSOLKAXX | Cross-border interconnector: Sri Lanka ↔ India South | 2 | FixedCost | USD/kW/yr | User defined | 0 | 15.5 | 15.5 | 15.5 | 15.5 | 15.5 | 15.5 | 15.5 | 15.5 | 15.5 | 15.5 | 15.5 | 15.5 | 15.5 | 15.5 | 15.5 | 15.5 | 15.5 | 15.5 | 15.5 | 15.5 | 15.5 | 15.5 | 15.5 | 15.5 | 15.5 | 15.5 | 15.5 | 15.5 | USAID/USTDA, "India–Sri Lanka HVDC Interconnection Feasibility Study," 2012. [Online]. Available: https://en.wikipedia.org/wiki/India-Sri_Lanka_HVDC_Interconnection
BAU | 7 | TRNINDSOLKAXX | Cross-border interconnector: Sri Lanka ↔ India South | 3 | ResidualCapacity | GW | User defined | 0 | 0 | 0 | 0 | 0 | 0 | 0 | 0 | 0.5 | 0.5 | 0.5 | 0.5 | 0.5 | 0.5 | 0.5 | 0.5 | 0.5 | 0.5 | 1 | 1 | 1 | 1 | 1 | 1 | 1 | 1 | 1 | 1 | 1 | Central Electricity Authority (CEA), "Manual on Transmission Planning Criteria 2023," CEA, New Delhi, India, 2023. [Online]. Available: https://cea.nic.in Power Grid Corporation of India Limited (POWERGRID), "Capex Plan and Transmission Network Data," POWERGRID, Gurugram, India, 2024.
BAU | 7 | TRNINDSOLKAXX | Cross-border interconnector: Sri Lanka ↔ India South | 4 | TotalAnnualMaxCapacity | GW | User defined | 0 | [28 empty] | Central Electricity Authority (CEA), "National Electricity Plan, Volume II — Transmission," Ministry of Power, Government of India, New Delhi, 2023. [Online]. Available: https://cea.nic.in Power Grid Corporation of India Limited (POWERGRID), "Capex Plan and Transmission Network Data," POWERGRID, Gurugram, India, 2024.
BAU | 7 | TRNINDSOLKAXX | Cross-border interconnector: Sri Lanka ↔ India South | 13 | CapacityFactor | fraction | User defined | 0 | 0.85 | 0.85 | 0.85 | 0.85 | 0.85 | 0.85 | 0.85 | 0.85 | 0.85 | 0.85 | 0.85 | 0.85 | 0.85 | 0.85 | 0.85 | 0.85 | 0.85 | 0.85 | 0.85 | 0.85 | 0.85 | 0.85 | 0.85 | 0.85 | 0.85 | 0.85 | 0.85 | 0.85 | Central Electricity Authority (CEA), "Manual on Transmission Planning Criteria 2023," CEA, New Delhi, India, 2023. [Online]. Available: https://cea.nic.in
BAU | 7 | TRNINDSOLKAXX | Cross-border interconnector: Sri Lanka ↔ India South | 14 | TransmissionLossFactor | fraction | User defined | 0 | 0.05 | 0.05 | 0.05 | 0.05 | 0.05 | 0.05 | 0.05 | 0.05 | 0.05 | 0.05 | 0.05 | 0.05 | 0.05 | 0.05 | 0.05 | 0.05 | 0.05 | 0.05 | 0.05 | 0.05 | 0.05 | 0.05 | 0.05 | 0.05 | 0.05 | 0.05 | 0.05 | 0.05 | Central Electricity Authority (CEA), "Manual on Transmission Planning Criteria 2023," CEA, New Delhi, India, 2023. [Online]. Available: https://cea.nic.in
BAU | 7 | TRNINDSOLKAXX | Cross-border interconnector: Sri Lanka ↔ India South | 2 | OperationalLife | years | User defined | 0 | 40 | 40 | 40 | 40 | 40 | 40 | 40 | 40 | 40 | 40 | 40 | 40 | 40 | 40 | 40 | 40 | 40 | 40 | 40 | 40 | 40 | 40 | 40 | 40 | 40 | 40 | 40 | 40 | Central Electricity Authority (CEA), "Manual on Transmission Planning Criteria 2023," CEA, New Delhi, India, 2023. [Online]. Available: https://cea.nic.in
BAU | 8 | TRNINDEAINDNO | Cross-border interconnector: India North ↔ India East (internal) | 1 | CapitalCost | USD/kW | User defined | 0 | 300 | 300 | 300 | 300 | 300 | 300 | 300 | 300 | 300 | 300 | 300 | 300 | 300 | 300 | 300 | 300 | 300 | 300 | 300 | 300 | 300 | 300 | 300 | 300 | 300 | 300 | 300 | 300 | Central Electricity Authority (CEA), "Indian Transmission Line Cost Matrix for TBCB," CEA, New Delhi, India. Power Grid Corporation of India Limited (POWERGRID), "Transmission System Cost Data," POWERGRID, Gurugram, India.
BAU | 8 | TRNINDEAINDNO | Cross-border interconnector: India North ↔ India East (internal) | 2 | FixedCost | USD/kW/yr | User defined | 0 | 4.5 | 4.5 | 4.5 | 4.5 | 4.5 | 4.5 | 4.5 | 4.5 | 4.5 | 4.5 | 4.5 | 4.5 | 4.5 | 4.5 | 4.5 | 4.5 | 4.5 | 4.5 | 4.5 | 4.5 | 4.5 | 4.5 | 4.5 | 4.5 | 4.5 | 4.5 | 4.5 | 4.5 | Central Electricity Authority (CEA), "Indian Transmission Line Cost Matrix for TBCB," CEA, New Delhi, India. Power Grid Corporation of India Limited (POWERGRID), "Transmission System Cost Data," POWERGRID, Gurugram, India.
BAU | 8 | TRNINDEAINDNO | Cross-border interconnector: India North ↔ India East (internal) | 3 | ResidualCapacity | GW | User defined | 0 | 20 | 20 | 20 | 20 | 20 | 20 | 23 | 23 | 23 | 23 | 23 | 23 | 23 | 23 | 23 | 23 | 23 | 23 | 23 | 23 | 23 | 23 | 23 | 23 | 23 | 23 | 23 | 23 | Central Electricity Authority (CEA), "Manual on Transmission Planning Criteria 2023," CEA, New Delhi, India, 2023. [Online]. Available: https://cea.nic.in Power Grid Corporation of India Limited (POWERGRID), "Capex Plan and Transmission Network Data," POWERGRID, Gurugram, India, 2024.
BAU | 8 | TRNINDEAINDNO | Cross-border interconnector: India North ↔ India East (internal) | 4 | TotalAnnualMaxCapacity | GW | User defined | 0 | [28 empty] | Central Electricity Authority (CEA), "National Electricity Plan, Volume II — Transmission," Ministry of Power, Government of India, New Delhi, 2023. [Online]. Available: https://cea.nic.in Power Grid Corporation of India Limited (POWERGRID), "Capex Plan and Transmission Network Data," POWERGRID, Gurugram, India, 2024. | bar: 2023
BAU | 8 | TRNINDEAINDNO | Cross-border interconnector: India North ↔ India East (internal) | 13 | CapacityFactor | fraction | User defined | 0 | 0.9 | 0.9 | 0.9 | 0.9 | 0.9 | 0.9 | 0.9 | 0.9 | 0.9 | 0.9 | 0.9 | 0.9 | 0.9 | 0.9 | 0.9 | 0.9 | 0.9 | 0.9 | 0.9 | 0.9 | 0.9 | 0.9 | 0.9 | 0.9 | 0.9 | 0.9 | 0.9 | 0.9 | Central Electricity Authority (CEA), "Manual on Transmission Planning Criteria 2023," CEA, New Delhi, India, 2023. [Online]. Available: https://cea.nic.in
BAU | 8 | TRNINDEAINDNO | Cross-border interconnector: India North ↔ India East (internal) | 14 | TransmissionLossFactor | fraction | User defined | 0 | 0.02 | 0.02 | 0.02 | 0.02 | 0.02 | 0.02 | 0.02 | 0.02 | 0.02 | 0.02 | 0.02 | 0.02 | 0.02 | 0.02 | 0.02 | 0.02 | 0.02 | 0.02 | 0.02 | 0.02 | 0.02 | 0.02 | 0.02 | 0.02 | 0.02 | 0.02 | 0.02 | 0.02 | Central Electricity Authority (CEA), "Manual on Transmission Planning Criteria 2023," CEA, New Delhi, India, 2023. [Online]. Available: https://cea.nic.in
BAU | 8 | TRNINDEAINDNO | Cross-border interconnector: India North ↔ India East (internal) | 2 | OperationalLife | years | User defined | 0 | 50 | 50 | 50 | 50 | 50 | 50 | 50 | 50 | 50 | 50 | 50 | 50 | 50 | 50 | 50 | 50 | 50 | 50 | 50 | 50 | 50 | 50 | 50 | 50 | 50 | 50 | 50 | 50 | Central Electricity Authority (CEA), "Manual on Transmission Planning Criteria 2023," CEA, New Delhi, India, 2023. [Online]. Available: https://cea.nic.in
BAU | 9 | TRNINDNOINDWE | Cross-border interconnector: India North ↔ India West (internal) | 1 | CapitalCost | USD/kW | User defined | 0 | 420 | 420 | 420 | 420 | 420 | 420 | 420 | 420 | 420 | 420 | 420 | 420 | 420 | 420 | 420 | 420 | 420 | 420 | 420 | 420 | 420 | 420 | 420 | 420 | 420 | 420 | 420 | 420 | Central Electricity Authority (CEA), "Indian Transmission Line Cost Matrix for TBCB," CEA, New Delhi, India.
BAU | 9 | TRNINDNOINDWE | Cross-border interconnector: India North ↔ India West (internal) | 2 | FixedCost | USD/kW/yr | User defined | 0 | 6.3 | 6.3 | 6.3 | 6.3 | 6.3 | 6.3 | 6.3 | 6.3 | 6.3 | 6.3 | 6.3 | 6.3 | 6.3 | 6.3 | 6.3 | 6.3 | 6.3 | 6.3 | 6.3 | 6.3 | 6.3 | 6.3 | 6.3 | 6.3 | 6.3 | 6.3 | 6.3 | 6.3 | Central Electricity Authority (CEA), "Indian Transmission Line Cost Matrix for TBCB," CEA, New Delhi, India.
BAU | 9 | TRNINDNOINDWE | Cross-border interconnector: India North ↔ India West (internal) | 3 | ResidualCapacity | GW | User defined | 0 | 30 | 30 | 30 | 30 | 30 | 30 | 30 | 30 | 30 | 30 | 30 | 30 | 30 | 30 | 30 | 30 | 30 | 30 | 30 | 30 | 30 | 30 | 30 | 30 | 30 | 30 | 30 | 30 | Central Electricity Authority (CEA), "Manual on Transmission Planning Criteria 2023," CEA, New Delhi, India, 2023. [Online]. Available: https://cea.nic.in Power Grid Corporation of India Limited (POWERGRID), "Capex Plan and Transmission Network Data," POWERGRID, Gurugram, India, 2024.
BAU | 9 | TRNINDNOINDWE | Cross-border interconnector: India North ↔ India West (internal) | 4 | TotalAnnualMaxCapacity | GW | User defined | 0 | [28 empty] | Central Electricity Authority (CEA), "National Electricity Plan, Volume II — Transmission," Ministry of Power, Government of India, New Delhi, 2023. [Online]. Available: https://cea.nic.in Power Grid Corporation of India Limited (POWERGRID), "Capex Plan and Transmission Network Data," POWERGRID, Gurugram, India, 2024. | bar: 2023
BAU | 9 | TRNINDNOINDWE | Cross-border interconnector: India North ↔ India West (internal) | 13 | CapacityFactor | fraction | User defined | 0 | 0.9 | 0.9 | 0.9 | 0.9 | 0.9 | 0.9 | 0.9 | 0.9 | 0.9 | 0.9 | 0.9 | 0.9 | 0.9 | 0.9 | 0.9 | 0.9 | 0.9 | 0.9 | 0.9 | 0.9 | 0.9 | 0.9 | 0.9 | 0.9 | 0.9 | 0.9 | 0.9 | 0.9 | Central Electricity Authority (CEA), "Manual on Transmission Planning Criteria 2023," CEA, New Delhi, India, 2023. [Online]. Available: https://cea.nic.in
BAU | 9 | TRNINDNOINDWE | Cross-border interconnector: India North ↔ India West (internal) | 14 | TransmissionLossFactor | fraction | User defined | 0 | 0.025 | 0.025 | 0.025 | 0.025 | 0.025 | 0.025 | 0.025 | 0.025 | 0.025 | 0.025 | 0.025 | 0.025 | 0.025 | 0.025 | 0.025 | 0.025 | 0.025 | 0.025 | 0.025 | 0.025 | 0.025 | 0.025 | 0.025 | 0.025 | 0.025 | 0.025 | 0.025 | 0.025 | Central Electricity Authority (CEA), "Manual on Transmission Planning Criteria 2023," CEA, New Delhi, India, 2023. [Online]. Available: https://cea.nic.in
BAU | 9 | TRNINDNOINDWE | Cross-border interconnector: India North ↔ India West (internal) | 2 | OperationalLife | years | User defined | 0 | 50 | 50 | 50 | 50 | 50 | 50 | 50 | 50 | 50 | 50 | 50 | 50 | 50 | 50 | 50 | 50 | 50 | 50 | 50 | 50 | 50 | 50 | 50 | 50 | 50 | 50 | 50 | 50 | Central Electricity Authority (CEA), "Manual on Transmission Planning Criteria 2023," CEA, New Delhi, India, 2023. [Online]. Available: https://cea.nic.in
BAU | 10 | TRNINDEAINDNE | Cross-border interconnector: India East ↔ India Northeast (internal) | 1 | CapitalCost | USD/kW | User defined | 0 | 220 | 220 | 220 | 220 | 220 | 220 | 220 | 220 | 220 | 220 | 220 | 220 | 220 | 220 | 220 | 220 | 220 | 220 | 220 | 220 | 220 | 220 | 220 | 220 | 220 | 220 | 220 | 220 | Central Electricity Authority (CEA), "Indian Transmission Line Cost Matrix for TBCB," CEA, New Delhi, India.
BAU | 10 | TRNINDEAINDNE | Cross-border interconnector: India East ↔ India Northeast (internal) | 2 | FixedCost | USD/kW/yr | User defined | 0 | 3.3 | 3.3 | 3.3 | 3.3 | 3.3 | 3.3 | 3.3 | 3.3 | 3.3 | 3.3 | 3.3 | 3.3 | 3.3 | 3.3 | 3.3 | 3.3 | 3.3 | 3.3 | 3.3 | 3.3 | 3.3 | 3.3 | 3.3 | 3.3 | 3.3 | 3.3 | 3.3 | 3.3 | Central Electricity Authority (CEA), "Indian Transmission Line Cost Matrix for TBCB," CEA, New Delhi, India.
BAU | 10 | TRNINDEAINDNE | Cross-border interconnector: India East ↔ India Northeast (internal) | 3 | ResidualCapacity | GW | User defined | 0 | 8 | 8 | 8 | 8 | 10 | 10 | 10 | 10 | 10 | 10 | 10 | 10 | 10 | 10 | 10 | 10 | 10 | 10 | 10 | 10 | 10 | 10 | 10 | 10 | 10 | 10 | 10 | 10 | Central Electricity Authority (CEA), "Manual on Transmission Planning Criteria 2023," CEA, New Delhi, India, 2023. [Online]. Available: https://cea.nic.in Power Grid Corporation of India Limited (POWERGRID), "Capex Plan and Transmission Network Data," POWERGRID, Gurugram, India, 2024.
BAU | 10 | TRNINDEAINDNE | Cross-border interconnector: India East ↔ India Northeast (internal) | 4 | TotalAnnualMaxCapacity | GW | User defined | 0 | [28 empty] | Central Electricity Authority (CEA), "National Electricity Plan, Volume II — Transmission," Ministry of Power, Government of India, New Delhi, 2023. [Online]. Available: https://cea.nic.in Power Grid Corporation of India Limited (POWERGRID), "Capex Plan and Transmission Network Data," POWERGRID, Gurugram, India, 2024. | bar: 2023
BAU | 10 | TRNINDEAINDNE | Cross-border interconnector: India East ↔ India Northeast (internal) | 13 | CapacityFactor | fraction | User defined | 0 | 0.85 | 0.85 | 0.85 | 0.85 | 0.85 | 0.85 | 0.85 | 0.85 | 0.85 | 0.85 | 0.85 | 0.85 | 0.85 | 0.85 | 0.85 | 0.85 | 0.85 | 0.85 | 0.85 | 0.85 | 0.85 | 0.85 | 0.85 | 0.85 | 0.85 | 0.85 | 0.85 | 0.85 | Central Electricity Authority (CEA), "Manual on Transmission Planning Criteria 2023," CEA, New Delhi, India, 2023. [Online]. Available: https://cea.nic.in
BAU | 10 | TRNINDEAINDNE | Cross-border interconnector: India East ↔ India Northeast (internal) | 14 | TransmissionLossFactor | fraction | User defined | 0 | 0.03 | 0.03 | 0.03 | 0.03 | 0.03 | 0.03 | 0.03 | 0.03 | 0.03 | 0.03 | 0.03 | 0.03 | 0.03 | 0.03 | 0.03 | 0.03 | 0.03 | 0.03 | 0.03 | 0.03 | 0.03 | 0.03 | 0.03 | 0.03 | 0.03 | 0.03 | 0.03 | 0.03 | Central Electricity Authority (CEA), "Manual on Transmission Planning Criteria 2023," CEA, New Delhi, India, 2023. [Online]. Available: https://cea.nic.in
BAU | 10 | TRNINDEAINDNE | Cross-border interconnector: India East ↔ India Northeast (internal) | 2 | OperationalLife | years | User defined | 0 | 50 | 50 | 50 | 50 | 50 | 50 | 50 | 50 | 50 | 50 | 50 | 50 | 50 | 50 | 50 | 50 | 50 | 50 | 50 | 50 | 50 | 50 | 50 | 50 | 50 | 50 | 50 | 50 | Central Electricity Authority (CEA), "Manual on Transmission Planning Criteria 2023," CEA, New Delhi, India, 2023. [Online]. Available: https://cea.nic.in
BAU | 11 | TRNINDEAINDSO | Cross-border interconnector: India East ↔ India South (internal) | 1 | CapitalCost | USD/kW | User defined | 0 | 550 | 550 | 550 | 550 | 550 | 550 | 550 | 550 | 550 | 550 | 550 | 550 | 550 | 550 | 550 | 550 | 550 | 550 | 550 | 550 | 550 | 550 | 550 | 550 | 550 | 550 | 550 | 550 | Central Electricity Authority (CEA), "Indian Transmission Line Cost Matrix for TBCB," CEA, New Delhi, India. Power Grid Corporation of India Limited (POWERGRID), "Transmission System Cost Data," POWERGRID, Gurugram, India.
BAU | 11 | TRNINDEAINDSO | Cross-border interconnector: India East ↔ India South (internal) | 2 | FixedCost | USD/kW/yr | User defined | 0 | 8.2 | 8.2 | 8.2 | 8.2 | 8.2 | 8.2 | 8.2 | 8.2 | 8.2 | 8.2 | 8.2 | 8.2 | 8.2 | 8.2 | 8.2 | 8.2 | 8.2 | 8.2 | 8.2 | 8.2 | 8.2 | 8.2 | 8.2 | 8.2 | 8.2 | 8.2 | 8.2 | 8.2 | Central Electricity Authority (CEA), "Indian Transmission Line Cost Matrix for TBCB," CEA, New Delhi, India. Power Grid Corporation of India Limited (POWERGRID), "Transmission System Cost Data," POWERGRID, Gurugram, India.
BAU | 11 | TRNINDEAINDSO | Cross-border interconnector: India East ↔ India South (internal) | 3 | ResidualCapacity | GW | User defined | 0 | 15 | 15 | 15 | 15 | 15 | 15 | 21 | 21 | 21 | 21 | 21 | 21 | 21 | 21 | 21 | 21 | 21 | 21 | 21 | 21 | 21 | 21 | 21 | 21 | 21 | 21 | 21 | 21 | Central Electricity Authority (CEA), "Manual on Transmission Planning Criteria 2023," CEA, New Delhi, India, 2023. [Online]. Available: https://cea.nic.in Power Grid Corporation of India Limited (POWERGRID), "Capex Plan and Transmission Network Data," POWERGRID, Gurugram, India, 2024.
BAU | 11 | TRNINDEAINDSO | Cross-border interconnector: India East ↔ India South (internal) | 4 | TotalAnnualMaxCapacity | GW | User defined | 0 | [28 empty] | Central Electricity Authority (CEA), "National Electricity Plan, Volume II — Transmission," Ministry of Power, Government of India, New Delhi, 2023. [Online]. Available: https://cea.nic.in Power Grid Corporation of India Limited (POWERGRID), "Capex Plan and Transmission Network Data," POWERGRID, Gurugram, India, 2024. | bar: 2023
BAU | 11 | TRNINDEAINDSO | Cross-border interconnector: India East ↔ India South (internal) | 13 | CapacityFactor | fraction | User defined | 0 | 0.9 | 0.9 | 0.9 | 0.9 | 0.9 | 0.9 | 0.9 | 0.9 | 0.9 | 0.9 | 0.9 | 0.9 | 0.9 | 0.9 | 0.9 | 0.9 | 0.9 | 0.9 | 0.9 | 0.9 | 0.9 | 0.9 | 0.9 | 0.9 | 0.9 | 0.9 | 0.9 | 0.9 | Central Electricity Authority (CEA), "Manual on Transmission Planning Criteria 2023," CEA, New Delhi, India, 2023. [Online]. Available: https://cea.nic.in
BAU | 11 | TRNINDEAINDSO | Cross-border interconnector: India East ↔ India South (internal) | 14 | TransmissionLossFactor | fraction | User defined | 0 | 0.03 | 0.03 | 0.03 | 0.03 | 0.03 | 0.03 | 0.03 | 0.03 | 0.03 | 0.03 | 0.03 | 0.03 | 0.03 | 0.03 | 0.03 | 0.03 | 0.03 | 0.03 | 0.03 | 0.03 | 0.03 | 0.03 | 0.03 | 0.03 | 0.03 | 0.03 | 0.03 | 0.03 | Central Electricity Authority (CEA), "Manual on Transmission Planning Criteria 2023," CEA, New Delhi, India, 2023. [Online]. Available: https://cea.nic.in
BAU | 11 | TRNINDEAINDSO | Cross-border interconnector: India East ↔ India South (internal) | 2 | OperationalLife | years | User defined | 0 | 50 | 50 | 50 | 50 | 50 | 50 | 50 | 50 | 50 | 50 | 50 | 50 | 50 | 50 | 50 | 50 | 50 | 50 | 50 | 50 | 50 | 50 | 50 | 50 | 50 | 50 | 50 | 50 | Central Electricity Authority (CEA), "Manual on Transmission Planning Criteria 2023," CEA, New Delhi, India, 2023. [Online]. Available: https://cea.nic.in
BAU | 12 | TRNINDSOINDWE | Cross-border interconnector: India West ↔ India South (internal) | 1 | CapitalCost | USD/kW | User defined | 0 | 320 | 320 | 320 | 320 | 320 | 320 | 320 | 320 | 320 | 320 | 320 | 320 | 320 | 320 | 320 | 320 | 320 | 320 | 320 | 320 | 320 | 320 | 320 | 320 | 320 | 320 | 320 | 320 | Central Electricity Authority (CEA), "Indian Transmission Line Cost Matrix for TBCB," CEA, New Delhi, India.
BAU | 12 | TRNINDSOINDWE | Cross-border interconnector: India West ↔ India South (internal) | 2 | FixedCost | USD/kW/yr | User defined | 0 | 4.8 | 4.8 | 4.8 | 4.8 | 4.8 | 4.8 | 4.8 | 4.8 | 4.8 | 4.8 | 4.8 | 4.8 | 4.8 | 4.8 | 4.8 | 4.8 | 4.8 | 4.8 | 4.8 | 4.8 | 4.8 | 4.8 | 4.8 | 4.8 | 4.8 | 4.8 | 4.8 | 4.8 | Central Electricity Authority (CEA), "Indian Transmission Line Cost Matrix for TBCB," CEA, New Delhi, India.
BAU | 12 | TRNINDSOINDWE | Cross-border interconnector: India West ↔ India South (internal) | 3 | ResidualCapacity | GW | User defined | 0 | 25 | 25 | 25 | 25 | 25 | 30 | 30 | 30 | 30 | 30 | 30 | 30 | 30 | 30 | 30 | 30 | 30 | 30 | 30 | 30 | 30 | 30 | 30 | 30 | 30 | 30 | 30 | 30 | Central Electricity Authority (CEA), "Manual on Transmission Planning Criteria 2023," CEA, New Delhi, India, 2023. [Online]. Available: https://cea.nic.in Power Grid Corporation of India Limited (POWERGRID), "Capex Plan and Transmission Network Data," POWERGRID, Gurugram, India, 2024.
BAU | 12 | TRNINDSOINDWE | Cross-border interconnector: India West ↔ India South (internal) | 4 | TotalAnnualMaxCapacity | GW | User defined | 0 | [28 empty] | Central Electricity Authority (CEA), "National Electricity Plan, Volume II — Transmission," Ministry of Power, Government of India, New Delhi, 2023. [Online]. Available: https://cea.nic.in Power Grid Corporation of India Limited (POWERGRID), "Capex Plan and Transmission Network Data," POWERGRID, Gurugram, India, 2024. | bar: 2023
BAU | 12 | TRNINDSOINDWE | Cross-border interconnector: India West ↔ India South (internal) | 13 | CapacityFactor | fraction | User defined | 0 | 0.9 | 0.9 | 0.9 | 0.9 | 0.9 | 0.9 | 0.9 | 0.9 | 0.9 | 0.9 | 0.9 | 0.9 | 0.9 | 0.9 | 0.9 | 0.9 | 0.9 | 0.9 | 0.9 | 0.9 | 0.9 | 0.9 | 0.9 | 0.9 | 0.9 | 0.9 | 0.9 | 0.9 | Central Electricity Authority (CEA), "Manual on Transmission Planning Criteria 2023," CEA, New Delhi, India, 2023. [Online]. Available: https://cea.nic.in
BAU | 12 | TRNINDSOINDWE | Cross-border interconnector: India West ↔ India South (internal) | 14 | TransmissionLossFactor | fraction | User defined | 0 | 0.025 | 0.025 | 0.025 | 0.025 | 0.025 | 0.025 | 0.025 | 0.025 | 0.025 | 0.025 | 0.025 | 0.025 | 0.025 | 0.025 | 0.025 | 0.025 | 0.025 | 0.025 | 0.025 | 0.025 | 0.025 | 0.025 | 0.025 | 0.025 | 0.025 | 0.025 | 0.025 | 0.025 | Central Electricity Authority (CEA), "Manual on Transmission Planning Criteria 2023," CEA, New Delhi, India, 2023. [Online]. Available: https://cea.nic.in
BAU | 12 | TRNINDSOINDWE | Cross-border interconnector: India West ↔ India South (internal) | 2 | OperationalLife | years | User defined | 0 | 50 | 50 | 50 | 50 | 50 | 50 | 50 | 50 | 50 | 50 | 50 | 50 | 50 | 50 | 50 | 50 | 50 | 50 | 50 | 50 | 50 | 50 | 50 | 50 | 50 | 50 | 50 | 50 | Central Electricity Authority (CEA), "Manual on Transmission Planning Criteria 2023," CEA, New Delhi, India, 2023. [Online]. Available: https://cea.nic.in
BAU | 13 | TRNMDVXXINDSO | Cross-border interconnector: Maldives ↔ India South (submarine cable) | 1 | CapitalCost | USD/kW | User defined | 0 | 1600 | 1600 | 1600 | 1600 | 1600 | 1600 | 1600 | 1600 | 1600 | 1600 | 1600 | 1600 | 1600 | 1600 | 1600 | 1600 | 1600 | 1600 | 1600 | 1600 | 1600 | 1600 | 1600 | 1600 | 1600 | 1600 | 1600 | 1600 | Power Finance Corporation Consulting Ltd. (PFCCL), "Subsea Cable Feasibility Tender," PFCCL, New Delhi, India, Jan. 2025.
BAU | 13 | TRNMDVXXINDSO | Cross-border interconnector: Maldives ↔ India South (submarine cable) | 2 | FixedCost | USD/kW/yr | User defined | 0 | 24 | 24 | 24 | 24 | 24 | 24 | 24 | 24 | 24 | 24 | 24 | 24 | 24 | 24 | 24 | 24 | 24 | 24 | 24 | 24 | 24 | 24 | 24 | 24 | 24 | 24 | 24 | 24 | Power Finance Corporation Consulting Ltd. (PFCCL), "Subsea Cable Feasibility Tender," PFCCL, New Delhi, India, Jan. 2025.
BAU | 13 | TRNMDVXXINDSO | Cross-border interconnector: Maldives ↔ India South (submarine cable) | 3 | ResidualCapacity | GW | User defined | 0 | 0 | 0 | 0 | 0 | 0 | 0 | 0 | 0 | 0 | 0 | 0 | 0 | 0 | 0 | 0 | 0 | 0 | 0 | 0 | 0 | 0 | 0 | 0 | 0 | 0 | 0 | 0 | 0 | Central Electricity Authority (CEA), "Manual on Transmission Planning Criteria 2023," CEA, New Delhi, India, 2023. [Online]. Available: https://cea.nic.in Power Grid Corporation of India Limited (POWERGRID), "Capex Plan and Transmission Network Data," POWERGRID, Gurugram, India, 2024.
BAU | 13 | TRNMDVXXINDSO | Cross-border interconnector: Maldives ↔ India South (submarine cable) | 4 | TotalAnnualMaxCapacity | GW | User defined | 0 | [28 empty] | Central Electricity Authority (CEA), "National Electricity Plan, Volume II — Transmission," Ministry of Power, Government of India, New Delhi, 2023. [Online]. Available: https://cea.nic.in Power Grid Corporation of India Limited (POWERGRID), "Capex Plan and Transmission Network Data," POWERGRID, Gurugram, India, 2024.
BAU | 13 | TRNMDVXXINDSO | Cross-border interconnector: Maldives ↔ India South (submarine cable) | 13 | CapacityFactor | fraction | User defined | 0 | 0.8 | 0.8 | 0.8 | 0.8 | 0.8 | 0.8 | 0.8 | 0.8 | 0.8 | 0.8 | 0.8 | 0.8 | 0.8 | 0.8 | 0.8 | 0.8 | 0.8 | 0.8 | 0.8 | 0.8 | 0.8 | 0.8 | 0.8 | 0.8 | 0.8 | 0.8 | 0.8 | 0.8 | Central Electricity Authority (CEA), "Manual on Transmission Planning Criteria 2023," CEA, New Delhi, India, 2023. [Online]. Available: https://cea.nic.in
BAU | 13 | TRNMDVXXINDSO | Cross-border interconnector: Maldives ↔ India South (submarine cable) | 14 | TransmissionLossFactor | fraction | User defined | 0 | 0.06 | 0.06 | 0.06 | 0.06 | 0.06 | 0.06 | 0.06 | 0.06 | 0.06 | 0.06 | 0.06 | 0.06 | 0.06 | 0.06 | 0.06 | 0.06 | 0.06 | 0.06 | 0.06 | 0.06 | 0.06 | 0.06 | 0.06 | 0.06 | 0.06 | 0.06 | 0.06 | 0.06 | Central Electricity Authority (CEA), "Manual on Transmission Planning Criteria 2023," CEA, New Delhi, India, 2023. [Online]. Available: https://cea.nic.in
BAU | 13 | TRNMDVXXINDSO | Cross-border interconnector: Maldives ↔ India South (submarine cable) | 2 | OperationalLife | years | User defined | 0 | 30 | 30 | 30 | 30 | 30 | 30 | 30 | 30 | 30 | 30 | 30 | 30 | 30 | 30 | 30 | 30 | 30 | 30 | 30 | 30 | 30 | 30 | 30 | 30 | 30 | 30 | 30 | 30 | Central Electricity Authority (CEA), "Manual on Transmission Planning Criteria 2023," CEA, New Delhi, India, 2023. [Online]. Available: https://cea.nic.in
BAU | 14 | TRNNPLXXBGDXX | Cross-border interconnector: Nepal ↔ Bangladesh | 1 | CapitalCost | USD/kW | User defined | 0 | 450 | 450 | 450 | 450 | 450 | 450 | 450 | 450 | 450 | 450 | 450 | 450 | 450 | 450 | 450 | 450 | 450 | 450 | 450 | 450 | 450 | 450 | 450 | 450 | 450 | 450 | 450 | 450 | Asian Development Bank, "Bangladesh–India Electrical Grid Interconnection Project (Bheramara HVDC back-to-back, 2×500 MW)," ADB Projects 44192-013 / 44192-016 (~US$382/kW, 2010–2018 USD, escalated to ~US$450/kW). Corroborating: World Bank, "Nepal–India Electricity Transmission and Trade Project (P115767)"; tripartite Nepal–India–Bangladesh Power Sales Agreement, 3 Oct 2024. [WS-3 D7 substitute value — corridor absent from SoAsia_OSTRAM_Cost_Database.]
BAU | 14 | TRNNPLXXBGDXX | Cross-border interconnector: Nepal ↔ Bangladesh | 2 | FixedCost | USD/kW/yr | User defined | 0 | 6.8 | 6.8 | 6.8 | 6.8 | 6.8 | 6.8 | 6.8 | 6.8 | 6.8 | 6.8 | 6.8 | 6.8 | 6.8 | 6.8 | 6.8 | 6.8 | 6.8 | 6.8 | 6.8 | 6.8 | 6.8 | 6.8 | 6.8 | 6.8 | 6.8 | 6.8 | 6.8 | 6.8 | Asian Development Bank, "Bangladesh–India Electrical Grid Interconnection Project (Bheramara HVDC back-to-back, 2×500 MW)," ADB Projects 44192-013 / 44192-016 (~US$382/kW, 2010–2018 USD, escalated to ~US$450/kW). Corroborating: World Bank, "Nepal–India Electricity Transmission and Trade Project (P115767)"; tripartite Nepal–India–Bangladesh Power Sales Agreement, 3 Oct 2024. [WS-3 D7 substitute value — corridor absent from SoAsia_OSTRAM_Cost_Database.]
BAU | 14 | TRNNPLXXBGDXX | Cross-border interconnector: Nepal ↔ Bangladesh | 3 | ResidualCapacity | GW | User defined | 0 | 0 | 0 | 0.04 | 0.04 | 0.04 | 0.04 | 0.04 | 0.04 | 0.04 | 0.04 | 1.04 | 1.04 | 1.04 | 1.04 | 1.04 | 1.04 | 1.04 | 1.04 | 1.04 | 1.04 | 1.04 | 1.04 | 1.04 | 1.04 | 1.04 | 1.04 | 1.04 | 1.04 | Power Grid Company of Bangladesh (PGCB), "Transmission Information," PGCB, Dhaka, Bangladesh, Dec. 2025. [Online]. Available: https://www.pgcb.gov.bd/ Bangladesh Power Development Board (BPDB), "Daily Generation Report," BPDB, Dhaka, Bangladesh, Feb. 2026. [Online]. Available: https://www.bpdb.gov.bd/
BAU | 14 | TRNNPLXXBGDXX | Cross-border interconnector: Nepal ↔ Bangladesh | 13 | CapacityFactor | fraction | User defined | 0 | 0.8 | 0.8 | 0.8 | 0.8 | 0.8 | 0.8 | 0.8 | 0.8 | 0.8 | 0.8 | 0.8 | 0.8 | 0.8 | 0.8 | 0.8 | 0.8 | 0.8 | 0.8 | 0.8 | 0.8 | 0.8 | 0.8 | 0.8 | 0.8 | 0.8 | 0.8 | 0.8 | 0.8 | Power Division, MoPEMR / JICA / IEEJ, "Integrated Energy and Power Master Plan (IEPMP) 2023," Government of the People's Republic of Bangladesh, Dhaka, Nov. 2023. [Online]. Available: https://powerdivision.portal.gov.bd
BAU | 14 | TRNNPLXXBGDXX | Cross-border interconnector: Nepal ↔ Bangladesh | 14 | TransmissionLossFactor | fraction | User defined | 0 | 0.05 | 0.05 | 0.05 | 0.05 | 0.05 | 0.05 | 0.05 | 0.05 | 0.05 | 0.05 | 0.05 | 0.05 | 0.05 | 0.05 | 0.05 | 0.05 | 0.05 | 0.05 | 0.05 | 0.05 | 0.05 | 0.05 | 0.05 | 0.05 | 0.05 | 0.05 | 0.05 | 0.05 | Power Division, MoPEMR / JICA / IEEJ, "Integrated Energy and Power Master Plan (IEPMP) 2023," Government of the People's Republic of Bangladesh, Dhaka, Nov. 2023. [Online]. Available: https://powerdivision.portal.gov.bd
BAU | 14 | TRNNPLXXBGDXX | Cross-border interconnector: Nepal ↔ Bangladesh | 2 | OperationalLife | years | User defined | 0 | 40 | 40 | 40 | 40 | 40 | 40 | 40 | 40 | 40 | 40 | 40 | 40 | 40 | 40 | 40 | 40 | 40 | 40 | 40 | 40 | 40 | 40 | 40 | 40 | 40 | 40 | 40 | 40 | Power Division, MoPEMR / JICA / IEEJ, "Integrated Energy and Power Master Plan (IEPMP) 2023," Government of the People's Republic of Bangladesh, Dhaka, Nov. 2023. [Online]. Available: https://powerdivision.portal.gov.bd
BAU | 15 | TRNBTNXXBGDXX | Cross-border interconnector: Bhutan ↔ Bangladesh | 1 | CapitalCost | USD/kW | User defined | 0 | 500 | 500 | 500 | 500 | 500 | 500 | 500 | 500 | 500 | 500 | 500 | 500 | 500 | 500 | 500 | 500 | 500 | 500 | 500 | 500 | 500 | 500 | 500 | 500 | 500 | 500 | 500 | 500 | Asian Development Bank, "SASEC cross-border corridor cost envelope," Working Paper WP-38, 2015 (overland cross-border US$370–1,000/kW; adopted ~US$500/kW); Katihar–Parbatipur–Bornagar 765 kV cross-border corridor (POWERGRID-financed, planning); Bhutan Dorjilung HEP (World Bank P501271, 2025). Note: Bhutan→Bangladesh presently unfinanced/aspirational — proxy for a future dedicated corridor. [WS-3 D7 substitute value — corridor absent from SoAsia_OSTRAM_Cost_Database.]
BAU | 15 | TRNBTNXXBGDXX | Cross-border interconnector: Bhutan ↔ Bangladesh | 2 | FixedCost | USD/kW/yr | User defined | 0 | 7.5 | 7.5 | 7.5 | 7.5 | 7.5 | 7.5 | 7.5 | 7.5 | 7.5 | 7.5 | 7.5 | 7.5 | 7.5 | 7.5 | 7.5 | 7.5 | 7.5 | 7.5 | 7.5 | 7.5 | 7.5 | 7.5 | 7.5 | 7.5 | 7.5 | 7.5 | 7.5 | 7.5 | Asian Development Bank, "SASEC cross-border corridor cost envelope," Working Paper WP-38, 2015 (overland cross-border US$370–1,000/kW; adopted ~US$500/kW); Katihar–Parbatipur–Bornagar 765 kV cross-border corridor (POWERGRID-financed, planning); Bhutan Dorjilung HEP (World Bank P501271, 2025). Note: Bhutan→Bangladesh presently unfinanced/aspirational — proxy for a future dedicated corridor. [WS-3 D7 substitute value — corridor absent from SoAsia_OSTRAM_Cost_Database.]
BAU | 15 | TRNBTNXXBGDXX | Cross-border interconnector: Bhutan ↔ Bangladesh | 3 | ResidualCapacity | GW | User defined | 0 | 0 | 0 | 0 | 0 | 0 | 0 | 0 | 0 | 0 | 0 | 0 | 0 | 0.75 | 0.75 | 0.75 | 0.75 | 0.75 | 0.75 | 0.75 | 0.75 | 0.75 | 0.75 | 0.75 | 0.75 | 0.75 | 0.75 | 0.75 | 0.75 | Power Grid Company of Bangladesh (PGCB), "Transmission Information," PGCB, Dhaka, Bangladesh, Dec. 2025. [Online]. Available: https://www.pgcb.gov.bd/ Bangladesh Power Development Board (BPDB), "Daily Generation Report," BPDB, Dhaka, Bangladesh, Feb. 2026. [Online]. Available: https://www.bpdb.gov.bd/
BAU | 15 | TRNBTNXXBGDXX | Cross-border interconnector: Bhutan ↔ Bangladesh | 13 | CapacityFactor | fraction | User defined | 0 | 0.8 | 0.8 | 0.8 | 0.8 | 0.8 | 0.8 | 0.8 | 0.8 | 0.8 | 0.8 | 0.8 | 0.8 | 0.8 | 0.8 | 0.8 | 0.8 | 0.8 | 0.8 | 0.8 | 0.8 | 0.8 | 0.8 | 0.8 | 0.8 | 0.8 | 0.8 | 0.8 | 0.8 | Power Division, MoPEMR / JICA / IEEJ, "Integrated Energy and Power Master Plan (IEPMP) 2023," Government of the People's Republic of Bangladesh, Dhaka, Nov. 2023. [Online]. Available: https://powerdivision.portal.gov.bd
BAU | 15 | TRNBTNXXBGDXX | Cross-border interconnector: Bhutan ↔ Bangladesh | 14 | TransmissionLossFactor | fraction | User defined | 0 | 0.05 | 0.05 | 0.05 | 0.05 | 0.05 | 0.05 | 0.05 | 0.05 | 0.05 | 0.05 | 0.05 | 0.05 | 0.05 | 0.05 | 0.05 | 0.05 | 0.05 | 0.05 | 0.05 | 0.05 | 0.05 | 0.05 | 0.05 | 0.05 | 0.05 | 0.05 | 0.05 | 0.05 | Power Division, MoPEMR / JICA / IEEJ, "Integrated Energy and Power Master Plan (IEPMP) 2023," Government of the People's Republic of Bangladesh, Dhaka, Nov. 2023. [Online]. Available: https://powerdivision.portal.gov.bd
BAU | 15 | TRNBTNXXBGDXX | Cross-border interconnector: Bhutan ↔ Bangladesh | 2 | OperationalLife | years | User defined | 0 | 40 | 40 | 40 | 40 | 40 | 40 | 40 | 40 | 40 | 40 | 40 | 40 | 40 | 40 | 40 | 40 | 40 | 40 | 40 | 40 | 40 | 40 | 40 | 40 | 40 | 40 | 40 | 40 | Power Division, MoPEMR / JICA / IEEJ, "Integrated Energy and Power Master Plan (IEPMP) 2023," Government of the People's Republic of Bangladesh, Dhaka, Nov. 2023. [Online]. Available: https://powerdivision.portal.gov.bd
Note on J2: Source: ADB Bheramara B2B ~$193m/500MW + expansion Corridor: BD↔IN_E Type: ±400kV HVDC B2B + 765kV AC Confidence: High
Note on J3: Source: ADB Bheramara B2B ~$193m/500MW + expansion Corridor: BD↔IN_E Type: ±400kV HVDC B2B + 765kV AC Confidence: High
Note on J9: Source: Tripura-Comilla ~$26m/100MW (public reporting) Corridor: BD↔IN_NE Type: 132/400 kV AC Confidence: Medium
Note on J10: Source: Tripura-Comilla ~$26m/100MW (public reporting) Corridor: BD↔IN_NE Type: 132/400 kV AC Confidence: Medium
Note on J16: Source: Indian 220/400 kV overhead unit costs Corridor: BT↔IN_E Type: 220/400 kV AC Confidence: Medium
Note on J17: Source: Indian 220/400 kV overhead unit costs Corridor: BT↔IN_E Type: 220/400 kV AC Confidence: Medium
Note on J23: Source: Indian 132 kV cost matrix Corridor: BT↔IN_NE Type: 132 kV AC Confidence: Low
Note on J24: Source: Indian 132 kV cost matrix Corridor: BT↔IN_NE Type: 132 kV AC Confidence: Low
Note on J30: Source: WB Nepal-India ETTP line components Corridor: NP↔IN_N Type: 132/400 kV AC Confidence: Medium
Note on J31: Source: WB Nepal-India ETTP line components Corridor: NP↔IN_N Type: 132/400 kV AC Confidence: Medium
Note on J37: Source: Muzaffarpur-Dhalkebar / Inaruwa-Purnia Corridor: NP↔IN_E Type: 400 kV AC Confidence: Medium
Note on J38: Source: Muzaffarpur-Dhalkebar / Inaruwa-Purnia Corridor: NP↔IN_E Type: 400 kV AC Confidence: Medium
Note on J44: Source: USAID/USTDA feasibility ~$1,031m/1000MW (2012$) Corridor: LK↔IN_S Type: ±500kV HVDC submarine Confidence: Medium
Note on J45: Source: USAID/USTDA feasibility ~$1,031m/1000MW (2012$) Corridor: LK↔IN_S Type: ±500kV HVDC submarine Confidence: Medium
Note on J51: Source: POWERGRID; Indian 400/765 kV unit-cost matrix Corridor: IN_N↔IN_E Type: 400/765 kV AC Confidence: Medium
Note on J52: Source: POWERGRID; Indian 400/765 kV unit-cost matrix Corridor: IN_N↔IN_E Type: 400/765 kV AC Confidence: Medium
Note on J58: Source: 765 kV AC/HVDC building blocks Corridor: IN_N↔IN_W Type: 400/765 kV AC/HVDC Confidence: Medium
Note on J59: Source: 765 kV AC/HVDC building blocks Corridor: IN_N↔IN_W Type: 400/765 kV AC/HVDC Confidence: Medium
Note on J65: Source: 400 kV AC constrained NE corridor Corridor: IN_E↔IN_NE Type: 400 kV AC Confidence: Medium
Note on J66: Source: 400 kV AC constrained NE corridor Corridor: IN_E↔IN_NE Type: 400 kV AC Confidence: Medium
Note on J72: Source: 765 kV/HVDC + Pugalur-N.Trichur VSC calibration Corridor: IN_E↔IN_S Type: 765 kV AC / HVDC Confidence: Medium
Note on J73: Source: 765 kV/HVDC + Pugalur-N.Trichur VSC calibration Corridor: IN_E↔IN_S Type: 765 kV AC / HVDC Confidence: Medium
Note on J79: Source: 400/765 kV AC medium-long corridor Corridor: IN_W↔IN_S Type: 400/765 kV AC Confidence: Medium
Note on J80: Source: 400/765 kV AC medium-long corridor Corridor: IN_W↔IN_S Type: 400/765 kV AC Confidence: Medium
Note on J86: Source: PFCCL 2025 concept (400 MW, 750 km) Corridor: MV↔IN_S Type: Submarine HVDC Confidence: Low
Note on J87: Source: PFCCL 2025 concept (400 MW, 750 km) Corridor: MV↔IN_S Type: Submarine HVDC Confidence: Low

## Existing_Generation
scenario | Country | Node | Plant_Name | Technology_Code | Technology_Name | Fuel | Capacity_MW | Commissioning_Year | Expected_Retirement_Year | Capacity_Factor_Annual | Status | Source | IEEE Reference
BAU | Bangladesh | BD | Ghorasal Repowered CCPP Unit-3 (GT) | PWRNGSBGDXX | Natural Gas CC | Gas | 260 | 2010 | 2045 | 0.55 | Operational | Bangladesh_Power_Sector.xlsx | Bangladesh Power Development Board (BPDB), "Daily Generation Report," BPDB, Dhaka, Bangladesh, Feb. 2026. [Online]. Available: https://www.bpdb.gov.bd/ Bangladesh Power Development Board (BPDB), "Power Generation Units," BPDB, Dhaka, Bangladesh, Feb. 2026. [Online]. Available: https://www.bpdb.gov.bd/
BAU | Bangladesh | BD | Ghorasal Repowered CCPP Unit-4 | PWRNGSBGDXX | Natural Gas CC | Gas | 210 | 2010 | 2045 | 0.55 | Operational | Bangladesh_Power_Sector.xlsx | Bangladesh Power Development Board (BPDB), "Daily Generation Report," BPDB, Dhaka, Bangladesh, Feb. 2026. [Online]. Available: https://www.bpdb.gov.bd/ Bangladesh Power Development Board (BPDB), "Power Generation Units," BPDB, Dhaka, Bangladesh, Feb. 2026. [Online]. Available: https://www.bpdb.gov.bd/
BAU | Bangladesh | BD | Ghorasal TPP Unit-5 | PWRNGSBGDXX | Natural Gas CC | Gas | 210 | 2010 | 2045 | 0.55 | Operational | Bangladesh_Power_Sector.xlsx | Bangladesh Power Development Board (BPDB), "Daily Generation Report," BPDB, Dhaka, Bangladesh, Feb. 2026. [Online]. Available: https://www.bpdb.gov.bd/ Bangladesh Power Development Board (BPDB), "Power Generation Units," BPDB, Dhaka, Bangladesh, Feb. 2026. [Online]. Available: https://www.bpdb.gov.bd/
BAU | Bangladesh | BD | Ghorasal 365 MW CCPP Unit-7 | PWRNGSBGDXX | Natural Gas CC | Gas | 365 | 2010 | 2045 | 0.55 | Operational | Bangladesh_Power_Sector.xlsx | Bangladesh Power Development Board (BPDB), "Daily Generation Report," BPDB, Dhaka, Bangladesh, Feb. 2026. [Online]. Available: https://www.bpdb.gov.bd/ Bangladesh Power Development Board (BPDB), "Power Generation Units," BPDB, Dhaka, Bangladesh, Feb. 2026. [Online]. Available: https://www.bpdb.gov.bd/
BAU | Bangladesh | BD | Ghorashal 108MW PP (Regent) | PWRNGSBGDXX | Natural Gas CC | Gas | 108 | 2010 | 2045 | 0.55 | Operational | Bangladesh_Power_Sector.xlsx | Bangladesh Power Development Board (BPDB), "Daily Generation Report," BPDB, Dhaka, Bangladesh, Feb. 2026. [Online]. Available: https://www.bpdb.gov.bd/ Bangladesh Power Development Board (BPDB), "Power Generation Units," BPDB, Dhaka, Bangladesh, Feb. 2026. [Online]. Available: https://www.bpdb.gov.bd/
BAU | Bangladesh | BD | Tongi 80 MW GTPP | PWRNGSBGDXX | Natural Gas CC | Gas | 105 | 2010 | 2045 | 0.55 | Operational | Bangladesh_Power_Sector.xlsx | Bangladesh Power Development Board (BPDB), "Daily Generation Report," BPDB, Dhaka, Bangladesh, Feb. 2026. [Online]. Available: https://www.bpdb.gov.bd/ Bangladesh Power Development Board (BPDB), "Power Generation Units," BPDB, Dhaka, Bangladesh, Feb. 2026. [Online]. Available: https://www.bpdb.gov.bd/
BAU | Bangladesh | BD | Meghnaghat 450 MW CCPP (MPL) | PWRNGSBGDXX | Natural Gas CC | Gas | 450 | 2010 | 2045 | 0.55 | Operational | Bangladesh_Power_Sector.xlsx | Bangladesh Power Development Board (BPDB), "Daily Generation Report," BPDB, Dhaka, Bangladesh, Feb. 2026. [Online]. Available: https://www.bpdb.gov.bd/ Bangladesh Power Development Board (BPDB), "Power Generation Units," BPDB, Dhaka, Bangladesh, Feb. 2026. [Online]. Available: https://www.bpdb.gov.bd/
BAU | Bangladesh | BD | 210 MW Siddhirgonj TPP | PWRNGSBGDXX | Natural Gas CC | Gas | 210 | 2010 | 2045 | 0.55 | Operational | Bangladesh_Power_Sector.xlsx | Bangladesh Power Development Board (BPDB), "Daily Generation Report," BPDB, Dhaka, Bangladesh, Feb. 2026. [Online]. Available: https://www.bpdb.gov.bd/ Bangladesh Power Development Board (BPDB), "Power Generation Units," BPDB, Dhaka, Bangladesh, Feb. 2026. [Online]. Available: https://www.bpdb.gov.bd/
BAU | Bangladesh | BD | Haripur 412 MW CCPP | PWRNGSBGDXX | Natural Gas CC | Gas | 412 | 2010 | 2045 | 0.55 | Operational | Bangladesh_Power_Sector.xlsx | Bangladesh Power Development Board (BPDB), "Daily Generation Report," BPDB, Dhaka, Bangladesh, Feb. 2026. [Online]. Available: https://www.bpdb.gov.bd/ Bangladesh Power Development Board (BPDB), "Power Generation Units," BPDB, Dhaka, Bangladesh, Feb. 2026. [Online]. Available: https://www.bpdb.gov.bd/
BAU | Bangladesh | BD | Siddhirgonj 2x120 MW GTPP | PWRNGSBGDXX | Natural Gas CC | Gas | 210 | 2010 | 2045 | 0.55 | Operational | Bangladesh_Power_Sector.xlsx | Bangladesh Power Development Board (BPDB), "Daily Generation Report," BPDB, Dhaka, Bangladesh, Feb. 2026. [Online]. Available: https://www.bpdb.gov.bd/ Bangladesh Power Development Board (BPDB), "Power Generation Units," BPDB, Dhaka, Bangladesh, Feb. 2026. [Online]. Available: https://www.bpdb.gov.bd/
BAU | Bangladesh | BD | Siddhirganj 335 MW CCPP | PWRNGSBGDXX | Natural Gas CC | Gas | 335 | 2010 | 2045 | 0.55 | Operational | Bangladesh_Power_Sector.xlsx | Bangladesh Power Development Board (BPDB), "Daily Generation Report," BPDB, Dhaka, Bangladesh, Feb. 2026. [Online]. Available: https://www.bpdb.gov.bd/ Bangladesh Power Development Board (BPDB), "Power Generation Units," BPDB, Dhaka, Bangladesh, Feb. 2026. [Online]. Available: https://www.bpdb.gov.bd/
BAU | Bangladesh | BD | Meghnaghat 335MW CCPP (Summit) | PWRNGSBGDXX | Natural Gas CC | Gas | 335 | 2010 | 2045 | 0.55 | Operational | Bangladesh_Power_Sector.xlsx | Bangladesh Power Development Board (BPDB), "Daily Generation Report," BPDB, Dhaka, Bangladesh, Feb. 2026. [Online]. Available: https://www.bpdb.gov.bd/ Bangladesh Power Development Board (BPDB), "Power Generation Units," BPDB, Dhaka, Bangladesh, Feb. 2026. [Online]. Available: https://www.bpdb.gov.bd/
BAU | Bangladesh | BD | Madanganj-55 MW PP (Summit) | PWROILBGDXX | HFO Engine | HFO | 55 | 2010 | 2045 | 0.3 | Operational | Bangladesh_Power_Sector.xlsx | Bangladesh Power Development Board (BPDB), "Daily Generation Report," BPDB, Dhaka, Bangladesh, Feb. 2026. [Online]. Available: https://www.bpdb.gov.bd/ Bangladesh Power Development Board (BPDB), "Power Generation Units," BPDB, Dhaka, Bangladesh, Feb. 2026. [Online]. Available: https://www.bpdb.gov.bd/
BAU | Bangladesh | BD | Gagnagar 102 MW PP (Digital Power) | PWROILBGDXX | HFO Engine | HFO | 102 | 2010 | 2045 | 0.3 | Operational | Bangladesh_Power_Sector.xlsx | Bangladesh Power Development Board (BPDB), "Daily Generation Report," BPDB, Dhaka, Bangladesh, Feb. 2026. [Online]. Available: https://www.bpdb.gov.bd/ Bangladesh Power Development Board (BPDB), "Power Generation Units," BPDB, Dhaka, Bangladesh, Feb. 2026. [Online]. Available: https://www.bpdb.gov.bd/
BAU | Bangladesh | BD | Summit Power Ashulia | PWRNGSBGDXX | Natural Gas CC | Gas | 45 | 2010 | 2045 | 0.55 | Operational | Bangladesh_Power_Sector.xlsx | Bangladesh Power Development Board (BPDB), "Daily Generation Report," BPDB, Dhaka, Bangladesh, Feb. 2026. [Online]. Available: https://www.bpdb.gov.bd/ Bangladesh Power Development Board (BPDB), "Power Generation Units," BPDB, Dhaka, Bangladesh, Feb. 2026. [Online]. Available: https://www.bpdb.gov.bd/
BAU | Bangladesh | BD | Summit Power Madhabdi | PWRNGSBGDXX | Natural Gas CC | Gas | 35 | 2010 | 2045 | 0.55 | Operational | Bangladesh_Power_Sector.xlsx | Bangladesh Power Development Board (BPDB), "Daily Generation Report," BPDB, Dhaka, Bangladesh, Feb. 2026. [Online]. Available: https://www.bpdb.gov.bd/ Bangladesh Power Development Board (BPDB), "Power Generation Units," BPDB, Dhaka, Bangladesh, Feb. 2026. [Online]. Available: https://www.bpdb.gov.bd/
BAU | Bangladesh | BD | Gazipur 52 MW PP | PWROILBGDXX | HFO Engine | HFO | 52 | 2010 | 2045 | 0.3 | Operational | Bangladesh_Power_Sector.xlsx | Bangladesh Power Development Board (BPDB), "Daily Generation Report," BPDB, Dhaka, Bangladesh, Feb. 2026. [Online]. Available: https://www.bpdb.gov.bd/ Bangladesh Power Development Board (BPDB), "Power Generation Units," BPDB, Dhaka, Bangladesh, Feb. 2026. [Online]. Available: https://www.bpdb.gov.bd/
BAU | Bangladesh | BD | Gazipur 100 MW PP | PWROILBGDXX | HFO Engine | HFO | 105 | 2010 | 2045 | 0.3 | Operational | Bangladesh_Power_Sector.xlsx | Bangladesh Power Development Board (BPDB), "Daily Generation Report," BPDB, Dhaka, Bangladesh, Feb. 2026. [Online]. Available: https://www.bpdb.gov.bd/ Bangladesh Power Development Board (BPDB), "Power Generation Units," BPDB, Dhaka, Bangladesh, Feb. 2026. [Online]. Available: https://www.bpdb.gov.bd/
BAU | Bangladesh | BD | Kodda 150MW PP (BR-Power gen) | PWROILBGDXX | HFO Engine | HFO | 149 | 2010 | 2045 | 0.3 | Operational | Bangladesh_Power_Sector.xlsx | Bangladesh Power Development Board (BPDB), "Daily Generation Report," BPDB, Dhaka, Bangladesh, Feb. 2026. [Online]. Available: https://www.bpdb.gov.bd/ Bangladesh Power Development Board (BPDB), "Power Generation Units," BPDB, Dhaka, Bangladesh, Feb. 2026. [Online]. Available: https://www.bpdb.gov.bd/
BAU | Bangladesh | BD | Kamalaghat 54 MW PP (Banco Energy) | PWROILBGDXX | HFO Engine | HFO | 54 | 2010 | 2045 | 0.3 | Operational | Bangladesh_Power_Sector.xlsx | Bangladesh Power Development Board (BPDB), "Daily Generation Report," BPDB, Dhaka, Bangladesh, Feb. 2026. [Online]. Available: https://www.bpdb.gov.bd/ Bangladesh Power Development Board (BPDB), "Power Generation Units," BPDB, Dhaka, Bangladesh, Feb. 2026. [Online]. Available: https://www.bpdb.gov.bd/
BAU | Bangladesh | BD | Kodda 300 MW PP Unit-2 (Summit) | PWROILBGDXX | HFO Engine | HFO | 300 | 2010 | 2045 | 0.3 | Operational | Bangladesh_Power_Sector.xlsx | Bangladesh Power Development Board (BPDB), "Daily Generation Report," BPDB, Dhaka, Bangladesh, Feb. 2026. [Online]. Available: https://www.bpdb.gov.bd/ Bangladesh Power Development Board (BPDB), "Power Generation Units," BPDB, Dhaka, Bangladesh, Feb. 2026. [Online]. Available: https://www.bpdb.gov.bd/
BAU | Bangladesh | BD | Kodda 149 MW PP Unit-1 (Summit) | PWROILBGDXX | HFO Engine | HFO | 149 | 2010 | 2045 | 0.3 | Operational | Bangladesh_Power_Sector.xlsx | Bangladesh Power Development Board (BPDB), "Daily Generation Report," BPDB, Dhaka, Bangladesh, Feb. 2026. [Online]. Available: https://www.bpdb.gov.bd/ Bangladesh Power Development Board (BPDB), "Power Generation Units," BPDB, Dhaka, Bangladesh, Feb. 2026. [Online]. Available: https://www.bpdb.gov.bd/
BAU | Bangladesh | BD | Nababganj 55 MW PP (Southern Power) | PWROILBGDXX | HFO Engine | HFO | 55 | 2010 | 2045 | 0.3 | Operational | Bangladesh_Power_Sector.xlsx | Bangladesh Power Development Board (BPDB), "Daily Generation Report," BPDB, Dhaka, Bangladesh, Feb. 2026. [Online]. Available: https://www.bpdb.gov.bd/ Bangladesh Power Development Board (BPDB), "Power Generation Units," BPDB, Dhaka, Bangladesh, Feb. 2026. [Online]. Available: https://www.bpdb.gov.bd/
BAU | Bangladesh | BD | Manikganj 55 MW PP (Northern) | PWROILBGDXX | HFO Engine | HFO | 55 | 2010 | 2045 | 0.3 | Operational | Bangladesh_Power_Sector.xlsx | Bangladesh Power Development Board (BPDB), "Daily Generation Report," BPDB, Dhaka, Bangladesh, Feb. 2026. [Online]. Available: https://www.bpdb.gov.bd/ Bangladesh Power Development Board (BPDB), "Power Generation Units," BPDB, Dhaka, Bangladesh, Feb. 2026. [Online]. Available: https://www.bpdb.gov.bd/
BAU | Bangladesh | BD | Meghnaghat 104 MW PP (OPSL) | PWROILBGDXX | HFO Engine | HFO | 104 | 2010 | 2045 | 0.3 | Operational | Bangladesh_Power_Sector.xlsx | Bangladesh Power Development Board (BPDB), "Daily Generation Report," BPDB, Dhaka, Bangladesh, Feb. 2026. [Online]. Available: https://www.bpdb.gov.bd/ Bangladesh Power Development Board (BPDB), "Power Generation Units," BPDB, Dhaka, Bangladesh, Feb. 2026. [Online]. Available: https://www.bpdb.gov.bd/
BAU | Bangladesh | BD | Manikgonj 162MW PP (MPGL) | PWROILBGDXX | HFO Engine | HFO | 162 | 2010 | 2045 | 0.3 | Operational | Bangladesh_Power_Sector.xlsx | Bangladesh Power Development Board (BPDB), "Daily Generation Report," BPDB, Dhaka, Bangladesh, Feb. 2026. [Online]. Available: https://www.bpdb.gov.bd/ Bangladesh Power Development Board (BPDB), "Power Generation Units," BPDB, Dhaka, Bangladesh, Feb. 2026. [Online]. Available: https://www.bpdb.gov.bd/
BAU | Bangladesh | BD | Manikgonj 35MW Solar PP (Inspectra Solar) | PWRSPVBGDXX | Solar PV | Solar | 35 | 2010 | 2035 | 0.18 | Operational | Bangladesh_Power_Sector.xlsx | Bangladesh Power Development Board (BPDB), "Daily Generation Report," BPDB, Dhaka, Bangladesh, Feb. 2026. [Online]. Available: https://www.bpdb.gov.bd/ Bangladesh Power Development Board (BPDB), "Power Generation Units," BPDB, Dhaka, Bangladesh, Feb. 2026. [Online]. Available: https://www.bpdb.gov.bd/
BAU | Bangladesh | BD | Kanchan Purbachal Power Generation | PWROILBGDXX | HFO Engine | HFO | 55 | 2010 | 2045 | 0.3 | Operational | Bangladesh_Power_Sector.xlsx | Bangladesh Power Development Board (BPDB), "Daily Generation Report," BPDB, Dhaka, Bangladesh, Feb. 2026. [Online]. Available: https://www.bpdb.gov.bd/ Bangladesh Power Development Board (BPDB), "Power Generation Units," BPDB, Dhaka, Bangladesh, Feb. 2026. [Online]. Available: https://www.bpdb.gov.bd/
BAU | Bangladesh | BD | Unique Meghnaghat 584MW CCPP | PWRNGSBGDXX | Natural Gas CC | Gas | 584 | 2010 | 2045 | 0.55 | Operational | Bangladesh_Power_Sector.xlsx | Bangladesh Power Development Board (BPDB), "Daily Generation Report," BPDB, Dhaka, Bangladesh, Feb. 2026. [Online]. Available: https://www.bpdb.gov.bd/ Bangladesh Power Development Board (BPDB), "Power Generation Units," BPDB, Dhaka, Bangladesh, Feb. 2026. [Online]. Available: https://www.bpdb.gov.bd/
BAU | Bangladesh | BD | Meghnaghat 583 MW CCPP (Summit) | PWRNGSBGDXX | Natural Gas CC | Gas | 583 | 2010 | 2045 | 0.55 | Operational | Bangladesh_Power_Sector.xlsx | Bangladesh Power Development Board (BPDB), "Daily Generation Report," BPDB, Dhaka, Bangladesh, Feb. 2026. [Online]. Available: https://www.bpdb.gov.bd/ Bangladesh Power Development Board (BPDB), "Power Generation Units," BPDB, Dhaka, Bangladesh, Feb. 2026. [Online]. Available: https://www.bpdb.gov.bd/
BAU | Bangladesh | BD | Meghnaghat (Jera) 718MW CCPP | PWRNGSBGDXX | Natural Gas CC | Gas | 718 | 2010 | 2045 | 0.55 | Operational | Bangladesh_Power_Sector.xlsx | Bangladesh Power Development Board (BPDB), "Daily Generation Report," BPDB, Dhaka, Bangladesh, Feb. 2026. [Online]. Available: https://www.bpdb.gov.bd/ Bangladesh Power Development Board (BPDB), "Power Generation Units," BPDB, Dhaka, Bangladesh, Feb. 2026. [Online]. Available: https://www.bpdb.gov.bd/
BAU | Bangladesh | BD | Sripur 150 MW (BR-Power gen) | PWROILBGDXX | HFO Engine | HFO | 150 | 2010 | 2045 | 0.3 | Operational | Bangladesh_Power_Sector.xlsx | Bangladesh Power Development Board (BPDB), "Daily Generation Report," BPDB, Dhaka, Bangladesh, Feb. 2026. [Online]. Available: https://www.bpdb.gov.bd/ Bangladesh Power Development Board (BPDB), "Power Generation Units," BPDB, Dhaka, Bangladesh, Feb. 2026. [Online]. Available: https://www.bpdb.gov.bd/
BAU | Bangladesh | BD | Karnaphuli Hydro PP Unit-1,2,3,4,5 | PWRHYDBGDXX | Hydro | Hydro | 230 | 2010 | 2060 | 0.45 | Operational | Bangladesh_Power_Sector.xlsx | Bangladesh Power Development Board (BPDB), "Daily Generation Report," BPDB, Dhaka, Bangladesh, Feb. 2026. [Online]. Available: https://www.bpdb.gov.bd/ Bangladesh Power Development Board (BPDB), "Power Generation Units," BPDB, Dhaka, Bangladesh, Feb. 2026. [Online]. Available: https://www.bpdb.gov.bd/
BAU | Bangladesh | BD | Chattogram TPP | PWRNGSBGDXX | Natural Gas CC | Gas | 420 | 2010 | 2045 | 0.55 | Operational | Bangladesh_Power_Sector.xlsx | Bangladesh Power Development Board (BPDB), "Daily Generation Report," BPDB, Dhaka, Bangladesh, Feb. 2026. [Online]. Available: https://www.bpdb.gov.bd/ Bangladesh Power Development Board (BPDB), "Power Generation Units," BPDB, Dhaka, Bangladesh, Feb. 2026. [Online]. Available: https://www.bpdb.gov.bd/
BAU | Bangladesh | BD | Kaptai 7 MW Solar PP | PWRSPVBGDXX | Solar PV | Solar | 6 | 2010 | 2035 | 0.18 | Operational | Bangladesh_Power_Sector.xlsx | Bangladesh Power Development Board (BPDB), "Daily Generation Report," BPDB, Dhaka, Bangladesh, Feb. 2026. [Online]. Available: https://www.bpdb.gov.bd/ Bangladesh Power Development Board (BPDB), "Power Generation Units," BPDB, Dhaka, Bangladesh, Feb. 2026. [Online]. Available: https://www.bpdb.gov.bd/
BAU | Bangladesh | BD | Raozan 25 MW PP | PWROILBGDXX | HFO Engine | HFO | 25 | 2010 | 2045 | 0.3 | Operational | Bangladesh_Power_Sector.xlsx | Bangladesh Power Development Board (BPDB), "Daily Generation Report," BPDB, Dhaka, Bangladesh, Feb. 2026. [Online]. Available: https://www.bpdb.gov.bd/ Bangladesh Power Development Board (BPDB), "Power Generation Units," BPDB, Dhaka, Bangladesh, Feb. 2026. [Online]. Available: https://www.bpdb.gov.bd/
BAU | Bangladesh | BD | Teknaf 20MW PP (Solartech) | PWRSPVBGDXX | Solar PV | Solar | 20 | 2010 | 2035 | 0.18 | Operational | Bangladesh_Power_Sector.xlsx | Bangladesh Power Development Board (BPDB), "Daily Generation Report," BPDB, Dhaka, Bangladesh, Feb. 2026. [Online]. Available: https://www.bpdb.gov.bd/ Bangladesh Power Development Board (BPDB), "Power Generation Units," BPDB, Dhaka, Bangladesh, Feb. 2026. [Online]. Available: https://www.bpdb.gov.bd/
BAU | Bangladesh | BD | Patenga 50MW PP (Baraka) | PWROILBGDXX | HFO Engine | HFO | 50 | 2010 | 2045 | 0.3 | Operational | Bangladesh_Power_Sector.xlsx | Bangladesh Power Development Board (BPDB), "Daily Generation Report," BPDB, Dhaka, Bangladesh, Feb. 2026. [Online]. Available: https://www.bpdb.gov.bd/ Bangladesh Power Development Board (BPDB), "Power Generation Units," BPDB, Dhaka, Bangladesh, Feb. 2026. [Online]. Available: https://www.bpdb.gov.bd/
BAU | Bangladesh | BD | Sikalbaha 105 MW PP (Baraka Sikalbaha) | PWROILBGDXX | HFO Engine | HFO | 105 | 2010 | 2045 | 0.3 | Operational | Bangladesh_Power_Sector.xlsx | Bangladesh Power Development Board (BPDB), "Daily Generation Report," BPDB, Dhaka, Bangladesh, Feb. 2026. [Online]. Available: https://www.bpdb.gov.bd/ Bangladesh Power Development Board (BPDB), "Power Generation Units," BPDB, Dhaka, Bangladesh, Feb. 2026. [Online]. Available: https://www.bpdb.gov.bd/
BAU | Bangladesh | BD | Shikalbaha Peaking GT | PWRNGSBGDXX | Natural Gas CC | Gas | 150 | 2010 | 2045 | 0.55 | Operational | Bangladesh_Power_Sector.xlsx | Bangladesh Power Development Board (BPDB), "Daily Generation Report," BPDB, Dhaka, Bangladesh, Feb. 2026. [Online]. Available: https://www.bpdb.gov.bd/ Bangladesh Power Development Board (BPDB), "Power Generation Units," BPDB, Dhaka, Bangladesh, Feb. 2026. [Online]. Available: https://www.bpdb.gov.bd/
BAU | Bangladesh | BD | Sikalbaha 225 MW CCPP | PWRNGSBGDXX | Natural Gas CC | Gas | 225 | 2010 | 2045 | 0.55 | Operational | Bangladesh_Power_Sector.xlsx | Bangladesh Power Development Board (BPDB), "Daily Generation Report," BPDB, Dhaka, Bangladesh, Feb. 2026. [Online]. Available: https://www.bpdb.gov.bd/ Bangladesh Power Development Board (BPDB), "Power Generation Units," BPDB, Dhaka, Bangladesh, Feb. 2026. [Online]. Available: https://www.bpdb.gov.bd/
BAU | Bangladesh | BD | Anwara 300 MW PP (United) | PWROILBGDXX | HFO Engine | HFO | 300 | 2010 | 2045 | 0.3 | Operational | Bangladesh_Power_Sector.xlsx | Bangladesh Power Development Board (BPDB), "Daily Generation Report," BPDB, Dhaka, Bangladesh, Feb. 2026. [Online]. Available: https://www.bpdb.gov.bd/ Bangladesh Power Development Board (BPDB), "Power Generation Units," BPDB, Dhaka, Bangladesh, Feb. 2026. [Online]. Available: https://www.bpdb.gov.bd/
BAU | Bangladesh | BD | Juldah 100 MW PP Unit-3 (Acorn) | PWROILBGDXX | HFO Engine | HFO | 100 | 2010 | 2045 | 0.3 | Operational | Bangladesh_Power_Sector.xlsx | Bangladesh Power Development Board (BPDB), "Daily Generation Report," BPDB, Dhaka, Bangladesh, Feb. 2026. [Online]. Available: https://www.bpdb.gov.bd/ Bangladesh Power Development Board (BPDB), "Power Generation Units," BPDB, Dhaka, Bangladesh, Feb. 2026. [Online]. Available: https://www.bpdb.gov.bd/
BAU | Bangladesh | BD | Dohazari-Kalaish 100 MW Peaking | PWROILBGDXX | HFO Engine | HFO | 102 | 2010 | 2045 | 0.3 | Operational | Bangladesh_Power_Sector.xlsx | Bangladesh Power Development Board (BPDB), "Daily Generation Report," BPDB, Dhaka, Bangladesh, Feb. 2026. [Online]. Available: https://www.bpdb.gov.bd/ Bangladesh Power Development Board (BPDB), "Power Generation Units," BPDB, Dhaka, Bangladesh, Feb. 2026. [Online]. Available: https://www.bpdb.gov.bd/
BAU | Bangladesh | BD | Hathazari 100 MW Peaking PP | PWROILBGDXX | HFO Engine | HFO | 98 | 2010 | 2045 | 0.3 | Operational | Bangladesh_Power_Sector.xlsx | Bangladesh Power Development Board (BPDB), "Daily Generation Report," BPDB, Dhaka, Bangladesh, Feb. 2026. [Online]. Available: https://www.bpdb.gov.bd/ Bangladesh Power Development Board (BPDB), "Power Generation Units," BPDB, Dhaka, Bangladesh, Feb. 2026. [Online]. Available: https://www.bpdb.gov.bd/
BAU | Bangladesh | BD | Chattogram 108 MW PP (ECPV) | PWROILBGDXX | HFO Engine | HFO | 108 | 2010 | 2045 | 0.3 | Operational | Bangladesh_Power_Sector.xlsx | Bangladesh Power Development Board (BPDB), "Daily Generation Report," BPDB, Dhaka, Bangladesh, Feb. 2026. [Online]. Available: https://www.bpdb.gov.bd/ Bangladesh Power Development Board (BPDB), "Power Generation Units," BPDB, Dhaka, Bangladesh, Feb. 2026. [Online]. Available: https://www.bpdb.gov.bd/
BAU | Bangladesh | BD | Sikalbaha 54 MW PP (Jodiac Power) | PWROILBGDXX | HFO Engine | HFO | 54 | 2010 | 2045 | 0.3 | Operational | Bangladesh_Power_Sector.xlsx | Bangladesh Power Development Board (BPDB), "Daily Generation Report," BPDB, Dhaka, Bangladesh, Feb. 2026. [Online]. Available: https://www.bpdb.gov.bd/ Bangladesh Power Development Board (BPDB), "Power Generation Units," BPDB, Dhaka, Bangladesh, Feb. 2026. [Online]. Available: https://www.bpdb.gov.bd/
BAU | Bangladesh | BD | Karnaphuli Power Ltd. | PWROILBGDXX | HFO Engine | HFO | 110 | 2010 | 2045 | 0.3 | Operational | Bangladesh_Power_Sector.xlsx | Bangladesh Power Development Board (BPDB), "Daily Generation Report," BPDB, Dhaka, Bangladesh, Feb. 2026. [Online]. Available: https://www.bpdb.gov.bd/ Bangladesh Power Development Board (BPDB), "Power Generation Units," BPDB, Dhaka, Bangladesh, Feb. 2026. [Online]. Available: https://www.bpdb.gov.bd/
BAU | Bangladesh | BD | Juldah Unit-2 (Acorn) | PWROILBGDXX | HFO Engine | HFO | 100 | 2010 | 2045 | 0.3 | Operational | Bangladesh_Power_Sector.xlsx | Bangladesh Power Development Board (BPDB), "Daily Generation Report," BPDB, Dhaka, Bangladesh, Feb. 2026. [Online]. Available: https://www.bpdb.gov.bd/ Bangladesh Power Development Board (BPDB), "Power Generation Units," BPDB, Dhaka, Bangladesh, Feb. 2026. [Online]. Available: https://www.bpdb.gov.bd/
BAU | Bangladesh | BD | Chattogram 116 MW PP (Anlima Energy) | PWROILBGDXX | HFO Engine | HFO | 116 | 2010 | 2045 | 0.3 | Operational | Bangladesh_Power_Sector.xlsx | Bangladesh Power Development Board (BPDB), "Daily Generation Report," BPDB, Dhaka, Bangladesh, Feb. 2026. [Online]. Available: https://www.bpdb.gov.bd/ Bangladesh Power Development Board (BPDB), "Power Generation Units," BPDB, Dhaka, Bangladesh, Feb. 2026. [Online]. Available: https://www.bpdb.gov.bd/
BAU | Bangladesh | BD | Mirsharai 150 MW (BR-Power gen) | PWROILBGDXX | HFO Engine | HFO | 163 | 2010 | 2045 | 0.3 | Operational | Bangladesh_Power_Sector.xlsx | Bangladesh Power Development Board (BPDB), "Daily Generation Report," BPDB, Dhaka, Bangladesh, Feb. 2026. [Online]. Available: https://www.bpdb.gov.bd/ Bangladesh Power Development Board (BPDB), "Power Generation Units," BPDB, Dhaka, Bangladesh, Feb. 2026. [Online]. Available: https://www.bpdb.gov.bd/
BAU | Bangladesh | BD | SS Power 2x612MW Coal PP | PWRCOABGDXX | Coal Steam | Coal | 1224 | 2010 | 2045 | 0.65 | Operational | Bangladesh_Power_Sector.xlsx | Bangladesh Power Development Board (BPDB), "Daily Generation Report," BPDB, Dhaka, Bangladesh, Feb. 2026. [Online]. Available: https://www.bpdb.gov.bd/ Bangladesh Power Development Board (BPDB), "Power Generation Units," BPDB, Dhaka, Bangladesh, Feb. 2026. [Online]. Available: https://www.bpdb.gov.bd/
BAU | Bangladesh | BD | Matarbari 2x600 MW (CPGCL) | PWRCOABGDXX | Coal Steam | Coal | 1150 | 2010 | 2045 | 0.65 | Operational | Bangladesh_Power_Sector.xlsx | Bangladesh Power Development Board (BPDB), "Daily Generation Report," BPDB, Dhaka, Bangladesh, Feb. 2026. [Online]. Available: https://www.bpdb.gov.bd/ Bangladesh Power Development Board (BPDB), "Power Generation Units," BPDB, Dhaka, Bangladesh, Feb. 2026. [Online]. Available: https://www.bpdb.gov.bd/
BAU | Bangladesh | BD | Cox's Bazar Wind PP | PWRWONBGDXX | Wind | Wind | 60 | 2010 | 2035 | 0.25 | Operational | Bangladesh_Power_Sector.xlsx | Bangladesh Power Development Board (BPDB), "Daily Generation Report," BPDB, Dhaka, Bangladesh, Feb. 2026. [Online]. Available: https://www.bpdb.gov.bd/ Bangladesh Power Development Board (BPDB), "Power Generation Units," BPDB, Dhaka, Bangladesh, Feb. 2026. [Online]. Available: https://www.bpdb.gov.bd/
BAU | Bangladesh | BD | Ashuganj 50 MW PP | PWRNGSBGDXX | Natural Gas CC | Gas | 53 | 2010 | 2045 | 0.55 | Operational | Bangladesh_Power_Sector.xlsx | Bangladesh Power Development Board (BPDB), "Daily Generation Report," BPDB, Dhaka, Bangladesh, Feb. 2026. [Online]. Available: https://www.bpdb.gov.bd/ Bangladesh Power Development Board (BPDB), "Power Generation Units," BPDB, Dhaka, Bangladesh, Feb. 2026. [Online]. Available: https://www.bpdb.gov.bd/
BAU | Bangladesh | BD | Ashuganj 225 MW CCPP | PWRNGSBGDXX | Natural Gas CC | Gas | 221 | 2010 | 2045 | 0.55 | Operational | Bangladesh_Power_Sector.xlsx | Bangladesh Power Development Board (BPDB), "Daily Generation Report," BPDB, Dhaka, Bangladesh, Feb. 2026. [Online]. Available: https://www.bpdb.gov.bd/ Bangladesh Power Development Board (BPDB), "Power Generation Units," BPDB, Dhaka, Bangladesh, Feb. 2026. [Online]. Available: https://www.bpdb.gov.bd/
BAU | Bangladesh | BD | Ashuganj 450 MW CCPP (South) | PWRNGSBGDXX | Natural Gas CC | Gas | 360 | 2010 | 2045 | 0.55 | Operational | Bangladesh_Power_Sector.xlsx | Bangladesh Power Development Board (BPDB), "Daily Generation Report," BPDB, Dhaka, Bangladesh, Feb. 2026. [Online]. Available: https://www.bpdb.gov.bd/ Bangladesh Power Development Board (BPDB), "Power Generation Units," BPDB, Dhaka, Bangladesh, Feb. 2026. [Online]. Available: https://www.bpdb.gov.bd/
BAU | Bangladesh | BD | Ashuganj 450 MW CCPP (North) | PWRNGSBGDXX | Natural Gas CC | Gas | 360 | 2010 | 2045 | 0.55 | Operational | Bangladesh_Power_Sector.xlsx | Bangladesh Power Development Board (BPDB), "Daily Generation Report," BPDB, Dhaka, Bangladesh, Feb. 2026. [Online]. Available: https://www.bpdb.gov.bd/ Bangladesh Power Development Board (BPDB), "Power Generation Units," BPDB, Dhaka, Bangladesh, Feb. 2026. [Online]. Available: https://www.bpdb.gov.bd/
BAU | Bangladesh | BD | Ashuganj 420 MW CCPP (East) | PWRNGSBGDXX | Natural Gas CC | Gas | 400 | 2010 | 2045 | 0.55 | Operational | Bangladesh_Power_Sector.xlsx | Bangladesh Power Development Board (BPDB), "Daily Generation Report," BPDB, Dhaka, Bangladesh, Feb. 2026. [Online]. Available: https://www.bpdb.gov.bd/ Bangladesh Power Development Board (BPDB), "Power Generation Units," BPDB, Dhaka, Bangladesh, Feb. 2026. [Online]. Available: https://www.bpdb.gov.bd/
BAU | Bangladesh | BD | Ashuganj 195MW PP (APSCL-United) | PWRNGSBGDXX | Natural Gas CC | Gas | 195 | 2010 | 2045 | 0.55 | Operational | Bangladesh_Power_Sector.xlsx | Bangladesh Power Development Board (BPDB), "Daily Generation Report," BPDB, Dhaka, Bangladesh, Feb. 2026. [Online]. Available: https://www.bpdb.gov.bd/ Bangladesh Power Development Board (BPDB), "Power Generation Units," BPDB, Dhaka, Bangladesh, Feb. 2026. [Online]. Available: https://www.bpdb.gov.bd/
BAU | Bangladesh | BD | Ashuganj 51 MW PP (Midland) | PWRNGSBGDXX | Natural Gas CC | Gas | 51 | 2010 | 2045 | 0.55 | Operational | Bangladesh_Power_Sector.xlsx | Bangladesh Power Development Board (BPDB), "Daily Generation Report," BPDB, Dhaka, Bangladesh, Feb. 2026. [Online]. Available: https://www.bpdb.gov.bd/ Bangladesh Power Development Board (BPDB), "Power Generation Units," BPDB, Dhaka, Bangladesh, Feb. 2026. [Online]. Available: https://www.bpdb.gov.bd/
BAU | Bangladesh | BD | Ashuganj 150MW PP (Midland) | PWROILBGDXX | HFO Engine | HFO | 150 | 2010 | 2045 | 0.3 | Operational | Bangladesh_Power_Sector.xlsx | Bangladesh Power Development Board (BPDB), "Daily Generation Report," BPDB, Dhaka, Bangladesh, Feb. 2026. [Online]. Available: https://www.bpdb.gov.bd/ Bangladesh Power Development Board (BPDB), "Power Generation Units," BPDB, Dhaka, Bangladesh, Feb. 2026. [Online]. Available: https://www.bpdb.gov.bd/
BAU | Bangladesh | BD | Titas 50 MW Peaking PP | PWROILBGDXX | HFO Engine | HFO | 52 | 2010 | 2045 | 0.3 | Operational | Bangladesh_Power_Sector.xlsx | Bangladesh Power Development Board (BPDB), "Daily Generation Report," BPDB, Dhaka, Bangladesh, Feb. 2026. [Online]. Available: https://www.bpdb.gov.bd/ Bangladesh Power Development Board (BPDB), "Power Generation Units," BPDB, Dhaka, Bangladesh, Feb. 2026. [Online]. Available: https://www.bpdb.gov.bd/
BAU | Bangladesh | BD | Chandpur 150 MW CCPP | PWRNGSBGDXX | Natural Gas CC | Gas | 163 | 2010 | 2045 | 0.55 | Operational | Bangladesh_Power_Sector.xlsx | Bangladesh Power Development Board (BPDB), "Daily Generation Report," BPDB, Dhaka, Bangladesh, Feb. 2026. [Online]. Available: https://www.bpdb.gov.bd/ Bangladesh Power Development Board (BPDB), "Power Generation Units," BPDB, Dhaka, Bangladesh, Feb. 2026. [Online]. Available: https://www.bpdb.gov.bd/
BAU | Bangladesh | BD | Chandpur 200MW (Desh Energy) | PWROILBGDXX | HFO Engine | HFO | 200 | 2010 | 2045 | 0.3 | Operational | Bangladesh_Power_Sector.xlsx | Bangladesh Power Development Board (BPDB), "Daily Generation Report," BPDB, Dhaka, Bangladesh, Feb. 2026. [Online]. Available: https://www.bpdb.gov.bd/ Bangladesh Power Development Board (BPDB), "Power Generation Units," BPDB, Dhaka, Bangladesh, Feb. 2026. [Online]. Available: https://www.bpdb.gov.bd/
BAU | Bangladesh | BD | Jangalia 52 MW PP (Lakdanavi) | PWROILBGDXX | HFO Engine | HFO | 52 | 2010 | 2045 | 0.3 | Operational | Bangladesh_Power_Sector.xlsx | Bangladesh Power Development Board (BPDB), "Daily Generation Report," BPDB, Dhaka, Bangladesh, Feb. 2026. [Online]. Available: https://www.bpdb.gov.bd/ Bangladesh Power Development Board (BPDB), "Power Generation Units," BPDB, Dhaka, Bangladesh, Feb. 2026. [Online]. Available: https://www.bpdb.gov.bd/
BAU | Bangladesh | BD | Cumilla 25 MW PP (Summit) | PWRNGSBGDXX | Natural Gas CC | Gas | 25 | 2010 | 2045 | 0.55 | Operational | Bangladesh_Power_Sector.xlsx | Bangladesh Power Development Board (BPDB), "Daily Generation Report," BPDB, Dhaka, Bangladesh, Feb. 2026. [Online]. Available: https://www.bpdb.gov.bd/ Bangladesh Power Development Board (BPDB), "Power Generation Units," BPDB, Dhaka, Bangladesh, Feb. 2026. [Online]. Available: https://www.bpdb.gov.bd/
BAU | Bangladesh | BD | Feni 114 MW (Lakdanavi) | PWROILBGDXX | HFO Engine | HFO | 114 | 2010 | 2045 | 0.3 | Operational | Bangladesh_Power_Sector.xlsx | Bangladesh Power Development Board (BPDB), "Daily Generation Report," BPDB, Dhaka, Bangladesh, Feb. 2026. [Online]. Available: https://www.bpdb.gov.bd/ Bangladesh Power Development Board (BPDB), "Power Generation Units," BPDB, Dhaka, Bangladesh, Feb. 2026. [Online]. Available: https://www.bpdb.gov.bd/
BAU | Bangladesh | BD | Chowmuhani 113 MW | PWROILBGDXX | HFO Engine | HFO | 113 | 2010 | 2045 | 0.3 | Operational | Bangladesh_Power_Sector.xlsx | Bangladesh Power Development Board (BPDB), "Daily Generation Report," BPDB, Dhaka, Bangladesh, Feb. 2026. [Online]. Available: https://www.bpdb.gov.bd/ Bangladesh Power Development Board (BPDB), "Power Generation Units," BPDB, Dhaka, Bangladesh, Feb. 2026. [Online]. Available: https://www.bpdb.gov.bd/
BAU | Bangladesh | BD | Chandpur 115MW PP (Doreen) | PWROILBGDXX | HFO Engine | HFO | 115 | 2010 | 2045 | 0.3 | Operational | Bangladesh_Power_Sector.xlsx | Bangladesh Power Development Board (BPDB), "Daily Generation Report," BPDB, Dhaka, Bangladesh, Feb. 2026. [Online]. Available: https://www.bpdb.gov.bd/ Bangladesh Power Development Board (BPDB), "Power Generation Units," BPDB, Dhaka, Bangladesh, Feb. 2026. [Online]. Available: https://www.bpdb.gov.bd/
BAU | Bangladesh | BD | Ashuganj 55 MW PP (Precision) | PWRNGSBGDXX | Natural Gas CC | Gas | 55 | 2010 | 2045 | 0.55 | Operational | Bangladesh_Power_Sector.xlsx | Bangladesh Power Development Board (BPDB), "Daily Generation Report," BPDB, Dhaka, Bangladesh, Feb. 2026. [Online]. Available: https://www.bpdb.gov.bd/ Bangladesh Power Development Board (BPDB), "Power Generation Units," BPDB, Dhaka, Bangladesh, Feb. 2026. [Online]. Available: https://www.bpdb.gov.bd/
BAU | Bangladesh | BD | Sonagazi 75 MW Solar Plant (EGCB) | PWRSPVBGDXX | Solar PV | Solar | 75 | 2010 | 2035 | 0.18 | Operational | Bangladesh_Power_Sector.xlsx | Bangladesh Power Development Board (BPDB), "Daily Generation Report," BPDB, Dhaka, Bangladesh, Feb. 2026. [Online]. Available: https://www.bpdb.gov.bd/ Bangladesh Power Development Board (BPDB), "Power Generation Units," BPDB, Dhaka, Bangladesh, Feb. 2026. [Online]. Available: https://www.bpdb.gov.bd/
BAU | Bangladesh | BD | RPCL 210MW CCPP | PWRNGSBGDXX | Natural Gas CC | Gas | 210 | 2010 | 2045 | 0.55 | Operational | Bangladesh_Power_Sector.xlsx | Bangladesh Power Development Board (BPDB), "Daily Generation Report," BPDB, Dhaka, Bangladesh, Feb. 2026. [Online]. Available: https://www.bpdb.gov.bd/ Bangladesh Power Development Board (BPDB), "Power Generation Units," BPDB, Dhaka, Bangladesh, Feb. 2026. [Online]. Available: https://www.bpdb.gov.bd/
BAU | Bangladesh | BD | Jamalpur 115 MW PP (United) | PWROILBGDXX | HFO Engine | HFO | 115 | 2010 | 2045 | 0.3 | Operational | Bangladesh_Power_Sector.xlsx | Bangladesh Power Development Board (BPDB), "Daily Generation Report," BPDB, Dhaka, Bangladesh, Feb. 2026. [Online]. Available: https://www.bpdb.gov.bd/ Bangladesh Power Development Board (BPDB), "Power Generation Units," BPDB, Dhaka, Bangladesh, Feb. 2026. [Online]. Available: https://www.bpdb.gov.bd/
BAU | Bangladesh | BD | Mymensingh 200 MW PP (United) | PWROILBGDXX | HFO Engine | HFO | 200 | 2010 | 2045 | 0.3 | Operational | Bangladesh_Power_Sector.xlsx | Bangladesh Power Development Board (BPDB), "Daily Generation Report," BPDB, Dhaka, Bangladesh, Feb. 2026. [Online]. Available: https://www.bpdb.gov.bd/ Bangladesh Power Development Board (BPDB), "Power Generation Units," BPDB, Dhaka, Bangladesh, Feb. 2026. [Online]. Available: https://www.bpdb.gov.bd/
BAU | Bangladesh | BD | Sarishabari 3 MW Solar Plant | PWRSPVBGDXX | Solar PV | Solar | 3 | 2010 | 2035 | 0.18 | Operational | Bangladesh_Power_Sector.xlsx | Bangladesh Power Development Board (BPDB), "Daily Generation Report," BPDB, Dhaka, Bangladesh, Feb. 2026. [Online]. Available: https://www.bpdb.gov.bd/ Bangladesh Power Development Board (BPDB), "Power Generation Units," BPDB, Dhaka, Bangladesh, Feb. 2026. [Online]. Available: https://www.bpdb.gov.bd/
BAU | Bangladesh | BD | Sutiakhali 50 MW Solar PP | PWRSPVBGDXX | Solar PV | Solar | 50 | 2010 | 2035 | 0.18 | Operational | Bangladesh_Power_Sector.xlsx | Bangladesh Power Development Board (BPDB), "Daily Generation Report," BPDB, Dhaka, Bangladesh, Feb. 2026. [Online]. Available: https://www.bpdb.gov.bd/ Bangladesh Power Development Board (BPDB), "Power Generation Units," BPDB, Dhaka, Bangladesh, Feb. 2026. [Online]. Available: https://www.bpdb.gov.bd/
BAU | Bangladesh | BD | Bhairob 54 MW PP | PWROILBGDXX | HFO Engine | HFO | 54 | 2010 | 2045 | 0.3 | Operational | Bangladesh_Power_Sector.xlsx | Bangladesh Power Development Board (BPDB), "Daily Generation Report," BPDB, Dhaka, Bangladesh, Feb. 2026. [Online]. Available: https://www.bpdb.gov.bd/ Bangladesh Power Development Board (BPDB), "Power Generation Units," BPDB, Dhaka, Bangladesh, Feb. 2026. [Online]. Available: https://www.bpdb.gov.bd/
BAU | Bangladesh | BD | Tangail 22 MW PP (PPGL) | PWROILBGDXX | HFO Engine | HFO | 22 | 2010 | 2045 | 0.3 | Operational | Bangladesh_Power_Sector.xlsx | Bangladesh Power Development Board (BPDB), "Daily Generation Report," BPDB, Dhaka, Bangladesh, Feb. 2026. [Online]. Available: https://www.bpdb.gov.bd/ Bangladesh Power Development Board (BPDB), "Power Generation Units," BPDB, Dhaka, Bangladesh, Feb. 2026. [Online]. Available: https://www.bpdb.gov.bd/
BAU | Bangladesh | BD | Fenchugonj CCPP Phase-1 | PWRNGSBGDXX | Natural Gas CC | Gas | 97 | 2010 | 2045 | 0.55 | Operational | Bangladesh_Power_Sector.xlsx | Bangladesh Power Development Board (BPDB), "Daily Generation Report," BPDB, Dhaka, Bangladesh, Feb. 2026. [Online]. Available: https://www.bpdb.gov.bd/ Bangladesh Power Development Board (BPDB), "Power Generation Units," BPDB, Dhaka, Bangladesh, Feb. 2026. [Online]. Available: https://www.bpdb.gov.bd/
BAU | Bangladesh | BD | Fenchugonj CCPP Phase-2 | PWRNGSBGDXX | Natural Gas CC | Gas | 104 | 2010 | 2045 | 0.55 | Operational | Bangladesh_Power_Sector.xlsx | Bangladesh Power Development Board (BPDB), "Daily Generation Report," BPDB, Dhaka, Bangladesh, Feb. 2026. [Online]. Available: https://www.bpdb.gov.bd/ Bangladesh Power Development Board (BPDB), "Power Generation Units," BPDB, Dhaka, Bangladesh, Feb. 2026. [Online]. Available: https://www.bpdb.gov.bd/
BAU | Bangladesh | BD | Kushiara 163 MW CCPP (KP) | PWRNGSBGDXX | Natural Gas CC | Gas | 163 | 2010 | 2045 | 0.55 | Operational | Bangladesh_Power_Sector.xlsx | Bangladesh Power Development Board (BPDB), "Daily Generation Report," BPDB, Dhaka, Bangladesh, Feb. 2026. [Online]. Available: https://www.bpdb.gov.bd/ Bangladesh Power Development Board (BPDB), "Power Generation Units," BPDB, Dhaka, Bangladesh, Feb. 2026. [Online]. Available: https://www.bpdb.gov.bd/
BAU | Bangladesh | BD | Shahjibazar GTPP Unit-8 & 9 | PWRNGSBGDXX | Natural Gas CC | Gas | 70 | 2010 | 2045 | 0.55 | Operational | Bangladesh_Power_Sector.xlsx | Bangladesh Power Development Board (BPDB), "Daily Generation Report," BPDB, Dhaka, Bangladesh, Feb. 2026. [Online]. Available: https://www.bpdb.gov.bd/ Bangladesh Power Development Board (BPDB), "Power Generation Units," BPDB, Dhaka, Bangladesh, Feb. 2026. [Online]. Available: https://www.bpdb.gov.bd/
BAU | Bangladesh | BD | Shajibazar 330 MW CCPP | PWRNGSBGDXX | Natural Gas CC | Gas | 330 | 2010 | 2045 | 0.55 | Operational | Bangladesh_Power_Sector.xlsx | Bangladesh Power Development Board (BPDB), "Daily Generation Report," BPDB, Dhaka, Bangladesh, Feb. 2026. [Online]. Available: https://www.bpdb.gov.bd/ Bangladesh Power Development Board (BPDB), "Power Generation Units," BPDB, Dhaka, Bangladesh, Feb. 2026. [Online]. Available: https://www.bpdb.gov.bd/
BAU | Bangladesh | BD | Sylhet 225 MW CCPP | PWRNGSBGDXX | Natural Gas CC | Gas | 231 | 2010 | 2045 | 0.55 | Operational | Bangladesh_Power_Sector.xlsx | Bangladesh Power Development Board (BPDB), "Daily Generation Report," BPDB, Dhaka, Bangladesh, Feb. 2026. [Online]. Available: https://www.bpdb.gov.bd/ Bangladesh Power Development Board (BPDB), "Power Generation Units," BPDB, Dhaka, Bangladesh, Feb. 2026. [Online]. Available: https://www.bpdb.gov.bd/
BAU | Bangladesh | BD | Sylhet 20 MW GTPP | PWRNGSBGDXX | Natural Gas CC | Gas | 20 | 2010 | 2045 | 0.55 | Operational | Bangladesh_Power_Sector.xlsx | Bangladesh Power Development Board (BPDB), "Daily Generation Report," BPDB, Dhaka, Bangladesh, Feb. 2026. [Online]. Available: https://www.bpdb.gov.bd/ Bangladesh Power Development Board (BPDB), "Power Generation Units," BPDB, Dhaka, Bangladesh, Feb. 2026. [Online]. Available: https://www.bpdb.gov.bd/
BAU | Bangladesh | BD | Shahjahanulla 25 MW PP | PWRNGSBGDXX | Natural Gas CC | Gas | 25 | 2010 | 2045 | 0.55 | Operational | Bangladesh_Power_Sector.xlsx | Bangladesh Power Development Board (BPDB), "Daily Generation Report," BPDB, Dhaka, Bangladesh, Feb. 2026. [Online]. Available: https://www.bpdb.gov.bd/ Bangladesh Power Development Board (BPDB), "Power Generation Units," BPDB, Dhaka, Bangladesh, Feb. 2026. [Online]. Available: https://www.bpdb.gov.bd/
BAU | Bangladesh | BD | Bibiana-II 341 MW CCPP (Summit) | PWRNGSBGDXX | Natural Gas CC | Gas | 341 | 2010 | 2045 | 0.55 | Operational | Bangladesh_Power_Sector.xlsx | Bangladesh Power Development Board (BPDB), "Daily Generation Report," BPDB, Dhaka, Bangladesh, Feb. 2026. [Online]. Available: https://www.bpdb.gov.bd/ Bangladesh Power Development Board (BPDB), "Power Generation Units," BPDB, Dhaka, Bangladesh, Feb. 2026. [Online]. Available: https://www.bpdb.gov.bd/
BAU | Bangladesh | BD | Bibiyana-III 400 MW CCPP | PWRNGSBGDXX | Natural Gas CC | Gas | 400 | 2010 | 2045 | 0.55 | Operational | Bangladesh_Power_Sector.xlsx | Bangladesh Power Development Board (BPDB), "Daily Generation Report," BPDB, Dhaka, Bangladesh, Feb. 2026. [Online]. Available: https://www.bpdb.gov.bd/ Bangladesh Power Development Board (BPDB), "Power Generation Units," BPDB, Dhaka, Bangladesh, Feb. 2026. [Online]. Available: https://www.bpdb.gov.bd/
BAU | Bangladesh | BD | Bibiyana South 383 MW CCPP | PWRNGSBGDXX | Natural Gas CC | Gas | 383 | 2010 | 2045 | 0.55 | Operational | Bangladesh_Power_Sector.xlsx | Bangladesh Power Development Board (BPDB), "Daily Generation Report," BPDB, Dhaka, Bangladesh, Feb. 2026. [Online]. Available: https://www.bpdb.gov.bd/ Bangladesh Power Development Board (BPDB), "Power Generation Units," BPDB, Dhaka, Bangladesh, Feb. 2026. [Online]. Available: https://www.bpdb.gov.bd/
BAU | Bangladesh | BD | Shahjibazar 100 MW GTPP | PWRNGSBGDXX | Natural Gas CC | Gas | 100 | 2010 | 2045 | 0.55 | Operational | Bangladesh_Power_Sector.xlsx | Bangladesh Power Development Board (BPDB), "Daily Generation Report," BPDB, Dhaka, Bangladesh, Feb. 2026. [Online]. Available: https://www.bpdb.gov.bd/ Bangladesh Power Development Board (BPDB), "Power Generation Units," BPDB, Dhaka, Bangladesh, Feb. 2026. [Online]. Available: https://www.bpdb.gov.bd/
BAU | Bangladesh | BD | Shahjibazar 86MW PP (Shahjibazar) | PWRNGSBGDXX | Natural Gas CC | Gas | 86 | 2010 | 2045 | 0.55 | Operational | Bangladesh_Power_Sector.xlsx | Bangladesh Power Development Board (BPDB), "Daily Generation Report," BPDB, Dhaka, Bangladesh, Feb. 2026. [Online]. Available: https://www.bpdb.gov.bd/ Bangladesh Power Development Board (BPDB), "Power Generation Units," BPDB, Dhaka, Bangladesh, Feb. 2026. [Online]. Available: https://www.bpdb.gov.bd/
BAU | Bangladesh | BD | Bheramara 410 MW CCPP | PWRNGSBGDXX | Natural Gas CC | Gas | 410 | 2010 | 2045 | 0.55 | Operational | Bangladesh_Power_Sector.xlsx | Bangladesh Power Development Board (BPDB), "Daily Generation Report," BPDB, Dhaka, Bangladesh, Feb. 2026. [Online]. Available: https://www.bpdb.gov.bd/ Bangladesh Power Development Board (BPDB), "Power Generation Units," BPDB, Dhaka, Bangladesh, Feb. 2026. [Online]. Available: https://www.bpdb.gov.bd/
BAU | Bangladesh | BD | Faridpur 50 MW Peaking PP | PWROILBGDXX | HFO Engine | HFO | 54 | 2010 | 2045 | 0.3 | Operational | Bangladesh_Power_Sector.xlsx | Bangladesh Power Development Board (BPDB), "Daily Generation Report," BPDB, Dhaka, Bangladesh, Feb. 2026. [Online]. Available: https://www.bpdb.gov.bd/ Bangladesh Power Development Board (BPDB), "Power Generation Units," BPDB, Dhaka, Bangladesh, Feb. 2026. [Online]. Available: https://www.bpdb.gov.bd/
BAU | Bangladesh | BD | Gopalganj 100 MW Peaking PP | PWROILBGDXX | HFO Engine | HFO | 109 | 2010 | 2045 | 0.3 | Operational | Bangladesh_Power_Sector.xlsx | Bangladesh Power Development Board (BPDB), "Daily Generation Report," BPDB, Dhaka, Bangladesh, Feb. 2026. [Online]. Available: https://www.bpdb.gov.bd/ Bangladesh Power Development Board (BPDB), "Power Generation Units," BPDB, Dhaka, Bangladesh, Feb. 2026. [Online]. Available: https://www.bpdb.gov.bd/
BAU | Bangladesh | BD | Khulna 225 MW CCPP | PWRNGSBGDXX | Natural Gas CC | HSD/Gas | 230 | 2010 | 2045 | 0.55 | Operational | Bangladesh_Power_Sector.xlsx | Bangladesh Power Development Board (BPDB), "Daily Generation Report," BPDB, Dhaka, Bangladesh, Feb. 2026. [Online]. Available: https://www.bpdb.gov.bd/ Bangladesh Power Development Board (BPDB), "Power Generation Units," BPDB, Dhaka, Bangladesh, Feb. 2026. [Online]. Available: https://www.bpdb.gov.bd/
BAU | Bangladesh | BD | Rupsha 105 MW PP (Orion rupsha) | PWROILBGDXX | HFO Engine | HFO | 105 | 2010 | 2045 | 0.3 | Operational | Bangladesh_Power_Sector.xlsx | Bangladesh Power Development Board (BPDB), "Daily Generation Report," BPDB, Dhaka, Bangladesh, Feb. 2026. [Online]. Available: https://www.bpdb.gov.bd/ Bangladesh Power Development Board (BPDB), "Power Generation Units," BPDB, Dhaka, Bangladesh, Feb. 2026. [Online]. Available: https://www.bpdb.gov.bd/
BAU | Bangladesh | BD | Madhumati 100 MW PP | PWROILBGDXX | HFO Engine | HFO | 105 | 2010 | 2045 | 0.3 | Operational | Bangladesh_Power_Sector.xlsx | Bangladesh Power Development Board (BPDB), "Daily Generation Report," BPDB, Dhaka, Bangladesh, Feb. 2026. [Online]. Available: https://www.bpdb.gov.bd/ Bangladesh Power Development Board (BPDB), "Power Generation Units," BPDB, Dhaka, Bangladesh, Feb. 2026. [Online]. Available: https://www.bpdb.gov.bd/
BAU | Bangladesh | BD | Mongla Orion 100 MW Solar PP | PWRSPVBGDXX | Solar PV | Solar | 100 | 2010 | 2035 | 0.18 | Operational | Bangladesh_Power_Sector.xlsx | Bangladesh Power Development Board (BPDB), "Daily Generation Report," BPDB, Dhaka, Bangladesh, Feb. 2026. [Online]. Available: https://www.bpdb.gov.bd/ Bangladesh Power Development Board (BPDB), "Power Generation Units," BPDB, Dhaka, Bangladesh, Feb. 2026. [Online]. Available: https://www.bpdb.gov.bd/
BAU | Bangladesh | BD | Maitree Super Thermal 1320 MW PP (BIFPCL) | PWRCOABGDXX | Coal Steam | Coal | 1234 | 2010 | 2045 | 0.65 | Operational | Bangladesh_Power_Sector.xlsx | Bangladesh Power Development Board (BPDB), "Daily Generation Report," BPDB, Dhaka, Bangladesh, Feb. 2026. [Online]. Available: https://www.bpdb.gov.bd/ Bangladesh Power Development Board (BPDB), "Power Generation Units," BPDB, Dhaka, Bangladesh, Feb. 2026. [Online]. Available: https://www.bpdb.gov.bd/
BAU | Bangladesh | BD | Khulna 330 MW CCPP | PWRNGSBGDXX | Natural Gas CC | Gas/HSD | 336 | 2010 | 2045 | 0.55 | Operational | Bangladesh_Power_Sector.xlsx | Bangladesh Power Development Board (BPDB), "Daily Generation Report," BPDB, Dhaka, Bangladesh, Feb. 2026. [Online]. Available: https://www.bpdb.gov.bd/ Bangladesh Power Development Board (BPDB), "Power Generation Units," BPDB, Dhaka, Bangladesh, Feb. 2026. [Online]. Available: https://www.bpdb.gov.bd/
BAU | Bangladesh | BD | Barisal 110 MW PP (Summit) | PWROILBGDXX | HFO Engine | HFO | 110 | 2010 | 2045 | 0.3 | Operational | Bangladesh_Power_Sector.xlsx | Bangladesh Power Development Board (BPDB), "Daily Generation Report," BPDB, Dhaka, Bangladesh, Feb. 2026. [Online]. Available: https://www.bpdb.gov.bd/ Bangladesh Power Development Board (BPDB), "Power Generation Units," BPDB, Dhaka, Bangladesh, Feb. 2026. [Online]. Available: https://www.bpdb.gov.bd/
BAU | Bangladesh | BD | Bhola 225 MW CCPP | PWRNGSBGDXX | Natural Gas CC | Gas | 194 | 2010 | 2045 | 0.55 | Operational | Bangladesh_Power_Sector.xlsx | Bangladesh Power Development Board (BPDB), "Daily Generation Report," BPDB, Dhaka, Bangladesh, Feb. 2026. [Online]. Available: https://www.bpdb.gov.bd/ Bangladesh Power Development Board (BPDB), "Power Generation Units," BPDB, Dhaka, Bangladesh, Feb. 2026. [Online]. Available: https://www.bpdb.gov.bd/
BAU | Bangladesh | BD | Payra 1320 MW TPP (BCPCL) | PWRCOABGDXX | Coal Steam | Coal | 1244 | 2010 | 2045 | 0.65 | Operational | Bangladesh_Power_Sector.xlsx | Bangladesh Power Development Board (BPDB), "Daily Generation Report," BPDB, Dhaka, Bangladesh, Feb. 2026. [Online]. Available: https://www.bpdb.gov.bd/ Bangladesh Power Development Board (BPDB), "Power Generation Units," BPDB, Dhaka, Bangladesh, Feb. 2026. [Online]. Available: https://www.bpdb.gov.bd/
BAU | Bangladesh | BD | Potuakhali 150MW PP (UPPL) | PWROILBGDXX | HFO Engine | HFO | 150 | 2010 | 2045 | 0.3 | Operational | Bangladesh_Power_Sector.xlsx | Bangladesh Power Development Board (BPDB), "Daily Generation Report," BPDB, Dhaka, Bangladesh, Feb. 2026. [Online]. Available: https://www.bpdb.gov.bd/ Bangladesh Power Development Board (BPDB), "Power Generation Units," BPDB, Dhaka, Bangladesh, Feb. 2026. [Online]. Available: https://www.bpdb.gov.bd/
BAU | Bangladesh | BD | Barisal Electric 307 MW Coal | PWRCOABGDXX | Coal Steam | Coal | 307 | 2010 | 2045 | 0.65 | Operational | Bangladesh_Power_Sector.xlsx | Bangladesh Power Development Board (BPDB), "Daily Generation Report," BPDB, Dhaka, Bangladesh, Feb. 2026. [Online]. Available: https://www.bpdb.gov.bd/ Bangladesh Power Development Board (BPDB), "Power Generation Units," BPDB, Dhaka, Bangladesh, Feb. 2026. [Online]. Available: https://www.bpdb.gov.bd/
BAU | Bangladesh | BD | Barisal 1 MW Solar PP | PWRSPVBGDXX | Solar PV | Solar | 1 | 2010 | 2035 | 0.18 | Operational | Bangladesh_Power_Sector.xlsx | Bangladesh Power Development Board (BPDB), "Daily Generation Report," BPDB, Dhaka, Bangladesh, Feb. 2026. [Online]. Available: https://www.bpdb.gov.bd/ Bangladesh Power Development Board (BPDB), "Power Generation Units," BPDB, Dhaka, Bangladesh, Feb. 2026. [Online]. Available: https://www.bpdb.gov.bd/
BAU | Bangladesh | BD | Bhola 220MW CCPP (Nutan Bidyut BD) | PWRNGSBGDXX | Natural Gas CC | Gas/HSD | 220 | 2010 | 2045 | 0.55 | Operational | Bangladesh_Power_Sector.xlsx | Bangladesh Power Development Board (BPDB), "Daily Generation Report," BPDB, Dhaka, Bangladesh, Feb. 2026. [Online]. Available: https://www.bpdb.gov.bd/ Bangladesh Power Development Board (BPDB), "Power Generation Units," BPDB, Dhaka, Bangladesh, Feb. 2026. [Online]. Available: https://www.bpdb.gov.bd/
BAU | Bangladesh | BD | Baghabari 71 MW GTPP | PWRNGSBGDXX | Natural Gas CC | Gas | 71 | 2010 | 2045 | 0.55 | Operational | Bangladesh_Power_Sector.xlsx | Bangladesh Power Development Board (BPDB), "Daily Generation Report," BPDB, Dhaka, Bangladesh, Feb. 2026. [Online]. Available: https://www.bpdb.gov.bd/ Bangladesh Power Development Board (BPDB), "Power Generation Units," BPDB, Dhaka, Bangladesh, Feb. 2026. [Online]. Available: https://www.bpdb.gov.bd/
BAU | Bangladesh | BD | Baghabari 100 MW GTPP | PWRNGSBGDXX | Natural Gas CC | Gas | 100 | 2010 | 2045 | 0.55 | Operational | Bangladesh_Power_Sector.xlsx | Bangladesh Power Development Board (BPDB), "Daily Generation Report," BPDB, Dhaka, Bangladesh, Feb. 2026. [Online]. Available: https://www.bpdb.gov.bd/ Bangladesh Power Development Board (BPDB), "Power Generation Units," BPDB, Dhaka, Bangladesh, Feb. 2026. [Online]. Available: https://www.bpdb.gov.bd/
BAU | Bangladesh | BD | Baghabari 50 MW Peaking PP | PWROILBGDXX | HFO Engine | HFO | 52 | 2010 | 2045 | 0.3 | Operational | Bangladesh_Power_Sector.xlsx | Bangladesh Power Development Board (BPDB), "Daily Generation Report," BPDB, Dhaka, Bangladesh, Feb. 2026. [Online]. Available: https://www.bpdb.gov.bd/ Bangladesh Power Development Board (BPDB), "Power Generation Units," BPDB, Dhaka, Bangladesh, Feb. 2026. [Online]. Available: https://www.bpdb.gov.bd/
BAU | Bangladesh | BD | Bera 70 MW Peaking PP | PWROILBGDXX | HFO Engine | HFO | 71 | 2010 | 2045 | 0.3 | Operational | Bangladesh_Power_Sector.xlsx | Bangladesh Power Development Board (BPDB), "Daily Generation Report," BPDB, Dhaka, Bangladesh, Feb. 2026. [Online]. Available: https://www.bpdb.gov.bd/ Bangladesh Power Development Board (BPDB), "Power Generation Units," BPDB, Dhaka, Bangladesh, Feb. 2026. [Online]. Available: https://www.bpdb.gov.bd/
BAU | Bangladesh | BD | Chapainawabganj 100 MW Peaking PP | PWROILBGDXX | HFO Engine | HFO | 104 | 2010 | 2045 | 0.3 | Operational | Bangladesh_Power_Sector.xlsx | Bangladesh Power Development Board (BPDB), "Daily Generation Report," BPDB, Dhaka, Bangladesh, Feb. 2026. [Online]. Available: https://www.bpdb.gov.bd/ Bangladesh Power Development Board (BPDB), "Power Generation Units," BPDB, Dhaka, Bangladesh, Feb. 2026. [Online]. Available: https://www.bpdb.gov.bd/
BAU | Bangladesh | BD | Katakhali 50 MW Peaking PP | PWROILBGDXX | HFO Engine | HFO | 50 | 2010 | 2045 | 0.3 | Operational | Bangladesh_Power_Sector.xlsx | Bangladesh Power Development Board (BPDB), "Daily Generation Report," BPDB, Dhaka, Bangladesh, Feb. 2026. [Online]. Available: https://www.bpdb.gov.bd/ Bangladesh Power Development Board (BPDB), "Power Generation Units," BPDB, Dhaka, Bangladesh, Feb. 2026. [Online]. Available: https://www.bpdb.gov.bd/
BAU | Bangladesh | BD | Santahar 50 MW Peaking PP | PWROILBGDXX | HFO Engine | HFO | 50 | 2010 | 2045 | 0.3 | Operational | Bangladesh_Power_Sector.xlsx | Bangladesh Power Development Board (BPDB), "Daily Generation Report," BPDB, Dhaka, Bangladesh, Feb. 2026. [Online]. Available: https://www.bpdb.gov.bd/ Bangladesh Power Development Board (BPDB), "Power Generation Units," BPDB, Dhaka, Bangladesh, Feb. 2026. [Online]. Available: https://www.bpdb.gov.bd/
BAU | Bangladesh | BD | Sirajgonj 225MW CCPP Unit-1 | PWRNGSBGDXX | Natural Gas CC | Gas | 210 | 2010 | 2045 | 0.55 | Operational | Bangladesh_Power_Sector.xlsx | Bangladesh Power Development Board (BPDB), "Daily Generation Report," BPDB, Dhaka, Bangladesh, Feb. 2026. [Online]. Available: https://www.bpdb.gov.bd/ Bangladesh Power Development Board (BPDB), "Power Generation Units," BPDB, Dhaka, Bangladesh, Feb. 2026. [Online]. Available: https://www.bpdb.gov.bd/
BAU | Bangladesh | BD | Sirajgonj 225MW CCPP Unit-2 | PWRNGSBGDXX | Natural Gas CC | Gas | 220 | 2010 | 2045 | 0.55 | Operational | Bangladesh_Power_Sector.xlsx | Bangladesh Power Development Board (BPDB), "Daily Generation Report," BPDB, Dhaka, Bangladesh, Feb. 2026. [Online]. Available: https://www.bpdb.gov.bd/ Bangladesh Power Development Board (BPDB), "Power Generation Units," BPDB, Dhaka, Bangladesh, Feb. 2026. [Online]. Available: https://www.bpdb.gov.bd/
BAU | Bangladesh | BD | Sirajgonj 225MW CCPP Unit-3 | PWRNGSBGDXX | Natural Gas CC | Gas | 220 | 2010 | 2045 | 0.55 | Operational | Bangladesh_Power_Sector.xlsx | Bangladesh Power Development Board (BPDB), "Daily Generation Report," BPDB, Dhaka, Bangladesh, Feb. 2026. [Online]. Available: https://www.bpdb.gov.bd/ Bangladesh Power Development Board (BPDB), "Power Generation Units," BPDB, Dhaka, Bangladesh, Feb. 2026. [Online]. Available: https://www.bpdb.gov.bd/
BAU | Bangladesh | BD | Sirajgonj 400 MW CCPP Unit-4 | PWRNGSBGDXX | Natural Gas CC | Gas | 414 | 2010 | 2045 | 0.55 | Operational | Bangladesh_Power_Sector.xlsx | Bangladesh Power Development Board (BPDB), "Daily Generation Report," BPDB, Dhaka, Bangladesh, Feb. 2026. [Online]. Available: https://www.bpdb.gov.bd/ Bangladesh Power Development Board (BPDB), "Power Generation Units," BPDB, Dhaka, Bangladesh, Feb. 2026. [Online]. Available: https://www.bpdb.gov.bd/
BAU | Bangladesh | BD | Natore 52 MW PP (Rajlanka) | PWROILBGDXX | HFO Engine | HFO | 52 | 2010 | 2045 | 0.3 | Operational | Bangladesh_Power_Sector.xlsx | Bangladesh Power Development Board (BPDB), "Daily Generation Report," BPDB, Dhaka, Bangladesh, Feb. 2026. [Online]. Available: https://www.bpdb.gov.bd/ Bangladesh Power Development Board (BPDB), "Power Generation Units," BPDB, Dhaka, Bangladesh, Feb. 2026. [Online]. Available: https://www.bpdb.gov.bd/
BAU | Bangladesh | BD | Bagura 113 MW PP (Confidence) U-1 | PWROILBGDXX | HFO Engine | HFO | 113 | 2010 | 2045 | 0.3 | Operational | Bangladesh_Power_Sector.xlsx | Bangladesh Power Development Board (BPDB), "Daily Generation Report," BPDB, Dhaka, Bangladesh, Feb. 2026. [Online]. Available: https://www.bpdb.gov.bd/ Bangladesh Power Development Board (BPDB), "Power Generation Units," BPDB, Dhaka, Bangladesh, Feb. 2026. [Online]. Available: https://www.bpdb.gov.bd/
BAU | Bangladesh | BD | Bagura 113 MW PP (Confidence) U-2 | PWROILBGDXX | HFO Engine | HFO | 113 | 2010 | 2045 | 0.3 | Operational | Bangladesh_Power_Sector.xlsx | Bangladesh Power Development Board (BPDB), "Daily Generation Report," BPDB, Dhaka, Bangladesh, Feb. 2026. [Online]. Available: https://www.bpdb.gov.bd/ Bangladesh Power Development Board (BPDB), "Power Generation Units," BPDB, Dhaka, Bangladesh, Feb. 2026. [Online]. Available: https://www.bpdb.gov.bd/
BAU | Bangladesh | BD | Sirajgonj 6.55 MW Solar | PWRSPVBGDXX | Solar PV | Solar | 6 | 2010 | 2035 | 0.18 | Operational | Bangladesh_Power_Sector.xlsx | Bangladesh Power Development Board (BPDB), "Daily Generation Report," BPDB, Dhaka, Bangladesh, Feb. 2026. [Online]. Available: https://www.bpdb.gov.bd/ Bangladesh Power Development Board (BPDB), "Power Generation Units," BPDB, Dhaka, Bangladesh, Feb. 2026. [Online]. Available: https://www.bpdb.gov.bd/
BAU | Bangladesh | BD | Sirajganj 68 MW Solar Park | PWRSPVBGDXX | Solar PV | Solar | 68 | 2010 | 2035 | 0.18 | Operational | Bangladesh_Power_Sector.xlsx | Bangladesh Power Development Board (BPDB), "Daily Generation Report," BPDB, Dhaka, Bangladesh, Feb. 2026. [Online]. Available: https://www.bpdb.gov.bd/ Bangladesh Power Development Board (BPDB), "Power Generation Units," BPDB, Dhaka, Bangladesh, Feb. 2026. [Online]. Available: https://www.bpdb.gov.bd/
BAU | Bangladesh | BD | Pabna Solar 100 MW | PWRSPVBGDXX | Solar PV | Solar | 100 | 2010 | 2035 | 0.18 | Operational | Bangladesh_Power_Sector.xlsx | Bangladesh Power Development Board (BPDB), "Daily Generation Report," BPDB, Dhaka, Bangladesh, Feb. 2026. [Online]. Available: https://www.bpdb.gov.bd/ Bangladesh Power Development Board (BPDB), "Power Generation Units," BPDB, Dhaka, Bangladesh, Feb. 2026. [Online]. Available: https://www.bpdb.gov.bd/
BAU | Bangladesh | BD | Sirajgonj 2 MW Wind Power Plant | PWRWONBGDXX | Wind | Wind | 2 | 2010 | 2035 | 0.25 | Operational | Bangladesh_Power_Sector.xlsx | Bangladesh Power Development Board (BPDB), "Daily Generation Report," BPDB, Dhaka, Bangladesh, Feb. 2026. [Online]. Available: https://www.bpdb.gov.bd/ Bangladesh Power Development Board (BPDB), "Power Generation Units," BPDB, Dhaka, Bangladesh, Feb. 2026. [Online]. Available: https://www.bpdb.gov.bd/
BAU | Bangladesh | BD | Pabna 64 MW Solar Plant | PWRSPVBGDXX | Solar PV | Solar | 65 | 2010 | 2035 | 0.18 | Operational | Bangladesh_Power_Sector.xlsx | Bangladesh Power Development Board (BPDB), "Daily Generation Report," BPDB, Dhaka, Bangladesh, Feb. 2026. [Online]. Available: https://www.bpdb.gov.bd/ Bangladesh Power Development Board (BPDB), "Power Generation Units," BPDB, Dhaka, Bangladesh, Feb. 2026. [Online]. Available: https://www.bpdb.gov.bd/
BAU | Bangladesh | BD | Barapukuria TPP Unit-1 & 2 | PWRCOABGDXX | Coal Steam | Coal | 250 | 2010 | 2045 | 0.65 | Operational | Bangladesh_Power_Sector.xlsx | Bangladesh Power Development Board (BPDB), "Daily Generation Report," BPDB, Dhaka, Bangladesh, Feb. 2026. [Online]. Available: https://www.bpdb.gov.bd/ Bangladesh Power Development Board (BPDB), "Power Generation Units," BPDB, Dhaka, Bangladesh, Feb. 2026. [Online]. Available: https://www.bpdb.gov.bd/
BAU | Bangladesh | BD | Barapukuria 275 MW TPP Unit-3 | PWRCOABGDXX | Coal Steam | Coal | 274 | 2010 | 2045 | 0.65 | Operational | Bangladesh_Power_Sector.xlsx | Bangladesh Power Development Board (BPDB), "Daily Generation Report," BPDB, Dhaka, Bangladesh, Feb. 2026. [Online]. Available: https://www.bpdb.gov.bd/ Bangladesh Power Development Board (BPDB), "Power Generation Units," BPDB, Dhaka, Bangladesh, Feb. 2026. [Online]. Available: https://www.bpdb.gov.bd/
BAU | Bangladesh | BD | Rangpur 20 MW GTPP | PWROILBGDXX | High Speed Diesel | HSD | 20 | 2010 | 2045 | 0.2 | Operational | Bangladesh_Power_Sector.xlsx | Bangladesh Power Development Board (BPDB), "Daily Generation Report," BPDB, Dhaka, Bangladesh, Feb. 2026. [Online]. Available: https://www.bpdb.gov.bd/ Bangladesh Power Development Board (BPDB), "Power Generation Units," BPDB, Dhaka, Bangladesh, Feb. 2026. [Online]. Available: https://www.bpdb.gov.bd/
BAU | Bangladesh | BD | Rangpur 113 MW PP (Confidence) | PWROILBGDXX | HFO Engine | HFO | 113 | 2010 | 2045 | 0.3 | Operational | Bangladesh_Power_Sector.xlsx | Bangladesh Power Development Board (BPDB), "Daily Generation Report," BPDB, Dhaka, Bangladesh, Feb. 2026. [Online]. Available: https://www.bpdb.gov.bd/ Bangladesh Power Development Board (BPDB), "Power Generation Units," BPDB, Dhaka, Bangladesh, Feb. 2026. [Online]. Available: https://www.bpdb.gov.bd/
BAU | Bangladesh | BD | Saidpur 20 MW GTPP | PWROILBGDXX | High Speed Diesel | HSD | 20 | 2010 | 2045 | 0.2 | Operational | Bangladesh_Power_Sector.xlsx | Bangladesh Power Development Board (BPDB), "Daily Generation Report," BPDB, Dhaka, Bangladesh, Feb. 2026. [Online]. Available: https://www.bpdb.gov.bd/ Bangladesh Power Development Board (BPDB), "Power Generation Units," BPDB, Dhaka, Bangladesh, Feb. 2026. [Online]. Available: https://www.bpdb.gov.bd/
BAU | Bangladesh | BD | Majipara Tatulia 8 MW Solar PP | PWRSPVBGDXX | Solar PV | Solar | 8 | 2010 | 2035 | 0.18 | Operational | Bangladesh_Power_Sector.xlsx | Bangladesh Power Development Board (BPDB), "Daily Generation Report," BPDB, Dhaka, Bangladesh, Feb. 2026. [Online]. Available: https://www.bpdb.gov.bd/ Bangladesh Power Development Board (BPDB), "Power Generation Units," BPDB, Dhaka, Bangladesh, Feb. 2026. [Online]. Available: https://www.bpdb.gov.bd/
BAU | Bangladesh | BD | Thakurgaon 115MW PP (Energypac) | PWROILBGDXX | HFO Engine | HFO | 115 | 2010 | 2045 | 0.3 | Operational | Bangladesh_Power_Sector.xlsx | Bangladesh Power Development Board (BPDB), "Daily Generation Report," BPDB, Dhaka, Bangladesh, Feb. 2026. [Online]. Available: https://www.bpdb.gov.bd/ Bangladesh Power Development Board (BPDB), "Power Generation Units," BPDB, Dhaka, Bangladesh, Feb. 2026. [Online]. Available: https://www.bpdb.gov.bd/
BAU | Bangladesh | BD | Lalmonirhat 30 MW Solar (Intraco) | PWRSPVBGDXX | Solar PV | Solar | 30 | 2010 | 2035 | 0.18 | Operational | Bangladesh_Power_Sector.xlsx | Bangladesh Power Development Board (BPDB), "Daily Generation Report," BPDB, Dhaka, Bangladesh, Feb. 2026. [Online]. Available: https://www.bpdb.gov.bd/ Bangladesh Power Development Board (BPDB), "Power Generation Units," BPDB, Dhaka, Bangladesh, Feb. 2026. [Online]. Available: https://www.bpdb.gov.bd/
BAU | Bangladesh | BD | Teesta Solar Limited 200 MW | PWRSPVBGDXX | Solar PV | Solar | 200 | 2010 | 2035 | 0.18 | Operational | Bangladesh_Power_Sector.xlsx | Bangladesh Power Development Board (BPDB), "Daily Generation Report," BPDB, Dhaka, Bangladesh, Feb. 2026. [Online]. Available: https://www.bpdb.gov.bd/ Bangladesh Power Development Board (BPDB), "Power Generation Units," BPDB, Dhaka, Bangladesh, Feb. 2026. [Online]. Available: https://www.bpdb.gov.bd/
BAU | Bangladesh | BD | Saidpur 150 MW Simple Cycle PP | PWROILBGDXX | High Speed Diesel | HSD | 162 | 2010 | 2045 | 0.2 | Operational | Bangladesh_Power_Sector.xlsx | Bangladesh Power Development Board (BPDB), "Daily Generation Report," BPDB, Dhaka, Bangladesh, Feb. 2026. [Online]. Available: https://www.bpdb.gov.bd/ Bangladesh Power Development Board (BPDB), "Power Generation Units," BPDB, Dhaka, Bangladesh, Feb. 2026. [Online]. Available: https://www.bpdb.gov.bd/
BAU | Bhutan | BT | Tala Hydropower Plant | PWRHYDBTNXX | Hydro | Hydro | 1020 | 2005 | 2060 | 0.45 | Operational | Bhutan_Power_Infrastructure.xlsx | Bhutan Power Corporation Limited (BPC), "Power Data Book 2024," BPC, Thimphu, Bhutan, 2024. [Online]. Available: https://www.bpc.bt/ Druk Green Power Corporation (DGPC), "Annual Report 2023," DGPC, Thimphu, Bhutan, 2023.
BAU | Bhutan | BT | Mangdechhu Hydropower Plant | PWRHYDBTNXX | Hydro | Hydro | 720 | 2005 | 2060 | 0.45 | Operational | Bhutan_Power_Infrastructure.xlsx | Bhutan Power Corporation Limited (BPC), "Power Data Book 2024," BPC, Thimphu, Bhutan, 2024. [Online]. Available: https://www.bpc.bt/ Druk Green Power Corporation (DGPC), "Annual Report 2023," DGPC, Thimphu, Bhutan, 2023.
BAU | Bhutan | BT | Chhukha Hydropower Plant | PWRHYDBTNXX | Hydro | Hydro | 336 | 2005 | 2060 | 0.45 | Operational | Bhutan_Power_Infrastructure.xlsx | Bhutan Power Corporation Limited (BPC), "Power Data Book 2024," BPC, Thimphu, Bhutan, 2024. [Online]. Available: https://www.bpc.bt/ Druk Green Power Corporation (DGPC), "Annual Report 2023," DGPC, Thimphu, Bhutan, 2023.
BAU | Bhutan | BT | Dagachhu Hydropower Plant | PWRHYDBTNXX | Hydro | Hydro | 252 | 2005 | 2060 | 0.45 | Operational | Bhutan_Power_Infrastructure.xlsx | Bhutan Power Corporation Limited (BPC), "Power Data Book 2024," BPC, Thimphu, Bhutan, 2024. [Online]. Available: https://www.bpc.bt/ Druk Green Power Corporation (DGPC), "Annual Report 2023," DGPC, Thimphu, Bhutan, 2023.
BAU | Bhutan | BT | Nikachhu Hydropower Plant | PWRHYDBTNXX | Hydro | Hydro | 118 | 2005 | 2060 | 0.45 | Operational | Bhutan_Power_Infrastructure.xlsx | Bhutan Power Corporation Limited (BPC), "Power Data Book 2024," BPC, Thimphu, Bhutan, 2024. [Online]. Available: https://www.bpc.bt/ Druk Green Power Corporation (DGPC), "Annual Report 2023," DGPC, Thimphu, Bhutan, 2023.
BAU | Bhutan | BT | Kurichhu Hydropower Plant | PWRHYDBTNXX | Hydro | Hydro | 60 | 2005 | 2060 | 0.45 | Operational | Bhutan_Power_Infrastructure.xlsx | Bhutan Power Corporation Limited (BPC), "Power Data Book 2024," BPC, Thimphu, Bhutan, 2024. [Online]. Available: https://www.bpc.bt/ Druk Green Power Corporation (DGPC), "Annual Report 2023," DGPC, Thimphu, Bhutan, 2023.
BAU | Bhutan | BT | Basochhu Hydropower Plant | PWRHYDBTNXX | Hydro | Hydro | 64 | 2005 | 2060 | 0.45 | Operational | Bhutan_Power_Infrastructure.xlsx | Bhutan Power Corporation Limited (BPC), "Power Data Book 2024," BPC, Thimphu, Bhutan, 2024. [Online]. Available: https://www.bpc.bt/ Druk Green Power Corporation (DGPC), "Annual Report 2023," DGPC, Thimphu, Bhutan, 2023.
BAU | Bhutan | BT | Punatsangchhu-II Hydropower Plant (PHP-II) | PWRHYDBTNXX | Hydro | Hydro | 1020 | 2005 | 2060 | 0.45 | Operational | Bhutan_Power_Infrastructure.xlsx | Bhutan Power Corporation Limited (BPC), "Power Data Book 2024," BPC, Thimphu, Bhutan, 2024. [Online]. Available: https://www.bpc.bt/ Druk Green Power Corporation (DGPC), "Annual Report 2023," DGPC, Thimphu, Bhutan, 2023.
BAU | Bhutan | BT | Mini/Micro Hydel Plants (various) | PWRHYDBTNXX | Hydro | Hydro | 4 | 2005 | 2060 | 0.45 | Operational | Bhutan_Power_Infrastructure.xlsx ¦ Capacity estimated: 16.90 MU (2024) ÷ (8760h × CF≈0.45) ≈ 4 MW | Bhutan Power Corporation Limited (BPC), "Power Data Book 2024," BPC, Thimphu, Bhutan, 2024. [Online]. Available: https://www.bpc.bt/ Druk Green Power Corporation (DGPC), "Annual Report 2023," DGPC, Thimphu, Bhutan, 2023.
BAU | Bhutan | BT | DSP Solar Plant | PWRSPVBTNXX | Solar PV | Solar | 2 | 2005 | 2030 | 0.18 | Operational | Bhutan_Power_Infrastructure.xlsx ¦ Capacity estimated: 3.23 MU (2024) ÷ (8760h × CF≈0.18) ≈ 2 MW | Bhutan Power Corporation Limited (BPC), "Power Data Book 2024," BPC, Thimphu, Bhutan, 2024. [Online]. Available: https://www.bpc.bt/ Druk Green Power Corporation (DGPC), "Annual Report 2023," DGPC, Thimphu, Bhutan, 2023.
BAU | Nepal | NP | Kaligandaki 'A' (KGA) | PWRHYDNPLXX | Hydro | Hydro | 144 | 2008 | 2060 | 0.45 | Operational | Nepal_Electricity_Infrastructure.xlsx | Nepal Electricity Authority (NEA), "Annual Report FY 2024/2025," NEA, Kathmandu, Nepal, 2025. [Online]. Available: https://www.nea.org.np Nepal Electricity Authority (NEA), "Generation Directorate Report 2076 (August 2019)," NEA, Kathmandu, Nepal, 2019.
BAU | Nepal | NP | Middle Marsyangdi (MMHPS) | PWRHYDNPLXX | Hydro | Hydro | 70 | 2008 | 2060 | 0.45 | Operational | Nepal_Electricity_Infrastructure.xlsx | Nepal Electricity Authority (NEA), "Annual Report FY 2024/2025," NEA, Kathmandu, Nepal, 2025. [Online]. Available: https://www.nea.org.np Nepal Electricity Authority (NEA), "Generation Directorate Report 2076 (August 2019)," NEA, Kathmandu, Nepal, 2019.
BAU | Nepal | NP | Marsyangdi (MHPS) | PWRHYDNPLXX | Hydro | Hydro | 69 | 2008 | 2060 | 0.45 | Operational | Nepal_Electricity_Infrastructure.xlsx | Nepal Electricity Authority (NEA), "Annual Report FY 2024/2025," NEA, Kathmandu, Nepal, 2025. [Online]. Available: https://www.nea.org.np Nepal Electricity Authority (NEA), "Generation Directorate Report 2076 (August 2019)," NEA, Kathmandu, Nepal, 2019.
BAU | Nepal | NP | Kulekhani I | PWRHYDNPLXX | Hydro | Hydro | 60 | 2008 | 2060 | 0.45 | Operational | Nepal_Electricity_Infrastructure.xlsx | Nepal Electricity Authority (NEA), "Annual Report FY 2024/2025," NEA, Kathmandu, Nepal, 2025. [Online]. Available: https://www.nea.org.np Nepal Electricity Authority (NEA), "Generation Directorate Report 2076 (August 2019)," NEA, Kathmandu, Nepal, 2019.
BAU | Nepal | NP | Upper Trishuli 3A HEP | PWRHYDNPLXX | Hydro | Hydro | 60 | 2008 | 2060 | 0.45 | Operational | Nepal_Electricity_Infrastructure.xlsx | Nepal Electricity Authority (NEA), "Annual Report FY 2024/2025," NEA, Kathmandu, Nepal, 2025. [Online]. Available: https://www.nea.org.np Nepal Electricity Authority (NEA), "Generation Directorate Report 2076 (August 2019)," NEA, Kathmandu, Nepal, 2019.
BAU | Nepal | NP | Kulekhani II | PWRHYDNPLXX | Hydro | Hydro | 32 | 2008 | 2060 | 0.45 | Operational | Nepal_Electricity_Infrastructure.xlsx | Nepal Electricity Authority (NEA), "Annual Report FY 2024/2025," NEA, Kathmandu, Nepal, 2025. [Online]. Available: https://www.nea.org.np Nepal Electricity Authority (NEA), "Generation Directorate Report 2076 (August 2019)," NEA, Kathmandu, Nepal, 2019.
BAU | Nepal | NP | Chameliya | PWRHYDNPLXX | Hydro | Hydro | 30 | 2008 | 2060 | 0.45 | Operational | Nepal_Electricity_Infrastructure.xlsx | Nepal Electricity Authority (NEA), "Annual Report FY 2024/2025," NEA, Kathmandu, Nepal, 2025. [Online]. Available: https://www.nea.org.np Nepal Electricity Authority (NEA), "Generation Directorate Report 2076 (August 2019)," NEA, Kathmandu, Nepal, 2019.
BAU | Nepal | NP | Trishuli | PWRHYDNPLXX | Hydro | Hydro | 24 | 2008 | 2060 | 0.45 | Operational | Nepal_Electricity_Infrastructure.xlsx | Nepal Electricity Authority (NEA), "Annual Report FY 2024/2025," NEA, Kathmandu, Nepal, 2025. [Online]. Available: https://www.nea.org.np Nepal Electricity Authority (NEA), "Generation Directorate Report 2076 (August 2019)," NEA, Kathmandu, Nepal, 2019.
BAU | Nepal | NP | Gandak | PWRHYDNPLXX | Hydro | Hydro | 15 | 2008 | 2060 | 0.45 | Operational | Nepal_Electricity_Infrastructure.xlsx | Nepal Electricity Authority (NEA), "Annual Report FY 2024/2025," NEA, Kathmandu, Nepal, 2025. [Online]. Available: https://www.nea.org.np Nepal Electricity Authority (NEA), "Generation Directorate Report 2076 (August 2019)," NEA, Kathmandu, Nepal, 2019.
BAU | Nepal | NP | Devighat | PWRHYDNPLXX | Hydro | Hydro | 14.1 | 2008 | 2060 | 0.45 | Operational | Nepal_Electricity_Infrastructure.xlsx | Nepal Electricity Authority (NEA), "Annual Report FY 2024/2025," NEA, Kathmandu, Nepal, 2025. [Online]. Available: https://www.nea.org.np Nepal Electricity Authority (NEA), "Generation Directorate Report 2076 (August 2019)," NEA, Kathmandu, Nepal, 2019.
BAU | Nepal | NP | Modikhola | PWRHYDNPLXX | Hydro | Hydro | 14.8 | 2008 | 2060 | 0.45 | Operational | Nepal_Electricity_Infrastructure.xlsx | Nepal Electricity Authority (NEA), "Annual Report FY 2024/2025," NEA, Kathmandu, Nepal, 2025. [Online]. Available: https://www.nea.org.np Nepal Electricity Authority (NEA), "Generation Directorate Report 2076 (August 2019)," NEA, Kathmandu, Nepal, 2019.
BAU | Nepal | NP | Kulekhani III HEP | PWRHYDNPLXX | Hydro | Hydro | 14 | 2008 | 2060 | 0.45 | Operational | Nepal_Electricity_Infrastructure.xlsx | Nepal Electricity Authority (NEA), "Annual Report FY 2024/2025," NEA, Kathmandu, Nepal, 2025. [Online]. Available: https://www.nea.org.np Nepal Electricity Authority (NEA), "Generation Directorate Report 2076 (August 2019)," NEA, Kathmandu, Nepal, 2019.
BAU | Nepal | NP | Sunkoshi | PWRHYDNPLXX | Hydro | Hydro | 10.05 | 2008 | 2060 | 0.45 | Operational | Nepal_Electricity_Infrastructure.xlsx | Nepal Electricity Authority (NEA), "Annual Report FY 2024/2025," NEA, Kathmandu, Nepal, 2025. [Online]. Available: https://www.nea.org.np Nepal Electricity Authority (NEA), "Generation Directorate Report 2076 (August 2019)," NEA, Kathmandu, Nepal, 2019.
BAU | Nepal | NP | Puwa Khola (Ilam) | PWRHYDNPLXX | Hydro | Hydro | 6.2 | 2008 | 2060 | 0.45 | Operational | Nepal_Electricity_Infrastructure.xlsx | Nepal Electricity Authority (NEA), "Annual Report FY 2024/2025," NEA, Kathmandu, Nepal, 2025. [Online]. Available: https://www.nea.org.np Nepal Electricity Authority (NEA), "Generation Directorate Report 2076 (August 2019)," NEA, Kathmandu, Nepal, 2019.
BAU | Nepal | NP | Chatara | PWRHYDNPLXX | Hydro | Hydro | 3.2 | 2008 | 2060 | 0.45 | Operational | Nepal_Electricity_Infrastructure.xlsx | Nepal Electricity Authority (NEA), "Annual Report FY 2024/2025," NEA, Kathmandu, Nepal, 2025. [Online]. Available: https://www.nea.org.np Nepal Electricity Authority (NEA), "Generation Directorate Report 2076 (August 2019)," NEA, Kathmandu, Nepal, 2019.
BAU | Nepal | NP | Panauti | PWRHYDNPLXX | Hydro | Hydro | 2.4 | 2008 | 2060 | 0.45 | Operational | Nepal_Electricity_Infrastructure.xlsx | Nepal Electricity Authority (NEA), "Annual Report FY 2024/2025," NEA, Kathmandu, Nepal, 2025. [Online]. Available: https://www.nea.org.np Nepal Electricity Authority (NEA), "Generation Directorate Report 2076 (August 2019)," NEA, Kathmandu, Nepal, 2019.
BAU | Nepal | NP | Tatopani | PWRHYDNPLXX | Hydro | Hydro | 2 | 2008 | 2060 | 0.45 | Operational | Nepal_Electricity_Infrastructure.xlsx | Nepal Electricity Authority (NEA), "Annual Report FY 2024/2025," NEA, Kathmandu, Nepal, 2025. [Online]. Available: https://www.nea.org.np Nepal Electricity Authority (NEA), "Generation Directorate Report 2076 (August 2019)," NEA, Kathmandu, Nepal, 2019.
BAU | Nepal | NP | Seti (Pokhara) | PWRHYDNPLXX | Hydro | Hydro | 1.5 | 2008 | 2060 | 0.45 | Operational | Nepal_Electricity_Infrastructure.xlsx | Nepal Electricity Authority (NEA), "Annual Report FY 2024/2025," NEA, Kathmandu, Nepal, 2025. [Online]. Available: https://www.nea.org.np Nepal Electricity Authority (NEA), "Generation Directorate Report 2076 (August 2019)," NEA, Kathmandu, Nepal, 2019.
BAU | Nepal | NP | Tinau | PWRHYDNPLXX | Hydro | Hydro | 1.024 | 2008 | 2060 | 0.45 | Operational | Nepal_Electricity_Infrastructure.xlsx | Nepal Electricity Authority (NEA), "Annual Report FY 2024/2025," NEA, Kathmandu, Nepal, 2025. [Online]. Available: https://www.nea.org.np Nepal Electricity Authority (NEA), "Generation Directorate Report 2076 (August 2019)," NEA, Kathmandu, Nepal, 2019.
BAU | Nepal | NP | Fewa | PWRHYDNPLXX | Hydro | Hydro | 1 | 2008 | 2060 | 0.45 | Operational | Nepal_Electricity_Infrastructure.xlsx | Nepal Electricity Authority (NEA), "Annual Report FY 2024/2025," NEA, Kathmandu, Nepal, 2025. [Online]. Available: https://www.nea.org.np Nepal Electricity Authority (NEA), "Generation Directorate Report 2076 (August 2019)," NEA, Kathmandu, Nepal, 2019.
BAU | Nepal | NP | Sundarijal | PWRHYDNPLXX | Hydro | Hydro | 0.97 | 2008 | 2060 | 0.45 | Operational | Nepal_Electricity_Infrastructure.xlsx | Nepal Electricity Authority (NEA), "Annual Report FY 2024/2025," NEA, Kathmandu, Nepal, 2025. [Online]. Available: https://www.nea.org.np Nepal Electricity Authority (NEA), "Generation Directorate Report 2076 (August 2019)," NEA, Kathmandu, Nepal, 2019.
BAU | Nepal | NP | Pharping | PWRHYDNPLXX | Hydro | Hydro | 0.5 | 2008 | 2060 | 0.45 | Operational | Nepal_Electricity_Infrastructure.xlsx | Nepal Electricity Authority (NEA), "Annual Report FY 2024/2025," NEA, Kathmandu, Nepal, 2025. [Online]. Available: https://www.nea.org.np Nepal Electricity Authority (NEA), "Generation Directorate Report 2076 (August 2019)," NEA, Kathmandu, Nepal, 2019.
BAU | Nepal | NP | Gamgad | PWRHYDNPLXX | Hydro | Hydro | 0.4 | 2008 | 2060 | 0.45 | Operational | Nepal_Electricity_Infrastructure.xlsx | Nepal Electricity Authority (NEA), "Annual Report FY 2024/2025," NEA, Kathmandu, Nepal, 2025. [Online]. Available: https://www.nea.org.np Nepal Electricity Authority (NEA), "Generation Directorate Report 2076 (August 2019)," NEA, Kathmandu, Nepal, 2019.
BAU | Nepal | NP | Khandbari | PWRHYDNPLXX | Hydro | Hydro | 0.25 | 2008 | 2060 | 0.45 | Operational | Nepal_Electricity_Infrastructure.xlsx | Nepal Electricity Authority (NEA), "Annual Report FY 2024/2025," NEA, Kathmandu, Nepal, 2025. [Online]. Available: https://www.nea.org.np Nepal Electricity Authority (NEA), "Generation Directorate Report 2076 (August 2019)," NEA, Kathmandu, Nepal, 2019.
BAU | Nepal | NP | Jomsom | PWRHYDNPLXX | Hydro | Hydro | 0.24 | 2008 | 2060 | 0.45 | Operational | Nepal_Electricity_Infrastructure.xlsx | Nepal Electricity Authority (NEA), "Annual Report FY 2024/2025," NEA, Kathmandu, Nepal, 2025. [Online]. Available: https://www.nea.org.np Nepal Electricity Authority (NEA), "Generation Directorate Report 2076 (August 2019)," NEA, Kathmandu, Nepal, 2019.
BAU | Nepal | NP | Phidim | PWRHYDNPLXX | Hydro | Hydro | 0.24 | 2008 | 2060 | 0.45 | Operational | Nepal_Electricity_Infrastructure.xlsx | Nepal Electricity Authority (NEA), "Annual Report FY 2024/2025," NEA, Kathmandu, Nepal, 2025. [Online]. Available: https://www.nea.org.np Nepal Electricity Authority (NEA), "Generation Directorate Report 2076 (August 2019)," NEA, Kathmandu, Nepal, 2019.
BAU | Nepal | NP | Baglung | PWRHYDNPLXX | Hydro | Hydro | 0.2 | 2008 | 2060 | 0.45 | Operational | Nepal_Electricity_Infrastructure.xlsx | Nepal Electricity Authority (NEA), "Annual Report FY 2024/2025," NEA, Kathmandu, Nepal, 2025. [Online]. Available: https://www.nea.org.np Nepal Electricity Authority (NEA), "Generation Directorate Report 2076 (August 2019)," NEA, Kathmandu, Nepal, 2019.
BAU | Nepal | NP | Surnaiyagad | PWRHYDNPLXX | Hydro | Hydro | 0.2 | 2008 | 2060 | 0.45 | Operational | Nepal_Electricity_Infrastructure.xlsx | Nepal Electricity Authority (NEA), "Annual Report FY 2024/2025," NEA, Kathmandu, Nepal, 2025. [Online]. Available: https://www.nea.org.np Nepal Electricity Authority (NEA), "Generation Directorate Report 2076 (August 2019)," NEA, Kathmandu, Nepal, 2019.
BAU | Nepal | NP | Doti | PWRHYDNPLXX | Hydro | Hydro | 0.2 | 2008 | 2060 | 0.45 | Operational | Nepal_Electricity_Infrastructure.xlsx | Nepal Electricity Authority (NEA), "Annual Report FY 2024/2025," NEA, Kathmandu, Nepal, 2025. [Online]. Available: https://www.nea.org.np Nepal Electricity Authority (NEA), "Generation Directorate Report 2076 (August 2019)," NEA, Kathmandu, Nepal, 2019.
BAU | Nepal | NP | Ramechhap | PWRHYDNPLXX | Hydro | Hydro | 0.15 | 2008 | 2060 | 0.45 | Operational | Nepal_Electricity_Infrastructure.xlsx | Nepal Electricity Authority (NEA), "Annual Report FY 2024/2025," NEA, Kathmandu, Nepal, 2025. [Online]. Available: https://www.nea.org.np Nepal Electricity Authority (NEA), "Generation Directorate Report 2076 (August 2019)," NEA, Kathmandu, Nepal, 2019.
BAU | Nepal | NP | Terhathum | PWRHYDNPLXX | Hydro | Hydro | 0.1 | 2008 | 2060 | 0.45 | Operational | Nepal_Electricity_Infrastructure.xlsx | Nepal Electricity Authority (NEA), "Annual Report FY 2024/2025," NEA, Kathmandu, Nepal, 2025. [Online]. Available: https://www.nea.org.np Nepal Electricity Authority (NEA), "Generation Directorate Report 2076 (August 2019)," NEA, Kathmandu, Nepal, 2019.
BAU | Nepal | NP | Multifuel Power Plant (Duhabi) | PWRNGSNPLXX | Multi-fuel Thermal | Thermal (Multi-fuel) | 39 | 2008 | 2043 | 0.5 | Operational | Nepal_Electricity_Infrastructure.xlsx | Nepal Electricity Authority (NEA), "Annual Report FY 2024/2025," NEA, Kathmandu, Nepal, 2025. [Online]. Available: https://www.nea.org.np Nepal Electricity Authority (NEA), "Generation Directorate Report 2076 (August 2019)," NEA, Kathmandu, Nepal, 2019.
BAU | Nepal | NP | Hetauda Diesel Power Plant | PWROILNPLXX | Diesel | Thermal (Diesel) | 14.41 | 2008 | 2043 | 0.25 | Operational | Nepal_Electricity_Infrastructure.xlsx | Nepal Electricity Authority (NEA), "Annual Report FY 2024/2025," NEA, Kathmandu, Nepal, 2025. [Online]. Available: https://www.nea.org.np Nepal Electricity Authority (NEA), "Generation Directorate Report 2076 (August 2019)," NEA, Kathmandu, Nepal, 2019.
BAU | Nepal | NP | Chilime HEP | PWRHYDNPLXX | Hydro | Hydro | 22.1 | 2008 | 2060 | 0.45 | Operational | Nepal_Electricity_Infrastructure.xlsx | Nepal Electricity Authority (NEA), "Annual Report FY 2024/2025," NEA, Kathmandu, Nepal, 2025. [Online]. Available: https://www.nea.org.np Nepal Electricity Authority (NEA), "Generation Directorate Report 2076 (August 2019)," NEA, Kathmandu, Nepal, 2019.
BAU | Nepal | NP | Upper Tamakoshi HEP | PWRHYDNPLXX | Hydro | Hydro | 456 | 2008 | 2060 | 0.45 | Operational | Nepal_Electricity_Infrastructure.xlsx | Nepal Electricity Authority (NEA), "Annual Report FY 2024/2025," NEA, Kathmandu, Nepal, 2025. [Online]. Available: https://www.nea.org.np Nepal Electricity Authority (NEA), "Generation Directorate Report 2076 (August 2019)," NEA, Kathmandu, Nepal, 2019.
BAU | Nepal | NP | Upper Sanjen HEP | PWRHYDNPLXX | Hydro | Hydro | 14.8 | 2008 | 2060 | 0.45 | Operational | Nepal_Electricity_Infrastructure.xlsx | Nepal Electricity Authority (NEA), "Annual Report FY 2024/2025," NEA, Kathmandu, Nepal, 2025. [Online]. Available: https://www.nea.org.np Nepal Electricity Authority (NEA), "Generation Directorate Report 2076 (August 2019)," NEA, Kathmandu, Nepal, 2019.
BAU | Nepal | NP | Sanjen HEP | PWRHYDNPLXX | Hydro | Hydro | 42.5 | 2008 | 2060 | 0.45 | Operational | Nepal_Electricity_Infrastructure.xlsx | Nepal Electricity Authority (NEA), "Annual Report FY 2024/2025," NEA, Kathmandu, Nepal, 2025. [Online]. Available: https://www.nea.org.np Nepal Electricity Authority (NEA), "Generation Directorate Report 2076 (August 2019)," NEA, Kathmandu, Nepal, 2019.
BAU | Nepal | NP | Rasuwagadhi HEP | PWRHYDNPLXX | Hydro | Hydro | 111 | 2008 | 2060 | 0.45 | Operational | Nepal_Electricity_Infrastructure.xlsx | Nepal Electricity Authority (NEA), "Annual Report FY 2024/2025," NEA, Kathmandu, Nepal, 2025. [Online]. Available: https://www.nea.org.np Nepal Electricity Authority (NEA), "Generation Directorate Report 2076 (August 2019)," NEA, Kathmandu, Nepal, 2019.
BAU | Nepal | NP | Khimti Khola HEP | PWRHYDNPLXX | Hydro | Hydro | 60 | 2008 | 2060 | 0.45 | Operational | Nepal_Electricity_Infrastructure.xlsx | Nepal Electricity Authority (NEA), "Annual Report FY 2024/2025," NEA, Kathmandu, Nepal, 2025. [Online]. Available: https://www.nea.org.np Nepal Electricity Authority (NEA), "Generation Directorate Report 2076 (August 2019)," NEA, Kathmandu, Nepal, 2019.
BAU | Nepal | NP | Upper Bhotekoshi HEP | PWRHYDNPLXX | Hydro | Hydro | 45 | 2008 | 2060 | 0.45 | Operational | Nepal_Electricity_Infrastructure.xlsx | Nepal Electricity Authority (NEA), "Annual Report FY 2024/2025," NEA, Kathmandu, Nepal, 2025. [Online]. Available: https://www.nea.org.np Nepal Electricity Authority (NEA), "Generation Directorate Report 2076 (August 2019)," NEA, Kathmandu, Nepal, 2019.
BAU | Nepal | NP | Indrawati III HEP | PWRHYDNPLXX | Hydro | Hydro | 7.5 | 2008 | 2060 | 0.45 | Operational | Nepal_Electricity_Infrastructure.xlsx | Nepal Electricity Authority (NEA), "Annual Report FY 2024/2025," NEA, Kathmandu, Nepal, 2025. [Online]. Available: https://www.nea.org.np Nepal Electricity Authority (NEA), "Generation Directorate Report 2076 (August 2019)," NEA, Kathmandu, Nepal, 2019.
BAU | Nepal | NP | Jhimruk Khola HEP | PWRHYDNPLXX | Hydro | Hydro | 12 | 2008 | 2060 | 0.45 | Operational | Nepal_Electricity_Infrastructure.xlsx | Nepal Electricity Authority (NEA), "Annual Report FY 2024/2025," NEA, Kathmandu, Nepal, 2025. [Online]. Available: https://www.nea.org.np Nepal Electricity Authority (NEA), "Generation Directorate Report 2076 (August 2019)," NEA, Kathmandu, Nepal, 2019.
BAU | Nepal | NP | Andhi Khola HEP | PWRHYDNPLXX | Hydro | Hydro | 9.4 | 2008 | 2060 | 0.45 | Operational | Nepal_Electricity_Infrastructure.xlsx | Nepal Electricity Authority (NEA), "Annual Report FY 2024/2025," NEA, Kathmandu, Nepal, 2025. [Online]. Available: https://www.nea.org.np Nepal Electricity Authority (NEA), "Generation Directorate Report 2076 (August 2019)," NEA, Kathmandu, Nepal, 2019.
BAU | Nepal | NP | Mardi Khola HEP | PWRHYDNPLXX | Hydro | Hydro | 4.8 | 2008 | 2060 | 0.45 | Operational | Nepal_Electricity_Infrastructure.xlsx | Nepal Electricity Authority (NEA), "Annual Report FY 2024/2025," NEA, Kathmandu, Nepal, 2025. [Online]. Available: https://www.nea.org.np Nepal Electricity Authority (NEA), "Generation Directorate Report 2076 (August 2019)," NEA, Kathmandu, Nepal, 2019.
BAU | Nepal | NP | Lower Modi 1 HEP | PWRHYDNPLXX | Hydro | Hydro | 10 | 2008 | 2060 | 0.45 | Operational | Nepal_Electricity_Infrastructure.xlsx | Nepal Electricity Authority (NEA), "Annual Report FY 2024/2025," NEA, Kathmandu, Nepal, 2025. [Online]. Available: https://www.nea.org.np Nepal Electricity Authority (NEA), "Generation Directorate Report 2076 (August 2019)," NEA, Kathmandu, Nepal, 2019.
BAU | Nepal | NP | Sipring Khola HEP | PWRHYDNPLXX | Hydro | Hydro | 9.658 | 2008 | 2060 | 0.45 | Operational | Nepal_Electricity_Infrastructure.xlsx | Nepal Electricity Authority (NEA), "Annual Report FY 2024/2025," NEA, Kathmandu, Nepal, 2025. [Online]. Available: https://www.nea.org.np Nepal Electricity Authority (NEA), "Generation Directorate Report 2076 (August 2019)," NEA, Kathmandu, Nepal, 2019.
BAU | Sri Lanka | LK | Victoria | PWRHYDLKAXX | Hydro | Major Hydro | 210 | 2005 | 2060 | 0.45 | Operational | SriLanka_Electricity_Infrastructure.xlsx | Ceylon Electricity Board (CEB), "Annual Report 2023," CEB, Colombo, Sri Lanka, 2024. [Online]. Available: https://www.ceb.lk Ceylon Electricity Board (CEB), "Long-Term Generation Expansion Plan 2025–2044," CEB, Colombo, Sri Lanka, 2024. [Online]. Available: https://www.ceb.lk/front_img/img_reports/1748839124LTGEP-2025-2044-FINAL_c.pdf Ceylon Electricity Board (CEB) / Sri Lanka Sustainable Energy Authority (SLSEA), "RE Project Development Plan / GREAT 2025–2030," CEB/SLSEA, Colombo, Sri Lanka, Dec. 2024.
BAU | Sri Lanka | LK | Kotmale | PWRHYDLKAXX | Hydro | Major Hydro | 201 | 2005 | 2060 | 0.45 | Operational | SriLanka_Electricity_Infrastructure.xlsx | Ceylon Electricity Board (CEB), "Annual Report 2023," CEB, Colombo, Sri Lanka, 2024. [Online]. Available: https://www.ceb.lk Ceylon Electricity Board (CEB), "Long-Term Generation Expansion Plan 2025–2044," CEB, Colombo, Sri Lanka, 2024. [Online]. Available: https://www.ceb.lk/front_img/img_reports/1748839124LTGEP-2025-2044-FINAL_c.pdf Ceylon Electricity Board (CEB) / Sri Lanka Sustainable Energy Authority (SLSEA), "RE Project Development Plan / GREAT 2025–2030," CEB/SLSEA, Colombo, Sri Lanka, Dec. 2024.
BAU | Sri Lanka | LK | Upper Kotmale | PWRHYDLKAXX | Hydro | Major Hydro | 150 | 2005 | 2060 | 0.45 | Operational | SriLanka_Electricity_Infrastructure.xlsx | Ceylon Electricity Board (CEB), "Annual Report 2023," CEB, Colombo, Sri Lanka, 2024. [Online]. Available: https://www.ceb.lk Ceylon Electricity Board (CEB), "Long-Term Generation Expansion Plan 2025–2044," CEB, Colombo, Sri Lanka, 2024. [Online]. Available: https://www.ceb.lk/front_img/img_reports/1748839124LTGEP-2025-2044-FINAL_c.pdf Ceylon Electricity Board (CEB) / Sri Lanka Sustainable Energy Authority (SLSEA), "RE Project Development Plan / GREAT 2025–2030," CEB/SLSEA, Colombo, Sri Lanka, Dec. 2024.
BAU | Sri Lanka | LK | Randenigala | PWRHYDLKAXX | Hydro | Major Hydro | 122.6 | 2005 | 2060 | 0.45 | Operational | SriLanka_Electricity_Infrastructure.xlsx | Ceylon Electricity Board (CEB), "Annual Report 2023," CEB, Colombo, Sri Lanka, 2024. [Online]. Available: https://www.ceb.lk Ceylon Electricity Board (CEB), "Long-Term Generation Expansion Plan 2025–2044," CEB, Colombo, Sri Lanka, 2024. [Online]. Available: https://www.ceb.lk/front_img/img_reports/1748839124LTGEP-2025-2044-FINAL_c.pdf Ceylon Electricity Board (CEB) / Sri Lanka Sustainable Energy Authority (SLSEA), "RE Project Development Plan / GREAT 2025–2030," CEB/SLSEA, Colombo, Sri Lanka, Dec. 2024.
BAU | Sri Lanka | LK | Rantembe | PWRHYDLKAXX | Hydro | Major Hydro | 50 | 2005 | 2060 | 0.45 | Operational | SriLanka_Electricity_Infrastructure.xlsx | Ceylon Electricity Board (CEB), "Annual Report 2023," CEB, Colombo, Sri Lanka, 2024. [Online]. Available: https://www.ceb.lk Ceylon Electricity Board (CEB), "Long-Term Generation Expansion Plan 2025–2044," CEB, Colombo, Sri Lanka, 2024. [Online]. Available: https://www.ceb.lk/front_img/img_reports/1748839124LTGEP-2025-2044-FINAL_c.pdf Ceylon Electricity Board (CEB) / Sri Lanka Sustainable Energy Authority (SLSEA), "RE Project Development Plan / GREAT 2025–2030," CEB/SLSEA, Colombo, Sri Lanka, Dec. 2024.
BAU | Sri Lanka | LK | Ukuwela | PWRHYDLKAXX | Hydro | Major Hydro | 40 | 2005 | 2060 | 0.45 | Operational | SriLanka_Electricity_Infrastructure.xlsx | Ceylon Electricity Board (CEB), "Annual Report 2023," CEB, Colombo, Sri Lanka, 2024. [Online]. Available: https://www.ceb.lk Ceylon Electricity Board (CEB), "Long-Term Generation Expansion Plan 2025–2044," CEB, Colombo, Sri Lanka, 2024. [Online]. Available: https://www.ceb.lk/front_img/img_reports/1748839124LTGEP-2025-2044-FINAL_c.pdf Ceylon Electricity Board (CEB) / Sri Lanka Sustainable Energy Authority (SLSEA), "RE Project Development Plan / GREAT 2025–2030," CEB/SLSEA, Colombo, Sri Lanka, Dec. 2024.
BAU | Sri Lanka | LK | Bowatenna | PWRHYDLKAXX | Hydro | Major Hydro | 40 | 2005 | 2060 | 0.45 | Operational | SriLanka_Electricity_Infrastructure.xlsx | Ceylon Electricity Board (CEB), "Annual Report 2023," CEB, Colombo, Sri Lanka, 2024. [Online]. Available: https://www.ceb.lk Ceylon Electricity Board (CEB), "Long-Term Generation Expansion Plan 2025–2044," CEB, Colombo, Sri Lanka, 2024. [Online]. Available: https://www.ceb.lk/front_img/img_reports/1748839124LTGEP-2025-2044-FINAL_c.pdf Ceylon Electricity Board (CEB) / Sri Lanka Sustainable Energy Authority (SLSEA), "RE Project Development Plan / GREAT 2025–2030," CEB/SLSEA, Colombo, Sri Lanka, Dec. 2024.
BAU | Sri Lanka | LK | Nillambe | PWRHYDLKAXX | Hydro | Major Hydro | 3.2 | 2005 | 2060 | 0.45 | Operational | SriLanka_Electricity_Infrastructure.xlsx | Ceylon Electricity Board (CEB), "Annual Report 2023," CEB, Colombo, Sri Lanka, 2024. [Online]. Available: https://www.ceb.lk Ceylon Electricity Board (CEB), "Long-Term Generation Expansion Plan 2025–2044," CEB, Colombo, Sri Lanka, 2024. [Online]. Available: https://www.ceb.lk/front_img/img_reports/1748839124LTGEP-2025-2044-FINAL_c.pdf Ceylon Electricity Board (CEB) / Sri Lanka Sustainable Energy Authority (SLSEA), "RE Project Development Plan / GREAT 2025–2030," CEB/SLSEA, Colombo, Sri Lanka, Dec. 2024.
BAU | Sri Lanka | LK | Uma Oya | PWRHYDLKAXX | Hydro | Major Hydro | 122 | 2005 | 2060 | 0.45 | Operational | SriLanka_Electricity_Infrastructure.xlsx | Ceylon Electricity Board (CEB), "Annual Report 2023," CEB, Colombo, Sri Lanka, 2024. [Online]. Available: https://www.ceb.lk Ceylon Electricity Board (CEB), "Long-Term Generation Expansion Plan 2025–2044," CEB, Colombo, Sri Lanka, 2024. [Online]. Available: https://www.ceb.lk/front_img/img_reports/1748839124LTGEP-2025-2044-FINAL_c.pdf Ceylon Electricity Board (CEB) / Sri Lanka Sustainable Energy Authority (SLSEA), "RE Project Development Plan / GREAT 2025–2030," CEB/SLSEA, Colombo, Sri Lanka, Dec. 2024.
BAU | Sri Lanka | LK | Samanalawewa | PWRHYDLKAXX | Hydro | Major Hydro | 120 | 2005 | 2060 | 0.45 | Operational | SriLanka_Electricity_Infrastructure.xlsx | Ceylon Electricity Board (CEB), "Annual Report 2023," CEB, Colombo, Sri Lanka, 2024. [Online]. Available: https://www.ceb.lk Ceylon Electricity Board (CEB), "Long-Term Generation Expansion Plan 2025–2044," CEB, Colombo, Sri Lanka, 2024. [Online]. Available: https://www.ceb.lk/front_img/img_reports/1748839124LTGEP-2025-2044-FINAL_c.pdf Ceylon Electricity Board (CEB) / Sri Lanka Sustainable Energy Authority (SLSEA), "RE Project Development Plan / GREAT 2025–2030," CEB/SLSEA, Colombo, Sri Lanka, Dec. 2024.
BAU | Sri Lanka | LK | Kukuleganga | PWRHYDLKAXX | Hydro | Major Hydro | 75 | 2005 | 2060 | 0.45 | Operational | SriLanka_Electricity_Infrastructure.xlsx | Ceylon Electricity Board (CEB), "Annual Report 2023," CEB, Colombo, Sri Lanka, 2024. [Online]. Available: https://www.ceb.lk Ceylon Electricity Board (CEB), "Long-Term Generation Expansion Plan 2025–2044," CEB, Colombo, Sri Lanka, 2024. [Online]. Available: https://www.ceb.lk/front_img/img_reports/1748839124LTGEP-2025-2044-FINAL_c.pdf Ceylon Electricity Board (CEB) / Sri Lanka Sustainable Energy Authority (SLSEA), "RE Project Development Plan / GREAT 2025–2030," CEB/SLSEA, Colombo, Sri Lanka, Dec. 2024.
BAU | Sri Lanka | LK | Inginiyagala | PWRHYDLKAXX | Hydro | Major Hydro | 8.8 | 2005 | 2060 | 0.45 | Operational | SriLanka_Electricity_Infrastructure.xlsx | Ceylon Electricity Board (CEB), "Annual Report 2023," CEB, Colombo, Sri Lanka, 2024. [Online]. Available: https://www.ceb.lk Ceylon Electricity Board (CEB), "Long-Term Generation Expansion Plan 2025–2044," CEB, Colombo, Sri Lanka, 2024. [Online]. Available: https://www.ceb.lk/front_img/img_reports/1748839124LTGEP-2025-2044-FINAL_c.pdf Ceylon Electricity Board (CEB) / Sri Lanka Sustainable Energy Authority (SLSEA), "RE Project Development Plan / GREAT 2025–2030," CEB/SLSEA, Colombo, Sri Lanka, Dec. 2024.
BAU | Sri Lanka | LK | Udawalawa | PWRHYDLKAXX | Hydro | Major Hydro | 4 | 2005 | 2060 | 0.45 | Operational | SriLanka_Electricity_Infrastructure.xlsx | Ceylon Electricity Board (CEB), "Annual Report 2023," CEB, Colombo, Sri Lanka, 2024. [Online]. Available: https://www.ceb.lk Ceylon Electricity Board (CEB), "Long-Term Generation Expansion Plan 2025–2044," CEB, Colombo, Sri Lanka, 2024. [Online]. Available: https://www.ceb.lk/front_img/img_reports/1748839124LTGEP-2025-2044-FINAL_c.pdf Ceylon Electricity Board (CEB) / Sri Lanka Sustainable Energy Authority (SLSEA), "RE Project Development Plan / GREAT 2025–2030," CEB/SLSEA, Colombo, Sri Lanka, Dec. 2024.
BAU | Sri Lanka | LK | Laxapana | PWRHYDLKAXX | Hydro | Major Hydro | 153.8 | 2005 | 2060 | 0.45 | Operational | SriLanka_Electricity_Infrastructure.xlsx | Ceylon Electricity Board (CEB), "Annual Report 2023," CEB, Colombo, Sri Lanka, 2024. [Online]. Available: https://www.ceb.lk Ceylon Electricity Board (CEB), "Long-Term Generation Expansion Plan 2025–2044," CEB, Colombo, Sri Lanka, 2024. [Online]. Available: https://www.ceb.lk/front_img/img_reports/1748839124LTGEP-2025-2044-FINAL_c.pdf Ceylon Electricity Board (CEB) / Sri Lanka Sustainable Energy Authority (SLSEA), "RE Project Development Plan / GREAT 2025–2030," CEB/SLSEA, Colombo, Sri Lanka, Dec. 2024.
BAU | Sri Lanka | LK | Polpitiya | PWRHYDLKAXX | Hydro | Major Hydro | 90 | 2005 | 2060 | 0.45 | Operational | SriLanka_Electricity_Infrastructure.xlsx | Ceylon Electricity Board (CEB), "Annual Report 2023," CEB, Colombo, Sri Lanka, 2024. [Online]. Available: https://www.ceb.lk Ceylon Electricity Board (CEB), "Long-Term Generation Expansion Plan 2025–2044," CEB, Colombo, Sri Lanka, 2024. [Online]. Available: https://www.ceb.lk/front_img/img_reports/1748839124LTGEP-2025-2044-FINAL_c.pdf Ceylon Electricity Board (CEB) / Sri Lanka Sustainable Energy Authority (SLSEA), "RE Project Development Plan / GREAT 2025–2030," CEB/SLSEA, Colombo, Sri Lanka, Dec. 2024.
BAU | Sri Lanka | LK | Canyon | PWRHYDLKAXX | Hydro | Major Hydro | 60 | 2005 | 2060 | 0.45 | Operational | SriLanka_Electricity_Infrastructure.xlsx | Ceylon Electricity Board (CEB), "Annual Report 2023," CEB, Colombo, Sri Lanka, 2024. [Online]. Available: https://www.ceb.lk Ceylon Electricity Board (CEB), "Long-Term Generation Expansion Plan 2025–2044," CEB, Colombo, Sri Lanka, 2024. [Online]. Available: https://www.ceb.lk/front_img/img_reports/1748839124LTGEP-2025-2044-FINAL_c.pdf Ceylon Electricity Board (CEB) / Sri Lanka Sustainable Energy Authority (SLSEA), "RE Project Development Plan / GREAT 2025–2030," CEB/SLSEA, Colombo, Sri Lanka, Dec. 2024.
BAU | Sri Lanka | LK | Wimalasurendra | PWRHYDLKAXX | Hydro | Major Hydro | 50 | 2005 | 2060 | 0.45 | Operational | SriLanka_Electricity_Infrastructure.xlsx | Ceylon Electricity Board (CEB), "Annual Report 2023," CEB, Colombo, Sri Lanka, 2024. [Online]. Available: https://www.ceb.lk Ceylon Electricity Board (CEB), "Long-Term Generation Expansion Plan 2025–2044," CEB, Colombo, Sri Lanka, 2024. [Online]. Available: https://www.ceb.lk/front_img/img_reports/1748839124LTGEP-2025-2044-FINAL_c.pdf Ceylon Electricity Board (CEB) / Sri Lanka Sustainable Energy Authority (SLSEA), "RE Project Development Plan / GREAT 2025–2030," CEB/SLSEA, Colombo, Sri Lanka, Dec. 2024.
BAU | Sri Lanka | LK | Broadlands | PWRHYDLKAXX | Hydro | Major Hydro | 35 | 2005 | 2060 | 0.45 | Operational | SriLanka_Electricity_Infrastructure.xlsx | Ceylon Electricity Board (CEB), "Annual Report 2023," CEB, Colombo, Sri Lanka, 2024. [Online]. Available: https://www.ceb.lk Ceylon Electricity Board (CEB), "Long-Term Generation Expansion Plan 2025–2044," CEB, Colombo, Sri Lanka, 2024. [Online]. Available: https://www.ceb.lk/front_img/img_reports/1748839124LTGEP-2025-2044-FINAL_c.pdf Ceylon Electricity Board (CEB) / Sri Lanka Sustainable Energy Authority (SLSEA), "RE Project Development Plan / GREAT 2025–2030," CEB/SLSEA, Colombo, Sri Lanka, Dec. 2024.
BAU | Sri Lanka | LK | Lakvijaya Unit 1 | PWRCOALKAXX | Coal Steam | Coal | 300 | 2005 | 2040 | 0.65 | Operational | SriLanka_Electricity_Infrastructure.xlsx | Ceylon Electricity Board (CEB), "Annual Report 2023," CEB, Colombo, Sri Lanka, 2024. [Online]. Available: https://www.ceb.lk Ceylon Electricity Board (CEB), "Long-Term Generation Expansion Plan 2025–2044," CEB, Colombo, Sri Lanka, 2024. [Online]. Available: https://www.ceb.lk/front_img/img_reports/1748839124LTGEP-2025-2044-FINAL_c.pdf Ceylon Electricity Board (CEB) / Sri Lanka Sustainable Energy Authority (SLSEA), "RE Project Development Plan / GREAT 2025–2030," CEB/SLSEA, Colombo, Sri Lanka, Dec. 2024.
BAU | Sri Lanka | LK | Lakvijaya Unit 2 | PWRCOALKAXX | Coal Steam | Coal | 300 | 2005 | 2040 | 0.65 | Operational | SriLanka_Electricity_Infrastructure.xlsx | Ceylon Electricity Board (CEB), "Annual Report 2023," CEB, Colombo, Sri Lanka, 2024. [Online]. Available: https://www.ceb.lk Ceylon Electricity Board (CEB), "Long-Term Generation Expansion Plan 2025–2044," CEB, Colombo, Sri Lanka, 2024. [Online]. Available: https://www.ceb.lk/front_img/img_reports/1748839124LTGEP-2025-2044-FINAL_c.pdf Ceylon Electricity Board (CEB) / Sri Lanka Sustainable Energy Authority (SLSEA), "RE Project Development Plan / GREAT 2025–2030," CEB/SLSEA, Colombo, Sri Lanka, Dec. 2024.
BAU | Sri Lanka | LK | Lakvijaya Unit 3 | PWRCOALKAXX | Coal Steam | Coal | 300 | 2005 | 2040 | 0.65 | Operational | SriLanka_Electricity_Infrastructure.xlsx | Ceylon Electricity Board (CEB), "Annual Report 2023," CEB, Colombo, Sri Lanka, 2024. [Online]. Available: https://www.ceb.lk Ceylon Electricity Board (CEB), "Long-Term Generation Expansion Plan 2025–2044," CEB, Colombo, Sri Lanka, 2024. [Online]. Available: https://www.ceb.lk/front_img/img_reports/1748839124LTGEP-2025-2044-FINAL_c.pdf Ceylon Electricity Board (CEB) / Sri Lanka Sustainable Energy Authority (SLSEA), "RE Project Development Plan / GREAT 2025–2030," CEB/SLSEA, Colombo, Sri Lanka, Dec. 2024.
BAU | Sri Lanka | LK | Kelanitissa GT-07 | PWROILLKAXX | Oil/Diesel | Oil | 115 | 2005 | 2040 | 0.3 | Operational | SriLanka_Electricity_Infrastructure.xlsx | Ceylon Electricity Board (CEB), "Annual Report 2023," CEB, Colombo, Sri Lanka, 2024. [Online]. Available: https://www.ceb.lk Ceylon Electricity Board (CEB), "Long-Term Generation Expansion Plan 2025–2044," CEB, Colombo, Sri Lanka, 2024. [Online]. Available: https://www.ceb.lk/front_img/img_reports/1748839124LTGEP-2025-2044-FINAL_c.pdf Ceylon Electricity Board (CEB) / Sri Lanka Sustainable Energy Authority (SLSEA), "RE Project Development Plan / GREAT 2025–2030," CEB/SLSEA, Colombo, Sri Lanka, Dec. 2024.
BAU | Sri Lanka | LK | Kelanitissa CCY-1 GT (KCCP1) | PWROILLKAXX | Oil/Diesel | Oil | 101 | 2005 | 2040 | 0.3 | Operational | SriLanka_Electricity_Infrastructure.xlsx | Ceylon Electricity Board (CEB), "Annual Report 2023," CEB, Colombo, Sri Lanka, 2024. [Online]. Available: https://www.ceb.lk Ceylon Electricity Board (CEB), "Long-Term Generation Expansion Plan 2025–2044," CEB, Colombo, Sri Lanka, 2024. [Online]. Available: https://www.ceb.lk/front_img/img_reports/1748839124LTGEP-2025-2044-FINAL_c.pdf Ceylon Electricity Board (CEB) / Sri Lanka Sustainable Energy Authority (SLSEA), "RE Project Development Plan / GREAT 2025–2030," CEB/SLSEA, Colombo, Sri Lanka, Dec. 2024.
BAU | Sri Lanka | LK | Kelanitissa CCY-1 ST (KCCP1) | PWROILLKAXX | Oil/Diesel | Oil | 54 | 2005 | 2040 | 0.3 | Operational | SriLanka_Electricity_Infrastructure.xlsx | Ceylon Electricity Board (CEB), "Annual Report 2023," CEB, Colombo, Sri Lanka, 2024. [Online]. Available: https://www.ceb.lk Ceylon Electricity Board (CEB), "Long-Term Generation Expansion Plan 2025–2044," CEB, Colombo, Sri Lanka, 2024. [Online]. Available: https://www.ceb.lk/front_img/img_reports/1748839124LTGEP-2025-2044-FINAL_c.pdf Ceylon Electricity Board (CEB) / Sri Lanka Sustainable Energy Authority (SLSEA), "RE Project Development Plan / GREAT 2025–2030," CEB/SLSEA, Colombo, Sri Lanka, Dec. 2024.
BAU | Sri Lanka | LK | Kelanitissa CCY-2 GT (KCCP2) | PWROILLKAXX | Oil/Diesel | Oil | 101 | 2005 | 2040 | 0.3 | Operational | SriLanka_Electricity_Infrastructure.xlsx | Ceylon Electricity Board (CEB), "Annual Report 2023," CEB, Colombo, Sri Lanka, 2024. [Online]. Available: https://www.ceb.lk Ceylon Electricity Board (CEB), "Long-Term Generation Expansion Plan 2025–2044," CEB, Colombo, Sri Lanka, 2024. [Online]. Available: https://www.ceb.lk/front_img/img_reports/1748839124LTGEP-2025-2044-FINAL_c.pdf Ceylon Electricity Board (CEB) / Sri Lanka Sustainable Energy Authority (SLSEA), "RE Project Development Plan / GREAT 2025–2030," CEB/SLSEA, Colombo, Sri Lanka, Dec. 2024.
BAU | Sri Lanka | LK | Kelanitissa CCY-2 ST (KCCP2) | PWROILLKAXX | Oil/Diesel | Oil | 54 | 2005 | 2040 | 0.3 | Operational | SriLanka_Electricity_Infrastructure.xlsx | Ceylon Electricity Board (CEB), "Annual Report 2023," CEB, Colombo, Sri Lanka, 2024. [Online]. Available: https://www.ceb.lk Ceylon Electricity Board (CEB), "Long-Term Generation Expansion Plan 2025–2044," CEB, Colombo, Sri Lanka, 2024. [Online]. Available: https://www.ceb.lk/front_img/img_reports/1748839124LTGEP-2025-2044-FINAL_c.pdf Ceylon Electricity Board (CEB) / Sri Lanka Sustainable Energy Authority (SLSEA), "RE Project Development Plan / GREAT 2025–2030," CEB/SLSEA, Colombo, Sri Lanka, Dec. 2024.
BAU | Sri Lanka | LK | Kelanitissa Frame V GTs | PWROILLKAXX | Oil/Diesel | Oil | 80 | 2005 | 2040 | 0.3 | Operational | SriLanka_Electricity_Infrastructure.xlsx | Ceylon Electricity Board (CEB), "Annual Report 2023," CEB, Colombo, Sri Lanka, 2024. [Online]. Available: https://www.ceb.lk Ceylon Electricity Board (CEB), "Long-Term Generation Expansion Plan 2025–2044," CEB, Colombo, Sri Lanka, 2024. [Online]. Available: https://www.ceb.lk/front_img/img_reports/1748839124LTGEP-2025-2044-FINAL_c.pdf Ceylon Electricity Board (CEB) / Sri Lanka Sustainable Energy Authority (SLSEA), "RE Project Development Plan / GREAT 2025–2030," CEB/SLSEA, Colombo, Sri Lanka, Dec. 2024.
BAU | Sri Lanka | LK | Sapugaskanda A | PWROILLKAXX | Oil/Diesel | Oil | 80 | 2005 | 2040 | 0.3 | Operational | SriLanka_Electricity_Infrastructure.xlsx | Ceylon Electricity Board (CEB), "Annual Report 2023," CEB, Colombo, Sri Lanka, 2024. [Online]. Available: https://www.ceb.lk Ceylon Electricity Board (CEB), "Long-Term Generation Expansion Plan 2025–2044," CEB, Colombo, Sri Lanka, 2024. [Online]. Available: https://www.ceb.lk/front_img/img_reports/1748839124LTGEP-2025-2044-FINAL_c.pdf Ceylon Electricity Board (CEB) / Sri Lanka Sustainable Energy Authority (SLSEA), "RE Project Development Plan / GREAT 2025–2030," CEB/SLSEA, Colombo, Sri Lanka, Dec. 2024.
BAU | Sri Lanka | LK | Sapugaskanda B | PWROILLKAXX | Oil/Diesel | Oil | 80 | 2005 | 2040 | 0.3 | Operational | SriLanka_Electricity_Infrastructure.xlsx | Ceylon Electricity Board (CEB), "Annual Report 2023," CEB, Colombo, Sri Lanka, 2024. [Online]. Available: https://www.ceb.lk Ceylon Electricity Board (CEB), "Long-Term Generation Expansion Plan 2025–2044," CEB, Colombo, Sri Lanka, 2024. [Online]. Available: https://www.ceb.lk/front_img/img_reports/1748839124LTGEP-2025-2044-FINAL_c.pdf Ceylon Electricity Board (CEB) / Sri Lanka Sustainable Energy Authority (SLSEA), "RE Project Development Plan / GREAT 2025–2030," CEB/SLSEA, Colombo, Sri Lanka, Dec. 2024.
BAU | Sri Lanka | LK | Barge Mounted Plant | PWROILLKAXX | Oil/Diesel | Oil | 60 | 2005 | 2040 | 0.3 | Operational | SriLanka_Electricity_Infrastructure.xlsx | Ceylon Electricity Board (CEB), "Annual Report 2023," CEB, Colombo, Sri Lanka, 2024. [Online]. Available: https://www.ceb.lk Ceylon Electricity Board (CEB), "Long-Term Generation Expansion Plan 2025–2044," CEB, Colombo, Sri Lanka, 2024. [Online]. Available: https://www.ceb.lk/front_img/img_reports/1748839124LTGEP-2025-2044-FINAL_c.pdf Ceylon Electricity Board (CEB) / Sri Lanka Sustainable Energy Authority (SLSEA), "RE Project Development Plan / GREAT 2025–2030," CEB/SLSEA, Colombo, Sri Lanka, Dec. 2024.
BAU | Sri Lanka | LK | Uthuru Janani | PWROILLKAXX | Oil/Diesel | Oil | 24 | 2005 | 2040 | 0.3 | Operational | SriLanka_Electricity_Infrastructure.xlsx | Ceylon Electricity Board (CEB), "Annual Report 2023," CEB, Colombo, Sri Lanka, 2024. [Online]. Available: https://www.ceb.lk Ceylon Electricity Board (CEB), "Long-Term Generation Expansion Plan 2025–2044," CEB, Colombo, Sri Lanka, 2024. [Online]. Available: https://www.ceb.lk/front_img/img_reports/1748839124LTGEP-2025-2044-FINAL_c.pdf Ceylon Electricity Board (CEB) / Sri Lanka Sustainable Energy Authority (SLSEA), "RE Project Development Plan / GREAT 2025–2030," CEB/SLSEA, Colombo, Sri Lanka, Dec. 2024.
BAU | Sri Lanka | LK | Old Kelanitissa Diesel | PWROILLKAXX | Oil/Diesel | Oil | 40 | 2005 | 2040 | 0.3 | Operational | SriLanka_Electricity_Infrastructure.xlsx | Ceylon Electricity Board (CEB), "Annual Report 2023," CEB, Colombo, Sri Lanka, 2024. [Online]. Available: https://www.ceb.lk Ceylon Electricity Board (CEB), "Long-Term Generation Expansion Plan 2025–2044," CEB, Colombo, Sri Lanka, 2024. [Online]. Available: https://www.ceb.lk/front_img/img_reports/1748839124LTGEP-2025-2044-FINAL_c.pdf Ceylon Electricity Board (CEB) / Sri Lanka Sustainable Energy Authority (SLSEA), "RE Project Development Plan / GREAT 2025–2030," CEB/SLSEA, Colombo, Sri Lanka, Dec. 2024.
BAU | Sri Lanka | LK | Thambapavani (Mannar) Wind Farm | PWRWONLKAXX | Wind | Wind | 103.5 | 2005 | 2030 | 0.25 | Operational | SriLanka_Electricity_Infrastructure.xlsx | Ceylon Electricity Board (CEB), "Annual Report 2023," CEB, Colombo, Sri Lanka, 2024. [Online]. Available: https://www.ceb.lk Ceylon Electricity Board (CEB), "Long-Term Generation Expansion Plan 2025–2044," CEB, Colombo, Sri Lanka, 2024. [Online]. Available: https://www.ceb.lk/front_img/img_reports/1748839124LTGEP-2025-2044-FINAL_c.pdf Ceylon Electricity Board (CEB) / Sri Lanka Sustainable Energy Authority (SLSEA), "RE Project Development Plan / GREAT 2025–2030," CEB/SLSEA, Colombo, Sri Lanka, Dec. 2024.
BAU | Sri Lanka | LK | IPP Wind (various) | PWRWONLKAXX | Wind | Wind | 163 | 2005 | 2030 | 0.25 | Operational | SriLanka_Electricity_Infrastructure.xlsx | Ceylon Electricity Board (CEB), "Annual Report 2023," CEB, Colombo, Sri Lanka, 2024. [Online]. Available: https://www.ceb.lk Ceylon Electricity Board (CEB), "Long-Term Generation Expansion Plan 2025–2044," CEB, Colombo, Sri Lanka, 2024. [Online]. Available: https://www.ceb.lk/front_img/img_reports/1748839124LTGEP-2025-2044-FINAL_c.pdf Ceylon Electricity Board (CEB) / Sri Lanka Sustainable Energy Authority (SLSEA), "RE Project Development Plan / GREAT 2025–2030," CEB/SLSEA, Colombo, Sri Lanka, Dec. 2024.
BAU | Sri Lanka | LK | IPP Ground-Mounted Solar | PWRSPVLKAXX | Solar PV | Solar | 138 | 2005 | 2030 | 0.18 | Operational | SriLanka_Electricity_Infrastructure.xlsx | Ceylon Electricity Board (CEB), "Annual Report 2023," CEB, Colombo, Sri Lanka, 2024. [Online]. Available: https://www.ceb.lk Ceylon Electricity Board (CEB), "Long-Term Generation Expansion Plan 2025–2044," CEB, Colombo, Sri Lanka, 2024. [Online]. Available: https://www.ceb.lk/front_img/img_reports/1748839124LTGEP-2025-2044-FINAL_c.pdf Ceylon Electricity Board (CEB) / Sri Lanka Sustainable Energy Authority (SLSEA), "RE Project Development Plan / GREAT 2025–2030," CEB/SLSEA, Colombo, Sri Lanka, Dec. 2024.
BAU | Sri Lanka | LK | Rooftop Solar (CEB network) | PWRSPVLKAXX | Solar PV | Solar | 657 | 2005 | 2030 | 0.18 | Operational | SriLanka_Electricity_Infrastructure.xlsx | Ceylon Electricity Board (CEB), "Annual Report 2023," CEB, Colombo, Sri Lanka, 2024. [Online]. Available: https://www.ceb.lk Ceylon Electricity Board (CEB), "Long-Term Generation Expansion Plan 2025–2044," CEB, Colombo, Sri Lanka, 2024. [Online]. Available: https://www.ceb.lk/front_img/img_reports/1748839124LTGEP-2025-2044-FINAL_c.pdf Ceylon Electricity Board (CEB) / Sri Lanka Sustainable Energy Authority (SLSEA), "RE Project Development Plan / GREAT 2025–2030," CEB/SLSEA, Colombo, Sri Lanka, Dec. 2024.
BAU | Sri Lanka | LK | Rooftop Solar (LECO network) | PWRSPVLKAXX | Solar PV | Solar | 158 | 2005 | 2030 | 0.18 | Operational | SriLanka_Electricity_Infrastructure.xlsx | Ceylon Electricity Board (CEB), "Annual Report 2023," CEB, Colombo, Sri Lanka, 2024. [Online]. Available: https://www.ceb.lk Ceylon Electricity Board (CEB), "Long-Term Generation Expansion Plan 2025–2044," CEB, Colombo, Sri Lanka, 2024. [Online]. Available: https://www.ceb.lk/front_img/img_reports/1748839124LTGEP-2025-2044-FINAL_c.pdf Ceylon Electricity Board (CEB) / Sri Lanka Sustainable Energy Authority (SLSEA), "RE Project Development Plan / GREAT 2025–2030," CEB/SLSEA, Colombo, Sri Lanka, Dec. 2024.
BAU | Sri Lanka | LK | IPP Mini Hydro (aggregate) | PWRHYDLKAXX | Hydro | Mini Hydro | 419 | 2005 | 2060 | 0.45 | Operational | SriLanka_Electricity_Infrastructure.xlsx | Ceylon Electricity Board (CEB), "Annual Report 2023," CEB, Colombo, Sri Lanka, 2024. [Online]. Available: https://www.ceb.lk Ceylon Electricity Board (CEB), "Long-Term Generation Expansion Plan 2025–2044," CEB, Colombo, Sri Lanka, 2024. [Online]. Available: https://www.ceb.lk/front_img/img_reports/1748839124LTGEP-2025-2044-FINAL_c.pdf Ceylon Electricity Board (CEB) / Sri Lanka Sustainable Energy Authority (SLSEA), "RE Project Development Plan / GREAT 2025–2030," CEB/SLSEA, Colombo, Sri Lanka, Dec. 2024.
BAU | Sri Lanka | LK | IPP Biomass / Waste Heat (aggregate) | PWRBIOLKAXX | Biomass | Biomass/Waste Heat | 54 | 2005 | 2040 | 0.5 | Operational | SriLanka_Electricity_Infrastructure.xlsx | Ceylon Electricity Board (CEB), "Annual Report 2023," CEB, Colombo, Sri Lanka, 2024. [Online]. Available: https://www.ceb.lk Ceylon Electricity Board (CEB), "Long-Term Generation Expansion Plan 2025–2044," CEB, Colombo, Sri Lanka, 2024. [Online]. Available: https://www.ceb.lk/front_img/img_reports/1748839124LTGEP-2025-2044-FINAL_c.pdf Ceylon Electricity Board (CEB) / Sri Lanka Sustainable Energy Authority (SLSEA), "RE Project Development Plan / GREAT 2025–2030," CEB/SLSEA, Colombo, Sri Lanka, Dec. 2024.
BAU | Maldives | MV | Greater Male' Diesel Power Plants | PWROILMDVXX | Diesel | Diesel | 140 | 2015 | 2050 | 0.25 | Operational | Maldives_Energy_Infrastructure.xlsx | Government of Maldives, "Maldives Energy Roadmap 2024–2033," Ministry of Climate Change, Environment and Energy (MCCEE), Malé, Maldives, Nov. 2024. [Online]. Available: https://www.environment.gov.mv/v2/wp-content/files/publications/20241107-pub-energy-roadmap-maldives-2024-2033-.pdf State Electric Company Limited (STELCO), "Annual Report and Generation Data," STELCO, Malé, Maldives, 2024. FENAKA Corporation Limited, "Island Utility Operations Data," FENAKA, Malé, Maldives, 2024.
BAU | Maldives | MV | Greater Male' Solar PV (rooftop + ground) | PWRSPVMDVXX | Solar PV | Solar PV | 10 | 2015 | 2040 | 0.18 | Operational | Maldives_Energy_Infrastructure.xlsx | Government of Maldives, "Maldives Energy Roadmap 2024–2033," Ministry of Climate Change, Environment and Energy (MCCEE), Malé, Maldives, Nov. 2024. [Online]. Available: https://www.environment.gov.mv/v2/wp-content/files/publications/20241107-pub-energy-roadmap-maldives-2024-2033-.pdf State Electric Company Limited (STELCO), "Annual Report and Generation Data," STELCO, Malé, Maldives, 2024. FENAKA Corporation Limited, "Island Utility Operations Data," FENAKA, Malé, Maldives, 2024.
BAU | Maldives | MV | Outer Inhabited Islands — Diesel Gensets | PWROILMDVXX | Diesel | Diesel | 181 | 2015 | 2050 | 0.25 | Operational | Maldives_Energy_Infrastructure.xlsx | Government of Maldives, "Maldives Energy Roadmap 2024–2033," Ministry of Climate Change, Environment and Energy (MCCEE), Malé, Maldives, Nov. 2024. [Online]. Available: https://www.environment.gov.mv/v2/wp-content/files/publications/20241107-pub-energy-roadmap-maldives-2024-2033-.pdf State Electric Company Limited (STELCO), "Annual Report and Generation Data," STELCO, Malé, Maldives, 2024. FENAKA Corporation Limited, "Island Utility Operations Data," FENAKA, Malé, Maldives, 2024.
BAU | Maldives | MV | Outer Inhabited Islands — Solar PV | PWRSPVMDVXX | Solar PV | Solar PV | 27 | 2015 | 2040 | 0.18 | Operational | Maldives_Energy_Infrastructure.xlsx | Government of Maldives, "Maldives Energy Roadmap 2024–2033," Ministry of Climate Change, Environment and Energy (MCCEE), Malé, Maldives, Nov. 2024. [Online]. Available: https://www.environment.gov.mv/v2/wp-content/files/publications/20241107-pub-energy-roadmap-maldives-2024-2033-.pdf State Electric Company Limited (STELCO), "Annual Report and Generation Data," STELCO, Malé, Maldives, 2024. FENAKA Corporation Limited, "Island Utility Operations Data," FENAKA, Malé, Maldives, 2024.
BAU | Maldives | MV | Resort Islands — Diesel Gensets | PWROILMDVXX | Diesel | Diesel | 211 | 2015 | 2050 | 0.25 | Operational | Maldives_Energy_Infrastructure.xlsx | Government of Maldives, "Maldives Energy Roadmap 2024–2033," Ministry of Climate Change, Environment and Energy (MCCEE), Malé, Maldives, Nov. 2024. [Online]. Available: https://www.environment.gov.mv/v2/wp-content/files/publications/20241107-pub-energy-roadmap-maldives-2024-2033-.pdf State Electric Company Limited (STELCO), "Annual Report and Generation Data," STELCO, Malé, Maldives, 2024. FENAKA Corporation Limited, "Island Utility Operations Data," FENAKA, Malé, Maldives, 2024.
BAU | Maldives | MV | Resort Islands — Solar PV | PWRSPVMDVXX | Solar PV | Solar PV | 31 | 2015 | 2040 | 0.18 | Operational | Maldives_Energy_Infrastructure.xlsx | Government of Maldives, "Maldives Energy Roadmap 2024–2033," Ministry of Climate Change, Environment and Energy (MCCEE), Malé, Maldives, Nov. 2024. [Online]. Available: https://www.environment.gov.mv/v2/wp-content/files/publications/20241107-pub-energy-roadmap-maldives-2024-2033-.pdf State Electric Company Limited (STELCO), "Annual Report and Generation Data," STELCO, Malé, Maldives, 2024. FENAKA Corporation Limited, "Island Utility Operations Data," FENAKA, Malé, Maldives, 2024.
BAU | Maldives | MV | ADh. Maamigili Island Power System | PWROILMDVXX | Diesel | Diesel | 0 | 2015 | 2050 | 0.25 | Operational | Maldives_Energy_Infrastructure.xlsx | Government of Maldives, "Maldives Energy Roadmap 2024–2033," Ministry of Climate Change, Environment and Energy (MCCEE), Malé, Maldives, Nov. 2024. [Online]. Available: https://www.environment.gov.mv/v2/wp-content/files/publications/20241107-pub-energy-roadmap-maldives-2024-2033-.pdf State Electric Company Limited (STELCO), "Annual Report and Generation Data," STELCO, Malé, Maldives, 2024. FENAKA Corporation Limited, "Island Utility Operations Data," FENAKA, Malé, Maldives, 2024.
BAU | Maldives | MV | R. Dhuvaafaru Island Power System | PWROILMDVXX | Diesel | Diesel | 0 | 2015 | 2050 | 0.25 | Operational | Maldives_Energy_Infrastructure.xlsx | Government of Maldives, "Maldives Energy Roadmap 2024–2033," Ministry of Climate Change, Environment and Energy (MCCEE), Malé, Maldives, Nov. 2024. [Online]. Available: https://www.environment.gov.mv/v2/wp-content/files/publications/20241107-pub-energy-roadmap-maldives-2024-2033-.pdf State Electric Company Limited (STELCO), "Annual Report and Generation Data," STELCO, Malé, Maldives, 2024. FENAKA Corporation Limited, "Island Utility Operations Data," FENAKA, Malé, Maldives, 2024.
BAU | India | IN_E | Amrit Bio Energy & Industries Ltd West Bengal Bankura 10 | PWRBIOINDEA | Biomass Power | Bio Power | 10 | Pre-2000 | West Bengal | 0.5 | Operational | India_Electricity_Infrastructure.xlsx | NITI Aayog, "India Climate and Energy Dashboard (ICED) — Plant Information and Capacity Metatable," NITI Aayog, Government of India, New Delhi, Feb. 2025. [Online]. Available: https://iced.niti.gov.in
BAU | India | IN_E | Harinagar Sugar Mills Ltd Bihar Pashchim Champaran 14.5 | PWRBIOINDEA | Biomass Power | Bio Power | 14.5 | Pre-2000 | Bihar | 0.5 | Operational | India_Electricity_Infrastructure.xlsx | NITI Aayog, "India Climate and Energy Dashboard (ICED) — Plant Information and Capacity Metatable," NITI Aayog, Government of India, New Delhi, Feb. 2025. [Online]. Available: https://iced.niti.gov.in
BAU | India | IN_E | Ispat Alloys Ltd West Bengal Bardhaman 10 | PWRBIOINDEA | Biomass Power | Bio Power | 10 | Pre-2000 | West Bengal | 0.5 | Operational | India_Electricity_Infrastructure.xlsx | NITI Aayog, "India Climate and Energy Dashboard (ICED) — Plant Information and Capacity Metatable," NITI Aayog, Government of India, New Delhi, Feb. 2025. [Online]. Available: https://iced.niti.gov.in
BAU | India | IN_E | Kamarhatty Power Ltd West Bengal Bardhaman 6 | PWRBIOINDEA | Biomass Power | Bio Power | 6 | Pre-2000 | West Bengal | 0.5 | Operational | India_Electricity_Infrastructure.xlsx | NITI Aayog, "India Climate and Energy Dashboard (ICED) — Plant Information and Capacity Metatable," NITI Aayog, Government of India, New Delhi, Feb. 2025. [Online]. Available: https://iced.niti.gov.in
BAU | India | IN_E | New Swadeshi Sugar Mill Ltd Bihar Pashchim Champaran 10 | PWRBIOINDEA | Biomass Power | Bio Power | 10 | Pre-2000 | Bihar | 0.5 | Operational | India_Electricity_Infrastructure.xlsx | NITI Aayog, "India Climate and Energy Dashboard (ICED) — Plant Information and Capacity Metatable," NITI Aayog, Government of India, New Delhi, Feb. 2025. [Online]. Available: https://iced.niti.gov.in
BAU | India | IN_E | Others (districts not specified) [Biomass & bagasse based cogen.] Bihar N.A. 88 | PWRBIOINDEA | Biomass Power | Bio Power | 88 | Pre-2000 | Bihar | 0.5 | Operational | India_Electricity_Infrastructure.xlsx | NITI Aayog, "India Climate and Energy Dashboard (ICED) — Plant Information and Capacity Metatable," NITI Aayog, Government of India, New Delhi, Feb. 2025. [Online]. Available: https://iced.niti.gov.in
BAU | India | IN_E | Others (districts not specified) [Biomass & bagasse based cogen.] Odisha N.A. 30 | PWRBIOINDEA | Biomass Power | Bio Power | 30.4 | Pre-2000 | Odisha | 0.5 | Operational | India_Electricity_Infrastructure.xlsx | NITI Aayog, "India Climate and Energy Dashboard (ICED) — Plant Information and Capacity Metatable," NITI Aayog, Government of India, New Delhi, Feb. 2025. [Online]. Available: https://iced.niti.gov.in
BAU | India | IN_E | Others (districts not specified) [Biomass & bagasse based cogen.] West Bengal N. | PWRBIOINDEA | Biomass Power | Bio Power | 274 | Pre-2000 | West Bengal | 0.5 | Operational | India_Electricity_Infrastructure.xlsx | NITI Aayog, "India Climate and Energy Dashboard (ICED) — Plant Information and Capacity Metatable," NITI Aayog, Government of India, New Delhi, Feb. 2025. [Online]. Available: https://iced.niti.gov.in
BAU | India | IN_E | Others (districts not specified) [Non-Bagasse based cogen.] Bihar N.A. 26.4 | PWRBIOINDEA | Biomass Power | Bio Power | 26.4 | Pre-2000 | Bihar | 0.5 | Operational | India_Electricity_Infrastructure.xlsx | NITI Aayog, "India Climate and Energy Dashboard (ICED) — Plant Information and Capacity Metatable," NITI Aayog, Government of India, New Delhi, Feb. 2025. [Online]. Available: https://iced.niti.gov.in
BAU | India | IN_E | Others (districts not specified) [Non-Bagasse based cogen.] Jharkhand N.A. 20.14 | PWRBIOINDEA | Biomass Power | Bio Power | 20.14 | Pre-2000 | Jharkhand | 0.5 | Operational | India_Electricity_Infrastructure.xlsx | NITI Aayog, "India Climate and Energy Dashboard (ICED) — Plant Information and Capacity Metatable," NITI Aayog, Government of India, New Delhi, Feb. 2025. [Online]. Available: https://iced.niti.gov.in
BAU | India | IN_E | Others (districts not specified) [Non-Bagasse based cogen.] Odisha N.A. 8.82 | PWRBIOINDEA | Biomass Power | Bio Power | 8.82 | Pre-2000 | Odisha | 0.5 | Operational | India_Electricity_Infrastructure.xlsx | NITI Aayog, "India Climate and Energy Dashboard (ICED) — Plant Information and Capacity Metatable," NITI Aayog, Government of India, New Delhi, Feb. 2025. [Online]. Available: https://iced.niti.gov.in
BAU | India | IN_E | Others (districts not specified) [Non-Bagasse based cogen.] West Bengal N.A. 43. | PWRBIOINDEA | Biomass Power | Bio Power | 43.52 | Pre-2000 | West Bengal | 0.5 | Operational | India_Electricity_Infrastructure.xlsx | NITI Aayog, "India Climate and Energy Dashboard (ICED) — Plant Information and Capacity Metatable," NITI Aayog, Government of India, New Delhi, Feb. 2025. [Online]. Available: https://iced.niti.gov.in
BAU | India | IN_E | Others (districts not specified) [Waste to Energy (Off-grid)] Bihar N.A. 1.32 | PWRBIOINDEA | Biomass Power | Bio Power | 1.32 | Pre-2000 | Bihar | 0.5 | Operational | India_Electricity_Infrastructure.xlsx | NITI Aayog, "India Climate and Energy Dashboard (ICED) — Plant Information and Capacity Metatable," NITI Aayog, Government of India, New Delhi, Feb. 2025. [Online]. Available: https://iced.niti.gov.in
BAU | India | IN_E | Others (districts not specified) [Waste to Energy (Off-grid)] Odisha N.A. 5 | PWRBIOINDEA | Biomass Power | Bio Power | 5 | Pre-2000 | Odisha | 0.5 | Operational | India_Electricity_Infrastructure.xlsx | NITI Aayog, "India Climate and Energy Dashboard (ICED) — Plant Information and Capacity Metatable," NITI Aayog, Government of India, New Delhi, Feb. 2025. [Online]. Available: https://iced.niti.gov.in
BAU | India | IN_E | Others (districts not specified) [Waste to Energy (Off-grid)] West Bengal N.A. 8 | PWRBIOINDEA | Biomass Power | Bio Power | 8.34 | Pre-2000 | West Bengal | 0.5 | Operational | India_Electricity_Infrastructure.xlsx | NITI Aayog, "India Climate and Energy Dashboard (ICED) — Plant Information and Capacity Metatable," NITI Aayog, Government of India, New Delhi, Feb. 2025. [Online]. Available: https://iced.niti.gov.in
BAU | India | IN_E | Shalivahana Green Energy Ltd Odisha Dhenkanal 20 | PWRBIOINDEA | Biomass Power | Bio Power | 20 | Pre-2000 | Odisha | 0.5 | Operational | India_Electricity_Infrastructure.xlsx | NITI Aayog, "India Climate and Energy Dashboard (ICED) — Plant Information and Capacity Metatable," NITI Aayog, Government of India, New Delhi, Feb. 2025. [Online]. Available: https://iced.niti.gov.in
BAU | India | IN_E | Bakreshwar TPS | PWRCOAINDEA | Coal Steam | Coal | 1050 | 1999-07-01 | West Bengal | 0.65 | Operational | India_Electricity_Infrastructure.xlsx | NITI Aayog, "India Climate and Energy Dashboard (ICED) — Plant Information and Capacity Metatable," NITI Aayog, Government of India, New Delhi, Feb. 2025. [Online]. Available: https://iced.niti.gov.in
BAU | India | IN_E | Bandel TPS | PWRCOAINDEA | Coal Steam | Coal | 270 | 1965-05-01 | West Bengal | 0.65 | Operational | India_Electricity_Infrastructure.xlsx | NITI Aayog, "India Climate and Energy Dashboard (ICED) — Plant Information and Capacity Metatable," NITI Aayog, Government of India, New Delhi, Feb. 2025. [Online]. Available: https://iced.niti.gov.in
BAU | India | IN_E | Barauni TPS | PWRCOAINDEA | Coal Steam | Coal | 500 | 2018-01-01 | Bihar | 0.65 | Operational | India_Electricity_Infrastructure.xlsx | NITI Aayog, "India Climate and Energy Dashboard (ICED) — Plant Information and Capacity Metatable," NITI Aayog, Government of India, New Delhi, Feb. 2025. [Online]. Available: https://iced.niti.gov.in
BAU | India | IN_E | Barh STPP | PWRCOAINDEA | Coal Steam | Coal | 3300 | 2013-11-30 | Bihar | 0.65 | Operational | India_Electricity_Infrastructure.xlsx | NITI Aayog, "India Climate and Energy Dashboard (ICED) — Plant Information and Capacity Metatable," NITI Aayog, Government of India, New Delhi, Feb. 2025. [Online]. Available: https://iced.niti.gov.in
BAU | India | IN_E | Bokaro A Extension TPS | PWRCOAINDEA | Coal Steam | Coal | 500 | 2016-03-22 | Jharkhand | 0.65 | Operational | India_Electricity_Infrastructure.xlsx | NITI Aayog, "India Climate and Energy Dashboard (ICED) — Plant Information and Capacity Metatable," NITI Aayog, Government of India, New Delhi, Feb. 2025. [Online]. Available: https://iced.niti.gov.in
BAU | India | IN_E | Budge Budge TPS | PWRCOAINDEA | Coal Steam | Coal | 750 | 1997-09-01 | West Bengal | 0.65 | Operational | India_Electricity_Infrastructure.xlsx | NITI Aayog, "India Climate and Energy Dashboard (ICED) — Plant Information and Capacity Metatable," NITI Aayog, Government of India, New Delhi, Feb. 2025. [Online]. Available: https://iced.niti.gov.in
BAU | India | IN_E | Chandrapura (DVC) TPS | PWRCOAINDEA | Coal Steam | Coal | 500 | 2009-11-01 | Jharkhand | 0.65 | Operational | India_Electricity_Infrastructure.xlsx | NITI Aayog, "India Climate and Energy Dashboard (ICED) — Plant Information and Capacity Metatable," NITI Aayog, Government of India, New Delhi, Feb. 2025. [Online]. Available: https://iced.niti.gov.in
BAU | India | IN_E | Darlipali STPP | PWRCOAINDEA | Coal Steam | Coal | 1600 | 2019-12-01 | Odisha | 0.65 | Operational | India_Electricity_Infrastructure.xlsx | NITI Aayog, "India Climate and Energy Dashboard (ICED) — Plant Information and Capacity Metatable," NITI Aayog, Government of India, New Delhi, Feb. 2025. [Online]. Available: https://iced.niti.gov.in
BAU | India | IN_E | Derang TPP | PWRCOAINDEA | Coal Steam | Coal | 1200 | 2014-05-01 | Odisha | 0.65 | Operational | India_Electricity_Infrastructure.xlsx | NITI Aayog, "India Climate and Energy Dashboard (ICED) — Plant Information and Capacity Metatable," NITI Aayog, Government of India, New Delhi, Feb. 2025. [Online]. Available: https://iced.niti.gov.in
BAU | India | IN_E | Durgapur Projects (D.P.L.) TPS | PWRCOAINDEA | Coal Steam | Coal | 550 | 2007-11-01 | West Bengal | 0.65 | Operational | India_Electricity_Infrastructure.xlsx | NITI Aayog, "India Climate and Energy Dashboard (ICED) — Plant Information and Capacity Metatable," NITI Aayog, Government of India, New Delhi, Feb. 2025. [Online]. Available: https://iced.niti.gov.in
BAU | India | IN_E | Durgapur Steel TPS | PWRCOAINDEA | Coal Steam | Coal | 1000 | 2011-07-01 | West Bengal | 0.65 | Operational | India_Electricity_Infrastructure.xlsx | NITI Aayog, "India Climate and Energy Dashboard (ICED) — Plant Information and Capacity Metatable," NITI Aayog, Government of India, New Delhi, Feb. 2025. [Online]. Available: https://iced.niti.gov.in
BAU | India | IN_E | Farakka STPS | PWRCOAINDEA | Coal Steam | Coal | 2100 | 1986-01-01 | West Bengal | 0.65 | Operational | India_Electricity_Infrastructure.xlsx | NITI Aayog, "India Climate and Energy Dashboard (ICED) — Plant Information and Capacity Metatable," NITI Aayog, Government of India, New Delhi, Feb. 2025. [Online]. Available: https://iced.niti.gov.in
BAU | India | IN_E | Haldia TPP | PWRCOAINDEA | Coal Steam | Coal | 600 | 2014-01-14 | West Bengal | 0.65 | Operational | India_Electricity_Infrastructure.xlsx | NITI Aayog, "India Climate and Energy Dashboard (ICED) — Plant Information and Capacity Metatable," NITI Aayog, Government of India, New Delhi, Feb. 2025. [Online]. Available: https://iced.niti.gov.in
BAU | India | IN_E | Hiranmaye TPP | PWRCOAINDEA | Coal Steam | Coal | 300 | 2017-08-01 | West Bengal | 0.65 | Operational | India_Electricity_Infrastructure.xlsx | NITI Aayog, "India Climate and Energy Dashboard (ICED) — Plant Information and Capacity Metatable," NITI Aayog, Government of India, New Delhi, Feb. 2025. [Online]. Available: https://iced.niti.gov.in
BAU | India | IN_E | IB Valley TPS | PWRCOAINDEA | Coal Steam | Coal | 1740 | 1994-05-01 | Odisha | 0.65 | Operational | India_Electricity_Infrastructure.xlsx | NITI Aayog, "India Climate and Energy Dashboard (ICED) — Plant Information and Capacity Metatable," NITI Aayog, Government of India, New Delhi, Feb. 2025. [Online]. Available: https://iced.niti.gov.in
BAU | India | IN_E | Ind Barath (Utkal)/JSW Energy (Utkal) Ltd. | PWRCOAINDEA | Coal Steam | Coal | 700 | 2016-02-25 | Odisha | 0.65 | Operational | India_Electricity_Infrastructure.xlsx | NITI Aayog, "India Climate and Energy Dashboard (ICED) — Plant Information and Capacity Metatable," NITI Aayog, Government of India, New Delhi, Feb. 2025. [Online]. Available: https://iced.niti.gov.in
BAU | India | IN_E | Jojobera TPS | PWRCOAINDEA | Coal Steam | Coal | 240 | 2001-10-01 | Jharkhand | 0.65 | Operational | India_Electricity_Infrastructure.xlsx | NITI Aayog, "India Climate and Energy Dashboard (ICED) — Plant Information and Capacity Metatable," NITI Aayog, Government of India, New Delhi, Feb. 2025. [Online]. Available: https://iced.niti.gov.in
BAU | India | IN_E | Kahalgaon STPS | PWRCOAINDEA | Coal Steam | Coal | 2340 | 1992-03-01 | Bihar | 0.65 | Operational | India_Electricity_Infrastructure.xlsx | NITI Aayog, "India Climate and Energy Dashboard (ICED) — Plant Information and Capacity Metatable," NITI Aayog, Government of India, New Delhi, Feb. 2025. [Online]. Available: https://iced.niti.gov.in
BAU | India | IN_E | Kamalanga TPS | PWRCOAINDEA | Coal Steam | Coal | 1050 | 2013-03-29 | Odisha | 0.65 | Operational | India_Electricity_Infrastructure.xlsx | NITI Aayog, "India Climate and Energy Dashboard (ICED) — Plant Information and Capacity Metatable," NITI Aayog, Government of India, New Delhi, Feb. 2025. [Online]. Available: https://iced.niti.gov.in
BAU | India | IN_E | Kodarma TPP | PWRCOAINDEA | Coal Steam | Coal | 1000 | 2011-07-20 | Jharkhand | 0.65 | Operational | India_Electricity_Infrastructure.xlsx | NITI Aayog, "India Climate and Energy Dashboard (ICED) — Plant Information and Capacity Metatable," NITI Aayog, Government of India, New Delhi, Feb. 2025. [Online]. Available: https://iced.niti.gov.in
BAU | India | IN_E | Kolaghat TPS | PWRCOAINDEA | Coal Steam | Coal | 840 | 1984-10-01 | West Bengal | 0.65 | Operational | India_Electricity_Infrastructure.xlsx | NITI Aayog, "India Climate and Energy Dashboard (ICED) — Plant Information and Capacity Metatable," NITI Aayog, Government of India, New Delhi, Feb. 2025. [Online]. Available: https://iced.niti.gov.in
BAU | India | IN_E | Maadurga Thermal Power (MTPCL) | PWRCOAINDEA | Coal Steam | Coal | 60 | 2024-09-23 | Odisha | 0.65 | Operational | India_Electricity_Infrastructure.xlsx | NITI Aayog, "India Climate and Energy Dashboard (ICED) — Plant Information and Capacity Metatable," NITI Aayog, Government of India, New Delhi, Feb. 2025. [Online]. Available: https://iced.niti.gov.in
BAU | India | IN_E | Mahadev Prasad or Jamshedpur Kandra STPP | PWRCOAINDEA | Coal Steam | Coal | 540 | 2012-11-01 | Jharkhand | 0.65 | Operational | India_Electricity_Infrastructure.xlsx | NITI Aayog, "India Climate and Energy Dashboard (ICED) — Plant Information and Capacity Metatable," NITI Aayog, Government of India, New Delhi, Feb. 2025. [Online]. Available: https://iced.niti.gov.in
BAU | India | IN_E | Maithon TPP | PWRCOAINDEA | Coal Steam | Coal | 1050 | 2011-09-01 | Jharkhand | 0.65 | Operational | India_Electricity_Infrastructure.xlsx | NITI Aayog, "India Climate and Energy Dashboard (ICED) — Plant Information and Capacity Metatable," NITI Aayog, Government of India, New Delhi, Feb. 2025. [Online]. Available: https://iced.niti.gov.in
BAU | India | IN_E | Mejia TPS | PWRCOAINDEA | Coal Steam | Coal | 2340 | 1995-12-01 | West Bengal | 0.65 | Operational | India_Electricity_Infrastructure.xlsx | NITI Aayog, "India Climate and Energy Dashboard (ICED) — Plant Information and Capacity Metatable," NITI Aayog, Government of India, New Delhi, Feb. 2025. [Online]. Available: https://iced.niti.gov.in
BAU | India | IN_E | Muzaffarpur TPS | PWRCOAINDEA | Coal Steam | Coal | 390 | 2015-03-31 | Bihar | 0.65 | Operational | India_Electricity_Infrastructure.xlsx | NITI Aayog, "India Climate and Energy Dashboard (ICED) — Plant Information and Capacity Metatable," NITI Aayog, Government of India, New Delhi, Feb. 2025. [Online]. Available: https://iced.niti.gov.in
BAU | India | IN_E | Nabi Nagar TPP | PWRCOAINDEA | Coal Steam | Coal | 1000 | 2016-03-20 | Bihar | 0.65 | Operational | India_Electricity_Infrastructure.xlsx | NITI Aayog, "India Climate and Energy Dashboard (ICED) — Plant Information and Capacity Metatable," NITI Aayog, Government of India, New Delhi, Feb. 2025. [Online]. Available: https://iced.niti.gov.in
BAU | India | IN_E | New NabiNagar TPP (Majhiyan) | PWRCOAINDEA | Coal Steam | Coal | 1980 | 2019-07-01 | Bihar | 0.65 | Operational | India_Electricity_Infrastructure.xlsx | NITI Aayog, "India Climate and Energy Dashboard (ICED) — Plant Information and Capacity Metatable," NITI Aayog, Government of India, New Delhi, Feb. 2025. [Online]. Available: https://iced.niti.gov.in
BAU | India | IN_E | North Karanpura TPP | PWRCOAINDEA | Coal Steam | Coal | 1980 | 2023-01-18 | Jharkhand | 0.65 | Operational | India_Electricity_Infrastructure.xlsx | NITI Aayog, "India Climate and Energy Dashboard (ICED) — Plant Information and Capacity Metatable," NITI Aayog, Government of India, New Delhi, Feb. 2025. [Online]. Available: https://iced.niti.gov.in
BAU | India | IN_E | Patratu TPS | PWRCOAINDEA | Coal Steam | Coal | 800 | 2025-10-16 | Jharkhand | 0.65 | Operational | India_Electricity_Infrastructure.xlsx | NITI Aayog, "India Climate and Energy Dashboard (ICED) — Plant Information and Capacity Metatable," NITI Aayog, Government of India, New Delhi, Feb. 2025. [Online]. Available: https://iced.niti.gov.in
BAU | India | IN_E | Raghunathpur TPS | PWRCOAINDEA | Coal Steam | Coal | 1200 | 2014-08-24 | West Bengal | 0.65 | Operational | India_Electricity_Infrastructure.xlsx | NITI Aayog, "India Climate and Energy Dashboard (ICED) — Plant Information and Capacity Metatable," NITI Aayog, Government of India, New Delhi, Feb. 2025. [Online]. Available: https://iced.niti.gov.in
BAU | India | IN_E | Sagardighi TPS | PWRCOAINDEA | Coal Steam | Coal | 1600 | 2007-09-01 | West Bengal | 0.65 | Operational | India_Electricity_Infrastructure.xlsx | NITI Aayog, "India Climate and Energy Dashboard (ICED) — Plant Information and Capacity Metatable," NITI Aayog, Government of India, New Delhi, Feb. 2025. [Online]. Available: https://iced.niti.gov.in
BAU | India | IN_E | Santaldih TPS | PWRCOAINDEA | Coal Steam | Coal | 500 | 2007-11-01 | West Bengal | 0.65 | Operational | India_Electricity_Infrastructure.xlsx | NITI Aayog, "India Climate and Energy Dashboard (ICED) — Plant Information and Capacity Metatable," NITI Aayog, Government of India, New Delhi, Feb. 2025. [Online]. Available: https://iced.niti.gov.in
BAU | India | IN_E | Southern Generating Power Station (Southern Repl. TPS) | PWRCOAINDEA | Coal Steam | Coal | 135 | 1990-04-01 | West Bengal | 0.65 | Operational | India_Electricity_Infrastructure.xlsx | NITI Aayog, "India Climate and Energy Dashboard (ICED) — Plant Information and Capacity Metatable," NITI Aayog, Government of India, New Delhi, Feb. 2025. [Online]. Available: https://iced.niti.gov.in
BAU | India | IN_E | Sterlite (Jharsuguda)/ Vedanta Thermal Power Plant | PWRCOAINDEA | Coal Steam | Coal | 600 | 2010-10-01 | Odisha | 0.65 | Operational | India_Electricity_Infrastructure.xlsx | NITI Aayog, "India Climate and Energy Dashboard (ICED) — Plant Information and Capacity Metatable," NITI Aayog, Government of India, New Delhi, Feb. 2025. [Online]. Available: https://iced.niti.gov.in
BAU | India | IN_E | Super Critical Buxar Thermal Power Plant | PWRCOAINDEA | Coal Steam | Coal | 660 | 2025-11-05 | Bihar | 0.65 | Operational | India_Electricity_Infrastructure.xlsx | NITI Aayog, "India Climate and Energy Dashboard (ICED) — Plant Information and Capacity Metatable," NITI Aayog, Government of India, New Delhi, Feb. 2025. [Online]. Available: https://iced.niti.gov.in
BAU | India | IN_E | Talcher or Kaniha Talcher STPS | PWRCOAINDEA | Coal Steam | Coal | 3000 | 1995-02-01 | Odisha | 0.65 | Operational | India_Electricity_Infrastructure.xlsx | NITI Aayog, "India Climate and Energy Dashboard (ICED) — Plant Information and Capacity Metatable," NITI Aayog, Government of India, New Delhi, Feb. 2025. [Online]. Available: https://iced.niti.gov.in
BAU | India | IN_E | Tenughat TPS | PWRCOAINDEA | Coal Steam | Coal | 420 | 1994-04-01 | Jharkhand | 0.65 | Operational | India_Electricity_Infrastructure.xlsx | NITI Aayog, "India Climate and Energy Dashboard (ICED) — Plant Information and Capacity Metatable," NITI Aayog, Government of India, New Delhi, Feb. 2025. [Online]. Available: https://iced.niti.gov.in
BAU | India | IN_E | Balimela Hydroelectric Power Project | PWRHYDINDEA | Hydro | Hydro | 510 | 1973-08-14 | Odisha | 0.45 | Operational | India_Electricity_Infrastructure.xlsx | NITI Aayog, "India Climate and Energy Dashboard (ICED) — Plant Information and Capacity Metatable," NITI Aayog, Government of India, New Delhi, Feb. 2025. [Online]. Available: https://iced.niti.gov.in
BAU | India | IN_E | Chuzachen Hydroelectric Power Project | PWRHYDINDEA | Hydro | Hydro | 110 | 2013-04-20 | Sikkim | 0.45 | Operational | India_Electricity_Infrastructure.xlsx | NITI Aayog, "India Climate and Energy Dashboard (ICED) — Plant Information and Capacity Metatable," NITI Aayog, Government of India, New Delhi, Feb. 2025. [Online]. Available: https://iced.niti.gov.in
BAU | India | IN_E | Dikchu Hydroelectric Power Project | PWRHYDINDEA | Hydro | Hydro | 96 | 2017-04-11 | Sikkim | 0.45 | Operational | India_Electricity_Infrastructure.xlsx | NITI Aayog, "India Climate and Energy Dashboard (ICED) — Plant Information and Capacity Metatable," NITI Aayog, Government of India, New Delhi, Feb. 2025. [Online]. Available: https://iced.niti.gov.in
BAU | India | IN_E | Hirakud (Burla & Chiplima) Hydroelectric Power Project | PWRHYDINDEA | Hydro | Hydro | 359.8 | 1956-12-18 | Odisha | 0.45 | Operational | India_Electricity_Infrastructure.xlsx | NITI Aayog, "India Climate and Energy Dashboard (ICED) — Plant Information and Capacity Metatable," NITI Aayog, Government of India, New Delhi, Feb. 2025. [Online]. Available: https://iced.niti.gov.in
BAU | India | IN_E | Jaldhaka I Hydroelectric Power Project | PWRHYDINDEA | Hydro | Hydro | 36 | 1967-08-01 | West Bengal | 0.45 | Operational | India_Electricity_Infrastructure.xlsx | NITI Aayog, "India Climate and Energy Dashboard (ICED) — Plant Information and Capacity Metatable," NITI Aayog, Government of India, New Delhi, Feb. 2025. [Online]. Available: https://iced.niti.gov.in
BAU | India | IN_E | Jorethang Loop Hydroelectric Power Project | PWRHYDINDEA | Hydro | Hydro | 96 | 2015-09-22 | Sikkim | 0.45 | Operational | India_Electricity_Infrastructure.xlsx | NITI Aayog, "India Climate and Energy Dashboard (ICED) — Plant Information and Capacity Metatable," NITI Aayog, Government of India, New Delhi, Feb. 2025. [Online]. Available: https://iced.niti.gov.in
BAU | India | IN_E | Machkund Hydroelectric Power Project | PWRHYDINDEA | Hydro | Hydro | 114.75 | 1955-08-19 | Odisha | 0.45 | Operational | India_Electricity_Infrastructure.xlsx | NITI Aayog, "India Climate and Energy Dashboard (ICED) — Plant Information and Capacity Metatable," NITI Aayog, Government of India, New Delhi, Feb. 2025. [Online]. Available: https://iced.niti.gov.in
BAU | India | IN_E | Maithon Hydroelectric Power Project | PWRHYDINDEA | Hydro | Hydro | 63.2 | 1957-10-01 | West Bengal | 0.45 | Operational | India_Electricity_Infrastructure.xlsx | NITI Aayog, "India Climate and Energy Dashboard (ICED) — Plant Information and Capacity Metatable," NITI Aayog, Government of India, New Delhi, Feb. 2025. [Online]. Available: https://iced.niti.gov.in
BAU | India | IN_E | Panchet Hydroelectric Power Project | PWRHYDINDEA | Hydro | Hydro | 80 | 1959-06-12 | Jharkhand | 0.45 | Operational | India_Electricity_Infrastructure.xlsx | NITI Aayog, "India Climate and Energy Dashboard (ICED) — Plant Information and Capacity Metatable," NITI Aayog, Government of India, New Delhi, Feb. 2025. [Online]. Available: https://iced.niti.gov.in
BAU | India | IN_E | Purulia Hydroelectric Power Project | PWRHYDINDEA | Hydro | Hydro | 900 | 2007-12-17 | West Bengal | 0.45 | Operational | India_Electricity_Infrastructure.xlsx | NITI Aayog, "India Climate and Energy Dashboard (ICED) — Plant Information and Capacity Metatable," NITI Aayog, Government of India, New Delhi, Feb. 2025. [Online]. Available: https://iced.niti.gov.in
BAU | India | IN_E | Rammam II Hydroelectric Power Project | PWRHYDINDEA | Hydro | Hydro | 50 | 1995-08-01 | West Bengal | 0.45 | Operational | India_Electricity_Infrastructure.xlsx | NITI Aayog, "India Climate and Energy Dashboard (ICED) — Plant Information and Capacity Metatable," NITI Aayog, Government of India, New Delhi, Feb. 2025. [Online]. Available: https://iced.niti.gov.in
BAU | India | IN_E | Rangit Hydroelectric Power Project | PWRHYDINDEA | Hydro | Hydro | 60 | 2000-02-03 | Sikkim | 0.45 | Operational | India_Electricity_Infrastructure.xlsx | NITI Aayog, "India Climate and Energy Dashboard (ICED) — Plant Information and Capacity Metatable," NITI Aayog, Government of India, New Delhi, Feb. 2025. [Online]. Available: https://iced.niti.gov.in
BAU | India | IN_E | Rengali Hydroelectric Power Project | PWRHYDINDEA | Hydro | Hydro | 250 | 1985-08-27 | Odisha | 0.45 | Operational | India_Electricity_Infrastructure.xlsx | NITI Aayog, "India Climate and Energy Dashboard (ICED) — Plant Information and Capacity Metatable," NITI Aayog, Government of India, New Delhi, Feb. 2025. [Online]. Available: https://iced.niti.gov.in
BAU | India | IN_E | Rongnichu Hydro Power Project | PWRHYDINDEA | Hydro | Hydro | 113 | 2021-06-01 | Sikkim | 0.45 | Operational | India_Electricity_Infrastructure.xlsx | NITI Aayog, "India Climate and Energy Dashboard (ICED) — Plant Information and Capacity Metatable," NITI Aayog, Government of India, New Delhi, Feb. 2025. [Online]. Available: https://iced.niti.gov.in
BAU | India | IN_E | Subernarekha I & II Hydroelectric Power Project | PWRHYDINDEA | Hydro | Hydro | 130 | 1977-05-30 | Jharkhand | 0.45 | Operational | India_Electricity_Infrastructure.xlsx | NITI Aayog, "India Climate and Energy Dashboard (ICED) — Plant Information and Capacity Metatable," NITI Aayog, Government of India, New Delhi, Feb. 2025. [Online]. Available: https://iced.niti.gov.in
BAU | India | IN_E | Tashiding Hydroelectric Power Project | PWRHYDINDEA | Hydro | Hydro | 97 | 2018-11-06 | Sikkim | 0.45 | Operational | India_Electricity_Infrastructure.xlsx | NITI Aayog, "India Climate and Energy Dashboard (ICED) — Plant Information and Capacity Metatable," NITI Aayog, Government of India, New Delhi, Feb. 2025. [Online]. Available: https://iced.niti.gov.in
BAU | India | IN_E | Teesta III Hydroelectric Power Project | PWRHYDINDEA | Hydro | Hydro | 1200 | 2017-01-14 | Sikkim | 0.45 | Operational | India_Electricity_Infrastructure.xlsx | NITI Aayog, "India Climate and Energy Dashboard (ICED) — Plant Information and Capacity Metatable," NITI Aayog, Government of India, New Delhi, Feb. 2025. [Online]. Available: https://iced.niti.gov.in
BAU | India | IN_E | Teesta Low Dam III Hydroelectric Power Project | PWRHYDINDEA | Hydro | Hydro | 132 | 2013-01-20 | West Bengal | 0.45 | Operational | India_Electricity_Infrastructure.xlsx | NITI Aayog, "India Climate and Energy Dashboard (ICED) — Plant Information and Capacity Metatable," NITI Aayog, Government of India, New Delhi, Feb. 2025. [Online]. Available: https://iced.niti.gov.in
BAU | India | IN_E | Teesta Low Dam IV Hydroelectric Power Project | PWRHYDINDEA | Hydro | Hydro | 160 | 2016-02-14 | West Bengal | 0.45 | Operational | India_Electricity_Infrastructure.xlsx | NITI Aayog, "India Climate and Energy Dashboard (ICED) — Plant Information and Capacity Metatable," NITI Aayog, Government of India, New Delhi, Feb. 2025. [Online]. Available: https://iced.niti.gov.in
BAU | India | IN_E | Teesta V Hydroelectric Power Project | PWRHYDINDEA | Hydro | Hydro | 510 | 2008-02-06 | Sikkim | 0.45 | Operational | India_Electricity_Infrastructure.xlsx | NITI Aayog, "India Climate and Energy Dashboard (ICED) — Plant Information and Capacity Metatable," NITI Aayog, Government of India, New Delhi, Feb. 2025. [Online]. Available: https://iced.niti.gov.in
BAU | India | IN_E | Upper Indravati Hydroelectric Power Project | PWRHYDINDEA | Hydro | Hydro | 600 | 1999-09-19 | Odisha | 0.45 | Operational | India_Electricity_Infrastructure.xlsx | NITI Aayog, "India Climate and Energy Dashboard (ICED) — Plant Information and Capacity Metatable," NITI Aayog, Government of India, New Delhi, Feb. 2025. [Online]. Available: https://iced.niti.gov.in
BAU | India | IN_E | Upper Kolab Hydroelectric Power Project | PWRHYDINDEA | Hydro | Hydro | 320 | 1988-03-15 | Odisha | 0.45 | Operational | India_Electricity_Infrastructure.xlsx | NITI Aayog, "India Climate and Energy Dashboard (ICED) — Plant Information and Capacity Metatable," NITI Aayog, Government of India, New Delhi, Feb. 2025. [Online]. Available: https://iced.niti.gov.in
BAU | India | IN_E | Amethi Small Hydro Project | PWRHYDINDEA | Hydro | Small Hydro | 0.5 | Pre-2000 | Bihar | 0.45 | Operational | India_Electricity_Infrastructure.xlsx | NITI Aayog, "India Climate and Energy Dashboard (ICED) — Plant Information and Capacity Metatable," NITI Aayog, Government of India, New Delhi, Feb. 2025. [Online]. Available: https://iced.niti.gov.in
BAU | India | IN_E | Angoor Small Hydro Project | PWRHYDINDEA | Hydro | Small Hydro | 1 | Pre-2000 | Bihar | 0.45 | Operational | India_Electricity_Infrastructure.xlsx | NITI Aayog, "India Climate and Energy Dashboard (ICED) — Plant Information and Capacity Metatable," NITI Aayog, Government of India, New Delhi, Feb. 2025. [Online]. Available: https://iced.niti.gov.in
BAU | India | IN_E | Arwal Small Hydro Project | PWRHYDINDEA | Hydro | Small Hydro | 0.5 | Pre-2000 | Bihar | 0.45 | Operational | India_Electricity_Infrastructure.xlsx | NITI Aayog, "India Climate and Energy Dashboard (ICED) — Plant Information and Capacity Metatable," NITI Aayog, Government of India, New Delhi, Feb. 2025. [Online]. Available: https://iced.niti.gov.in
BAU | India | IN_E | BSHPC Small Hydro Project 1 | PWRHYDINDEA | Hydro | Small Hydro | 2 | Pre-2000 | Bihar | 0.45 | Operational | India_Electricity_Infrastructure.xlsx | NITI Aayog, "India Climate and Energy Dashboard (ICED) — Plant Information and Capacity Metatable," NITI Aayog, Government of India, New Delhi, Feb. 2025. [Online]. Available: https://iced.niti.gov.in
BAU | India | IN_E | BSHPC Small Hydro Project 2 | PWRHYDINDEA | Hydro | Small Hydro | 3.3 | Pre-2000 | Bihar | 0.45 | Operational | India_Electricity_Infrastructure.xlsx | NITI Aayog, "India Climate and Energy Dashboard (ICED) — Plant Information and Capacity Metatable," NITI Aayog, Government of India, New Delhi, Feb. 2025. [Online]. Available: https://iced.niti.gov.in
BAU | India | IN_E | Baitarini Power Hydel Project | PWRHYDINDEA | Hydro | Small Hydro | 24 | Pre-2000 | Odisha | 0.45 | Operational | India_Electricity_Infrastructure.xlsx | NITI Aayog, "India Climate and Energy Dashboard (ICED) — Plant Information and Capacity Metatable," NITI Aayog, Government of India, New Delhi, Feb. 2025. [Online]. Available: https://iced.niti.gov.in
BAU | India | IN_E | Barun Small Hydel Power Station | PWRHYDINDEA | Hydro | Small Hydro | 3.3 | 1996-12-01 | Bihar | 0.45 | Operational | India_Electricity_Infrastructure.xlsx | NITI Aayog, "India Climate and Energy Dashboard (ICED) — Plant Information and Capacity Metatable," NITI Aayog, Government of India, New Delhi, Feb. 2025. [Online]. Available: https://iced.niti.gov.in
BAU | India | IN_E | Belsar Small Hydro Project | PWRHYDINDEA | Hydro | Small Hydro | 1 | Pre-2000 | Bihar | 0.45 | Operational | India_Electricity_Infrastructure.xlsx | NITI Aayog, "India Climate and Energy Dashboard (ICED) — Plant Information and Capacity Metatable," NITI Aayog, Government of India, New Delhi, Feb. 2025. [Online]. Available: https://iced.niti.gov.in
BAU | India | IN_E | Dehri Small Hydel Power Station | PWRHYDINDEA | Hydro | Small Hydro | 6.6 | 1995-12-01 | Bihar | 0.45 | Operational | India_Electricity_Infrastructure.xlsx | NITI Aayog, "India Climate and Energy Dashboard (ICED) — Plant Information and Capacity Metatable," NITI Aayog, Government of India, New Delhi, Feb. 2025. [Online]. Available: https://iced.niti.gov.in
BAU | India | IN_E | Dhelabagh Small Hydro Project | PWRHYDINDEA | Hydro | Small Hydro | 1 | Pre-2000 | Bihar | 0.45 | Operational | India_Electricity_Infrastructure.xlsx | NITI Aayog, "India Climate and Energy Dashboard (ICED) — Plant Information and Capacity Metatable," NITI Aayog, Government of India, New Delhi, Feb. 2025. [Online]. Available: https://iced.niti.gov.in
BAU | India | IN_E | Fazi Hydel Project | PWRHYDINDEA | Hydro | Small Hydro | 1.2 | Pre-2000 | West Bengal | 0.45 | Operational | India_Electricity_Infrastructure.xlsx | NITI Aayog, "India Climate and Energy Dashboard (ICED) — Plant Information and Capacity Metatable," NITI Aayog, Government of India, New Delhi, Feb. 2025. [Online]. Available: https://iced.niti.gov.in
BAU | India | IN_E | Goutamghagh Mini Hydel Scheme | PWRHYDINDEA | Hydro | Small Hydro | 0.01 | 1999-01-07 | Jharkhand | 0.45 | Operational | India_Electricity_Infrastructure.xlsx | NITI Aayog, "India Climate and Energy Dashboard (ICED) — Plant Information and Capacity Metatable," NITI Aayog, Government of India, New Delhi, Feb. 2025. [Online]. Available: https://iced.niti.gov.in
BAU | India | IN_E | Jaldhaka Small Hydro Project II | PWRHYDINDEA | Hydro | Small Hydro | 8 | Pre-2000 | West Bengal | 0.45 | Operational | India_Electricity_Infrastructure.xlsx | NITI Aayog, "India Climate and Energy Dashboard (ICED) — Plant Information and Capacity Metatable," NITI Aayog, Government of India, New Delhi, Feb. 2025. [Online]. Available: https://iced.niti.gov.in
BAU | India | IN_E | Jalimghagh Mini Hydel Scheme | PWRHYDINDEA | Hydro | Small Hydro | 0.02 | 1997-03-14 | Jharkhand | 0.45 | Operational | India_Electricity_Infrastructure.xlsx | NITI Aayog, "India Climate and Energy Dashboard (ICED) — Plant Information and Capacity Metatable," NITI Aayog, Government of India, New Delhi, Feb. 2025. [Online]. Available: https://iced.niti.gov.in
BAU | India | IN_E | Kakatiya Hydroelectric Project | PWRHYDINDEA | Hydro | Small Hydro | 9 | 2022-04-30 | Odisha | 0.45 | Operational | India_Electricity_Infrastructure.xlsx | NITI Aayog, "India Climate and Energy Dashboard (ICED) — Plant Information and Capacity Metatable," NITI Aayog, Government of India, New Delhi, Feb. 2025. [Online]. Available: https://iced.niti.gov.in
BAU | India | IN_E | Kataiya Small Hydro Project | PWRHYDINDEA | Hydro | Small Hydro | 3 | Pre-2000 | Bihar | 0.45 | Operational | India_Electricity_Infrastructure.xlsx | NITI Aayog, "India Climate and Energy Dashboard (ICED) — Plant Information and Capacity Metatable," NITI Aayog, Government of India, New Delhi, Feb. 2025. [Online]. Available: https://iced.niti.gov.in
BAU | India | IN_E | Kosi Small Hydro Project | PWRHYDINDEA | Hydro | Small Hydro | 20 | Pre-2000 | Bihar | 0.45 | Operational | India_Electricity_Infrastructure.xlsx | NITI Aayog, "India Climate and Energy Dashboard (ICED) — Plant Information and Capacity Metatable," NITI Aayog, Government of India, New Delhi, Feb. 2025. [Online]. Available: https://iced.niti.gov.in
BAU | India | IN_E | Little Rangit Small Hydro Project | PWRHYDINDEA | Hydro | Small Hydro | 2 | 1970-01-01 | West Bengal | 0.45 | Operational | India_Electricity_Infrastructure.xlsx | NITI Aayog, "India Climate and Energy Dashboard (ICED) — Plant Information and Capacity Metatable," NITI Aayog, Government of India, New Delhi, Feb. 2025. [Online]. Available: https://iced.niti.gov.in
BAU | India | IN_E | Lower Kolab Small Hydro Electric Project | PWRHYDINDEA | Hydro | Small Hydro | 12 | Pre-2000 | Odisha | 0.45 | Operational | India_Electricity_Infrastructure.xlsx | NITI Aayog, "India Climate and Energy Dashboard (ICED) — Plant Information and Capacity Metatable," NITI Aayog, Government of India, New Delhi, Feb. 2025. [Online]. Available: https://iced.niti.gov.in
BAU | India | IN_E | Massanjore Hydel Project | PWRHYDINDEA | Hydro | Small Hydro | 4 | Pre-2000 | West Bengal | 0.45 | Operational | India_Electricity_Infrastructure.xlsx | NITI Aayog, "India Climate and Energy Dashboard (ICED) — Plant Information and Capacity Metatable," NITI Aayog, Government of India, New Delhi, Feb. 2025. [Online]. Available: https://iced.niti.gov.in
BAU | India | IN_E | Middle Kolab Small Hydro Electric Project | PWRHYDINDEA | Hydro | Small Hydro | 25 | Pre-2000 | Odisha | 0.45 | Operational | India_Electricity_Infrastructure.xlsx | NITI Aayog, "India Climate and Energy Dashboard (ICED) — Plant Information and Capacity Metatable," NITI Aayog, Government of India, New Delhi, Feb. 2025. [Online]. Available: https://iced.niti.gov.in
BAU | India | IN_E | Mungopoo-Kalikhola Small Hydro Project | PWRHYDINDEA | Hydro | Small Hydro | 3 | 2003-12-01 | West Bengal | 0.45 | Operational | India_Electricity_Infrastructure.xlsx | NITI Aayog, "India Climate and Energy Dashboard (ICED) — Plant Information and Capacity Metatable," NITI Aayog, Government of India, New Delhi, Feb. 2025. [Online]. Available: https://iced.niti.gov.in
BAU | India | IN_E | Nasriganj Small Hydro Project | PWRHYDINDEA | Hydro | Small Hydro | 1 | Pre-2000 | Bihar | 0.45 | Operational | India_Electricity_Infrastructure.xlsx | NITI Aayog, "India Climate and Energy Dashboard (ICED) — Plant Information and Capacity Metatable," NITI Aayog, Government of India, New Delhi, Feb. 2025. [Online]. Available: https://iced.niti.gov.in
BAU | India | IN_E | Neora Hydro Limited Small Hydro Project | PWRHYDINDEA | Hydro | Small Hydro | 3 | 2006-04-01 | West Bengal | 0.45 | Operational | India_Electricity_Infrastructure.xlsx | NITI Aayog, "India Climate and Energy Dashboard (ICED) — Plant Information and Capacity Metatable," NITI Aayog, Government of India, New Delhi, Feb. 2025. [Online]. Available: https://iced.niti.gov.in
BAU | India | IN_E | Nindighagh Mini Hydel Scheme | PWRHYDINDEA | Hydro | Small Hydro | 0.02 | 1997-03-14 | Jharkhand | 0.45 | Operational | India_Electricity_Infrastructure.xlsx | NITI Aayog, "India Climate and Energy Dashboard (ICED) — Plant Information and Capacity Metatable," NITI Aayog, Government of India, New Delhi, Feb. 2025. [Online]. Available: https://iced.niti.gov.in
BAU | India | IN_E | Nippon Power Limited Small Hydro Project | PWRHYDINDEA | Hydro | Small Hydro | 3 | 2007-03-01 | West Bengal | 0.45 | Operational | India_Electricity_Infrastructure.xlsx | NITI Aayog, "India Climate and Energy Dashboard (ICED) — Plant Information and Capacity Metatable," NITI Aayog, Government of India, New Delhi, Feb. 2025. [Online]. Available: https://iced.niti.gov.in
BAU | India | IN_E | Paharma Small Hydro Project | PWRHYDINDEA | Hydro | Small Hydro | 1 | Pre-2000 | Bihar | 0.45 | Operational | India_Electricity_Infrastructure.xlsx | NITI Aayog, "India Climate and Energy Dashboard (ICED) — Plant Information and Capacity Metatable," NITI Aayog, Government of India, New Delhi, Feb. 2025. [Online]. Available: https://iced.niti.gov.in
BAU | India | IN_E | Potteru Hydro Electric Project Phase I | PWRHYDINDEA | Hydro | Small Hydro | 6 | Pre-2000 | Odisha | 0.45 | Operational | India_Electricity_Infrastructure.xlsx | NITI Aayog, "India Climate and Energy Dashboard (ICED) — Plant Information and Capacity Metatable," NITI Aayog, Government of India, New Delhi, Feb. 2025. [Online]. Available: https://iced.niti.gov.in
BAU | India | IN_E | Rajpur Small Hydro Project | PWRHYDINDEA | Hydro | Small Hydro | 0.7 | Pre-2000 | Bihar | 0.45 | Operational | India_Electricity_Infrastructure.xlsx | NITI Aayog, "India Climate and Energy Dashboard (ICED) — Plant Information and Capacity Metatable," NITI Aayog, Government of India, New Delhi, Feb. 2025. [Online]. Available: https://iced.niti.gov.in
BAU | India | IN_E | Rampur Small Hydro Project | PWRHYDINDEA | Hydro | Small Hydro | 0.25 | Pre-2000 | Bihar | 0.45 | Operational | India_Electricity_Infrastructure.xlsx | NITI Aayog, "India Climate and Energy Dashboard (ICED) — Plant Information and Capacity Metatable," NITI Aayog, Government of India, New Delhi, Feb. 2025. [Online]. Available: https://iced.niti.gov.in
BAU | India | IN_E | Richington Small Hydro Project | PWRHYDINDEA | Hydro | Small Hydro | 2 | 1979-12-01 | West Bengal | 0.45 | Operational | India_Electricity_Infrastructure.xlsx | NITI Aayog, "India Climate and Energy Dashboard (ICED) — Plant Information and Capacity Metatable," NITI Aayog, Government of India, New Delhi, Feb. 2025. [Online]. Available: https://iced.niti.gov.in
BAU | India | IN_E | SPDCL Small Hydro Project 1 | PWRHYDINDEA | Hydro | Small Hydro | 3 | Pre-2000 | Sikkim | 0.45 | Operational | India_Electricity_Infrastructure.xlsx | NITI Aayog, "India Climate and Energy Dashboard (ICED) — Plant Information and Capacity Metatable," NITI Aayog, Government of India, New Delhi, Feb. 2025. [Online]. Available: https://iced.niti.gov.in
BAU | India | IN_E | SPDCL Small Hydro Project 10 | PWRHYDINDEA | Hydro | Small Hydro | 8 | Pre-2000 | Sikkim | 0.45 | Operational | India_Electricity_Infrastructure.xlsx | NITI Aayog, "India Climate and Energy Dashboard (ICED) — Plant Information and Capacity Metatable," NITI Aayog, Government of India, New Delhi, Feb. 2025. [Online]. Available: https://iced.niti.gov.in
BAU | India | IN_E | SPDCL Small Hydro Project 2 | PWRHYDINDEA | Hydro | Small Hydro | 3 | Pre-2000 | Sikkim | 0.45 | Operational | India_Electricity_Infrastructure.xlsx | NITI Aayog, "India Climate and Energy Dashboard (ICED) — Plant Information and Capacity Metatable," NITI Aayog, Government of India, New Delhi, Feb. 2025. [Online]. Available: https://iced.niti.gov.in
BAU | India | IN_E | SPDCL Small Hydro Project 3 | PWRHYDINDEA | Hydro | Small Hydro | 3 | Pre-2000 | Sikkim | 0.45 | Operational | India_Electricity_Infrastructure.xlsx | NITI Aayog, "India Climate and Energy Dashboard (ICED) — Plant Information and Capacity Metatable," NITI Aayog, Government of India, New Delhi, Feb. 2025. [Online]. Available: https://iced.niti.gov.in
BAU | India | IN_E | SPDCL Small Hydro Project 4 | PWRHYDINDEA | Hydro | Small Hydro | 2 | Pre-2000 | Sikkim | 0.45 | Operational | India_Electricity_Infrastructure.xlsx | NITI Aayog, "India Climate and Energy Dashboard (ICED) — Plant Information and Capacity Metatable," NITI Aayog, Government of India, New Delhi, Feb. 2025. [Online]. Available: https://iced.niti.gov.in
BAU | India | IN_E | SPDCL Small Hydro Project 5 | PWRHYDINDEA | Hydro | Small Hydro | 3 | Pre-2000 | Sikkim | 0.45 | Operational | India_Electricity_Infrastructure.xlsx | NITI Aayog, "India Climate and Energy Dashboard (ICED) — Plant Information and Capacity Metatable," NITI Aayog, Government of India, New Delhi, Feb. 2025. [Online]. Available: https://iced.niti.gov.in
BAU | India | IN_E | SPDCL Small Hydro Project 6 | PWRHYDINDEA | Hydro | Small Hydro | 2 | Pre-2000 | Sikkim | 0.45 | Operational | India_Electricity_Infrastructure.xlsx | NITI Aayog, "India Climate and Energy Dashboard (ICED) — Plant Information and Capacity Metatable," NITI Aayog, Government of India, New Delhi, Feb. 2025. [Online]. Available: https://iced.niti.gov.in
BAU | India | IN_E | SPDCL Small Hydro Project 7 | PWRHYDINDEA | Hydro | Small Hydro | 12 | Pre-2000 | Sikkim | 0.45 | Operational | India_Electricity_Infrastructure.xlsx | NITI Aayog, "India Climate and Energy Dashboard (ICED) — Plant Information and Capacity Metatable," NITI Aayog, Government of India, New Delhi, Feb. 2025. [Online]. Available: https://iced.niti.gov.in
BAU | India | IN_E | SPDCL Small Hydro Project 8 | PWRHYDINDEA | Hydro | Small Hydro | 4 | Pre-2000 | Sikkim | 0.45 | Operational | India_Electricity_Infrastructure.xlsx | NITI Aayog, "India Climate and Energy Dashboard (ICED) — Plant Information and Capacity Metatable," NITI Aayog, Government of India, New Delhi, Feb. 2025. [Online]. Available: https://iced.niti.gov.in
BAU | India | IN_E | SPDCL Small Hydro Project 9 | PWRHYDINDEA | Hydro | Small Hydro | 2.5 | Pre-2000 | Sikkim | 0.45 | Operational | India_Electricity_Infrastructure.xlsx | NITI Aayog, "India Climate and Energy Dashboard (ICED) — Plant Information and Capacity Metatable," NITI Aayog, Government of India, New Delhi, Feb. 2025. [Online]. Available: https://iced.niti.gov.in
BAU | India | IN_E | Samal Hydro Electric Project | PWRHYDINDEA | Hydro | Small Hydro | 20 | 2009-10-11 | Odisha | 0.45 | Operational | India_Electricity_Infrastructure.xlsx | NITI Aayog, "India Climate and Energy Dashboard (ICED) — Plant Information and Capacity Metatable," NITI Aayog, Government of India, New Delhi, Feb. 2025. [Online]. Available: https://iced.niti.gov.in
BAU | India | IN_E | Sapthadharo Small Hydroelectric Project | PWRHYDINDEA | Hydro | Small Hydro | 18 | Pre-2000 | Odisha | 0.45 | Operational | India_Electricity_Infrastructure.xlsx | NITI Aayog, "India Climate and Energy Dashboard (ICED) — Plant Information and Capacity Metatable," NITI Aayog, Government of India, New Delhi, Feb. 2025. [Online]. Available: https://iced.niti.gov.in
BAU | India | IN_E | Sebari Small Hydro Project | PWRHYDINDEA | Hydro | Small Hydro | 1 | Pre-2000 | Bihar | 0.45 | Operational | India_Electricity_Infrastructure.xlsx | NITI Aayog, "India Climate and Energy Dashboard (ICED) — Plant Information and Capacity Metatable," NITI Aayog, Government of India, New Delhi, Feb. 2025. [Online]. Available: https://iced.niti.gov.in
BAU | India | IN_E | Shrikhinda Small Hydro Project | PWRHYDINDEA | Hydro | Small Hydro | 0.7 | Pre-2000 | Bihar | 0.45 | Operational | India_Electricity_Infrastructure.xlsx | NITI Aayog, "India Climate and Energy Dashboard (ICED) — Plant Information and Capacity Metatable," NITI Aayog, Government of India, New Delhi, Feb. 2025. [Online]. Available: https://iced.niti.gov.in
BAU | India | IN_E | Sidrapong Small Hydro Project | PWRHYDINDEA | Hydro | Small Hydro | 0.6 | 1897-10-11 | West Bengal | 0.45 | Operational | India_Electricity_Infrastructure.xlsx | NITI Aayog, "India Climate and Energy Dashboard (ICED) — Plant Information and Capacity Metatable," NITI Aayog, Government of India, New Delhi, Feb. 2025. [Online]. Available: https://iced.niti.gov.in
BAU | India | IN_E | Teesta Falls Small Hydro Project Phase 1 | PWRHYDINDEA | Hydro | Small Hydro | 22.5 | Pre-2000 | West Bengal | 0.45 | Operational | India_Electricity_Infrastructure.xlsx | NITI Aayog, "India Climate and Energy Dashboard (ICED) — Plant Information and Capacity Metatable," NITI Aayog, Government of India, New Delhi, Feb. 2025. [Online]. Available: https://iced.niti.gov.in
BAU | India | IN_E | Teesta Falls Small Hydro Project Phase 2 | PWRHYDINDEA | Hydro | Small Hydro | 22.5 | Pre-2000 | West Bengal | 0.45 | Operational | India_Electricity_Infrastructure.xlsx | NITI Aayog, "India Climate and Energy Dashboard (ICED) — Plant Information and Capacity Metatable," NITI Aayog, Government of India, New Delhi, Feb. 2025. [Online]. Available: https://iced.niti.gov.in
BAU | India | IN_E | Teesta Falls Small Hydro Project Phase 3 | PWRHYDINDEA | Hydro | Small Hydro | 22.5 | Pre-2000 | West Bengal | 0.45 | Operational | India_Electricity_Infrastructure.xlsx | NITI Aayog, "India Climate and Energy Dashboard (ICED) — Plant Information and Capacity Metatable," NITI Aayog, Government of India, New Delhi, Feb. 2025. [Online]. Available: https://iced.niti.gov.in
BAU | India | IN_E | Tejpura Small Hydro Project | PWRHYDINDEA | Hydro | Small Hydro | 1.5 | Pre-2000 | Bihar | 0.45 | Operational | India_Electricity_Infrastructure.xlsx | NITI Aayog, "India Climate and Energy Dashboard (ICED) — Plant Information and Capacity Metatable," NITI Aayog, Government of India, New Delhi, Feb. 2025. [Online]. Available: https://iced.niti.gov.in
BAU | India | IN_E | Titaiya Small Hydro Project | PWRHYDINDEA | Hydro | Small Hydro | 4 | 1953-02-01 | Jharkhand | 0.45 | Operational | India_Electricity_Infrastructure.xlsx | NITI Aayog, "India Climate and Energy Dashboard (ICED) — Plant Information and Capacity Metatable," NITI Aayog, Government of India, New Delhi, Feb. 2025. [Online]. Available: https://iced.niti.gov.in
BAU | India | IN_E | Triveni Link Canal Small Hydro Project | PWRHYDINDEA | Hydro | Small Hydro | 3 | Pre-2000 | Bihar | 0.45 | Operational | India_Electricity_Infrastructure.xlsx | NITI Aayog, "India Climate and Energy Dashboard (ICED) — Plant Information and Capacity Metatable," NITI Aayog, Government of India, New Delhi, Feb. 2025. [Online]. Available: https://iced.niti.gov.in
BAU | India | IN_E | Valmikinagar Hydroelectric Power Station | PWRHYDINDEA | Hydro | Small Hydro | 15 | 1993-12-01 | Bihar | 0.45 | Operational | India_Electricity_Infrastructure.xlsx | NITI Aayog, "India Climate and Energy Dashboard (ICED) — Plant Information and Capacity Metatable," NITI Aayog, Government of India, New Delhi, Feb. 2025. [Online]. Available: https://iced.niti.gov.in
BAU | India | IN_S | Kalpong Hydro Electric Project | PWRHYDINDSO | Hydro | Small Hydro | 5.25 | 2001-09-01 | Andaman and Nicobar Islan | 0.45 | Operational | India_Electricity_Infrastructure.xlsx | NITI Aayog, "India Climate and Energy Dashboard (ICED) — Plant Information and Capacity Metatable," NITI Aayog, Government of India, New Delhi, Feb. 2025. [Online]. Available: https://iced.niti.gov.in
BAU | India | IN_NE | Others (districts not specified) [Non-Bagasse based cogen.] Assam N.A. 2 | PWRBIOINDNE | Biomass Power | Bio Power | 2 | Pre-2000 | Assam | 0.5 | Operational | India_Electricity_Infrastructure.xlsx | NITI Aayog, "India Climate and Energy Dashboard (ICED) — Plant Information and Capacity Metatable," NITI Aayog, Government of India, New Delhi, Feb. 2025. [Online]. Available: https://iced.niti.gov.in
BAU | India | IN_NE | Others (districts not specified) [Non-Bagasse based cogen.] Meghalaya N.A. 13.8 | PWRBIOINDNE | Biomass Power | Bio Power | 13.8 | Pre-2000 | Meghalaya | 0.5 | Operational | India_Electricity_Infrastructure.xlsx | NITI Aayog, "India Climate and Energy Dashboard (ICED) — Plant Information and Capacity Metatable," NITI Aayog, Government of India, New Delhi, Feb. 2025. [Online]. Available: https://iced.niti.gov.in
BAU | India | IN_NE | Bongaigaon TPP | PWRCOAINDNE | Coal Steam | Coal | 750 | 2015-06-02 | Assam | 0.65 | Operational | India_Electricity_Infrastructure.xlsx | NITI Aayog, "India Climate and Energy Dashboard (ICED) — Plant Information and Capacity Metatable," NITI Aayog, Government of India, New Delhi, Feb. 2025. [Online]. Available: https://iced.niti.gov.in
BAU | India | IN_NE | Doyang Hydroelectric Power Project | PWRHYDINDNE | Hydro | Hydro | 75 | 2000-06-29 | Nagaland | 0.45 | Operational | India_Electricity_Infrastructure.xlsx | NITI Aayog, "India Climate and Energy Dashboard (ICED) — Plant Information and Capacity Metatable," NITI Aayog, Government of India, New Delhi, Feb. 2025. [Online]. Available: https://iced.niti.gov.in
BAU | India | IN_NE | Kameng Hydro Power Project | PWRHYDINDNE | Hydro | Hydro | 600 | 2020-02-01 | Arunachal Pradesh | 0.45 | Operational | India_Electricity_Infrastructure.xlsx | NITI Aayog, "India Climate and Energy Dashboard (ICED) — Plant Information and Capacity Metatable," NITI Aayog, Government of India, New Delhi, Feb. 2025. [Online]. Available: https://iced.niti.gov.in
BAU | India | IN_NE | Karbi Langpai Hydroelectric Power Project | PWRHYDINDNE | Hydro | Hydro | 100 | 2007-06-29 | Assam | 0.45 | Operational | India_Electricity_Infrastructure.xlsx | NITI Aayog, "India Climate and Energy Dashboard (ICED) — Plant Information and Capacity Metatable," NITI Aayog, Government of India, New Delhi, Feb. 2025. [Online]. Available: https://iced.niti.gov.in
BAU | India | IN_NE | Khandong Hydroelectric Power Project | PWRHYDINDNE | Hydro | Hydro | 46 | 1984-03-08 | Assam | 0.45 | Operational | India_Electricity_Infrastructure.xlsx | NITI Aayog, "India Climate and Energy Dashboard (ICED) — Plant Information and Capacity Metatable," NITI Aayog, Government of India, New Delhi, Feb. 2025. [Online]. Available: https://iced.niti.gov.in
BAU | India | IN_NE | Kopili Hydroelectric Power Project | PWRHYDINDNE | Hydro | Hydro | 200 | 1988-07-04 | Assam | 0.45 | Operational | India_Electricity_Infrastructure.xlsx | NITI Aayog, "India Climate and Energy Dashboard (ICED) — Plant Information and Capacity Metatable," NITI Aayog, Government of India, New Delhi, Feb. 2025. [Online]. Available: https://iced.niti.gov.in
BAU | India | IN_NE | Kyrdemkulai (Umium III) Hydroelectric Power Project | PWRHYDINDNE | Hydro | Hydro | 60 | 1979-06-01 | Meghalaya | 0.45 | Operational | India_Electricity_Infrastructure.xlsx | NITI Aayog, "India Climate and Energy Dashboard (ICED) — Plant Information and Capacity Metatable," NITI Aayog, Government of India, New Delhi, Feb. 2025. [Online]. Available: https://iced.niti.gov.in
BAU | India | IN_NE | Loktak Hydroelectric Power Project | PWRHYDINDNE | Hydro | Hydro | 105 | 1983-06-01 | Manipur | 0.45 | Operational | India_Electricity_Infrastructure.xlsx | NITI Aayog, "India Climate and Energy Dashboard (ICED) — Plant Information and Capacity Metatable," NITI Aayog, Government of India, New Delhi, Feb. 2025. [Online]. Available: https://iced.niti.gov.in
BAU | India | IN_NE | Myntdu I Hydroelectric Power Project | PWRHYDINDNE | Hydro | Hydro | 126 | 2011-11-23 | Meghalaya | 0.45 | Operational | India_Electricity_Infrastructure.xlsx | NITI Aayog, "India Climate and Energy Dashboard (ICED) — Plant Information and Capacity Metatable," NITI Aayog, Government of India, New Delhi, Feb. 2025. [Online]. Available: https://iced.niti.gov.in
BAU | India | IN_NE | New Umtru Hydroelectric Power Project | PWRHYDINDNE | Hydro | Hydro | 40 | 2017-04-22 | Meghalaya | 0.45 | Operational | India_Electricity_Infrastructure.xlsx | NITI Aayog, "India Climate and Energy Dashboard (ICED) — Plant Information and Capacity Metatable," NITI Aayog, Government of India, New Delhi, Feb. 2025. [Online]. Available: https://iced.niti.gov.in
BAU | India | IN_NE | Pare Hydroelectric Power Project | PWRHYDINDNE | Hydro | Hydro | 110 | 2018-05-21 | Arunachal Pradesh | 0.45 | Operational | India_Electricity_Infrastructure.xlsx | NITI Aayog, "India Climate and Energy Dashboard (ICED) — Plant Information and Capacity Metatable," NITI Aayog, Government of India, New Delhi, Feb. 2025. [Online]. Available: https://iced.niti.gov.in
BAU | India | IN_NE | Ranganadi Hydroelectric Power Project | PWRHYDINDNE | Hydro | Hydro | 405 | 2002-01-26 | Arunachal Pradesh | 0.45 | Operational | India_Electricity_Infrastructure.xlsx | NITI Aayog, "India Climate and Energy Dashboard (ICED) — Plant Information and Capacity Metatable," NITI Aayog, Government of India, New Delhi, Feb. 2025. [Online]. Available: https://iced.niti.gov.in
BAU | India | IN_NE | Subansiri Lower Hydro Power Project | PWRHYDINDNE | Hydro | Hydro | 250 | 2025-12-18 | Assam | 0.45 | Operational | India_Electricity_Infrastructure.xlsx | NITI Aayog, "India Climate and Energy Dashboard (ICED) — Plant Information and Capacity Metatable," NITI Aayog, Government of India, New Delhi, Feb. 2025. [Online]. Available: https://iced.niti.gov.in
BAU | India | IN_NE | Tuirial Hydroelectric Power Project | PWRHYDINDNE | Hydro | Hydro | 60 | 2017-08-25 | Mizoram | 0.45 | Operational | India_Electricity_Infrastructure.xlsx | NITI Aayog, "India Climate and Energy Dashboard (ICED) — Plant Information and Capacity Metatable," NITI Aayog, Government of India, New Delhi, Feb. 2025. [Online]. Available: https://iced.niti.gov.in
BAU | India | IN_NE | Umium I Hydroelectric Power Project | PWRHYDINDNE | Hydro | Hydro | 36 | 1965-02-21 | Meghalaya | 0.45 | Operational | India_Electricity_Infrastructure.xlsx | NITI Aayog, "India Climate and Energy Dashboard (ICED) — Plant Information and Capacity Metatable," NITI Aayog, Government of India, New Delhi, Feb. 2025. [Online]. Available: https://iced.niti.gov.in
BAU | India | IN_NE | Umium IV Hydroelectric Power Project | PWRHYDINDNE | Hydro | Hydro | 60 | 1992-08-11 | Meghalaya | 0.45 | Operational | India_Electricity_Infrastructure.xlsx | NITI Aayog, "India Climate and Energy Dashboard (ICED) — Plant Information and Capacity Metatable," NITI Aayog, Government of India, New Delhi, Feb. 2025. [Online]. Available: https://iced.niti.gov.in
BAU | India | IN_NE | Agartala Gas Turbine Power Station | PWRNGSINDNE | Natural Gas CC | Oil & Gas | 135 | 1998-02-06 | Tripura | 0.55 | Operational | India_Electricity_Infrastructure.xlsx | NITI Aayog, "India Climate and Energy Dashboard (ICED) — Plant Information and Capacity Metatable," NITI Aayog, Government of India, New Delhi, Feb. 2025. [Online]. Available: https://iced.niti.gov.in
BAU | India | IN_NE | Baramura Gas Thermal Project | PWRNGSINDNE | Natural Gas CC | Oil & Gas | 42 | 2002-11-27 | Tripura | 0.55 | Operational | India_Electricity_Infrastructure.xlsx | NITI Aayog, "India Climate and Energy Dashboard (ICED) — Plant Information and Capacity Metatable," NITI Aayog, Government of India, New Delhi, Feb. 2025. [Online]. Available: https://iced.niti.gov.in
BAU | India | IN_NE | Kathalguri (Assam) Gas Combined Cycle Gas Turbine Power Plant | PWRNGSINDNE | Natural Gas CC | Oil & Gas | 291 | 1995-03-16 | Assam | 0.55 | Operational | India_Electricity_Infrastructure.xlsx | NITI Aayog, "India Climate and Energy Dashboard (ICED) — Plant Information and Capacity Metatable," NITI Aayog, Government of India, New Delhi, Feb. 2025. [Online]. Available: https://iced.niti.gov.in
BAU | India | IN_NE | Lakwa GT Replacement Power Project (LRPP ) | PWRNGSINDNE | Natural Gas CC | Oil & Gas | 69.75 | 2018-10-01 | Assam | 0.55 | Operational | India_Electricity_Infrastructure.xlsx | NITI Aayog, "India Climate and Energy Dashboard (ICED) — Plant Information and Capacity Metatable," NITI Aayog, Government of India, New Delhi, Feb. 2025. [Online]. Available: https://iced.niti.gov.in
BAU | India | IN_NE | Lakwa Gas Turbine Power Station | PWRNGSINDNE | Natural Gas CC | Oil & Gas | 97.2 | 1994-01-03 | Assam | 0.55 | Operational | India_Electricity_Infrastructure.xlsx | NITI Aayog, "India Climate and Energy Dashboard (ICED) — Plant Information and Capacity Metatable," NITI Aayog, Government of India, New Delhi, Feb. 2025. [Online]. Available: https://iced.niti.gov.in
BAU | India | IN_NE | Namrup Thermal Power Station (NTPS) | PWRNGSINDNE | Natural Gas CC | Oil & Gas | 139.4 | 1965-04-01 | Assam | 0.55 | Operational | India_Electricity_Infrastructure.xlsx | NITI Aayog, "India Climate and Energy Dashboard (ICED) — Plant Information and Capacity Metatable," NITI Aayog, Government of India, New Delhi, Feb. 2025. [Online]. Available: https://iced.niti.gov.in
BAU | India | IN_NE | Rokhia Gas Thermal Project | PWRNGSINDNE | Natural Gas CC | Oil & Gas | 63 | 2002-08-02 | Tripura | 0.55 | Operational | India_Electricity_Infrastructure.xlsx | NITI Aayog, "India Climate and Energy Dashboard (ICED) — Plant Information and Capacity Metatable," NITI Aayog, Government of India, New Delhi, Feb. 2025. [Online]. Available: https://iced.niti.gov.in
BAU | India | IN_NE | Tripura (Monarchak) Gas based Combined Cycle Power Plant | PWRNGSINDNE | Natural Gas CC | Oil & Gas | 101 | 2015-03-30 | Tripura | 0.55 | Operational | India_Electricity_Infrastructure.xlsx | NITI Aayog, "India Climate and Energy Dashboard (ICED) — Plant Information and Capacity Metatable," NITI Aayog, Government of India, New Delhi, Feb. 2025. [Online]. Available: https://iced.niti.gov.in
BAU | India | IN_NE | Tripura (Palatana) Combined Cycle Gas Turbine Power Plant | PWRNGSINDNE | Natural Gas CC | Oil & Gas | 726.6 | 2013-01-02 | Tripura | 0.55 | Operational | India_Electricity_Infrastructure.xlsx | NITI Aayog, "India Climate and Energy Dashboard (ICED) — Plant Information and Capacity Metatable," NITI Aayog, Government of India, New Delhi, Feb. 2025. [Online]. Available: https://iced.niti.gov.in
BAU | India | IN_NE | Atenglok Multipurpose Pico Hydel Power Project | PWRHYDINDNE | Hydro | Small Hydro | 0.01 | 2008-11-14 | Manipur | 0.45 | Operational | India_Electricity_Infrastructure.xlsx | NITI Aayog, "India Climate and Energy Dashboard (ICED) — Plant Information and Capacity Metatable," NITI Aayog, Government of India, New Delhi, Feb. 2025. [Online]. Available: https://iced.niti.gov.in
BAU | India | IN_NE | Chadong Kong Micro Hydel Power Project | PWRHYDINDNE | Hydro | Small Hydro | 0.03 | 2011-06-27 | Manipur | 0.45 | Operational | India_Electricity_Infrastructure.xlsx | NITI Aayog, "India Climate and Energy Dashboard (ICED) — Plant Information and Capacity Metatable," NITI Aayog, Government of India, New Delhi, Feb. 2025. [Online]. Available: https://iced.niti.gov.in
BAU | India | IN_NE | DHPD Small Hydro Project 1 | PWRHYDINDNE | Hydro | Small Hydro | 2 | Pre-2000 | Arunachal Pradesh | 0.45 | Operational | India_Electricity_Infrastructure.xlsx | NITI Aayog, "India Climate and Energy Dashboard (ICED) — Plant Information and Capacity Metatable," NITI Aayog, Government of India, New Delhi, Feb. 2025. [Online]. Available: https://iced.niti.gov.in
BAU | India | IN_NE | DHPD Small Hydro Project 10 | PWRHYDINDNE | Hydro | Small Hydro | 3 | Pre-2000 | Arunachal Pradesh | 0.45 | Operational | India_Electricity_Infrastructure.xlsx | NITI Aayog, "India Climate and Energy Dashboard (ICED) — Plant Information and Capacity Metatable," NITI Aayog, Government of India, New Delhi, Feb. 2025. [Online]. Available: https://iced.niti.gov.in
BAU | India | IN_NE | DHPD Small Hydro Project 11 | PWRHYDINDNE | Hydro | Small Hydro | 2 | Pre-2000 | Arunachal Pradesh | 0.45 | Operational | India_Electricity_Infrastructure.xlsx | NITI Aayog, "India Climate and Energy Dashboard (ICED) — Plant Information and Capacity Metatable," NITI Aayog, Government of India, New Delhi, Feb. 2025. [Online]. Available: https://iced.niti.gov.in
BAU | India | IN_NE | DHPD Small Hydro Project 12 | PWRHYDINDNE | Hydro | Small Hydro | 3 | Pre-2000 | Arunachal Pradesh | 0.45 | Operational | India_Electricity_Infrastructure.xlsx | NITI Aayog, "India Climate and Energy Dashboard (ICED) — Plant Information and Capacity Metatable," NITI Aayog, Government of India, New Delhi, Feb. 2025. [Online]. Available: https://iced.niti.gov.in
BAU | India | IN_NE | DHPD Small Hydro Project 13 | PWRHYDINDNE | Hydro | Small Hydro | 2 | Pre-2000 | Arunachal Pradesh | 0.45 | Operational | India_Electricity_Infrastructure.xlsx | NITI Aayog, "India Climate and Energy Dashboard (ICED) — Plant Information and Capacity Metatable," NITI Aayog, Government of India, New Delhi, Feb. 2025. [Online]. Available: https://iced.niti.gov.in
BAU | India | IN_NE | DHPD Small Hydro Project 14 | PWRHYDINDNE | Hydro | Small Hydro | 3 | Pre-2000 | Arunachal Pradesh | 0.45 | Operational | India_Electricity_Infrastructure.xlsx | NITI Aayog, "India Climate and Energy Dashboard (ICED) — Plant Information and Capacity Metatable," NITI Aayog, Government of India, New Delhi, Feb. 2025. [Online]. Available: https://iced.niti.gov.in
BAU | India | IN_NE | DHPD Small Hydro Project 15 | PWRHYDINDNE | Hydro | Small Hydro | 2 | Pre-2000 | Arunachal Pradesh | 0.45 | Operational | India_Electricity_Infrastructure.xlsx | NITI Aayog, "India Climate and Energy Dashboard (ICED) — Plant Information and Capacity Metatable," NITI Aayog, Government of India, New Delhi, Feb. 2025. [Online]. Available: https://iced.niti.gov.in
BAU | India | IN_NE | DHPD Small Hydro Project 16 | PWRHYDINDNE | Hydro | Small Hydro | 3 | Pre-2000 | Arunachal Pradesh | 0.45 | Operational | India_Electricity_Infrastructure.xlsx | NITI Aayog, "India Climate and Energy Dashboard (ICED) — Plant Information and Capacity Metatable," NITI Aayog, Government of India, New Delhi, Feb. 2025. [Online]. Available: https://iced.niti.gov.in
BAU | India | IN_NE | DHPD Small Hydro Project 17 | PWRHYDINDNE | Hydro | Small Hydro | 2 | Pre-2000 | Arunachal Pradesh | 0.45 | Operational | India_Electricity_Infrastructure.xlsx | NITI Aayog, "India Climate and Energy Dashboard (ICED) — Plant Information and Capacity Metatable," NITI Aayog, Government of India, New Delhi, Feb. 2025. [Online]. Available: https://iced.niti.gov.in
BAU | India | IN_NE | DHPD Small Hydro Project 18 | PWRHYDINDNE | Hydro | Small Hydro | 4.5 | Pre-2000 | Arunachal Pradesh | 0.45 | Operational | India_Electricity_Infrastructure.xlsx | NITI Aayog, "India Climate and Energy Dashboard (ICED) — Plant Information and Capacity Metatable," NITI Aayog, Government of India, New Delhi, Feb. 2025. [Online]. Available: https://iced.niti.gov.in
BAU | India | IN_NE | DHPD Small Hydro Project 2 | PWRHYDINDNE | Hydro | Small Hydro | 2 | Pre-2000 | Arunachal Pradesh | 0.45 | Operational | India_Electricity_Infrastructure.xlsx | NITI Aayog, "India Climate and Energy Dashboard (ICED) — Plant Information and Capacity Metatable," NITI Aayog, Government of India, New Delhi, Feb. 2025. [Online]. Available: https://iced.niti.gov.in
BAU | India | IN_NE | DHPD Small Hydro Project 3 | PWRHYDINDNE | Hydro | Small Hydro | 2 | Pre-2000 | Arunachal Pradesh | 0.45 | Operational | India_Electricity_Infrastructure.xlsx | NITI Aayog, "India Climate and Energy Dashboard (ICED) — Plant Information and Capacity Metatable," NITI Aayog, Government of India, New Delhi, Feb. 2025. [Online]. Available: https://iced.niti.gov.in
BAU | India | IN_NE | DHPD Small Hydro Project 4 | PWRHYDINDNE | Hydro | Small Hydro | 2 | Pre-2000 | Arunachal Pradesh | 0.45 | Operational | India_Electricity_Infrastructure.xlsx | NITI Aayog, "India Climate and Energy Dashboard (ICED) — Plant Information and Capacity Metatable," NITI Aayog, Government of India, New Delhi, Feb. 2025. [Online]. Available: https://iced.niti.gov.in
BAU | India | IN_NE | DHPD Small Hydro Project 5 | PWRHYDINDNE | Hydro | Small Hydro | 4 | Pre-2000 | Arunachal Pradesh | 0.45 | Operational | India_Electricity_Infrastructure.xlsx | NITI Aayog, "India Climate and Energy Dashboard (ICED) — Plant Information and Capacity Metatable," NITI Aayog, Government of India, New Delhi, Feb. 2025. [Online]. Available: https://iced.niti.gov.in
BAU | India | IN_NE | DHPD Small Hydro Project 6 | PWRHYDINDNE | Hydro | Small Hydro | 2 | Pre-2000 | Arunachal Pradesh | 0.45 | Operational | India_Electricity_Infrastructure.xlsx | NITI Aayog, "India Climate and Energy Dashboard (ICED) — Plant Information and Capacity Metatable," NITI Aayog, Government of India, New Delhi, Feb. 2025. [Online]. Available: https://iced.niti.gov.in
BAU | India | IN_NE | DHPD Small Hydro Project 7 | PWRHYDINDNE | Hydro | Small Hydro | 2 | Pre-2000 | Arunachal Pradesh | 0.45 | Operational | India_Electricity_Infrastructure.xlsx | NITI Aayog, "India Climate and Energy Dashboard (ICED) — Plant Information and Capacity Metatable," NITI Aayog, Government of India, New Delhi, Feb. 2025. [Online]. Available: https://iced.niti.gov.in
BAU | India | IN_NE | DHPD Small Hydro Project 8 | PWRHYDINDNE | Hydro | Small Hydro | 2 | Pre-2000 | Arunachal Pradesh | 0.45 | Operational | India_Electricity_Infrastructure.xlsx | NITI Aayog, "India Climate and Energy Dashboard (ICED) — Plant Information and Capacity Metatable," NITI Aayog, Government of India, New Delhi, Feb. 2025. [Online]. Available: https://iced.niti.gov.in
BAU | India | IN_NE | DHPD Small Hydro Project 9 | PWRHYDINDNE | Hydro | Small Hydro | 4.5 | Pre-2000 | Arunachal Pradesh | 0.45 | Operational | India_Electricity_Infrastructure.xlsx | NITI Aayog, "India Climate and Energy Dashboard (ICED) — Plant Information and Capacity Metatable," NITI Aayog, Government of India, New Delhi, Feb. 2025. [Online]. Available: https://iced.niti.gov.in
BAU | India | IN_NE | Dhansiri Small Hydro Power Project | PWRHYDINDNE | Hydro | Small Hydro | 20 | Pre-2000 | Assam | 0.45 | Operational | India_Electricity_Infrastructure.xlsx | NITI Aayog, "India Climate and Energy Dashboard (ICED) — Plant Information and Capacity Metatable," NITI Aayog, Government of India, New Delhi, Feb. 2025. [Online]. Available: https://iced.niti.gov.in
BAU | India | IN_NE | Flovel Small Hydro Project | PWRHYDINDNE | Hydro | Small Hydro | 16 | Pre-2000 | Arunachal Pradesh | 0.45 | Operational | India_Electricity_Infrastructure.xlsx | NITI Aayog, "India Climate and Energy Dashboard (ICED) — Plant Information and Capacity Metatable," NITI Aayog, Government of India, New Delhi, Feb. 2025. [Online]. Available: https://iced.niti.gov.in
BAU | India | IN_NE | Ganol Hydro Power Project | PWRHYDINDNE | Hydro | Small Hydro | 22.5 | 2023-07-31 | Meghalaya | 0.45 | Operational | India_Electricity_Infrastructure.xlsx | NITI Aayog, "India Climate and Energy Dashboard (ICED) — Plant Information and Capacity Metatable," NITI Aayog, Government of India, New Delhi, Feb. 2025. [Online]. Available: https://iced.niti.gov.in
BAU | India | IN_NE | Gelnel Mini Hydel Power Project | PWRHYDINDNE | Hydro | Small Hydro | 0.4 | 2010-09-04 | Manipur | 0.45 | Operational | India_Electricity_Infrastructure.xlsx | NITI Aayog, "India Climate and Energy Dashboard (ICED) — Plant Information and Capacity Metatable," NITI Aayog, Government of India, New Delhi, Feb. 2025. [Online]. Available: https://iced.niti.gov.in
BAU | India | IN_NE | Gumti Hydel Project | PWRHYDINDNE | Hydro | Small Hydro | 15 | 1976-12-01 | Tripura | 0.45 | Operational | India_Electricity_Infrastructure.xlsx | NITI Aayog, "India Climate and Energy Dashboard (ICED) — Plant Information and Capacity Metatable," NITI Aayog, Government of India, New Delhi, Feb. 2025. [Online]. Available: https://iced.niti.gov.in
BAU | India | IN_NE | Iru Lok Hydel Power Project | PWRHYDINDNE | Hydro | Small Hydro | 0.01 | 2012-01-21 | Manipur | 0.45 | Operational | India_Electricity_Infrastructure.xlsx | NITI Aayog, "India Climate and Energy Dashboard (ICED) — Plant Information and Capacity Metatable," NITI Aayog, Government of India, New Delhi, Feb. 2025. [Online]. Available: https://iced.niti.gov.in
BAU | India | IN_NE | Kau Tlabung Small Hydro Project | PWRHYDINDNE | Hydro | Small Hydro | 3 | 2005-05-05 | Mizoram | 0.45 | Operational | India_Electricity_Infrastructure.xlsx | NITI Aayog, "India Climate and Energy Dashboard (ICED) — Plant Information and Capacity Metatable," NITI Aayog, Government of India, New Delhi, Feb. 2025. [Online]. Available: https://iced.niti.gov.in
BAU | India | IN_NE | Khawiva Small Hydro Project | PWRHYDINDNE | Hydro | Small Hydro | 1.05 | 1988-12-08 | Mizoram | 0.45 | Operational | India_Electricity_Infrastructure.xlsx | NITI Aayog, "India Climate and Energy Dashboard (ICED) — Plant Information and Capacity Metatable," NITI Aayog, Government of India, New Delhi, Feb. 2025. [Online]. Available: https://iced.niti.gov.in
BAU | India | IN_NE | Lakhroh Mini Hydel Project | PWRHYDINDNE | Hydro | Small Hydro | 1.5 | 2019-03-01 | Meghalaya | 0.45 | Operational | India_Electricity_Infrastructure.xlsx | NITI Aayog, "India Climate and Energy Dashboard (ICED) — Plant Information and Capacity Metatable," NITI Aayog, Government of India, New Delhi, Feb. 2025. [Online]. Available: https://iced.niti.gov.in
BAU | India | IN_NE | Lamsial Mini Hydel Project | PWRHYDINDNE | Hydro | Small Hydro | 0.5 | 2008-08-26 | Mizoram | 0.45 | Operational | India_Electricity_Infrastructure.xlsx | NITI Aayog, "India Climate and Energy Dashboard (ICED) — Plant Information and Capacity Metatable," NITI Aayog, Government of India, New Delhi, Feb. 2025. [Online]. Available: https://iced.niti.gov.in
BAU | India | IN_NE | Lang Hydro Electric Project | PWRHYDINDNE | Hydro | Small Hydro | 1 | Pre-2000 | Nagaland | 0.45 | Operational | India_Electricity_Infrastructure.xlsx | NITI Aayog, "India Climate and Energy Dashboard (ICED) — Plant Information and Capacity Metatable," NITI Aayog, Government of India, New Delhi, Feb. 2025. [Online]. Available: https://iced.niti.gov.in
BAU | India | IN_NE | Likimro Small Hydro Project | PWRHYDINDNE | Hydro | Small Hydro | 24 | Pre-2000 | Nagaland | 0.45 | Operational | India_Electricity_Infrastructure.xlsx | NITI Aayog, "India Climate and Energy Dashboard (ICED) — Plant Information and Capacity Metatable," NITI Aayog, Government of India, New Delhi, Feb. 2025. [Online]. Available: https://iced.niti.gov.in
BAU | India | IN_NE | Machima I Small Hydro Project | PWRHYDINDNE | Hydro | Small Hydro | 2 | 1996-01-05 | Mizoram | 0.45 | Operational | India_Electricity_Infrastructure.xlsx | NITI Aayog, "India Climate and Energy Dashboard (ICED) — Plant Information and Capacity Metatable," NITI Aayog, Government of India, New Delhi, Feb. 2025. [Online]. Available: https://iced.niti.gov.in
BAU | India | IN_NE | Machima II Small Hydro Project | PWRHYDINDNE | Hydro | Small Hydro | 3 | 2009-11-11 | Mizoram | 0.45 | Operational | India_Electricity_Infrastructure.xlsx | NITI Aayog, "India Climate and Energy Dashboard (ICED) — Plant Information and Capacity Metatable," NITI Aayog, Government of India, New Delhi, Feb. 2025. [Online]. Available: https://iced.niti.gov.in
BAU | India | IN_NE | Mizoram Small Hydro Project Bunched | PWRHYDINDNE | Hydro | Small Hydro | 10.62 | Pre-2000 | Mizoram | 0.45 | Operational | India_Electricity_Infrastructure.xlsx | NITI Aayog, "India Climate and Energy Dashboard (ICED) — Plant Information and Capacity Metatable," NITI Aayog, Government of India, New Delhi, Feb. 2025. [Online]. Available: https://iced.niti.gov.in
BAU | India | IN_NE | Mizoram State Hydro Project 1 | PWRHYDINDNE | Hydro | Small Hydro | 3 | Pre-2000 | Mizoram | 0.45 | Operational | India_Electricity_Infrastructure.xlsx | NITI Aayog, "India Climate and Energy Dashboard (ICED) — Plant Information and Capacity Metatable," NITI Aayog, Government of India, New Delhi, Feb. 2025. [Online]. Available: https://iced.niti.gov.in
BAU | India | IN_NE | Mizoram State Hydro Project 2 | PWRHYDINDNE | Hydro | Small Hydro | 2.5 | Pre-2000 | Mizoram | 0.45 | Operational | India_Electricity_Infrastructure.xlsx | NITI Aayog, "India Climate and Energy Dashboard (ICED) — Plant Information and Capacity Metatable," NITI Aayog, Government of India, New Delhi, Feb. 2025. [Online]. Available: https://iced.niti.gov.in
BAU | India | IN_NE | Multipurpose Pico Hydel Project | PWRHYDINDNE | Hydro | Small Hydro | 0.01 | 2009-12-30 | Manipur | 0.45 | Operational | India_Electricity_Infrastructure.xlsx | NITI Aayog, "India Climate and Energy Dashboard (ICED) — Plant Information and Capacity Metatable," NITI Aayog, Government of India, New Delhi, Feb. 2025. [Online]. Available: https://iced.niti.gov.in
BAU | India | IN_NE | Myntriang Small Hydroelectric Project (MSHEP) | PWRHYDINDNE | Hydro | Small Hydro | 13.5 | Pre-2000 | Assam | 0.45 | Operational | India_Electricity_Infrastructure.xlsx | NITI Aayog, "India Climate and Energy Dashboard (ICED) — Plant Information and Capacity Metatable," NITI Aayog, Government of India, New Delhi, Feb. 2025. [Online]. Available: https://iced.niti.gov.in
BAU | India | IN_NE | Nametrang Small Hydro Project | PWRHYDINDNE | Hydro | Small Hydro | 3 | Pre-2000 | Arunachal Pradesh | 0.45 | Operational | India_Electricity_Infrastructure.xlsx | NITI Aayog, "India Climate and Energy Dashboard (ICED) — Plant Information and Capacity Metatable," NITI Aayog, Government of India, New Delhi, Feb. 2025. [Online]. Available: https://iced.niti.gov.in
BAU | India | IN_NE | Nuranang Small Hydro Project | PWRHYDINDNE | Hydro | Small Hydro | 6 | Pre-2000 | Arunachal Pradesh | 0.45 | Operational | India_Electricity_Infrastructure.xlsx | NITI Aayog, "India Climate and Energy Dashboard (ICED) — Plant Information and Capacity Metatable," NITI Aayog, Government of India, New Delhi, Feb. 2025. [Online]. Available: https://iced.niti.gov.in
BAU | India | IN_NE | Serlui A Small Hydro Project | PWRHYDINDNE | Hydro | Small Hydro | 1 | 1984-04-24 | Mizoram | 0.45 | Operational | India_Electricity_Infrastructure.xlsx | NITI Aayog, "India Climate and Energy Dashboard (ICED) — Plant Information and Capacity Metatable," NITI Aayog, Government of India, New Delhi, Feb. 2025. [Online]. Available: https://iced.niti.gov.in
BAU | India | IN_NE | Serlui B Small Hydro Project | PWRHYDINDNE | Hydro | Small Hydro | 12 | 2010-04-30 | Mizoram | 0.45 | Operational | India_Electricity_Infrastructure.xlsx | NITI Aayog, "India Climate and Energy Dashboard (ICED) — Plant Information and Capacity Metatable," NITI Aayog, Government of India, New Delhi, Feb. 2025. [Online]. Available: https://iced.niti.gov.in
BAU | India | IN_NE | Siru Small Hydro Electric Project | PWRHYDINDNE | Hydro | Small Hydro | 6 | Pre-2000 | Arunachal Pradesh | 0.45 | Operational | India_Electricity_Infrastructure.xlsx | NITI Aayog, "India Climate and Energy Dashboard (ICED) — Plant Information and Capacity Metatable," NITI Aayog, Government of India, New Delhi, Feb. 2025. [Online]. Available: https://iced.niti.gov.in
BAU | India | IN_NE | Sonapani Mini Hydel Electric Project | PWRHYDINDNE | Hydro | Small Hydro | 1.5 | 2009-10-27 | Meghalaya | 0.45 | Operational | India_Electricity_Infrastructure.xlsx | NITI Aayog, "India Climate and Energy Dashboard (ICED) — Plant Information and Capacity Metatable," NITI Aayog, Government of India, New Delhi, Feb. 2025. [Online]. Available: https://iced.niti.gov.in
BAU | India | IN_NE | Tehok Hydro Electric Project | PWRHYDINDNE | Hydro | Small Hydro | 1 | Pre-2000 | Nagaland | 0.45 | Operational | India_Electricity_Infrastructure.xlsx | NITI Aayog, "India Climate and Energy Dashboard (ICED) — Plant Information and Capacity Metatable," NITI Aayog, Government of India, New Delhi, Feb. 2025. [Online]. Available: https://iced.niti.gov.in
BAU | India | IN_NE | Terei Small Hydro Project | PWRHYDINDNE | Hydro | Small Hydro | 3 | 1999-10-12 | Mizoram | 0.45 | Operational | India_Electricity_Infrastructure.xlsx | NITI Aayog, "India Climate and Energy Dashboard (ICED) — Plant Information and Capacity Metatable," NITI Aayog, Government of India, New Delhi, Feb. 2025. [Online]. Available: https://iced.niti.gov.in
BAU | India | IN_NE | Tsütsüng hydro electric project | PWRHYDINDNE | Hydro | Small Hydro | 1 | 2022-05-03 | Nagaland | 0.45 | Operational | India_Electricity_Infrastructure.xlsx | NITI Aayog, "India Climate and Energy Dashboard (ICED) — Plant Information and Capacity Metatable," NITI Aayog, Government of India, New Delhi, Feb. 2025. [Online]. Available: https://iced.niti.gov.in
BAU | India | IN_NE | Tuipanglui Small hydro Project | PWRHYDINDNE | Hydro | Small Hydro | 3 | 2004-12-17 | Mizoram | 0.45 | Operational | India_Electricity_Infrastructure.xlsx | NITI Aayog, "India Climate and Energy Dashboard (ICED) — Plant Information and Capacity Metatable," NITI Aayog, Government of India, New Delhi, Feb. 2025. [Online]. Available: https://iced.niti.gov.in
BAU | India | IN_NE | Tuipui Mini Hydel Project | PWRHYDINDNE | Hydro | Small Hydro | 0.5 | 1991-12-15 | Mizoram | 0.45 | Operational | India_Electricity_Infrastructure.xlsx | NITI Aayog, "India Climate and Energy Dashboard (ICED) — Plant Information and Capacity Metatable," NITI Aayog, Government of India, New Delhi, Feb. 2025. [Online]. Available: https://iced.niti.gov.in
BAU | India | IN_NE | Tuirivang Small Hydro Project | PWRHYDINDNE | Hydro | Small Hydro | 0.3 | 1989-08-14 | Mizoram | 0.45 | Operational | India_Electricity_Infrastructure.xlsx | NITI Aayog, "India Climate and Energy Dashboard (ICED) — Plant Information and Capacity Metatable," NITI Aayog, Government of India, New Delhi, Feb. 2025. [Online]. Available: https://iced.niti.gov.in
BAU | India | IN_NE | Umium Stage II Small Hydro Project | PWRHYDINDNE | Hydro | Small Hydro | 18 | 1970-07-22 | Meghalaya | 0.45 | Operational | India_Electricity_Infrastructure.xlsx | NITI Aayog, "India Climate and Energy Dashboard (ICED) — Plant Information and Capacity Metatable," NITI Aayog, Government of India, New Delhi, Feb. 2025. [Online]. Available: https://iced.niti.gov.in
BAU | India | IN_NE | Umtru Small Hydro Project | PWRHYDINDNE | Hydro | Small Hydro | 11.2 | 1957-05-01 | Meghalaya | 0.45 | Operational | India_Electricity_Infrastructure.xlsx | NITI Aayog, "India Climate and Energy Dashboard (ICED) — Plant Information and Capacity Metatable," NITI Aayog, Government of India, New Delhi, Feb. 2025. [Online]. Available: https://iced.niti.gov.in
BAU | India | IN_N | A2Z Gurgaon Uttar Pradesh Kanpur Nagar 15 | PWRBIOINDNO | Biomass Power | Bio Power | 15 | Pre-2000 | Uttar Pradesh | 0.5 | Operational | India_Electricity_Infrastructure.xlsx | NITI Aayog, "India Climate and Energy Dashboard (ICED) — Plant Information and Capacity Metatable," NITI Aayog, Government of India, New Delhi, Feb. 2025. [Online]. Available: https://iced.niti.gov.in
BAU | India | IN_N | AB Grains Spirits Pvt. Ltd. Haryana Ambala 8.9 2014-15 | PWRBIOINDNO | Biomass Power | Bio Power | 8.9 | 2014-01-15 | Haryana | 0.5 | Operational | India_Electricity_Infrastructure.xlsx | NITI Aayog, "India Climate and Energy Dashboard (ICED) — Plant Information and Capacity Metatable," NITI Aayog, Government of India, New Delhi, Feb. 2025. [Online]. Available: https://iced.niti.gov.in
BAU | India | IN_N | ADS Spirits Pvt.Ltd. Haryana Jhajjar 2.3 2013-14 | PWRBIOINDNO | Biomass Power | Bio Power | 2.3 | 2013-01-14 | Haryana | 0.5 | Operational | India_Electricity_Infrastructure.xlsx | NITI Aayog, "India Climate and Energy Dashboard (ICED) — Plant Information and Capacity Metatable," NITI Aayog, Government of India, New Delhi, Feb. 2025. [Online]. Available: https://iced.niti.gov.in
BAU | India | IN_N | Aguata Sugar and Chemicals Uttar Pradesh Bulandshahar 2.5 | PWRBIOINDNO | Biomass Power | Bio Power | 2.5 | Pre-2000 | Uttar Pradesh | 0.5 | Operational | India_Electricity_Infrastructure.xlsx | NITI Aayog, "India Climate and Energy Dashboard (ICED) — Plant Information and Capacity Metatable," NITI Aayog, Government of India, New Delhi, Feb. 2025. [Online]. Available: https://iced.niti.gov.in
BAU | India | IN_N | Akbarchinimill Uttar Pradesh Ayodhya 11 | PWRBIOINDNO | Biomass Power | Bio Power | 11 | Pre-2000 | Uttar Pradesh | 0.5 | Operational | India_Electricity_Infrastructure.xlsx | NITI Aayog, "India Climate and Energy Dashboard (ICED) — Plant Information and Capacity Metatable," NITI Aayog, Government of India, New Delhi, Feb. 2025. [Online]. Available: https://iced.niti.gov.in
BAU | India | IN_N | Amrit Envi. Tech. (P) Ltd. Rajasthan Jaipur 8 2006-10-01 | PWRBIOINDNO | Biomass Power | Bio Power | 8 | 2006-10-01 | Rajasthan | 0.5 | Operational | India_Electricity_Infrastructure.xlsx | NITI Aayog, "India Climate and Energy Dashboard (ICED) — Plant Information and Capacity Metatable," NITI Aayog, Government of India, New Delhi, Feb. 2025. [Online]. Available: https://iced.niti.gov.in
BAU | India | IN_N | Anand Triplex board Uttar Pradesh Meerut 10 2008-09 | PWRBIOINDNO | Biomass Power | Bio Power | 10 | 2008-09-21 | Uttar Pradesh | 0.5 | Operational | India_Electricity_Infrastructure.xlsx | NITI Aayog, "India Climate and Energy Dashboard (ICED) — Plant Information and Capacity Metatable," NITI Aayog, Government of India, New Delhi, Feb. 2025. [Online]. Available: https://iced.niti.gov.in
BAU | India | IN_N | Arohal Food Pvt.Ltd, Uttar Pradesh Bahraich 0.4 2008-09 | PWRBIOINDNO | Biomass Power | Bio Power | 0.4 | 2008-09-21 | Uttar Pradesh | 0.5 | Operational | India_Electricity_Infrastructure.xlsx | NITI Aayog, "India Climate and Energy Dashboard (ICED) — Plant Information and Capacity Metatable," NITI Aayog, Government of India, New Delhi, Feb. 2025. [Online]. Available: https://iced.niti.gov.in
BAU | India | IN_N | Ashoka Distillers& Chemicals Ltd. Haryana Palwal 3 2015-16 | PWRBIOINDNO | Biomass Power | Bio Power | 3 | 2015-01-16 | Haryana | 0.5 | Operational | India_Electricity_Infrastructure.xlsx | NITI Aayog, "India Climate and Energy Dashboard (ICED) — Plant Information and Capacity Metatable," NITI Aayog, Government of India, New Delhi, Feb. 2025. [Online]. Available: https://iced.niti.gov.in
BAU | India | IN_N | Avani Tripura Dev Uttarakhand Pithoragarh 0.12 | PWRBIOINDNO | Biomass Power | Bio Power | 0.12 | Pre-2000 | Uttarakhand | 0.5 | Operational | India_Electricity_Infrastructure.xlsx | NITI Aayog, "India Climate and Energy Dashboard (ICED) — Plant Information and Capacity Metatable," NITI Aayog, Government of India, New Delhi, Feb. 2025. [Online]. Available: https://iced.niti.gov.in
BAU | India | IN_N | Awadh sugarmill Uttar Pradesh Sitapur 10 | PWRBIOINDNO | Biomass Power | Bio Power | 10 | Pre-2000 | Uttar Pradesh | 0.5 | Operational | India_Electricity_Infrastructure.xlsx | NITI Aayog, "India Climate and Energy Dashboard (ICED) — Plant Information and Capacity Metatable," NITI Aayog, Government of India, New Delhi, Feb. 2025. [Online]. Available: https://iced.niti.gov.in
BAU | India | IN_N | BAHL Paper Mill Uttarakhand Udham Singh Nagar 4 | PWRBIOINDNO | Biomass Power | Bio Power | 4 | Pre-2000 | Uttarakhand | 0.5 | Operational | India_Electricity_Infrastructure.xlsx | NITI Aayog, "India Climate and Energy Dashboard (ICED) — Plant Information and Capacity Metatable," NITI Aayog, Government of India, New Delhi, Feb. 2025. [Online]. Available: https://iced.niti.gov.in
BAU | India | IN_N | Bajaj Chinimill Uttar Pradesh Kheri 12 | PWRBIOINDNO | Biomass Power | Bio Power | 12 | Pre-2000 | Uttar Pradesh | 0.5 | Operational | India_Electricity_Infrastructure.xlsx | NITI Aayog, "India Climate and Energy Dashboard (ICED) — Plant Information and Capacity Metatable," NITI Aayog, Government of India, New Delhi, Feb. 2025. [Online]. Available: https://iced.niti.gov.in
BAU | India | IN_N | Bajaj Hindustan sugarmill Uttar Pradesh Kheri 12 | PWRBIOINDNO | Biomass Power | Bio Power | 12 | Pre-2000 | Uttar Pradesh | 0.5 | Operational | India_Electricity_Infrastructure.xlsx | NITI Aayog, "India Climate and Energy Dashboard (ICED) — Plant Information and Capacity Metatable," NITI Aayog, Government of India, New Delhi, Feb. 2025. [Online]. Available: https://iced.niti.gov.in
BAU | India | IN_N | Bajaj Hindustan sugarmill Uttar Pradesh Shahjahanpur 12 | PWRBIOINDNO | Biomass Power | Bio Power | 12 | Pre-2000 | Uttar Pradesh | 0.5 | Operational | India_Electricity_Infrastructure.xlsx | NITI Aayog, "India Climate and Energy Dashboard (ICED) — Plant Information and Capacity Metatable," NITI Aayog, Government of India, New Delhi, Feb. 2025. [Online]. Available: https://iced.niti.gov.in
BAU | India | IN_N | Bajaj Kagaj Pvt Ltd Uttar Pradesh Unnao 1 2009-10 | PWRBIOINDNO | Biomass Power | Bio Power | 1 | 2009-10-21 | Uttar Pradesh | 0.5 | Operational | India_Electricity_Infrastructure.xlsx | NITI Aayog, "India Climate and Energy Dashboard (ICED) — Plant Information and Capacity Metatable," NITI Aayog, Government of India, New Delhi, Feb. 2025. [Online]. Available: https://iced.niti.gov.in
BAU | India | IN_N | Bajaj sugarmill Uttar Pradesh Gonda 12 | PWRBIOINDNO | Biomass Power | Bio Power | 12 | Pre-2000 | Uttar Pradesh | 0.5 | Operational | India_Electricity_Infrastructure.xlsx | NITI Aayog, "India Climate and Energy Dashboard (ICED) — Plant Information and Capacity Metatable," NITI Aayog, Government of India, New Delhi, Feb. 2025. [Online]. Available: https://iced.niti.gov.in
BAU | India | IN_N | Bajaz Hindustan Kinaunee Uttar Pradesh Meerut 10 | PWRBIOINDNO | Biomass Power | Bio Power | 10 | Pre-2000 | Uttar Pradesh | 0.5 | Operational | India_Electricity_Infrastructure.xlsx | NITI Aayog, "India Climate and Energy Dashboard (ICED) — Plant Information and Capacity Metatable," NITI Aayog, Government of India, New Delhi, Feb. 2025. [Online]. Available: https://iced.niti.gov.in
BAU | India | IN_N | Bajaz Hindustan Ltd Uttar Pradesh Bijnor 10 | PWRBIOINDNO | Biomass Power | Bio Power | 10 | Pre-2000 | Uttar Pradesh | 0.5 | Operational | India_Electricity_Infrastructure.xlsx | NITI Aayog, "India Climate and Energy Dashboard (ICED) — Plant Information and Capacity Metatable," NITI Aayog, Government of India, New Delhi, Feb. 2025. [Online]. Available: https://iced.niti.gov.in
BAU | India | IN_N | Bajaz Hindustan Ltd Uttar Pradesh Shamli 10 | PWRBIOINDNO | Biomass Power | Bio Power | 10 | Pre-2000 | Uttar Pradesh | 0.5 | Operational | India_Electricity_Infrastructure.xlsx | NITI Aayog, "India Climate and Energy Dashboard (ICED) — Plant Information and Capacity Metatable," NITI Aayog, Government of India, New Delhi, Feb. 2025. [Online]. Available: https://iced.niti.gov.in
BAU | India | IN_N | Bajaz sugar Limited Uttar Pradesh Pilibhit 7 | PWRBIOINDNO | Biomass Power | Bio Power | 7 | Pre-2000 | Uttar Pradesh | 0.5 | Operational | India_Electricity_Infrastructure.xlsx | NITI Aayog, "India Climate and Energy Dashboard (ICED) — Plant Information and Capacity Metatable," NITI Aayog, Government of India, New Delhi, Feb. 2025. [Online]. Available: https://iced.niti.gov.in
BAU | India | IN_N | Bajaz sugarmill Uttar Pradesh Muzaffarnagar 20 | PWRBIOINDNO | Biomass Power | Bio Power | 20 | Pre-2000 | Uttar Pradesh | 0.5 | Operational | India_Electricity_Infrastructure.xlsx | NITI Aayog, "India Climate and Energy Dashboard (ICED) — Plant Information and Capacity Metatable," NITI Aayog, Government of India, New Delhi, Feb. 2025. [Online]. Available: https://iced.niti.gov.in
BAU | India | IN_N | Bajaz sugarmill Uttar Pradesh Pilibhit 12 | PWRBIOINDNO | Biomass Power | Bio Power | 12 | Pre-2000 | Uttar Pradesh | 0.5 | Operational | India_Electricity_Infrastructure.xlsx | NITI Aayog, "India Climate and Energy Dashboard (ICED) — Plant Information and Capacity Metatable," NITI Aayog, Government of India, New Delhi, Feb. 2025. [Online]. Available: https://iced.niti.gov.in
BAU | India | IN_N | Bajaz sugarmill Uttar Pradesh Saharanpur 10 | PWRBIOINDNO | Biomass Power | Bio Power | 10 | Pre-2000 | Uttar Pradesh | 0.5 | Operational | India_Electricity_Infrastructure.xlsx | NITI Aayog, "India Climate and Energy Dashboard (ICED) — Plant Information and Capacity Metatable," NITI Aayog, Government of India, New Delhi, Feb. 2025. [Online]. Available: https://iced.niti.gov.in
BAU | India | IN_N | Balrampur Chinimill Uttar Pradesh Balrampur 22.25 | PWRBIOINDNO | Biomass Power | Bio Power | 22.25 | Pre-2000 | Uttar Pradesh | 0.5 | Operational | India_Electricity_Infrastructure.xlsx | NITI Aayog, "India Climate and Energy Dashboard (ICED) — Plant Information and Capacity Metatable," NITI Aayog, Government of India, New Delhi, Feb. 2025. [Online]. Available: https://iced.niti.gov.in
BAU | India | IN_N | Balrampur Chinimill Uttar Pradesh Gonda 5 | PWRBIOINDNO | Biomass Power | Bio Power | 5 | Pre-2000 | Uttar Pradesh | 0.5 | Operational | India_Electricity_Infrastructure.xlsx | NITI Aayog, "India Climate and Energy Dashboard (ICED) — Plant Information and Capacity Metatable," NITI Aayog, Government of India, New Delhi, Feb. 2025. [Online]. Available: https://iced.niti.gov.in
BAU | India | IN_N | Balrampur Chinimill Uttar Pradesh Kheri 11 | PWRBIOINDNO | Biomass Power | Bio Power | 11 | Pre-2000 | Uttar Pradesh | 0.5 | Operational | India_Electricity_Infrastructure.xlsx | NITI Aayog, "India Climate and Energy Dashboard (ICED) — Plant Information and Capacity Metatable," NITI Aayog, Government of India, New Delhi, Feb. 2025. [Online]. Available: https://iced.niti.gov.in
BAU | India | IN_N | Balrampur Chinimill Uttar Pradesh Kheri 20 | PWRBIOINDNO | Biomass Power | Bio Power | 20 | Pre-2000 | Uttar Pradesh | 0.5 | Operational | India_Electricity_Infrastructure.xlsx | NITI Aayog, "India Climate and Energy Dashboard (ICED) — Plant Information and Capacity Metatable," NITI Aayog, Government of India, New Delhi, Feb. 2025. [Online]. Available: https://iced.niti.gov.in
BAU | India | IN_N | Best Food International (P) Ltd Haryana Karnal 4 2010-11 | PWRBIOINDNO | Biomass Power | Bio Power | 4 | 2010-11-21 | Haryana | 0.5 | Operational | India_Electricity_Infrastructure.xlsx | NITI Aayog, "India Climate and Energy Dashboard (ICED) — Plant Information and Capacity Metatable," NITI Aayog, Government of India, New Delhi, Feb. 2025. [Online]. Available: https://iced.niti.gov.in
BAU | India | IN_N | Best Food International (P) Ltd Haryana Karnal 6 2012-13 | PWRBIOINDNO | Biomass Power | Bio Power | 6 | 2012-01-13 | Haryana | 0.5 | Operational | India_Electricity_Infrastructure.xlsx | NITI Aayog, "India Climate and Energy Dashboard (ICED) — Plant Information and Capacity Metatable," NITI Aayog, Government of India, New Delhi, Feb. 2025. [Online]. Available: https://iced.niti.gov.in
BAU | India | IN_N | Bhaghauli sugarmill and Distilery Uttar Pradesh Hardoi 12 | PWRBIOINDNO | Biomass Power | Bio Power | 12 | Pre-2000 | Uttar Pradesh | 0.5 | Operational | India_Electricity_Infrastructure.xlsx | NITI Aayog, "India Climate and Energy Dashboard (ICED) — Plant Information and Capacity Metatable," NITI Aayog, Government of India, New Delhi, Feb. 2025. [Online]. Available: https://iced.niti.gov.in
BAU | India | IN_N | Bharat Sugar Mills Uttar Pradesh Prayagraj 15 | PWRBIOINDNO | Biomass Power | Bio Power | 15 | Pre-2000 | Uttar Pradesh | 0.5 | Operational | India_Electricity_Infrastructure.xlsx | NITI Aayog, "India Climate and Energy Dashboard (ICED) — Plant Information and Capacity Metatable," NITI Aayog, Government of India, New Delhi, Feb. 2025. [Online]. Available: https://iced.niti.gov.in
BAU | India | IN_N | Bhavani papermill Uttar Pradesh Rae Bareli 6 2007-08 | PWRBIOINDNO | Biomass Power | Bio Power | 6 | 2007-08-21 | Uttar Pradesh | 0.5 | Operational | India_Electricity_Infrastructure.xlsx | NITI Aayog, "India Climate and Energy Dashboard (ICED) — Plant Information and Capacity Metatable," NITI Aayog, Government of India, New Delhi, Feb. 2025. [Online]. Available: https://iced.niti.gov.in
BAU | India | IN_N | Bindal papermill Uttar Pradesh Muzaffarnagar 15 2008-09 | PWRBIOINDNO | Biomass Power | Bio Power | 15 | 2008-09-21 | Uttar Pradesh | 0.5 | Operational | India_Electricity_Infrastructure.xlsx | NITI Aayog, "India Climate and Energy Dashboard (ICED) — Plant Information and Capacity Metatable," NITI Aayog, Government of India, New Delhi, Feb. 2025. [Online]. Available: https://iced.niti.gov.in
BAU | India | IN_N | Centuri lamination Uttar Pradesh Ghaziabad 4.2 2008-09 | PWRBIOINDNO | Biomass Power | Bio Power | 4.2 | 2008-09-21 | Uttar Pradesh | 0.5 | Operational | India_Electricity_Infrastructure.xlsx | NITI Aayog, "India Climate and Energy Dashboard (ICED) — Plant Information and Capacity Metatable," NITI Aayog, Government of India, New Delhi, Feb. 2025. [Online]. Available: https://iced.niti.gov.in
BAU | India | IN_N | Ch.DeviLal Co-operative Sugar Mill Ltd. Haryana Sonipat 6 2003-04 | PWRBIOINDNO | Biomass Power | Bio Power | 6 | 2003-04-21 | Haryana | 0.5 | Operational | India_Electricity_Infrastructure.xlsx | NITI Aayog, "India Climate and Energy Dashboard (ICED) — Plant Information and Capacity Metatable," NITI Aayog, Government of India, New Delhi, Feb. 2025. [Online]. Available: https://iced.niti.gov.in
BAU | India | IN_N | Chaddha sugarmill Uttar Pradesh Amroha 23 | PWRBIOINDNO | Biomass Power | Bio Power | 23 | Pre-2000 | Uttar Pradesh | 0.5 | Operational | India_Electricity_Infrastructure.xlsx | NITI Aayog, "India Climate and Energy Dashboard (ICED) — Plant Information and Capacity Metatable," NITI Aayog, Government of India, New Delhi, Feb. 2025. [Online]. Available: https://iced.niti.gov.in
BAU | India | IN_N | DSCL Uttar Pradesh Kheri 12 | PWRBIOINDNO | Biomass Power | Bio Power | 12 | Pre-2000 | Uttar Pradesh | 0.5 | Operational | India_Electricity_Infrastructure.xlsx | NITI Aayog, "India Climate and Energy Dashboard (ICED) — Plant Information and Capacity Metatable," NITI Aayog, Government of India, New Delhi, Feb. 2025. [Online]. Available: https://iced.niti.gov.in
BAU | India | IN_N | DSCL sugarmill Uttar Pradesh Hardoi 15 | PWRBIOINDNO | Biomass Power | Bio Power | 30 | Pre-2000 | Uttar Pradesh | 0.5 | Operational | India_Electricity_Infrastructure.xlsx | NITI Aayog, "India Climate and Energy Dashboard (ICED) — Plant Information and Capacity Metatable," NITI Aayog, Government of India, New Delhi, Feb. 2025. [Online]. Available: https://iced.niti.gov.in
BAU | India | IN_N | Dalmiya chinimill Uttar Pradesh Shahjahanpur 25 | PWRBIOINDNO | Biomass Power | Bio Power | 25 | Pre-2000 | Uttar Pradesh | 0.5 | Operational | India_Electricity_Infrastructure.xlsx | NITI Aayog, "India Climate and Energy Dashboard (ICED) — Plant Information and Capacity Metatable," NITI Aayog, Government of India, New Delhi, Feb. 2025. [Online]. Available: https://iced.niti.gov.in
BAU | India | IN_N | Dalmiya chinimill Uttar Pradesh Sitapur 25 | PWRBIOINDNO | Biomass Power | Bio Power | 50 | Pre-2000 | Uttar Pradesh | 0.5 | Operational | India_Electricity_Infrastructure.xlsx | NITI Aayog, "India Climate and Energy Dashboard (ICED) — Plant Information and Capacity Metatable," NITI Aayog, Government of India, New Delhi, Feb. 2025. [Online]. Available: https://iced.niti.gov.in
BAU | India | IN_N | Daurala Sugar Mills Uttar Pradesh Meerut 20 | PWRBIOINDNO | Biomass Power | Bio Power | 20 | Pre-2000 | Uttar Pradesh | 0.5 | Operational | India_Electricity_Infrastructure.xlsx | NITI Aayog, "India Climate and Energy Dashboard (ICED) — Plant Information and Capacity Metatable," NITI Aayog, Government of India, New Delhi, Feb. 2025. [Online]. Available: https://iced.niti.gov.in
BAU | India | IN_N | Dawarala sugarmill Uttar Pradesh Meerut 10 | PWRBIOINDNO | Biomass Power | Bio Power | 10 | Pre-2000 | Uttar Pradesh | 0.5 | Operational | India_Electricity_Infrastructure.xlsx | NITI Aayog, "India Climate and Energy Dashboard (ICED) — Plant Information and Capacity Metatable," NITI Aayog, Government of India, New Delhi, Feb. 2025. [Online]. Available: https://iced.niti.gov.in
BAU | India | IN_N | Dee Development Engineers Pvt. Ltd Punjab Ferozepur 8 2009-02-01 | PWRBIOINDNO | Biomass Power | Bio Power | 8 | 2009-02-01 | Punjab | 0.5 | Operational | India_Electricity_Infrastructure.xlsx | NITI Aayog, "India Climate and Energy Dashboard (ICED) — Plant Information and Capacity Metatable," NITI Aayog, Government of India, New Delhi, Feb. 2025. [Online]. Available: https://iced.niti.gov.in
BAU | India | IN_N | Deopriya papermill Uttar Pradesh Meerut 6 2006-07 | PWRBIOINDNO | Biomass Power | Bio Power | 6 | 2006-07-21 | Uttar Pradesh | 0.5 | Operational | India_Electricity_Infrastructure.xlsx | NITI Aayog, "India Climate and Energy Dashboard (ICED) — Plant Information and Capacity Metatable," NITI Aayog, Government of India, New Delhi, Feb. 2025. [Online]. Available: https://iced.niti.gov.in
BAU | India | IN_N | Dhampur Sugars Ltd (DSM) Uttar Pradesh Bijnor 30 | PWRBIOINDNO | Biomass Power | Bio Power | 30 | Pre-2000 | Uttar Pradesh | 0.5 | Operational | India_Electricity_Infrastructure.xlsx | NITI Aayog, "India Climate and Energy Dashboard (ICED) — Plant Information and Capacity Metatable," NITI Aayog, Government of India, New Delhi, Feb. 2025. [Online]. Available: https://iced.niti.gov.in
BAU | India | IN_N | Dhampur Sugars Ltd (DSM) Uttar Pradesh Kanpur Dehat 40 | PWRBIOINDNO | Biomass Power | Bio Power | 40 | Pre-2000 | Uttar Pradesh | 0.5 | Operational | India_Electricity_Infrastructure.xlsx | NITI Aayog, "India Climate and Energy Dashboard (ICED) — Plant Information and Capacity Metatable," NITI Aayog, Government of India, New Delhi, Feb. 2025. [Online]. Available: https://iced.niti.gov.in
BAU | India | IN_N | Dhampur Sugars Ltd (DSM) Uttar Pradesh Moradabad 40 | PWRBIOINDNO | Biomass Power | Bio Power | 40 | Pre-2000 | Uttar Pradesh | 0.5 | Operational | India_Electricity_Infrastructure.xlsx | NITI Aayog, "India Climate and Energy Dashboard (ICED) — Plant Information and Capacity Metatable," NITI Aayog, Government of India, New Delhi, Feb. 2025. [Online]. Available: https://iced.niti.gov.in
BAU | India | IN_N | Dhampur Sugars Ltd (DSM) Uttar Pradesh Muzaffarnagar 20 | PWRBIOINDNO | Biomass Power | Bio Power | 20 | Pre-2000 | Uttar Pradesh | 0.5 | Operational | India_Electricity_Infrastructure.xlsx | NITI Aayog, "India Climate and Energy Dashboard (ICED) — Plant Information and Capacity Metatable," NITI Aayog, Government of India, New Delhi, Feb. 2025. [Online]. Available: https://iced.niti.gov.in
BAU | India | IN_N | Dwarkesh chinimill Uttar Pradesh Bijnor 7.5 | PWRBIOINDNO | Biomass Power | Bio Power | 7.5 | Pre-2000 | Uttar Pradesh | 0.5 | Operational | India_Electricity_Infrastructure.xlsx | NITI Aayog, "India Climate and Energy Dashboard (ICED) — Plant Information and Capacity Metatable," NITI Aayog, Government of India, New Delhi, Feb. 2025. [Online]. Available: https://iced.niti.gov.in
BAU | India | IN_N | Dwarkesh sugarmill Uttar Pradesh Bareilly 24 | PWRBIOINDNO | Biomass Power | Bio Power | 24 | Pre-2000 | Uttar Pradesh | 0.5 | Operational | India_Electricity_Infrastructure.xlsx | NITI Aayog, "India Climate and Energy Dashboard (ICED) — Plant Information and Capacity Metatable," NITI Aayog, Government of India, New Delhi, Feb. 2025. [Online]. Available: https://iced.niti.gov.in
BAU | India | IN_N | Dwarkesh sugarmill Uttar Pradesh Bijnor 20 | PWRBIOINDNO | Biomass Power | Bio Power | 20 | Pre-2000 | Uttar Pradesh | 0.5 | Operational | India_Electricity_Infrastructure.xlsx | NITI Aayog, "India Climate and Energy Dashboard (ICED) — Plant Information and Capacity Metatable," NITI Aayog, Government of India, New Delhi, Feb. 2025. [Online]. Available: https://iced.niti.gov.in
BAU | India | IN_N | EICL Ltd. (Bharat Starch Industries) Haryana Yamuna Nagar 2 2008-09 | PWRBIOINDNO | Biomass Power | Bio Power | 2 | 2008-09-21 | Haryana | 0.5 | Operational | India_Electricity_Infrastructure.xlsx | NITI Aayog, "India Climate and Energy Dashboard (ICED) — Plant Information and Capacity Metatable," NITI Aayog, Government of India, New Delhi, Feb. 2025. [Online]. Available: https://iced.niti.gov.in
BAU | India | IN_N | East Delhi Waste Processing Company Limited (EDWRCL) Delhi East Delhi 12 21.10.2 | PWRBIOINDNO | Biomass Power | Bio Power | 12 | 2012-10-21 | Delhi | 0.5 | Operational | India_Electricity_Infrastructure.xlsx | NITI Aayog, "India Climate and Energy Dashboard (ICED) — Plant Information and Capacity Metatable," NITI Aayog, Government of India, New Delhi, Feb. 2025. [Online]. Available: https://iced.niti.gov.in
BAU | India | IN_N | GEMCO Energy Limited Haryana Bhiwani 8 2013-14 | PWRBIOINDNO | Biomass Power | Bio Power | 8 | 2013-01-14 | Haryana | 0.5 | Operational | India_Electricity_Infrastructure.xlsx | NITI Aayog, "India Climate and Energy Dashboard (ICED) — Plant Information and Capacity Metatable," NITI Aayog, Government of India, New Delhi, Feb. 2025. [Online]. Available: https://iced.niti.gov.in
BAU | India | IN_N | Ganga papermill Uttar Pradesh Varanasi 1.5 2008-09 | PWRBIOINDNO | Biomass Power | Bio Power | 1.5 | 2008-09-21 | Uttar Pradesh | 0.5 | Operational | India_Electricity_Infrastructure.xlsx | NITI Aayog, "India Climate and Energy Dashboard (ICED) — Plant Information and Capacity Metatable," NITI Aayog, Government of India, New Delhi, Feb. 2025. [Online]. Available: https://iced.niti.gov.in
BAU | India | IN_N | Ginus papermill Uttar Pradesh Moradabad 6 2007-08 | PWRBIOINDNO | Biomass Power | Bio Power | 6 | 2007-08-21 | Uttar Pradesh | 0.5 | Operational | India_Electricity_Infrastructure.xlsx | NITI Aayog, "India Climate and Energy Dashboard (ICED) — Plant Information and Capacity Metatable," NITI Aayog, Government of India, New Delhi, Feb. 2025. [Online]. Available: https://iced.niti.gov.in
BAU | India | IN_N | Goel International Pvt. Ltd. Haryana Karnal 3 2011-12 | PWRBIOINDNO | Biomass Power | Bio Power | 3 | 2011-12-21 | Haryana | 0.5 | Operational | India_Electricity_Infrastructure.xlsx | NITI Aayog, "India Climate and Energy Dashboard (ICED) — Plant Information and Capacity Metatable," NITI Aayog, Government of India, New Delhi, Feb. 2025. [Online]. Available: https://iced.niti.gov.in
BAU | India | IN_N | Govindnagar Sugar Uttar Pradesh Basti 6 | PWRBIOINDNO | Biomass Power | Bio Power | 6 | Pre-2000 | Uttar Pradesh | 0.5 | Operational | India_Electricity_Infrastructure.xlsx | NITI Aayog, "India Climate and Energy Dashboard (ICED) — Plant Information and Capacity Metatable," NITI Aayog, Government of India, New Delhi, Feb. 2025. [Online]. Available: https://iced.niti.gov.in
BAU | India | IN_N | Green Planet Energy Pvt. Ltd. Punjab Hoshiarpur 6 2012-03-01 | PWRBIOINDNO | Biomass Power | Bio Power | 6 | 2012-03-01 | Punjab | 0.5 | Operational | India_Electricity_Infrastructure.xlsx | NITI Aayog, "India Climate and Energy Dashboard (ICED) — Plant Information and Capacity Metatable," NITI Aayog, Government of India, New Delhi, Feb. 2025. [Online]. Available: https://iced.niti.gov.in
BAU | India | IN_N | Green Planet Energy Pvt. Ltd. Punjab Jalandhar 6 2013-02-01 | PWRBIOINDNO | Biomass Power | Bio Power | 6 | 2013-02-01 | Punjab | 0.5 | Operational | India_Electricity_Infrastructure.xlsx | NITI Aayog, "India Climate and Energy Dashboard (ICED) — Plant Information and Capacity Metatable," NITI Aayog, Government of India, New Delhi, Feb. 2025. [Online]. Available: https://iced.niti.gov.in
BAU | India | IN_N | Gulsan sugar and Chemical Uttar Pradesh Muzaffarnagar 4 2008-09 | PWRBIOINDNO | Biomass Power | Bio Power | 4 | 2008-09-21 | Uttar Pradesh | 0.5 | Operational | India_Electricity_Infrastructure.xlsx | NITI Aayog, "India Climate and Energy Dashboard (ICED) — Plant Information and Capacity Metatable," NITI Aayog, Government of India, New Delhi, Feb. 2025. [Online]. Available: https://iced.niti.gov.in
BAU | India | IN_N | Haidergarh chinimill Uttar Pradesh Bara Banki 20.95 | PWRBIOINDNO | Biomass Power | Bio Power | 20.95 | Pre-2000 | Uttar Pradesh | 0.5 | Operational | India_Electricity_Infrastructure.xlsx | NITI Aayog, "India Climate and Energy Dashboard (ICED) — Plant Information and Capacity Metatable," NITI Aayog, Government of India, New Delhi, Feb. 2025. [Online]. Available: https://iced.niti.gov.in
BAU | India | IN_N | Haryana Liquors Haryana Karnal 2.5 2014-15 | PWRBIOINDNO | Biomass Power | Bio Power | 2.5 | 2014-01-15 | Haryana | 0.5 | Operational | India_Electricity_Infrastructure.xlsx | NITI Aayog, "India Climate and Energy Dashboard (ICED) — Plant Information and Capacity Metatable," NITI Aayog, Government of India, New Delhi, Feb. 2025. [Online]. Available: https://iced.niti.gov.in
BAU | India | IN_N | J.H.V.Sugar Uttar Pradesh Maharajganj 17 | PWRBIOINDNO | Biomass Power | Bio Power | 17 | Pre-2000 | Uttar Pradesh | 0.5 | Operational | India_Electricity_Infrastructure.xlsx | NITI Aayog, "India Climate and Energy Dashboard (ICED) — Plant Information and Capacity Metatable," NITI Aayog, Government of India, New Delhi, Feb. 2025. [Online]. Available: https://iced.niti.gov.in
BAU | India | IN_N | J.K.Sugarmill Uttar Pradesh Bareilly 12.5 | PWRBIOINDNO | Biomass Power | Bio Power | 12.5 | Pre-2000 | Uttar Pradesh | 0.5 | Operational | India_Electricity_Infrastructure.xlsx | NITI Aayog, "India Climate and Energy Dashboard (ICED) — Plant Information and Capacity Metatable," NITI Aayog, Government of India, New Delhi, Feb. 2025. [Online]. Available: https://iced.niti.gov.in
BAU | India | IN_N | Jhunjunwala Vanaspati, Uttar Pradesh Jaunpur 3 2008-09 | PWRBIOINDNO | Biomass Power | Bio Power | 3 | 2008-09-21 | Uttar Pradesh | 0.5 | Operational | India_Electricity_Infrastructure.xlsx | NITI Aayog, "India Climate and Energy Dashboard (ICED) — Plant Information and Capacity Metatable," NITI Aayog, Government of India, New Delhi, Feb. 2025. [Online]. Available: https://iced.niti.gov.in
BAU | India | IN_N | K. R. Pulp and Paper Ltd. Uttar Pradesh Shahjahanpur 2.5 2008-09 | PWRBIOINDNO | Biomass Power | Bio Power | 2.5 | 2008-09-21 | Uttar Pradesh | 0.5 | Operational | India_Electricity_Infrastructure.xlsx | NITI Aayog, "India Climate and Energy Dashboard (ICED) — Plant Information and Capacity Metatable," NITI Aayog, Government of India, New Delhi, Feb. 2025. [Online]. Available: https://iced.niti.gov.in
BAU | India | IN_N | K.M.Sugarmill Uttar Pradesh Ayodhya 20 | PWRBIOINDNO | Biomass Power | Bio Power | 20 | Pre-2000 | Uttar Pradesh | 0.5 | Operational | India_Electricity_Infrastructure.xlsx | NITI Aayog, "India Climate and Energy Dashboard (ICED) — Plant Information and Capacity Metatable," NITI Aayog, Government of India, New Delhi, Feb. 2025. [Online]. Available: https://iced.niti.gov.in
BAU | India | IN_N | K.R. Pulp paper Uttar Pradesh Shahjahanpur 12 2009-10 | PWRBIOINDNO | Biomass Power | Bio Power | 12 | 2009-10-21 | Uttar Pradesh | 0.5 | Operational | India_Electricity_Infrastructure.xlsx | NITI Aayog, "India Climate and Energy Dashboard (ICED) — Plant Information and Capacity Metatable," NITI Aayog, Government of India, New Delhi, Feb. 2025. [Online]. Available: https://iced.niti.gov.in
BAU | India | IN_N | KalpaTaru Power Transmission Ltd. Rajasthan Ganganagar 7.8 2003-07-15 | PWRBIOINDNO | Biomass Power | Bio Power | 7.8 | 2003-07-15 | Rajasthan | 0.5 | Operational | India_Electricity_Infrastructure.xlsx | NITI Aayog, "India Climate and Energy Dashboard (ICED) — Plant Information and Capacity Metatable," NITI Aayog, Government of India, New Delhi, Feb. 2025. [Online]. Available: https://iced.niti.gov.in
BAU | India | IN_N | KalpaTaru Power Transmission Ltd. Rajasthan Tonk 8 2006-11-10 | PWRBIOINDNO | Biomass Power | Bio Power | 8 | 2006-11-10 | Rajasthan | 0.5 | Operational | India_Electricity_Infrastructure.xlsx | NITI Aayog, "India Climate and Energy Dashboard (ICED) — Plant Information and Capacity Metatable," NITI Aayog, Government of India, New Delhi, Feb. 2025. [Online]. Available: https://iced.niti.gov.in
BAU | India | IN_N | Kamlapur Sugar and Industries Uttar Pradesh Sitapur 45 | PWRBIOINDNO | Biomass Power | Bio Power | 45 | Pre-2000 | Uttar Pradesh | 0.5 | Operational | India_Electricity_Infrastructure.xlsx | NITI Aayog, "India Climate and Energy Dashboard (ICED) — Plant Information and Capacity Metatable," NITI Aayog, Government of India, New Delhi, Feb. 2025. [Online]. Available: https://iced.niti.gov.in
BAU | India | IN_N | Kayem (PAN) Foods Industries (P ) Ltd. Haryana Panipat 0.5 2011-12 | PWRBIOINDNO | Biomass Power | Bio Power | 0.5 | 2011-12-21 | Haryana | 0.5 | Operational | India_Electricity_Infrastructure.xlsx | NITI Aayog, "India Climate and Energy Dashboard (ICED) — Plant Information and Capacity Metatable," NITI Aayog, Government of India, New Delhi, Feb. 2025. [Online]. Available: https://iced.niti.gov.in
BAU | India | IN_N | Kesar Industries Uttar Pradesh Bareilly 25 | PWRBIOINDNO | Biomass Power | Bio Power | 25 | Pre-2000 | Uttar Pradesh | 0.5 | Operational | India_Electricity_Infrastructure.xlsx | NITI Aayog, "India Climate and Energy Dashboard (ICED) — Plant Information and Capacity Metatable," NITI Aayog, Government of India, New Delhi, Feb. 2025. [Online]. Available: https://iced.niti.gov.in
BAU | India | IN_N | L.H.Sugar Factory Ltd Uttar Pradesh Pilibhit 28 | PWRBIOINDNO | Biomass Power | Bio Power | 28 | Pre-2000 | Uttar Pradesh | 0.5 | Operational | India_Electricity_Infrastructure.xlsx | NITI Aayog, "India Climate and Energy Dashboard (ICED) — Plant Information and Capacity Metatable," NITI Aayog, Government of India, New Delhi, Feb. 2025. [Online]. Available: https://iced.niti.gov.in
BAU | India | IN_N | Laxmi Sugar Mill Uttarakhand Haridwar 20 | PWRBIOINDNO | Biomass Power | Bio Power | 20 | Pre-2000 | Uttarakhand | 0.5 | Operational | India_Electricity_Infrastructure.xlsx | NITI Aayog, "India Climate and Energy Dashboard (ICED) — Plant Information and Capacity Metatable," NITI Aayog, Government of India, New Delhi, Feb. 2025. [Online]. Available: https://iced.niti.gov.in
BAU | India | IN_N | Laxmi cotton Uttar Pradesh Fatehpur 8 2009-10 | PWRBIOINDNO | Biomass Power | Bio Power | 8 | 2009-10-21 | Uttar Pradesh | 0.5 | Operational | India_Electricity_Infrastructure.xlsx | NITI Aayog, "India Climate and Energy Dashboard (ICED) — Plant Information and Capacity Metatable," NITI Aayog, Government of India, New Delhi, Feb. 2025. [Online]. Available: https://iced.niti.gov.in
BAU | India | IN_N | Laxmi cottonmill Uttar Pradesh Fatehpur 17.5 2008-09 | PWRBIOINDNO | Biomass Power | Bio Power | 17.5 | 2008-09-21 | Uttar Pradesh | 0.5 | Operational | India_Electricity_Infrastructure.xlsx | NITI Aayog, "India Climate and Energy Dashboard (ICED) — Plant Information and Capacity Metatable," NITI Aayog, Government of India, New Delhi, Feb. 2025. [Online]. Available: https://iced.niti.gov.in
BAU | India | IN_N | MSW Bawana Delhi N.A. 24 09.07.2016 | PWRBIOINDNO | Biomass Power | Bio Power | 24 | 2016-09-07 | Delhi | 0.5 | Operational | India_Electricity_Infrastructure.xlsx | NITI Aayog, "India Climate and Energy Dashboard (ICED) — Plant Information and Capacity Metatable," NITI Aayog, Government of India, New Delhi, Feb. 2025. [Online]. Available: https://iced.niti.gov.in
BAU | India | IN_N | Mahavir spin Uttar Pradesh Unnao 0.4 2008-09 | PWRBIOINDNO | Biomass Power | Bio Power | 0.4 | 2008-09-21 | Uttar Pradesh | 0.5 | Operational | India_Electricity_Infrastructure.xlsx | NITI Aayog, "India Climate and Energy Dashboard (ICED) — Plant Information and Capacity Metatable," NITI Aayog, Government of India, New Delhi, Feb. 2025. [Online]. Available: https://iced.niti.gov.in
BAU | India | IN_N | Malwa Power Ltd. Punjab Sri Muktsar Sahib 6 2005-05-01 | PWRBIOINDNO | Biomass Power | Bio Power | 6 | 2005-05-01 | Punjab | 0.5 | Operational | India_Electricity_Infrastructure.xlsx | NITI Aayog, "India Climate and Energy Dashboard (ICED) — Plant Information and Capacity Metatable," NITI Aayog, Government of India, New Delhi, Feb. 2025. [Online]. Available: https://iced.niti.gov.in
BAU | India | IN_N | Mankapur chinimill Uttar Pradesh Gonda 25 | PWRBIOINDNO | Biomass Power | Bio Power | 25 | Pre-2000 | Uttar Pradesh | 0.5 | Operational | India_Electricity_Infrastructure.xlsx | NITI Aayog, "India Climate and Energy Dashboard (ICED) — Plant Information and Capacity Metatable," NITI Aayog, Government of India, New Delhi, Feb. 2025. [Online]. Available: https://iced.niti.gov.in
BAU | India | IN_N | Maruti papermill Uttar Pradesh Muzaffarnagar 1.5 2008-09 | PWRBIOINDNO | Biomass Power | Bio Power | 1.5 | 2008-09-21 | Uttar Pradesh | 0.5 | Operational | India_Electricity_Infrastructure.xlsx | NITI Aayog, "India Climate and Energy Dashboard (ICED) — Plant Information and Capacity Metatable," NITI Aayog, Government of India, New Delhi, Feb. 2025. [Online]. Available: https://iced.niti.gov.in
BAU | India | IN_N | Mawana sugars Ltd Uttar Pradesh Meerut 11 | PWRBIOINDNO | Biomass Power | Bio Power | 11 | Pre-2000 | Uttar Pradesh | 0.5 | Operational | India_Electricity_Infrastructure.xlsx | NITI Aayog, "India Climate and Energy Dashboard (ICED) — Plant Information and Capacity Metatable," NITI Aayog, Government of India, New Delhi, Feb. 2025. [Online]. Available: https://iced.niti.gov.in
BAU | India | IN_N | Mawana sugars Ltd Uttar Pradesh Meerut 9 | PWRBIOINDNO | Biomass Power | Bio Power | 9 | Pre-2000 | Uttar Pradesh | 0.5 | Operational | India_Electricity_Infrastructure.xlsx | NITI Aayog, "India Climate and Energy Dashboard (ICED) — Plant Information and Capacity Metatable," NITI Aayog, Government of India, New Delhi, Feb. 2025. [Online]. Available: https://iced.niti.gov.in
BAU | India | IN_N | Mawana sugars Ltd Uttar Pradesh Muzaffarnagar 17 | PWRBIOINDNO | Biomass Power | Bio Power | 17 | Pre-2000 | Uttar Pradesh | 0.5 | Operational | India_Electricity_Infrastructure.xlsx | NITI Aayog, "India Climate and Energy Dashboard (ICED) — Plant Information and Capacity Metatable," NITI Aayog, Government of India, New Delhi, Feb. 2025. [Online]. Available: https://iced.niti.gov.in
BAU | India | IN_N | Mohit Petro Chemi Uttar Pradesh Bijnor 1 2008-09 | PWRBIOINDNO | Biomass Power | Bio Power | 1 | 2008-09-21 | Uttar Pradesh | 0.5 | Operational | India_Electricity_Infrastructure.xlsx | NITI Aayog, "India Climate and Energy Dashboard (ICED) — Plant Information and Capacity Metatable," NITI Aayog, Government of India, New Delhi, Feb. 2025. [Online]. Available: https://iced.niti.gov.in
BAU | India | IN_N | Mohit papermill Uttar Pradesh Bijnor 4.5 2008-09 | PWRBIOINDNO | Biomass Power | Bio Power | 4.5 | 2008-09-21 | Uttar Pradesh | 0.5 | Operational | India_Electricity_Infrastructure.xlsx | NITI Aayog, "India Climate and Energy Dashboard (ICED) — Plant Information and Capacity Metatable," NITI Aayog, Government of India, New Delhi, Feb. 2025. [Online]. Available: https://iced.niti.gov.in
BAU | India | IN_N | NV Distilleries Limited Haryana Ambala 2.1 2012-13 | PWRBIOINDNO | Biomass Power | Bio Power | 2.1 | 2012-01-13 | Haryana | 0.5 | Operational | India_Electricity_Infrastructure.xlsx | NITI Aayog, "India Climate and Energy Dashboard (ICED) — Plant Information and Capacity Metatable," NITI Aayog, Government of India, New Delhi, Feb. 2025. [Online]. Available: https://iced.niti.gov.in
BAU | India | IN_N | NV International Haryana Ambala 4 2014-15 | PWRBIOINDNO | Biomass Power | Bio Power | 4 | 2014-01-15 | Haryana | 0.5 | Operational | India_Electricity_Infrastructure.xlsx | NITI Aayog, "India Climate and Energy Dashboard (ICED) — Plant Information and Capacity Metatable," NITI Aayog, Government of India, New Delhi, Feb. 2025. [Online]. Available: https://iced.niti.gov.in
BAU | India | IN_N | New India sugar Ltd. Uttar Pradesh Kushinagar 20 | PWRBIOINDNO | Biomass Power | Bio Power | 20 | Pre-2000 | Uttar Pradesh | 0.5 | Operational | India_Electricity_Infrastructure.xlsx | NITI Aayog, "India Climate and Energy Dashboard (ICED) — Plant Information and Capacity Metatable," NITI Aayog, Government of India, New Delhi, Feb. 2025. [Online]. Available: https://iced.niti.gov.in
BAU | India | IN_N | Nova Uttar Pradesh Farrukhabad 1 2008-09 | PWRBIOINDNO | Biomass Power | Bio Power | 1 | 2008-09-21 | Uttar Pradesh | 0.5 | Operational | India_Electricity_Infrastructure.xlsx | NITI Aayog, "India Climate and Energy Dashboard (ICED) — Plant Information and Capacity Metatable," NITI Aayog, Government of India, New Delhi, Feb. 2025. [Online]. Available: https://iced.niti.gov.in
BAU | India | IN_N | Orient Green Power Co. Rajasthan Baran 8 2013-10-06 | PWRBIOINDNO | Biomass Power | Bio Power | 8 | 2013-10-06 | Rajasthan | 0.5 | Operational | India_Electricity_Infrastructure.xlsx | NITI Aayog, "India Climate and Energy Dashboard (ICED) — Plant Information and Capacity Metatable," NITI Aayog, Government of India, New Delhi, Feb. 2025. [Online]. Available: https://iced.niti.gov.in
BAU | India | IN_N | Oswal overseas Uttar Pradesh Bareilly 20 | PWRBIOINDNO | Biomass Power | Bio Power | 20 | Pre-2000 | Uttar Pradesh | 0.5 | Operational | India_Electricity_Infrastructure.xlsx | NITI Aayog, "India Climate and Energy Dashboard (ICED) — Plant Information and Capacity Metatable," NITI Aayog, Government of India, New Delhi, Feb. 2025. [Online]. Available: https://iced.niti.gov.in
BAU | India | IN_N | Others (districts not specified) (Waste to Energy) Delhi N.A. 33.17 | PWRBIOINDNO | Biomass Power | Bio Power | 33.17 | Pre-2000 | Delhi | 0.5 | Operational | India_Electricity_Infrastructure.xlsx | NITI Aayog, "India Climate and Energy Dashboard (ICED) — Plant Information and Capacity Metatable," NITI Aayog, Government of India, New Delhi, Feb. 2025. [Online]. Available: https://iced.niti.gov.in
BAU | India | IN_N | Others (districts not specified) (Waste to Energy) Haryana N.A. 11.2 | PWRBIOINDNO | Biomass Power | Bio Power | 11.2 | Pre-2000 | Haryana | 0.5 | Operational | India_Electricity_Infrastructure.xlsx | NITI Aayog, "India Climate and Energy Dashboard (ICED) — Plant Information and Capacity Metatable," NITI Aayog, Government of India, New Delhi, Feb. 2025. [Online]. Available: https://iced.niti.gov.in
BAU | India | IN_N | Others (districts not specified) (Waste to Energy) Punjab N.A. 10.75 | PWRBIOINDNO | Biomass Power | Bio Power | 10.75 | Pre-2000 | Punjab | 0.5 | Operational | India_Electricity_Infrastructure.xlsx | NITI Aayog, "India Climate and Energy Dashboard (ICED) — Plant Information and Capacity Metatable," NITI Aayog, Government of India, New Delhi, Feb. 2025. [Online]. Available: https://iced.niti.gov.in
BAU | India | IN_N | Others (districts not specified) (Waste to Energy) Rajasthan N.A. 59.6 | PWRBIOINDNO | Biomass Power | Bio Power | 59.6 | Pre-2000 | Rajasthan | 0.5 | Operational | India_Electricity_Infrastructure.xlsx | NITI Aayog, "India Climate and Energy Dashboard (ICED) — Plant Information and Capacity Metatable," NITI Aayog, Government of India, New Delhi, Feb. 2025. [Online]. Available: https://iced.niti.gov.in
BAU | India | IN_N | Others (districts not specified) [Biomass & bagasse based cogen.] Haryana N.A. 4 | PWRBIOINDNO | Biomass Power | Bio Power | 47.03 | Pre-2000 | Haryana | 0.5 | Operational | India_Electricity_Infrastructure.xlsx | NITI Aayog, "India Climate and Energy Dashboard (ICED) — Plant Information and Capacity Metatable," NITI Aayog, Government of India, New Delhi, Feb. 2025. [Online]. Available: https://iced.niti.gov.in
BAU | India | IN_N | Others (districts not specified) [Biomass & bagasse based cogen.] Punjab N.A. 23 | PWRBIOINDNO | Biomass Power | Bio Power | 237 | Pre-2000 | Punjab | 0.5 | Operational | India_Electricity_Infrastructure.xlsx | NITI Aayog, "India Climate and Energy Dashboard (ICED) — Plant Information and Capacity Metatable," NITI Aayog, Government of India, New Delhi, Feb. 2025. [Online]. Available: https://iced.niti.gov.in
BAU | India | IN_N | Others (districts not specified) [Biomass & bagasse based cogen.] Rajasthan N.A. | PWRBIOINDNO | Biomass Power | Bio Power | 29.9 | Pre-2000 | Rajasthan | 0.5 | Operational | India_Electricity_Infrastructure.xlsx | NITI Aayog, "India Climate and Energy Dashboard (ICED) — Plant Information and Capacity Metatable," NITI Aayog, Government of India, New Delhi, Feb. 2025. [Online]. Available: https://iced.niti.gov.in
BAU | India | IN_N | Others (districts not specified) [Biomass & bagasse based cogen.] Uttar Pradesh | PWRBIOINDNO | Biomass Power | Bio Power | 834.69 | Pre-2000 | Uttar Pradesh | 0.5 | Operational | India_Electricity_Infrastructure.xlsx | NITI Aayog, "India Climate and Energy Dashboard (ICED) — Plant Information and Capacity Metatable," NITI Aayog, Government of India, New Delhi, Feb. 2025. [Online]. Available: https://iced.niti.gov.in
BAU | India | IN_N | Others (districts not specified) [Biomass & bagasse based cogen.] Uttarakhand N. | PWRBIOINDNO | Biomass Power | Bio Power | 4 | Pre-2000 | Uttarakhand | 0.5 | Operational | India_Electricity_Infrastructure.xlsx | NITI Aayog, "India Climate and Energy Dashboard (ICED) — Plant Information and Capacity Metatable," NITI Aayog, Government of India, New Delhi, Feb. 2025. [Online]. Available: https://iced.niti.gov.in
BAU | India | IN_N | Others (districts not specified) [Non-Bagasse based cogen.] Haryana N.A. 65.88 | PWRBIOINDNO | Biomass Power | Bio Power | 65.88 | Pre-2000 | Haryana | 0.5 | Operational | India_Electricity_Infrastructure.xlsx | NITI Aayog, "India Climate and Energy Dashboard (ICED) — Plant Information and Capacity Metatable," NITI Aayog, Government of India, New Delhi, Feb. 2025. [Online]. Available: https://iced.niti.gov.in
BAU | India | IN_N | Others (districts not specified) [Non-Bagasse based cogen.] Himachal Pradesh N.A | PWRBIOINDNO | Biomass Power | Bio Power | 9.2 | Pre-2000 | Himachal Pradesh | 0.5 | Operational | India_Electricity_Infrastructure.xlsx | NITI Aayog, "India Climate and Energy Dashboard (ICED) — Plant Information and Capacity Metatable," NITI Aayog, Government of India, New Delhi, Feb. 2025. [Online]. Available: https://iced.niti.gov.in
BAU | India | IN_N | Others (districts not specified) [Non-Bagasse based cogen.] Punjab N.A. 231.7900 | PWRBIOINDNO | Biomass Power | Bio Power | 231.79 | Pre-2000 | Punjab | 0.5 | Operational | India_Electricity_Infrastructure.xlsx | NITI Aayog, "India Climate and Energy Dashboard (ICED) — Plant Information and Capacity Metatable," NITI Aayog, Government of India, New Delhi, Feb. 2025. [Online]. Available: https://iced.niti.gov.in
BAU | India | IN_N | Others (districts not specified) [Non-Bagasse based cogen.] Rajasthan N.A. 2 | PWRBIOINDNO | Biomass Power | Bio Power | 2 | Pre-2000 | Rajasthan | 0.5 | Operational | India_Electricity_Infrastructure.xlsx | NITI Aayog, "India Climate and Energy Dashboard (ICED) — Plant Information and Capacity Metatable," NITI Aayog, Government of India, New Delhi, Feb. 2025. [Online]. Available: https://iced.niti.gov.in
BAU | India | IN_N | Others (districts not specified) [Non-Bagasse based cogen.] Uttar Pradesh N.A. 7 | PWRBIOINDNO | Biomass Power | Bio Power | 7.86 | Pre-2000 | Uttar Pradesh | 0.5 | Operational | India_Electricity_Infrastructure.xlsx | NITI Aayog, "India Climate and Energy Dashboard (ICED) — Plant Information and Capacity Metatable," NITI Aayog, Government of India, New Delhi, Feb. 2025. [Online]. Available: https://iced.niti.gov.in
BAU | India | IN_N | Others (districts not specified) [Non-Bagasse based cogen.] Uttarakhand N.A. 60 | PWRBIOINDNO | Biomass Power | Bio Power | 60 | Pre-2000 | Uttarakhand | 0.5 | Operational | India_Electricity_Infrastructure.xlsx | NITI Aayog, "India Climate and Energy Dashboard (ICED) — Plant Information and Capacity Metatable," NITI Aayog, Government of India, New Delhi, Feb. 2025. [Online]. Available: https://iced.niti.gov.in
BAU | India | IN_N | Others (districts not specified) [Waste to Energy (Off-grid)] Haryana N.A. 38.61 | PWRBIOINDNO | Biomass Power | Bio Power | 38.61 | Pre-2000 | Haryana | 0.5 | Operational | India_Electricity_Infrastructure.xlsx | NITI Aayog, "India Climate and Energy Dashboard (ICED) — Plant Information and Capacity Metatable," NITI Aayog, Government of India, New Delhi, Feb. 2025. [Online]. Available: https://iced.niti.gov.in
BAU | India | IN_N | Others (districts not specified) [Waste to Energy (Off-grid)] Himachal Pradesh N | PWRBIOINDNO | Biomass Power | Bio Power | 1 | Pre-2000 | Himachal Pradesh | 0.5 | Operational | India_Electricity_Infrastructure.xlsx | NITI Aayog, "India Climate and Energy Dashboard (ICED) — Plant Information and Capacity Metatable," NITI Aayog, Government of India, New Delhi, Feb. 2025. [Online]. Available: https://iced.niti.gov.in
BAU | India | IN_N | Others (districts not specified) [Waste to Energy (Off-grid)] Punjab N.A. 34.55 | PWRBIOINDNO | Biomass Power | Bio Power | 34.55 | Pre-2000 | Punjab | 0.5 | Operational | India_Electricity_Infrastructure.xlsx | NITI Aayog, "India Climate and Energy Dashboard (ICED) — Plant Information and Capacity Metatable," NITI Aayog, Government of India, New Delhi, Feb. 2025. [Online]. Available: https://iced.niti.gov.in
BAU | India | IN_N | Others (districts not specified) [Waste to Energy (Off-grid)] Rajasthan N.A. 11. | PWRBIOINDNO | Biomass Power | Bio Power | 11.77 | Pre-2000 | Rajasthan | 0.5 | Operational | India_Electricity_Infrastructure.xlsx | NITI Aayog, "India Climate and Energy Dashboard (ICED) — Plant Information and Capacity Metatable," NITI Aayog, Government of India, New Delhi, Feb. 2025. [Online]. Available: https://iced.niti.gov.in
BAU | India | IN_N | Others (districts not specified) [Waste to Energy (Off-grid)] Uttar Pradesh N.A. | PWRBIOINDNO | Biomass Power | Bio Power | 159.63 | Pre-2000 | Uttar Pradesh | 0.5 | Operational | India_Electricity_Infrastructure.xlsx | NITI Aayog, "India Climate and Energy Dashboard (ICED) — Plant Information and Capacity Metatable," NITI Aayog, Government of India, New Delhi, Feb. 2025. [Online]. Available: https://iced.niti.gov.in
BAU | India | IN_N | Others (districts not specified) [Waste to Energy (Off-grid)] Uttarakhand N.A. 1 | PWRBIOINDNO | Biomass Power | Bio Power | 16.85 | Pre-2000 | Uttarakhand | 0.5 | Operational | India_Electricity_Infrastructure.xlsx | NITI Aayog, "India Climate and Energy Dashboard (ICED) — Plant Information and Capacity Metatable," NITI Aayog, Government of India, New Delhi, Feb. 2025. [Online]. Available: https://iced.niti.gov.in
BAU | India | IN_N | Parle zee Ltd Uttar Pradesh Bahraich 10 | PWRBIOINDNO | Biomass Power | Bio Power | 10 | Pre-2000 | Uttar Pradesh | 0.5 | Operational | India_Electricity_Infrastructure.xlsx | NITI Aayog, "India Climate and Energy Dashboard (ICED) — Plant Information and Capacity Metatable," NITI Aayog, Government of India, New Delhi, Feb. 2025. [Online]. Available: https://iced.niti.gov.in
BAU | India | IN_N | Punjab Biomass Power Pvt. Ltd. Punjab Patiala 12 2010-06-01 | PWRBIOINDNO | Biomass Power | Bio Power | 12 | 2010-06-01 | Punjab | 0.5 | Operational | India_Electricity_Infrastructure.xlsx | NITI Aayog, "India Climate and Energy Dashboard (ICED) — Plant Information and Capacity Metatable," NITI Aayog, Government of India, New Delhi, Feb. 2025. [Online]. Available: https://iced.niti.gov.in
BAU | India | IN_N | R.P Basmati Rice Ltd Haryana Karnal 0.5 2010-11 | PWRBIOINDNO | Biomass Power | Bio Power | 0.5 | 2010-11-21 | Haryana | 0.5 | Operational | India_Electricity_Infrastructure.xlsx | NITI Aayog, "India Climate and Energy Dashboard (ICED) — Plant Information and Capacity Metatable," NITI Aayog, Government of India, New Delhi, Feb. 2025. [Online]. Available: https://iced.niti.gov.in
BAU | India | IN_N | REI Agro Ltd, (Unit-I) Haryana Rewari 3 2011-12 | PWRBIOINDNO | Biomass Power | Bio Power | 3 | 2011-12-21 | Haryana | 0.5 | Operational | India_Electricity_Infrastructure.xlsx | NITI Aayog, "India Climate and Energy Dashboard (ICED) — Plant Information and Capacity Metatable," NITI Aayog, Government of India, New Delhi, Feb. 2025. [Online]. Available: https://iced.niti.gov.in
BAU | India | IN_N | REI Agro Ltd, (Unit-II) Bawal Growth Centres Haryana Rewari 2.5 2010-11 | PWRBIOINDNO | Biomass Power | Bio Power | 2.5 | 2010-11-21 | Haryana | 0.5 | Operational | India_Electricity_Infrastructure.xlsx | NITI Aayog, "India Climate and Energy Dashboard (ICED) — Plant Information and Capacity Metatable," NITI Aayog, Government of India, New Delhi, Feb. 2025. [Online]. Available: https://iced.niti.gov.in
BAU | India | IN_N | Raghuraji Agro Ind. Uttar Pradesh Ambedkar Nagar 1.1 2008-09 | PWRBIOINDNO | Biomass Power | Bio Power | 1.1 | 2008-09-21 | Uttar Pradesh | 0.5 | Operational | India_Electricity_Infrastructure.xlsx | NITI Aayog, "India Climate and Energy Dashboard (ICED) — Plant Information and Capacity Metatable," NITI Aayog, Government of India, New Delhi, Feb. 2025. [Online]. Available: https://iced.niti.gov.in
BAU | India | IN_N | Rai Bahadur Narain Singh Sugar Mills Ltd Uttarakhand Haridwar 29.6 | PWRBIOINDNO | Biomass Power | Bio Power | 29.6 | Pre-2000 | Uttarakhand | 0.5 | Operational | India_Electricity_Infrastructure.xlsx | NITI Aayog, "India Climate and Energy Dashboard (ICED) — Plant Information and Capacity Metatable," NITI Aayog, Government of India, New Delhi, Feb. 2025. [Online]. Available: https://iced.niti.gov.in
BAU | India | IN_N | Rama papers Ltd Uttar Pradesh Bijnor 6 2006-07 | PWRBIOINDNO | Biomass Power | Bio Power | 6 | 2006-07-21 | Uttar Pradesh | 0.5 | Operational | India_Electricity_Infrastructure.xlsx | NITI Aayog, "India Climate and Energy Dashboard (ICED) — Plant Information and Capacity Metatable," NITI Aayog, Government of India, New Delhi, Feb. 2025. [Online]. Available: https://iced.niti.gov.in
BAU | India | IN_N | Ramnagar Chini Mills Uttar Pradesh Shahjahanpur 16 | PWRBIOINDNO | Biomass Power | Bio Power | 16 | Pre-2000 | Uttar Pradesh | 0.5 | Operational | India_Electricity_Infrastructure.xlsx | NITI Aayog, "India Climate and Energy Dashboard (ICED) — Plant Information and Capacity Metatable," NITI Aayog, Government of India, New Delhi, Feb. 2025. [Online]. Available: https://iced.niti.gov.in
BAU | India | IN_N | Rana Sugars Ltd. Uttar Pradesh Rampur 15 | PWRBIOINDNO | Biomass Power | Bio Power | 15 | Pre-2000 | Uttar Pradesh | 0.5 | Operational | India_Electricity_Infrastructure.xlsx | NITI Aayog, "India Climate and Energy Dashboard (ICED) — Plant Information and Capacity Metatable," NITI Aayog, Government of India, New Delhi, Feb. 2025. [Online]. Available: https://iced.niti.gov.in
BAU | India | IN_N | Ranya papermill Uttar Pradesh Basti 3 2007-08 | PWRBIOINDNO | Biomass Power | Bio Power | 3 | 2007-08-21 | Uttar Pradesh | 0.5 | Operational | India_Electricity_Infrastructure.xlsx | NITI Aayog, "India Climate and Energy Dashboard (ICED) — Plant Information and Capacity Metatable," NITI Aayog, Government of India, New Delhi, Feb. 2025. [Online]. Available: https://iced.niti.gov.in
BAU | India | IN_N | Rozagaon chinimill Uttar Pradesh Bara Banki 16 | PWRBIOINDNO | Biomass Power | Bio Power | 16 | Pre-2000 | Uttar Pradesh | 0.5 | Operational | India_Electricity_Infrastructure.xlsx | NITI Aayog, "India Climate and Energy Dashboard (ICED) — Plant Information and Capacity Metatable," NITI Aayog, Government of India, New Delhi, Feb. 2025. [Online]. Available: https://iced.niti.gov.in
BAU | India | IN_N | S.M. Environmental Technologies Pvt. Ltd. Rajasthan Baran 8 2010-02-19 | PWRBIOINDNO | Biomass Power | Bio Power | 8 | 2010-02-19 | Rajasthan | 0.5 | Operational | India_Electricity_Infrastructure.xlsx | NITI Aayog, "India Climate and Energy Dashboard (ICED) — Plant Information and Capacity Metatable," NITI Aayog, Government of India, New Delhi, Feb. 2025. [Online]. Available: https://iced.niti.gov.in
BAU | India | IN_N | SIAL SBEC Bioenergy Uttar Pradesh Baghpat 14 | PWRBIOINDNO | Biomass Power | Bio Power | 14 | Pre-2000 | Uttar Pradesh | 0.5 | Operational | India_Electricity_Infrastructure.xlsx | NITI Aayog, "India Climate and Energy Dashboard (ICED) — Plant Information and Capacity Metatable," NITI Aayog, Government of India, New Delhi, Feb. 2025. [Online]. Available: https://iced.niti.gov.in
BAU | India | IN_N | SSA International Ltd, Haryana Panipat 1.1 | PWRBIOINDNO | Biomass Power | Bio Power | 1.1 | Pre-2000 | Haryana | 0.5 | Operational | India_Electricity_Infrastructure.xlsx | NITI Aayog, "India Climate and Energy Dashboard (ICED) — Plant Information and Capacity Metatable," NITI Aayog, Government of India, New Delhi, Feb. 2025. [Online]. Available: https://iced.niti.gov.in
BAU | India | IN_N | Sainsons Paper Industries Haryana Kurukshetra 3 2009-10 | PWRBIOINDNO | Biomass Power | Bio Power | 3 | 2009-10-21 | Haryana | 0.5 | Operational | India_Electricity_Infrastructure.xlsx | NITI Aayog, "India Climate and Energy Dashboard (ICED) — Plant Information and Capacity Metatable," NITI Aayog, Government of India, New Delhi, Feb. 2025. [Online]. Available: https://iced.niti.gov.in
BAU | India | IN_N | Sakumbhari Stra Ltd. Uttar Pradesh Moradabad 12 2006-07 | PWRBIOINDNO | Biomass Power | Bio Power | 12 | 2006-07-21 | Uttar Pradesh | 0.5 | Operational | India_Electricity_Infrastructure.xlsx | NITI Aayog, "India Climate and Energy Dashboard (ICED) — Plant Information and Capacity Metatable," NITI Aayog, Government of India, New Delhi, Feb. 2025. [Online]. Available: https://iced.niti.gov.in
BAU | India | IN_N | Sambhav Energy Ltd. Rajasthan Sirohi 20 2010-02-19 | PWRBIOINDNO | Biomass Power | Bio Power | 20 | 2010-02-19 | Rajasthan | 0.5 | Operational | India_Electricity_Infrastructure.xlsx | NITI Aayog, "India Climate and Energy Dashboard (ICED) — Plant Information and Capacity Metatable," NITI Aayog, Government of India, New Delhi, Feb. 2025. [Online]. Available: https://iced.niti.gov.in
BAU | India | IN_N | Sangal Papermill Uttar Pradesh Meerut 3 2007-08 | PWRBIOINDNO | Biomass Power | Bio Power | 3 | 2007-08-21 | Uttar Pradesh | 0.5 | Operational | India_Electricity_Infrastructure.xlsx | NITI Aayog, "India Climate and Energy Dashboard (ICED) — Plant Information and Capacity Metatable," NITI Aayog, Government of India, New Delhi, Feb. 2025. [Online]. Available: https://iced.niti.gov.in
BAU | India | IN_N | Sanjog Sugar & Eco Power Pvt. Ltd. Rajasthan Hanumangarh 10 2011-10-07 | PWRBIOINDNO | Biomass Power | Bio Power | 10 | 2011-10-07 | Rajasthan | 0.5 | Operational | India_Electricity_Infrastructure.xlsx | NITI Aayog, "India Climate and Energy Dashboard (ICED) — Plant Information and Capacity Metatable," NITI Aayog, Government of India, New Delhi, Feb. 2025. [Online]. Available: https://iced.niti.gov.in
BAU | India | IN_N | Sant lal ricemill Uttar Pradesh Mainpuri 2.25 2009-10 | PWRBIOINDNO | Biomass Power | Bio Power | 2.25 | 2009-10-21 | Uttar Pradesh | 0.5 | Operational | India_Electricity_Infrastructure.xlsx | NITI Aayog, "India Climate and Energy Dashboard (ICED) — Plant Information and Capacity Metatable," NITI Aayog, Government of India, New Delhi, Feb. 2025. [Online]. Available: https://iced.niti.gov.in
BAU | India | IN_N | Sathyam Power Pvt Ltd Rajasthan Nagaur 10 2011-03-31 | PWRBIOINDNO | Biomass Power | Bio Power | 10 | 2011-03-31 | Rajasthan | 0.5 | Operational | India_Electricity_Infrastructure.xlsx | NITI Aayog, "India Climate and Energy Dashboard (ICED) — Plant Information and Capacity Metatable," NITI Aayog, Government of India, New Delhi, Feb. 2025. [Online]. Available: https://iced.niti.gov.in
BAU | India | IN_N | Satyam Industries Pvt. Ltd Haryana Panipat 3 2011-12 | PWRBIOINDNO | Biomass Power | Bio Power | 3 | 2011-12-21 | Haryana | 0.5 | Operational | India_Electricity_Infrastructure.xlsx | NITI Aayog, "India Climate and Energy Dashboard (ICED) — Plant Information and Capacity Metatable," NITI Aayog, Government of India, New Delhi, Feb. 2025. [Online]. Available: https://iced.niti.gov.in
BAU | India | IN_N | Saxsaria, Biswal Sugar Factory Uttar Pradesh Sitapur 45 | PWRBIOINDNO | Biomass Power | Bio Power | 45 | Pre-2000 | Uttar Pradesh | 0.5 | Operational | India_Electricity_Infrastructure.xlsx | NITI Aayog, "India Climate and Energy Dashboard (ICED) — Plant Information and Capacity Metatable," NITI Aayog, Government of India, New Delhi, Feb. 2025. [Online]. Available: https://iced.niti.gov.in
BAU | India | IN_N | Shaktibhog Foods Ltd Haryana Karnal 3.5 2014-15 | PWRBIOINDNO | Biomass Power | Bio Power | 3.5 | 2014-01-15 | Haryana | 0.5 | Operational | India_Electricity_Infrastructure.xlsx | NITI Aayog, "India Climate and Energy Dashboard (ICED) — Plant Information and Capacity Metatable," NITI Aayog, Government of India, New Delhi, Feb. 2025. [Online]. Available: https://iced.niti.gov.in
BAU | India | IN_N | Shakumbari Sugar and Allied Industries Ltd Uttar Pradesh Hardoi 16 | PWRBIOINDNO | Biomass Power | Bio Power | 16 | Pre-2000 | Uttar Pradesh | 0.5 | Operational | India_Electricity_Infrastructure.xlsx | NITI Aayog, "India Climate and Energy Dashboard (ICED) — Plant Information and Capacity Metatable," NITI Aayog, Government of India, New Delhi, Feb. 2025. [Online]. Available: https://iced.niti.gov.in
BAU | India | IN_N | Shri. Vishnu Overseas Pvt. Ltd Haryana Kaithal 1.5 2010-11 | PWRBIOINDNO | Biomass Power | Bio Power | 1.5 | 2010-11-21 | Haryana | 0.5 | Operational | India_Electricity_Infrastructure.xlsx | NITI Aayog, "India Climate and Energy Dashboard (ICED) — Plant Information and Capacity Metatable," NITI Aayog, Government of India, New Delhi, Feb. 2025. [Online]. Available: https://iced.niti.gov.in
BAU | India | IN_N | Simbholi sugar Ltd Uttar Pradesh Ghaziabad 5 | PWRBIOINDNO | Biomass Power | Bio Power | 5 | Pre-2000 | Uttar Pradesh | 0.5 | Operational | India_Electricity_Infrastructure.xlsx | NITI Aayog, "India Climate and Energy Dashboard (ICED) — Plant Information and Capacity Metatable," NITI Aayog, Government of India, New Delhi, Feb. 2025. [Online]. Available: https://iced.niti.gov.in
BAU | India | IN_N | Simbholi sugarmill Uttar Pradesh Bahraich 19 | PWRBIOINDNO | Biomass Power | Bio Power | 19 | Pre-2000 | Uttar Pradesh | 0.5 | Operational | India_Electricity_Infrastructure.xlsx | NITI Aayog, "India Climate and Energy Dashboard (ICED) — Plant Information and Capacity Metatable," NITI Aayog, Government of India, New Delhi, Feb. 2025. [Online]. Available: https://iced.niti.gov.in
BAU | India | IN_N | Sri Jyoti Renewable Energy Pvt. Ltd. Haryana Bhiwani 9.5 2014-15 | PWRBIOINDNO | Biomass Power | Bio Power | 9.5 | 2014-01-15 | Haryana | 0.5 | Operational | India_Electricity_Infrastructure.xlsx | NITI Aayog, "India Climate and Energy Dashboard (ICED) — Plant Information and Capacity Metatable," NITI Aayog, Government of India, New Delhi, Feb. 2025. [Online]. Available: https://iced.niti.gov.in
BAU | India | IN_N | Star Papermill Ltd. Uttar Pradesh Saharanpur 5 2008-09 | PWRBIOINDNO | Biomass Power | Bio Power | 5 | 2008-09-21 | Uttar Pradesh | 0.5 | Operational | India_Electricity_Infrastructure.xlsx | NITI Aayog, "India Climate and Energy Dashboard (ICED) — Plant Information and Capacity Metatable," NITI Aayog, Government of India, New Delhi, Feb. 2025. [Online]. Available: https://iced.niti.gov.in
BAU | India | IN_N | Starwire (India) Ltd Haryana Mahendragarh 9.9 2013-14 | PWRBIOINDNO | Biomass Power | Bio Power | 9.9 | 2013-01-14 | Haryana | 0.5 | Operational | India_Electricity_Infrastructure.xlsx | NITI Aayog, "India Climate and Energy Dashboard (ICED) — Plant Information and Capacity Metatable," NITI Aayog, Government of India, New Delhi, Feb. 2025. [Online]. Available: https://iced.niti.gov.in
BAU | India | IN_N | Sukhvir Agro Energy Ltd, Uttar Pradesh Ghazipur 13 | PWRBIOINDNO | Biomass Power | Bio Power | 13 | Pre-2000 | Uttar Pradesh | 0.5 | Operational | India_Electricity_Infrastructure.xlsx | NITI Aayog, "India Climate and Energy Dashboard (ICED) — Plant Information and Capacity Metatable," NITI Aayog, Government of India, New Delhi, Feb. 2025. [Online]. Available: https://iced.niti.gov.in
BAU | India | IN_N | Sumit Agro project, Uttar Pradesh Meerut 3 2007-08 | PWRBIOINDNO | Biomass Power | Bio Power | 3 | 2007-08-21 | Uttar Pradesh | 0.5 | Operational | India_Electricity_Infrastructure.xlsx | NITI Aayog, "India Climate and Energy Dashboard (ICED) — Plant Information and Capacity Metatable," NITI Aayog, Government of India, New Delhi, Feb. 2025. [Online]. Available: https://iced.niti.gov.in
BAU | India | IN_N | Sunstar Overseas Ltd Haryana Sonipat 1.95 2010-11 | PWRBIOINDNO | Biomass Power | Bio Power | 1.95 | 2010-11-21 | Haryana | 0.5 | Operational | India_Electricity_Infrastructure.xlsx | NITI Aayog, "India Climate and Energy Dashboard (ICED) — Plant Information and Capacity Metatable," NITI Aayog, Government of India, New Delhi, Feb. 2025. [Online]. Available: https://iced.niti.gov.in
BAU | India | IN_N | Surya Chambal Power Ltd. Rajasthan Kota 7.5 2006-03-31 | PWRBIOINDNO | Biomass Power | Bio Power | 7.5 | 2006-03-31 | Rajasthan | 0.5 | Operational | India_Electricity_Infrastructure.xlsx | NITI Aayog, "India Climate and Energy Dashboard (ICED) — Plant Information and Capacity Metatable," NITI Aayog, Government of India, New Delhi, Feb. 2025. [Online]. Available: https://iced.niti.gov.in
BAU | India | IN_N | Syus papermill Uttar Pradesh Basti 3 2008-09 | PWRBIOINDNO | Biomass Power | Bio Power | 3 | 2008-09-21 | Uttar Pradesh | 0.5 | Operational | India_Electricity_Infrastructure.xlsx | NITI Aayog, "India Climate and Energy Dashboard (ICED) — Plant Information and Capacity Metatable," NITI Aayog, Government of India, New Delhi, Feb. 2025. [Online]. Available: https://iced.niti.gov.in
BAU | India | IN_N | The HAFED Cooperative Sugar Mill Haryana Karnal 6 2010-11 | PWRBIOINDNO | Biomass Power | Bio Power | 6 | 2010-11-21 | Haryana | 0.5 | Operational | India_Electricity_Infrastructure.xlsx | NITI Aayog, "India Climate and Energy Dashboard (ICED) — Plant Information and Capacity Metatable," NITI Aayog, Government of India, New Delhi, Feb. 2025. [Online]. Available: https://iced.niti.gov.in
BAU | India | IN_N | The Meham Cooperative Sugar Mill Haryana Rohtak 5 2007-08 | PWRBIOINDNO | Biomass Power | Bio Power | 5 | 2007-08-21 | Haryana | 0.5 | Operational | India_Electricity_Infrastructure.xlsx | NITI Aayog, "India Climate and Energy Dashboard (ICED) — Plant Information and Capacity Metatable," NITI Aayog, Government of India, New Delhi, Feb. 2025. [Online]. Available: https://iced.niti.gov.in
BAU | India | IN_N | The Piccadily Agro Industries Haryana Karnal 17 2010-11 | PWRBIOINDNO | Biomass Power | Bio Power | 17 | 2010-11-21 | Haryana | 0.5 | Operational | India_Electricity_Infrastructure.xlsx | NITI Aayog, "India Climate and Energy Dashboard (ICED) — Plant Information and Capacity Metatable," NITI Aayog, Government of India, New Delhi, Feb. 2025. [Online]. Available: https://iced.niti.gov.in
BAU | India | IN_N | The Rajasthan State Ganganagar Sugar Mills Ltd. Rajasthan Ganganagar 4.95 2016-0 | PWRBIOINDNO | Biomass Power | Bio Power | 4.95 | 2016-05-09 | Rajasthan | 0.5 | Operational | India_Electricity_Infrastructure.xlsx | NITI Aayog, "India Climate and Energy Dashboard (ICED) — Plant Information and Capacity Metatable," NITI Aayog, Government of India, New Delhi, Feb. 2025. [Online]. Available: https://iced.niti.gov.in
BAU | India | IN_N | The Rohtak Cooperative Sugar Mill Haryana Rohtak 16 2009-10 | PWRBIOINDNO | Biomass Power | Bio Power | 16 | 2009-10-21 | Haryana | 0.5 | Operational | India_Electricity_Infrastructure.xlsx | NITI Aayog, "India Climate and Energy Dashboard (ICED) — Plant Information and Capacity Metatable," NITI Aayog, Government of India, New Delhi, Feb. 2025. [Online]. Available: https://iced.niti.gov.in
BAU | India | IN_N | The Shahbad Cooperative Sugar Mill Haryana Kurukshetra 24 2009-10 | PWRBIOINDNO | Biomass Power | Bio Power | 24 | 2009-10-21 | Haryana | 0.5 | Operational | India_Electricity_Infrastructure.xlsx | NITI Aayog, "India Climate and Energy Dashboard (ICED) — Plant Information and Capacity Metatable," NITI Aayog, Government of India, New Delhi, Feb. 2025. [Online]. Available: https://iced.niti.gov.in
BAU | India | IN_N | The Sonepat Cooperative Sugar Mill Ltd. Haryana Sonipat 3 2004- 05 | PWRBIOINDNO | Biomass Power | Bio Power | 3 | 2004-05-21 | Haryana | 0.5 | Operational | India_Electricity_Infrastructure.xlsx | NITI Aayog, "India Climate and Energy Dashboard (ICED) — Plant Information and Capacity Metatable," NITI Aayog, Government of India, New Delhi, Feb. 2025. [Online]. Available: https://iced.niti.gov.in
BAU | India | IN_N | Tikola sugarmill Ltd. Uttar Pradesh Muzaffarnagar 5 | PWRBIOINDNO | Biomass Power | Bio Power | 5 | Pre-2000 | Uttar Pradesh | 0.5 | Operational | India_Electricity_Infrastructure.xlsx | NITI Aayog, "India Climate and Energy Dashboard (ICED) — Plant Information and Capacity Metatable," NITI Aayog, Government of India, New Delhi, Feb. 2025. [Online]. Available: https://iced.niti.gov.in
BAU | India | IN_N | Timarpur Okhla Waste Management Co Pvt Ltd (TOWMCL) Delhi N.A. 16 27.01.2012 | PWRBIOINDNO | Biomass Power | Bio Power | 16 | 2012-01-27 | Delhi | 0.5 | Operational | India_Electricity_Infrastructure.xlsx | NITI Aayog, "India Climate and Energy Dashboard (ICED) — Plant Information and Capacity Metatable," NITI Aayog, Government of India, New Delhi, Feb. 2025. [Online]. Available: https://iced.niti.gov.in
BAU | India | IN_N | Tirupati Basmati Exports Private Limited Haryana Karnal 1.2 2016-17 | PWRBIOINDNO | Biomass Power | Bio Power | 1.2 | 2016-01-17 | Haryana | 0.5 | Operational | India_Electricity_Infrastructure.xlsx | NITI Aayog, "India Climate and Energy Dashboard (ICED) — Plant Information and Capacity Metatable," NITI Aayog, Government of India, New Delhi, Feb. 2025. [Online]. Available: https://iced.niti.gov.in
BAU | India | IN_N | Transtech Green Power Ltd. Rajasthan Jalore 12 2010-07-28 | PWRBIOINDNO | Biomass Power | Bio Power | 12 | 2010-07-28 | Rajasthan | 0.5 | Operational | India_Electricity_Infrastructure.xlsx | NITI Aayog, "India Climate and Energy Dashboard (ICED) — Plant Information and Capacity Metatable," NITI Aayog, Government of India, New Delhi, Feb. 2025. [Online]. Available: https://iced.niti.gov.in
BAU | India | IN_N | Triveni sugarmill Uttar Pradesh Muzaffarnagar 20 | PWRBIOINDNO | Biomass Power | Bio Power | 20 | Pre-2000 | Uttar Pradesh | 0.5 | Operational | India_Electricity_Infrastructure.xlsx | NITI Aayog, "India Climate and Energy Dashboard (ICED) — Plant Information and Capacity Metatable," NITI Aayog, Government of India, New Delhi, Feb. 2025. [Online]. Available: https://iced.niti.gov.in
BAU | India | IN_N | Triveni sugarmill Uttar Pradesh Saharanpur 19.16 | PWRBIOINDNO | Biomass Power | Bio Power | 19.16 | Pre-2000 | Uttar Pradesh | 0.5 | Operational | India_Electricity_Infrastructure.xlsx | NITI Aayog, "India Climate and Energy Dashboard (ICED) — Plant Information and Capacity Metatable," NITI Aayog, Government of India, New Delhi, Feb. 2025. [Online]. Available: https://iced.niti.gov.in
BAU | India | IN_N | Universal Biomass Energy Pvt. Ltd. Punjab Sri Muktsar Sahib 14.5 2009-10-01 | PWRBIOINDNO | Biomass Power | Bio Power | 14.5 | 2009-10-01 | Punjab | 0.5 | Operational | India_Electricity_Infrastructure.xlsx | NITI Aayog, "India Climate and Energy Dashboard (ICED) — Plant Information and Capacity Metatable," NITI Aayog, Government of India, New Delhi, Feb. 2025. [Online]. Available: https://iced.niti.gov.in
BAU | India | IN_N | Upper Gangej sugarmill Uttar Pradesh Bijnor 24 | PWRBIOINDNO | Biomass Power | Bio Power | 24 | Pre-2000 | Uttar Pradesh | 0.5 | Operational | India_Electricity_Infrastructure.xlsx | NITI Aayog, "India Climate and Energy Dashboard (ICED) — Plant Information and Capacity Metatable," NITI Aayog, Government of India, New Delhi, Feb. 2025. [Online]. Available: https://iced.niti.gov.in
BAU | India | IN_N | Ushar Agro Uttar Pradesh Mathura 1 2008-09 | PWRBIOINDNO | Biomass Power | Bio Power | 1 | 2008-09-21 | Uttar Pradesh | 0.5 | Operational | India_Electricity_Infrastructure.xlsx | NITI Aayog, "India Climate and Energy Dashboard (ICED) — Plant Information and Capacity Metatable," NITI Aayog, Government of India, New Delhi, Feb. 2025. [Online]. Available: https://iced.niti.gov.in
BAU | India | IN_N | Uttam sugarmill Uttar Pradesh Bijnor 13.5 | PWRBIOINDNO | Biomass Power | Bio Power | 13.5 | Pre-2000 | Uttar Pradesh | 0.5 | Operational | India_Electricity_Infrastructure.xlsx | NITI Aayog, "India Climate and Energy Dashboard (ICED) — Plant Information and Capacity Metatable," NITI Aayog, Government of India, New Delhi, Feb. 2025. [Online]. Available: https://iced.niti.gov.in
BAU | India | IN_N | Uttar Sugar Mills Ltd Uttarakhand Haridwar 15 | PWRBIOINDNO | Biomass Power | Bio Power | 15 | Pre-2000 | Uttarakhand | 0.5 | Operational | India_Electricity_Infrastructure.xlsx | NITI Aayog, "India Climate and Energy Dashboard (ICED) — Plant Information and Capacity Metatable," NITI Aayog, Government of India, New Delhi, Feb. 2025. [Online]. Available: https://iced.niti.gov.in
BAU | India | IN_N | Uttar sugarmill Uttar Pradesh Saharanpur 10 | PWRBIOINDNO | Biomass Power | Bio Power | 10 | Pre-2000 | Uttar Pradesh | 0.5 | Operational | India_Electricity_Infrastructure.xlsx | NITI Aayog, "India Climate and Energy Dashboard (ICED) — Plant Information and Capacity Metatable," NITI Aayog, Government of India, New Delhi, Feb. 2025. [Online]. Available: https://iced.niti.gov.in
BAU | India | IN_N | Uttar sugarmill Uttar Pradesh Shahjahanpur 6.5 | PWRBIOINDNO | Biomass Power | Bio Power | 6.5 | Pre-2000 | Uttar Pradesh | 0.5 | Operational | India_Electricity_Infrastructure.xlsx | NITI Aayog, "India Climate and Energy Dashboard (ICED) — Plant Information and Capacity Metatable," NITI Aayog, Government of India, New Delhi, Feb. 2025. [Online]. Available: https://iced.niti.gov.in
BAU | India | IN_N | Viaton Energy Pvt. Ltd. Punjab Mansa 10 2013-07-01 | PWRBIOINDNO | Biomass Power | Bio Power | 10 | 2013-07-01 | Punjab | 0.5 | Operational | India_Electricity_Infrastructure.xlsx | NITI Aayog, "India Climate and Energy Dashboard (ICED) — Plant Information and Capacity Metatable," NITI Aayog, Government of India, New Delhi, Feb. 2025. [Online]. Available: https://iced.niti.gov.in
BAU | India | IN_N | Yado Sugar Uttar Pradesh Budaun 5 | PWRBIOINDNO | Biomass Power | Bio Power | 5 | Pre-2000 | Uttar Pradesh | 0.5 | Operational | India_Electricity_Infrastructure.xlsx | NITI Aayog, "India Climate and Energy Dashboard (ICED) — Plant Information and Capacity Metatable," NITI Aayog, Government of India, New Delhi, Feb. 2025. [Online]. Available: https://iced.niti.gov.in
BAU | India | IN_N | Yes papermill Uttar Pradesh Ayodhya 12.5 2006-07 | PWRBIOINDNO | Biomass Power | Bio Power | 12.5 | 2006-07-21 | Uttar Pradesh | 0.5 | Operational | India_Electricity_Infrastructure.xlsx | NITI Aayog, "India Climate and Energy Dashboard (ICED) — Plant Information and Capacity Metatable," NITI Aayog, Government of India, New Delhi, Feb. 2025. [Online]. Available: https://iced.niti.gov.in
BAU | India | IN_N | Anpara C TPS or Lanco Anapara | PWRCOAINDNO | Coal Steam | Coal | 1200 | 2011-11-01 | Uttar Pradesh | 0.65 | Operational | India_Electricity_Infrastructure.xlsx | NITI Aayog, "India Climate and Energy Dashboard (ICED) — Plant Information and Capacity Metatable," NITI Aayog, Government of India, New Delhi, Feb. 2025. [Online]. Available: https://iced.niti.gov.in
BAU | India | IN_N | Anpara TPS | PWRCOAINDNO | Coal Steam | Coal | 2630 | 1986-01-01 | Uttar Pradesh | 0.65 | Operational | India_Electricity_Infrastructure.xlsx | NITI Aayog, "India Climate and Energy Dashboard (ICED) — Plant Information and Capacity Metatable," NITI Aayog, Government of India, New Delhi, Feb. 2025. [Online]. Available: https://iced.niti.gov.in
BAU | India | IN_N | Barkhera TPS | PWRCOAINDNO | Coal Steam | Coal | 90 | 2011-11-01 | Uttar Pradesh | 0.65 | Operational | India_Electricity_Infrastructure.xlsx | NITI Aayog, "India Climate and Energy Dashboard (ICED) — Plant Information and Capacity Metatable," NITI Aayog, Government of India, New Delhi, Feb. 2025. [Online]. Available: https://iced.niti.gov.in
BAU | India | IN_N | Barsingar Lignite TPP | PWRCOAINDNO | Coal Steam | Coal | 250 | 2010-06-01 | Rajasthan | 0.65 | Operational | India_Electricity_Infrastructure.xlsx | NITI Aayog, "India Climate and Energy Dashboard (ICED) — Plant Information and Capacity Metatable," NITI Aayog, Government of India, New Delhi, Feb. 2025. [Online]. Available: https://iced.niti.gov.in
BAU | India | IN_N | Chhabra TPP | PWRCOAINDNO | Coal Steam | Coal | 2320 | 2009-10-01 | Rajasthan | 0.65 | Operational | India_Electricity_Infrastructure.xlsx | NITI Aayog, "India Climate and Energy Dashboard (ICED) — Plant Information and Capacity Metatable," NITI Aayog, Government of India, New Delhi, Feb. 2025. [Online]. Available: https://iced.niti.gov.in
BAU | India | IN_N | Dadri TPP (NCTPP) | PWRCOAINDNO | Coal Steam | Coal | 1820 | 1991-12-01 | Uttar Pradesh | 0.65 | Operational | India_Electricity_Infrastructure.xlsx | NITI Aayog, "India Climate and Energy Dashboard (ICED) — Plant Information and Capacity Metatable," NITI Aayog, Government of India, New Delhi, Feb. 2025. [Online]. Available: https://iced.niti.gov.in
BAU | India | IN_N | Ghatampur TPP | PWRCOAINDNO | Coal Steam | Coal | 1320 | 2024-12-03 | Uttar Pradesh | 0.65 | Operational | India_Electricity_Infrastructure.xlsx | NITI Aayog, "India Climate and Energy Dashboard (ICED) — Plant Information and Capacity Metatable," NITI Aayog, Government of India, New Delhi, Feb. 2025. [Online]. Available: https://iced.niti.gov.in
BAU | India | IN_N | Giral Lignite TPS | PWRCOAINDNO | Coal Steam | Coal | 250 | 2007-02-01 | Rajasthan | 0.65 | Operational | India_Electricity_Infrastructure.xlsx | NITI Aayog, "India Climate and Energy Dashboard (ICED) — Plant Information and Capacity Metatable," NITI Aayog, Government of India, New Delhi, Feb. 2025. [Online]. Available: https://iced.niti.gov.in
BAU | India | IN_N | Goindwal Sahib TPP | PWRCOAINDNO | Coal Steam | Coal | 540 | 2016-02-14 | Punjab | 0.65 | Operational | India_Electricity_Infrastructure.xlsx | NITI Aayog, "India Climate and Energy Dashboard (ICED) — Plant Information and Capacity Metatable," NITI Aayog, Government of India, New Delhi, Feb. 2025. [Online]. Available: https://iced.niti.gov.in
BAU | India | IN_N | Guru Hargobind TPS | PWRCOAINDNO | Coal Steam | Coal | 920 | 1997-12-01 | Punjab | 0.65 | Operational | India_Electricity_Infrastructure.xlsx | NITI Aayog, "India Climate and Energy Dashboard (ICED) — Plant Information and Capacity Metatable," NITI Aayog, Government of India, New Delhi, Feb. 2025. [Online]. Available: https://iced.niti.gov.in
BAU | India | IN_N | Harduaganj TPS | PWRCOAINDNO | Coal Steam | Coal | 1265 | 1978-03-01 | Uttar Pradesh | 0.65 | Operational | India_Electricity_Infrastructure.xlsx | NITI Aayog, "India Climate and Energy Dashboard (ICED) — Plant Information and Capacity Metatable," NITI Aayog, Government of India, New Delhi, Feb. 2025. [Online]. Available: https://iced.niti.gov.in
BAU | India | IN_N | Indira Gandhi STPP | PWRCOAINDNO | Coal Steam | Coal | 1500 | 2010-10-01 | Haryana | 0.65 | Operational | India_Electricity_Infrastructure.xlsx | NITI Aayog, "India Climate and Energy Dashboard (ICED) — Plant Information and Capacity Metatable," NITI Aayog, Government of India, New Delhi, Feb. 2025. [Online]. Available: https://iced.niti.gov.in
BAU | India | IN_N | Jalipa- Kapurdi TPP | PWRCOAINDNO | Coal Steam | Coal | 1080 | 2009-10-01 | Rajasthan | 0.65 | Operational | India_Electricity_Infrastructure.xlsx | NITI Aayog, "India Climate and Energy Dashboard (ICED) — Plant Information and Capacity Metatable," NITI Aayog, Government of India, New Delhi, Feb. 2025. [Online]. Available: https://iced.niti.gov.in
BAU | India | IN_N | Jawaharpur STPP | PWRCOAINDNO | Coal Steam | Coal | 1320 | 2024-02-01 | Uttar Pradesh | 0.65 | Operational | India_Electricity_Infrastructure.xlsx | NITI Aayog, "India Climate and Energy Dashboard (ICED) — Plant Information and Capacity Metatable," NITI Aayog, Government of India, New Delhi, Feb. 2025. [Online]. Available: https://iced.niti.gov.in
BAU | India | IN_N | Kalisindh STPS | PWRCOAINDNO | Coal Steam | Coal | 1200 | 2014-05-01 | Rajasthan | 0.65 | Operational | India_Electricity_Infrastructure.xlsx | NITI Aayog, "India Climate and Energy Dashboard (ICED) — Plant Information and Capacity Metatable," NITI Aayog, Government of India, New Delhi, Feb. 2025. [Online]. Available: https://iced.niti.gov.in
BAU | India | IN_N | Kawai TPS | PWRCOAINDNO | Coal Steam | Coal | 1320 | 2013-05-01 | Rajasthan | 0.65 | Operational | India_Electricity_Infrastructure.xlsx | NITI Aayog, "India Climate and Energy Dashboard (ICED) — Plant Information and Capacity Metatable," NITI Aayog, Government of India, New Delhi, Feb. 2025. [Online]. Available: https://iced.niti.gov.in
BAU | India | IN_N | Khamberkhera TPS | PWRCOAINDNO | Coal Steam | Coal | 90 | 2011-10-01 | Uttar Pradesh | 0.65 | Operational | India_Electricity_Infrastructure.xlsx | NITI Aayog, "India Climate and Energy Dashboard (ICED) — Plant Information and Capacity Metatable," NITI Aayog, Government of India, New Delhi, Feb. 2025. [Online]. Available: https://iced.niti.gov.in
BAU | India | IN_N | Khurja Power Project | PWRCOAINDNO | Coal Steam | Coal | 1320 | 2025-01-23 | Uttar Pradesh | 0.65 | Operational | India_Electricity_Infrastructure.xlsx | NITI Aayog, "India Climate and Energy Dashboard (ICED) — Plant Information and Capacity Metatable," NITI Aayog, Government of India, New Delhi, Feb. 2025. [Online]. Available: https://iced.niti.gov.in
BAU | India | IN_N | Kota TPS | PWRCOAINDNO | Coal Steam | Coal | 1240 | 1983-01-01 | Rajasthan | 0.65 | Operational | India_Electricity_Infrastructure.xlsx | NITI Aayog, "India Climate and Energy Dashboard (ICED) — Plant Information and Capacity Metatable," NITI Aayog, Government of India, New Delhi, Feb. 2025. [Online]. Available: https://iced.niti.gov.in
BAU | India | IN_N | Kundarkhi TPS | PWRCOAINDNO | Coal Steam | Coal | 90 | 2012-01-01 | Uttar Pradesh | 0.65 | Operational | India_Electricity_Infrastructure.xlsx | NITI Aayog, "India Climate and Energy Dashboard (ICED) — Plant Information and Capacity Metatable," NITI Aayog, Government of India, New Delhi, Feb. 2025. [Online]. Available: https://iced.niti.gov.in
BAU | India | IN_N | Lalitpur TPP | PWRCOAINDNO | Coal Steam | Coal | 1980 | 2016-01-01 | Uttar Pradesh | 0.65 | Operational | India_Electricity_Infrastructure.xlsx | NITI Aayog, "India Climate and Energy Dashboard (ICED) — Plant Information and Capacity Metatable," NITI Aayog, Government of India, New Delhi, Feb. 2025. [Online]. Available: https://iced.niti.gov.in
BAU | India | IN_N | Mahatma Gandhi TPS or Jhajjhar TPS | PWRCOAINDNO | Coal Steam | Coal | 1320 | 2012-01-01 | Haryana | 0.65 | Operational | India_Electricity_Infrastructure.xlsx | NITI Aayog, "India Climate and Energy Dashboard (ICED) — Plant Information and Capacity Metatable," NITI Aayog, Government of India, New Delhi, Feb. 2025. [Online]. Available: https://iced.niti.gov.in
BAU | India | IN_N | Maqsoodpur TPS | PWRCOAINDNO | Coal Steam | Coal | 90 | 2011-11-01 | Uttar Pradesh | 0.65 | Operational | India_Electricity_Infrastructure.xlsx | NITI Aayog, "India Climate and Energy Dashboard (ICED) — Plant Information and Capacity Metatable," NITI Aayog, Government of India, New Delhi, Feb. 2025. [Online]. Available: https://iced.niti.gov.in
BAU | India | IN_N | Meja STPP | PWRCOAINDNO | Coal Steam | Coal | 1320 | 2018-03-01 | Uttar Pradesh | 0.65 | Operational | India_Electricity_Infrastructure.xlsx | NITI Aayog, "India Climate and Energy Dashboard (ICED) — Plant Information and Capacity Metatable," NITI Aayog, Government of India, New Delhi, Feb. 2025. [Online]. Available: https://iced.niti.gov.in
BAU | India | IN_N | Obra TPS | PWRCOAINDNO | Coal Steam | Coal | 2320 | 1977-12-01 | Uttar Pradesh | 0.65 | Operational | India_Electricity_Infrastructure.xlsx | NITI Aayog, "India Climate and Energy Dashboard (ICED) — Plant Information and Capacity Metatable," NITI Aayog, Government of India, New Delhi, Feb. 2025. [Online]. Available: https://iced.niti.gov.in
BAU | India | IN_N | Panipat TPS | PWRCOAINDNO | Coal Steam | Coal | 710 | 2001-03-01 | Haryana | 0.65 | Operational | India_Electricity_Infrastructure.xlsx | NITI Aayog, "India Climate and Energy Dashboard (ICED) — Plant Information and Capacity Metatable," NITI Aayog, Government of India, New Delhi, Feb. 2025. [Online]. Available: https://iced.niti.gov.in
BAU | India | IN_N | Panki TPS | PWRCOAINDNO | Coal Steam | Coal | 660 | 2025-02-25 | Uttar Pradesh | 0.65 | Operational | India_Electricity_Infrastructure.xlsx | NITI Aayog, "India Climate and Energy Dashboard (ICED) — Plant Information and Capacity Metatable," NITI Aayog, Government of India, New Delhi, Feb. 2025. [Online]. Available: https://iced.niti.gov.in
BAU | India | IN_N | Parichha TPS | PWRCOAINDNO | Coal Steam | Coal | 920 | 2006-03-01 | Uttar Pradesh | 0.65 | Operational | India_Electricity_Infrastructure.xlsx | NITI Aayog, "India Climate and Energy Dashboard (ICED) — Plant Information and Capacity Metatable," NITI Aayog, Government of India, New Delhi, Feb. 2025. [Online]. Available: https://iced.niti.gov.in
BAU | India | IN_N | Prayagraj (Bara) TPP | PWRCOAINDNO | Coal Steam | Coal | 1980 | 2015-12-25 | Uttar Pradesh | 0.65 | Operational | India_Electricity_Infrastructure.xlsx | NITI Aayog, "India Climate and Energy Dashboard (ICED) — Plant Information and Capacity Metatable," NITI Aayog, Government of India, New Delhi, Feb. 2025. [Online]. Available: https://iced.niti.gov.in
BAU | India | IN_N | Rajiv Gandhi TPS | PWRCOAINDNO | Coal Steam | Coal | 1200 | 2010-03-01 | Haryana | 0.65 | Operational | India_Electricity_Infrastructure.xlsx | NITI Aayog, "India Climate and Energy Dashboard (ICED) — Plant Information and Capacity Metatable," NITI Aayog, Government of India, New Delhi, Feb. 2025. [Online]. Available: https://iced.niti.gov.in
BAU | India | IN_N | Rajpura TPP | PWRCOAINDNO | Coal Steam | Coal | 1400 | 2014-02-01 | Punjab | 0.65 | Operational | India_Electricity_Infrastructure.xlsx | NITI Aayog, "India Climate and Energy Dashboard (ICED) — Plant Information and Capacity Metatable," NITI Aayog, Government of India, New Delhi, Feb. 2025. [Online]. Available: https://iced.niti.gov.in
BAU | India | IN_N | Rihand STPS | PWRCOAINDNO | Coal Steam | Coal | 3000 | 1988-03-01 | Uttar Pradesh | 0.65 | Operational | India_Electricity_Infrastructure.xlsx | NITI Aayog, "India Climate and Energy Dashboard (ICED) — Plant Information and Capacity Metatable," NITI Aayog, Government of India, New Delhi, Feb. 2025. [Online]. Available: https://iced.niti.gov.in
BAU | India | IN_N | Ropar TPS or Guru Gobind Singh STPP | PWRCOAINDNO | Coal Steam | Coal | 840 | 1988-03-01 | Punjab | 0.65 | Operational | India_Electricity_Infrastructure.xlsx | NITI Aayog, "India Climate and Energy Dashboard (ICED) — Plant Information and Capacity Metatable," NITI Aayog, Government of India, New Delhi, Feb. 2025. [Online]. Available: https://iced.niti.gov.in
BAU | India | IN_N | Rosa TPP | PWRCOAINDNO | Coal Steam | Coal | 1200 | 2010-02-01 | Uttar Pradesh | 0.65 | Operational | India_Electricity_Infrastructure.xlsx | NITI Aayog, "India Climate and Energy Dashboard (ICED) — Plant Information and Capacity Metatable," NITI Aayog, Government of India, New Delhi, Feb. 2025. [Online]. Available: https://iced.niti.gov.in
BAU | India | IN_N | Shree Cement Ltd. TPS | PWRCOAINDNO | Coal Steam | Coal | 344 | 2023-08-31 | Rajasthan | 0.65 | Operational | India_Electricity_Infrastructure.xlsx | NITI Aayog, "India Climate and Energy Dashboard (ICED) — Plant Information and Capacity Metatable," NITI Aayog, Government of India, New Delhi, Feb. 2025. [Online]. Available: https://iced.niti.gov.in
BAU | India | IN_N | Singrauli STPS | PWRCOAINDNO | Coal Steam | Coal | 2000 | 1982-02-01 | Uttar Pradesh | 0.65 | Operational | India_Electricity_Infrastructure.xlsx | NITI Aayog, "India Climate and Energy Dashboard (ICED) — Plant Information and Capacity Metatable," NITI Aayog, Government of India, New Delhi, Feb. 2025. [Online]. Available: https://iced.niti.gov.in
BAU | India | IN_N | Suratgarh STPS | PWRCOAINDNO | Coal Steam | Coal | 2820 | 1998-02-01 | Rajasthan | 0.65 | Operational | India_Electricity_Infrastructure.xlsx | NITI Aayog, "India Climate and Energy Dashboard (ICED) — Plant Information and Capacity Metatable," NITI Aayog, Government of India, New Delhi, Feb. 2025. [Online]. Available: https://iced.niti.gov.in
BAU | India | IN_N | Talwandi Sabo TPP | PWRCOAINDNO | Coal Steam | Coal | 1980 | 2014-06-01 | Punjab | 0.65 | Operational | India_Electricity_Infrastructure.xlsx | NITI Aayog, "India Climate and Energy Dashboard (ICED) — Plant Information and Capacity Metatable," NITI Aayog, Government of India, New Delhi, Feb. 2025. [Online]. Available: https://iced.niti.gov.in
BAU | India | IN_N | Tanda TPS | PWRCOAINDNO | Coal Steam | Coal | 1760 | 1988-01-01 | Uttar Pradesh | 0.65 | Operational | India_Electricity_Infrastructure.xlsx | NITI Aayog, "India Climate and Energy Dashboard (ICED) — Plant Information and Capacity Metatable," NITI Aayog, Government of India, New Delhi, Feb. 2025. [Online]. Available: https://iced.niti.gov.in
BAU | India | IN_N | Unchahar or Feroz Gandhi TPS | PWRCOAINDNO | Coal Steam | Coal | 1550 | 1988-11-01 | Uttar Pradesh | 0.65 | Operational | India_Electricity_Infrastructure.xlsx | NITI Aayog, "India Climate and Energy Dashboard (ICED) — Plant Information and Capacity Metatable," NITI Aayog, Government of India, New Delhi, Feb. 2025. [Online]. Available: https://iced.niti.gov.in
BAU | India | IN_N | Utraula TPS | PWRCOAINDNO | Coal Steam | Coal | 90 | 2012-02-01 | Uttar Pradesh | 0.65 | Operational | India_Electricity_Infrastructure.xlsx | NITI Aayog, "India Climate and Energy Dashboard (ICED) — Plant Information and Capacity Metatable," NITI Aayog, Government of India, New Delhi, Feb. 2025. [Online]. Available: https://iced.niti.gov.in
BAU | India | IN_N | Yamuna Nagar or Deenbandhu Chotu Ram TPS | PWRCOAINDNO | Coal Steam | Coal | 600 | 2007-04-01 | Haryana | 0.65 | Operational | India_Electricity_Infrastructure.xlsx | NITI Aayog, "India Climate and Energy Dashboard (ICED) — Plant Information and Capacity Metatable," NITI Aayog, Government of India, New Delhi, Feb. 2025. [Online]. Available: https://iced.niti.gov.in
BAU | India | IN_N | Allain Duhangan Hydroelectric Power Project | PWRHYDINDNO | Hydro | Hydro | 192 | 2010-09-16 | Himachal Pradesh | 0.45 | Operational | India_Electricity_Infrastructure.xlsx | NITI Aayog, "India Climate and Energy Dashboard (ICED) — Plant Information and Capacity Metatable," NITI Aayog, Government of India, New Delhi, Feb. 2025. [Online]. Available: https://iced.niti.gov.in
BAU | India | IN_N | Anandpur Sahib I & II Hydroelectric Power Project | PWRHYDINDNO | Hydro | Hydro | 134 | 1985-04-27 | Punjab | 0.45 | Operational | India_Electricity_Infrastructure.xlsx | NITI Aayog, "India Climate and Energy Dashboard (ICED) — Plant Information and Capacity Metatable," NITI Aayog, Government of India, New Delhi, Feb. 2025. [Online]. Available: https://iced.niti.gov.in
BAU | India | IN_N | Baglihar I Hydroelectric Power Project | PWRHYDINDNO | Hydro | Hydro | 450 | 2008-08-10 | Jammu and Kashmir | 0.45 | Operational | India_Electricity_Infrastructure.xlsx | NITI Aayog, "India Climate and Energy Dashboard (ICED) — Plant Information and Capacity Metatable," NITI Aayog, Government of India, New Delhi, Feb. 2025. [Online]. Available: https://iced.niti.gov.in
BAU | India | IN_N | Baglihar II Hydroelectric Power Project | PWRHYDINDNO | Hydro | Hydro | 450 | 2015-09-05 | Jammu and Kashmir | 0.45 | Operational | India_Electricity_Infrastructure.xlsx | NITI Aayog, "India Climate and Energy Dashboard (ICED) — Plant Information and Capacity Metatable," NITI Aayog, Government of India, New Delhi, Feb. 2025. [Online]. Available: https://iced.niti.gov.in
BAU | India | IN_N | Baira Siul Hydroelectric Power Project | PWRHYDINDNO | Hydro | Hydro | 180 | 1980-05-18 | Himachal Pradesh | 0.45 | Operational | India_Electricity_Infrastructure.xlsx | NITI Aayog, "India Climate and Energy Dashboard (ICED) — Plant Information and Capacity Metatable," NITI Aayog, Government of India, New Delhi, Feb. 2025. [Online]. Available: https://iced.niti.gov.in
BAU | India | IN_N | Bajoli Holi Hydro Power Project | PWRHYDINDNO | Hydro | Hydro | 180 | 2022-03-01 | Himachal Pradesh | 0.45 | Operational | India_Electricity_Infrastructure.xlsx | NITI Aayog, "India Climate and Energy Dashboard (ICED) — Plant Information and Capacity Metatable," NITI Aayog, Government of India, New Delhi, Feb. 2025. [Online]. Available: https://iced.niti.gov.in
BAU | India | IN_N | Baspa II Hydroelectric Power Project | PWRHYDINDNO | Hydro | Hydro | 300 | 2003-05-24 | Himachal Pradesh | 0.45 | Operational | India_Electricity_Infrastructure.xlsx | NITI Aayog, "India Climate and Energy Dashboard (ICED) — Plant Information and Capacity Metatable," NITI Aayog, Government of India, New Delhi, Feb. 2025. [Online]. Available: https://iced.niti.gov.in
BAU | India | IN_N | Bassi Hydroelectric Power Project | PWRHYDINDNO | Hydro | Hydro | 66 | 1970-06-12 | Himachal Pradesh | 0.45 | Operational | India_Electricity_Infrastructure.xlsx | NITI Aayog, "India Climate and Energy Dashboard (ICED) — Plant Information and Capacity Metatable," NITI Aayog, Government of India, New Delhi, Feb. 2025. [Online]. Available: https://iced.niti.gov.in
BAU | India | IN_N | Bhakra Nangal (Left & Right) Hydroelectric Power Project | PWRHYDINDNO | Hydro | Hydro | 1415 | 1960-11-01 | Himachal Pradesh | 0.45 | Operational | India_Electricity_Infrastructure.xlsx | NITI Aayog, "India Climate and Energy Dashboard (ICED) — Plant Information and Capacity Metatable," NITI Aayog, Government of India, New Delhi, Feb. 2025. [Online]. Available: https://iced.niti.gov.in
BAU | India | IN_N | Budhil Hydroelectric Power Project | PWRHYDINDNO | Hydro | Hydro | 70 | 2012-05-26 | Himachal Pradesh | 0.45 | Operational | India_Electricity_Infrastructure.xlsx | NITI Aayog, "India Climate and Energy Dashboard (ICED) — Plant Information and Capacity Metatable," NITI Aayog, Government of India, New Delhi, Feb. 2025. [Online]. Available: https://iced.niti.gov.in
BAU | India | IN_N | Chamera I Hydroelectric Power Project | PWRHYDINDNO | Hydro | Hydro | 540 | 1994-05-01 | Himachal Pradesh | 0.45 | Operational | India_Electricity_Infrastructure.xlsx | NITI Aayog, "India Climate and Energy Dashboard (ICED) — Plant Information and Capacity Metatable," NITI Aayog, Government of India, New Delhi, Feb. 2025. [Online]. Available: https://iced.niti.gov.in
BAU | India | IN_N | Chamera II Hydroelectric Power Project | PWRHYDINDNO | Hydro | Hydro | 300 | 2003-11-02 | Himachal Pradesh | 0.45 | Operational | India_Electricity_Infrastructure.xlsx | NITI Aayog, "India Climate and Energy Dashboard (ICED) — Plant Information and Capacity Metatable," NITI Aayog, Government of India, New Delhi, Feb. 2025. [Online]. Available: https://iced.niti.gov.in
BAU | India | IN_N | Chamera III Hydroelectric Power Project | PWRHYDINDNO | Hydro | Hydro | 231 | 2012-06-07 | Himachal Pradesh | 0.45 | Operational | India_Electricity_Infrastructure.xlsx | NITI Aayog, "India Climate and Energy Dashboard (ICED) — Plant Information and Capacity Metatable," NITI Aayog, Government of India, New Delhi, Feb. 2025. [Online]. Available: https://iced.niti.gov.in
BAU | India | IN_N | Chanju I Hydroelectric Power Project | PWRHYDINDNO | Hydro | Hydro | 36 | 2017-02-01 | Himachal Pradesh | 0.45 | Operational | India_Electricity_Infrastructure.xlsx | NITI Aayog, "India Climate and Energy Dashboard (ICED) — Plant Information and Capacity Metatable," NITI Aayog, Government of India, New Delhi, Feb. 2025. [Online]. Available: https://iced.niti.gov.in
BAU | India | IN_N | Chibro (Yamuna St.II) Hydroelectric Power Project | PWRHYDINDNO | Hydro | Hydro | 240 | 1975-04-20 | Uttarakhand | 0.45 | Operational | India_Electricity_Infrastructure.xlsx | NITI Aayog, "India Climate and Energy Dashboard (ICED) — Plant Information and Capacity Metatable," NITI Aayog, Government of India, New Delhi, Feb. 2025. [Online]. Available: https://iced.niti.gov.in
BAU | India | IN_N | Chilla Hydroelectric Power Project | PWRHYDINDNO | Hydro | Hydro | 144 | 1980-07-17 | Uttarakhand | 0.45 | Operational | India_Electricity_Infrastructure.xlsx | NITI Aayog, "India Climate and Energy Dashboard (ICED) — Plant Information and Capacity Metatable," NITI Aayog, Government of India, New Delhi, Feb. 2025. [Online]. Available: https://iced.niti.gov.in
BAU | India | IN_N | Chutak Hydroelectric Power Project | PWRHYDINDNO | Hydro | Hydro | 44 | 2012-11-08 | Ladakh | 0.45 | Operational | India_Electricity_Infrastructure.xlsx | NITI Aayog, "India Climate and Energy Dashboard (ICED) — Plant Information and Capacity Metatable," NITI Aayog, Government of India, New Delhi, Feb. 2025. [Online]. Available: https://iced.niti.gov.in
BAU | India | IN_N | Dehar Power House | PWRHYDINDNO | Hydro | Hydro | 990 | 1977-11-01 | Himachal Pradesh | 0.45 | Operational | India_Electricity_Infrastructure.xlsx | NITI Aayog, "India Climate and Energy Dashboard (ICED) — Plant Information and Capacity Metatable," NITI Aayog, Government of India, New Delhi, Feb. 2025. [Online]. Available: https://iced.niti.gov.in
BAU | India | IN_N | Dhakrani (Yamuna St.I) Hydroelectric Power Project | PWRHYDINDNO | Hydro | Hydro | 33.75 | 1965-11-15 | Uttarakhand | 0.45 | Operational | India_Electricity_Infrastructure.xlsx | NITI Aayog, "India Climate and Energy Dashboard (ICED) — Plant Information and Capacity Metatable," NITI Aayog, Government of India, New Delhi, Feb. 2025. [Online]. Available: https://iced.niti.gov.in
BAU | India | IN_N | Dhalipur (Yamuna St.I) Hydroelectric Power Project | PWRHYDINDNO | Hydro | Hydro | 51 | 1965-12-10 | Uttarakhand | 0.45 | Operational | India_Electricity_Infrastructure.xlsx | NITI Aayog, "India Climate and Energy Dashboard (ICED) — Plant Information and Capacity Metatable," NITI Aayog, Government of India, New Delhi, Feb. 2025. [Online]. Available: https://iced.niti.gov.in
BAU | India | IN_N | Dhauliganga Hydroelectric Power Project | PWRHYDINDNO | Hydro | Hydro | 280 | 2005-10-01 | Uttarakhand | 0.45 | Operational | India_Electricity_Infrastructure.xlsx | NITI Aayog, "India Climate and Energy Dashboard (ICED) — Plant Information and Capacity Metatable," NITI Aayog, Government of India, New Delhi, Feb. 2025. [Online]. Available: https://iced.niti.gov.in
BAU | India | IN_N | Dulhasti Hydroelectric Power Project | PWRHYDINDNO | Hydro | Hydro | 390 | 2007-04-07 | Jammu and Kashmir | 0.45 | Operational | India_Electricity_Infrastructure.xlsx | NITI Aayog, "India Climate and Energy Dashboard (ICED) — Plant Information and Capacity Metatable," NITI Aayog, Government of India, New Delhi, Feb. 2025. [Online]. Available: https://iced.niti.gov.in
BAU | India | IN_N | Ganguwal Power House | PWRHYDINDNO | Hydro | Hydro | 77.65 | 1955-01-01 | Punjab | 0.45 | Operational | India_Electricity_Infrastructure.xlsx | NITI Aayog, "India Climate and Energy Dashboard (ICED) — Plant Information and Capacity Metatable," NITI Aayog, Government of India, New Delhi, Feb. 2025. [Online]. Available: https://iced.niti.gov.in
BAU | India | IN_N | Giri Bata Hydroelectric Power Project | PWRHYDINDNO | Hydro | Hydro | 60 | 1978-05-31 | Himachal Pradesh | 0.45 | Operational | India_Electricity_Infrastructure.xlsx | NITI Aayog, "India Climate and Energy Dashboard (ICED) — Plant Information and Capacity Metatable," NITI Aayog, Government of India, New Delhi, Feb. 2025. [Online]. Available: https://iced.niti.gov.in
BAU | India | IN_N | Jawahar Sagar Hydroelectric Power Project | PWRHYDINDNO | Hydro | Hydro | 99 | 1972-05-09 | Rajasthan | 0.45 | Operational | India_Electricity_Infrastructure.xlsx | NITI Aayog, "India Climate and Energy Dashboard (ICED) — Plant Information and Capacity Metatable," NITI Aayog, Government of India, New Delhi, Feb. 2025. [Online]. Available: https://iced.niti.gov.in
BAU | India | IN_N | Karcham Wangtoo Hydroelectric Power Project | PWRHYDINDNO | Hydro | Hydro | 1045 | 2011-05-24 | Himachal Pradesh | 0.45 | Operational | India_Electricity_Infrastructure.xlsx | NITI Aayog, "India Climate and Energy Dashboard (ICED) — Plant Information and Capacity Metatable," NITI Aayog, Government of India, New Delhi, Feb. 2025. [Online]. Available: https://iced.niti.gov.in
BAU | India | IN_N | Kashang Integrated Hydroelectric Power Project | PWRHYDINDNO | Hydro | Hydro | 195 | 2016-08-28 | Himachal Pradesh | 0.45 | Operational | India_Electricity_Infrastructure.xlsx | NITI Aayog, "India Climate and Energy Dashboard (ICED) — Plant Information and Capacity Metatable," NITI Aayog, Government of India, New Delhi, Feb. 2025. [Online]. Available: https://iced.niti.gov.in
BAU | India | IN_N | Khara Hydroelectric Power Project | PWRHYDINDNO | Hydro | Hydro | 72 | 1992-06-14 | Uttar Pradesh | 0.45 | Operational | India_Electricity_Infrastructure.xlsx | NITI Aayog, "India Climate and Energy Dashboard (ICED) — Plant Information and Capacity Metatable," NITI Aayog, Government of India, New Delhi, Feb. 2025. [Online]. Available: https://iced.niti.gov.in
BAU | India | IN_N | Khatima Hydroelectric Power Project | PWRHYDINDNO | Hydro | Hydro | 41.4 | 1955-01-01 | Uttarakhand | 0.45 | Operational | India_Electricity_Infrastructure.xlsx | NITI Aayog, "India Climate and Energy Dashboard (ICED) — Plant Information and Capacity Metatable," NITI Aayog, Government of India, New Delhi, Feb. 2025. [Online]. Available: https://iced.niti.gov.in
BAU | India | IN_N | Khodri (Yamuna St.II) Hydroelectric Power Project | PWRHYDINDNO | Hydro | Hydro | 120 | 1984-01-29 | Uttarakhand | 0.45 | Operational | India_Electricity_Infrastructure.xlsx | NITI Aayog, "India Climate and Energy Dashboard (ICED) — Plant Information and Capacity Metatable," NITI Aayog, Government of India, New Delhi, Feb. 2025. [Online]. Available: https://iced.niti.gov.in
BAU | India | IN_N | Kishenganga Hydroelectric Power Project | PWRHYDINDNO | Hydro | Hydro | 330 | 2018-03-13 | Jammu and Kashmir | 0.45 | Operational | India_Electricity_Infrastructure.xlsx | NITI Aayog, "India Climate and Energy Dashboard (ICED) — Plant Information and Capacity Metatable," NITI Aayog, Government of India, New Delhi, Feb. 2025. [Online]. Available: https://iced.niti.gov.in
BAU | India | IN_N | Koldam Hydroelectric Power Project | PWRHYDINDNO | Hydro | Hydro | 800 | 2015-03-31 | Himachal Pradesh | 0.45 | Operational | India_Electricity_Infrastructure.xlsx | NITI Aayog, "India Climate and Energy Dashboard (ICED) — Plant Information and Capacity Metatable," NITI Aayog, Government of India, New Delhi, Feb. 2025. [Online]. Available: https://iced.niti.gov.in
BAU | India | IN_N | Koteshwar Hydroelectric Power Project | PWRHYDINDNO | Hydro | Hydro | 400 | 2011-03-28 | Uttarakhand | 0.45 | Operational | India_Electricity_Infrastructure.xlsx | NITI Aayog, "India Climate and Energy Dashboard (ICED) — Plant Information and Capacity Metatable," NITI Aayog, Government of India, New Delhi, Feb. 2025. [Online]. Available: https://iced.niti.gov.in
BAU | India | IN_N | Kotla Power House | PWRHYDINDNO | Hydro | Hydro | 77.65 | 1956-05-01 | Punjab | 0.45 | Operational | India_Electricity_Infrastructure.xlsx | NITI Aayog, "India Climate and Energy Dashboard (ICED) — Plant Information and Capacity Metatable," NITI Aayog, Government of India, New Delhi, Feb. 2025. [Online]. Available: https://iced.niti.gov.in
BAU | India | IN_N | Kulhal (Yamuna St.IV) Hydroelectric Power Project | PWRHYDINDNO | Hydro | Hydro | 30 | 1975-03-12 | Uttarakhand | 0.45 | Operational | India_Electricity_Infrastructure.xlsx | NITI Aayog, "India Climate and Energy Dashboard (ICED) — Plant Information and Capacity Metatable," NITI Aayog, Government of India, New Delhi, Feb. 2025. [Online]. Available: https://iced.niti.gov.in
BAU | India | IN_N | Kutehr Hydro Power Project | PWRHYDINDNO | Hydro | Hydro | 240 | 2025-08-01 | Himachal Pradesh | 0.45 | Operational | India_Electricity_Infrastructure.xlsx | NITI Aayog, "India Climate and Energy Dashboard (ICED) — Plant Information and Capacity Metatable," NITI Aayog, Government of India, New Delhi, Feb. 2025. [Online]. Available: https://iced.niti.gov.in
BAU | India | IN_N | Larji Hydroelectric Power Project | PWRHYDINDNO | Hydro | Hydro | 126 | 2006-06-28 | Himachal Pradesh | 0.45 | Operational | India_Electricity_Infrastructure.xlsx | NITI Aayog, "India Climate and Energy Dashboard (ICED) — Plant Information and Capacity Metatable," NITI Aayog, Government of India, New Delhi, Feb. 2025. [Online]. Available: https://iced.niti.gov.in
BAU | India | IN_N | Lower Jhelum Hydroelectric Power Project | PWRHYDINDNO | Hydro | Hydro | 105 | 1978-02-01 | Jammu and Kashmir | 0.45 | Operational | India_Electricity_Infrastructure.xlsx | NITI Aayog, "India Climate and Energy Dashboard (ICED) — Plant Information and Capacity Metatable," NITI Aayog, Government of India, New Delhi, Feb. 2025. [Online]. Available: https://iced.niti.gov.in
BAU | India | IN_N | Mahi Bajaj Sagar I & II Hydroelectric Power Project | PWRHYDINDNO | Hydro | Hydro | 140 | 1986-01-22 | Rajasthan | 0.45 | Operational | India_Electricity_Infrastructure.xlsx | NITI Aayog, "India Climate and Energy Dashboard (ICED) — Plant Information and Capacity Metatable," NITI Aayog, Government of India, New Delhi, Feb. 2025. [Online]. Available: https://iced.niti.gov.in
BAU | India | IN_N | Malana Hydroelectric Power Project | PWRHYDINDNO | Hydro | Hydro | 86 | 2001-07-05 | Himachal Pradesh | 0.45 | Operational | India_Electricity_Infrastructure.xlsx | NITI Aayog, "India Climate and Energy Dashboard (ICED) — Plant Information and Capacity Metatable," NITI Aayog, Government of India, New Delhi, Feb. 2025. [Online]. Available: https://iced.niti.gov.in
BAU | India | IN_N | Malana II Hydroelectric Power Project | PWRHYDINDNO | Hydro | Hydro | 100 | 2011-08-06 | Himachal Pradesh | 0.45 | Operational | India_Electricity_Infrastructure.xlsx | NITI Aayog, "India Climate and Energy Dashboard (ICED) — Plant Information and Capacity Metatable," NITI Aayog, Government of India, New Delhi, Feb. 2025. [Online]. Available: https://iced.niti.gov.in
BAU | India | IN_N | Maneri Bhali I Hydroelectric Power Project | PWRHYDINDNO | Hydro | Hydro | 90 | 1984-06-06 | Uttarakhand | 0.45 | Operational | India_Electricity_Infrastructure.xlsx | NITI Aayog, "India Climate and Energy Dashboard (ICED) — Plant Information and Capacity Metatable," NITI Aayog, Government of India, New Delhi, Feb. 2025. [Online]. Available: https://iced.niti.gov.in
BAU | India | IN_N | Maneri Bhali II Hydroelectric Power Project | PWRHYDINDNO | Hydro | Hydro | 304 | 2008-06-30 | Uttarakhand | 0.45 | Operational | India_Electricity_Infrastructure.xlsx | NITI Aayog, "India Climate and Energy Dashboard (ICED) — Plant Information and Capacity Metatable," NITI Aayog, Government of India, New Delhi, Feb. 2025. [Online]. Available: https://iced.niti.gov.in
BAU | India | IN_N | Matatilla Hydroelectric Power Project | PWRHYDINDNO | Hydro | Hydro | 30.6 | 1965-05-18 | Uttar Pradesh | 0.45 | Operational | India_Electricity_Infrastructure.xlsx | NITI Aayog, "India Climate and Energy Dashboard (ICED) — Plant Information and Capacity Metatable," NITI Aayog, Government of India, New Delhi, Feb. 2025. [Online]. Available: https://iced.niti.gov.in
BAU | India | IN_N | Mukerian I to IV Hydroelectric Power Project | PWRHYDINDNO | Hydro | Hydro | 207 | 1983-10-02 | Punjab | 0.45 | Operational | India_Electricity_Infrastructure.xlsx | NITI Aayog, "India Climate and Energy Dashboard (ICED) — Plant Information and Capacity Metatable," NITI Aayog, Government of India, New Delhi, Feb. 2025. [Online]. Available: https://iced.niti.gov.in
BAU | India | IN_N | Naitwar Mori Hydro Power Project | PWRHYDINDNO | Hydro | Hydro | 60 | 2023-11-24 | Uttarakhand | 0.45 | Operational | India_Electricity_Infrastructure.xlsx | NITI Aayog, "India Climate and Energy Dashboard (ICED) — Plant Information and Capacity Metatable," NITI Aayog, Government of India, New Delhi, Feb. 2025. [Online]. Available: https://iced.niti.gov.in
BAU | India | IN_N | Naptha Jhakri Hydroelectric Power Project | PWRHYDINDNO | Hydro | Hydro | 1500 | 2003-05-06 | Himachal Pradesh | 0.45 | Operational | India_Electricity_Infrastructure.xlsx | NITI Aayog, "India Climate and Energy Dashboard (ICED) — Plant Information and Capacity Metatable," NITI Aayog, Government of India, New Delhi, Feb. 2025. [Online]. Available: https://iced.niti.gov.in
BAU | India | IN_N | Nimoo Bazgo Hydroelectric Power Project | PWRHYDINDNO | Hydro | Hydro | 45 | 2013-10-30 | Ladakh | 0.45 | Operational | India_Electricity_Infrastructure.xlsx | NITI Aayog, "India Climate and Energy Dashboard (ICED) — Plant Information and Capacity Metatable," NITI Aayog, Government of India, New Delhi, Feb. 2025. [Online]. Available: https://iced.niti.gov.in
BAU | India | IN_N | Obra Hydroelectric Power Project | PWRHYDINDNO | Hydro | Hydro | 99 | 1970-08-01 | Uttar Pradesh | 0.45 | Operational | India_Electricity_Infrastructure.xlsx | NITI Aayog, "India Climate and Energy Dashboard (ICED) — Plant Information and Capacity Metatable," NITI Aayog, Government of India, New Delhi, Feb. 2025. [Online]. Available: https://iced.niti.gov.in
BAU | India | IN_N | Parbati III Hydroelectric Power Project | PWRHYDINDNO | Hydro | Hydro | 520 | 2014-02-18 | Himachal Pradesh | 0.45 | Operational | India_Electricity_Infrastructure.xlsx | NITI Aayog, "India Climate and Energy Dashboard (ICED) — Plant Information and Capacity Metatable," NITI Aayog, Government of India, New Delhi, Feb. 2025. [Online]. Available: https://iced.niti.gov.in
BAU | India | IN_N | Parbati St. II Hydro Power Project | PWRHYDINDNO | Hydro | Hydro | 800 | 2025-03-24 | Himachal Pradesh | 0.45 | Operational | India_Electricity_Infrastructure.xlsx | NITI Aayog, "India Climate and Energy Dashboard (ICED) — Plant Information and Capacity Metatable," NITI Aayog, Government of India, New Delhi, Feb. 2025. [Online]. Available: https://iced.niti.gov.in
BAU | India | IN_N | Pong Power House | PWRHYDINDNO | Hydro | Hydro | 396 | 1978-01-01 | Himachal Pradesh | 0.45 | Operational | India_Electricity_Infrastructure.xlsx | NITI Aayog, "India Climate and Energy Dashboard (ICED) — Plant Information and Capacity Metatable," NITI Aayog, Government of India, New Delhi, Feb. 2025. [Online]. Available: https://iced.niti.gov.in
BAU | India | IN_N | Ram Ganga Hydroelectric Power Project | PWRHYDINDNO | Hydro | Hydro | 198 | 1975-12-31 | Uttarakhand | 0.45 | Operational | India_Electricity_Infrastructure.xlsx | NITI Aayog, "India Climate and Energy Dashboard (ICED) — Plant Information and Capacity Metatable," NITI Aayog, Government of India, New Delhi, Feb. 2025. [Online]. Available: https://iced.niti.gov.in
BAU | India | IN_N | Rampur Hydroelectric Power Project | PWRHYDINDNO | Hydro | Hydro | 412.02 | 2014-03-21 | Himachal Pradesh | 0.45 | Operational | India_Electricity_Infrastructure.xlsx | NITI Aayog, "India Climate and Energy Dashboard (ICED) — Plant Information and Capacity Metatable," NITI Aayog, Government of India, New Delhi, Feb. 2025. [Online]. Available: https://iced.niti.gov.in
BAU | India | IN_N | Rana Pratap Sagar Hydroelectric Power Project | PWRHYDINDNO | Hydro | Hydro | 172 | 1968-08-01 | Rajasthan | 0.45 | Operational | India_Electricity_Infrastructure.xlsx | NITI Aayog, "India Climate and Energy Dashboard (ICED) — Plant Information and Capacity Metatable," NITI Aayog, Government of India, New Delhi, Feb. 2025. [Online]. Available: https://iced.niti.gov.in
BAU | India | IN_N | Ranjit Sagar Hydroelectric Power Project | PWRHYDINDNO | Hydro | Hydro | 600 | 2000-08-12 | Punjab | 0.45 | Operational | India_Electricity_Infrastructure.xlsx | NITI Aayog, "India Climate and Energy Dashboard (ICED) — Plant Information and Capacity Metatable," NITI Aayog, Government of India, New Delhi, Feb. 2025. [Online]. Available: https://iced.niti.gov.in
BAU | India | IN_N | Rihand Hydroelectric Power Project | PWRHYDINDNO | Hydro | Hydro | 300 | 1962-08-01 | Uttar Pradesh | 0.45 | Operational | India_Electricity_Infrastructure.xlsx | NITI Aayog, "India Climate and Energy Dashboard (ICED) — Plant Information and Capacity Metatable," NITI Aayog, Government of India, New Delhi, Feb. 2025. [Online]. Available: https://iced.niti.gov.in
BAU | India | IN_N | Sainj Hydroelectric Power Project | PWRHYDINDNO | Hydro | Hydro | 100 | 2017-09-04 | Himachal Pradesh | 0.45 | Operational | India_Electricity_Infrastructure.xlsx | NITI Aayog, "India Climate and Energy Dashboard (ICED) — Plant Information and Capacity Metatable," NITI Aayog, Government of India, New Delhi, Feb. 2025. [Online]. Available: https://iced.niti.gov.in
BAU | India | IN_N | Salal I & II Hydroelectric Power Project | PWRHYDINDNO | Hydro | Hydro | 690 | 1987-11-20 | Jammu and Kashmir | 0.45 | Operational | India_Electricity_Infrastructure.xlsx | NITI Aayog, "India Climate and Energy Dashboard (ICED) — Plant Information and Capacity Metatable," NITI Aayog, Government of India, New Delhi, Feb. 2025. [Online]. Available: https://iced.niti.gov.in
BAU | India | IN_N | Sanjay Hydroelectric Power Project | PWRHYDINDNO | Hydro | Hydro | 120 | 1989-06-11 | Himachal Pradesh | 0.45 | Operational | India_Electricity_Infrastructure.xlsx | NITI Aayog, "India Climate and Energy Dashboard (ICED) — Plant Information and Capacity Metatable," NITI Aayog, Government of India, New Delhi, Feb. 2025. [Online]. Available: https://iced.niti.gov.in
BAU | India | IN_N | Sawra Kuddu Hydro Power Project | PWRHYDINDNO | Hydro | Hydro | 111 | 2021-01-01 | Himachal Pradesh | 0.45 | Operational | India_Electricity_Infrastructure.xlsx | NITI Aayog, "India Climate and Energy Dashboard (ICED) — Plant Information and Capacity Metatable," NITI Aayog, Government of India, New Delhi, Feb. 2025. [Online]. Available: https://iced.niti.gov.in
BAU | India | IN_N | Sewa II Hydroelectric Power Project | PWRHYDINDNO | Hydro | Hydro | 120 | 2010-06-22 | Jammu and Kashmir | 0.45 | Operational | India_Electricity_Infrastructure.xlsx | NITI Aayog, "India Climate and Energy Dashboard (ICED) — Plant Information and Capacity Metatable," NITI Aayog, Government of India, New Delhi, Feb. 2025. [Online]. Available: https://iced.niti.gov.in
BAU | India | IN_N | Shanan Power House | PWRHYDINDNO | Hydro | Hydro | 110 | 1932-08-01 | Himachal Pradesh | 0.45 | Operational | India_Electricity_Infrastructure.xlsx | NITI Aayog, "India Climate and Energy Dashboard (ICED) — Plant Information and Capacity Metatable," NITI Aayog, Government of India, New Delhi, Feb. 2025. [Online]. Available: https://iced.niti.gov.in
BAU | India | IN_N | Shrinagar Hydroelectric Power Project | PWRHYDINDNO | Hydro | Hydro | 330 | 2015-04-10 | Uttarakhand | 0.45 | Operational | India_Electricity_Infrastructure.xlsx | NITI Aayog, "India Climate and Energy Dashboard (ICED) — Plant Information and Capacity Metatable," NITI Aayog, Government of India, New Delhi, Feb. 2025. [Online]. Available: https://iced.niti.gov.in
BAU | India | IN_N | Singoli Bhatwari Hydro Power Project | PWRHYDINDNO | Hydro | Hydro | 99 | 2020-12-01 | Uttarakhand | 0.45 | Operational | India_Electricity_Infrastructure.xlsx | NITI Aayog, "India Climate and Energy Dashboard (ICED) — Plant Information and Capacity Metatable," NITI Aayog, Government of India, New Delhi, Feb. 2025. [Online]. Available: https://iced.niti.gov.in
BAU | India | IN_N | Sorang Hydro Power Project | PWRHYDINDNO | Hydro | Hydro | 100 | 2021-09-01 | Himachal Pradesh | 0.45 | Operational | India_Electricity_Infrastructure.xlsx | NITI Aayog, "India Climate and Energy Dashboard (ICED) — Plant Information and Capacity Metatable," NITI Aayog, Government of India, New Delhi, Feb. 2025. [Online]. Available: https://iced.niti.gov.in
BAU | India | IN_N | Tanakpur Hydroelectric Power Project | PWRHYDINDNO | Hydro | Hydro | 94.2 | 1993-04-01 | Uttarakhand | 0.45 | Operational | India_Electricity_Infrastructure.xlsx | NITI Aayog, "India Climate and Energy Dashboard (ICED) — Plant Information and Capacity Metatable," NITI Aayog, Government of India, New Delhi, Feb. 2025. [Online]. Available: https://iced.niti.gov.in
BAU | India | IN_N | Tehri I Hydroelectric Power Project | PWRHYDINDNO | Hydro | Hydro | 1000 | 2006-09-22 | Uttarakhand | 0.45 | Operational | India_Electricity_Infrastructure.xlsx | NITI Aayog, "India Climate and Energy Dashboard (ICED) — Plant Information and Capacity Metatable," NITI Aayog, Government of India, New Delhi, Feb. 2025. [Online]. Available: https://iced.niti.gov.in
BAU | India | IN_N | Tehri Pumped Storage Hydro Power Project | PWRHYDINDNO | Hydro | Hydro | 750 | 2025-06-05 | Uttarakhand | 0.45 | Operational | India_Electricity_Infrastructure.xlsx | NITI Aayog, "India Climate and Energy Dashboard (ICED) — Plant Information and Capacity Metatable," NITI Aayog, Government of India, New Delhi, Feb. 2025. [Online]. Available: https://iced.niti.gov.in
BAU | India | IN_N | Uhl-III Hydro Power Project | PWRHYDINDNO | Hydro | Hydro | 99.99 | 2025-03-01 | Himachal Pradesh | 0.45 | Operational | India_Electricity_Infrastructure.xlsx | NITI Aayog, "India Climate and Energy Dashboard (ICED) — Plant Information and Capacity Metatable," NITI Aayog, Government of India, New Delhi, Feb. 2025. [Online]. Available: https://iced.niti.gov.in
BAU | India | IN_N | Upper Sindh II Hydroelectric Power Project | PWRHYDINDNO | Hydro | Hydro | 105 | 2000-06-01 | Jammu and Kashmir | 0.45 | Operational | India_Electricity_Infrastructure.xlsx | NITI Aayog, "India Climate and Energy Dashboard (ICED) — Plant Information and Capacity Metatable," NITI Aayog, Government of India, New Delhi, Feb. 2025. [Online]. Available: https://iced.niti.gov.in
BAU | India | IN_N | Uri I Hydroelectric Power Project | PWRHYDINDNO | Hydro | Hydro | 480 | 1997-06-01 | Jammu and Kashmir | 0.45 | Operational | India_Electricity_Infrastructure.xlsx | NITI Aayog, "India Climate and Energy Dashboard (ICED) — Plant Information and Capacity Metatable," NITI Aayog, Government of India, New Delhi, Feb. 2025. [Online]. Available: https://iced.niti.gov.in
BAU | India | IN_N | Uri II Hydroelectric Power Project | PWRHYDINDNO | Hydro | Hydro | 240 | 2013-09-25 | Jammu and Kashmir | 0.45 | Operational | India_Electricity_Infrastructure.xlsx | NITI Aayog, "India Climate and Energy Dashboard (ICED) — Plant Information and Capacity Metatable," NITI Aayog, Government of India, New Delhi, Feb. 2025. [Online]. Available: https://iced.niti.gov.in
BAU | India | IN_N | Vishnuprayag Hydroelectric Power Project | PWRHYDINDNO | Hydro | Hydro | 400 | 2006-06-01 | Uttarakhand | 0.45 | Operational | India_Electricity_Infrastructure.xlsx | NITI Aayog, "India Climate and Energy Dashboard (ICED) — Plant Information and Capacity Metatable," NITI Aayog, Government of India, New Delhi, Feb. 2025. [Online]. Available: https://iced.niti.gov.in
BAU | India | IN_N | Vyasi Hydro Power Project | PWRHYDINDNO | Hydro | Hydro | 120 | 2022-06-01 | Uttarakhand | 0.45 | Operational | India_Electricity_Infrastructure.xlsx | NITI Aayog, "India Climate and Energy Dashboard (ICED) — Plant Information and Capacity Metatable," NITI Aayog, Government of India, New Delhi, Feb. 2025. [Online]. Available: https://iced.niti.gov.in
BAU | India | IN_N | Narora Atomic Power Station | PWRURNINDNO | Nuclear | Nuclear | 440 | 1991-01-01 | Uttar Pradesh | 0.85 | Operational | India_Electricity_Infrastructure.xlsx | NITI Aayog, "India Climate and Energy Dashboard (ICED) — Plant Information and Capacity Metatable," NITI Aayog, Government of India, New Delhi, Feb. 2025. [Online]. Available: https://iced.niti.gov.in
BAU | India | IN_N | Rajasthan Atomic Power Station | PWRURNINDNO | Nuclear | Nuclear | 1780 | 1981-04-01 | Rajasthan | 0.85 | Operational | India_Electricity_Infrastructure.xlsx | NITI Aayog, "India Climate and Energy Dashboard (ICED) — Plant Information and Capacity Metatable," NITI Aayog, Government of India, New Delhi, Feb. 2025. [Online]. Available: https://iced.niti.gov.in
BAU | India | IN_N | Anta Gas Combined Cycle Gas Turbine Power Plant | PWRNGSINDNO | Natural Gas CC | Oil & Gas | 419.33 | 1989-01-20 | Rajasthan | 0.55 | Operational | India_Electricity_Infrastructure.xlsx | NITI Aayog, "India Climate and Energy Dashboard (ICED) — Plant Information and Capacity Metatable," NITI Aayog, Government of India, New Delhi, Feb. 2025. [Online]. Available: https://iced.niti.gov.in
BAU | India | IN_N | Auraiya Combined Cycle Gas Turbine Power Plant | PWRNGSINDNO | Natural Gas CC | Oil & Gas | 663.36 | 1989-03-29 | Uttar Pradesh | 0.55 | Operational | India_Electricity_Infrastructure.xlsx | NITI Aayog, "India Climate and Energy Dashboard (ICED) — Plant Information and Capacity Metatable," NITI Aayog, Government of India, New Delhi, Feb. 2025. [Online]. Available: https://iced.niti.gov.in
BAU | India | IN_N | Dadri Combined Cycle Gas Turbine Power Plant | PWRNGSINDNO | Natural Gas CC | Oil & Gas | 829.78 | 1992-05-01 | Uttar Pradesh | 0.55 | Operational | India_Electricity_Infrastructure.xlsx | NITI Aayog, "India Climate and Energy Dashboard (ICED) — Plant Information and Capacity Metatable," NITI Aayog, Government of India, New Delhi, Feb. 2025. [Online]. Available: https://iced.niti.gov.in
BAU | India | IN_N | Dholpur Combined Cycle Power Station | PWRNGSINDNO | Natural Gas CC | Oil & Gas | 330 | 2007-03-29 | Rajasthan | 0.55 | Operational | India_Electricity_Infrastructure.xlsx | NITI Aayog, "India Climate and Energy Dashboard (ICED) — Plant Information and Capacity Metatable," NITI Aayog, Government of India, New Delhi, Feb. 2025. [Online]. Available: https://iced.niti.gov.in
BAU | India | IN_N | Faridabad NTPC Gas Combined Cycle Gas Turbine Power Plant | PWRNGSINDNO | Natural Gas CC | Oil & Gas | 431.59 | 1999-06-18 | Haryana | 0.55 | Operational | India_Electricity_Infrastructure.xlsx | NITI Aayog, "India Climate and Energy Dashboard (ICED) — Plant Information and Capacity Metatable," NITI Aayog, Government of India, New Delhi, Feb. 2025. [Online]. Available: https://iced.niti.gov.in
BAU | India | IN_N | Gama Combined Cycle Power Plant | PWRNGSINDNO | Natural Gas CC | Oil & Gas | 225 | 2016-04-25 | Uttarakhand | 0.55 | Operational | India_Electricity_Infrastructure.xlsx | NITI Aayog, "India Climate and Energy Dashboard (ICED) — Plant Information and Capacity Metatable," NITI Aayog, Government of India, New Delhi, Feb. 2025. [Online]. Available: https://iced.niti.gov.in
BAU | India | IN_N | I.P. Gas Turbine Power Station | PWRNGSINDNO | Natural Gas CC | Oil & Gas | 270 | 1986-05-14 | Delhi | 0.55 | Operational | India_Electricity_Infrastructure.xlsx | NITI Aayog, "India Climate and Energy Dashboard (ICED) — Plant Information and Capacity Metatable," NITI Aayog, Government of India, New Delhi, Feb. 2025. [Online]. Available: https://iced.niti.gov.in
BAU | India | IN_N | Kashipur Combined Cycle Power Plant Phase I | PWRNGSINDNO | Natural Gas CC | Oil & Gas | 225 | 2016-11-20 | Uttarakhand | 0.55 | Operational | India_Electricity_Infrastructure.xlsx | NITI Aayog, "India Climate and Energy Dashboard (ICED) — Plant Information and Capacity Metatable," NITI Aayog, Government of India, New Delhi, Feb. 2025. [Online]. Available: https://iced.niti.gov.in
BAU | India | IN_N | Kashipur Combined Cycle Power Plant Phase II | PWRNGSINDNO | Natural Gas CC | Oil & Gas | 214 | 2023-06-13 | Uttarakhand | 0.55 | Operational | India_Electricity_Infrastructure.xlsx | NITI Aayog, "India Climate and Energy Dashboard (ICED) — Plant Information and Capacity Metatable," NITI Aayog, Government of India, New Delhi, Feb. 2025. [Online]. Available: https://iced.niti.gov.in
BAU | India | IN_N | Pragati-I Combined Cycle Gas Power Station | PWRNGSINDNO | Natural Gas CC | Oil & Gas | 330.4 | 2002-03-15 | Delhi | 0.55 | Operational | India_Electricity_Infrastructure.xlsx | NITI Aayog, "India Climate and Energy Dashboard (ICED) — Plant Information and Capacity Metatable," NITI Aayog, Government of India, New Delhi, Feb. 2025. [Online]. Available: https://iced.niti.gov.in
BAU | India | IN_N | Pragati-III Combined Cycle Gas Power Project | PWRNGSINDNO | Natural Gas CC | Oil & Gas | 1500 | 2010-10-24 | Delhi | 0.55 | Operational | India_Electricity_Infrastructure.xlsx | NITI Aayog, "India Climate and Energy Dashboard (ICED) — Plant Information and Capacity Metatable," NITI Aayog, Government of India, New Delhi, Feb. 2025. [Online]. Available: https://iced.niti.gov.in
BAU | India | IN_N | Ramgarh Gas Thermal Power Station | PWRNGSINDNO | Natural Gas CC | Oil & Gas | 273.5 | 1994-11-15 | Rajasthan | 0.55 | Operational | India_Electricity_Infrastructure.xlsx | NITI Aayog, "India Climate and Energy Dashboard (ICED) — Plant Information and Capacity Metatable," NITI Aayog, Government of India, New Delhi, Feb. 2025. [Online]. Available: https://iced.niti.gov.in
BAU | India | IN_N | Ajog Small Hydro Power Plant | PWRHYDINDNO | Hydro | Small Hydro | 5 | Pre-2000 | Himachal Pradesh | 0.45 | Operational | India_Electricity_Infrastructure.xlsx | NITI Aayog, "India Climate and Energy Dashboard (ICED) — Plant Information and Capacity Metatable," NITI Aayog, Government of India, New Delhi, Feb. 2025. [Online]. Available: https://iced.niti.gov.in
BAU | India | IN_N | Akhara Small Hydro Project | PWRHYDINDNO | Hydro | Small Hydro | 1.1 | 2010-03-25 | Punjab | 0.45 | Operational | India_Electricity_Infrastructure.xlsx | NITI Aayog, "India Climate and Energy Dashboard (ICED) — Plant Information and Capacity Metatable," NITI Aayog, Government of India, New Delhi, Feb. 2025. [Online]. Available: https://iced.niti.gov.in
BAU | India | IN_N | Aleo II Small Hydro Power Plant | PWRHYDINDNO | Hydro | Small Hydro | 4.8 | 2010-08-05 | Himachal Pradesh | 0.45 | Operational | India_Electricity_Infrastructure.xlsx | NITI Aayog, "India Climate and Energy Dashboard (ICED) — Plant Information and Capacity Metatable," NITI Aayog, Government of India, New Delhi, Feb. 2025. [Online]. Available: https://iced.niti.gov.in
BAU | India | IN_N | Aleo Small Hydro Power Plant | PWRHYDINDNO | Hydro | Small Hydro | 3 | 2005-08-01 | Himachal Pradesh | 0.45 | Operational | India_Electricity_Infrastructure.xlsx | NITI Aayog, "India Climate and Energy Dashboard (ICED) — Plant Information and Capacity Metatable," NITI Aayog, Government of India, New Delhi, Feb. 2025. [Online]. Available: https://iced.niti.gov.in
BAU | India | IN_N | Alwas Small Hydro Power Plant | PWRHYDINDNO | Hydro | Small Hydro | 2.25 | Pre-2000 | Himachal Pradesh | 0.45 | Operational | India_Electricity_Infrastructure.xlsx | NITI Aayog, "India Climate and Energy Dashboard (ICED) — Plant Information and Capacity Metatable," NITI Aayog, Government of India, New Delhi, Feb. 2025. [Online]. Available: https://iced.niti.gov.in
BAU | India | IN_N | Andhra II Small Hydro Power Project | PWRHYDINDNO | Hydro | Small Hydro | 5 | 2004-07-20 | Himachal Pradesh | 0.45 | Operational | India_Electricity_Infrastructure.xlsx | NITI Aayog, "India Climate and Energy Dashboard (ICED) — Plant Information and Capacity Metatable," NITI Aayog, Government of India, New Delhi, Feb. 2025. [Online]. Available: https://iced.niti.gov.in
BAU | India | IN_N | Andhra Small Hydro Power Plant | PWRHYDINDNO | Hydro | Small Hydro | 16.95 | 1987-06-01 | Himachal Pradesh | 0.45 | Operational | India_Electricity_Infrastructure.xlsx | NITI Aayog, "India Climate and Energy Dashboard (ICED) — Plant Information and Capacity Metatable," NITI Aayog, Government of India, New Delhi, Feb. 2025. [Online]. Available: https://iced.niti.gov.in
BAU | India | IN_N | Ani Small Hydro Power Project | PWRHYDINDNO | Hydro | Small Hydro | 5 | 2005-06-08 | Himachal Pradesh | 0.45 | Operational | India_Electricity_Infrastructure.xlsx | NITI Aayog, "India Climate and Energy Dashboard (ICED) — Plant Information and Capacity Metatable," NITI Aayog, Government of India, New Delhi, Feb. 2025. [Online]. Available: https://iced.niti.gov.in
BAU | India | IN_N | Anoopgarh Phase I Mini Hydel Station | PWRHYDINDNO | Hydro | Small Hydro | 4.5 | 1987-09-01 | Rajasthan | 0.45 | Operational | India_Electricity_Infrastructure.xlsx | NITI Aayog, "India Climate and Energy Dashboard (ICED) — Plant Information and Capacity Metatable," NITI Aayog, Government of India, New Delhi, Feb. 2025. [Online]. Available: https://iced.niti.gov.in
BAU | India | IN_N | Anoopgarh Phase II Mini Hydel Station | PWRHYDINDNO | Hydro | Small Hydro | 4.5 | 1987-12-01 | Rajasthan | 0.45 | Operational | India_Electricity_Infrastructure.xlsx | NITI Aayog, "India Climate and Energy Dashboard (ICED) — Plant Information and Capacity Metatable," NITI Aayog, Government of India, New Delhi, Feb. 2025. [Online]. Available: https://iced.niti.gov.in
BAU | India | IN_N | Awa Small Hydro Power Project | PWRHYDINDNO | Hydro | Small Hydro | 4.5 | 2000-05-31 | Himachal Pradesh | 0.45 | Operational | India_Electricity_Infrastructure.xlsx | NITI Aayog, "India Climate and Energy Dashboard (ICED) — Plant Information and Capacity Metatable," NITI Aayog, Government of India, New Delhi, Feb. 2025. [Online]. Available: https://iced.niti.gov.in
BAU | India | IN_N | Babail Small Hydro Power Station | PWRHYDINDNO | Hydro | Small Hydro | 3 | Pre-2000 | Uttar Pradesh | 0.45 | Operational | India_Electricity_Infrastructure.xlsx | NITI Aayog, "India Climate and Energy Dashboard (ICED) — Plant Information and Capacity Metatable," NITI Aayog, Government of India, New Delhi, Feb. 2025. [Online]. Available: https://iced.niti.gov.in
BAU | India | IN_N | Babbanpur Small Hydro Project | PWRHYDINDNO | Hydro | Small Hydro | 1.25 | 2004-07-01 | Punjab | 0.45 | Operational | India_Electricity_Infrastructure.xlsx | NITI Aayog, "India Climate and Energy Dashboard (ICED) — Plant Information and Capacity Metatable," NITI Aayog, Government of India, New Delhi, Feb. 2025. [Online]. Available: https://iced.niti.gov.in
BAU | India | IN_N | Bachham Micro Hydel Project | PWRHYDINDNO | Hydro | Small Hydro | 0.1 | Pre-2000 | Uttarakhand | 0.45 | Operational | India_Electricity_Infrastructure.xlsx | NITI Aayog, "India Climate and Energy Dashboard (ICED) — Plant Information and Capacity Metatable," NITI Aayog, Government of India, New Delhi, Feb. 2025. [Online]. Available: https://iced.niti.gov.in
BAU | India | IN_N | Badiyakot Micro Hydel Project | PWRHYDINDNO | Hydro | Small Hydro | 0.1 | Pre-2000 | Uttarakhand | 0.45 | Operational | India_Electricity_Infrastructure.xlsx | NITI Aayog, "India Climate and Energy Dashboard (ICED) — Plant Information and Capacity Metatable," NITI Aayog, Government of India, New Delhi, Feb. 2025. [Online]. Available: https://iced.niti.gov.in
BAU | India | IN_N | Bagar Micro Hydel Project | PWRHYDINDNO | Hydro | Small Hydro | 0.05 | Pre-2000 | Uttarakhand | 0.45 | Operational | India_Electricity_Infrastructure.xlsx | NITI Aayog, "India Climate and Energy Dashboard (ICED) — Plant Information and Capacity Metatable," NITI Aayog, Government of India, New Delhi, Feb. 2025. [Online]. Available: https://iced.niti.gov.in
BAU | India | IN_N | Bagipul Small Hydro Power Plant | PWRHYDINDNO | Hydro | Small Hydro | 1 | Pre-2000 | Himachal Pradesh | 0.45 | Operational | India_Electricity_Infrastructure.xlsx | NITI Aayog, "India Climate and Energy Dashboard (ICED) — Plant Information and Capacity Metatable," NITI Aayog, Government of India, New Delhi, Feb. 2025. [Online]. Available: https://iced.niti.gov.in
BAU | India | IN_N | Bagrood Small Hydro Power Project | PWRHYDINDNO | Hydro | Small Hydro | 0.24 | 2013-07-01 | Himachal Pradesh | 0.45 | Operational | India_Electricity_Infrastructure.xlsx | NITI Aayog, "India Climate and Energy Dashboard (ICED) — Plant Information and Capacity Metatable," NITI Aayog, Government of India, New Delhi, Feb. 2025. [Online]. Available: https://iced.niti.gov.in
BAU | India | IN_N | Balh Padhar Small Hydro Power Project | PWRHYDINDNO | Hydro | Small Hydro | 4 | 2008-03-01 | Himachal Pradesh | 0.45 | Operational | India_Electricity_Infrastructure.xlsx | NITI Aayog, "India Climate and Energy Dashboard (ICED) — Plant Information and Capacity Metatable," NITI Aayog, Government of India, New Delhi, Feb. 2025. [Online]. Available: https://iced.niti.gov.in
BAU | India | IN_N | Balij Ka Nallah-II Small Hydro Power Project | PWRHYDINDNO | Hydro | Small Hydro | 3.5 | 2002-10-24 | Himachal Pradesh | 0.45 | Operational | India_Electricity_Infrastructure.xlsx | NITI Aayog, "India Climate and Energy Dashboard (ICED) — Plant Information and Capacity Metatable," NITI Aayog, Government of India, New Delhi, Feb. 2025. [Online]. Available: https://iced.niti.gov.in
BAU | India | IN_N | Balij Ka Nallah-III Small Hydro Power Project | PWRHYDINDNO | Hydro | Small Hydro | 3 | Pre-2000 | Himachal Pradesh | 0.45 | Operational | India_Electricity_Infrastructure.xlsx | NITI Aayog, "India Climate and Energy Dashboard (ICED) — Plant Information and Capacity Metatable," NITI Aayog, Government of India, New Delhi, Feb. 2025. [Online]. Available: https://iced.niti.gov.in
BAU | India | IN_N | Balij ka Nala Small Hydro Power Project | PWRHYDINDNO | Hydro | Small Hydro | 3.5 | Pre-2000 | Himachal Pradesh | 0.45 | Operational | India_Electricity_Infrastructure.xlsx | NITI Aayog, "India Climate and Energy Dashboard (ICED) — Plant Information and Capacity Metatable," NITI Aayog, Government of India, New Delhi, Feb. 2025. [Online]. Available: https://iced.niti.gov.in
BAU | India | IN_N | Baloot Fozal Small Hydro Power Plant | PWRHYDINDNO | Hydro | Small Hydro | 4.6 | Pre-2000 | Himachal Pradesh | 0.45 | Operational | India_Electricity_Infrastructure.xlsx | NITI Aayog, "India Climate and Energy Dashboard (ICED) — Plant Information and Capacity Metatable," NITI Aayog, Government of India, New Delhi, Feb. 2025. [Online]. Available: https://iced.niti.gov.in
BAU | India | IN_N | Balsio Small Hydro Power Project | PWRHYDINDNO | Hydro | Small Hydro | 5 | 2011-02-01 | Himachal Pradesh | 0.45 | Operational | India_Electricity_Infrastructure.xlsx | NITI Aayog, "India Climate and Energy Dashboard (ICED) — Plant Information and Capacity Metatable," NITI Aayog, Government of India, New Delhi, Feb. 2025. [Online]. Available: https://iced.niti.gov.in
BAU | India | IN_N | Baltikulan Small Hydro Project | PWRHYDINDNO | Hydro | Small Hydro | 5 | Pre-2000 | Jammu and Kashmir | 0.45 | Operational | India_Electricity_Infrastructure.xlsx | NITI Aayog, "India Climate and Energy Dashboard (ICED) — Plant Information and Capacity Metatable," NITI Aayog, Government of India, New Delhi, Feb. 2025. [Online]. Available: https://iced.niti.gov.in
BAU | India | IN_N | Baner II Small Hydro Power Plant | PWRHYDINDNO | Hydro | Small Hydro | 6 | 2001-10-01 | Himachal Pradesh | 0.45 | Operational | India_Electricity_Infrastructure.xlsx | NITI Aayog, "India Climate and Energy Dashboard (ICED) — Plant Information and Capacity Metatable," NITI Aayog, Government of India, New Delhi, Feb. 2025. [Online]. Available: https://iced.niti.gov.in
BAU | India | IN_N | Baner III Small Hydro Power Plant | PWRHYDINDNO | Hydro | Small Hydro | 5 | 2005-11-22 | Himachal Pradesh | 0.45 | Operational | India_Electricity_Infrastructure.xlsx | NITI Aayog, "India Climate and Energy Dashboard (ICED) — Plant Information and Capacity Metatable," NITI Aayog, Government of India, New Delhi, Feb. 2025. [Online]. Available: https://iced.niti.gov.in
BAU | India | IN_N | Baner Sangam Small Hydro Power Project | PWRHYDINDNO | Hydro | Small Hydro | 5 | 2016-06-01 | Himachal Pradesh | 0.45 | Operational | India_Electricity_Infrastructure.xlsx | NITI Aayog, "India Climate and Energy Dashboard (ICED) — Plant Information and Capacity Metatable," NITI Aayog, Government of India, New Delhi, Feb. 2025. [Online]. Available: https://iced.niti.gov.in
BAU | India | IN_N | Baner Small Hydro Power Plant | PWRHYDINDNO | Hydro | Small Hydro | 12 | 1996-06-18 | Himachal Pradesh | 0.45 | Operational | India_Electricity_Infrastructure.xlsx | NITI Aayog, "India Climate and Energy Dashboard (ICED) — Plant Information and Capacity Metatable," NITI Aayog, Government of India, New Delhi, Feb. 2025. [Online]. Available: https://iced.niti.gov.in
BAU | India | IN_N | Bank Micro Hydel Project | PWRHYDINDNO | Hydro | Small Hydro | 0.1 | Pre-2000 | Uttarakhand | 0.45 | Operational | India_Electricity_Infrastructure.xlsx | NITI Aayog, "India Climate and Energy Dashboard (ICED) — Plant Information and Capacity Metatable," NITI Aayog, Government of India, New Delhi, Feb. 2025. [Online]. Available: https://iced.niti.gov.in
BAU | India | IN_N | Baragaon Small Hydro Power Project | PWRHYDINDNO | Hydro | Small Hydro | 24 | Pre-2000 | Himachal Pradesh | 0.45 | Operational | India_Electricity_Infrastructure.xlsx | NITI Aayog, "India Climate and Energy Dashboard (ICED) — Plant Information and Capacity Metatable," NITI Aayog, Government of India, New Delhi, Feb. 2025. [Online]. Available: https://iced.niti.gov.in
BAU | India | IN_N | Baragran Small Hydro Power Project | PWRHYDINDNO | Hydro | Small Hydro | 4.9 | 2000-03-30 | Himachal Pradesh | 0.45 | Operational | India_Electricity_Infrastructure.xlsx | NITI Aayog, "India Climate and Energy Dashboard (ICED) — Plant Information and Capacity Metatable," NITI Aayog, Government of India, New Delhi, Feb. 2025. [Online]. Available: https://iced.niti.gov.in
BAU | India | IN_N | Barewal & Jhammal Combined Hydro Project | PWRHYDINDNO | Hydro | Small Hydro | 0.9 | 2010-06-12 | Punjab | 0.45 | Operational | India_Electricity_Infrastructure.xlsx | NITI Aayog, "India Climate and Energy Dashboard (ICED) — Plant Information and Capacity Metatable," NITI Aayog, Government of India, New Delhi, Feb. 2025. [Online]. Available: https://iced.niti.gov.in
BAU | India | IN_N | Barseu Small Hydro Power Plant | PWRHYDINDNO | Hydro | Small Hydro | 3 | Pre-2000 | Himachal Pradesh | 0.45 | Operational | India_Electricity_Infrastructure.xlsx | NITI Aayog, "India Climate and Energy Dashboard (ICED) — Plant Information and Capacity Metatable," NITI Aayog, Government of India, New Delhi, Feb. 2025. [Online]. Available: https://iced.niti.gov.in
BAU | India | IN_N | Barthi Small Hydro Power Plant | PWRHYDINDNO | Hydro | Small Hydro | 1 | Pre-2000 | Himachal Pradesh | 0.45 | Operational | India_Electricity_Infrastructure.xlsx | NITI Aayog, "India Climate and Energy Dashboard (ICED) — Plant Information and Capacity Metatable," NITI Aayog, Government of India, New Delhi, Feb. 2025. [Online]. Available: https://iced.niti.gov.in
BAU | India | IN_N | Bazgo Small Hydro Project | PWRHYDINDNO | Hydro | Small Hydro | 0.3 | Pre-2000 | Ladakh | 0.45 | Operational | India_Electricity_Infrastructure.xlsx | NITI Aayog, "India Climate and Energy Dashboard (ICED) — Plant Information and Capacity Metatable," NITI Aayog, Government of India, New Delhi, Feb. 2025. [Online]. Available: https://iced.niti.gov.in
BAU | India | IN_N | Beas Small Hydro Power Project | PWRHYDINDNO | Hydro | Small Hydro | 2.25 | 2005-06-08 | Himachal Pradesh | 0.45 | Operational | India_Electricity_Infrastructure.xlsx | NITI Aayog, "India Climate and Energy Dashboard (ICED) — Plant Information and Capacity Metatable," NITI Aayog, Government of India, New Delhi, Feb. 2025. [Online]. Available: https://iced.niti.gov.in
BAU | India | IN_N | Behna-I Small Hydro Power Project | PWRHYDINDNO | Hydro | Small Hydro | 5 | 2006-07-25 | Himachal Pradesh | 0.45 | Operational | India_Electricity_Infrastructure.xlsx | NITI Aayog, "India Climate and Energy Dashboard (ICED) — Plant Information and Capacity Metatable," NITI Aayog, Government of India, New Delhi, Feb. 2025. [Online]. Available: https://iced.niti.gov.in
BAU | India | IN_N | Belij Small Hydro Power Project | PWRHYDINDNO | Hydro | Small Hydro | 5 | 2007-06-14 | Himachal Pradesh | 0.45 | Operational | India_Electricity_Infrastructure.xlsx | NITI Aayog, "India Climate and Energy Dashboard (ICED) — Plant Information and Capacity Metatable," NITI Aayog, Government of India, New Delhi, Feb. 2025. [Online]. Available: https://iced.niti.gov.in
BAU | India | IN_N | Belka Small Hydro Power Station | PWRHYDINDNO | Hydro | Small Hydro | 3 | Pre-2000 | Uttar Pradesh | 0.45 | Operational | India_Electricity_Infrastructure.xlsx | NITI Aayog, "India Climate and Energy Dashboard (ICED) — Plant Information and Capacity Metatable," NITI Aayog, Government of India, New Delhi, Feb. 2025. [Online]. Available: https://iced.niti.gov.in
BAU | India | IN_N | Bhaba Augmentation Hydro Electric Project | PWRHYDINDNO | Hydro | Small Hydro | 4.5 | 2011-07-09 | Himachal Pradesh | 0.45 | Operational | India_Electricity_Infrastructure.xlsx | NITI Aayog, "India Climate and Energy Dashboard (ICED) — Plant Information and Capacity Metatable," NITI Aayog, Government of India, New Delhi, Feb. 2025. [Online]. Available: https://iced.niti.gov.in
BAU | India | IN_N | Bhaderwah Small Hydro Project | PWRHYDINDNO | Hydro | Small Hydro | 1 | Pre-2000 | Jammu and Kashmir | 0.45 | Operational | India_Electricity_Infrastructure.xlsx | NITI Aayog, "India Climate and Energy Dashboard (ICED) — Plant Information and Capacity Metatable," NITI Aayog, Government of India, New Delhi, Feb. 2025. [Online]. Available: https://iced.niti.gov.in
BAU | India | IN_N | Bhanubhura Small Hydro Project | PWRHYDINDNO | Hydro | Small Hydro | 1.3 | 2003-04-26 | Punjab | 0.45 | Operational | India_Electricity_Infrastructure.xlsx | NITI Aayog, "India Climate and Energy Dashboard (ICED) — Plant Information and Capacity Metatable," NITI Aayog, Government of India, New Delhi, Feb. 2025. [Online]. Available: https://iced.niti.gov.in
BAU | India | IN_N | Bhilganga Hydro Power Project | PWRHYDINDNO | Hydro | Small Hydro | 24 | Pre-2000 | Uttarakhand | 0.45 | Operational | India_Electricity_Infrastructure.xlsx | NITI Aayog, "India Climate and Energy Dashboard (ICED) — Plant Information and Capacity Metatable," NITI Aayog, Government of India, New Delhi, Feb. 2025. [Online]. Available: https://iced.niti.gov.in
BAU | India | IN_N | Bhola Small Hydro Power Station | PWRHYDINDNO | Hydro | Small Hydro | 2.7 | 1928-12-01 | Uttar Pradesh | 0.45 | Operational | India_Electricity_Infrastructure.xlsx | NITI Aayog, "India Climate and Energy Dashboard (ICED) — Plant Information and Capacity Metatable," NITI Aayog, Government of India, New Delhi, Feb. 2025. [Online]. Available: https://iced.niti.gov.in
BAU | India | IN_N | Bhujal Small Hydro Power Plant | PWRHYDINDNO | Hydro | Small Hydro | 1 | Pre-2000 | Himachal Pradesh | 0.45 | Operational | India_Electricity_Infrastructure.xlsx | NITI Aayog, "India Climate and Energy Dashboard (ICED) — Plant Information and Capacity Metatable," NITI Aayog, Government of India, New Delhi, Feb. 2025. [Online]. Available: https://iced.niti.gov.in
BAU | India | IN_N | Bibiwala Small Hydro Project | PWRHYDINDNO | Hydro | Small Hydro | 0.4 | 2016-04-11 | Punjab | 0.45 | Operational | India_Electricity_Infrastructure.xlsx | NITI Aayog, "India Climate and Energy Dashboard (ICED) — Plant Information and Capacity Metatable," NITI Aayog, Government of India, New Delhi, Feb. 2025. [Online]. Available: https://iced.niti.gov.in
BAU | India | IN_N | Binwa Parai Small Hydro Power Plant | PWRHYDINDNO | Hydro | Small Hydro | 5 | 2007-06-07 | Himachal Pradesh | 0.45 | Operational | India_Electricity_Infrastructure.xlsx | NITI Aayog, "India Climate and Energy Dashboard (ICED) — Plant Information and Capacity Metatable," NITI Aayog, Government of India, New Delhi, Feb. 2025. [Online]. Available: https://iced.niti.gov.in
BAU | India | IN_N | Binwa Small Hydro Power Plant | PWRHYDINDNO | Hydro | Small Hydro | 6 | 1984-06-06 | Himachal Pradesh | 0.45 | Operational | India_Electricity_Infrastructure.xlsx | NITI Aayog, "India Climate and Energy Dashboard (ICED) — Plant Information and Capacity Metatable," NITI Aayog, Government of India, New Delhi, Feb. 2025. [Online]. Available: https://iced.niti.gov.in
BAU | India | IN_N | Binwa Small Hydro Power Project | PWRHYDINDNO | Hydro | Small Hydro | 4.5 | Pre-2000 | Himachal Pradesh | 0.45 | Operational | India_Electricity_Infrastructure.xlsx | NITI Aayog, "India Climate and Energy Dashboard (ICED) — Plant Information and Capacity Metatable," NITI Aayog, Government of India, New Delhi, Feb. 2025. [Online]. Available: https://iced.niti.gov.in
BAU | India | IN_N | Binwa-IV Small Hydro Power Project | PWRHYDINDNO | Hydro | Small Hydro | 4 | 2011-12-13 | Himachal Pradesh | 0.45 | Operational | India_Electricity_Infrastructure.xlsx | NITI Aayog, "India Climate and Energy Dashboard (ICED) — Plant Information and Capacity Metatable," NITI Aayog, Government of India, New Delhi, Feb. 2025. [Online]. Available: https://iced.niti.gov.in
BAU | India | IN_N | Birahi Ganga Hydro Power Project | PWRHYDINDNO | Hydro | Small Hydro | 7.2 | Pre-2000 | Uttarakhand | 0.45 | Operational | India_Electricity_Infrastructure.xlsx | NITI Aayog, "India Climate and Energy Dashboard (ICED) — Plant Information and Capacity Metatable," NITI Aayog, Government of India, New Delhi, Feb. 2025. [Online]. Available: https://iced.niti.gov.in
BAU | India | IN_N | Birsalpur Mini Hydel Station | PWRHYDINDNO | Hydro | Small Hydro | 0.54 | 1998-10-01 | Rajasthan | 0.45 | Operational | India_Electricity_Infrastructure.xlsx | NITI Aayog, "India Climate and Energy Dashboard (ICED) — Plant Information and Capacity Metatable," NITI Aayog, Government of India, New Delhi, Feb. 2025. [Online]. Available: https://iced.niti.gov.in
BAU | India | IN_N | Borbalda Micro Hydel Project | PWRHYDINDNO | Hydro | Small Hydro | 0.03 | Pre-2000 | Uttarakhand | 0.45 | Operational | India_Electricity_Infrastructure.xlsx | NITI Aayog, "India Climate and Energy Dashboard (ICED) — Plant Information and Capacity Metatable," NITI Aayog, Government of India, New Delhi, Feb. 2025. [Online]. Available: https://iced.niti.gov.in
BAU | India | IN_N | Bowani Small Hydro Project | PWRHYDINDNO | Hydro | Small Hydro | 1 | 2002-08-22 | Punjab | 0.45 | Operational | India_Electricity_Infrastructure.xlsx | NITI Aayog, "India Climate and Energy Dashboard (ICED) — Plant Information and Capacity Metatable," NITI Aayog, Government of India, New Delhi, Feb. 2025. [Online]. Available: https://iced.niti.gov.in
BAU | India | IN_N | Bowani Small Hydro Project 2 | PWRHYDINDNO | Hydro | Small Hydro | 1.2 | 2012-03-20 | Punjab | 0.45 | Operational | India_Electricity_Infrastructure.xlsx | NITI Aayog, "India Climate and Energy Dashboard (ICED) — Plant Information and Capacity Metatable," NITI Aayog, Government of India, New Delhi, Feb. 2025. [Online]. Available: https://iced.niti.gov.in
BAU | India | IN_N | Brahal Small Hydro Power Project | PWRHYDINDNO | Hydro | Small Hydro | 4 | 2005-06-08 | Himachal Pradesh | 0.45 | Operational | India_Electricity_Infrastructure.xlsx | NITI Aayog, "India Climate and Energy Dashboard (ICED) — Plant Information and Capacity Metatable," NITI Aayog, Government of India, New Delhi, Feb. 2025. [Online]. Available: https://iced.niti.gov.in
BAU | India | IN_N | Braham Ganga Small Hydro Power Project | PWRHYDINDNO | Hydro | Small Hydro | 5 | 2002-08-02 | Himachal Pradesh | 0.45 | Operational | India_Electricity_Infrastructure.xlsx | NITI Aayog, "India Climate and Energy Dashboard (ICED) — Plant Information and Capacity Metatable," NITI Aayog, Government of India, New Delhi, Feb. 2025. [Online]. Available: https://iced.niti.gov.in
BAU | India | IN_N | Brahl Top Small Hydro Power Plant | PWRHYDINDNO | Hydro | Small Hydro | 5 | 2012-04-20 | Himachal Pradesh | 0.45 | Operational | India_Electricity_Infrastructure.xlsx | NITI Aayog, "India Climate and Energy Dashboard (ICED) — Plant Information and Capacity Metatable," NITI Aayog, Government of India, New Delhi, Feb. 2025. [Online]. Available: https://iced.niti.gov.in
BAU | India | IN_N | Brua Hydroelectric Project | PWRHYDINDNO | Hydro | Small Hydro | 9 | Pre-2000 | Himachal Pradesh | 0.45 | Operational | India_Electricity_Infrastructure.xlsx | NITI Aayog, "India Climate and Energy Dashboard (ICED) — Plant Information and Capacity Metatable," NITI Aayog, Government of India, New Delhi, Feb. 2025. [Online]. Available: https://iced.niti.gov.in
BAU | India | IN_N | CLC India (Spentex Industries Ltd.) Small Hydro Project | PWRHYDINDNO | Hydro | Small Hydro | 3 | Pre-2000 | Himachal Pradesh | 0.45 | Operational | India_Electricity_Infrastructure.xlsx | NITI Aayog, "India Climate and Energy Dashboard (ICED) — Plant Information and Capacity Metatable," NITI Aayog, Government of India, New Delhi, Feb. 2025. [Online]. Available: https://iced.niti.gov.in
BAU | India | IN_N | Chaba Small Hydro Power Project | PWRHYDINDNO | Hydro | Small Hydro | 1.75 | 1919-06-22 | Himachal Pradesh | 0.45 | Operational | India_Electricity_Infrastructure.xlsx | NITI Aayog, "India Climate and Energy Dashboard (ICED) — Plant Information and Capacity Metatable," NITI Aayog, Government of India, New Delhi, Feb. 2025. [Online]. Available: https://iced.niti.gov.in
BAU | India | IN_N | Chachyot Small Hydro Power Project | PWRHYDINDNO | Hydro | Small Hydro | 3.5 | 2008-02-25 | Himachal Pradesh | 0.45 | Operational | India_Electricity_Infrastructure.xlsx | NITI Aayog, "India Climate and Energy Dashboard (ICED) — Plant Information and Capacity Metatable," NITI Aayog, Government of India, New Delhi, Feb. 2025. [Online]. Available: https://iced.niti.gov.in
BAU | India | IN_N | Chaini Tepa Small Hydro Power Plant | PWRHYDINDNO | Hydro | Small Hydro | 5 | Pre-2000 | Himachal Pradesh | 0.45 | Operational | India_Electricity_Infrastructure.xlsx | NITI Aayog, "India Climate and Energy Dashboard (ICED) — Plant Information and Capacity Metatable," NITI Aayog, Government of India, New Delhi, Feb. 2025. [Online]. Available: https://iced.niti.gov.in
BAU | India | IN_N | Chaksi Small Hydro Power Plant | PWRHYDINDNO | Hydro | Small Hydro | 2.4 | 2012-06-01 | Himachal Pradesh | 0.45 | Operational | India_Electricity_Infrastructure.xlsx | NITI Aayog, "India Climate and Energy Dashboard (ICED) — Plant Information and Capacity Metatable," NITI Aayog, Government of India, New Delhi, Feb. 2025. [Online]. Available: https://iced.niti.gov.in
BAU | India | IN_N | Chamoli Hydro Power Project | PWRHYDINDNO | Hydro | Small Hydro | 5 | Pre-2000 | Uttarakhand | 0.45 | Operational | India_Electricity_Infrastructure.xlsx | NITI Aayog, "India Climate and Energy Dashboard (ICED) — Plant Information and Capacity Metatable," NITI Aayog, Government of India, New Delhi, Feb. 2025. [Online]. Available: https://iced.niti.gov.in
BAU | India | IN_N | Chandigarh Distillers and Bottlers Ltd. (CDB Group) Plant 1 | PWRHYDINDNO | Hydro | Small Hydro | 9 | Pre-2000 | Himachal Pradesh | 0.45 | Operational | India_Electricity_Infrastructure.xlsx | NITI Aayog, "India Climate and Energy Dashboard (ICED) — Plant Information and Capacity Metatable," NITI Aayog, Government of India, New Delhi, Feb. 2025. [Online]. Available: https://iced.niti.gov.in
BAU | India | IN_N | Chandigarh Distillers and Bottlers Ltd. (CDB Group) Plant 2 | PWRHYDINDNO | Hydro | Small Hydro | 4 | Pre-2000 | Himachal Pradesh | 0.45 | Operational | India_Electricity_Infrastructure.xlsx | NITI Aayog, "India Climate and Energy Dashboard (ICED) — Plant Information and Capacity Metatable," NITI Aayog, Government of India, New Delhi, Feb. 2025. [Online]. Available: https://iced.niti.gov.in
BAU | India | IN_N | Chandni Small Hydro Power Project | PWRHYDINDNO | Hydro | Small Hydro | 3 | 2000-03-30 | Himachal Pradesh | 0.45 | Operational | India_Electricity_Infrastructure.xlsx | NITI Aayog, "India Climate and Energy Dashboard (ICED) — Plant Information and Capacity Metatable," NITI Aayog, Government of India, New Delhi, Feb. 2025. [Online]. Available: https://iced.niti.gov.in
BAU | India | IN_N | Channuwal Small Hydro Project | PWRHYDINDNO | Hydro | Small Hydro | 0.9 | 2009-09-30 | Punjab | 0.45 | Operational | India_Electricity_Infrastructure.xlsx | NITI Aayog, "India Climate and Energy Dashboard (ICED) — Plant Information and Capacity Metatable," NITI Aayog, Government of India, New Delhi, Feb. 2025. [Online]. Available: https://iced.niti.gov.in
BAU | India | IN_N | Charanwala Mini Hydel Station | PWRHYDINDNO | Hydro | Small Hydro | 1.2 | 1994-03-01 | Rajasthan | 0.45 | Operational | India_Electricity_Infrastructure.xlsx | NITI Aayog, "India Climate and Energy Dashboard (ICED) — Plant Information and Capacity Metatable," NITI Aayog, Government of India, New Delhi, Feb. 2025. [Online]. Available: https://iced.niti.gov.in
BAU | India | IN_N | Chenani -III Small Hydro Project | PWRHYDINDNO | Hydro | Small Hydro | 7.5 | Pre-2000 | Jammu and Kashmir | 0.45 | Operational | India_Electricity_Infrastructure.xlsx | NITI Aayog, "India Climate and Energy Dashboard (ICED) — Plant Information and Capacity Metatable," NITI Aayog, Government of India, New Delhi, Feb. 2025. [Online]. Available: https://iced.niti.gov.in
BAU | India | IN_N | Chenani-I Small Hydro Project | PWRHYDINDNO | Hydro | Small Hydro | 23.3 | 1971-12-01 | Jammu and Kashmir | 0.45 | Operational | India_Electricity_Infrastructure.xlsx | NITI Aayog, "India Climate and Energy Dashboard (ICED) — Plant Information and Capacity Metatable," NITI Aayog, Government of India, New Delhi, Feb. 2025. [Online]. Available: https://iced.niti.gov.in
BAU | India | IN_N | Chenani-II Small Hydro Project | PWRHYDINDNO | Hydro | Small Hydro | 2 | Pre-2000 | Jammu and Kashmir | 0.45 | Operational | India_Electricity_Infrastructure.xlsx | NITI Aayog, "India Climate and Energy Dashboard (ICED) — Plant Information and Capacity Metatable," NITI Aayog, Government of India, New Delhi, Feb. 2025. [Online]. Available: https://iced.niti.gov.in
BAU | India | IN_N | Chho Tundah Small Hydro Power Plant | PWRHYDINDNO | Hydro | Small Hydro | 4.5 | Pre-2000 | Himachal Pradesh | 0.45 | Operational | India_Electricity_Infrastructure.xlsx | NITI Aayog, "India Climate and Energy Dashboard (ICED) — Plant Information and Capacity Metatable," NITI Aayog, Government of India, New Delhi, Feb. 2025. [Online]. Available: https://iced.niti.gov.in
BAU | India | IN_N | Chhoned-I Small Hydro Power Plant | PWRHYDINDNO | Hydro | Small Hydro | 5 | Pre-2000 | Himachal Pradesh | 0.45 | Operational | India_Electricity_Infrastructure.xlsx | NITI Aayog, "India Climate and Energy Dashboard (ICED) — Plant Information and Capacity Metatable," NITI Aayog, Government of India, New Delhi, Feb. 2025. [Online]. Available: https://iced.niti.gov.in
BAU | India | IN_N | Chiludgad Micro Hydel Project | PWRHYDINDNO | Hydro | Small Hydro | 0.1 | Pre-2000 | Uttarakhand | 0.45 | Operational | India_Electricity_Infrastructure.xlsx | NITI Aayog, "India Climate and Energy Dashboard (ICED) — Plant Information and Capacity Metatable," NITI Aayog, Government of India, New Delhi, Feb. 2025. [Online]. Available: https://iced.niti.gov.in
BAU | India | IN_N | Ching Small Hydro Power Project | PWRHYDINDNO | Hydro | Small Hydro | 1 | 2000-05-31 | Himachal Pradesh | 0.45 | Operational | India_Electricity_Infrastructure.xlsx | NITI Aayog, "India Climate and Energy Dashboard (ICED) — Plant Information and Capacity Metatable," NITI Aayog, Government of India, New Delhi, Feb. 2025. [Online]. Available: https://iced.niti.gov.in
BAU | India | IN_N | Chirchind Small Hydro Power Project | PWRHYDINDNO | Hydro | Small Hydro | 5 | 2001-05-16 | Himachal Pradesh | 0.45 | Operational | India_Electricity_Infrastructure.xlsx | NITI Aayog, "India Climate and Energy Dashboard (ICED) — Plant Information and Capacity Metatable," NITI Aayog, Government of India, New Delhi, Feb. 2025. [Online]. Available: https://iced.niti.gov.in
BAU | India | IN_N | Chitraura Small Hydro Power Station | PWRHYDINDNO | Hydro | Small Hydro | 3 | Pre-2000 | Uttar Pradesh | 0.45 | Operational | India_Electricity_Infrastructure.xlsx | NITI Aayog, "India Climate and Energy Dashboard (ICED) — Plant Information and Capacity Metatable," NITI Aayog, Government of India, New Delhi, Feb. 2025. [Online]. Available: https://iced.niti.gov.in
BAU | India | IN_N | Choting Micro Hydel Project | PWRHYDINDNO | Hydro | Small Hydro | 0.1 | Pre-2000 | Uttarakhand | 0.45 | Operational | India_Electricity_Infrastructure.xlsx | NITI Aayog, "India Climate and Energy Dashboard (ICED) — Plant Information and Capacity Metatable," NITI Aayog, Government of India, New Delhi, Feb. 2025. [Online]. Available: https://iced.niti.gov.in
BAU | India | IN_N | Choudhary Power Projects | PWRHYDINDNO | Hydro | Small Hydro | 15 | Pre-2000 | Jammu and Kashmir | 0.45 | Operational | India_Electricity_Infrastructure.xlsx | NITI Aayog, "India Climate and Energy Dashboard (ICED) — Plant Information and Capacity Metatable," NITI Aayog, Government of India, New Delhi, Feb. 2025. [Online]. Available: https://iced.niti.gov.in
BAU | India | IN_N | Chupki Small Hydro Project | PWRHYDINDNO | Hydro | Small Hydro | 1.5 | 1999-11-12 | Punjab | 0.45 | Operational | India_Electricity_Infrastructure.xlsx | NITI Aayog, "India Climate and Energy Dashboard (ICED) — Plant Information and Capacity Metatable," NITI Aayog, Government of India, New Delhi, Feb. 2025. [Online]. Available: https://iced.niti.gov.in
BAU | India | IN_N | Dadahur & Chakbhai Combined Hydro Project | PWRHYDINDNO | Hydro | Small Hydro | 2 | 2004-11-18 | Punjab | 0.45 | Operational | India_Electricity_Infrastructure.xlsx | NITI Aayog, "India Climate and Energy Dashboard (ICED) — Plant Information and Capacity Metatable," NITI Aayog, Government of India, New Delhi, Feb. 2025. [Online]. Available: https://iced.niti.gov.in
BAU | India | IN_N | Dadupur Mini Hydel Scheme | PWRHYDINDNO | Hydro | Small Hydro | 6 | 2010-12-01 | Haryana | 0.45 | Operational | India_Electricity_Infrastructure.xlsx | NITI Aayog, "India Climate and Energy Dashboard (ICED) — Plant Information and Capacity Metatable," NITI Aayog, Government of India, New Delhi, Feb. 2025. [Online]. Available: https://iced.niti.gov.in
BAU | India | IN_N | Dah Small Hydro Project | PWRHYDINDNO | Hydro | Small Hydro | 6 | Pre-2000 | Ladakh | 0.45 | Operational | India_Electricity_Infrastructure.xlsx | NITI Aayog, "India Climate and Energy Dashboard (ICED) — Plant Information and Capacity Metatable," NITI Aayog, Government of India, New Delhi, Feb. 2025. [Online]. Available: https://iced.niti.gov.in
BAU | India | IN_N | Dalla Small Hydro Project | PWRHYDINDNO | Hydro | Small Hydro | 1 | 1999-05-24 | Punjab | 0.45 | Operational | India_Electricity_Infrastructure.xlsx | NITI Aayog, "India Climate and Energy Dashboard (ICED) — Plant Information and Capacity Metatable," NITI Aayog, Government of India, New Delhi, Feb. 2025. [Online]. Available: https://iced.niti.gov.in
BAU | India | IN_N | Daredi Small Hydro Power Plant | PWRHYDINDNO | Hydro | Small Hydro | 4 | Pre-2000 | Himachal Pradesh | 0.45 | Operational | India_Electricity_Infrastructure.xlsx | NITI Aayog, "India Climate and Energy Dashboard (ICED) — Plant Information and Capacity Metatable," NITI Aayog, Government of India, New Delhi, Feb. 2025. [Online]. Available: https://iced.niti.gov.in
BAU | India | IN_N | Daudhar Small Hydro Project | PWRHYDINDNO | Hydro | Small Hydro | 1.5 | Pre-2000 | Punjab | 0.45 | Operational | India_Electricity_Infrastructure.xlsx | NITI Aayog, "India Climate and Energy Dashboard (ICED) — Plant Information and Capacity Metatable," NITI Aayog, Government of India, New Delhi, Feb. 2025. [Online]. Available: https://iced.niti.gov.in
BAU | India | IN_N | Daudhar Small Hydro Project | PWRHYDINDNO | Hydro | Small Hydro | 1.5 | 1987-07-16 | Punjab | 0.45 | Operational | India_Electricity_Infrastructure.xlsx | NITI Aayog, "India Climate and Energy Dashboard (ICED) — Plant Information and Capacity Metatable," NITI Aayog, Government of India, New Delhi, Feb. 2025. [Online]. Available: https://iced.niti.gov.in
BAU | India | IN_N | Dawaitwal, Issewal & Kailpur Combined Small Hydro Project | PWRHYDINDNO | Hydro | Small Hydro | 0.9 | 2011-07-15 | Punjab | 0.45 | Operational | India_Electricity_Infrastructure.xlsx | NITI Aayog, "India Climate and Energy Dashboard (ICED) — Plant Information and Capacity Metatable," NITI Aayog, Government of India, New Delhi, Feb. 2025. [Online]. Available: https://iced.niti.gov.in
BAU | India | IN_N | Dehar II Small Hydro Power Project | PWRHYDINDNO | Hydro | Small Hydro | 1.5 | 2005-12-22 | Himachal Pradesh | 0.45 | Operational | India_Electricity_Infrastructure.xlsx | NITI Aayog, "India Climate and Energy Dashboard (ICED) — Plant Information and Capacity Metatable," NITI Aayog, Government of India, New Delhi, Feb. 2025. [Online]. Available: https://iced.niti.gov.in
BAU | India | IN_N | Dehar Small Hydro Power Project | PWRHYDINDNO | Hydro | Small Hydro | 5 | 2000-03-30 | Himachal Pradesh | 0.45 | Operational | India_Electricity_Infrastructure.xlsx | NITI Aayog, "India Climate and Energy Dashboard (ICED) — Plant Information and Capacity Metatable," NITI Aayog, Government of India, New Delhi, Feb. 2025. [Online]. Available: https://iced.niti.gov.in
BAU | India | IN_N | Dhugli Small Hydro Power Plant | PWRHYDINDNO | Hydro | Small Hydro | 3.5 | Pre-2000 | Himachal Pradesh | 0.45 | Operational | India_Electricity_Infrastructure.xlsx | NITI Aayog, "India Climate and Energy Dashboard (ICED) — Plant Information and Capacity Metatable," NITI Aayog, Government of India, New Delhi, Feb. 2025. [Online]. Available: https://iced.niti.gov.in
BAU | India | IN_N | Dikleri Small Hydo Power Project | PWRHYDINDNO | Hydro | Small Hydro | 2 | 2009-01-12 | Himachal Pradesh | 0.45 | Operational | India_Electricity_Infrastructure.xlsx | NITI Aayog, "India Climate and Energy Dashboard (ICED) — Plant Information and Capacity Metatable," NITI Aayog, Government of India, New Delhi, Feb. 2025. [Online]. Available: https://iced.niti.gov.in
BAU | India | IN_N | Dogtigaun Micro Hydel Project | PWRHYDINDNO | Hydro | Small Hydro | 0.02 | Pre-2000 | Uttarakhand | 0.45 | Operational | India_Electricity_Infrastructure.xlsx | NITI Aayog, "India Climate and Energy Dashboard (ICED) — Plant Information and Capacity Metatable," NITI Aayog, Government of India, New Delhi, Feb. 2025. [Online]. Available: https://iced.niti.gov.in
BAU | India | IN_N | Dolowal Small Hydro Project | PWRHYDINDNO | Hydro | Small Hydro | 1.4 | 2003-04-26 | Punjab | 0.45 | Operational | India_Electricity_Infrastructure.xlsx | NITI Aayog, "India Climate and Energy Dashboard (ICED) — Plant Information and Capacity Metatable," NITI Aayog, Government of India, New Delhi, Feb. 2025. [Online]. Available: https://iced.niti.gov.in
BAU | India | IN_N | Drinidhar Small Hydro Power Plant | PWRHYDINDNO | Hydro | Small Hydro | 5 | 2005-06-08 | Himachal Pradesh | 0.45 | Operational | India_Electricity_Infrastructure.xlsx | NITI Aayog, "India Climate and Energy Dashboard (ICED) — Plant Information and Capacity Metatable," NITI Aayog, Government of India, New Delhi, Feb. 2025. [Online]. Available: https://iced.niti.gov.in
BAU | India | IN_N | Dug Small Hydro Power Plant | PWRHYDINDNO | Hydro | Small Hydro | 1.5 | Pre-2000 | Himachal Pradesh | 0.45 | Operational | India_Electricity_Infrastructure.xlsx | NITI Aayog, "India Climate and Energy Dashboard (ICED) — Plant Information and Capacity Metatable," NITI Aayog, Government of India, New Delhi, Feb. 2025. [Online]. Available: https://iced.niti.gov.in
BAU | India | IN_N | Dukrund Small Hydro Power Plant | PWRHYDINDNO | Hydro | Small Hydro | 3 | Pre-2000 | Himachal Pradesh | 0.45 | Operational | India_Electricity_Infrastructure.xlsx | NITI Aayog, "India Climate and Energy Dashboard (ICED) — Plant Information and Capacity Metatable," NITI Aayog, Government of India, New Delhi, Feb. 2025. [Online]. Available: https://iced.niti.gov.in
BAU | India | IN_N | Dukrund-I Small Hydro Power Plant | PWRHYDINDNO | Hydro | Small Hydro | 3 | Pre-2000 | Himachal Pradesh | 0.45 | Operational | India_Electricity_Infrastructure.xlsx | NITI Aayog, "India Climate and Energy Dashboard (ICED) — Plant Information and Capacity Metatable," NITI Aayog, Government of India, New Delhi, Feb. 2025. [Online]. Available: https://iced.niti.gov.in
BAU | India | IN_N | Dunali Small Hydro Power Project | PWRHYDINDNO | Hydro | Small Hydro | 5 | 2002-11-18 | Himachal Pradesh | 0.45 | Operational | India_Electricity_Infrastructure.xlsx | NITI Aayog, "India Climate and Energy Dashboard (ICED) — Plant Information and Capacity Metatable," NITI Aayog, Government of India, New Delhi, Feb. 2025. [Online]. Available: https://iced.niti.gov.in
BAU | India | IN_N | Dunao Small Hydel Project | PWRHYDINDNO | Hydro | Small Hydro | 1.5 | 2017-07-01 | Uttarakhand | 0.45 | Operational | India_Electricity_Infrastructure.xlsx | NITI Aayog, "India Climate and Energy Dashboard (ICED) — Plant Information and Capacity Metatable," NITI Aayog, Government of India, New Delhi, Feb. 2025. [Online]. Available: https://iced.niti.gov.in
BAU | India | IN_N | Durghed Small Hydro Power Plant | PWRHYDINDNO | Hydro | Small Hydro | 1.1 | Pre-2000 | Himachal Pradesh | 0.45 | Operational | India_Electricity_Infrastructure.xlsx | NITI Aayog, "India Climate and Energy Dashboard (ICED) — Plant Information and Capacity Metatable," NITI Aayog, Government of India, New Delhi, Feb. 2025. [Online]. Available: https://iced.niti.gov.in
BAU | India | IN_N | GTV Engineering Ltd. Small Hydro Project | PWRHYDINDNO | Hydro | Small Hydro | 5 | Pre-2000 | Himachal Pradesh | 0.45 | Operational | India_Electricity_Infrastructure.xlsx | NITI Aayog, "India Climate and Energy Dashboard (ICED) — Plant Information and Capacity Metatable," NITI Aayog, Government of India, New Delhi, Feb. 2025. [Online]. Available: https://iced.niti.gov.in
BAU | India | IN_N | Gaj II Small Hydro Power Plant | PWRHYDINDNO | Hydro | Small Hydro | 1.5 | 2005-06-08 | Himachal Pradesh | 0.45 | Operational | India_Electricity_Infrastructure.xlsx | NITI Aayog, "India Climate and Energy Dashboard (ICED) — Plant Information and Capacity Metatable," NITI Aayog, Government of India, New Delhi, Feb. 2025. [Online]. Available: https://iced.niti.gov.in
BAU | India | IN_N | Gaj Small Hydro Power Plant | PWRHYDINDNO | Hydro | Small Hydro | 10.5 | 1996-06-18 | Himachal Pradesh | 0.45 | Operational | India_Electricity_Infrastructure.xlsx | NITI Aayog, "India Climate and Energy Dashboard (ICED) — Plant Information and Capacity Metatable," NITI Aayog, Government of India, New Delhi, Feb. 2025. [Online]. Available: https://iced.niti.gov.in
BAU | India | IN_N | Gaj Top Small Hydro Power Plant | PWRHYDINDNO | Hydro | Small Hydro | 3.8 | 2011-06-20 | Himachal Pradesh | 0.45 | Operational | India_Electricity_Infrastructure.xlsx | NITI Aayog, "India Climate and Energy Dashboard (ICED) — Plant Information and Capacity Metatable," NITI Aayog, Government of India, New Delhi, Feb. 2025. [Online]. Available: https://iced.niti.gov.in
BAU | India | IN_N | Gaj-III Small Hydro Power Project | PWRHYDINDNO | Hydro | Small Hydro | 3.6 | 2011-04-07 | Himachal Pradesh | 0.45 | Operational | India_Electricity_Infrastructure.xlsx | NITI Aayog, "India Climate and Energy Dashboard (ICED) — Plant Information and Capacity Metatable," NITI Aayog, Government of India, New Delhi, Feb. 2025. [Online]. Available: https://iced.niti.gov.in
BAU | India | IN_N | Galogi Hydel Power Station | PWRHYDINDNO | Hydro | Small Hydro | 3 | 1912-11-19 | Uttarakhand | 0.45 | Operational | India_Electricity_Infrastructure.xlsx | NITI Aayog, "India Climate and Energy Dashboard (ICED) — Plant Information and Capacity Metatable," NITI Aayog, Government of India, New Delhi, Feb. 2025. [Online]. Available: https://iced.niti.gov.in
BAU | India | IN_N | Gamshali Bampa Micro Hydel Project | PWRHYDINDNO | Hydro | Small Hydro | 0.05 | Pre-2000 | Uttarakhand | 0.45 | Operational | India_Electricity_Infrastructure.xlsx | NITI Aayog, "India Climate and Energy Dashboard (ICED) — Plant Information and Capacity Metatable," NITI Aayog, Government of India, New Delhi, Feb. 2025. [Online]. Available: https://iced.niti.gov.in
BAU | India | IN_N | Ganderbal Small Hydro Project | PWRHYDINDNO | Hydro | Small Hydro | 15 | Pre-2000 | Jammu and Kashmir | 0.45 | Operational | India_Electricity_Infrastructure.xlsx | NITI Aayog, "India Climate and Energy Dashboard (ICED) — Plant Information and Capacity Metatable," NITI Aayog, Government of India, New Delhi, Feb. 2025. [Online]. Available: https://iced.niti.gov.in
BAU | India | IN_N | Gangotri Kedarganga Micro Hydel Project | PWRHYDINDNO | Hydro | Small Hydro | 0.15 | Pre-2000 | Uttarakhand | 0.45 | Operational | India_Electricity_Infrastructure.xlsx | NITI Aayog, "India Climate and Energy Dashboard (ICED) — Plant Information and Capacity Metatable," NITI Aayog, Government of India, New Delhi, Feb. 2025. [Online]. Available: https://iced.niti.gov.in
BAU | India | IN_N | Gangotri Rudragara Micro Hydel Project | PWRHYDINDNO | Hydro | Small Hydro | 0.15 | Pre-2000 | Uttarakhand | 0.45 | Operational | India_Electricity_Infrastructure.xlsx | NITI Aayog, "India Climate and Energy Dashboard (ICED) — Plant Information and Capacity Metatable," NITI Aayog, Government of India, New Delhi, Feb. 2025. [Online]. Available: https://iced.niti.gov.in
BAU | India | IN_N | Gehra Small Hydro Power Plant | PWRHYDINDNO | Hydro | Small Hydro | 2 | Pre-2000 | Himachal Pradesh | 0.45 | Operational | India_Electricity_Infrastructure.xlsx | NITI Aayog, "India Climate and Energy Dashboard (ICED) — Plant Information and Capacity Metatable," NITI Aayog, Government of India, New Delhi, Feb. 2025. [Online]. Available: https://iced.niti.gov.in
BAU | India | IN_N | Ghanvi II Small Hydro Power Plant | PWRHYDINDNO | Hydro | Small Hydro | 10 | Pre-2000 | Himachal Pradesh | 0.45 | Operational | India_Electricity_Infrastructure.xlsx | NITI Aayog, "India Climate and Energy Dashboard (ICED) — Plant Information and Capacity Metatable," NITI Aayog, Government of India, New Delhi, Feb. 2025. [Online]. Available: https://iced.niti.gov.in
BAU | India | IN_N | Ghanvi Small Hydro Power Plant | PWRHYDINDNO | Hydro | Small Hydro | 22.5 | 2000-12-01 | Himachal Pradesh | 0.45 | Operational | India_Electricity_Infrastructure.xlsx | NITI Aayog, "India Climate and Energy Dashboard (ICED) — Plant Information and Capacity Metatable," NITI Aayog, Government of India, New Delhi, Feb. 2025. [Online]. Available: https://iced.niti.gov.in
BAU | India | IN_N | Gharwan Small Hydro Power Plant | PWRHYDINDNO | Hydro | Small Hydro | 5 | Pre-2000 | Himachal Pradesh | 0.45 | Operational | India_Electricity_Infrastructure.xlsx | NITI Aayog, "India Climate and Energy Dashboard (ICED) — Plant Information and Capacity Metatable," NITI Aayog, Government of India, New Delhi, Feb. 2025. [Online]. Available: https://iced.niti.gov.in
BAU | India | IN_N | Ghator Top Small Hydro Power Plant | PWRHYDINDNO | Hydro | Small Hydro | 4.98 | Pre-2000 | Himachal Pradesh | 0.45 | Operational | India_Electricity_Infrastructure.xlsx | NITI Aayog, "India Climate and Energy Dashboard (ICED) — Plant Information and Capacity Metatable," NITI Aayog, Government of India, New Delhi, Feb. 2025. [Online]. Available: https://iced.niti.gov.in
BAU | India | IN_N | Ghator-I Small Hydro Power Plant | PWRHYDINDNO | Hydro | Small Hydro | 2.2 | Pre-2000 | Himachal Pradesh | 0.45 | Operational | India_Electricity_Infrastructure.xlsx | NITI Aayog, "India Climate and Energy Dashboard (ICED) — Plant Information and Capacity Metatable," NITI Aayog, Government of India, New Delhi, Feb. 2025. [Online]. Available: https://iced.niti.gov.in
BAU | India | IN_N | Gholian Small Hydro Project | PWRHYDINDNO | Hydro | Small Hydro | 0.8 | 2009-10-04 | Punjab | 0.45 | Operational | India_Electricity_Infrastructure.xlsx | NITI Aayog, "India Climate and Energy Dashboard (ICED) — Plant Information and Capacity Metatable," NITI Aayog, Government of India, New Delhi, Feb. 2025. [Online]. Available: https://iced.niti.gov.in
BAU | India | IN_N | Gogina - II Micro Hydel Project | PWRHYDINDNO | Hydro | Small Hydro | 0.05 | Pre-2000 | Uttarakhand | 0.45 | Operational | India_Electricity_Infrastructure.xlsx | NITI Aayog, "India Climate and Energy Dashboard (ICED) — Plant Information and Capacity Metatable," NITI Aayog, Government of India, New Delhi, Feb. 2025. [Online]. Available: https://iced.niti.gov.in
BAU | India | IN_N | Gogina Micro Hydel Project | PWRHYDINDNO | Hydro | Small Hydro | 0.1 | Pre-2000 | Uttarakhand | 0.45 | Operational | India_Electricity_Infrastructure.xlsx | NITI Aayog, "India Climate and Energy Dashboard (ICED) — Plant Information and Capacity Metatable," NITI Aayog, Government of India, New Delhi, Feb. 2025. [Online]. Available: https://iced.niti.gov.in
BAU | India | IN_N | Gogripur Hydro Power Project | PWRHYDINDNO | Hydro | Small Hydro | 2 | 2010-08-13 | Haryana | 0.45 | Operational | India_Electricity_Infrastructure.xlsx | NITI Aayog, "India Climate and Energy Dashboard (ICED) — Plant Information and Capacity Metatable," NITI Aayog, Government of India, New Delhi, Feb. 2025. [Online]. Available: https://iced.niti.gov.in
BAU | India | IN_N | Gondar Micro Hydel Project | PWRHYDINDNO | Hydro | Small Hydro | 0.1 | Pre-2000 | Uttarakhand | 0.45 | Operational | India_Electricity_Infrastructure.xlsx | NITI Aayog, "India Climate and Energy Dashboard (ICED) — Plant Information and Capacity Metatable," NITI Aayog, Government of India, New Delhi, Feb. 2025. [Online]. Available: https://iced.niti.gov.in
BAU | India | IN_N | Greenko Group Small Hydro Power Plant | PWRHYDINDNO | Hydro | Small Hydro | 12 | Pre-2000 | Himachal Pradesh | 0.45 | Operational | India_Electricity_Infrastructure.xlsx | NITI Aayog, "India Climate and Energy Dashboard (ICED) — Plant Information and Capacity Metatable," NITI Aayog, Government of India, New Delhi, Feb. 2025. [Online]. Available: https://iced.niti.gov.in
BAU | India | IN_N | Greenko Group Small Hydro Power Plant 10 | PWRHYDINDNO | Hydro | Small Hydro | 5 | Pre-2000 | Himachal Pradesh | 0.45 | Operational | India_Electricity_Infrastructure.xlsx | NITI Aayog, "India Climate and Energy Dashboard (ICED) — Plant Information and Capacity Metatable," NITI Aayog, Government of India, New Delhi, Feb. 2025. [Online]. Available: https://iced.niti.gov.in
BAU | India | IN_N | Greenko Group Small Hydro Power Plant 11 | PWRHYDINDNO | Hydro | Small Hydro | 5 | Pre-2000 | Himachal Pradesh | 0.45 | Operational | India_Electricity_Infrastructure.xlsx | NITI Aayog, "India Climate and Energy Dashboard (ICED) — Plant Information and Capacity Metatable," NITI Aayog, Government of India, New Delhi, Feb. 2025. [Online]. Available: https://iced.niti.gov.in
BAU | India | IN_N | Greenko Group Small Hydro Power Plant 12 | PWRHYDINDNO | Hydro | Small Hydro | 5 | Pre-2000 | Himachal Pradesh | 0.45 | Operational | India_Electricity_Infrastructure.xlsx | NITI Aayog, "India Climate and Energy Dashboard (ICED) — Plant Information and Capacity Metatable," NITI Aayog, Government of India, New Delhi, Feb. 2025. [Online]. Available: https://iced.niti.gov.in
BAU | India | IN_N | Greenko Group Small Hydro Power Plant 13 | PWRHYDINDNO | Hydro | Small Hydro | 5 | Pre-2000 | Himachal Pradesh | 0.45 | Operational | India_Electricity_Infrastructure.xlsx | NITI Aayog, "India Climate and Energy Dashboard (ICED) — Plant Information and Capacity Metatable," NITI Aayog, Government of India, New Delhi, Feb. 2025. [Online]. Available: https://iced.niti.gov.in
BAU | India | IN_N | Greenko Group Small Hydro Power Plant 14 | PWRHYDINDNO | Hydro | Small Hydro | 5 | Pre-2000 | Himachal Pradesh | 0.45 | Operational | India_Electricity_Infrastructure.xlsx | NITI Aayog, "India Climate and Energy Dashboard (ICED) — Plant Information and Capacity Metatable," NITI Aayog, Government of India, New Delhi, Feb. 2025. [Online]. Available: https://iced.niti.gov.in
BAU | India | IN_N | Greenko Group Small Hydro Power Plant 2 | PWRHYDINDNO | Hydro | Small Hydro | 5 | Pre-2000 | Himachal Pradesh | 0.45 | Operational | India_Electricity_Infrastructure.xlsx | NITI Aayog, "India Climate and Energy Dashboard (ICED) — Plant Information and Capacity Metatable," NITI Aayog, Government of India, New Delhi, Feb. 2025. [Online]. Available: https://iced.niti.gov.in
BAU | India | IN_N | Greenko Group Small Hydro Power Plant 3 | PWRHYDINDNO | Hydro | Small Hydro | 5 | Pre-2000 | Himachal Pradesh | 0.45 | Operational | India_Electricity_Infrastructure.xlsx | NITI Aayog, "India Climate and Energy Dashboard (ICED) — Plant Information and Capacity Metatable," NITI Aayog, Government of India, New Delhi, Feb. 2025. [Online]. Available: https://iced.niti.gov.in
BAU | India | IN_N | Greenko Group Small Hydro Power Plant 4 | PWRHYDINDNO | Hydro | Small Hydro | 5 | Pre-2000 | Himachal Pradesh | 0.45 | Operational | India_Electricity_Infrastructure.xlsx | NITI Aayog, "India Climate and Energy Dashboard (ICED) — Plant Information and Capacity Metatable," NITI Aayog, Government of India, New Delhi, Feb. 2025. [Online]. Available: https://iced.niti.gov.in
BAU | India | IN_N | Greenko Group Small Hydro Power Plant 5 | PWRHYDINDNO | Hydro | Small Hydro | 5 | Pre-2000 | Himachal Pradesh | 0.45 | Operational | India_Electricity_Infrastructure.xlsx | NITI Aayog, "India Climate and Energy Dashboard (ICED) — Plant Information and Capacity Metatable," NITI Aayog, Government of India, New Delhi, Feb. 2025. [Online]. Available: https://iced.niti.gov.in
BAU | India | IN_N | Greenko Group Small Hydro Power Plant 6 | PWRHYDINDNO | Hydro | Small Hydro | 24 | Pre-2000 | Himachal Pradesh | 0.45 | Operational | India_Electricity_Infrastructure.xlsx | NITI Aayog, "India Climate and Energy Dashboard (ICED) — Plant Information and Capacity Metatable," NITI Aayog, Government of India, New Delhi, Feb. 2025. [Online]. Available: https://iced.niti.gov.in
BAU | India | IN_N | Greenko Group Small Hydro Power Plant 7 | PWRHYDINDNO | Hydro | Small Hydro | 5 | Pre-2000 | Himachal Pradesh | 0.45 | Operational | India_Electricity_Infrastructure.xlsx | NITI Aayog, "India Climate and Energy Dashboard (ICED) — Plant Information and Capacity Metatable," NITI Aayog, Government of India, New Delhi, Feb. 2025. [Online]. Available: https://iced.niti.gov.in
BAU | India | IN_N | Greenko Group Small Hydro Power Plant 8 | PWRHYDINDNO | Hydro | Small Hydro | 14 | Pre-2000 | Himachal Pradesh | 0.45 | Operational | India_Electricity_Infrastructure.xlsx | NITI Aayog, "India Climate and Energy Dashboard (ICED) — Plant Information and Capacity Metatable," NITI Aayog, Government of India, New Delhi, Feb. 2025. [Online]. Available: https://iced.niti.gov.in
BAU | India | IN_N | Greenko Group Small Hydro Power Plant 9 | PWRHYDINDNO | Hydro | Small Hydro | 5 | Pre-2000 | Himachal Pradesh | 0.45 | Operational | India_Electricity_Infrastructure.xlsx | NITI Aayog, "India Climate and Energy Dashboard (ICED) — Plant Information and Capacity Metatable," NITI Aayog, Government of India, New Delhi, Feb. 2025. [Online]. Available: https://iced.niti.gov.in
BAU | India | IN_N | Gulari Micro Hydel Project | PWRHYDINDNO | Hydro | Small Hydro | 0.02 | Pre-2000 | Uttarakhand | 0.45 | Operational | India_Electricity_Infrastructure.xlsx | NITI Aayog, "India Climate and Energy Dashboard (ICED) — Plant Information and Capacity Metatable," NITI Aayog, Government of India, New Delhi, Feb. 2025. [Online]. Available: https://iced.niti.gov.in
BAU | India | IN_N | Gumma Small Hydro Power Plant | PWRHYDINDNO | Hydro | Small Hydro | 3 | 2000-07-01 | Himachal Pradesh | 0.45 | Operational | India_Electricity_Infrastructure.xlsx | NITI Aayog, "India Climate and Energy Dashboard (ICED) — Plant Information and Capacity Metatable," NITI Aayog, Government of India, New Delhi, Feb. 2025. [Online]. Available: https://iced.niti.gov.in
BAU | India | IN_N | Gumma-II Small Hydro Power Project | PWRHYDINDNO | Hydro | Small Hydro | 2.5 | 2005-06-08 | Himachal Pradesh | 0.45 | Operational | India_Electricity_Infrastructure.xlsx | NITI Aayog, "India Climate and Energy Dashboard (ICED) — Plant Information and Capacity Metatable," NITI Aayog, Government of India, New Delhi, Feb. 2025. [Online]. Available: https://iced.niti.gov.in
BAU | India | IN_N | Gunshola Hydro Power Generations Project | PWRHYDINDNO | Hydro | Small Hydro | 3 | Pre-2000 | Uttarakhand | 0.45 | Operational | India_Electricity_Infrastructure.xlsx | NITI Aayog, "India Climate and Energy Dashboard (ICED) — Plant Information and Capacity Metatable," NITI Aayog, Government of India, New Delhi, Feb. 2025. [Online]. Available: https://iced.niti.gov.in
BAU | India | IN_N | Gurahan Small Hydro Power Project | PWRHYDINDNO | Hydro | Small Hydro | 1.5 | 2003-05-30 | Himachal Pradesh | 0.45 | Operational | India_Electricity_Infrastructure.xlsx | NITI Aayog, "India Climate and Energy Dashboard (ICED) — Plant Information and Capacity Metatable," NITI Aayog, Government of India, New Delhi, Feb. 2025. [Online]. Available: https://iced.niti.gov.in
BAU | India | IN_N | Gurdittiwala Small Hydro Project | PWRHYDINDNO | Hydro | Small Hydro | 2 | 2018-03-08 | Punjab | 0.45 | Operational | India_Electricity_Infrastructure.xlsx | NITI Aayog, "India Climate and Energy Dashboard (ICED) — Plant Information and Capacity Metatable," NITI Aayog, Government of India, New Delhi, Feb. 2025. [Online]. Available: https://iced.niti.gov.in
BAU | India | IN_N | Haftal Small Hydro Project | PWRHYDINDNO | Hydro | Small Hydro | 1 | Pre-2000 | Ladakh | 0.45 | Operational | India_Electricity_Infrastructure.xlsx | NITI Aayog, "India Climate and Energy Dashboard (ICED) — Plant Information and Capacity Metatable," NITI Aayog, Government of India, New Delhi, Feb. 2025. [Online]. Available: https://iced.niti.gov.in
BAU | India | IN_N | Hamal Small Hydro Power Project | PWRHYDINDNO | Hydro | Small Hydro | 2 | 2006-09-06 | Himachal Pradesh | 0.45 | Operational | India_Electricity_Infrastructure.xlsx | NITI Aayog, "India Climate and Energy Dashboard (ICED) — Plant Information and Capacity Metatable," NITI Aayog, Government of India, New Delhi, Feb. 2025. [Online]. Available: https://iced.niti.gov.in
BAU | India | IN_N | Hanu Small Hydro Project | PWRHYDINDNO | Hydro | Small Hydro | 9 | Pre-2000 | Ladakh | 0.45 | Operational | India_Electricity_Infrastructure.xlsx | NITI Aayog, "India Climate and Energy Dashboard (ICED) — Plant Information and Capacity Metatable," NITI Aayog, Government of India, New Delhi, Feb. 2025. [Online]. Available: https://iced.niti.gov.in
BAU | India | IN_N | Haripur Nallah Small Hydro Power Project | PWRHYDINDNO | Hydro | Small Hydro | 3 | 2004-07-20 | Himachal Pradesh | 0.45 | Operational | India_Electricity_Infrastructure.xlsx | NITI Aayog, "India Climate and Energy Dashboard (ICED) — Plant Information and Capacity Metatable," NITI Aayog, Government of India, New Delhi, Feb. 2025. [Online]. Available: https://iced.niti.gov.in
BAU | India | IN_N | Holi II Small Hydro Power Plant | PWRHYDINDNO | Hydro | Small Hydro | 7 | 2010-10-08 | Himachal Pradesh | 0.45 | Operational | India_Electricity_Infrastructure.xlsx | NITI Aayog, "India Climate and Energy Dashboard (ICED) — Plant Information and Capacity Metatable," NITI Aayog, Government of India, New Delhi, Feb. 2025. [Online]. Available: https://iced.niti.gov.in
BAU | India | IN_N | Holi Small Hydro Power Plant | PWRHYDINDNO | Hydro | Small Hydro | 3 | 2004-06-26 | Himachal Pradesh | 0.45 | Operational | India_Electricity_Infrastructure.xlsx | NITI Aayog, "India Climate and Energy Dashboard (ICED) — Plant Information and Capacity Metatable," NITI Aayog, Government of India, New Delhi, Feb. 2025. [Online]. Available: https://iced.niti.gov.in
BAU | India | IN_N | Hul-II Small Hydro Power Plant | PWRHYDINDNO | Hydro | Small Hydro | 3.4 | Pre-2000 | Himachal Pradesh | 0.45 | Operational | India_Electricity_Infrastructure.xlsx | NITI Aayog, "India Climate and Energy Dashboard (ICED) — Plant Information and Capacity Metatable," NITI Aayog, Government of India, New Delhi, Feb. 2025. [Online]. Available: https://iced.niti.gov.in
BAU | India | IN_N | Hunder Small Hydo Project | PWRHYDINDNO | Hydro | Small Hydro | 0.4 | Pre-2000 | Ladakh | 0.45 | Operational | India_Electricity_Infrastructure.xlsx | NITI Aayog, "India Climate and Energy Dashboard (ICED) — Plant Information and Capacity Metatable," NITI Aayog, Government of India, New Delhi, Feb. 2025. [Online]. Available: https://iced.niti.gov.in
BAU | India | IN_N | Hurla Small Hydro Power Project | PWRHYDINDNO | Hydro | Small Hydro | 3 | 2003-08-08 | Himachal Pradesh | 0.45 | Operational | India_Electricity_Infrastructure.xlsx | NITI Aayog, "India Climate and Energy Dashboard (ICED) — Plant Information and Capacity Metatable," NITI Aayog, Government of India, New Delhi, Feb. 2025. [Online]. Available: https://iced.niti.gov.in
BAU | India | IN_N | Hysrund Small Hydro Power Project | PWRHYDINDNO | Hydro | Small Hydro | 3.3 | 2012-02-24 | Himachal Pradesh | 0.45 | Operational | India_Electricity_Infrastructure.xlsx | NITI Aayog, "India Climate and Energy Dashboard (ICED) — Plant Information and Capacity Metatable," NITI Aayog, Government of India, New Delhi, Feb. 2025. [Online]. Available: https://iced.niti.gov.in
BAU | India | IN_N | Ichoo Small Hydro Project | PWRHYDINDNO | Hydro | Small Hydro | 5 | Pre-2000 | Jammu and Kashmir | 0.45 | Operational | India_Electricity_Infrastructure.xlsx | NITI Aayog, "India Climate and Energy Dashboard (ICED) — Plant Information and Capacity Metatable," NITI Aayog, Government of India, New Delhi, Feb. 2025. [Online]. Available: https://iced.niti.gov.in
BAU | India | IN_N | Igo-Marcellong Small Hydro Project | PWRHYDINDNO | Hydro | Small Hydro | 3 | Pre-2000 | Ladakh | 0.45 | Operational | India_Electricity_Infrastructure.xlsx | NITI Aayog, "India Climate and Energy Dashboard (ICED) — Plant Information and Capacity Metatable," NITI Aayog, Government of India, New Delhi, Feb. 2025. [Online]. Available: https://iced.niti.gov.in
BAU | India | IN_N | Iku II Small Hydro Power Plant | PWRHYDINDNO | Hydro | Small Hydro | 5 | 2009-11-01 | Himachal Pradesh | 0.45 | Operational | India_Electricity_Infrastructure.xlsx | NITI Aayog, "India Climate and Energy Dashboard (ICED) — Plant Information and Capacity Metatable," NITI Aayog, Government of India, New Delhi, Feb. 2025. [Online]. Available: https://iced.niti.gov.in
BAU | India | IN_N | Iku Khad Small Hydro Power Plant | PWRHYDINDNO | Hydro | Small Hydro | 5 | Pre-2000 | Himachal Pradesh | 0.45 | Operational | India_Electricity_Infrastructure.xlsx | NITI Aayog, "India Climate and Energy Dashboard (ICED) — Plant Information and Capacity Metatable," NITI Aayog, Government of India, New Delhi, Feb. 2025. [Online]. Available: https://iced.niti.gov.in
BAU | India | IN_N | Iqbal Small Hydro Project | PWRHYDINDNO | Hydro | Small Hydro | 3.75 | 1956-12-01 | Ladakh | 0.45 | Operational | India_Electricity_Infrastructure.xlsx | NITI Aayog, "India Climate and Energy Dashboard (ICED) — Plant Information and Capacity Metatable," NITI Aayog, Government of India, New Delhi, Feb. 2025. [Online]. Available: https://iced.niti.gov.in
BAU | India | IN_N | Iqu II Small Hydro Power Plant | PWRHYDINDNO | Hydro | Small Hydro | 5 | 2005-11-22 | Himachal Pradesh | 0.45 | Operational | India_Electricity_Infrastructure.xlsx | NITI Aayog, "India Climate and Energy Dashboard (ICED) — Plant Information and Capacity Metatable," NITI Aayog, Government of India, New Delhi, Feb. 2025. [Online]. Available: https://iced.niti.gov.in
BAU | India | IN_N | Iqu Small Hydro Power Plant | PWRHYDINDNO | Hydro | Small Hydro | 4.5 | 2000-05-31 | Himachal Pradesh | 0.45 | Operational | India_Electricity_Infrastructure.xlsx | NITI Aayog, "India Climate and Energy Dashboard (ICED) — Plant Information and Capacity Metatable," NITI Aayog, Government of India, New Delhi, Feb. 2025. [Online]. Available: https://iced.niti.gov.in
BAU | India | IN_N | Istargad Micro Hydel Project | PWRHYDINDNO | Hydro | Small Hydro | 0.2 | Pre-2000 | Uttarakhand | 0.45 | Operational | India_Electricity_Infrastructure.xlsx | NITI Aayog, "India Climate and Energy Dashboard (ICED) — Plant Information and Capacity Metatable," NITI Aayog, Government of India, New Delhi, Feb. 2025. [Online]. Available: https://iced.niti.gov.in
BAU | India | IN_N | Jabbal Small Hydro Power Project | PWRHYDINDNO | Hydro | Small Hydro | 2 | 2006-09-06 | Himachal Pradesh | 0.45 | Operational | India_Electricity_Infrastructure.xlsx | NITI Aayog, "India Climate and Energy Dashboard (ICED) — Plant Information and Capacity Metatable," NITI Aayog, Government of India, New Delhi, Feb. 2025. [Online]. Available: https://iced.niti.gov.in
BAU | India | IN_N | Jagera Small Hydro Project | PWRHYDINDNO | Hydro | Small Hydro | 1 | 2003-07-31 | Punjab | 0.45 | Operational | India_Electricity_Infrastructure.xlsx | NITI Aayog, "India Climate and Energy Dashboard (ICED) — Plant Information and Capacity Metatable," NITI Aayog, Government of India, New Delhi, Feb. 2025. [Online]. Available: https://iced.niti.gov.in
BAU | India | IN_N | Jail Small Hydro Power Project | PWRHYDINDNO | Hydro | Small Hydro | 1 | 2013-08-14 | Himachal Pradesh | 0.45 | Operational | India_Electricity_Infrastructure.xlsx | NITI Aayog, "India Climate and Energy Dashboard (ICED) — Plant Information and Capacity Metatable," NITI Aayog, Government of India, New Delhi, Feb. 2025. [Online]. Available: https://iced.niti.gov.in
BAU | India | IN_N | Jakhana Micro Hydel Project | PWRHYDINDNO | Hydro | Small Hydro | 0.1 | Pre-2000 | Uttarakhand | 0.45 | Operational | India_Electricity_Infrastructure.xlsx | NITI Aayog, "India Climate and Energy Dashboard (ICED) — Plant Information and Capacity Metatable," NITI Aayog, Government of India, New Delhi, Feb. 2025. [Online]. Available: https://iced.niti.gov.in
BAU | India | IN_N | Janki Chutti Micro Hydel Project | PWRHYDINDNO | Hydro | Small Hydro | 0.2 | Pre-2000 | Uttarakhand | 0.45 | Operational | India_Electricity_Infrastructure.xlsx | NITI Aayog, "India Climate and Energy Dashboard (ICED) — Plant Information and Capacity Metatable," NITI Aayog, Government of India, New Delhi, Feb. 2025. [Online]. Available: https://iced.niti.gov.in
BAU | India | IN_N | Jirah Small Hydro Power Project | PWRHYDINDNO | Hydro | Small Hydro | 4 | 2006-07-25 | Himachal Pradesh | 0.45 | Operational | India_Electricity_Infrastructure.xlsx | NITI Aayog, "India Climate and Energy Dashboard (ICED) — Plant Information and Capacity Metatable," NITI Aayog, Government of India, New Delhi, Feb. 2025. [Online]. Available: https://iced.niti.gov.in
BAU | India | IN_N | Jiwa Kothari Small Hydro Power Project | PWRHYDINDNO | Hydro | Small Hydro | 1 | 2000-03-30 | Himachal Pradesh | 0.45 | Operational | India_Electricity_Infrastructure.xlsx | NITI Aayog, "India Climate and Energy Dashboard (ICED) — Plant Information and Capacity Metatable," NITI Aayog, Government of India, New Delhi, Feb. 2025. [Online]. Available: https://iced.niti.gov.in
BAU | India | IN_N | Jogni-II Small Hydro Power Project | PWRHYDINDNO | Hydro | Small Hydro | 5 | 2012-08-31 | Himachal Pradesh | 0.45 | Operational | India_Electricity_Infrastructure.xlsx | NITI Aayog, "India Climate and Energy Dashboard (ICED) — Plant Information and Capacity Metatable," NITI Aayog, Government of India, New Delhi, Feb. 2025. [Online]. Available: https://iced.niti.gov.in
BAU | India | IN_N | Joiner Small Hydro Power Plant | PWRHYDINDNO | Hydro | Small Hydro | 3 | Pre-2000 | Himachal Pradesh | 0.45 | Operational | India_Electricity_Infrastructure.xlsx | NITI Aayog, "India Climate and Energy Dashboard (ICED) — Plant Information and Capacity Metatable," NITI Aayog, Government of India, New Delhi, Feb. 2025. [Online]. Available: https://iced.niti.gov.in
BAU | India | IN_N | Joli Small Hydro Power Plant | PWRHYDINDNO | Hydro | Small Hydro | 1.4 | Pre-2000 | Himachal Pradesh | 0.45 | Operational | India_Electricity_Infrastructure.xlsx | NITI Aayog, "India Climate and Energy Dashboard (ICED) — Plant Information and Capacity Metatable," NITI Aayog, Government of India, New Delhi, Feb. 2025. [Online]. Available: https://iced.niti.gov.in
BAU | India | IN_N | Jugthana Micro Hydel Project | PWRHYDINDNO | Hydro | Small Hydro | 0.1 | Pre-2000 | Uttarakhand | 0.45 | Operational | India_Electricity_Infrastructure.xlsx | NITI Aayog, "India Climate and Energy Dashboard (ICED) — Plant Information and Capacity Metatable," NITI Aayog, Government of India, New Delhi, Feb. 2025. [Online]. Available: https://iced.niti.gov.in
BAU | India | IN_N | Kaachrang Small Hydro Power Project | PWRHYDINDNO | Hydro | Small Hydro | 3 | 2011-05-20 | Himachal Pradesh | 0.45 | Operational | India_Electricity_Infrastructure.xlsx | NITI Aayog, "India Climate and Energy Dashboard (ICED) — Plant Information and Capacity Metatable," NITI Aayog, Government of India, New Delhi, Feb. 2025. [Online]. Available: https://iced.niti.gov.in
BAU | India | IN_N | Kachela Small Hydro Power Plant | PWRHYDINDNO | Hydro | Small Hydro | 5 | Pre-2000 | Himachal Pradesh | 0.45 | Operational | India_Electricity_Infrastructure.xlsx | NITI Aayog, "India Climate and Energy Dashboard (ICED) — Plant Information and Capacity Metatable," NITI Aayog, Government of India, New Delhi, Feb. 2025. [Online]. Available: https://iced.niti.gov.in
BAU | India | IN_N | Kakroi Micro Hydro Power Station | PWRHYDINDNO | Hydro | Small Hydro | 0.3 | 1987-12-01 | Haryana | 0.45 | Operational | India_Electricity_Infrastructure.xlsx | NITI Aayog, "India Climate and Energy Dashboard (ICED) — Plant Information and Capacity Metatable," NITI Aayog, Government of India, New Delhi, Feb. 2025. [Online]. Available: https://iced.niti.gov.in
BAU | India | IN_N | Kalath Small Hydro Power Project | PWRHYDINDNO | Hydro | Small Hydro | 1.2 | 2010-08-05 | Himachal Pradesh | 0.45 | Operational | India_Electricity_Infrastructure.xlsx | NITI Aayog, "India Climate and Energy Dashboard (ICED) — Plant Information and Capacity Metatable," NITI Aayog, Government of India, New Delhi, Feb. 2025. [Online]. Available: https://iced.niti.gov.in
BAU | India | IN_N | Kalhel Chatri Small Hydro Power Plant | PWRHYDINDNO | Hydro | Small Hydro | 2.5 | Pre-2000 | Himachal Pradesh | 0.45 | Operational | India_Electricity_Infrastructure.xlsx | NITI Aayog, "India Climate and Energy Dashboard (ICED) — Plant Information and Capacity Metatable," NITI Aayog, Government of India, New Delhi, Feb. 2025. [Online]. Available: https://iced.niti.gov.in
BAU | India | IN_N | Kaliganga-I Small Hydro Project | PWRHYDINDNO | Hydro | Small Hydro | 4 | 2020-07-01 | Uttarakhand | 0.45 | Operational | India_Electricity_Infrastructure.xlsx | NITI Aayog, "India Climate and Energy Dashboard (ICED) — Plant Information and Capacity Metatable," NITI Aayog, Government of India, New Delhi, Feb. 2025. [Online]. Available: https://iced.niti.gov.in
BAU | India | IN_N | Kalm Small Hydro Power Project | PWRHYDINDNO | Hydro | Small Hydro | 2 | 2011-11-01 | Himachal Pradesh | 0.45 | Operational | India_Electricity_Infrastructure.xlsx | NITI Aayog, "India Climate and Energy Dashboard (ICED) — Plant Information and Capacity Metatable," NITI Aayog, Government of India, New Delhi, Feb. 2025. [Online]. Available: https://iced.niti.gov.in
BAU | India | IN_N | Kanganwal Small Hydro Project | PWRHYDINDNO | Hydro | Small Hydro | 1.3 | 2001-08-28 | Punjab | 0.45 | Operational | India_Electricity_Infrastructure.xlsx | NITI Aayog, "India Climate and Energy Dashboard (ICED) — Plant Information and Capacity Metatable," NITI Aayog, Government of India, New Delhi, Feb. 2025. [Online]. Available: https://iced.niti.gov.in
BAU | India | IN_N | Kanolgad Micro Hydel Project | PWRHYDINDNO | Hydro | Small Hydro | 0.1 | Pre-2000 | Uttarakhand | 0.45 | Operational | India_Electricity_Infrastructure.xlsx | NITI Aayog, "India Climate and Energy Dashboard (ICED) — Plant Information and Capacity Metatable," NITI Aayog, Government of India, New Delhi, Feb. 2025. [Online]. Available: https://iced.niti.gov.in
BAU | India | IN_N | Kanyali kot Micro Hydel Project | PWRHYDINDNO | Hydro | Small Hydro | 0.1 | Pre-2000 | Uttarakhand | 0.45 | Operational | India_Electricity_Infrastructure.xlsx | NITI Aayog, "India Climate and Energy Dashboard (ICED) — Plant Information and Capacity Metatable," NITI Aayog, Government of India, New Delhi, Feb. 2025. [Online]. Available: https://iced.niti.gov.in
BAU | India | IN_N | Karmi - I Micro Hydel Project | PWRHYDINDNO | Hydro | Small Hydro | 0.05 | Pre-2000 | Uttarakhand | 0.45 | Operational | India_Electricity_Infrastructure.xlsx | NITI Aayog, "India Climate and Energy Dashboard (ICED) — Plant Information and Capacity Metatable," NITI Aayog, Government of India, New Delhi, Feb. 2025. [Online]. Available: https://iced.niti.gov.in
BAU | India | IN_N | Karmi - II Micro Hydel Project | PWRHYDINDNO | Hydro | Small Hydro | 0.05 | Pre-2000 | Uttarakhand | 0.45 | Operational | India_Electricity_Infrastructure.xlsx | NITI Aayog, "India Climate and Energy Dashboard (ICED) — Plant Information and Capacity Metatable," NITI Aayog, Government of India, New Delhi, Feb. 2025. [Online]. Available: https://iced.niti.gov.in
BAU | India | IN_N | Karmi - III Micro Hydel Project | PWRHYDINDNO | Hydro | Small Hydro | 0.05 | Pre-2000 | Uttarakhand | 0.45 | Operational | India_Electricity_Infrastructure.xlsx | NITI Aayog, "India Climate and Energy Dashboard (ICED) — Plant Information and Capacity Metatable," NITI Aayog, Government of India, New Delhi, Feb. 2025. [Online]. Available: https://iced.niti.gov.in
BAU | India | IN_N | Karnah Small Hydro Project | PWRHYDINDNO | Hydro | Small Hydro | 2 | Pre-2000 | Jammu and Kashmir | 0.45 | Operational | India_Electricity_Infrastructure.xlsx | NITI Aayog, "India Climate and Energy Dashboard (ICED) — Plant Information and Capacity Metatable," NITI Aayog, Government of India, New Delhi, Feb. 2025. [Online]. Available: https://iced.niti.gov.in
BAU | India | IN_N | Karnuwasharam Micro Hydel Project | PWRHYDINDNO | Hydro | Small Hydro | 0.1 | Pre-2000 | Uttarakhand | 0.45 | Operational | India_Electricity_Infrastructure.xlsx | NITI Aayog, "India Climate and Energy Dashboard (ICED) — Plant Information and Capacity Metatable," NITI Aayog, Government of India, New Delhi, Feb. 2025. [Online]. Available: https://iced.niti.gov.in
BAU | India | IN_N | Kartaul Small Hydro Power Project | PWRHYDINDNO | Hydro | Small Hydro | 2.4 | 2006-07-25 | Himachal Pradesh | 0.45 | Operational | India_Electricity_Infrastructure.xlsx | NITI Aayog, "India Climate and Energy Dashboard (ICED) — Plant Information and Capacity Metatable," NITI Aayog, Government of India, New Delhi, Feb. 2025. [Online]. Available: https://iced.niti.gov.in
BAU | India | IN_N | Kedarnath - I Micro Hydel Project | PWRHYDINDNO | Hydro | Small Hydro | 0.1 | Pre-2000 | Uttarakhand | 0.45 | Operational | India_Electricity_Infrastructure.xlsx | NITI Aayog, "India Climate and Energy Dashboard (ICED) — Plant Information and Capacity Metatable," NITI Aayog, Government of India, New Delhi, Feb. 2025. [Online]. Available: https://iced.niti.gov.in
BAU | India | IN_N | Kedarnath - II Micro Hydel Project | PWRHYDINDNO | Hydro | Small Hydro | 0.2 | Pre-2000 | Uttarakhand | 0.45 | Operational | India_Electricity_Infrastructure.xlsx | NITI Aayog, "India Climate and Energy Dashboard (ICED) — Plant Information and Capacity Metatable," NITI Aayog, Government of India, New Delhi, Feb. 2025. [Online]. Available: https://iced.niti.gov.in
BAU | India | IN_N | Kesta Small Hydro Power Project | PWRHYDINDNO | Hydro | Small Hydro | 4.5 | 2011-05-30 | Himachal Pradesh | 0.45 | Operational | India_Electricity_Infrastructure.xlsx | NITI Aayog, "India Climate and Energy Dashboard (ICED) — Plant Information and Capacity Metatable," NITI Aayog, Government of India, New Delhi, Feb. 2025. [Online]. Available: https://iced.niti.gov.in
BAU | India | IN_N | Khalara Small Hydro Power Project | PWRHYDINDNO | Hydro | Small Hydro | 2.5 | 2012-05-18 | Himachal Pradesh | 0.45 | Operational | India_Electricity_Infrastructure.xlsx | NITI Aayog, "India Climate and Energy Dashboard (ICED) — Plant Information and Capacity Metatable," NITI Aayog, Government of India, New Delhi, Feb. 2025. [Online]. Available: https://iced.niti.gov.in
BAU | India | IN_N | Khanpur Small Hydro Project | PWRHYDINDNO | Hydro | Small Hydro | 1.1 | 2010-04-24 | Punjab | 0.45 | Operational | India_Electricity_Infrastructure.xlsx | NITI Aayog, "India Climate and Energy Dashboard (ICED) — Plant Information and Capacity Metatable," NITI Aayog, Government of India, New Delhi, Feb. 2025. [Online]. Available: https://iced.niti.gov.in
BAU | India | IN_N | Khanyara Small Hydro Power Project | PWRHYDINDNO | Hydro | Small Hydro | 2 | 2005-06-08 | Himachal Pradesh | 0.45 | Operational | India_Electricity_Infrastructure.xlsx | NITI Aayog, "India Climate and Energy Dashboard (ICED) — Plant Information and Capacity Metatable," NITI Aayog, Government of India, New Delhi, Feb. 2025. [Online]. Available: https://iced.niti.gov.in
BAU | India | IN_N | Khapugad Micro Hydel Project | PWRHYDINDNO | Hydro | Small Hydro | 0.04 | Pre-2000 | Uttarakhand | 0.45 | Operational | India_Electricity_Infrastructure.xlsx | NITI Aayog, "India Climate and Energy Dashboard (ICED) — Plant Information and Capacity Metatable," NITI Aayog, Government of India, New Delhi, Feb. 2025. [Online]. Available: https://iced.niti.gov.in
BAU | India | IN_N | Khari Hydro Electric Project | PWRHYDINDNO | Hydro | Small Hydro | 3.75 | Pre-2000 | Jammu and Kashmir | 0.45 | Operational | India_Electricity_Infrastructure.xlsx | NITI Aayog, "India Climate and Energy Dashboard (ICED) — Plant Information and Capacity Metatable," NITI Aayog, Government of India, New Delhi, Feb. 2025. [Online]. Available: https://iced.niti.gov.in
BAU | India | IN_N | Khatra Small Hydro Project | PWRHYDINDNO | Hydro | Small Hydro | 1 | 2001-01-23 | Punjab | 0.45 | Operational | India_Electricity_Infrastructure.xlsx | NITI Aayog, "India Climate and Energy Dashboard (ICED) — Plant Information and Capacity Metatable," NITI Aayog, Government of India, New Delhi, Feb. 2025. [Online]. Available: https://iced.niti.gov.in
BAU | India | IN_N | Khauli Small Hydro Power Plant | PWRHYDINDNO | Hydro | Small Hydro | 12 | Pre-2000 | Himachal Pradesh | 0.45 | Operational | India_Electricity_Infrastructure.xlsx | NITI Aayog, "India Climate and Energy Dashboard (ICED) — Plant Information and Capacity Metatable," NITI Aayog, Government of India, New Delhi, Feb. 2025. [Online]. Available: https://iced.niti.gov.in
BAU | India | IN_N | Khukni Small Hydro Power Station | PWRHYDINDNO | Hydro | Small Hydro | 1.4 | 2011-08-31 | Haryana | 0.45 | Operational | India_Electricity_Infrastructure.xlsx | NITI Aayog, "India Climate and Energy Dashboard (ICED) — Plant Information and Capacity Metatable," NITI Aayog, Government of India, New Delhi, Feb. 2025. [Online]. Available: https://iced.niti.gov.in
BAU | India | IN_N | Killa & Burga Combined Hydro Project | PWRHYDINDNO | Hydro | Small Hydro | 1.75 | 2005-11-01 | Punjab | 0.45 | Operational | India_Electricity_Infrastructure.xlsx | NITI Aayog, "India Climate and Energy Dashboard (ICED) — Plant Information and Capacity Metatable," NITI Aayog, Government of India, New Delhi, Feb. 2025. [Online]. Available: https://iced.niti.gov.in
BAU | India | IN_N | Killar Small Hydro Power Plant | PWRHYDINDNO | Hydro | Small Hydro | 0.3 | 1995-12-01 | Himachal Pradesh | 0.45 | Operational | India_Electricity_Infrastructure.xlsx | NITI Aayog, "India Climate and Energy Dashboard (ICED) — Plant Information and Capacity Metatable," NITI Aayog, Government of India, New Delhi, Feb. 2025. [Online]. Available: https://iced.niti.gov.in
BAU | India | IN_N | Killi Behl Small Hydro Power Plant | PWRHYDINDNO | Hydro | Small Hydro | 7.5 | Pre-2000 | Himachal Pradesh | 0.45 | Operational | India_Electricity_Infrastructure.xlsx | NITI Aayog, "India Climate and Energy Dashboard (ICED) — Plant Information and Capacity Metatable," NITI Aayog, Government of India, New Delhi, Feb. 2025. [Online]. Available: https://iced.niti.gov.in
BAU | India | IN_N | Kiunr Small Hydro Power Project | PWRHYDINDNO | Hydro | Small Hydro | 5 | 2012-02-09 | Himachal Pradesh | 0.45 | Operational | India_Electricity_Infrastructure.xlsx | NITI Aayog, "India Climate and Energy Dashboard (ICED) — Plant Information and Capacity Metatable," NITI Aayog, Government of India, New Delhi, Feb. 2025. [Online]. Available: https://iced.niti.gov.in
BAU | India | IN_N | Kotagad Small Hydro Power Project | PWRHYDINDNO | Hydro | Small Hydro | 3.5 | 2012-11-07 | Himachal Pradesh | 0.45 | Operational | India_Electricity_Infrastructure.xlsx | NITI Aayog, "India Climate and Energy Dashboard (ICED) — Plant Information and Capacity Metatable," NITI Aayog, Government of India, New Delhi, Feb. 2025. [Online]. Available: https://iced.niti.gov.in
BAU | India | IN_N | Kotlu Small Hydro Power Project | PWRHYDINDNO | Hydro | Small Hydro | 1.8 | 2003-05-14 | Himachal Pradesh | 0.45 | Operational | India_Electricity_Infrastructure.xlsx | NITI Aayog, "India Climate and Energy Dashboard (ICED) — Plant Information and Capacity Metatable," NITI Aayog, Government of India, New Delhi, Feb. 2025. [Online]. Available: https://iced.niti.gov.in
BAU | India | IN_N | Kunjar Small Hydro Project | PWRHYDINDNO | Hydro | Small Hydro | 2 | 2017-06-23 | Punjab | 0.45 | Operational | India_Electricity_Infrastructure.xlsx | NITI Aayog, "India Climate and Energy Dashboard (ICED) — Plant Information and Capacity Metatable," NITI Aayog, Government of India, New Delhi, Feb. 2025. [Online]. Available: https://iced.niti.gov.in
BAU | India | IN_N | Kunwari Micro Hydel Project | PWRHYDINDNO | Hydro | Small Hydro | 0.05 | Pre-2000 | Uttarakhand | 0.45 | Operational | India_Electricity_Infrastructure.xlsx | NITI Aayog, "India Climate and Energy Dashboard (ICED) — Plant Information and Capacity Metatable," NITI Aayog, Government of India, New Delhi, Feb. 2025. [Online]. Available: https://iced.niti.gov.in
BAU | India | IN_N | Kurhed Small Hydro Power Project | PWRHYDINDNO | Hydro | Small Hydro | 4.5 | 2004-07-20 | Himachal Pradesh | 0.45 | Operational | India_Electricity_Infrastructure.xlsx | NITI Aayog, "India Climate and Energy Dashboard (ICED) — Plant Information and Capacity Metatable," NITI Aayog, Government of India, New Delhi, Feb. 2025. [Online]. Available: https://iced.niti.gov.in
BAU | India | IN_N | Kurpan Small Hydro Power Project | PWRHYDINDNO | Hydro | Small Hydro | 5 | 2005-06-08 | Himachal Pradesh | 0.45 | Operational | India_Electricity_Infrastructure.xlsx | NITI Aayog, "India Climate and Energy Dashboard (ICED) — Plant Information and Capacity Metatable," NITI Aayog, Government of India, New Delhi, Feb. 2025. [Online]. Available: https://iced.niti.gov.in
BAU | India | IN_N | Kurtha Small Hydro Power Project | PWRHYDINDNO | Hydro | Small Hydro | 5 | 2015-01-06 | Himachal Pradesh | 0.45 | Operational | India_Electricity_Infrastructure.xlsx | NITI Aayog, "India Climate and Energy Dashboard (ICED) — Plant Information and Capacity Metatable," NITI Aayog, Government of India, New Delhi, Feb. 2025. [Online]. Available: https://iced.niti.gov.in
BAU | India | IN_N | Kuwarsi Small Hydro Power Project | PWRHYDINDNO | Hydro | Small Hydro | 5 | 2008-11-14 | Himachal Pradesh | 0.45 | Operational | India_Electricity_Infrastructure.xlsx | NITI Aayog, "India Climate and Energy Dashboard (ICED) — Plant Information and Capacity Metatable," NITI Aayog, Government of India, New Delhi, Feb. 2025. [Online]. Available: https://iced.niti.gov.in
BAU | India | IN_N | Lambagar Micro Hydel Project | PWRHYDINDNO | Hydro | Small Hydro | 0.2 | Pre-2000 | Uttarakhand | 0.45 | Operational | India_Electricity_Infrastructure.xlsx | NITI Aayog, "India Climate and Energy Dashboard (ICED) — Plant Information and Capacity Metatable," NITI Aayog, Government of India, New Delhi, Feb. 2025. [Online]. Available: https://iced.niti.gov.in
BAU | India | IN_N | Lamchula Micro Hydel Project | PWRHYDINDNO | Hydro | Small Hydro | 0.05 | Pre-2000 | Uttarakhand | 0.45 | Operational | India_Electricity_Infrastructure.xlsx | NITI Aayog, "India Climate and Energy Dashboard (ICED) — Plant Information and Capacity Metatable," NITI Aayog, Government of India, New Delhi, Feb. 2025. [Online]. Available: https://iced.niti.gov.in
BAU | India | IN_N | Lathi Micro Hydel Project | PWRHYDINDNO | Hydro | Small Hydro | 0.1 | Pre-2000 | Uttarakhand | 0.45 | Operational | India_Electricity_Infrastructure.xlsx | NITI Aayog, "India Climate and Energy Dashboard (ICED) — Plant Information and Capacity Metatable," NITI Aayog, Government of India, New Delhi, Feb. 2025. [Online]. Available: https://iced.niti.gov.in
BAU | India | IN_N | Lehrun Hydro Power Project | PWRHYDINDNO | Hydro | Small Hydro | 3 | 2010-07-23 | Punjab | 0.45 | Operational | India_Electricity_Infrastructure.xlsx | NITI Aayog, "India Climate and Energy Dashboard (ICED) — Plant Information and Capacity Metatable," NITI Aayog, Government of India, New Delhi, Feb. 2025. [Online]. Available: https://iced.niti.gov.in
BAU | India | IN_N | Leond Small Hydro Power Project | PWRHYDINDNO | Hydro | Small Hydro | 2 | 2012-02-15 | Himachal Pradesh | 0.45 | Operational | India_Electricity_Infrastructure.xlsx | NITI Aayog, "India Climate and Energy Dashboard (ICED) — Plant Information and Capacity Metatable," NITI Aayog, Government of India, New Delhi, Feb. 2025. [Online]. Available: https://iced.niti.gov.in
BAU | India | IN_N | Liti - I Micro Hydel Project | PWRHYDINDNO | Hydro | Small Hydro | 0.05 | Pre-2000 | Uttarakhand | 0.45 | Operational | India_Electricity_Infrastructure.xlsx | NITI Aayog, "India Climate and Energy Dashboard (ICED) — Plant Information and Capacity Metatable," NITI Aayog, Government of India, New Delhi, Feb. 2025. [Online]. Available: https://iced.niti.gov.in
BAU | India | IN_N | Liti - II Micro Hydel Project | PWRHYDINDNO | Hydro | Small Hydro | 0.05 | Pre-2000 | Uttarakhand | 0.45 | Operational | India_Electricity_Infrastructure.xlsx | NITI Aayog, "India Climate and Energy Dashboard (ICED) — Plant Information and Capacity Metatable," NITI Aayog, Government of India, New Delhi, Feb. 2025. [Online]. Available: https://iced.niti.gov.in
BAU | India | IN_N | Lohgarh & Maholi Combined Hydro Project | PWRHYDINDNO | Hydro | Small Hydro | 2 | 2005-10-10 | Punjab | 0.45 | Operational | India_Electricity_Infrastructure.xlsx | NITI Aayog, "India Climate and Energy Dashboard (ICED) — Plant Information and Capacity Metatable," NITI Aayog, Government of India, New Delhi, Feb. 2025. [Online]. Available: https://iced.niti.gov.in
BAU | India | IN_N | Lower Aleo Small Hydro Power Project | PWRHYDINDNO | Hydro | Small Hydro | 2.5 | 2010-11-11 | Himachal Pradesh | 0.45 | Operational | India_Electricity_Infrastructure.xlsx | NITI Aayog, "India Climate and Energy Dashboard (ICED) — Plant Information and Capacity Metatable," NITI Aayog, Government of India, New Delhi, Feb. 2025. [Online]. Available: https://iced.niti.gov.in
BAU | India | IN_N | Lower Baijnath Kuhl Small Hydro Power Project | PWRHYDINDNO | Hydro | Small Hydro | 1 | 2000-12-27 | Himachal Pradesh | 0.45 | Operational | India_Electricity_Infrastructure.xlsx | NITI Aayog, "India Climate and Energy Dashboard (ICED) — Plant Information and Capacity Metatable," NITI Aayog, Government of India, New Delhi, Feb. 2025. [Online]. Available: https://iced.niti.gov.in
BAU | India | IN_N | Luni Small Hydro Power Project | PWRHYDINDNO | Hydro | Small Hydro | 4.5 | 2000-05-31 | Himachal Pradesh | 0.45 | Operational | India_Electricity_Infrastructure.xlsx | NITI Aayog, "India Climate and Energy Dashboard (ICED) — Plant Information and Capacity Metatable," NITI Aayog, Government of India, New Delhi, Feb. 2025. [Online]. Available: https://iced.niti.gov.in
BAU | India | IN_N | Luni Small Hydro Power Project | PWRHYDINDNO | Hydro | Small Hydro | 4.5 | Pre-2000 | Himachal Pradesh | 0.45 | Operational | India_Electricity_Infrastructure.xlsx | NITI Aayog, "India Climate and Energy Dashboard (ICED) — Plant Information and Capacity Metatable," NITI Aayog, Government of India, New Delhi, Feb. 2025. [Online]. Available: https://iced.niti.gov.in
BAU | India | IN_N | Luni-II Small Hydro Power Project | PWRHYDINDNO | Hydro | Small Hydro | 5 | 2005-12-22 | Himachal Pradesh | 0.45 | Operational | India_Electricity_Infrastructure.xlsx | NITI Aayog, "India Climate and Energy Dashboard (ICED) — Plant Information and Capacity Metatable," NITI Aayog, Government of India, New Delhi, Feb. 2025. [Online]. Available: https://iced.niti.gov.in
BAU | India | IN_N | Luni-III Small Hydro Power Project | PWRHYDINDNO | Hydro | Small Hydro | 5 | Pre-2000 | Himachal Pradesh | 0.45 | Operational | India_Electricity_Infrastructure.xlsx | NITI Aayog, "India Climate and Energy Dashboard (ICED) — Plant Information and Capacity Metatable," NITI Aayog, Government of India, New Delhi, Feb. 2025. [Online]. Available: https://iced.niti.gov.in
BAU | India | IN_N | Magpie Hydel Construction Operation Industries Pvt. Ltd. Small Hydro Project 1 | PWRHYDINDNO | Hydro | Small Hydro | 10 | Pre-2000 | Jammu and Kashmir | 0.45 | Operational | India_Electricity_Infrastructure.xlsx | NITI Aayog, "India Climate and Energy Dashboard (ICED) — Plant Information and Capacity Metatable," NITI Aayog, Government of India, New Delhi, Feb. 2025. [Online]. Available: https://iced.niti.gov.in
BAU | India | IN_N | Magpie Hydel Construction Operation Industries Pvt. Ltd. Small Hydro Project 2 | PWRHYDINDNO | Hydro | Small Hydro | 10 | Pre-2000 | Jammu and Kashmir | 0.45 | Operational | India_Electricity_Infrastructure.xlsx | NITI Aayog, "India Climate and Energy Dashboard (ICED) — Plant Information and Capacity Metatable," NITI Aayog, Government of India, New Delhi, Feb. 2025. [Online]. Available: https://iced.niti.gov.in
BAU | India | IN_N | Malana Top Small Hydro Power Project | PWRHYDINDNO | Hydro | Small Hydro | 5 | 2012-01-04 | Himachal Pradesh | 0.45 | Operational | India_Electricity_Infrastructure.xlsx | NITI Aayog, "India Climate and Energy Dashboard (ICED) — Plant Information and Capacity Metatable," NITI Aayog, Government of India, New Delhi, Feb. 2025. [Online]. Available: https://iced.niti.gov.in
BAU | India | IN_N | Manal Small Hydro Power Project | PWRHYDINDNO | Hydro | Small Hydro | 3 | 2000-03-30 | Himachal Pradesh | 0.45 | Operational | India_Electricity_Infrastructure.xlsx | NITI Aayog, "India Climate and Energy Dashboard (ICED) — Plant Information and Capacity Metatable," NITI Aayog, Government of India, New Delhi, Feb. 2025. [Online]. Available: https://iced.niti.gov.in
BAU | India | IN_N | Mangalam Energy Development Company Pvt. Ltd. Small Hydro Project | PWRHYDINDNO | Hydro | Small Hydro | 3 | Pre-2000 | Himachal Pradesh | 0.45 | Operational | India_Electricity_Infrastructure.xlsx | NITI Aayog, "India Climate and Energy Dashboard (ICED) — Plant Information and Capacity Metatable," NITI Aayog, Government of India, New Delhi, Feb. 2025. [Online]. Available: https://iced.niti.gov.in
BAU | India | IN_N | Manglad Small Hydro Power Project | PWRHYDINDNO | Hydro | Small Hydro | 4.5 | 2007-07-24 | Himachal Pradesh | 0.45 | Operational | India_Electricity_Infrastructure.xlsx | NITI Aayog, "India Climate and Energy Dashboard (ICED) — Plant Information and Capacity Metatable," NITI Aayog, Government of India, New Delhi, Feb. 2025. [Online]. Available: https://iced.niti.gov.in
BAU | India | IN_N | Mangrol Mini Hydel Power Station | PWRHYDINDNO | Hydro | Small Hydro | 2 | 1992-11-28 | Rajasthan | 0.45 | Operational | India_Electricity_Infrastructure.xlsx | NITI Aayog, "India Climate and Energy Dashboard (ICED) — Plant Information and Capacity Metatable," NITI Aayog, Government of India, New Delhi, Feb. 2025. [Online]. Available: https://iced.niti.gov.in
BAU | India | IN_N | Mangrol Mini Hydel Power Station | PWRHYDINDNO | Hydro | Small Hydro | 4 | 1992-11-29 | Rajasthan | 0.45 | Operational | India_Electricity_Infrastructure.xlsx | NITI Aayog, "India Climate and Energy Dashboard (ICED) — Plant Information and Capacity Metatable," NITI Aayog, Government of India, New Delhi, Feb. 2025. [Online]. Available: https://iced.niti.gov.in
BAU | India | IN_N | Manihar Small Hydro Power Project | PWRHYDINDNO | Hydro | Small Hydro | 2 | 2011-07-11 | Himachal Pradesh | 0.45 | Operational | India_Electricity_Infrastructure.xlsx | NITI Aayog, "India Climate and Energy Dashboard (ICED) — Plant Information and Capacity Metatable," NITI Aayog, Government of India, New Delhi, Feb. 2025. [Online]. Available: https://iced.niti.gov.in
BAU | India | IN_N | Manjhal Small Hydro Power Project | PWRHYDINDNO | Hydro | Small Hydro | 1 | 2000-03-30 | Himachal Pradesh | 0.45 | Operational | India_Electricity_Infrastructure.xlsx | NITI Aayog, "India Climate and Energy Dashboard (ICED) — Plant Information and Capacity Metatable," NITI Aayog, Government of India, New Delhi, Feb. 2025. [Online]. Available: https://iced.niti.gov.in
BAU | India | IN_N | Manuni Small Hydro Electric Project | PWRHYDINDNO | Hydro | Small Hydro | 3.5 | 2000-03-30 | Himachal Pradesh | 0.45 | Operational | India_Electricity_Infrastructure.xlsx | NITI Aayog, "India Climate and Energy Dashboard (ICED) — Plant Information and Capacity Metatable," NITI Aayog, Government of India, New Delhi, Feb. 2025. [Online]. Available: https://iced.niti.gov.in
BAU | India | IN_N | Manuni-II Small Hydro Power Project | PWRHYDINDNO | Hydro | Small Hydro | 4.8 | 2010-03-06 | Himachal Pradesh | 0.45 | Operational | India_Electricity_Infrastructure.xlsx | NITI Aayog, "India Climate and Energy Dashboard (ICED) — Plant Information and Capacity Metatable," NITI Aayog, Government of India, New Delhi, Feb. 2025. [Online]. Available: https://iced.niti.gov.in
BAU | India | IN_N | Marhi Mini Hydel Power Project | PWRHYDINDNO | Hydro | Small Hydro | 5 | 2004-07-20 | Himachal Pradesh | 0.45 | Operational | India_Electricity_Infrastructure.xlsx | NITI Aayog, "India Climate and Energy Dashboard (ICED) — Plant Information and Capacity Metatable," NITI Aayog, Government of India, New Delhi, Feb. 2025. [Online]. Available: https://iced.niti.gov.in
BAU | India | IN_N | Marpachoo Small Hydro Project | PWRHYDINDNO | Hydro | Small Hydro | 0.75 | Pre-2000 | Ladakh | 0.45 | Operational | India_Electricity_Infrastructure.xlsx | NITI Aayog, "India Climate and Energy Dashboard (ICED) — Plant Information and Capacity Metatable," NITI Aayog, Government of India, New Delhi, Feb. 2025. [Online]. Available: https://iced.niti.gov.in
BAU | India | IN_N | Masli Small Hydro Power Plant | PWRHYDINDNO | Hydro | Small Hydro | 5 | 2002-10-28 | Himachal Pradesh | 0.45 | Operational | India_Electricity_Infrastructure.xlsx | NITI Aayog, "India Climate and Energy Dashboard (ICED) — Plant Information and Capacity Metatable," NITI Aayog, Government of India, New Delhi, Feb. 2025. [Online]. Available: https://iced.niti.gov.in
BAU | India | IN_N | Maujhi II Small Hydro Electric Project | PWRHYDINDNO | Hydro | Small Hydro | 5 | 2007-07-25 | Himachal Pradesh | 0.45 | Operational | India_Electricity_Infrastructure.xlsx | NITI Aayog, "India Climate and Energy Dashboard (ICED) — Plant Information and Capacity Metatable," NITI Aayog, Government of India, New Delhi, Feb. 2025. [Online]. Available: https://iced.niti.gov.in
BAU | India | IN_N | Maujhi Small Hydro Electric Project | PWRHYDINDNO | Hydro | Small Hydro | 4.5 | 2001-05-16 | Himachal Pradesh | 0.45 | Operational | India_Electricity_Infrastructure.xlsx | NITI Aayog, "India Climate and Energy Dashboard (ICED) — Plant Information and Capacity Metatable," NITI Aayog, Government of India, New Delhi, Feb. 2025. [Online]. Available: https://iced.niti.gov.in
BAU | India | IN_N | Milkhet Micro Hydel Project | PWRHYDINDNO | Hydro | Small Hydro | 0.1 | Pre-2000 | Uttarakhand | 0.45 | Operational | India_Electricity_Infrastructure.xlsx | NITI Aayog, "India Climate and Energy Dashboard (ICED) — Plant Information and Capacity Metatable," NITI Aayog, Government of India, New Delhi, Feb. 2025. [Online]. Available: https://iced.niti.gov.in
BAU | India | IN_N | Mohammadpur Small Hydro Power Station | PWRHYDINDNO | Hydro | Small Hydro | 9.3 | 1952-12-01 | Uttarakhand | 0.45 | Operational | India_Electricity_Infrastructure.xlsx | NITI Aayog, "India Climate and Energy Dashboard (ICED) — Plant Information and Capacity Metatable," NITI Aayog, Government of India, New Delhi, Feb. 2025. [Online]. Available: https://iced.niti.gov.in
BAU | India | IN_N | Mukerian Hydel Channel II | PWRHYDINDNO | Hydro | Small Hydro | 18 | 2017-05-19 | Punjab | 0.45 | Operational | India_Electricity_Infrastructure.xlsx | NITI Aayog, "India Climate and Energy Dashboard (ICED) — Plant Information and Capacity Metatable," NITI Aayog, Government of India, New Delhi, Feb. 2025. [Online]. Available: https://iced.niti.gov.in
BAU | India | IN_N | Mussapur Small Hydro Power Station | PWRHYDINDNO | Hydro | Small Hydro | 1.4 | 2011-06-17 | Haryana | 0.45 | Operational | India_Electricity_Infrastructure.xlsx | NITI Aayog, "India Climate and Energy Dashboard (ICED) — Plant Information and Capacity Metatable," NITI Aayog, Government of India, New Delhi, Feb. 2025. [Online]. Available: https://iced.niti.gov.in
BAU | India | IN_N | Nadampur Small Hydro Project | PWRHYDINDNO | Hydro | Small Hydro | 0.8 | 1985-12-14 | Punjab | 0.45 | Operational | India_Electricity_Infrastructure.xlsx | NITI Aayog, "India Climate and Energy Dashboard (ICED) — Plant Information and Capacity Metatable," NITI Aayog, Government of India, New Delhi, Feb. 2025. [Online]. Available: https://iced.niti.gov.in
BAU | India | IN_N | Nakkian Super Passage Hydro Project | PWRHYDINDNO | Hydro | Small Hydro | 0.3 | 2020-02-19 | Punjab | 0.45 | Operational | India_Electricity_Infrastructure.xlsx | NITI Aayog, "India Climate and Energy Dashboard (ICED) — Plant Information and Capacity Metatable," NITI Aayog, Government of India, New Delhi, Feb. 2025. [Online]. Available: https://iced.niti.gov.in
BAU | India | IN_N | Namik Micro Hydel Project | PWRHYDINDNO | Hydro | Small Hydro | 0.05 | Pre-2000 | Uttarakhand | 0.45 | Operational | India_Electricity_Infrastructure.xlsx | NITI Aayog, "India Climate and Energy Dashboard (ICED) — Plant Information and Capacity Metatable," NITI Aayog, Government of India, New Delhi, Feb. 2025. [Online]. Available: https://iced.niti.gov.in
BAU | India | IN_N | Napalchu Micro Hydel Project | PWRHYDINDNO | Hydro | Small Hydro | 0.05 | Pre-2000 | Uttarakhand | 0.45 | Operational | India_Electricity_Infrastructure.xlsx | NITI Aayog, "India Climate and Energy Dashboard (ICED) — Plant Information and Capacity Metatable," NITI Aayog, Government of India, New Delhi, Feb. 2025. [Online]. Available: https://iced.niti.gov.in
BAU | India | IN_N | Narangwal Small Hydro Project | PWRHYDINDNO | Hydro | Small Hydro | 1.5 | 1999-06-07 | Punjab | 0.45 | Operational | India_Electricity_Infrastructure.xlsx | NITI Aayog, "India Climate and Energy Dashboard (ICED) — Plant Information and Capacity Metatable," NITI Aayog, Government of India, New Delhi, Feb. 2025. [Online]. Available: https://iced.niti.gov.in
BAU | India | IN_N | Neogal II Small Hydro Power Project | PWRHYDINDNO | Hydro | Small Hydro | 4.5 | 2000-05-31 | Himachal Pradesh | 0.45 | Operational | India_Electricity_Infrastructure.xlsx | NITI Aayog, "India Climate and Energy Dashboard (ICED) — Plant Information and Capacity Metatable," NITI Aayog, Government of India, New Delhi, Feb. 2025. [Online]. Available: https://iced.niti.gov.in
BAU | India | IN_N | Neogal Small Hydro Power Project | PWRHYDINDNO | Hydro | Small Hydro | 4.5 | Pre-2000 | Himachal Pradesh | 0.45 | Operational | India_Electricity_Infrastructure.xlsx | NITI Aayog, "India Climate and Energy Dashboard (ICED) — Plant Information and Capacity Metatable," NITI Aayog, Government of India, New Delhi, Feb. 2025. [Online]. Available: https://iced.niti.gov.in
BAU | India | IN_N | Nidampur Small Hydro Project | PWRHYDINDNO | Hydro | Small Hydro | 0.8 | Pre-2000 | Punjab | 0.45 | Operational | India_Electricity_Infrastructure.xlsx | NITI Aayog, "India Climate and Energy Dashboard (ICED) — Plant Information and Capacity Metatable," NITI Aayog, Government of India, New Delhi, Feb. 2025. [Online]. Available: https://iced.niti.gov.in
BAU | India | IN_N | Nirgajani Small Hydro Power Station | PWRHYDINDNO | Hydro | Small Hydro | 5 | Pre-2000 | Uttar Pradesh | 0.45 | Operational | India_Electricity_Infrastructure.xlsx | NITI Aayog, "India Climate and Energy Dashboard (ICED) — Plant Information and Capacity Metatable," NITI Aayog, Government of India, New Delhi, Feb. 2025. [Online]. Available: https://iced.niti.gov.in
BAU | India | IN_N | Niti Micro Hydel Project | PWRHYDINDNO | Hydro | Small Hydro | 0.03 | Pre-2000 | Uttarakhand | 0.45 | Operational | India_Electricity_Infrastructure.xlsx | NITI Aayog, "India Climate and Energy Dashboard (ICED) — Plant Information and Capacity Metatable," NITI Aayog, Government of India, New Delhi, Feb. 2025. [Online]. Available: https://iced.niti.gov.in
BAU | India | IN_N | Nogli Last Small Hydro Power Project | PWRHYDINDNO | Hydro | Small Hydro | 3 | 2017-04-22 | Himachal Pradesh | 0.45 | Operational | India_Electricity_Infrastructure.xlsx | NITI Aayog, "India Climate and Energy Dashboard (ICED) — Plant Information and Capacity Metatable," NITI Aayog, Government of India, New Delhi, Feb. 2025. [Online]. Available: https://iced.niti.gov.in
BAU | India | IN_N | Nogli Stage I Small Hydro Power Project | PWRHYDINDNO | Hydro | Small Hydro | 5 | 1969-12-01 | Himachal Pradesh | 0.45 | Operational | India_Electricity_Infrastructure.xlsx | NITI Aayog, "India Climate and Energy Dashboard (ICED) — Plant Information and Capacity Metatable," NITI Aayog, Government of India, New Delhi, Feb. 2025. [Online]. Available: https://iced.niti.gov.in
BAU | India | IN_N | P & R Group Small Hydro Project | PWRHYDINDNO | Hydro | Small Hydro | 7.5 | Pre-2000 | Jammu and Kashmir | 0.45 | Operational | India_Electricity_Infrastructure.xlsx | NITI Aayog, "India Climate and Energy Dashboard (ICED) — Plant Information and Capacity Metatable," NITI Aayog, Government of India, New Delhi, Feb. 2025. [Online]. Available: https://iced.niti.gov.in
BAU | India | IN_N | Pahalgam Mini Hydel Project | PWRHYDINDNO | Hydro | Small Hydro | 4.5 | Pre-2000 | Jammu and Kashmir | 0.45 | Operational | India_Electricity_Infrastructure.xlsx | NITI Aayog, "India Climate and Energy Dashboard (ICED) — Plant Information and Capacity Metatable," NITI Aayog, Government of India, New Delhi, Feb. 2025. [Online]. Available: https://iced.niti.gov.in
BAU | India | IN_N | Pallor Small Hydro Power Project | PWRHYDINDNO | Hydro | Small Hydro | 3 | 2002-09-18 | Himachal Pradesh | 0.45 | Operational | India_Electricity_Infrastructure.xlsx | NITI Aayog, "India Climate and Energy Dashboard (ICED) — Plant Information and Capacity Metatable," NITI Aayog, Government of India, New Delhi, Feb. 2025. [Online]. Available: https://iced.niti.gov.in
BAU | India | IN_N | Pallor-II Small Hydro Power Project | PWRHYDINDNO | Hydro | Small Hydro | 4.5 | 2005-06-08 | Himachal Pradesh | 0.45 | Operational | India_Electricity_Infrastructure.xlsx | NITI Aayog, "India Climate and Energy Dashboard (ICED) — Plant Information and Capacity Metatable," NITI Aayog, Government of India, New Delhi, Feb. 2025. [Online]. Available: https://iced.niti.gov.in
BAU | India | IN_N | Pangi Small Hydro Power Project | PWRHYDINDNO | Hydro | Small Hydro | 3 | 2004-07-20 | Himachal Pradesh | 0.45 | Operational | India_Electricity_Infrastructure.xlsx | NITI Aayog, "India Climate and Energy Dashboard (ICED) — Plant Information and Capacity Metatable," NITI Aayog, Government of India, New Delhi, Feb. 2025. [Online]. Available: https://iced.niti.gov.in
BAU | India | IN_N | Panwi Small Hydro Power Project | PWRHYDINDNO | Hydro | Small Hydro | 4 | 2001-08-03 | Himachal Pradesh | 0.45 | Operational | India_Electricity_Infrastructure.xlsx | NITI Aayog, "India Climate and Energy Dashboard (ICED) — Plant Information and Capacity Metatable," NITI Aayog, Government of India, New Delhi, Feb. 2025. [Online]. Available: https://iced.niti.gov.in
BAU | India | IN_N | Pathri Small Hydro Power Station | PWRHYDINDNO | Hydro | Small Hydro | 11.04 | 1956-01-01 | Uttarakhand | 0.45 | Operational | India_Electricity_Infrastructure.xlsx | NITI Aayog, "India Climate and Energy Dashboard (ICED) — Plant Information and Capacity Metatable," NITI Aayog, Government of India, New Delhi, Feb. 2025. [Online]. Available: https://iced.niti.gov.in
BAU | India | IN_N | Patikari Power Small Hydro Power Plant | PWRHYDINDNO | Hydro | Small Hydro | 16 | Pre-2000 | Himachal Pradesh | 0.45 | Operational | India_Electricity_Infrastructure.xlsx | NITI Aayog, "India Climate and Energy Dashboard (ICED) — Plant Information and Capacity Metatable," NITI Aayog, Government of India, New Delhi, Feb. 2025. [Online]. Available: https://iced.niti.gov.in
BAU | India | IN_N | Phoola Small Hydro Project | PWRHYDINDNO | Hydro | Small Hydro | 0.6 | 2014-06-21 | Punjab | 0.45 | Operational | India_Electricity_Infrastructure.xlsx | NITI Aayog, "India Climate and Energy Dashboard (ICED) — Plant Information and Capacity Metatable," NITI Aayog, Government of India, New Delhi, Feb. 2025. [Online]. Available: https://iced.niti.gov.in
BAU | India | IN_N | Pugal Phase I Mini Hydel Station | PWRHYDINDNO | Hydro | Small Hydro | 1.5 | 1994-10-01 | Rajasthan | 0.45 | Operational | India_Electricity_Infrastructure.xlsx | NITI Aayog, "India Climate and Energy Dashboard (ICED) — Plant Information and Capacity Metatable," NITI Aayog, Government of India, New Delhi, Feb. 2025. [Online]. Available: https://iced.niti.gov.in
BAU | India | IN_N | Pugal Phase II Mini Hydel Station | PWRHYDINDNO | Hydro | Small Hydro | 0.65 | 1992-07-01 | Rajasthan | 0.45 | Operational | India_Electricity_Infrastructure.xlsx | NITI Aayog, "India Climate and Energy Dashboard (ICED) — Plant Information and Capacity Metatable," NITI Aayog, Government of India, New Delhi, Feb. 2025. [Online]. Available: https://iced.niti.gov.in
BAU | India | IN_N | RD Combined Hydro Project 1 | PWRHYDINDNO | Hydro | Small Hydro | 6 | 2016-10-23 | Punjab | 0.45 | Operational | India_Electricity_Infrastructure.xlsx | NITI Aayog, "India Climate and Energy Dashboard (ICED) — Plant Information and Capacity Metatable," NITI Aayog, Government of India, New Delhi, Feb. 2025. [Online]. Available: https://iced.niti.gov.in
BAU | India | IN_N | RD Combined Hydro Project 2 | PWRHYDINDNO | Hydro | Small Hydro | 3.8 | 2017-01-11 | Punjab | 0.45 | Operational | India_Electricity_Infrastructure.xlsx | NITI Aayog, "India Climate and Energy Dashboard (ICED) — Plant Information and Capacity Metatable," NITI Aayog, Government of India, New Delhi, Feb. 2025. [Online]. Available: https://iced.niti.gov.in
BAU | India | IN_N | Raajratna Energy Holdings Pvt. Ltd. (REHPL) Hydro Project | PWRHYDINDNO | Hydro | Small Hydro | 5 | Pre-2000 | Himachal Pradesh | 0.45 | Operational | India_Electricity_Infrastructure.xlsx | NITI Aayog, "India Climate and Energy Dashboard (ICED) — Plant Information and Capacity Metatable," NITI Aayog, Government of India, New Delhi, Feb. 2025. [Online]. Available: https://iced.niti.gov.in
BAU | India | IN_N | Rakchad Small Hydro Electric Project | PWRHYDINDNO | Hydro | Small Hydro | 5 | 2001-08-03 | Himachal Pradesh | 0.45 | Operational | India_Electricity_Infrastructure.xlsx | NITI Aayog, "India Climate and Energy Dashboard (ICED) — Plant Information and Capacity Metatable," NITI Aayog, Government of India, New Delhi, Feb. 2025. [Online]. Available: https://iced.niti.gov.in
BAU | India | IN_N | Ramgad Micro Hydel Project | PWRHYDINDNO | Hydro | Small Hydro | 0.1 | Pre-2000 | Uttarakhand | 0.45 | Operational | India_Electricity_Infrastructure.xlsx | NITI Aayog, "India Climate and Energy Dashboard (ICED) — Plant Information and Capacity Metatable," NITI Aayog, Government of India, New Delhi, Feb. 2025. [Online]. Available: https://iced.niti.gov.in
BAU | India | IN_N | Raowal & Bangsipura Combined Hydro Project | PWRHYDINDNO | Hydro | Small Hydro | 0.85 | 2011-08-29 | Punjab | 0.45 | Operational | India_Electricity_Infrastructure.xlsx | NITI Aayog, "India Climate and Energy Dashboard (ICED) — Plant Information and Capacity Metatable," NITI Aayog, Government of India, New Delhi, Feb. 2025. [Online]. Available: https://iced.niti.gov.in
BAU | India | IN_N | Raskat Mini Hydel Power Project | PWRHYDINDNO | Hydro | Small Hydro | 0.8 | 2000-03-30 | Himachal Pradesh | 0.45 | Operational | India_Electricity_Infrastructure.xlsx | NITI Aayog, "India Climate and Energy Dashboard (ICED) — Plant Information and Capacity Metatable," NITI Aayog, Government of India, New Delhi, Feb. 2025. [Online]. Available: https://iced.niti.gov.in
BAU | India | IN_N | Ratmoli Micro Hydel Project | PWRHYDINDNO | Hydro | Small Hydro | 0.05 | Pre-2000 | Uttarakhand | 0.45 | Operational | India_Electricity_Infrastructure.xlsx | NITI Aayog, "India Climate and Energy Dashboard (ICED) — Plant Information and Capacity Metatable," NITI Aayog, Government of India, New Delhi, Feb. 2025. [Online]. Available: https://iced.niti.gov.in
BAU | India | IN_N | Rayil Small Hydro Project | PWRHYDINDNO | Hydro | Small Hydro | 2 | Pre-2000 | Jammu and Kashmir | 0.45 | Operational | India_Electricity_Infrastructure.xlsx | NITI Aayog, "India Climate and Energy Dashboard (ICED) — Plant Information and Capacity Metatable," NITI Aayog, Government of India, New Delhi, Feb. 2025. [Online]. Available: https://iced.niti.gov.in
BAU | India | IN_N | Right Main Canal Mahi Mini Hydel Station Phase I | PWRHYDINDNO | Hydro | Small Hydro | 0.8 | 1993-11-01 | Rajasthan | 0.45 | Operational | India_Electricity_Infrastructure.xlsx | NITI Aayog, "India Climate and Energy Dashboard (ICED) — Plant Information and Capacity Metatable," NITI Aayog, Government of India, New Delhi, Feb. 2025. [Online]. Available: https://iced.niti.gov.in
BAU | India | IN_N | Right Main Canal Mahi Mini Hydel Station Phase II | PWRHYDINDNO | Hydro | Small Hydro | 0.17 | 1991-03-01 | Rajasthan | 0.45 | Operational | India_Electricity_Infrastructure.xlsx | NITI Aayog, "India Climate and Energy Dashboard (ICED) — Plant Information and Capacity Metatable," NITI Aayog, Government of India, New Delhi, Feb. 2025. [Online]. Available: https://iced.niti.gov.in
BAU | India | IN_N | Rohti Small Hydro Project | PWRHYDINDNO | Hydro | Small Hydro | 0.8 | 1989-03-21 | Punjab | 0.45 | Operational | India_Electricity_Infrastructure.xlsx | NITI Aayog, "India Climate and Energy Dashboard (ICED) — Plant Information and Capacity Metatable," NITI Aayog, Government of India, New Delhi, Feb. 2025. [Online]. Available: https://iced.niti.gov.in
BAU | India | IN_N | Rongtong Small Hydro Power Project | PWRHYDINDNO | Hydro | Small Hydro | 2 | 1986-06-01 | Himachal Pradesh | 0.45 | Operational | India_Electricity_Infrastructure.xlsx | NITI Aayog, "India Climate and Energy Dashboard (ICED) — Plant Information and Capacity Metatable," NITI Aayog, Government of India, New Delhi, Feb. 2025. [Online]. Available: https://iced.niti.gov.in
BAU | India | IN_N | Ropar Small Hydro Project | PWRHYDINDNO | Hydro | Small Hydro | 1.7 | 2007-05-27 | Punjab | 0.45 | Operational | India_Electricity_Infrastructure.xlsx | NITI Aayog, "India Climate and Energy Dashboard (ICED) — Plant Information and Capacity Metatable," NITI Aayog, Government of India, New Delhi, Feb. 2025. [Online]. Available: https://iced.niti.gov.in
BAU | India | IN_N | Rotan Micro Hydel Project | PWRHYDINDNO | Hydro | Small Hydro | 0.05 | Pre-2000 | Uttarakhand | 0.45 | Operational | India_Electricity_Infrastructure.xlsx | NITI Aayog, "India Climate and Energy Dashboard (ICED) — Plant Information and Capacity Metatable," NITI Aayog, Government of India, New Delhi, Feb. 2025. [Online]. Available: https://iced.niti.gov.in
BAU | India | IN_N | Rukti II Small Hydro Power Project | PWRHYDINDNO | Hydro | Small Hydro | 5 | 2009-03-09 | Himachal Pradesh | 0.45 | Operational | India_Electricity_Infrastructure.xlsx | NITI Aayog, "India Climate and Energy Dashboard (ICED) — Plant Information and Capacity Metatable," NITI Aayog, Government of India, New Delhi, Feb. 2025. [Online]. Available: https://iced.niti.gov.in
BAU | India | IN_N | Rukti Small Hydro Power Project | PWRHYDINDNO | Hydro | Small Hydro | 1.5 | 1980-12-01 | Himachal Pradesh | 0.45 | Operational | India_Electricity_Infrastructure.xlsx | NITI Aayog, "India Climate and Energy Dashboard (ICED) — Plant Information and Capacity Metatable," NITI Aayog, Government of India, New Delhi, Feb. 2025. [Online]. Available: https://iced.niti.gov.in
BAU | India | IN_N | Sahoke & Harigarh Combined Hydro Project | PWRHYDINDNO | Hydro | Small Hydro | 1.2 | 2006-11-01 | Punjab | 0.45 | Operational | India_Electricity_Infrastructure.xlsx | NITI Aayog, "India Climate and Energy Dashboard (ICED) — Plant Information and Capacity Metatable," NITI Aayog, Government of India, New Delhi, Feb. 2025. [Online]. Available: https://iced.niti.gov.in
BAU | India | IN_N | Sahu Small Hydro Power Project | PWRHYDINDNO | Hydro | Small Hydro | 5 | 2003-05-14 | Himachal Pradesh | 0.45 | Operational | India_Electricity_Infrastructure.xlsx | NITI Aayog, "India Climate and Energy Dashboard (ICED) — Plant Information and Capacity Metatable," NITI Aayog, Government of India, New Delhi, Feb. 2025. [Online]. Available: https://iced.niti.gov.in
BAU | India | IN_N | Saikothi Small Hydro Power Project | PWRHYDINDNO | Hydro | Small Hydro | 15 | Pre-2000 | Himachal Pradesh | 0.45 | Operational | India_Electricity_Infrastructure.xlsx | NITI Aayog, "India Climate and Energy Dashboard (ICED) — Plant Information and Capacity Metatable," NITI Aayog, Government of India, New Delhi, Feb. 2025. [Online]. Available: https://iced.niti.gov.in
BAU | India | IN_N | Sainj Small Hydro Power Project | PWRHYDINDNO | Hydro | Small Hydro | 5 | 2004-07-26 | Himachal Pradesh | 0.45 | Operational | India_Electricity_Infrastructure.xlsx | NITI Aayog, "India Climate and Energy Dashboard (ICED) — Plant Information and Capacity Metatable," NITI Aayog, Government of India, New Delhi, Feb. 2025. [Online]. Available: https://iced.niti.gov.in
BAU | India | IN_N | Sal-I Small Hydro Power Project | PWRHYDINDNO | Hydro | Small Hydro | 2 | 2000-06-22 | Himachal Pradesh | 0.45 | Operational | India_Electricity_Infrastructure.xlsx | NITI Aayog, "India Climate and Energy Dashboard (ICED) — Plant Information and Capacity Metatable," NITI Aayog, Government of India, New Delhi, Feb. 2025. [Online]. Available: https://iced.niti.gov.in
BAU | India | IN_N | Sal-II Small Hydro Power Project | PWRHYDINDNO | Hydro | Small Hydro | 3 | 2007-09-11 | Himachal Pradesh | 0.45 | Operational | India_Electricity_Infrastructure.xlsx | NITI Aayog, "India Climate and Energy Dashboard (ICED) — Plant Information and Capacity Metatable," NITI Aayog, Government of India, New Delhi, Feb. 2025. [Online]. Available: https://iced.niti.gov.in
BAU | India | IN_N | Salag Small Hydro Power Project | PWRHYDINDNO | Hydro | Small Hydro | 0.15 | 2000-05-31 | Himachal Pradesh | 0.45 | Operational | India_Electricity_Infrastructure.xlsx | NITI Aayog, "India Climate and Energy Dashboard (ICED) — Plant Information and Capacity Metatable," NITI Aayog, Government of India, New Delhi, Feb. 2025. [Online]. Available: https://iced.niti.gov.in
BAU | India | IN_N | Salar Small Hydro Project | PWRHYDINDNO | Hydro | Small Hydro | 1.5 | 2003-04-26 | Punjab | 0.45 | Operational | India_Electricity_Infrastructure.xlsx | NITI Aayog, "India Climate and Energy Dashboard (ICED) — Plant Information and Capacity Metatable," NITI Aayog, Government of India, New Delhi, Feb. 2025. [Online]. Available: https://iced.niti.gov.in
BAU | India | IN_N | Salawa Small Hydro Power Station | PWRHYDINDNO | Hydro | Small Hydro | 3 | Pre-2000 | Uttar Pradesh | 0.45 | Operational | India_Electricity_Infrastructure.xlsx | NITI Aayog, "India Climate and Energy Dashboard (ICED) — Plant Information and Capacity Metatable," NITI Aayog, Government of India, New Delhi, Feb. 2025. [Online]. Available: https://iced.niti.gov.in
BAU | India | IN_N | Sanjak Small Hydro Project | PWRHYDINDNO | Hydro | Small Hydro | 1.26 | Pre-2000 | Ladakh | 0.45 | Operational | India_Electricity_Infrastructure.xlsx | NITI Aayog, "India Climate and Energy Dashboard (ICED) — Plant Information and Capacity Metatable," NITI Aayog, Government of India, New Delhi, Feb. 2025. [Online]. Available: https://iced.niti.gov.in
BAU | India | IN_N | Sarbari III Small Hydro Power Plant | PWRHYDINDNO | Hydro | Small Hydro | 2 | 2013-08-27 | Himachal Pradesh | 0.45 | Operational | India_Electricity_Infrastructure.xlsx | NITI Aayog, "India Climate and Energy Dashboard (ICED) — Plant Information and Capacity Metatable," NITI Aayog, Government of India, New Delhi, Feb. 2025. [Online]. Available: https://iced.niti.gov.in
BAU | India | IN_N | Sarbari Small Hydro Power Plant | PWRHYDINDNO | Hydro | Small Hydro | 4.5 | 2003-05-14 | Himachal Pradesh | 0.45 | Operational | India_Electricity_Infrastructure.xlsx | NITI Aayog, "India Climate and Energy Dashboard (ICED) — Plant Information and Capacity Metatable," NITI Aayog, Government of India, New Delhi, Feb. 2025. [Online]. Available: https://iced.niti.gov.in
BAU | India | IN_N | Sarda Energy & Minerals Ltd. Small Hydro Project | PWRHYDINDNO | Hydro | Small Hydro | 4.8 | Pre-2000 | Uttarakhand | 0.45 | Operational | India_Electricity_Infrastructure.xlsx | NITI Aayog, "India Climate and Energy Dashboard (ICED) — Plant Information and Capacity Metatable," NITI Aayog, Government of India, New Delhi, Feb. 2025. [Online]. Available: https://iced.niti.gov.in
BAU | India | IN_N | Sarma Micro Hydel Project | PWRHYDINDNO | Hydro | Small Hydro | 0.1 | Pre-2000 | Uttarakhand | 0.45 | Operational | India_Electricity_Infrastructure.xlsx | NITI Aayog, "India Climate and Energy Dashboard (ICED) — Plant Information and Capacity Metatable," NITI Aayog, Government of India, New Delhi, Feb. 2025. [Online]. Available: https://iced.niti.gov.in
BAU | India | IN_N | Sateshwar Micro Hydel Project | PWRHYDINDNO | Hydro | Small Hydro | 0.05 | Pre-2000 | Uttarakhand | 0.45 | Operational | India_Electricity_Infrastructure.xlsx | NITI Aayog, "India Climate and Energy Dashboard (ICED) — Plant Information and Capacity Metatable," NITI Aayog, Government of India, New Delhi, Feb. 2025. [Online]. Available: https://iced.niti.gov.in
BAU | India | IN_N | Sechi Small Hydro Power Project | PWRHYDINDNO | Hydro | Small Hydro | 4.5 | 2001-08-03 | Himachal Pradesh | 0.45 | Operational | India_Electricity_Infrastructure.xlsx | NITI Aayog, "India Climate and Energy Dashboard (ICED) — Plant Information and Capacity Metatable," NITI Aayog, Government of India, New Delhi, Feb. 2025. [Online]. Available: https://iced.niti.gov.in
BAU | India | IN_N | Sechi-II Small Hydro Power Project | PWRHYDINDNO | Hydro | Small Hydro | 4.5 | 2008-03-01 | Himachal Pradesh | 0.45 | Operational | India_Electricity_Infrastructure.xlsx | NITI Aayog, "India Climate and Energy Dashboard (ICED) — Plant Information and Capacity Metatable," NITI Aayog, Government of India, New Delhi, Feb. 2025. [Online]. Available: https://iced.niti.gov.in
BAU | India | IN_N | Sela Micro Hydel Project | PWRHYDINDNO | Hydro | Small Hydro | 0.05 | Pre-2000 | Uttarakhand | 0.45 | Operational | India_Electricity_Infrastructure.xlsx | NITI Aayog, "India Climate and Energy Dashboard (ICED) — Plant Information and Capacity Metatable," NITI Aayog, Government of India, New Delhi, Feb. 2025. [Online]. Available: https://iced.niti.gov.in
BAU | India | IN_N | Serai Small Hydro Power Project | PWRHYDINDNO | Hydro | Small Hydro | 2 | 2013-10-17 | Himachal Pradesh | 0.45 | Operational | India_Electricity_Infrastructure.xlsx | NITI Aayog, "India Climate and Energy Dashboard (ICED) — Plant Information and Capacity Metatable," NITI Aayog, Government of India, New Delhi, Feb. 2025. [Online]. Available: https://iced.niti.gov.in
BAU | India | IN_N | Sewa III Small Hydo Project | PWRHYDINDNO | Hydro | Small Hydro | 9 | Pre-2000 | Jammu and Kashmir | 0.45 | Operational | India_Electricity_Infrastructure.xlsx | NITI Aayog, "India Climate and Energy Dashboard (ICED) — Plant Information and Capacity Metatable," NITI Aayog, Government of India, New Delhi, Feb. 2025. [Online]. Available: https://iced.niti.gov.in
BAU | India | IN_N | Shamshar Small Hydro Power Project | PWRHYDINDNO | Hydro | Small Hydro | 1.5 | 2002-11-02 | Himachal Pradesh | 0.45 | Operational | India_Electricity_Infrastructure.xlsx | NITI Aayog, "India Climate and Energy Dashboard (ICED) — Plant Information and Capacity Metatable," NITI Aayog, Government of India, New Delhi, Feb. 2025. [Online]. Available: https://iced.niti.gov.in
BAU | India | IN_N | Shansha Small Hydro Power Project | PWRHYDINDNO | Hydro | Small Hydro | 4 | 2013-07-19 | Himachal Pradesh | 0.45 | Operational | India_Electricity_Infrastructure.xlsx | NITI Aayog, "India Climate and Energy Dashboard (ICED) — Plant Information and Capacity Metatable," NITI Aayog, Government of India, New Delhi, Feb. 2025. [Online]. Available: https://iced.niti.gov.in
BAU | India | IN_N | Sharan Small Hydro Power Project | PWRHYDINDNO | Hydro | Small Hydro | 2.6 | 2002-05-25 | Himachal Pradesh | 0.45 | Operational | India_Electricity_Infrastructure.xlsx | NITI Aayog, "India Climate and Energy Dashboard (ICED) — Plant Information and Capacity Metatable," NITI Aayog, Government of India, New Delhi, Feb. 2025. [Online]. Available: https://iced.niti.gov.in
BAU | India | IN_N | Shatul Small Hydro Power Project | PWRHYDINDNO | Hydro | Small Hydro | 4.75 | 2008-04-28 | Himachal Pradesh | 0.45 | Operational | India_Electricity_Infrastructure.xlsx | NITI Aayog, "India Climate and Energy Dashboard (ICED) — Plant Information and Capacity Metatable," NITI Aayog, Government of India, New Delhi, Feb. 2025. [Online]. Available: https://iced.niti.gov.in
BAU | India | IN_N | Shaung Small Hydro Power Project | PWRHYDINDNO | Hydro | Small Hydro | 3 | 2016-04-15 | Himachal Pradesh | 0.45 | Operational | India_Electricity_Infrastructure.xlsx | NITI Aayog, "India Climate and Energy Dashboard (ICED) — Plant Information and Capacity Metatable," NITI Aayog, Government of India, New Delhi, Feb. 2025. [Online]. Available: https://iced.niti.gov.in
BAU | India | IN_N | Sheetla Small Hydro Power Station | PWRHYDINDNO | Hydro | Small Hydro | 3.6 | Pre-2000 | Uttar Pradesh | 0.45 | Operational | India_Electricity_Infrastructure.xlsx | NITI Aayog, "India Climate and Energy Dashboard (ICED) — Plant Information and Capacity Metatable," NITI Aayog, Government of India, New Delhi, Feb. 2025. [Online]. Available: https://iced.niti.gov.in
BAU | India | IN_N | Shimla Small Hydro Power Project | PWRHYDINDNO | Hydro | Small Hydro | 5 | 2011-06-30 | Himachal Pradesh | 0.45 | Operational | India_Electricity_Infrastructure.xlsx | NITI Aayog, "India Climate and Energy Dashboard (ICED) — Plant Information and Capacity Metatable," NITI Aayog, Government of India, New Delhi, Feb. 2025. [Online]. Available: https://iced.niti.gov.in
BAU | India | IN_N | Shyang Mini Hydel Power Project | PWRHYDINDNO | Hydro | Small Hydro | 3 | 2009-11-05 | Himachal Pradesh | 0.45 | Operational | India_Electricity_Infrastructure.xlsx | NITI Aayog, "India Climate and Energy Dashboard (ICED) — Plant Information and Capacity Metatable," NITI Aayog, Government of India, New Delhi, Feb. 2025. [Online]. Available: https://iced.niti.gov.in
BAU | India | IN_N | Sidhana & Baloke Combined Hydro Project | PWRHYDINDNO | Hydro | Small Hydro | 1.2 | 2007-10-25 | Punjab | 0.45 | Operational | India_Electricity_Infrastructure.xlsx | NITI Aayog, "India Climate and Energy Dashboard (ICED) — Plant Information and Capacity Metatable," NITI Aayog, Government of India, New Delhi, Feb. 2025. [Online]. Available: https://iced.niti.gov.in
BAU | India | IN_N | Sidhwan Bet & Mansian Combined Hydro Project | PWRHYDINDNO | Hydro | Small Hydro | 0.5 | 2010-09-22 | Punjab | 0.45 | Operational | India_Electricity_Infrastructure.xlsx | NITI Aayog, "India Climate and Energy Dashboard (ICED) — Plant Information and Capacity Metatable," NITI Aayog, Government of India, New Delhi, Feb. 2025. [Online]. Available: https://iced.niti.gov.in
BAU | India | IN_N | Sidhwan Hydro Power Project | PWRHYDINDNO | Hydro | Small Hydro | 0.7 | 2014-05-11 | Punjab | 0.45 | Operational | India_Electricity_Infrastructure.xlsx | NITI Aayog, "India Climate and Energy Dashboard (ICED) — Plant Information and Capacity Metatable," NITI Aayog, Government of India, New Delhi, Feb. 2025. [Online]. Available: https://iced.niti.gov.in
BAU | India | IN_N | Singrauli Small Hydel Power Plant | PWRHYDINDNO | Hydro | Small Hydro | 8 | 2018-03-05 | Uttar Pradesh | 0.45 | Operational | India_Electricity_Infrastructure.xlsx | NITI Aayog, "India Climate and Energy Dashboard (ICED) — Plant Information and Capacity Metatable," NITI Aayog, Government of India, New Delhi, Feb. 2025. [Online]. Available: https://iced.niti.gov.in
BAU | India | IN_N | Siunr Small Hydro Power Project | PWRHYDINDNO | Hydro | Small Hydro | 1.5 | 2005-06-08 | Himachal Pradesh | 0.45 | Operational | India_Electricity_Infrastructure.xlsx | NITI Aayog, "India Climate and Energy Dashboard (ICED) — Plant Information and Capacity Metatable," NITI Aayog, Government of India, New Delhi, Feb. 2025. [Online]. Available: https://iced.niti.gov.in
BAU | India | IN_N | Sodhi Brothers Hydro Power Project | PWRHYDINDNO | Hydro | Small Hydro | 5 | Pre-2000 | Himachal Pradesh | 0.45 | Operational | India_Electricity_Infrastructure.xlsx | NITI Aayog, "India Climate and Energy Dashboard (ICED) — Plant Information and Capacity Metatable," NITI Aayog, Government of India, New Delhi, Feb. 2025. [Online]. Available: https://iced.niti.gov.in
BAU | India | IN_N | Solang Small Hydro Power Plant | PWRHYDINDNO | Hydro | Small Hydro | 1 | 2000-08-10 | Himachal Pradesh | 0.45 | Operational | India_Electricity_Infrastructure.xlsx | NITI Aayog, "India Climate and Energy Dashboard (ICED) — Plant Information and Capacity Metatable," NITI Aayog, Government of India, New Delhi, Feb. 2025. [Online]. Available: https://iced.niti.gov.in
BAU | India | IN_N | Soldan Small Hydro Power Project | PWRHYDINDNO | Hydro | Small Hydro | 5 | 2012-10-01 | Himachal Pradesh | 0.45 | Operational | India_Electricity_Infrastructure.xlsx | NITI Aayog, "India Climate and Energy Dashboard (ICED) — Plant Information and Capacity Metatable," NITI Aayog, Government of India, New Delhi, Feb. 2025. [Online]. Available: https://iced.niti.gov.in
BAU | India | IN_N | Somani Group Small Hydro Plant 1 | PWRHYDINDNO | Hydro | Small Hydro | 4.5 | Pre-2000 | Himachal Pradesh | 0.45 | Operational | India_Electricity_Infrastructure.xlsx | NITI Aayog, "India Climate and Energy Dashboard (ICED) — Plant Information and Capacity Metatable," NITI Aayog, Government of India, New Delhi, Feb. 2025. [Online]. Available: https://iced.niti.gov.in
BAU | India | IN_N | Somani Group Small Hydro Plant 2 | PWRHYDINDNO | Hydro | Small Hydro | 5.4 | Pre-2000 | Himachal Pradesh | 0.45 | Operational | India_Electricity_Infrastructure.xlsx | NITI Aayog, "India Climate and Energy Dashboard (ICED) — Plant Information and Capacity Metatable," NITI Aayog, Government of India, New Delhi, Feb. 2025. [Online]. Available: https://iced.niti.gov.in
BAU | India | IN_N | Sorag Micro Hydel Project | PWRHYDINDNO | Hydro | Small Hydro | 0.05 | Pre-2000 | Uttarakhand | 0.45 | Operational | India_Electricity_Infrastructure.xlsx | NITI Aayog, "India Climate and Energy Dashboard (ICED) — Plant Information and Capacity Metatable," NITI Aayog, Government of India, New Delhi, Feb. 2025. [Online]. Available: https://iced.niti.gov.in
BAU | India | IN_N | Sravanthi Group Small Hydro Power Plant | PWRHYDINDNO | Hydro | Small Hydro | 5 | Pre-2000 | Himachal Pradesh | 0.45 | Operational | India_Electricity_Infrastructure.xlsx | NITI Aayog, "India Climate and Energy Dashboard (ICED) — Plant Information and Capacity Metatable," NITI Aayog, Government of India, New Delhi, Feb. 2025. [Online]. Available: https://iced.niti.gov.in
BAU | India | IN_N | Stakna Small Hydro Project | PWRHYDINDNO | Hydro | Small Hydro | 4 | Pre-2000 | Ladakh | 0.45 | Operational | India_Electricity_Infrastructure.xlsx | NITI Aayog, "India Climate and Energy Dashboard (ICED) — Plant Information and Capacity Metatable," NITI Aayog, Government of India, New Delhi, Feb. 2025. [Online]. Available: https://iced.niti.gov.in
BAU | India | IN_N | Sudhar Small Hydro Project | PWRHYDINDNO | Hydro | Small Hydro | 1.4 | 2010-05-03 | Punjab | 0.45 | Operational | India_Electricity_Infrastructure.xlsx | NITI Aayog, "India Climate and Energy Dashboard (ICED) — Plant Information and Capacity Metatable," NITI Aayog, Government of India, New Delhi, Feb. 2025. [Online]. Available: https://iced.niti.gov.in
BAU | India | IN_N | Suil-I Small Hydro Power Project | PWRHYDINDNO | Hydro | Small Hydro | 5 | 2006-09-06 | Himachal Pradesh | 0.45 | Operational | India_Electricity_Infrastructure.xlsx | NITI Aayog, "India Climate and Energy Dashboard (ICED) — Plant Information and Capacity Metatable," NITI Aayog, Government of India, New Delhi, Feb. 2025. [Online]. Available: https://iced.niti.gov.in
BAU | India | IN_N | Suman Sarwari Small Hydro Power Plant | PWRHYDINDNO | Hydro | Small Hydro | 5 | 2002-08-28 | Himachal Pradesh | 0.45 | Operational | India_Electricity_Infrastructure.xlsx | NITI Aayog, "India Climate and Energy Dashboard (ICED) — Plant Information and Capacity Metatable," NITI Aayog, Government of India, New Delhi, Feb. 2025. [Online]. Available: https://iced.niti.gov.in
BAU | India | IN_N | Sumoor Small Hydro Project | PWRHYDINDNO | Hydro | Small Hydro | 0.1 | 1993-12-01 | Ladakh | 0.45 | Operational | India_Electricity_Infrastructure.xlsx | NITI Aayog, "India Climate and Energy Dashboard (ICED) — Plant Information and Capacity Metatable," NITI Aayog, Government of India, New Delhi, Feb. 2025. [Online]. Available: https://iced.niti.gov.in
BAU | India | IN_N | Sunehar Small Hydro Power Plant | PWRHYDINDNO | Hydro | Small Hydro | 5 | Pre-2000 | Himachal Pradesh | 0.45 | Operational | India_Electricity_Infrastructure.xlsx | NITI Aayog, "India Climate and Energy Dashboard (ICED) — Plant Information and Capacity Metatable," NITI Aayog, Government of India, New Delhi, Feb. 2025. [Online]. Available: https://iced.niti.gov.in
BAU | India | IN_N | Sup Small Hydro Power Project | PWRHYDINDNO | Hydro | Small Hydro | 1 | 2001-09-19 | Himachal Pradesh | 0.45 | Operational | India_Electricity_Infrastructure.xlsx | NITI Aayog, "India Climate and Energy Dashboard (ICED) — Plant Information and Capacity Metatable," NITI Aayog, Government of India, New Delhi, Feb. 2025. [Online]. Available: https://iced.niti.gov.in
BAU | India | IN_N | Surah Small Hydro Power Project | PWRHYDINDNO | Hydro | Small Hydro | 1.5 | 2008-10-03 | Himachal Pradesh | 0.45 | Operational | India_Electricity_Infrastructure.xlsx | NITI Aayog, "India Climate and Energy Dashboard (ICED) — Plant Information and Capacity Metatable," NITI Aayog, Government of India, New Delhi, Feb. 2025. [Online]. Available: https://iced.niti.gov.in
BAU | India | IN_N | Suratgarh Mini Hydel Power Station | PWRHYDINDNO | Hydro | Small Hydro | 4 | 1992-02-01 | Rajasthan | 0.45 | Operational | India_Electricity_Infrastructure.xlsx | NITI Aayog, "India Climate and Energy Dashboard (ICED) — Plant Information and Capacity Metatable," NITI Aayog, Government of India, New Delhi, Feb. 2025. [Online]. Available: https://iced.niti.gov.in
BAU | India | IN_N | Swad Small Hydro Power Project | PWRHYDINDNO | Hydro | Small Hydro | 5 | 2008-10-03 | Himachal Pradesh | 0.45 | Operational | India_Electricity_Infrastructure.xlsx | NITI Aayog, "India Climate and Energy Dashboard (ICED) — Plant Information and Capacity Metatable," NITI Aayog, Government of India, New Delhi, Feb. 2025. [Online]. Available: https://iced.niti.gov.in
BAU | India | IN_N | Swaddi Kalan, Khudai Chak & Bharowal Combined Hydro Project | PWRHYDINDNO | Hydro | Small Hydro | 0.75 | 2013-01-21 | Punjab | 0.45 | Operational | India_Electricity_Infrastructure.xlsx | NITI Aayog, "India Climate and Energy Dashboard (ICED) — Plant Information and Capacity Metatable," NITI Aayog, Government of India, New Delhi, Feb. 2025. [Online]. Available: https://iced.niti.gov.in
BAU | India | IN_N | Swati Power Hydro Project | PWRHYDINDNO | Hydro | Small Hydro | 21.5 | Pre-2000 | Uttarakhand | 0.45 | Operational | India_Electricity_Infrastructure.xlsx | NITI Aayog, "India Climate and Energy Dashboard (ICED) — Plant Information and Capacity Metatable," NITI Aayog, Government of India, New Delhi, Feb. 2025. [Online]. Available: https://iced.niti.gov.in
BAU | India | IN_N | Talewal Small Hydro Project | PWRHYDINDNO | Hydro | Small Hydro | 0.6 | 2019-12-31 | Punjab | 0.45 | Operational | India_Electricity_Infrastructure.xlsx | NITI Aayog, "India Climate and Energy Dashboard (ICED) — Plant Information and Capacity Metatable," NITI Aayog, Government of India, New Delhi, Feb. 2025. [Online]. Available: https://iced.niti.gov.in
BAU | India | IN_N | Tangling Mini Hydel Power Project | PWRHYDINDNO | Hydro | Small Hydro | 5 | 2010-12-01 | Himachal Pradesh | 0.45 | Operational | India_Electricity_Infrastructure.xlsx | NITI Aayog, "India Climate and Energy Dashboard (ICED) — Plant Information and Capacity Metatable," NITI Aayog, Government of India, New Delhi, Feb. 2025. [Online]. Available: https://iced.niti.gov.in
BAU | India | IN_N | Taraila Small Hydro Power Project | PWRHYDINDNO | Hydro | Small Hydro | 5 | 2003-05-14 | Himachal Pradesh | 0.45 | Operational | India_Electricity_Infrastructure.xlsx | NITI Aayog, "India Climate and Energy Dashboard (ICED) — Plant Information and Capacity Metatable," NITI Aayog, Government of India, New Delhi, Feb. 2025. [Online]. Available: https://iced.niti.gov.in
BAU | India | IN_N | Taraila-II Small Hydro Power Project | PWRHYDINDNO | Hydro | Small Hydro | 5 | 2005-12-22 | Himachal Pradesh | 0.45 | Operational | India_Electricity_Infrastructure.xlsx | NITI Aayog, "India Climate and Energy Dashboard (ICED) — Plant Information and Capacity Metatable," NITI Aayog, Government of India, New Delhi, Feb. 2025. [Online]. Available: https://iced.niti.gov.in
BAU | India | IN_N | Taraila-III Small Hydro Power Project | PWRHYDINDNO | Hydro | Small Hydro | 5 | 2007-12-31 | Himachal Pradesh | 0.45 | Operational | India_Electricity_Infrastructure.xlsx | NITI Aayog, "India Climate and Energy Dashboard (ICED) — Plant Information and Capacity Metatable," NITI Aayog, Government of India, New Delhi, Feb. 2025. [Online]. Available: https://iced.niti.gov.in
BAU | India | IN_N | Terkiana Head Works Small Hydro Project | PWRHYDINDNO | Hydro | Small Hydro | 0.65 | 2010-08-31 | Punjab | 0.45 | Operational | India_Electricity_Infrastructure.xlsx | NITI Aayog, "India Climate and Energy Dashboard (ICED) — Plant Information and Capacity Metatable," NITI Aayog, Government of India, New Delhi, Feb. 2025. [Online]. Available: https://iced.niti.gov.in
BAU | India | IN_N | Thirot Small Hydro Power Plant | PWRHYDINDNO | Hydro | Small Hydro | 4.5 | 1995-12-01 | Himachal Pradesh | 0.45 | Operational | India_Electricity_Infrastructure.xlsx | NITI Aayog, "India Climate and Energy Dashboard (ICED) — Plant Information and Capacity Metatable," NITI Aayog, Government of India, New Delhi, Feb. 2025. [Online]. Available: https://iced.niti.gov.in
BAU | India | IN_N | Thuhi Small Hydro Project | PWRHYDINDNO | Hydro | Small Hydro | 0.8 | Pre-2000 | Punjab | 0.45 | Operational | India_Electricity_Infrastructure.xlsx | NITI Aayog, "India Climate and Energy Dashboard (ICED) — Plant Information and Capacity Metatable," NITI Aayog, Government of India, New Delhi, Feb. 2025. [Online]. Available: https://iced.niti.gov.in
BAU | India | IN_N | Thuhi Small Hydro Project | PWRHYDINDNO | Hydro | Small Hydro | 0.8 | 1989-03-14 | Punjab | 0.45 | Operational | India_Electricity_Infrastructure.xlsx | NITI Aayog, "India Climate and Energy Dashboard (ICED) — Plant Information and Capacity Metatable," NITI Aayog, Government of India, New Delhi, Feb. 2025. [Online]. Available: https://iced.niti.gov.in
BAU | India | IN_N | Tibri & Babehali Combined Hydro Project | PWRHYDINDNO | Hydro | Small Hydro | 2.7 | 2006-10-06 | Punjab | 0.45 | Operational | India_Electricity_Infrastructure.xlsx | NITI Aayog, "India Climate and Energy Dashboard (ICED) — Plant Information and Capacity Metatable," NITI Aayog, Government of India, New Delhi, Feb. 2025. [Online]. Available: https://iced.niti.gov.in
BAU | India | IN_N | Timbi Small Hydro Power Project | PWRHYDINDNO | Hydro | Small Hydro | 3 | 2000-03-30 | Himachal Pradesh | 0.45 | Operational | India_Electricity_Infrastructure.xlsx | NITI Aayog, "India Climate and Energy Dashboard (ICED) — Plant Information and Capacity Metatable," NITI Aayog, Government of India, New Delhi, Feb. 2025. [Online]. Available: https://iced.niti.gov.in
BAU | India | IN_N | Titang Small Hydro Power Project | PWRHYDINDNO | Hydro | Small Hydro | 0.9 | 2000-08-17 | Himachal Pradesh | 0.45 | Operational | India_Electricity_Infrastructure.xlsx | NITI Aayog, "India Climate and Energy Dashboard (ICED) — Plant Information and Capacity Metatable," NITI Aayog, Government of India, New Delhi, Feb. 2025. [Online]. Available: https://iced.niti.gov.in
BAU | India | IN_N | Toli Micro Hydel Project | PWRHYDINDNO | Hydro | Small Hydro | 0.1 | Pre-2000 | Uttarakhand | 0.45 | Operational | India_Electricity_Infrastructure.xlsx | NITI Aayog, "India Climate and Energy Dashboard (ICED) — Plant Information and Capacity Metatable," NITI Aayog, Government of India, New Delhi, Feb. 2025. [Online]. Available: https://iced.niti.gov.in
BAU | India | IN_N | Toss Small Hydro Power Project | PWRHYDINDNO | Hydro | Small Hydro | 10 | 2004-07-20 | Himachal Pradesh | 0.45 | Operational | India_Electricity_Infrastructure.xlsx | NITI Aayog, "India Climate and Energy Dashboard (ICED) — Plant Information and Capacity Metatable," NITI Aayog, Government of India, New Delhi, Feb. 2025. [Online]. Available: https://iced.niti.gov.in
BAU | India | IN_N | Tugal Small Hydro Project | PWRHYDINDNO | Hydro | Small Hydro | 1.5 | 1999-09-08 | Punjab | 0.45 | Operational | India_Electricity_Infrastructure.xlsx | NITI Aayog, "India Climate and Energy Dashboard (ICED) — Plant Information and Capacity Metatable," NITI Aayog, Government of India, New Delhi, Feb. 2025. [Online]. Available: https://iced.niti.gov.in
BAU | India | IN_N | Tugalwala Small Hydro Project | PWRHYDINDNO | Hydro | Small Hydro | 0.85 | 2019-05-29 | Punjab | 0.45 | Operational | India_Electricity_Infrastructure.xlsx | NITI Aayog, "India Climate and Energy Dashboard (ICED) — Plant Information and Capacity Metatable," NITI Aayog, Government of India, New Delhi, Feb. 2025. [Online]. Available: https://iced.niti.gov.in
BAU | India | IN_N | Tulang Small Hydro Power Project | PWRHYDINDNO | Hydro | Small Hydro | 3 | 2004-07-20 | Himachal Pradesh | 0.45 | Operational | India_Electricity_Infrastructure.xlsx | NITI Aayog, "India Climate and Energy Dashboard (ICED) — Plant Information and Capacity Metatable," NITI Aayog, Government of India, New Delhi, Feb. 2025. [Online]. Available: https://iced.niti.gov.in
BAU | India | IN_N | UREDA Small Hydro Project | PWRHYDINDNO | Hydro | Small Hydro | 22.5 | Pre-2000 | Uttarakhand | 0.45 | Operational | India_Electricity_Infrastructure.xlsx | NITI Aayog, "India Climate and Energy Dashboard (ICED) — Plant Information and Capacity Metatable," NITI Aayog, Government of India, New Delhi, Feb. 2025. [Online]. Available: https://iced.niti.gov.in
BAU | India | IN_N | Ubharah Small Hydro Power Project | PWRHYDINDNO | Hydro | Small Hydro | 2.4 | 2005-06-08 | Himachal Pradesh | 0.45 | Operational | India_Electricity_Infrastructure.xlsx | NITI Aayog, "India Climate and Energy Dashboard (ICED) — Plant Information and Capacity Metatable," NITI Aayog, Government of India, New Delhi, Feb. 2025. [Online]. Available: https://iced.niti.gov.in
BAU | India | IN_N | Udhanwal Small Hydro Project | PWRHYDINDNO | Hydro | Small Hydro | 0.65 | 2018-03-02 | Punjab | 0.45 | Operational | India_Electricity_Infrastructure.xlsx | NITI Aayog, "India Climate and Energy Dashboard (ICED) — Plant Information and Capacity Metatable," NITI Aayog, Government of India, New Delhi, Feb. 2025. [Online]. Available: https://iced.niti.gov.in
BAU | India | IN_N | Upper Awa Small Hydro Power Project | PWRHYDINDNO | Hydro | Small Hydro | 5 | 2005-12-22 | Himachal Pradesh | 0.45 | Operational | India_Electricity_Infrastructure.xlsx | NITI Aayog, "India Climate and Energy Dashboard (ICED) — Plant Information and Capacity Metatable," NITI Aayog, Government of India, New Delhi, Feb. 2025. [Online]. Available: https://iced.niti.gov.in
BAU | India | IN_N | Upper Bari Doab Canal (UBDC) Stage I | PWRHYDINDNO | Hydro | Small Hydro | 45 | 1971-08-30 | Punjab | 0.45 | Operational | India_Electricity_Infrastructure.xlsx | NITI Aayog, "India Climate and Energy Dashboard (ICED) — Plant Information and Capacity Metatable," NITI Aayog, Government of India, New Delhi, Feb. 2025. [Online]. Available: https://iced.niti.gov.in
BAU | India | IN_N | Upper Bari Doab Canal (UBDC) Stage II | PWRHYDINDNO | Hydro | Small Hydro | 46.35 | 1989-08-06 | Punjab | 0.45 | Operational | India_Electricity_Infrastructure.xlsx | NITI Aayog, "India Climate and Energy Dashboard (ICED) — Plant Information and Capacity Metatable," NITI Aayog, Government of India, New Delhi, Feb. 2025. [Online]. Available: https://iced.niti.gov.in
BAU | India | IN_N | Upper Khauli Small Hydro Power Plant | PWRHYDINDNO | Hydro | Small Hydro | 5 | 2005-11-22 | Himachal Pradesh | 0.45 | Operational | India_Electricity_Infrastructure.xlsx | NITI Aayog, "India Climate and Energy Dashboard (ICED) — Plant Information and Capacity Metatable," NITI Aayog, Government of India, New Delhi, Feb. 2025. [Online]. Available: https://iced.niti.gov.in
BAU | India | IN_N | Upper Sindh I Small Hydro Project | PWRHYDINDNO | Hydro | Small Hydro | 22.6 | Pre-2000 | Jammu and Kashmir | 0.45 | Operational | India_Electricity_Infrastructure.xlsx | NITI Aayog, "India Climate and Energy Dashboard (ICED) — Plant Information and Capacity Metatable," NITI Aayog, Government of India, New Delhi, Feb. 2025. [Online]. Available: https://iced.niti.gov.in
BAU | India | IN_N | Upper Taraila Small Hydro Power Project | PWRHYDINDNO | Hydro | Small Hydro | 5 | 2005-12-22 | Himachal Pradesh | 0.45 | Operational | India_Electricity_Infrastructure.xlsx | NITI Aayog, "India Climate and Energy Dashboard (ICED) — Plant Information and Capacity Metatable," NITI Aayog, Government of India, New Delhi, Feb. 2025. [Online]. Available: https://iced.niti.gov.in
BAU | India | IN_N | Urgam Small Hydro Project | PWRHYDINDNO | Hydro | Small Hydro | 3 | 1997-12-01 | Uttarakhand | 0.45 | Operational | India_Electricity_Infrastructure.xlsx | NITI Aayog, "India Climate and Energy Dashboard (ICED) — Plant Information and Capacity Metatable," NITI Aayog, Government of India, New Delhi, Feb. 2025. [Online]. Available: https://iced.niti.gov.in
BAU | India | IN_N | Uttar Bharat Hydro Power Project | PWRHYDINDNO | Hydro | Small Hydro | 25.5 | Pre-2000 | Uttarakhand | 0.45 | Operational | India_Electricity_Infrastructure.xlsx | NITI Aayog, "India Climate and Energy Dashboard (ICED) — Plant Information and Capacity Metatable," NITI Aayog, Government of India, New Delhi, Feb. 2025. [Online]. Available: https://iced.niti.gov.in
BAU | India | IN_N | Uttarkashi Micro Hydel Project | PWRHYDINDNO | Hydro | Small Hydro | 0.02 | Pre-2000 | Uttarakhand | 0.45 | Operational | India_Electricity_Infrastructure.xlsx | NITI Aayog, "India Climate and Energy Dashboard (ICED) — Plant Information and Capacity Metatable," NITI Aayog, Government of India, New Delhi, Feb. 2025. [Online]. Available: https://iced.niti.gov.in
BAU | India | IN_N | Wan Micro Hydel Project | PWRHYDINDNO | Hydro | Small Hydro | 0.05 | Pre-2000 | Uttarakhand | 0.45 | Operational | India_Electricity_Infrastructure.xlsx | NITI Aayog, "India Climate and Energy Dashboard (ICED) — Plant Information and Capacity Metatable," NITI Aayog, Government of India, New Delhi, Feb. 2025. [Online]. Available: https://iced.niti.gov.in
BAU | India | IN_N | Wanger Homte Hydro Electric Project | PWRHYDINDNO | Hydro | Small Hydro | 24.6 | Pre-2000 | Himachal Pradesh | 0.45 | Operational | India_Electricity_Infrastructure.xlsx | NITI Aayog, "India Climate and Energy Dashboard (ICED) — Plant Information and Capacity Metatable," NITI Aayog, Government of India, New Delhi, Feb. 2025. [Online]. Available: https://iced.niti.gov.in
BAU | India | IN_N | Western Yamuna Canal Hydro Power Project Power House A | PWRHYDINDNO | Hydro | Small Hydro | 16 | 1986-05-29 | Haryana | 0.45 | Operational | India_Electricity_Infrastructure.xlsx | NITI Aayog, "India Climate and Energy Dashboard (ICED) — Plant Information and Capacity Metatable," NITI Aayog, Government of India, New Delhi, Feb. 2025. [Online]. Available: https://iced.niti.gov.in
BAU | India | IN_N | Western Yamuna Canal Hydro Power Project Power House B | PWRHYDINDNO | Hydro | Small Hydro | 16 | 1987-05-15 | Haryana | 0.45 | Operational | India_Electricity_Infrastructure.xlsx | NITI Aayog, "India Climate and Energy Dashboard (ICED) — Plant Information and Capacity Metatable," NITI Aayog, Government of India, New Delhi, Feb. 2025. [Online]. Available: https://iced.niti.gov.in
BAU | India | IN_N | Western Yamuna Canal Hydro Power Project Power House C | PWRHYDINDNO | Hydro | Small Hydro | 16 | 1989-03-27 | Haryana | 0.45 | Operational | India_Electricity_Infrastructure.xlsx | NITI Aayog, "India Climate and Energy Dashboard (ICED) — Plant Information and Capacity Metatable," NITI Aayog, Government of India, New Delhi, Feb. 2025. [Online]. Available: https://iced.niti.gov.in
BAU | India | IN_N | Western Yamuna Canal Hydro Power Project Power House D | PWRHYDINDNO | Hydro | Small Hydro | 14.4 | 2004-04-16 | Haryana | 0.45 | Operational | India_Electricity_Infrastructure.xlsx | NITI Aayog, "India Climate and Energy Dashboard (ICED) — Plant Information and Capacity Metatable," NITI Aayog, Government of India, New Delhi, Feb. 2025. [Online]. Available: https://iced.niti.gov.in
BAU | India | IN_N | Others (districts not specified) [Biomass & bagasse based cogen.] Dadra and Naga | PWRBIOINDNO | Biomass Power | Bio Power | 3.75 | Pre-2000 | Dadra and Nagar Haveli an | 0.5 | Operational | India_Electricity_Infrastructure.xlsx | NITI Aayog, "India Climate and Energy Dashboard (ICED) — Plant Information and Capacity Metatable," NITI Aayog, Government of India, New Delhi, Feb. 2025. [Online]. Available: https://iced.niti.gov.in
BAU | India | IN_S | Adilaxmi Industries Andhra Pradesh East Godavari 0.41 2014-04-01 | PWRBIOINDSO | Biomass Power | Bio Power | 0.41 | 2014-04-01 | Andhra Pradesh | 0.5 | Operational | India_Electricity_Infrastructure.xlsx | NITI Aayog, "India Climate and Energy Dashboard (ICED) — Plant Information and Capacity Metatable," NITI Aayog, Government of India, New Delhi, Feb. 2025. [Online]. Available: https://iced.niti.gov.in
BAU | India | IN_S | Agri Gold Projects Ltd Andhra Pradesh Prakasam 6 2003-06-19 | PWRBIOINDSO | Biomass Power | Bio Power | 6 | 2003-06-19 | Andhra Pradesh | 0.5 | Operational | India_Electricity_Infrastructure.xlsx | NITI Aayog, "India Climate and Energy Dashboard (ICED) — Plant Information and Capacity Metatable," NITI Aayog, Government of India, New Delhi, Feb. 2025. [Online]. Available: https://iced.niti.gov.in
BAU | India | IN_S | Ambika Sugars (Previously M/s. SREL) Tamil Nadu Cuddalore 40 | PWRBIOINDSO | Biomass Power | Bio Power | 40 | Pre-2000 | Tamil Nadu | 0.5 | Operational | India_Electricity_Infrastructure.xlsx | NITI Aayog, "India Climate and Energy Dashboard (ICED) — Plant Information and Capacity Metatable," NITI Aayog, Government of India, New Delhi, Feb. 2025. [Online]. Available: https://iced.niti.gov.in
BAU | India | IN_S | Ananda Enterprises (India) Pvt Ltd Andhra Pradesh West Godavari 2 2014-04-01 | PWRBIOINDSO | Biomass Power | Bio Power | 2 | 2014-04-01 | Andhra Pradesh | 0.5 | Operational | India_Electricity_Infrastructure.xlsx | NITI Aayog, "India Climate and Energy Dashboard (ICED) — Plant Information and Capacity Metatable," NITI Aayog, Government of India, New Delhi, Feb. 2025. [Online]. Available: https://iced.niti.gov.in
BAU | India | IN_S | Andhra Sugars Ltd. Andhra Pradesh West Godavari 7 1999-01-21 | PWRBIOINDSO | Biomass Power | Bio Power | 7 | 1999-01-21 | Andhra Pradesh | 0.5 | Operational | India_Electricity_Infrastructure.xlsx | NITI Aayog, "India Climate and Energy Dashboard (ICED) — Plant Information and Capacity Metatable," NITI Aayog, Government of India, New Delhi, Feb. 2025. [Online]. Available: https://iced.niti.gov.in
BAU | India | IN_S | Arashi Hi-Tech Bio-Power Ltd. Tamil Nadu Coimbatore 1.6 | PWRBIOINDSO | Biomass Power | Bio Power | 1.6 | Pre-2000 | Tamil Nadu | 0.5 | Operational | India_Electricity_Infrastructure.xlsx | NITI Aayog, "India Climate and Energy Dashboard (ICED) — Plant Information and Capacity Metatable," NITI Aayog, Government of India, New Delhi, Feb. 2025. [Online]. Available: https://iced.niti.gov.in
BAU | India | IN_S | Aroma Biotech Pvt Ltd Andhra Pradesh West Godavari 2.2 2012-05-12 | PWRBIOINDSO | Biomass Power | Bio Power | 2.2 | 2012-05-12 | Andhra Pradesh | 0.5 | Operational | India_Electricity_Infrastructure.xlsx | NITI Aayog, "India Climate and Energy Dashboard (ICED) — Plant Information and Capacity Metatable," NITI Aayog, Government of India, New Delhi, Feb. 2025. [Online]. Available: https://iced.niti.gov.in
BAU | India | IN_S | Arunachala Sugars Ltd. Tamil Nadu Tiruvannamalai 19 | PWRBIOINDSO | Biomass Power | Bio Power | 19 | Pre-2000 | Tamil Nadu | 0.5 | Operational | India_Electricity_Infrastructure.xlsx | NITI Aayog, "India Climate and Energy Dashboard (ICED) — Plant Information and Capacity Metatable," NITI Aayog, Government of India, New Delhi, Feb. 2025. [Online]. Available: https://iced.niti.gov.in
BAU | India | IN_S | Astro Energy and Bio Systems Ltd. Tamil Nadu Madurai 10 | PWRBIOINDSO | Biomass Power | Bio Power | 10 | Pre-2000 | Tamil Nadu | 0.5 | Operational | India_Electricity_Infrastructure.xlsx | NITI Aayog, "India Climate and Energy Dashboard (ICED) — Plant Information and Capacity Metatable," NITI Aayog, Government of India, New Delhi, Feb. 2025. [Online]. Available: https://iced.niti.gov.in
BAU | India | IN_S | Athani Farmers Sugar factory Ltd Karnataka Belagavi 24 01.01.2012 | PWRBIOINDSO | Biomass Power | Bio Power | 24 | 2012-01-01 | Karnataka | 0.5 | Operational | India_Electricity_Infrastructure.xlsx | NITI Aayog, "India Climate and Energy Dashboard (ICED) — Plant Information and Capacity Metatable," NITI Aayog, Government of India, New Delhi, Feb. 2025. [Online]. Available: https://iced.niti.gov.in
BAU | India | IN_S | Auro Energy Ltd. Tamil Nadu Thanjavur 16 | PWRBIOINDSO | Biomass Power | Bio Power | 16 | Pre-2000 | Tamil Nadu | 0.5 | Operational | India_Electricity_Infrastructure.xlsx | NITI Aayog, "India Climate and Energy Dashboard (ICED) — Plant Information and Capacity Metatable," NITI Aayog, Government of India, New Delhi, Feb. 2025. [Online]. Available: https://iced.niti.gov.in
BAU | India | IN_S | Aurobindo Agro Energy Pvt. Ltd. Tamil Nadu Sivaganga 15 | PWRBIOINDSO | Biomass Power | Bio Power | 15 | Pre-2000 | Tamil Nadu | 0.5 | Operational | India_Electricity_Infrastructure.xlsx | NITI Aayog, "India Climate and Energy Dashboard (ICED) — Plant Information and Capacity Metatable," NITI Aayog, Government of India, New Delhi, Feb. 2025. [Online]. Available: https://iced.niti.gov.in
BAU | India | IN_S | Auromira Bio Power India (P) Ltd Tamil Nadu Tirunelveli 15 | PWRBIOINDSO | Biomass Power | Bio Power | 15 | Pre-2000 | Tamil Nadu | 0.5 | Operational | India_Electricity_Infrastructure.xlsx | NITI Aayog, "India Climate and Energy Dashboard (ICED) — Plant Information and Capacity Metatable," NITI Aayog, Government of India, New Delhi, Feb. 2025. [Online]. Available: https://iced.niti.gov.in
BAU | India | IN_S | Balaji Agro Oils Ltd Andhra Pradesh Krishna 4.5 2003-06-01 | PWRBIOINDSO | Biomass Power | Bio Power | 4.5 | 2003-06-01 | Andhra Pradesh | 0.5 | Operational | India_Electricity_Infrastructure.xlsx | NITI Aayog, "India Climate and Energy Dashboard (ICED) — Plant Information and Capacity Metatable," NITI Aayog, Government of India, New Delhi, Feb. 2025. [Online]. Available: https://iced.niti.gov.in
BAU | India | IN_S | Balaji Boiled & Raw Rice Mill Andhra Pradesh East Godavari 0.89 2016-06-01 | PWRBIOINDSO | Biomass Power | Bio Power | 0.89 | 2016-06-01 | Andhra Pradesh | 0.5 | Operational | India_Electricity_Infrastructure.xlsx | NITI Aayog, "India Climate and Energy Dashboard (ICED) — Plant Information and Capacity Metatable," NITI Aayog, Government of India, New Delhi, Feb. 2025. [Online]. Available: https://iced.niti.gov.in
BAU | India | IN_S | Balaji Sugars and Chemicals Pvt Ltd Karnataka Vijayapura 18 | PWRBIOINDSO | Biomass Power | Bio Power | 18 | Pre-2000 | Karnataka | 0.5 | Operational | India_Electricity_Infrastructure.xlsx | NITI Aayog, "India Climate and Energy Dashboard (ICED) — Plant Information and Capacity Metatable," NITI Aayog, Government of India, New Delhi, Feb. 2025. [Online]. Available: https://iced.niti.gov.in
BAU | India | IN_S | Bannari Amman Sugars Ltd. Karnataka Chamarajanagar 20 | PWRBIOINDSO | Biomass Power | Bio Power | 20 | Pre-2000 | Karnataka | 0.5 | Operational | India_Electricity_Infrastructure.xlsx | NITI Aayog, "India Climate and Energy Dashboard (ICED) — Plant Information and Capacity Metatable," NITI Aayog, Government of India, New Delhi, Feb. 2025. [Online]. Available: https://iced.niti.gov.in
BAU | India | IN_S | Bannari Amman Sugars Ltd. Karnataka Mysuru 36.3 10.03.2004 | PWRBIOINDSO | Biomass Power | Bio Power | 36.3 | 2004-10-03 | Karnataka | 0.5 | Operational | India_Electricity_Infrastructure.xlsx | NITI Aayog, "India Climate and Energy Dashboard (ICED) — Plant Information and Capacity Metatable," NITI Aayog, Government of India, New Delhi, Feb. 2025. [Online]. Available: https://iced.niti.gov.in
BAU | India | IN_S | Bannari Amman Sugars Ltd. Tamil Nadu Erode 20 | PWRBIOINDSO | Biomass Power | Bio Power | 20 | Pre-2000 | Tamil Nadu | 0.5 | Operational | India_Electricity_Infrastructure.xlsx | NITI Aayog, "India Climate and Energy Dashboard (ICED) — Plant Information and Capacity Metatable," NITI Aayog, Government of India, New Delhi, Feb. 2025. [Online]. Available: https://iced.niti.gov.in
BAU | India | IN_S | Bannari Amman Sugars and Chemicals Ltd. Tamil Nadu Tiruvannamalai 28.8 | PWRBIOINDSO | Biomass Power | Bio Power | 28.8 | Pre-2000 | Tamil Nadu | 0.5 | Operational | India_Electricity_Infrastructure.xlsx | NITI Aayog, "India Climate and Energy Dashboard (ICED) — Plant Information and Capacity Metatable," NITI Aayog, Government of India, New Delhi, Feb. 2025. [Online]. Available: https://iced.niti.gov.in
BAU | India | IN_S | Bhagyanagar Solvents & Extractions Pvt. Ltd. Karnataka Raichur 7.5 01.09.2003 | PWRBIOINDSO | Biomass Power | Bio Power | 7.5 | 2003-01-09 | Karnataka | 0.5 | Operational | India_Electricity_Infrastructure.xlsx | NITI Aayog, "India Climate and Energy Dashboard (ICED) — Plant Information and Capacity Metatable," NITI Aayog, Government of India, New Delhi, Feb. 2025. [Online]. Available: https://iced.niti.gov.in
BAU | India | IN_S | Bilagi Sugar Mill Ltd Karnataka Bagalkote 8 01.12.2009 | PWRBIOINDSO | Biomass Power | Bio Power | 8 | 2009-01-12 | Karnataka | 0.5 | Operational | India_Electricity_Infrastructure.xlsx | NITI Aayog, "India Climate and Energy Dashboard (ICED) — Plant Information and Capacity Metatable," NITI Aayog, Government of India, New Delhi, Feb. 2025. [Online]. Available: https://iced.niti.gov.in
BAU | India | IN_S | Bollineni Castings & Steels Ltd Andhra Pradesh Sri Potti Sriramulu Nellore 6 200 | PWRBIOINDSO | Biomass Power | Bio Power | 6 | 2003-10-07 | Andhra Pradesh | 0.5 | Operational | India_Electricity_Infrastructure.xlsx | NITI Aayog, "India Climate and Energy Dashboard (ICED) — Plant Information and Capacity Metatable," NITI Aayog, Government of India, New Delhi, Feb. 2025. [Online]. Available: https://iced.niti.gov.in
BAU | India | IN_S | Buddha Deva Power Ltd Telangana Nalgonda 6 | PWRBIOINDSO | Biomass Power | Bio Power | 6 | Pre-2000 | Telangana | 0.5 | Operational | India_Electricity_Infrastructure.xlsx | NITI Aayog, "India Climate and Energy Dashboard (ICED) — Plant Information and Capacity Metatable," NITI Aayog, Government of India, New Delhi, Feb. 2025. [Online]. Available: https://iced.niti.gov.in
BAU | India | IN_S | C.M.D.A., Koyambedu Veg. Market Bio-metharation plant Tamil Nadu Chennai 0.25 | PWRBIOINDSO | Biomass Power | Bio Power | 0.25 | Pre-2000 | Tamil Nadu | 0.5 | Operational | India_Electricity_Infrastructure.xlsx | NITI Aayog, "India Climate and Energy Dashboard (ICED) — Plant Information and Capacity Metatable," NITI Aayog, Government of India, New Delhi, Feb. 2025. [Online]. Available: https://iced.niti.gov.in
BAU | India | IN_S | Chamundeshwari Sugars Ltd Karnataka Mandya 26 02.04.2008 | PWRBIOINDSO | Biomass Power | Bio Power | 26 | 2008-02-04 | Karnataka | 0.5 | Operational | India_Electricity_Infrastructure.xlsx | NITI Aayog, "India Climate and Energy Dashboard (ICED) — Plant Information and Capacity Metatable," NITI Aayog, Government of India, New Delhi, Feb. 2025. [Online]. Available: https://iced.niti.gov.in
BAU | India | IN_S | Cheyyar Co.op Sugar Mills Tamil Nadu Tiruvannamalai 7.5 | PWRBIOINDSO | Biomass Power | Bio Power | 7.5 | Pre-2000 | Tamil Nadu | 0.5 | Operational | India_Electricity_Infrastructure.xlsx | NITI Aayog, "India Climate and Energy Dashboard (ICED) — Plant Information and Capacity Metatable," NITI Aayog, Government of India, New Delhi, Feb. 2025. [Online]. Available: https://iced.niti.gov.in
BAU | India | IN_S | Chitra Bio Energy Ltd. Tamil Nadu Pudukkottai 7.5 | PWRBIOINDSO | Biomass Power | Bio Power | 7.5 | Pre-2000 | Tamil Nadu | 0.5 | Operational | India_Electricity_Infrastructure.xlsx | NITI Aayog, "India Climate and Energy Dashboard (ICED) — Plant Information and Capacity Metatable," NITI Aayog, Government of India, New Delhi, Feb. 2025. [Online]. Available: https://iced.niti.gov.in
BAU | India | IN_S | Chodavaram Co-op. Sugars Ltd Andhra Pradesh Visakhapatnam 14 2003-04-06 | PWRBIOINDSO | Biomass Power | Bio Power | 14 | 2003-04-06 | Andhra Pradesh | 0.5 | Operational | India_Electricity_Infrastructure.xlsx | NITI Aayog, "India Climate and Energy Dashboard (ICED) — Plant Information and Capacity Metatable," NITI Aayog, Government of India, New Delhi, Feb. 2025. [Online]. Available: https://iced.niti.gov.in
BAU | India | IN_S | Clarion Power Corp.Ltd Andhra Pradesh Prakasam 12 2004-01-23 | PWRBIOINDSO | Biomass Power | Bio Power | 12 | 2004-01-23 | Andhra Pradesh | 0.5 | Operational | India_Electricity_Infrastructure.xlsx | NITI Aayog, "India Climate and Energy Dashboard (ICED) — Plant Information and Capacity Metatable," NITI Aayog, Government of India, New Delhi, Feb. 2025. [Online]. Available: https://iced.niti.gov.in
BAU | India | IN_S | Core Green Sugar & Fuels Pvt Ltd Karnataka Yadgir 24 16.10.2011 | PWRBIOINDSO | Biomass Power | Bio Power | 24 | 2011-10-16 | Karnataka | 0.5 | Operational | India_Electricity_Infrastructure.xlsx | NITI Aayog, "India Climate and Energy Dashboard (ICED) — Plant Information and Capacity Metatable," NITI Aayog, Government of India, New Delhi, Feb. 2025. [Online]. Available: https://iced.niti.gov.in
BAU | India | IN_S | Coromandel Sugars Ltd Karnataka Mandya 12 06.02.2000 | PWRBIOINDSO | Biomass Power | Bio Power | 12 | 2000-06-02 | Karnataka | 0.5 | Operational | India_Electricity_Infrastructure.xlsx | NITI Aayog, "India Climate and Energy Dashboard (ICED) — Plant Information and Capacity Metatable," NITI Aayog, Government of India, New Delhi, Feb. 2025. [Online]. Available: https://iced.niti.gov.in
BAU | India | IN_S | Davanagere Sugar Co. Ltd Karnataka Davangere 24 24.03.2004 | PWRBIOINDSO | Biomass Power | Bio Power | 24 | 2004-03-24 | Karnataka | 0.5 | Operational | India_Electricity_Infrastructure.xlsx | NITI Aayog, "India Climate and Energy Dashboard (ICED) — Plant Information and Capacity Metatable," NITI Aayog, Government of India, New Delhi, Feb. 2025. [Online]. Available: https://iced.niti.gov.in
BAU | India | IN_S | Delta Paper Mills Ltd Andhra Pradesh West Godavari 9.9 2007-12-01 | PWRBIOINDSO | Biomass Power | Bio Power | 9.9 | 2007-12-01 | Andhra Pradesh | 0.5 | Operational | India_Electricity_Infrastructure.xlsx | NITI Aayog, "India Climate and Energy Dashboard (ICED) — Plant Information and Capacity Metatable," NITI Aayog, Government of India, New Delhi, Feb. 2025. [Online]. Available: https://iced.niti.gov.in
BAU | India | IN_S | Dhanalakshmi Sahakari Sakkare Karkhane Niyamita Karnataka Belagavi 8 12.03.2010 | PWRBIOINDSO | Biomass Power | Bio Power | 8 | 2010-12-03 | Karnataka | 0.5 | Operational | India_Electricity_Infrastructure.xlsx | NITI Aayog, "India Climate and Energy Dashboard (ICED) — Plant Information and Capacity Metatable," NITI Aayog, Government of India, New Delhi, Feb. 2025. [Online]. Available: https://iced.niti.gov.in
BAU | India | IN_S | Dhanalakshmi Srinivasan Sugars Pvt Ltd. Tamil Nadu Perambalur 25 | PWRBIOINDSO | Biomass Power | Bio Power | 25 | Pre-2000 | Tamil Nadu | 0.5 | Operational | India_Electricity_Infrastructure.xlsx | NITI Aayog, "India Climate and Energy Dashboard (ICED) — Plant Information and Capacity Metatable," NITI Aayog, Government of India, New Delhi, Feb. 2025. [Online]. Available: https://iced.niti.gov.in
BAU | India | IN_S | Dharani Sugars & Chemical Ltd. Tamil Nadu Tiruvannamalai 15 | PWRBIOINDSO | Biomass Power | Bio Power | 15 | Pre-2000 | Tamil Nadu | 0.5 | Operational | India_Electricity_Infrastructure.xlsx | NITI Aayog, "India Climate and Energy Dashboard (ICED) — Plant Information and Capacity Metatable," NITI Aayog, Government of India, New Delhi, Feb. 2025. [Online]. Available: https://iced.niti.gov.in
BAU | India | IN_S | Dharani Sugars & Chemical Ltd. Tamil Nadu Viluppuram 22 | PWRBIOINDSO | Biomass Power | Bio Power | 22 | Pre-2000 | Tamil Nadu | 0.5 | Operational | India_Electricity_Infrastructure.xlsx | NITI Aayog, "India Climate and Energy Dashboard (ICED) — Plant Information and Capacity Metatable," NITI Aayog, Government of India, New Delhi, Feb. 2025. [Online]. Available: https://iced.niti.gov.in
BAU | India | IN_S | Dharwad Bio Energy Pvt. Ltd. Karnataka Dharwad 10 31.01.2013 | PWRBIOINDSO | Biomass Power | Bio Power | 10 | 2013-01-31 | Karnataka | 0.5 | Operational | India_Electricity_Infrastructure.xlsx | NITI Aayog, "India Climate and Energy Dashboard (ICED) — Plant Information and Capacity Metatable," NITI Aayog, Government of India, New Delhi, Feb. 2025. [Online]. Available: https://iced.niti.gov.in
BAU | India | IN_S | Doodhganga Krishna Sahakari Sakkare Karkhane Niyamita Karnataka Belagavi 24 25.0 | PWRBIOINDSO | Biomass Power | Bio Power | 24 | 2004-03-25 | Karnataka | 0.5 | Operational | India_Electricity_Infrastructure.xlsx | NITI Aayog, "India Climate and Energy Dashboard (ICED) — Plant Information and Capacity Metatable," NITI Aayog, Government of India, New Delhi, Feb. 2025. [Online]. Available: https://iced.niti.gov.in
BAU | India | IN_S | EID Parry India Ltd. Karnataka Bagalkote 16 01.06.2008 | PWRBIOINDSO | Biomass Power | Bio Power | 16 | 2008-01-06 | Karnataka | 0.5 | Operational | India_Electricity_Infrastructure.xlsx | NITI Aayog, "India Climate and Energy Dashboard (ICED) — Plant Information and Capacity Metatable," NITI Aayog, Government of India, New Delhi, Feb. 2025. [Online]. Available: https://iced.niti.gov.in
BAU | India | IN_S | EID Parry India Ltd. Tamil Nadu Cuddalore 24.5 | PWRBIOINDSO | Biomass Power | Bio Power | 24.5 | Pre-2000 | Tamil Nadu | 0.5 | Operational | India_Electricity_Infrastructure.xlsx | NITI Aayog, "India Climate and Energy Dashboard (ICED) — Plant Information and Capacity Metatable," NITI Aayog, Government of India, New Delhi, Feb. 2025. [Online]. Available: https://iced.niti.gov.in
BAU | India | IN_S | EID Parry India Ltd. Tamil Nadu Karur 22 | PWRBIOINDSO | Biomass Power | Bio Power | 22 | Pre-2000 | Tamil Nadu | 0.5 | Operational | India_Electricity_Infrastructure.xlsx | NITI Aayog, "India Climate and Energy Dashboard (ICED) — Plant Information and Capacity Metatable," NITI Aayog, Government of India, New Delhi, Feb. 2025. [Online]. Available: https://iced.niti.gov.in
BAU | India | IN_S | EID Parry India Ltd. Tamil Nadu Pudukkottai 18 | PWRBIOINDSO | Biomass Power | Bio Power | 18 | Pre-2000 | Tamil Nadu | 0.5 | Operational | India_Electricity_Infrastructure.xlsx | NITI Aayog, "India Climate and Energy Dashboard (ICED) — Plant Information and Capacity Metatable," NITI Aayog, Government of India, New Delhi, Feb. 2025. [Online]. Available: https://iced.niti.gov.in
BAU | India | IN_S | EID Parry India Ltd. Tamil Nadu Tiruchirappalli 18 | PWRBIOINDSO | Biomass Power | Bio Power | 18 | Pre-2000 | Tamil Nadu | 0.5 | Operational | India_Electricity_Infrastructure.xlsx | NITI Aayog, "India Climate and Energy Dashboard (ICED) — Plant Information and Capacity Metatable," NITI Aayog, Government of India, New Delhi, Feb. 2025. [Online]. Available: https://iced.niti.gov.in
BAU | India | IN_S | ETA Power Gen.Pvt.Ltd. Tamil Nadu Virudhunagar 10 | PWRBIOINDSO | Biomass Power | Bio Power | 10 | Pre-2000 | Tamil Nadu | 0.5 | Operational | India_Electricity_Infrastructure.xlsx | NITI Aayog, "India Climate and Energy Dashboard (ICED) — Plant Information and Capacity Metatable," NITI Aayog, Government of India, New Delhi, Feb. 2025. [Online]. Available: https://iced.niti.gov.in
BAU | India | IN_S | Empee Distilleries (Pvt) Ltd. Tamil Nadu Pudukkottai 10 | PWRBIOINDSO | Biomass Power | Bio Power | 10 | Pre-2000 | Tamil Nadu | 0.5 | Operational | India_Electricity_Infrastructure.xlsx | NITI Aayog, "India Climate and Energy Dashboard (ICED) — Plant Information and Capacity Metatable," NITI Aayog, Government of India, New Delhi, Feb. 2025. [Online]. Available: https://iced.niti.gov.in
BAU | India | IN_S | Empee Power company (I) Ltd Andhra Pradesh Sri Potti Sriramulu Nellore 20 2009-1 | PWRBIOINDSO | Biomass Power | Bio Power | 20 | 2009-12-02 | Andhra Pradesh | 0.5 | Operational | India_Electricity_Infrastructure.xlsx | NITI Aayog, "India Climate and Energy Dashboard (ICED) — Plant Information and Capacity Metatable," NITI Aayog, Government of India, New Delhi, Feb. 2025. [Online]. Available: https://iced.niti.gov.in
BAU | India | IN_S | Empee Sugars & Chemicals Ltd. Tamil Nadu Tirunelveli 50 | PWRBIOINDSO | Biomass Power | Bio Power | 50 | Pre-2000 | Tamil Nadu | 0.5 | Operational | India_Electricity_Infrastructure.xlsx | NITI Aayog, "India Climate and Energy Dashboard (ICED) — Plant Information and Capacity Metatable," NITI Aayog, Government of India, New Delhi, Feb. 2025. [Online]. Available: https://iced.niti.gov.in
BAU | India | IN_S | Falcon Tyres Ltd. Karnataka Mysuru 6 01.03.2009 | PWRBIOINDSO | Biomass Power | Bio Power | 6 | 2009-01-03 | Karnataka | 0.5 | Operational | India_Electricity_Infrastructure.xlsx | NITI Aayog, "India Climate and Energy Dashboard (ICED) — Plant Information and Capacity Metatable," NITI Aayog, Government of India, New Delhi, Feb. 2025. [Online]. Available: https://iced.niti.gov.in
BAU | India | IN_S | G.K. Bio Energy Pvt. Ltd. Tamil Nadu Erode 1.5 | PWRBIOINDSO | Biomass Power | Bio Power | 1.5 | Pre-2000 | Tamil Nadu | 0.5 | Operational | India_Electricity_Infrastructure.xlsx | NITI Aayog, "India Climate and Energy Dashboard (ICED) — Plant Information and Capacity Metatable," NITI Aayog, Government of India, New Delhi, Feb. 2025. [Online]. Available: https://iced.niti.gov.in
BAU | India | IN_S | GEM Sugars Ltd Karnataka Bagalkote 16.5 31.10.2002 | PWRBIOINDSO | Biomass Power | Bio Power | 16.5 | 2002-10-31 | Karnataka | 0.5 | Operational | India_Electricity_Infrastructure.xlsx | NITI Aayog, "India Climate and Energy Dashboard (ICED) — Plant Information and Capacity Metatable," NITI Aayog, Government of India, New Delhi, Feb. 2025. [Online]. Available: https://iced.niti.gov.in
BAU | India | IN_S | GMR Industries Ltd. Andhra Pradesh Srikakulam 16 2001-08-15 | PWRBIOINDSO | Biomass Power | Bio Power | 16 | 2001-08-15 | Andhra Pradesh | 0.5 | Operational | India_Electricity_Infrastructure.xlsx | NITI Aayog, "India Climate and Energy Dashboard (ICED) — Plant Information and Capacity Metatable," NITI Aayog, Government of India, New Delhi, Feb. 2025. [Online]. Available: https://iced.niti.gov.in
BAU | India | IN_S | GSR Sugars Pvt Ltd Telangana Nizamabad 16.1 16.05.2007 | PWRBIOINDSO | Biomass Power | Bio Power | 16.1 | 2007-05-16 | Telangana | 0.5 | Operational | India_Electricity_Infrastructure.xlsx | NITI Aayog, "India Climate and Energy Dashboard (ICED) — Plant Information and Capacity Metatable," NITI Aayog, Government of India, New Delhi, Feb. 2025. [Online]. Available: https://iced.niti.gov.in
BAU | India | IN_S | Ganapati Sugars Industries Ltd Telangana Sangareddy 15 1.01.2003 | PWRBIOINDSO | Biomass Power | Bio Power | 15 | 2003-01-01 | Telangana | 0.5 | Operational | India_Electricity_Infrastructure.xlsx | NITI Aayog, "India Climate and Energy Dashboard (ICED) — Plant Information and Capacity Metatable," NITI Aayog, Government of India, New Delhi, Feb. 2025. [Online]. Available: https://iced.niti.gov.in
BAU | India | IN_S | Gayatri Agro Industrial Power Ltd Telangana Nalgonda 6 28.2.2001 | PWRBIOINDSO | Biomass Power | Bio Power | 6 | 2001-02-28 | Telangana | 0.5 | Operational | India_Electricity_Infrastructure.xlsx | NITI Aayog, "India Climate and Energy Dashboard (ICED) — Plant Information and Capacity Metatable," NITI Aayog, Government of India, New Delhi, Feb. 2025. [Online]. Available: https://iced.niti.gov.in
BAU | India | IN_S | Gayatri Sugar Ltd Telangana Nizamabad 9 23.05.2001 | PWRBIOINDSO | Biomass Power | Bio Power | 9 | 2001-05-23 | Telangana | 0.5 | Operational | India_Electricity_Infrastructure.xlsx | NITI Aayog, "India Climate and Energy Dashboard (ICED) — Plant Information and Capacity Metatable," NITI Aayog, Government of India, New Delhi, Feb. 2025. [Online]. Available: https://iced.niti.gov.in
BAU | India | IN_S | Global Power Tech. Equipments Pvt.Ltd. Tamil Nadu Tiruvannamalai 7.5 | PWRBIOINDSO | Biomass Power | Bio Power | 7.5 | Pre-2000 | Tamil Nadu | 0.5 | Operational | India_Electricity_Infrastructure.xlsx | NITI Aayog, "India Climate and Energy Dashboard (ICED) — Plant Information and Capacity Metatable," NITI Aayog, Government of India, New Delhi, Feb. 2025. [Online]. Available: https://iced.niti.gov.in
BAU | India | IN_S | Godavari Bio Refineries Ltd Karnataka Bagalkote 21.6 07.01.2011 | PWRBIOINDSO | Biomass Power | Bio Power | 21.6 | 2011-07-01 | Karnataka | 0.5 | Operational | India_Electricity_Infrastructure.xlsx | NITI Aayog, "India Climate and Energy Dashboard (ICED) — Plant Information and Capacity Metatable," NITI Aayog, Government of India, New Delhi, Feb. 2025. [Online]. Available: https://iced.niti.gov.in
BAU | India | IN_S | Godavari Bio Refineries Ltd Karnataka Bagalkote 24 01.09.2002 | PWRBIOINDSO | Biomass Power | Bio Power | 24 | 2002-01-09 | Karnataka | 0.5 | Operational | India_Electricity_Infrastructure.xlsx | NITI Aayog, "India Climate and Energy Dashboard (ICED) — Plant Information and Capacity Metatable," NITI Aayog, Government of India, New Delhi, Feb. 2025. [Online]. Available: https://iced.niti.gov.in
BAU | India | IN_S | Gokak SC & ST Sahakari Sakkare Karkhane Niyamita Karnataka Belagavi 14 24.12.200 | PWRBIOINDSO | Biomass Power | Bio Power | 14 | 2009-12-24 | Karnataka | 0.5 | Operational | India_Electricity_Infrastructure.xlsx | NITI Aayog, "India Climate and Energy Dashboard (ICED) — Plant Information and Capacity Metatable," NITI Aayog, Government of India, New Delhi, Feb. 2025. [Online]. Available: https://iced.niti.gov.in
BAU | India | IN_S | Gowthami Bio Energies Ltd Telangana Khammam 6 23.7.2001 | PWRBIOINDSO | Biomass Power | Bio Power | 6 | 2001-07-23 | Telangana | 0.5 | Operational | India_Electricity_Infrastructure.xlsx | NITI Aayog, "India Climate and Energy Dashboard (ICED) — Plant Information and Capacity Metatable," NITI Aayog, Government of India, New Delhi, Feb. 2025. [Online]. Available: https://iced.niti.gov.in
BAU | India | IN_S | Gowthami Solvent Oil Ltd Andhra Pradesh West Godavari 2.75 1996-03-31 | PWRBIOINDSO | Biomass Power | Bio Power | 2.75 | 1996-03-31 | Andhra Pradesh | 0.5 | Operational | India_Electricity_Infrastructure.xlsx | NITI Aayog, "India Climate and Energy Dashboard (ICED) — Plant Information and Capacity Metatable," NITI Aayog, Government of India, New Delhi, Feb. 2025. [Online]. Available: https://iced.niti.gov.in
BAU | India | IN_S | Greenko Energies Pvt Ltd Andhra Pradesh Guntur 6 2002-07-19 | PWRBIOINDSO | Biomass Power | Bio Power | 6 | 2002-07-19 | Andhra Pradesh | 0.5 | Operational | India_Electricity_Infrastructure.xlsx | NITI Aayog, "India Climate and Energy Dashboard (ICED) — Plant Information and Capacity Metatable," NITI Aayog, Government of India, New Delhi, Feb. 2025. [Online]. Available: https://iced.niti.gov.in
BAU | India | IN_S | Greenko Energies Pvt Ltd Andhra Pradesh YSR Kadapa 6 | PWRBIOINDSO | Biomass Power | Bio Power | 6 | Pre-2000 | Andhra Pradesh | 0.5 | Operational | India_Electricity_Infrastructure.xlsx | NITI Aayog, "India Climate and Energy Dashboard (ICED) — Plant Information and Capacity Metatable," NITI Aayog, Government of India, New Delhi, Feb. 2025. [Online]. Available: https://iced.niti.gov.in
BAU | India | IN_S | Gujarat Ambuja Exports Ltd (Biomass based Cogen) Karnataka Haveri 2.44 21.01.201 | PWRBIOINDSO | Biomass Power | Bio Power | 2.44 | 2013-01-21 | Karnataka | 0.5 | Operational | India_Electricity_Infrastructure.xlsx | NITI Aayog, "India Climate and Energy Dashboard (ICED) — Plant Information and Capacity Metatable," NITI Aayog, Government of India, New Delhi, Feb. 2025. [Online]. Available: https://iced.niti.gov.in
BAU | India | IN_S | Gujarat Ambuja Exports Ltd Karnataka Haveri 2.85 01.04.2014 | PWRBIOINDSO | Biomass Power | Bio Power | 2.85 | 2014-01-04 | Karnataka | 0.5 | Operational | India_Electricity_Infrastructure.xlsx | NITI Aayog, "India Climate and Energy Dashboard (ICED) — Plant Information and Capacity Metatable," NITI Aayog, Government of India, New Delhi, Feb. 2025. [Online]. Available: https://iced.niti.gov.in
BAU | India | IN_S | HCL Agro Power Ltd Andhra Pradesh Krishna 6 2000-10-24 | PWRBIOINDSO | Biomass Power | Bio Power | 6 | 2000-10-24 | Andhra Pradesh | 0.5 | Operational | India_Electricity_Infrastructure.xlsx | NITI Aayog, "India Climate and Energy Dashboard (ICED) — Plant Information and Capacity Metatable," NITI Aayog, Government of India, New Delhi, Feb. 2025. [Online]. Available: https://iced.niti.gov.in
BAU | India | IN_S | Hassan Biomass Power Co. Pvt. Ltd. Karnataka Hassan 8 17.03.2003 | PWRBIOINDSO | Biomass Power | Bio Power | 8 | 2003-03-17 | Karnataka | 0.5 | Operational | India_Electricity_Infrastructure.xlsx | NITI Aayog, "India Climate and Energy Dashboard (ICED) — Plant Information and Capacity Metatable," NITI Aayog, Government of India, New Delhi, Feb. 2025. [Online]. Available: https://iced.niti.gov.in
BAU | India | IN_S | Haveri Bio Energy Pvt. Ltd. Karnataka Haveri 10 01.04.2014 | PWRBIOINDSO | Biomass Power | Bio Power | 10 | 2014-01-04 | Karnataka | 0.5 | Operational | India_Electricity_Infrastructure.xlsx | NITI Aayog, "India Climate and Energy Dashboard (ICED) — Plant Information and Capacity Metatable," NITI Aayog, Government of India, New Delhi, Feb. 2025. [Online]. Available: https://iced.niti.gov.in
BAU | India | IN_S | Hiranyakeshi Sahakari Sakkare Karkhane Niyamita Karnataka Belagavi 26 15.11.2008 | PWRBIOINDSO | Biomass Power | Bio Power | 26 | 2008-11-15 | Karnataka | 0.5 | Operational | India_Electricity_Infrastructure.xlsx | NITI Aayog, "India Climate and Energy Dashboard (ICED) — Plant Information and Capacity Metatable," NITI Aayog, Government of India, New Delhi, Feb. 2025. [Online]. Available: https://iced.niti.gov.in
BAU | India | IN_S | Hiranyakeshi Sahakari Sakkare Karkhane Niyamita Karnataka Belagavi 26 27.08.2011 | PWRBIOINDSO | Biomass Power | Bio Power | 26 | 2011-08-27 | Karnataka | 0.5 | Operational | India_Electricity_Infrastructure.xlsx | NITI Aayog, "India Climate and Energy Dashboard (ICED) — Plant Information and Capacity Metatable," NITI Aayog, Government of India, New Delhi, Feb. 2025. [Online]. Available: https://iced.niti.gov.in
BAU | India | IN_S | IOT Mabagas Ltd. Tamil Nadu N.A. 2 | PWRBIOINDSO | Biomass Power | Bio Power | 2 | Pre-2000 | Tamil Nadu | 0.5 | Operational | India_Electricity_Infrastructure.xlsx | NITI Aayog, "India Climate and Energy Dashboard (ICED) — Plant Information and Capacity Metatable," NITI Aayog, Government of India, New Delhi, Feb. 2025. [Online]. Available: https://iced.niti.gov.in
BAU | India | IN_S | Ind-Barath Energies Ltd Telangana Nalgonda 6 6.10.2000 | PWRBIOINDSO | Biomass Power | Bio Power | 6 | 2000-06-10 | Telangana | 0.5 | Operational | India_Electricity_Infrastructure.xlsx | NITI Aayog, "India Climate and Energy Dashboard (ICED) — Plant Information and Capacity Metatable," NITI Aayog, Government of India, New Delhi, Feb. 2025. [Online]. Available: https://iced.niti.gov.in
BAU | India | IN_S | Indian Cane Power Ltd Karnataka Bagalkote 28 17.05.2008 | PWRBIOINDSO | Biomass Power | Bio Power | 28 | 2008-05-17 | Karnataka | 0.5 | Operational | India_Electricity_Infrastructure.xlsx | NITI Aayog, "India Climate and Energy Dashboard (ICED) — Plant Information and Capacity Metatable," NITI Aayog, Government of India, New Delhi, Feb. 2025. [Online]. Available: https://iced.niti.gov.in
BAU | India | IN_S | Indian Sugar Manufacturing Co. Ltd Karnataka Vijayapura 19.5 24.02.2013 | PWRBIOINDSO | Biomass Power | Bio Power | 19.5 | 2013-02-24 | Karnataka | 0.5 | Operational | India_Electricity_Infrastructure.xlsx | NITI Aayog, "India Climate and Energy Dashboard (ICED) — Plant Information and Capacity Metatable," NITI Aayog, Government of India, New Delhi, Feb. 2025. [Online]. Available: https://iced.niti.gov.in
BAU | India | IN_S | Indra Power Energies Ltd. Karnataka Koppal 6 13.02.2004 | PWRBIOINDSO | Biomass Power | Bio Power | 6 | 2004-02-13 | Karnataka | 0.5 | Operational | India_Electricity_Infrastructure.xlsx | NITI Aayog, "India Climate and Energy Dashboard (ICED) — Plant Information and Capacity Metatable," NITI Aayog, Government of India, New Delhi, Feb. 2025. [Online]. Available: https://iced.niti.gov.in
BAU | India | IN_S | Indur Green Power Pvt Ltd Telangana Nizamabad 6 15.2.2003 | PWRBIOINDSO | Biomass Power | Bio Power | 6 | 2003-02-15 | Telangana | 0.5 | Operational | India_Electricity_Infrastructure.xlsx | NITI Aayog, "India Climate and Energy Dashboard (ICED) — Plant Information and Capacity Metatable," NITI Aayog, Government of India, New Delhi, Feb. 2025. [Online]. Available: https://iced.niti.gov.in
BAU | India | IN_S | Jamakhandi Sugars Ltd Karnataka Bagalkote 12 08.02.2002 | PWRBIOINDSO | Biomass Power | Bio Power | 12 | 2002-08-02 | Karnataka | 0.5 | Operational | India_Electricity_Infrastructure.xlsx | NITI Aayog, "India Climate and Energy Dashboard (ICED) — Plant Information and Capacity Metatable," NITI Aayog, Government of India, New Delhi, Feb. 2025. [Online]. Available: https://iced.niti.gov.in
BAU | India | IN_S | Jamakhandi Sugars Ltd Karnataka Bagalkote 30 27.02.2012 | PWRBIOINDSO | Biomass Power | Bio Power | 30 | 2012-02-27 | Karnataka | 0.5 | Operational | India_Electricity_Infrastructure.xlsx | NITI Aayog, "India Climate and Energy Dashboard (ICED) — Plant Information and Capacity Metatable," NITI Aayog, Government of India, New Delhi, Feb. 2025. [Online]. Available: https://iced.niti.gov.in
BAU | India | IN_S | Jeypore Sugars Company Ltd (Unit II) Andhra Pradesh West Godavari 16.8 2003-10-1 | PWRBIOINDSO | Biomass Power | Bio Power | 16.8 | 2003-10-19 | Andhra Pradesh | 0.5 | Operational | India_Electricity_Infrastructure.xlsx | NITI Aayog, "India Climate and Energy Dashboard (ICED) — Plant Information and Capacity Metatable," NITI Aayog, Government of India, New Delhi, Feb. 2025. [Online]. Available: https://iced.niti.gov.in
BAU | India | IN_S | Jeypore Sugars Company Ltd Andhra Pradesh West Godavari 12 2003-10-19 | PWRBIOINDSO | Biomass Power | Bio Power | 12 | 2003-10-19 | Andhra Pradesh | 0.5 | Operational | India_Electricity_Infrastructure.xlsx | NITI Aayog, "India Climate and Energy Dashboard (ICED) — Plant Information and Capacity Metatable," NITI Aayog, Government of India, New Delhi, Feb. 2025. [Online]. Available: https://iced.niti.gov.in
BAU | India | IN_S | Jocil Limited Andhra Pradesh Guntur 6 2001-03-23 | PWRBIOINDSO | Biomass Power | Bio Power | 6 | 2001-03-23 | Andhra Pradesh | 0.5 | Operational | India_Electricity_Infrastructure.xlsx | NITI Aayog, "India Climate and Energy Dashboard (ICED) — Plant Information and Capacity Metatable," NITI Aayog, Government of India, New Delhi, Feb. 2025. [Online]. Available: https://iced.niti.gov.in
BAU | India | IN_S | Jyothi Bio Energy Ltd Andhra Pradesh Prakasam 4.5 2000-11-17 | PWRBIOINDSO | Biomass Power | Bio Power | 4.5 | 2000-11-17 | Andhra Pradesh | 0.5 | Operational | India_Electricity_Infrastructure.xlsx | NITI Aayog, "India Climate and Energy Dashboard (ICED) — Plant Information and Capacity Metatable," NITI Aayog, Government of India, New Delhi, Feb. 2025. [Online]. Available: https://iced.niti.gov.in
BAU | India | IN_S | Jyothi Bio Energy Ltd Andhra Pradesh Prakasam 6 2003-11-14 | PWRBIOINDSO | Biomass Power | Bio Power | 6 | 2003-11-14 | Andhra Pradesh | 0.5 | Operational | India_Electricity_Infrastructure.xlsx | NITI Aayog, "India Climate and Energy Dashboard (ICED) — Plant Information and Capacity Metatable," NITI Aayog, Government of India, New Delhi, Feb. 2025. [Online]. Available: https://iced.niti.gov.in
BAU | India | IN_S | KCP Sugar Industries & Corp.Ltd Andhra Pradesh Krishna 12 2005-12-26 | PWRBIOINDSO | Biomass Power | Bio Power | 12 | 2005-12-26 | Andhra Pradesh | 0.5 | Operational | India_Electricity_Infrastructure.xlsx | NITI Aayog, "India Climate and Energy Dashboard (ICED) — Plant Information and Capacity Metatable," NITI Aayog, Government of India, New Delhi, Feb. 2025. [Online]. Available: https://iced.niti.gov.in
BAU | India | IN_S | KCP Sugar Industries & Corp.Ltd Andhra Pradesh Krishna 5 2005-12-26 | PWRBIOINDSO | Biomass Power | Bio Power | 5 | 2005-12-26 | Andhra Pradesh | 0.5 | Operational | India_Electricity_Infrastructure.xlsx | NITI Aayog, "India Climate and Energy Dashboard (ICED) — Plant Information and Capacity Metatable," NITI Aayog, Government of India, New Delhi, Feb. 2025. [Online]. Available: https://iced.niti.gov.in
BAU | India | IN_S | KPR Sugar Mills Pvt Ltd Karnataka Vijayapura 30 23.11.2012 | PWRBIOINDSO | Biomass Power | Bio Power | 30 | 2012-11-23 | Karnataka | 0.5 | Operational | India_Electricity_Infrastructure.xlsx | NITI Aayog, "India Climate and Energy Dashboard (ICED) — Plant Information and Capacity Metatable," NITI Aayog, Government of India, New Delhi, Feb. 2025. [Online]. Available: https://iced.niti.gov.in
BAU | India | IN_S | Kakatiya Cement Sugars and Industries Ltd Telangana Khammam 15 12.04.2002 | PWRBIOINDSO | Biomass Power | Bio Power | 15 | 2002-12-04 | Telangana | 0.5 | Operational | India_Electricity_Infrastructure.xlsx | NITI Aayog, "India Climate and Energy Dashboard (ICED) — Plant Information and Capacity Metatable," NITI Aayog, Government of India, New Delhi, Feb. 2025. [Online]. Available: https://iced.niti.gov.in
BAU | India | IN_S | Kedarnath Sugar and Agro Chemicals Ltd Karnataka Bagalkote 18 02.03.2010 | PWRBIOINDSO | Biomass Power | Bio Power | 18 | 2010-02-03 | Karnataka | 0.5 | Operational | India_Electricity_Infrastructure.xlsx | NITI Aayog, "India Climate and Energy Dashboard (ICED) — Plant Information and Capacity Metatable," NITI Aayog, Government of India, New Delhi, Feb. 2025. [Online]. Available: https://iced.niti.gov.in
BAU | India | IN_S | Koganti Power Pvt. Ltd. Karnataka Raichur 7.5 26.11.2005 | PWRBIOINDSO | Biomass Power | Bio Power | 7.5 | 2005-11-26 | Karnataka | 0.5 | Operational | India_Electricity_Infrastructure.xlsx | NITI Aayog, "India Climate and Energy Dashboard (ICED) — Plant Information and Capacity Metatable," NITI Aayog, Government of India, New Delhi, Feb. 2025. [Online]. Available: https://iced.niti.gov.in
BAU | India | IN_S | Konark Power Ltd. Karnataka Tumakuru 73 05.05.2005 | PWRBIOINDSO | Biomass Power | Bio Power | 7.03 | 2005-05-05 | Karnataka | 0.5 | Operational | India_Electricity_Infrastructure.xlsx | NITI Aayog, "India Climate and Energy Dashboard (ICED) — Plant Information and Capacity Metatable," NITI Aayog, Government of India, New Delhi, Feb. 2025. [Online]. Available: https://iced.niti.gov.in
BAU | India | IN_S | Koppal Green Power Ltd. Karnataka Koppal 6 01.01.2005 | PWRBIOINDSO | Biomass Power | Bio Power | 6 | 2005-01-01 | Karnataka | 0.5 | Operational | India_Electricity_Infrastructure.xlsx | NITI Aayog, "India Climate and Energy Dashboard (ICED) — Plant Information and Capacity Metatable," NITI Aayog, Government of India, New Delhi, Feb. 2025. [Online]. Available: https://iced.niti.gov.in
BAU | India | IN_S | Kothari Sugars & Chemicals Ltd. Tamil Nadu Perambalur 12 | PWRBIOINDSO | Biomass Power | Bio Power | 12 | Pre-2000 | Tamil Nadu | 0.5 | Operational | India_Electricity_Infrastructure.xlsx | NITI Aayog, "India Climate and Energy Dashboard (ICED) — Plant Information and Capacity Metatable," NITI Aayog, Government of India, New Delhi, Feb. 2025. [Online]. Available: https://iced.niti.gov.in
BAU | India | IN_S | Kothari Sugars & Chemicals Ltd. Tamil Nadu Perambalur 22 | PWRBIOINDSO | Biomass Power | Bio Power | 22 | Pre-2000 | Tamil Nadu | 0.5 | Operational | India_Electricity_Infrastructure.xlsx | NITI Aayog, "India Climate and Energy Dashboard (ICED) — Plant Information and Capacity Metatable," NITI Aayog, Government of India, New Delhi, Feb. 2025. [Online]. Available: https://iced.niti.gov.in
BAU | India | IN_S | Krishna Sahakari Sakkare Karkhane Niyamita Karnataka Belagavi 12 08.02.2013 | PWRBIOINDSO | Biomass Power | Bio Power | 12 | 2013-08-02 | Karnataka | 0.5 | Operational | India_Electricity_Infrastructure.xlsx | NITI Aayog, "India Climate and Energy Dashboard (ICED) — Plant Information and Capacity Metatable," NITI Aayog, Government of India, New Delhi, Feb. 2025. [Online]. Available: https://iced.niti.gov.in
BAU | India | IN_S | Krishnaveni Sugars Ltd Andhra Pradesh West Godavari 28 2003-10-19 | PWRBIOINDSO | Biomass Power | Bio Power | 28 | 2003-10-19 | Andhra Pradesh | 0.5 | Operational | India_Electricity_Infrastructure.xlsx | NITI Aayog, "India Climate and Energy Dashboard (ICED) — Plant Information and Capacity Metatable," NITI Aayog, Government of India, New Delhi, Feb. 2025. [Online]. Available: https://iced.niti.gov.in
BAU | India | IN_S | Krishnaveni Sugars Ltd Telangana Mahabubnagar 14 | PWRBIOINDSO | Biomass Power | Bio Power | 14 | Pre-2000 | Telangana | 0.5 | Operational | India_Electricity_Infrastructure.xlsx | NITI Aayog, "India Climate and Energy Dashboard (ICED) — Plant Information and Capacity Metatable," NITI Aayog, Government of India, New Delhi, Feb. 2025. [Online]. Available: https://iced.niti.gov.in
BAU | India | IN_S | Lalitha Enterprises Andhra Pradesh East Godavari 0.5 2003-08-15 | PWRBIOINDSO | Biomass Power | Bio Power | 0.5 | 2003-08-15 | Andhra Pradesh | 0.5 | Operational | India_Electricity_Infrastructure.xlsx | NITI Aayog, "India Climate and Energy Dashboard (ICED) — Plant Information and Capacity Metatable," NITI Aayog, Government of India, New Delhi, Feb. 2025. [Online]. Available: https://iced.niti.gov.in
BAU | India | IN_S | M.R.K.Co.op Sugar Mills Tamil Nadu Cuddalore 7.5 | PWRBIOINDSO | Biomass Power | Bio Power | 7.5 | Pre-2000 | Tamil Nadu | 0.5 | Operational | India_Electricity_Infrastructure.xlsx | NITI Aayog, "India Climate and Energy Dashboard (ICED) — Plant Information and Capacity Metatable," NITI Aayog, Government of India, New Delhi, Feb. 2025. [Online]. Available: https://iced.niti.gov.in
BAU | India | IN_S | MGRRice Industries Andhra Pradesh East Godavari 0.89 2013-07-01 | PWRBIOINDSO | Biomass Power | Bio Power | 0.89 | 2013-07-01 | Andhra Pradesh | 0.5 | Operational | India_Electricity_Infrastructure.xlsx | NITI Aayog, "India Climate and Energy Dashboard (ICED) — Plant Information and Capacity Metatable," NITI Aayog, Government of India, New Delhi, Feb. 2025. [Online]. Available: https://iced.niti.gov.in
BAU | India | IN_S | Madras Sugars & Chemicals Ltd. Tamil Nadu Tirunelveli 25 | PWRBIOINDSO | Biomass Power | Bio Power | 25 | Pre-2000 | Tamil Nadu | 0.5 | Operational | India_Electricity_Infrastructure.xlsx | NITI Aayog, "India Climate and Energy Dashboard (ICED) — Plant Information and Capacity Metatable," NITI Aayog, Government of India, New Delhi, Feb. 2025. [Online]. Available: https://iced.niti.gov.in
BAU | India | IN_S | Mahatma Gandhi Sahakari Sakkare Karkhane Niyamita Karnataka Bidar 13 04.07.2009 | PWRBIOINDSO | Biomass Power | Bio Power | 13 | 2009-04-07 | Karnataka | 0.5 | Operational | India_Electricity_Infrastructure.xlsx | NITI Aayog, "India Climate and Energy Dashboard (ICED) — Plant Information and Capacity Metatable," NITI Aayog, Government of India, New Delhi, Feb. 2025. [Online]. Available: https://iced.niti.gov.in
BAU | India | IN_S | Malavalli Power Plant Pvt. Ltd. Karnataka Mandya 4.5 19.07.2001 | PWRBIOINDSO | Biomass Power | Bio Power | 4.5 | 2001-07-19 | Karnataka | 0.5 | Operational | India_Electricity_Infrastructure.xlsx | NITI Aayog, "India Climate and Energy Dashboard (ICED) — Plant Information and Capacity Metatable," NITI Aayog, Government of India, New Delhi, Feb. 2025. [Online]. Available: https://iced.niti.gov.in
BAU | India | IN_S | Manali Petrochemicals Ltd. Tamil Nadu Thiruvallur 4.7 | PWRBIOINDSO | Biomass Power | Bio Power | 4.7 | Pre-2000 | Tamil Nadu | 0.5 | Operational | India_Electricity_Infrastructure.xlsx | NITI Aayog, "India Climate and Energy Dashboard (ICED) — Plant Information and Capacity Metatable," NITI Aayog, Government of India, New Delhi, Feb. 2025. [Online]. Available: https://iced.niti.gov.in
BAU | India | IN_S | Manali Sugar Ltd Karnataka Vijayapura 15 20.04.2013 | PWRBIOINDSO | Biomass Power | Bio Power | 15 | 2013-04-20 | Karnataka | 0.5 | Operational | India_Electricity_Infrastructure.xlsx | NITI Aayog, "India Climate and Energy Dashboard (ICED) — Plant Information and Capacity Metatable," NITI Aayog, Government of India, New Delhi, Feb. 2025. [Online]. Available: https://iced.niti.gov.in
BAU | India | IN_S | Manchikonda Bio energy Pvt. Ltd Karnataka Raichur 6 01.03.2016 | PWRBIOINDSO | Biomass Power | Bio Power | 6 | 2016-01-03 | Karnataka | 0.5 | Operational | India_Electricity_Infrastructure.xlsx | NITI Aayog, "India Climate and Energy Dashboard (ICED) — Plant Information and Capacity Metatable," NITI Aayog, Government of India, New Delhi, Feb. 2025. [Online]. Available: https://iced.niti.gov.in
BAU | India | IN_S | Mata Energy Ltd Telangana Nalgonda 6 | PWRBIOINDSO | Biomass Power | Bio Power | 6 | Pre-2000 | Telangana | 0.5 | Operational | India_Electricity_Infrastructure.xlsx | NITI Aayog, "India Climate and Energy Dashboard (ICED) — Plant Information and Capacity Metatable," NITI Aayog, Government of India, New Delhi, Feb. 2025. [Online]. Available: https://iced.niti.gov.in
BAU | India | IN_S | Matix Power (p) Ltd Andhra Pradesh Guntur 4.5 2001-08-08 | PWRBIOINDSO | Biomass Power | Bio Power | 4.5 | 2001-08-08 | Andhra Pradesh | 0.5 | Operational | India_Electricity_Infrastructure.xlsx | NITI Aayog, "India Climate and Energy Dashboard (ICED) — Plant Information and Capacity Metatable," NITI Aayog, Government of India, New Delhi, Feb. 2025. [Online]. Available: https://iced.niti.gov.in
BAU | India | IN_S | Matrix Agro Pvt Ltd Karnataka Kalaburagi 6 09.12.2016 | PWRBIOINDSO | Biomass Power | Bio Power | 6 | 2016-09-12 | Karnataka | 0.5 | Operational | India_Electricity_Infrastructure.xlsx | NITI Aayog, "India Climate and Energy Dashboard (ICED) — Plant Information and Capacity Metatable," NITI Aayog, Government of India, New Delhi, Feb. 2025. [Online]. Available: https://iced.niti.gov.in
BAU | India | IN_S | Mohan Breweries & Distillaries Ltd Tamil Nadu Kancheepuram 18 | PWRBIOINDSO | Biomass Power | Bio Power | 18 | Pre-2000 | Tamil Nadu | 0.5 | Operational | India_Electricity_Infrastructure.xlsx | NITI Aayog, "India Climate and Energy Dashboard (ICED) — Plant Information and Capacity Metatable," NITI Aayog, Government of India, New Delhi, Feb. 2025. [Online]. Available: https://iced.niti.gov.in
BAU | India | IN_S | NCS Sugars ltd. Andhra Pradesh Vizianagaram 20 2007-06-15 | PWRBIOINDSO | Biomass Power | Bio Power | 20 | 2007-06-15 | Andhra Pradesh | 0.5 | Operational | India_Electricity_Infrastructure.xlsx | NITI Aayog, "India Climate and Energy Dashboard (ICED) — Plant Information and Capacity Metatable," NITI Aayog, Government of India, New Delhi, Feb. 2025. [Online]. Available: https://iced.niti.gov.in
BAU | India | IN_S | NSL Sugars Ltd Karnataka Ballari 28 30.09.2011 | PWRBIOINDSO | Biomass Power | Bio Power | 28 | 2011-09-30 | Karnataka | 0.5 | Operational | India_Electricity_Infrastructure.xlsx | NITI Aayog, "India Climate and Energy Dashboard (ICED) — Plant Information and Capacity Metatable," NITI Aayog, Government of India, New Delhi, Feb. 2025. [Online]. Available: https://iced.niti.gov.in
BAU | India | IN_S | NSL Sugars Ltd Karnataka Kalaburagi 34 12.04.2012 | PWRBIOINDSO | Biomass Power | Bio Power | 34 | 2012-12-04 | Karnataka | 0.5 | Operational | India_Electricity_Infrastructure.xlsx | NITI Aayog, "India Climate and Energy Dashboard (ICED) — Plant Information and Capacity Metatable," NITI Aayog, Government of India, New Delhi, Feb. 2025. [Online]. Available: https://iced.niti.gov.in
BAU | India | IN_S | NSL Sugars Ltd Karnataka Mandya 26 30.06.2004 | PWRBIOINDSO | Biomass Power | Bio Power | 26 | 2004-06-30 | Karnataka | 0.5 | Operational | India_Electricity_Infrastructure.xlsx | NITI Aayog, "India Climate and Energy Dashboard (ICED) — Plant Information and Capacity Metatable," NITI Aayog, Government of India, New Delhi, Feb. 2025. [Online]. Available: https://iced.niti.gov.in
BAU | India | IN_S | Naga Hanuman Solvent Oils Pvt Ltd Andhra Pradesh West Godavari 1.2 2013-12-01 | PWRBIOINDSO | Biomass Power | Bio Power | 1.2 | 2013-12-01 | Andhra Pradesh | 0.5 | Operational | India_Electricity_Infrastructure.xlsx | NITI Aayog, "India Climate and Energy Dashboard (ICED) — Plant Information and Capacity Metatable," NITI Aayog, Government of India, New Delhi, Feb. 2025. [Online]. Available: https://iced.niti.gov.in
BAU | India | IN_S | Nagarjuna Green Power Ltd / My Home Power Ltd Telangana Medak 9 5.2.2002 | PWRBIOINDSO | Biomass Power | Bio Power | 9 | 2002-05-02 | Telangana | 0.5 | Operational | India_Electricity_Infrastructure.xlsx | NITI Aayog, "India Climate and Energy Dashboard (ICED) — Plant Information and Capacity Metatable," NITI Aayog, Government of India, New Delhi, Feb. 2025. [Online]. Available: https://iced.niti.gov.in
BAU | India | IN_S | Nandi Sahakari Sakkare Karkhane Niyamita Karnataka Vijayapura 21 31.03.2006 | PWRBIOINDSO | Biomass Power | Bio Power | 21 | 2006-03-31 | Karnataka | 0.5 | Operational | India_Electricity_Infrastructure.xlsx | NITI Aayog, "India Climate and Energy Dashboard (ICED) — Plant Information and Capacity Metatable," NITI Aayog, Government of India, New Delhi, Feb. 2025. [Online]. Available: https://iced.niti.gov.in
BAU | India | IN_S | Naranja Sahakari Sakkare Karkhane Niyamita Karnataka Bidar 14 01.05.2005 | PWRBIOINDSO | Biomass Power | Bio Power | 14 | 2005-01-05 | Karnataka | 0.5 | Operational | India_Electricity_Infrastructure.xlsx | NITI Aayog, "India Climate and Energy Dashboard (ICED) — Plant Information and Capacity Metatable," NITI Aayog, Government of India, New Delhi, Feb. 2025. [Online]. Available: https://iced.niti.gov.in
BAU | India | IN_S | Nava Bharat Agro Products Ltd Andhra Pradesh West Godavari 0.95 2014-09-12 | PWRBIOINDSO | Biomass Power | Bio Power | 0.95 | 2014-09-12 | Andhra Pradesh | 0.5 | Operational | India_Electricity_Infrastructure.xlsx | NITI Aayog, "India Climate and Energy Dashboard (ICED) — Plant Information and Capacity Metatable," NITI Aayog, Government of India, New Delhi, Feb. 2025. [Online]. Available: https://iced.niti.gov.in
BAU | India | IN_S | Nava Bharat Agro Products Ltd Andhra Pradesh West Godavari 1 2015-03-15 | PWRBIOINDSO | Biomass Power | Bio Power | 1 | 2015-03-15 | Andhra Pradesh | 0.5 | Operational | India_Electricity_Infrastructure.xlsx | NITI Aayog, "India Climate and Energy Dashboard (ICED) — Plant Information and Capacity Metatable," NITI Aayog, Government of India, New Delhi, Feb. 2025. [Online]. Available: https://iced.niti.gov.in
BAU | India | IN_S | Nava Bharat Ventures Ltd. Andhra Pradesh East Godavari 9 2005-11-23 | PWRBIOINDSO | Biomass Power | Bio Power | 9 | 2005-11-23 | Andhra Pradesh | 0.5 | Operational | India_Electricity_Infrastructure.xlsx | NITI Aayog, "India Climate and Energy Dashboard (ICED) — Plant Information and Capacity Metatable," NITI Aayog, Government of India, New Delhi, Feb. 2025. [Online]. Available: https://iced.niti.gov.in
BAU | India | IN_S | Nava Bharath Ltd Andhra Pradesh West Godavari 6 2017-07-01 | PWRBIOINDSO | Biomass Power | Bio Power | 6 | 2017-07-01 | Andhra Pradesh | 0.5 | Operational | India_Electricity_Infrastructure.xlsx | NITI Aayog, "India Climate and Energy Dashboard (ICED) — Plant Information and Capacity Metatable," NITI Aayog, Government of India, New Delhi, Feb. 2025. [Online]. Available: https://iced.niti.gov.in
BAU | India | IN_S | Nirani Sugars Ltd Karnataka Bagalkote 14 05.03.2010 | PWRBIOINDSO | Biomass Power | Bio Power | 14 | 2010-05-03 | Karnataka | 0.5 | Operational | India_Electricity_Infrastructure.xlsx | NITI Aayog, "India Climate and Energy Dashboard (ICED) — Plant Information and Capacity Metatable," NITI Aayog, Government of India, New Delhi, Feb. 2025. [Online]. Available: https://iced.niti.gov.in
BAU | India | IN_S | Nirani Sugars Ltd Karnataka Bagalkote 16 13.06.2008 | PWRBIOINDSO | Biomass Power | Bio Power | 16 | 2008-06-13 | Karnataka | 0.5 | Operational | India_Electricity_Infrastructure.xlsx | NITI Aayog, "India Climate and Energy Dashboard (ICED) — Plant Information and Capacity Metatable," NITI Aayog, Government of India, New Delhi, Feb. 2025. [Online]. Available: https://iced.niti.gov.in
BAU | India | IN_S | Nirani Sugars Ltd Karnataka Bagalkote 42 18.06.2011 | PWRBIOINDSO | Biomass Power | Bio Power | 42 | 2011-06-18 | Karnataka | 0.5 | Operational | India_Electricity_Infrastructure.xlsx | NITI Aayog, "India Climate and Energy Dashboard (ICED) — Plant Information and Capacity Metatable," NITI Aayog, Government of India, New Delhi, Feb. 2025. [Online]. Available: https://iced.niti.gov.in
BAU | India | IN_S | Nizam Deccan Sugar Ltd Telangana Nizamabad 20 17.01.2006 | PWRBIOINDSO | Biomass Power | Bio Power | 20 | 2006-01-17 | Telangana | 0.5 | Operational | India_Electricity_Infrastructure.xlsx | NITI Aayog, "India Climate and Energy Dashboard (ICED) — Plant Information and Capacity Metatable," NITI Aayog, Government of India, New Delhi, Feb. 2025. [Online]. Available: https://iced.niti.gov.in
BAU | India | IN_S | OM Shakthi Reenergies Ltd Andhra Pradesh Chittoor 6 2004-01-24 | PWRBIOINDSO | Biomass Power | Bio Power | 6 | 2004-01-24 | Andhra Pradesh | 0.5 | Operational | India_Electricity_Infrastructure.xlsx | NITI Aayog, "India Climate and Energy Dashboard (ICED) — Plant Information and Capacity Metatable," NITI Aayog, Government of India, New Delhi, Feb. 2025. [Online]. Available: https://iced.niti.gov.in
BAU | India | IN_S | Orient Green Power Ltd. Tamil Nadu Coimbatore 10 | PWRBIOINDSO | Biomass Power | Bio Power | 10 | Pre-2000 | Tamil Nadu | 0.5 | Operational | India_Electricity_Infrastructure.xlsx | NITI Aayog, "India Climate and Energy Dashboard (ICED) — Plant Information and Capacity Metatable," NITI Aayog, Government of India, New Delhi, Feb. 2025. [Online]. Available: https://iced.niti.gov.in
BAU | India | IN_S | Others (districts not specified) (Waste to Energy) Andhra Pradesh N.A. 53.16 | PWRBIOINDSO | Biomass Power | Bio Power | 53.16 | Pre-2000 | Andhra Pradesh | 0.5 | Operational | India_Electricity_Infrastructure.xlsx | NITI Aayog, "India Climate and Energy Dashboard (ICED) — Plant Information and Capacity Metatable," NITI Aayog, Government of India, New Delhi, Feb. 2025. [Online]. Available: https://iced.niti.gov.in
BAU | India | IN_S | Others (districts not specified) (Waste to Energy) Karnataka N.A. 1 | PWRBIOINDSO | Biomass Power | Bio Power | 1 | Pre-2000 | Karnataka | 0.5 | Operational | India_Electricity_Infrastructure.xlsx | NITI Aayog, "India Climate and Energy Dashboard (ICED) — Plant Information and Capacity Metatable," NITI Aayog, Government of India, New Delhi, Feb. 2025. [Online]. Available: https://iced.niti.gov.in
BAU | India | IN_S | Others (districts not specified) (Waste to Energy) Tamil Nadu N.A. 6.4 | PWRBIOINDSO | Biomass Power | Bio Power | 6.4 | Pre-2000 | Tamil Nadu | 0.5 | Operational | India_Electricity_Infrastructure.xlsx | NITI Aayog, "India Climate and Energy Dashboard (ICED) — Plant Information and Capacity Metatable," NITI Aayog, Government of India, New Delhi, Feb. 2025. [Online]. Available: https://iced.niti.gov.in
BAU | India | IN_S | Others (districts not specified) (Waste to Energy) Telangana N.A. 45.8 | PWRBIOINDSO | Biomass Power | Bio Power | 45.8 | Pre-2000 | Telangana | 0.5 | Operational | India_Electricity_Infrastructure.xlsx | NITI Aayog, "India Climate and Energy Dashboard (ICED) — Plant Information and Capacity Metatable," NITI Aayog, Government of India, New Delhi, Feb. 2025. [Online]. Available: https://iced.niti.gov.in
BAU | India | IN_S | Others (districts not specified) [Biomass & bagasse based cogen.] Karnataka N.A. | PWRBIOINDSO | Biomass Power | Bio Power | 543.39 | Pre-2000 | Karnataka | 0.5 | Operational | India_Electricity_Infrastructure.xlsx | NITI Aayog, "India Climate and Energy Dashboard (ICED) — Plant Information and Capacity Metatable," NITI Aayog, Government of India, New Delhi, Feb. 2025. [Online]. Available: https://iced.niti.gov.in
BAU | India | IN_S | Others (districts not specified) [Biomass & bagasse based cogen.] Tamil Nadu N.A | PWRBIOINDSO | Biomass Power | Bio Power | 138.2 | Pre-2000 | Tamil Nadu | 0.5 | Operational | India_Electricity_Infrastructure.xlsx | NITI Aayog, "India Climate and Energy Dashboard (ICED) — Plant Information and Capacity Metatable," NITI Aayog, Government of India, New Delhi, Feb. 2025. [Online]. Available: https://iced.niti.gov.in
BAU | India | IN_S | Others (districts not specified) [Non-Bagasse based cogen.] Andhra Pradesh N.A. | PWRBIOINDSO | Biomass Power | Bio Power | 48.02 | Pre-2000 | Andhra Pradesh | 0.5 | Operational | India_Electricity_Infrastructure.xlsx | NITI Aayog, "India Climate and Energy Dashboard (ICED) — Plant Information and Capacity Metatable," NITI Aayog, Government of India, New Delhi, Feb. 2025. [Online]. Available: https://iced.niti.gov.in
BAU | India | IN_S | Others (districts not specified) [Non-Bagasse based cogen.] Karnataka N.A. 20.2 | PWRBIOINDSO | Biomass Power | Bio Power | 20.2 | Pre-2000 | Karnataka | 0.5 | Operational | India_Electricity_Infrastructure.xlsx | NITI Aayog, "India Climate and Energy Dashboard (ICED) — Plant Information and Capacity Metatable," NITI Aayog, Government of India, New Delhi, Feb. 2025. [Online]. Available: https://iced.niti.gov.in
BAU | India | IN_S | Others (districts not specified) [Non-Bagasse based cogen.] Kerala N.A. 2.27 | PWRBIOINDSO | Biomass Power | Bio Power | 2.27 | Pre-2000 | Kerala | 0.5 | Operational | India_Electricity_Infrastructure.xlsx | NITI Aayog, "India Climate and Energy Dashboard (ICED) — Plant Information and Capacity Metatable," NITI Aayog, Government of India, New Delhi, Feb. 2025. [Online]. Available: https://iced.niti.gov.in
BAU | India | IN_S | Others (districts not specified) [Non-Bagasse based cogen.] Tamil Nadu N.A. 43.5 | PWRBIOINDSO | Biomass Power | Bio Power | 43.55 | Pre-2000 | Tamil Nadu | 0.5 | Operational | India_Electricity_Infrastructure.xlsx | NITI Aayog, "India Climate and Energy Dashboard (ICED) — Plant Information and Capacity Metatable," NITI Aayog, Government of India, New Delhi, Feb. 2025. [Online]. Available: https://iced.niti.gov.in
BAU | India | IN_S | Others (districts not specified) [Non-Bagasse based cogen.] Telangana N.A. 3.3 | PWRBIOINDSO | Biomass Power | Bio Power | 3.3 | Pre-2000 | Telangana | 0.5 | Operational | India_Electricity_Infrastructure.xlsx | NITI Aayog, "India Climate and Energy Dashboard (ICED) — Plant Information and Capacity Metatable," NITI Aayog, Government of India, New Delhi, Feb. 2025. [Online]. Available: https://iced.niti.gov.in
BAU | India | IN_S | Others (districts not specified) [Waste to Energy (Off-grid)] Andhra Pradesh N.A | PWRBIOINDSO | Biomass Power | Bio Power | 49.19 | Pre-2000 | Andhra Pradesh | 0.5 | Operational | India_Electricity_Infrastructure.xlsx | NITI Aayog, "India Climate and Energy Dashboard (ICED) — Plant Information and Capacity Metatable," NITI Aayog, Government of India, New Delhi, Feb. 2025. [Online]. Available: https://iced.niti.gov.in
BAU | India | IN_S | Others (districts not specified) [Waste to Energy (Off-grid)] Karnataka N.A. 25. | PWRBIOINDSO | Biomass Power | Bio Power | 25.94 | Pre-2000 | Karnataka | 0.5 | Operational | India_Electricity_Infrastructure.xlsx | NITI Aayog, "India Climate and Energy Dashboard (ICED) — Plant Information and Capacity Metatable," NITI Aayog, Government of India, New Delhi, Feb. 2025. [Online]. Available: https://iced.niti.gov.in
BAU | India | IN_S | Others (districts not specified) [Waste to Energy (Off-grid)] Kerala N.A. 0.23 | PWRBIOINDSO | Biomass Power | Bio Power | 0.23 | Pre-2000 | Kerala | 0.5 | Operational | India_Electricity_Infrastructure.xlsx | NITI Aayog, "India Climate and Energy Dashboard (ICED) — Plant Information and Capacity Metatable," NITI Aayog, Government of India, New Delhi, Feb. 2025. [Online]. Available: https://iced.niti.gov.in
BAU | India | IN_S | Others (districts not specified) [Waste to Energy (Off-grid)] Tamil Nadu N.A. 27 | PWRBIOINDSO | Biomass Power | Bio Power | 27.57 | Pre-2000 | Tamil Nadu | 0.5 | Operational | India_Electricity_Infrastructure.xlsx | NITI Aayog, "India Climate and Energy Dashboard (ICED) — Plant Information and Capacity Metatable," NITI Aayog, Government of India, New Delhi, Feb. 2025. [Online]. Available: https://iced.niti.gov.in
BAU | India | IN_S | Others (districts not specified) [Waste to Energy (Off-grid)] Telangana N.A. 14. | PWRBIOINDSO | Biomass Power | Bio Power | 14.47 | Pre-2000 | Telangana | 0.5 | Operational | India_Electricity_Infrastructure.xlsx | NITI Aayog, "India Climate and Energy Dashboard (ICED) — Plant Information and Capacity Metatable," NITI Aayog, Government of India, New Delhi, Feb. 2025. [Online]. Available: https://iced.niti.gov.in
BAU | India | IN_S | Pallavi Enterprises Andhra Pradesh Krishna 2.5 2010-02-10 | PWRBIOINDSO | Biomass Power | Bio Power | 2.5 | 2010-02-10 | Andhra Pradesh | 0.5 | Operational | India_Electricity_Infrastructure.xlsx | NITI Aayog, "India Climate and Energy Dashboard (ICED) — Plant Information and Capacity Metatable," NITI Aayog, Government of India, New Delhi, Feb. 2025. [Online]. Available: https://iced.niti.gov.in
BAU | India | IN_S | Parrys Sugar Industries Ltd Karnataka Uttara Kannada 24 02.06.2008 | PWRBIOINDSO | Biomass Power | Bio Power | 24 | 2008-02-06 | Karnataka | 0.5 | Operational | India_Electricity_Infrastructure.xlsx | NITI Aayog, "India Climate and Energy Dashboard (ICED) — Plant Information and Capacity Metatable," NITI Aayog, Government of India, New Delhi, Feb. 2025. [Online]. Available: https://iced.niti.gov.in
BAU | India | IN_S | Perpetual Energy Systems Ltd. Andhra Pradesh Vizianagaram 6 2003-03-23 | PWRBIOINDSO | Biomass Power | Bio Power | 6 | 2003-03-23 | Andhra Pradesh | 0.5 | Operational | India_Electricity_Infrastructure.xlsx | NITI Aayog, "India Climate and Energy Dashboard (ICED) — Plant Information and Capacity Metatable," NITI Aayog, Government of India, New Delhi, Feb. 2025. [Online]. Available: https://iced.niti.gov.in
BAU | India | IN_S | Ponni Sugars Limited Tamil Nadu Erode 19 | PWRBIOINDSO | Biomass Power | Bio Power | 19 | Pre-2000 | Tamil Nadu | 0.5 | Operational | India_Electricity_Infrastructure.xlsx | NITI Aayog, "India Climate and Energy Dashboard (ICED) — Plant Information and Capacity Metatable," NITI Aayog, Government of India, New Delhi, Feb. 2025. [Online]. Available: https://iced.niti.gov.in
BAU | India | IN_S | Power Onicks Ltd. Karnataka Ballari 6 05.01.2005 | PWRBIOINDSO | Biomass Power | Bio Power | 6 | 2005-05-01 | Karnataka | 0.5 | Operational | India_Electricity_Infrastructure.xlsx | NITI Aayog, "India Climate and Energy Dashboard (ICED) — Plant Information and Capacity Metatable," NITI Aayog, Government of India, New Delhi, Feb. 2025. [Online]. Available: https://iced.niti.gov.in
BAU | India | IN_S | Prabhulingeshwara Sugar Works Ltd Karnataka Bagalkote 38.5 14.11.2000 | PWRBIOINDSO | Biomass Power | Bio Power | 38.5 | 2000-11-14 | Karnataka | 0.5 | Operational | India_Electricity_Infrastructure.xlsx | NITI Aayog, "India Climate and Energy Dashboard (ICED) — Plant Information and Capacity Metatable," NITI Aayog, Government of India, New Delhi, Feb. 2025. [Online]. Available: https://iced.niti.gov.in
BAU | India | IN_S | Prathyusha Power Pvt. Ltd. Tamil Nadu Tirunelveli 10 | PWRBIOINDSO | Biomass Power | Bio Power | 10 | Pre-2000 | Tamil Nadu | 0.5 | Operational | India_Electricity_Infrastructure.xlsx | NITI Aayog, "India Climate and Energy Dashboard (ICED) — Plant Information and Capacity Metatable," NITI Aayog, Government of India, New Delhi, Feb. 2025. [Online]. Available: https://iced.niti.gov.in
BAU | India | IN_S | RK Power Gen Pvt. Ltd. Karnataka Chitradurga 20 01.01.2004 | PWRBIOINDSO | Biomass Power | Bio Power | 20 | 2004-01-01 | Karnataka | 0.5 | Operational | India_Electricity_Infrastructure.xlsx | NITI Aayog, "India Climate and Energy Dashboard (ICED) — Plant Information and Capacity Metatable," NITI Aayog, Government of India, New Delhi, Feb. 2025. [Online]. Available: https://iced.niti.gov.in
BAU | India | IN_S | Raichur Bio Energies Pvt. Ltd. Karnataka Raichur 9 04.02.2016 | PWRBIOINDSO | Biomass Power | Bio Power | 9 | 2016-04-02 | Karnataka | 0.5 | Operational | India_Electricity_Infrastructure.xlsx | NITI Aayog, "India Climate and Energy Dashboard (ICED) — Plant Information and Capacity Metatable," NITI Aayog, Government of India, New Delhi, Feb. 2025. [Online]. Available: https://iced.niti.gov.in
BAU | India | IN_S | Rajashree Sugars & Chemicals Ltd. Tamil Nadu Theni 12 | PWRBIOINDSO | Biomass Power | Bio Power | 12 | Pre-2000 | Tamil Nadu | 0.5 | Operational | India_Electricity_Infrastructure.xlsx | NITI Aayog, "India Climate and Energy Dashboard (ICED) — Plant Information and Capacity Metatable," NITI Aayog, Government of India, New Delhi, Feb. 2025. [Online]. Available: https://iced.niti.gov.in
BAU | India | IN_S | Rajashree Sugars & Chemicals Ltd. Tamil Nadu Viluppuram 20 | PWRBIOINDSO | Biomass Power | Bio Power | 20 | Pre-2000 | Tamil Nadu | 0.5 | Operational | India_Electricity_Infrastructure.xlsx | NITI Aayog, "India Climate and Energy Dashboard (ICED) — Plant Information and Capacity Metatable," NITI Aayog, Government of India, New Delhi, Feb. 2025. [Online]. Available: https://iced.niti.gov.in
BAU | India | IN_S | Rajashree Sugars & Chemicals Ltd. Tamil Nadu Viluppuram 22 | PWRBIOINDSO | Biomass Power | Bio Power | 22 | Pre-2000 | Tamil Nadu | 0.5 | Operational | India_Electricity_Infrastructure.xlsx | NITI Aayog, "India Climate and Energy Dashboard (ICED) — Plant Information and Capacity Metatable," NITI Aayog, Government of India, New Delhi, Feb. 2025. [Online]. Available: https://iced.niti.gov.in
BAU | India | IN_S | Rajkumar Impex(P) Ltd. Tamil Nadu Thoothukkudi 6 | PWRBIOINDSO | Biomass Power | Bio Power | 6 | Pre-2000 | Tamil Nadu | 0.5 | Operational | India_Electricity_Infrastructure.xlsx | NITI Aayog, "India Climate and Energy Dashboard (ICED) — Plant Information and Capacity Metatable," NITI Aayog, Government of India, New Delhi, Feb. 2025. [Online]. Available: https://iced.niti.gov.in
BAU | India | IN_S | Ravikiran Power Project Pvt. Ltd. Karnataka Koppal 7.5 01.06.2005 | PWRBIOINDSO | Biomass Power | Bio Power | 7.5 | 2005-01-06 | Karnataka | 0.5 | Operational | India_Electricity_Infrastructure.xlsx | NITI Aayog, "India Climate and Energy Dashboard (ICED) — Plant Information and Capacity Metatable," NITI Aayog, Government of India, New Delhi, Feb. 2025. [Online]. Available: https://iced.niti.gov.in
BAU | India | IN_S | Rayalaseema Green Energy Ltd Andhra Pradesh Kurnool 5.5 2001-02-14 | PWRBIOINDSO | Biomass Power | Bio Power | 5.5 | 2001-02-14 | Andhra Pradesh | 0.5 | Operational | India_Electricity_Infrastructure.xlsx | NITI Aayog, "India Climate and Energy Dashboard (ICED) — Plant Information and Capacity Metatable," NITI Aayog, Government of India, New Delhi, Feb. 2025. [Online]. Available: https://iced.niti.gov.in
BAU | India | IN_S | Raytar Sahakari Sakkare Karkhane Niyamita Karnataka Bagalkote 12.5 08.12.2001 | PWRBIOINDSO | Biomass Power | Bio Power | 12.5 | 2001-08-12 | Karnataka | 0.5 | Operational | India_Electricity_Infrastructure.xlsx | NITI Aayog, "India Climate and Energy Dashboard (ICED) — Plant Information and Capacity Metatable," NITI Aayog, Government of India, New Delhi, Feb. 2025. [Online]. Available: https://iced.niti.gov.in
BAU | India | IN_S | Renuka Textiles Limited Tamil Nadu Theni 4.5 | PWRBIOINDSO | Biomass Power | Bio Power | 4.5 | Pre-2000 | Tamil Nadu | 0.5 | Operational | India_Electricity_Infrastructure.xlsx | NITI Aayog, "India Climate and Energy Dashboard (ICED) — Plant Information and Capacity Metatable," NITI Aayog, Government of India, New Delhi, Feb. 2025. [Online]. Available: https://iced.niti.gov.in
BAU | India | IN_S | Rithwik Energy Systems Ltd Andhra Pradesh Chittoor 6 2002-08-28 | PWRBIOINDSO | Biomass Power | Bio Power | 6 | 2002-08-28 | Andhra Pradesh | 0.5 | Operational | India_Electricity_Infrastructure.xlsx | NITI Aayog, "India Climate and Energy Dashboard (ICED) — Plant Information and Capacity Metatable," NITI Aayog, Government of India, New Delhi, Feb. 2025. [Online]. Available: https://iced.niti.gov.in
BAU | India | IN_S | Rithwik Power Projects Ltd Telangana Khammam 6 13.11.2002 | PWRBIOINDSO | Biomass Power | Bio Power | 6 | 2002-11-13 | Telangana | 0.5 | Operational | India_Electricity_Infrastructure.xlsx | NITI Aayog, "India Climate and Energy Dashboard (ICED) — Plant Information and Capacity Metatable," NITI Aayog, Government of India, New Delhi, Feb. 2025. [Online]. Available: https://iced.niti.gov.in
BAU | India | IN_S | Roshni Power Tech Ltd Andhra Pradesh Krishna 6 2001-08-30 | PWRBIOINDSO | Biomass Power | Bio Power | 6 | 2001-08-30 | Andhra Pradesh | 0.5 | Operational | India_Electricity_Infrastructure.xlsx | NITI Aayog, "India Climate and Energy Dashboard (ICED) — Plant Information and Capacity Metatable," NITI Aayog, Government of India, New Delhi, Feb. 2025. [Online]. Available: https://iced.niti.gov.in
BAU | India | IN_S | S.V Sugar Mills Ltd. Tamil Nadu Kancheepuram 45 | PWRBIOINDSO | Biomass Power | Bio Power | 45 | Pre-2000 | Tamil Nadu | 0.5 | Operational | India_Electricity_Infrastructure.xlsx | NITI Aayog, "India Climate and Energy Dashboard (ICED) — Plant Information and Capacity Metatable," NITI Aayog, Government of India, New Delhi, Feb. 2025. [Online]. Available: https://iced.niti.gov.in
BAU | India | IN_S | SLS Power Ltd Andhra Pradesh Sri Potti Sriramulu Nellore 6 2001-08-30 | PWRBIOINDSO | Biomass Power | Bio Power | 6 | 2001-08-30 | Andhra Pradesh | 0.5 | Operational | India_Electricity_Infrastructure.xlsx | NITI Aayog, "India Climate and Energy Dashboard (ICED) — Plant Information and Capacity Metatable," NITI Aayog, Government of India, New Delhi, Feb. 2025. [Online]. Available: https://iced.niti.gov.in
BAU | India | IN_S | Saastha Energy(P) Ltd Tamil Nadu N.A. 2 | PWRBIOINDSO | Biomass Power | Bio Power | 2 | Pre-2000 | Tamil Nadu | 0.5 | Operational | India_Electricity_Infrastructure.xlsx | NITI Aayog, "India Climate and Energy Dashboard (ICED) — Plant Information and Capacity Metatable," NITI Aayog, Government of India, New Delhi, Feb. 2025. [Online]. Available: https://iced.niti.gov.in
BAU | India | IN_S | Sakti Sugars Ltd. Tamil Nadu Erode 24.5 | PWRBIOINDSO | Biomass Power | Bio Power | 24.5 | Pre-2000 | Tamil Nadu | 0.5 | Operational | India_Electricity_Infrastructure.xlsx | NITI Aayog, "India Climate and Energy Dashboard (ICED) — Plant Information and Capacity Metatable," NITI Aayog, Government of India, New Delhi, Feb. 2025. [Online]. Available: https://iced.niti.gov.in
BAU | India | IN_S | Sakti Sugars Ltd. Tamil Nadu Sivaganga 35 | PWRBIOINDSO | Biomass Power | Bio Power | 35 | Pre-2000 | Tamil Nadu | 0.5 | Operational | India_Electricity_Infrastructure.xlsx | NITI Aayog, "India Climate and Energy Dashboard (ICED) — Plant Information and Capacity Metatable," NITI Aayog, Government of India, New Delhi, Feb. 2025. [Online]. Available: https://iced.niti.gov.in
BAU | India | IN_S | Samsons Distilleries Pvt. Ltd. Karnataka Davangere 2 18.06.2003 | PWRBIOINDSO | Biomass Power | Bio Power | 2 | 2003-06-18 | Karnataka | 0.5 | Operational | India_Electricity_Infrastructure.xlsx | NITI Aayog, "India Climate and Energy Dashboard (ICED) — Plant Information and Capacity Metatable," NITI Aayog, Government of India, New Delhi, Feb. 2025. [Online]. Available: https://iced.niti.gov.in
BAU | India | IN_S | Saritha Sugars Ltd Andhra Pradesh Sri Potti Sriramulu Nellore 6 01.04.2001 | PWRBIOINDSO | Biomass Power | Bio Power | 6 | 2001-01-04 | Andhra Pradesh | 0.5 | Operational | India_Electricity_Infrastructure.xlsx | NITI Aayog, "India Climate and Energy Dashboard (ICED) — Plant Information and Capacity Metatable," NITI Aayog, Government of India, New Delhi, Feb. 2025. [Online]. Available: https://iced.niti.gov.in
BAU | India | IN_S | Saro Power and Infrastructures Ltd Telangana Mahabubnagar 6 24.4.2003 | PWRBIOINDSO | Biomass Power | Bio Power | 6 | 2003-04-24 | Telangana | 0.5 | Operational | India_Electricity_Infrastructure.xlsx | NITI Aayog, "India Climate and Energy Dashboard (ICED) — Plant Information and Capacity Metatable," NITI Aayog, Government of India, New Delhi, Feb. 2025. [Online]. Available: https://iced.niti.gov.in
BAU | India | IN_S | Satish Sugars Ltd Karnataka Belagavi 31 11.05.2012 | PWRBIOINDSO | Biomass Power | Bio Power | 31 | 2012-11-05 | Karnataka | 0.5 | Operational | India_Electricity_Infrastructure.xlsx | NITI Aayog, "India Climate and Energy Dashboard (ICED) — Plant Information and Capacity Metatable," NITI Aayog, Government of India, New Delhi, Feb. 2025. [Online]. Available: https://iced.niti.gov.in
BAU | India | IN_S | Satyakala Power Projects (P) Ltd Andhra Pradesh Krishna 4 2001-11-02 | PWRBIOINDSO | Biomass Power | Bio Power | 4 | 2001-11-02 | Andhra Pradesh | 0.5 | Operational | India_Electricity_Infrastructure.xlsx | NITI Aayog, "India Climate and Energy Dashboard (ICED) — Plant Information and Capacity Metatable," NITI Aayog, Government of India, New Delhi, Feb. 2025. [Online]. Available: https://iced.niti.gov.in
BAU | India | IN_S | Satyamaharshi Power Corpn Ltd Andhra Pradesh Guntur 6 2004-07-13 | PWRBIOINDSO | Biomass Power | Bio Power | 6 | 2004-07-13 | Andhra Pradesh | 0.5 | Operational | India_Electricity_Infrastructure.xlsx | NITI Aayog, "India Climate and Energy Dashboard (ICED) — Plant Information and Capacity Metatable," NITI Aayog, Government of India, New Delhi, Feb. 2025. [Online]. Available: https://iced.niti.gov.in
BAU | India | IN_S | Seven Hills Papers (P) Ltd Andhra Pradesh East Godavari 1.2 2009-02-25 | PWRBIOINDSO | Biomass Power | Bio Power | 1.2 | 2009-02-25 | Andhra Pradesh | 0.5 | Operational | India_Electricity_Infrastructure.xlsx | NITI Aayog, "India Climate and Energy Dashboard (ICED) — Plant Information and Capacity Metatable," NITI Aayog, Government of India, New Delhi, Feb. 2025. [Online]. Available: https://iced.niti.gov.in
BAU | India | IN_S | Shakti Sugars Ltd. Tamil Nadu Erode 32 | PWRBIOINDSO | Biomass Power | Bio Power | 32 | Pre-2000 | Tamil Nadu | 0.5 | Operational | India_Electricity_Infrastructure.xlsx | NITI Aayog, "India Climate and Energy Dashboard (ICED) — Plant Information and Capacity Metatable," NITI Aayog, Government of India, New Delhi, Feb. 2025. [Online]. Available: https://iced.niti.gov.in
BAU | India | IN_S | Shalivahana Green Energy Ltd Telangana Adilabad 6 1.12.2002 | PWRBIOINDSO | Biomass Power | Bio Power | 6 | 2002-01-12 | Telangana | 0.5 | Operational | India_Electricity_Infrastructure.xlsx | NITI Aayog, "India Climate and Energy Dashboard (ICED) — Plant Information and Capacity Metatable," NITI Aayog, Government of India, New Delhi, Feb. 2025. [Online]. Available: https://iced.niti.gov.in
BAU | India | IN_S | Shamanur Sugars Ltd Karnataka Davangere 22 13.08.1999 | PWRBIOINDSO | Biomass Power | Bio Power | 22 | 1999-08-13 | Karnataka | 0.5 | Operational | India_Electricity_Infrastructure.xlsx | NITI Aayog, "India Climate and Energy Dashboard (ICED) — Plant Information and Capacity Metatable," NITI Aayog, Government of India, New Delhi, Feb. 2025. [Online]. Available: https://iced.niti.gov.in
BAU | India | IN_S | Shiraguppi Sugar Works Ltd Karnataka Belagavi 14 01.05.2013 | PWRBIOINDSO | Biomass Power | Bio Power | 14 | 2013-01-05 | Karnataka | 0.5 | Operational | India_Electricity_Infrastructure.xlsx | NITI Aayog, "India Climate and Energy Dashboard (ICED) — Plant Information and Capacity Metatable," NITI Aayog, Government of India, New Delhi, Feb. 2025. [Online]. Available: https://iced.niti.gov.in
BAU | India | IN_S | Shivasagar Sugar & Agro Products Ltd Karnataka Belagavi 8 30.06.2013 | PWRBIOINDSO | Biomass Power | Bio Power | 8 | 2013-06-30 | Karnataka | 0.5 | Operational | India_Electricity_Infrastructure.xlsx | NITI Aayog, "India Climate and Energy Dashboard (ICED) — Plant Information and Capacity Metatable," NITI Aayog, Government of India, New Delhi, Feb. 2025. [Online]. Available: https://iced.niti.gov.in
BAU | India | IN_S | Shivashakthi Sugars Ltd Karnataka Belagavi 20 01.06.2013 | PWRBIOINDSO | Biomass Power | Bio Power | 20 | 2013-01-06 | Karnataka | 0.5 | Operational | India_Electricity_Infrastructure.xlsx | NITI Aayog, "India Climate and Energy Dashboard (ICED) — Plant Information and Capacity Metatable," NITI Aayog, Government of India, New Delhi, Feb. 2025. [Online]. Available: https://iced.niti.gov.in
BAU | India | IN_S | Shree Gowthamee Rice Industries (P) Limited Andhra Pradesh East Godavari 0.58 20 | PWRBIOINDSO | Biomass Power | Bio Power | 0.58 | 2014-02-01 | Andhra Pradesh | 0.5 | Operational | India_Electricity_Infrastructure.xlsx | NITI Aayog, "India Climate and Energy Dashboard (ICED) — Plant Information and Capacity Metatable," NITI Aayog, Government of India, New Delhi, Feb. 2025. [Online]. Available: https://iced.niti.gov.in
BAU | India | IN_S | Shree Gowthamee Rice Industries (P) Limited Andhra Pradesh East Godavari 0.88 20 | PWRBIOINDSO | Biomass Power | Bio Power | 0.88 | 2016-06-01 | Andhra Pradesh | 0.5 | Operational | India_Electricity_Infrastructure.xlsx | NITI Aayog, "India Climate and Energy Dashboard (ICED) — Plant Information and Capacity Metatable," NITI Aayog, Government of India, New Delhi, Feb. 2025. [Online]. Available: https://iced.niti.gov.in
BAU | India | IN_S | Shree Papers Ltd Andhra Pradesh East Godavari 4 2003-02-23 | PWRBIOINDSO | Biomass Power | Bio Power | 4 | 2003-02-23 | Andhra Pradesh | 0.5 | Operational | India_Electricity_Infrastructure.xlsx | NITI Aayog, "India Climate and Energy Dashboard (ICED) — Plant Information and Capacity Metatable," NITI Aayog, Government of India, New Delhi, Feb. 2025. [Online]. Available: https://iced.niti.gov.in
BAU | India | IN_S | Shree Renuka Sugars Ltd Karnataka Belagavi 30 01.12.2012 | PWRBIOINDSO | Biomass Power | Bio Power | 30 | 2012-01-12 | Karnataka | 0.5 | Operational | India_Electricity_Infrastructure.xlsx | NITI Aayog, "India Climate and Energy Dashboard (ICED) — Plant Information and Capacity Metatable," NITI Aayog, Government of India, New Delhi, Feb. 2025. [Online]. Available: https://iced.niti.gov.in
BAU | India | IN_S | Shree Renuka Sugars Ltd Karnataka Belagavi 38 07.03.2000 | PWRBIOINDSO | Biomass Power | Bio Power | 38 | 2000-07-03 | Karnataka | 0.5 | Operational | India_Electricity_Infrastructure.xlsx | NITI Aayog, "India Climate and Energy Dashboard (ICED) — Plant Information and Capacity Metatable," NITI Aayog, Government of India, New Delhi, Feb. 2025. [Online]. Available: https://iced.niti.gov.in
BAU | India | IN_S | Shree Renuka Sugars Ltd Karnataka Belagavi 38 11.01.2012 | PWRBIOINDSO | Biomass Power | Bio Power | 38 | 2012-11-01 | Karnataka | 0.5 | Operational | India_Electricity_Infrastructure.xlsx | NITI Aayog, "India Climate and Energy Dashboard (ICED) — Plant Information and Capacity Metatable," NITI Aayog, Government of India, New Delhi, Feb. 2025. [Online]. Available: https://iced.niti.gov.in
BAU | India | IN_S | Shree Renuka Sugars Ltd Karnataka Kalaburagi 25 01.12.2009 | PWRBIOINDSO | Biomass Power | Bio Power | 25 | 2009-01-12 | Karnataka | 0.5 | Operational | India_Electricity_Infrastructure.xlsx | NITI Aayog, "India Climate and Energy Dashboard (ICED) — Plant Information and Capacity Metatable," NITI Aayog, Government of India, New Delhi, Feb. 2025. [Online]. Available: https://iced.niti.gov.in
BAU | India | IN_S | Shree Vani Sugars & Industries Ltd Andhra Pradesh Chittoor 9 2003-08-08 | PWRBIOINDSO | Biomass Power | Bio Power | 9 | 2003-08-08 | Andhra Pradesh | 0.5 | Operational | India_Electricity_Infrastructure.xlsx | NITI Aayog, "India Climate and Energy Dashboard (ICED) — Plant Information and Capacity Metatable," NITI Aayog, Government of India, New Delhi, Feb. 2025. [Online]. Available: https://iced.niti.gov.in
BAU | India | IN_S | Shriraam City Union Finance Ltd. Tamil Nadu Thanjavur 7.5 | PWRBIOINDSO | Biomass Power | Bio Power | 7.5 | Pre-2000 | Tamil Nadu | 0.5 | Operational | India_Electricity_Infrastructure.xlsx | NITI Aayog, "India Climate and Energy Dashboard (ICED) — Plant Information and Capacity Metatable," NITI Aayog, Government of India, New Delhi, Feb. 2025. [Online]. Available: https://iced.niti.gov.in
BAU | India | IN_S | Shriram Investments Ltd. Tamil Nadu Dindigul 7.5 | PWRBIOINDSO | Biomass Power | Bio Power | 7.5 | Pre-2000 | Tamil Nadu | 0.5 | Operational | India_Electricity_Infrastructure.xlsx | NITI Aayog, "India Climate and Energy Dashboard (ICED) — Plant Information and Capacity Metatable," NITI Aayog, Government of India, New Delhi, Feb. 2025. [Online]. Available: https://iced.niti.gov.in
BAU | India | IN_S | Sindhura Paper Pvt Ltd Andhra Pradesh West Godavari 3 2017-07-01 | PWRBIOINDSO | Biomass Power | Bio Power | 3 | 2017-07-01 | Andhra Pradesh | 0.5 | Operational | India_Electricity_Infrastructure.xlsx | NITI Aayog, "India Climate and Energy Dashboard (ICED) — Plant Information and Capacity Metatable," NITI Aayog, Government of India, New Delhi, Feb. 2025. [Online]. Available: https://iced.niti.gov.in
BAU | India | IN_S | Singaraya Hills Green Power Genco (p) Ltd. Andhra Pradesh Prakasam 8 2008-07-13 | PWRBIOINDSO | Biomass Power | Bio Power | 8 | 2008-07-13 | Andhra Pradesh | 0.5 | Operational | India_Electricity_Infrastructure.xlsx | NITI Aayog, "India Climate and Energy Dashboard (ICED) — Plant Information and Capacity Metatable," NITI Aayog, Government of India, New Delhi, Feb. 2025. [Online]. Available: https://iced.niti.gov.in
BAU | India | IN_S | Sirius Overseas Pvt. Ltd Andhra Pradesh East Godavari 9 2009-01-04 | PWRBIOINDSO | Biomass Power | Bio Power | 9 | 2009-01-04 | Andhra Pradesh | 0.5 | Operational | India_Electricity_Infrastructure.xlsx | NITI Aayog, "India Climate and Energy Dashboard (ICED) — Plant Information and Capacity Metatable," NITI Aayog, Government of India, New Delhi, Feb. 2025. [Online]. Available: https://iced.niti.gov.in
BAU | India | IN_S | Soubhagya Lakshmi Sugars Ltd Karnataka Belagavi 18 01.12.2013 | PWRBIOINDSO | Biomass Power | Bio Power | 18 | 2013-01-12 | Karnataka | 0.5 | Operational | India_Electricity_Infrastructure.xlsx | NITI Aayog, "India Climate and Energy Dashboard (ICED) — Plant Information and Capacity Metatable," NITI Aayog, Government of India, New Delhi, Feb. 2025. [Online]. Available: https://iced.niti.gov.in
BAU | India | IN_S | South India Paper Mills Ltd Karnataka Belagavi 7.8 19.05.2001 | PWRBIOINDSO | Biomass Power | Bio Power | 7.8 | 2001-05-19 | Karnataka | 0.5 | Operational | India_Electricity_Infrastructure.xlsx | NITI Aayog, "India Climate and Energy Dashboard (ICED) — Plant Information and Capacity Metatable," NITI Aayog, Government of India, New Delhi, Feb. 2025. [Online]. Available: https://iced.niti.gov.in
BAU | India | IN_S | Sree Godavari Kraft Paper (p) ltd Andhra Pradesh West Godavari 3 2008-11-15 | PWRBIOINDSO | Biomass Power | Bio Power | 3 | 2008-11-15 | Andhra Pradesh | 0.5 | Operational | India_Electricity_Infrastructure.xlsx | NITI Aayog, "India Climate and Energy Dashboard (ICED) — Plant Information and Capacity Metatable," NITI Aayog, Government of India, New Delhi, Feb. 2025. [Online]. Available: https://iced.niti.gov.in
BAU | India | IN_S | Sri Gowthami Rice Industries Ltd Andhra Pradesh East Godavari 0.75 2009-03-25 | PWRBIOINDSO | Biomass Power | Bio Power | 0.75 | 2009-03-25 | Andhra Pradesh | 0.5 | Operational | India_Electricity_Infrastructure.xlsx | NITI Aayog, "India Climate and Energy Dashboard (ICED) — Plant Information and Capacity Metatable," NITI Aayog, Government of India, New Delhi, Feb. 2025. [Online]. Available: https://iced.niti.gov.in
BAU | India | IN_S | Sri Kalyani Agro Products & Industries Limited Andhra Pradesh West Godavari 4 20 | PWRBIOINDSO | Biomass Power | Bio Power | 4 | 2002-12-03 | Andhra Pradesh | 0.5 | Operational | India_Electricity_Infrastructure.xlsx | NITI Aayog, "India Climate and Energy Dashboard (ICED) — Plant Information and Capacity Metatable," NITI Aayog, Government of India, New Delhi, Feb. 2025. [Online]. Available: https://iced.niti.gov.in
BAU | India | IN_S | Sri Lalitha Enterprises Industries Ltd (Unit II) Andhra Pradesh East Godavari 4. | PWRBIOINDSO | Biomass Power | Bio Power | 4.7 | 2009-02-25 | Andhra Pradesh | 0.5 | Operational | India_Electricity_Infrastructure.xlsx | NITI Aayog, "India Climate and Energy Dashboard (ICED) — Plant Information and Capacity Metatable," NITI Aayog, Government of India, New Delhi, Feb. 2025. [Online]. Available: https://iced.niti.gov.in
BAU | India | IN_S | Sri Murali Mohana Para Boiled Rice Mill Andhra Pradesh East Godavari 0.65 2003-0 | PWRBIOINDSO | Biomass Power | Bio Power | 0.65 | 2003-08-26 | Andhra Pradesh | 0.5 | Operational | India_Electricity_Infrastructure.xlsx | NITI Aayog, "India Climate and Energy Dashboard (ICED) — Plant Information and Capacity Metatable," NITI Aayog, Government of India, New Delhi, Feb. 2025. [Online]. Available: https://iced.niti.gov.in
BAU | India | IN_S | Sri Ramadas Paper Boards (P) Ltd Andhra Pradesh East Godavari 4 2006-06-27 | PWRBIOINDSO | Biomass Power | Bio Power | 4 | 2006-06-27 | Andhra Pradesh | 0.5 | Operational | India_Electricity_Infrastructure.xlsx | NITI Aayog, "India Climate and Energy Dashboard (ICED) — Plant Information and Capacity Metatable," NITI Aayog, Government of India, New Delhi, Feb. 2025. [Online]. Available: https://iced.niti.gov.in
BAU | India | IN_S | Sri Sarvaraya Sugars Ltd Andhra Pradesh East Godavari 19.65 2008-12-25 | PWRBIOINDSO | Biomass Power | Bio Power | 19.65 | 2008-12-25 | Andhra Pradesh | 0.5 | Operational | India_Electricity_Infrastructure.xlsx | NITI Aayog, "India Climate and Energy Dashboard (ICED) — Plant Information and Capacity Metatable," NITI Aayog, Government of India, New Delhi, Feb. 2025. [Online]. Available: https://iced.niti.gov.in
BAU | India | IN_S | Sri Satyanarayana Raw & Boiled Rice (P) Ltd Andhra Pradesh West Godavari 0.75 20 | PWRBIOINDSO | Biomass Power | Bio Power | 0.75 | 2008-03-31 | Andhra Pradesh | 0.5 | Operational | India_Electricity_Infrastructure.xlsx | NITI Aayog, "India Climate and Energy Dashboard (ICED) — Plant Information and Capacity Metatable," NITI Aayog, Government of India, New Delhi, Feb. 2025. [Online]. Available: https://iced.niti.gov.in
BAU | India | IN_S | Sripathi Paper & Board (P) Ltd Tamil Nadu Virudhunagar 4.95 09.03.2011 | PWRBIOINDSO | Biomass Power | Bio Power | 4.95 | 2011-09-03 | Tamil Nadu | 0.5 | Operational | India_Electricity_Infrastructure.xlsx | NITI Aayog, "India Climate and Energy Dashboard (ICED) — Plant Information and Capacity Metatable," NITI Aayog, Government of India, New Delhi, Feb. 2025. [Online]. Available: https://iced.niti.gov.in
BAU | India | IN_S | Subashri Bio Energy (P) Ltd. Tamil Nadu Namakkal 2.5 | PWRBIOINDSO | Biomass Power | Bio Power | 2.5 | Pre-2000 | Tamil Nadu | 0.5 | Operational | India_Electricity_Infrastructure.xlsx | NITI Aayog, "India Climate and Energy Dashboard (ICED) — Plant Information and Capacity Metatable," NITI Aayog, Government of India, New Delhi, Feb. 2025. [Online]. Available: https://iced.niti.gov.in
BAU | India | IN_S | Subramania Siva Co-op Sugar Mills Tamil Nadu Dharmapuri 5 | PWRBIOINDSO | Biomass Power | Bio Power | 5 | Pre-2000 | Tamil Nadu | 0.5 | Operational | India_Electricity_Infrastructure.xlsx | NITI Aayog, "India Climate and Energy Dashboard (ICED) — Plant Information and Capacity Metatable," NITI Aayog, Government of India, New Delhi, Feb. 2025. [Online]. Available: https://iced.niti.gov.in
BAU | India | IN_S | Suchand Power Gen.(p) Ltd Andhra Pradesh Kurnool 6 2002-11-28 | PWRBIOINDSO | Biomass Power | Bio Power | 6 | 2002-11-28 | Andhra Pradesh | 0.5 | Operational | India_Electricity_Infrastructure.xlsx | NITI Aayog, "India Climate and Energy Dashboard (ICED) — Plant Information and Capacity Metatable," NITI Aayog, Government of India, New Delhi, Feb. 2025. [Online]. Available: https://iced.niti.gov.in
BAU | India | IN_S | Sudha Agro Oil & Chemicals Industries Ltd Andhra Pradesh East Godavari 4 2001-12 | PWRBIOINDSO | Biomass Power | Bio Power | 4 | 2001-12-27 | Andhra Pradesh | 0.5 | Operational | India_Electricity_Infrastructure.xlsx | NITI Aayog, "India Climate and Energy Dashboard (ICED) — Plant Information and Capacity Metatable," NITI Aayog, Government of India, New Delhi, Feb. 2025. [Online]. Available: https://iced.niti.gov.in
BAU | India | IN_S | Sudulagunta Sugars Ltd Andhra Pradesh Chittoor 8 1999-06-09 | PWRBIOINDSO | Biomass Power | Bio Power | 8 | 1999-06-09 | Andhra Pradesh | 0.5 | Operational | India_Electricity_Infrastructure.xlsx | NITI Aayog, "India Climate and Energy Dashboard (ICED) — Plant Information and Capacity Metatable," NITI Aayog, Government of India, New Delhi, Feb. 2025. [Online]. Available: https://iced.niti.gov.in
BAU | India | IN_S | Surya Chandra Paper Mills Ltd Andhra Pradesh East Godavari 3 2007-11-27 | PWRBIOINDSO | Biomass Power | Bio Power | 3 | 2007-11-27 | Andhra Pradesh | 0.5 | Operational | India_Electricity_Infrastructure.xlsx | NITI Aayog, "India Climate and Energy Dashboard (ICED) — Plant Information and Capacity Metatable," NITI Aayog, Government of India, New Delhi, Feb. 2025. [Online]. Available: https://iced.niti.gov.in
BAU | India | IN_S | Surya Teja Power Projects Pvt Ltd Telangana Mahabubnagar 6 31.03.2007 | PWRBIOINDSO | Biomass Power | Bio Power | 6 | 2007-03-31 | Telangana | 0.5 | Operational | India_Electricity_Infrastructure.xlsx | NITI Aayog, "India Climate and Energy Dashboard (ICED) — Plant Information and Capacity Metatable," NITI Aayog, Government of India, New Delhi, Feb. 2025. [Online]. Available: https://iced.niti.gov.in
BAU | India | IN_S | Synergy Sakthi Renewable energy Ltd. Tamil Nadu Dharmapuri 10 | PWRBIOINDSO | Biomass Power | Bio Power | 10 | Pre-2000 | Tamil Nadu | 0.5 | Operational | India_Electricity_Infrastructure.xlsx | NITI Aayog, "India Climate and Energy Dashboard (ICED) — Plant Information and Capacity Metatable," NITI Aayog, Government of India, New Delhi, Feb. 2025. [Online]. Available: https://iced.niti.gov.in
BAU | India | IN_S | TCP Ltd. Tamil Nadu Sivaganga 9 | PWRBIOINDSO | Biomass Power | Bio Power | 9 | Pre-2000 | Tamil Nadu | 0.5 | Operational | India_Electricity_Infrastructure.xlsx | NITI Aayog, "India Climate and Energy Dashboard (ICED) — Plant Information and Capacity Metatable," NITI Aayog, Government of India, New Delhi, Feb. 2025. [Online]. Available: https://iced.niti.gov.in
BAU | India | IN_S | Terra Energy Ltd. Tamil Nadu Cuddalore 18.68 | PWRBIOINDSO | Biomass Power | Bio Power | 18.68 | Pre-2000 | Tamil Nadu | 0.5 | Operational | India_Electricity_Infrastructure.xlsx | NITI Aayog, "India Climate and Energy Dashboard (ICED) — Plant Information and Capacity Metatable," NITI Aayog, Government of India, New Delhi, Feb. 2025. [Online]. Available: https://iced.niti.gov.in
BAU | India | IN_S | Terra Energy Ltd. Tamil Nadu Thanjavur 28.42 | PWRBIOINDSO | Biomass Power | Bio Power | 28.42 | Pre-2000 | Tamil Nadu | 0.5 | Operational | India_Electricity_Infrastructure.xlsx | NITI Aayog, "India Climate and Energy Dashboard (ICED) — Plant Information and Capacity Metatable," NITI Aayog, Government of India, New Delhi, Feb. 2025. [Online]. Available: https://iced.niti.gov.in
BAU | India | IN_S | The Etikoppaka Co.op Agrl. & Industrial Society Ltd. Andhra Pradesh Visakhapatna | PWRBIOINDSO | Biomass Power | Bio Power | 4.5 | 2001-03-01 | Andhra Pradesh | 0.5 | Operational | India_Electricity_Infrastructure.xlsx | NITI Aayog, "India Climate and Energy Dashboard (ICED) — Plant Information and Capacity Metatable," NITI Aayog, Government of India, New Delhi, Feb. 2025. [Online]. Available: https://iced.niti.gov.in
BAU | India | IN_S | Ugar Sugars Works Ltd Karnataka Belagavi 44 28.05.1998 | PWRBIOINDSO | Biomass Power | Bio Power | 44 | 1998-05-28 | Karnataka | 0.5 | Operational | India_Electricity_Infrastructure.xlsx | NITI Aayog, "India Climate and Energy Dashboard (ICED) — Plant Information and Capacity Metatable," NITI Aayog, Government of India, New Delhi, Feb. 2025. [Online]. Available: https://iced.niti.gov.in
BAU | India | IN_S | Ugar Sugars Works Ltd Karnataka Kalaburagi 15 28.10.2010 | PWRBIOINDSO | Biomass Power | Bio Power | 15 | 2010-10-28 | Karnataka | 0.5 | Operational | India_Electricity_Infrastructure.xlsx | NITI Aayog, "India Climate and Energy Dashboard (ICED) — Plant Information and Capacity Metatable," NITI Aayog, Government of India, New Delhi, Feb. 2025. [Online]. Available: https://iced.niti.gov.in
BAU | India | IN_S | Vamshi Industries Ltd. Andhra Pradesh East Godavari 4 2001-04-20 | PWRBIOINDSO | Biomass Power | Bio Power | 4 | 2001-04-20 | Andhra Pradesh | 0.5 | Operational | India_Electricity_Infrastructure.xlsx | NITI Aayog, "India Climate and Energy Dashboard (ICED) — Plant Information and Capacity Metatable," NITI Aayog, Government of India, New Delhi, Feb. 2025. [Online]. Available: https://iced.niti.gov.in
BAU | India | IN_S | Varam Power Projects (P) Ltd Andhra Pradesh Srikakulam 6 2001-12-01 | PWRBIOINDSO | Biomass Power | Bio Power | 6 | 2001-12-01 | Andhra Pradesh | 0.5 | Operational | India_Electricity_Infrastructure.xlsx | NITI Aayog, "India Climate and Energy Dashboard (ICED) — Plant Information and Capacity Metatable," NITI Aayog, Government of India, New Delhi, Feb. 2025. [Online]. Available: https://iced.niti.gov.in
BAU | India | IN_S | Veda Bio Fuel Pvt Ltd Andhra Pradesh Vizianagaram 3 2016-03-15 | PWRBIOINDSO | Biomass Power | Bio Power | 3 | 2016-03-15 | Andhra Pradesh | 0.5 | Operational | India_Electricity_Infrastructure.xlsx | NITI Aayog, "India Climate and Energy Dashboard (ICED) — Plant Information and Capacity Metatable," NITI Aayog, Government of India, New Delhi, Feb. 2025. [Online]. Available: https://iced.niti.gov.in
BAU | India | IN_S | Veeraiah Non-Conventional Power Projects Ltd. Andhra Pradesh Krishna 4 2002-10-2 | PWRBIOINDSO | Biomass Power | Bio Power | 4 | 2002-10-26 | Andhra Pradesh | 0.5 | Operational | India_Electricity_Infrastructure.xlsx | NITI Aayog, "India Climate and Energy Dashboard (ICED) — Plant Information and Capacity Metatable," NITI Aayog, Government of India, New Delhi, Feb. 2025. [Online]. Available: https://iced.niti.gov.in
BAU | India | IN_S | Velagapudi Power Generation Ltd Andhra Pradesh Guntur 4 2006-11-13 | PWRBIOINDSO | Biomass Power | Bio Power | 4 | 2006-11-13 | Andhra Pradesh | 0.5 | Operational | India_Electricity_Infrastructure.xlsx | NITI Aayog, "India Climate and Energy Dashboard (ICED) — Plant Information and Capacity Metatable," NITI Aayog, Government of India, New Delhi, Feb. 2025. [Online]. Available: https://iced.niti.gov.in
BAU | India | IN_S | Venkatarama Oil Industries Limited. Andhra Pradesh East Godavari 1.3 2015-08-01 | PWRBIOINDSO | Biomass Power | Bio Power | 1.3 | 2015-08-01 | Andhra Pradesh | 0.5 | Operational | India_Electricity_Infrastructure.xlsx | NITI Aayog, "India Climate and Energy Dashboard (ICED) — Plant Information and Capacity Metatable," NITI Aayog, Government of India, New Delhi, Feb. 2025. [Online]. Available: https://iced.niti.gov.in
BAU | India | IN_S | Venkateshwara Power Projects Ltd Karnataka Belagavi 15 03.11.2004 | PWRBIOINDSO | Biomass Power | Bio Power | 15 | 2004-03-11 | Karnataka | 0.5 | Operational | India_Electricity_Infrastructure.xlsx | NITI Aayog, "India Climate and Energy Dashboard (ICED) — Plant Information and Capacity Metatable," NITI Aayog, Government of India, New Delhi, Feb. 2025. [Online]. Available: https://iced.niti.gov.in
BAU | India | IN_S | Vijaya Agro Products (p) Ltd Andhra Pradesh Krishna 4 2001-12-24 | PWRBIOINDSO | Biomass Power | Bio Power | 4 | 2001-12-24 | Andhra Pradesh | 0.5 | Operational | India_Electricity_Infrastructure.xlsx | NITI Aayog, "India Climate and Energy Dashboard (ICED) — Plant Information and Capacity Metatable," NITI Aayog, Government of India, New Delhi, Feb. 2025. [Online]. Available: https://iced.niti.gov.in
BAU | India | IN_S | Vijaynagar Bio- Tech Ltd Andhra Pradesh Vizianagaram 1.2 2013-02-20 | PWRBIOINDSO | Biomass Power | Bio Power | 1.2 | 2013-02-20 | Andhra Pradesh | 0.5 | Operational | India_Electricity_Infrastructure.xlsx | NITI Aayog, "India Climate and Energy Dashboard (ICED) — Plant Information and Capacity Metatable," NITI Aayog, Government of India, New Delhi, Feb. 2025. [Online]. Available: https://iced.niti.gov.in
BAU | India | IN_S | Vijaynagar Sugars Ltd Karnataka Belagavi 35.5 04.03.2010 | PWRBIOINDSO | Biomass Power | Bio Power | 35.5 | 2010-04-03 | Karnataka | 0.5 | Operational | India_Electricity_Infrastructure.xlsx | NITI Aayog, "India Climate and Energy Dashboard (ICED) — Plant Information and Capacity Metatable," NITI Aayog, Government of India, New Delhi, Feb. 2025. [Online]. Available: https://iced.niti.gov.in
BAU | India | IN_S | Vishnu Vidyuth India Ltd Andhra Pradesh Visakhapatnam 7.5 2013-01-11 | PWRBIOINDSO | Biomass Power | Bio Power | 7.5 | 2013-01-11 | Andhra Pradesh | 0.5 | Operational | India_Electricity_Infrastructure.xlsx | NITI Aayog, "India Climate and Energy Dashboard (ICED) — Plant Information and Capacity Metatable," NITI Aayog, Government of India, New Delhi, Feb. 2025. [Online]. Available: https://iced.niti.gov.in
BAU | India | IN_S | Vishwanath Sugars Ltd Karnataka Belagavi 14 06.01.2006 | PWRBIOINDSO | Biomass Power | Bio Power | 14 | 2006-06-01 | Karnataka | 0.5 | Operational | India_Electricity_Infrastructure.xlsx | NITI Aayog, "India Climate and Energy Dashboard (ICED) — Plant Information and Capacity Metatable," NITI Aayog, Government of India, New Delhi, Feb. 2025. [Online]. Available: https://iced.niti.gov.in
BAU | India | IN_S | Bellary TPS | PWRCOAINDSO | Coal Steam | Coal | 1700 | 2007-12-01 | Karnataka | 0.65 | Operational | India_Electricity_Infrastructure.xlsx | NITI Aayog, "India Climate and Energy Dashboard (ICED) — Plant Information and Capacity Metatable," NITI Aayog, Government of India, New Delhi, Feb. 2025. [Online]. Available: https://iced.niti.gov.in
BAU | India | IN_S | Bhadradri TPP | PWRCOAINDSO | Coal Steam | Coal | 1080 | 2020-03-01 | Telangana | 0.65 | Operational | India_Electricity_Infrastructure.xlsx | NITI Aayog, "India Climate and Energy Dashboard (ICED) — Plant Information and Capacity Metatable," NITI Aayog, Government of India, New Delhi, Feb. 2025. [Online]. Available: https://iced.niti.gov.in
BAU | India | IN_S | Damodaram Sanjeevaiah or Krishnapatnam TPP | PWRCOAINDSO | Coal Steam | Coal | 2400 | 2014-08-28 | Andhra Pradesh | 0.65 | Operational | India_Electricity_Infrastructure.xlsx | NITI Aayog, "India Climate and Energy Dashboard (ICED) — Plant Information and Capacity Metatable," NITI Aayog, Government of India, New Delhi, Feb. 2025. [Online]. Available: https://iced.niti.gov.in
BAU | India | IN_S | ITPCL or Cuddalore TPP | PWRCOAINDSO | Coal Steam | Coal | 1200 | 2015-09-01 | Tamil Nadu | 0.65 | Operational | India_Electricity_Infrastructure.xlsx | NITI Aayog, "India Climate and Energy Dashboard (ICED) — Plant Information and Capacity Metatable," NITI Aayog, Government of India, New Delhi, Feb. 2025. [Online]. Available: https://iced.niti.gov.in
BAU | India | IN_S | Kakatiya TPS | PWRCOAINDSO | Coal Steam | Coal | 1100 | 2010-05-01 | Telangana | 0.65 | Operational | India_Electricity_Infrastructure.xlsx | NITI Aayog, "India Climate and Energy Dashboard (ICED) — Plant Information and Capacity Metatable," NITI Aayog, Government of India, New Delhi, Feb. 2025. [Online]. Available: https://iced.niti.gov.in
BAU | India | IN_S | Kothagudem TPS | PWRCOAINDSO | Coal Steam | Coal | 1800 | 1997-03-01 | Telangana | 0.65 | Operational | India_Electricity_Infrastructure.xlsx | NITI Aayog, "India Climate and Energy Dashboard (ICED) — Plant Information and Capacity Metatable," NITI Aayog, Government of India, New Delhi, Feb. 2025. [Online]. Available: https://iced.niti.gov.in
BAU | India | IN_S | Kudgi STPP | PWRCOAINDSO | Coal Steam | Coal | 2400 | 2016-12-25 | Karnataka | 0.65 | Operational | India_Electricity_Infrastructure.xlsx | NITI Aayog, "India Climate and Energy Dashboard (ICED) — Plant Information and Capacity Metatable," NITI Aayog, Government of India, New Delhi, Feb. 2025. [Online]. Available: https://iced.niti.gov.in
BAU | India | IN_S | Mettur TPS | PWRCOAINDSO | Coal Steam | Coal | 1440 | 1987-01-07 | Tamil Nadu | 0.65 | Operational | India_Electricity_Infrastructure.xlsx | NITI Aayog, "India Climate and Energy Dashboard (ICED) — Plant Information and Capacity Metatable," NITI Aayog, Government of India, New Delhi, Feb. 2025. [Online]. Available: https://iced.niti.gov.in
BAU | India | IN_S | Muthiara TPP | PWRCOAINDSO | Coal Steam | Coal | 1200 | 2014-12-02 | Tamil Nadu | 0.65 | Operational | India_Electricity_Infrastructure.xlsx | NITI Aayog, "India Climate and Energy Dashboard (ICED) — Plant Information and Capacity Metatable," NITI Aayog, Government of India, New Delhi, Feb. 2025. [Online]. Available: https://iced.niti.gov.in
BAU | India | IN_S | Neyveli (EXT) TPS I | PWRCOAINDSO | Coal Steam | Coal | 420 | 2002-10-01 | Tamil Nadu | 0.65 | Operational | India_Electricity_Infrastructure.xlsx | NITI Aayog, "India Climate and Energy Dashboard (ICED) — Plant Information and Capacity Metatable," NITI Aayog, Government of India, New Delhi, Feb. 2025. [Online]. Available: https://iced.niti.gov.in
BAU | India | IN_S | Neyveli (EXT) TPS II | PWRCOAINDSO | Coal Steam | Coal | 500 | 2012-02-04 | Tamil Nadu | 0.65 | Operational | India_Electricity_Infrastructure.xlsx | NITI Aayog, "India Climate and Energy Dashboard (ICED) — Plant Information and Capacity Metatable," NITI Aayog, Government of India, New Delhi, Feb. 2025. [Online]. Available: https://iced.niti.gov.in
BAU | India | IN_S | Neyveli (New) TPP /Neyveli Extension | PWRCOAINDSO | Coal Steam | Coal | 1000 | 2019-12-01 | Tamil Nadu | 0.65 | Operational | India_Electricity_Infrastructure.xlsx | NITI Aayog, "India Climate and Energy Dashboard (ICED) — Plant Information and Capacity Metatable," NITI Aayog, Government of India, New Delhi, Feb. 2025. [Online]. Available: https://iced.niti.gov.in
BAU | India | IN_S | Neyveli TPS (Z) | PWRCOAINDSO | Coal Steam | Coal | 250 | 2002-10-01 | Tamil Nadu | 0.65 | Operational | India_Electricity_Infrastructure.xlsx | NITI Aayog, "India Climate and Energy Dashboard (ICED) — Plant Information and Capacity Metatable," NITI Aayog, Government of India, New Delhi, Feb. 2025. [Online]. Available: https://iced.niti.gov.in
BAU | India | IN_S | Neyveli TPS II | PWRCOAINDSO | Coal Steam | Coal | 1470 | 1986-03-01 | Tamil Nadu | 0.65 | Operational | India_Electricity_Infrastructure.xlsx | NITI Aayog, "India Climate and Energy Dashboard (ICED) — Plant Information and Capacity Metatable," NITI Aayog, Government of India, New Delhi, Feb. 2025. [Online]. Available: https://iced.niti.gov.in
BAU | India | IN_S | North Chennai TPS | PWRCOAINDSO | Coal Steam | Coal | 1830 | 1994-10-01 | Tamil Nadu | 0.65 | Operational | India_Electricity_Infrastructure.xlsx | NITI Aayog, "India Climate and Energy Dashboard (ICED) — Plant Information and Capacity Metatable," NITI Aayog, Government of India, New Delhi, Feb. 2025. [Online]. Available: https://iced.niti.gov.in
BAU | India | IN_S | OPG Power Generation Private Ltd. | PWRCOAINDSO | Coal Steam | Coal | 414 | 2024-01-01 | Tamil Nadu | 0.65 | Operational | India_Electricity_Infrastructure.xlsx | NITI Aayog, "India Climate and Energy Dashboard (ICED) — Plant Information and Capacity Metatable," NITI Aayog, Government of India, New Delhi, Feb. 2025. [Online]. Available: https://iced.niti.gov.in
BAU | India | IN_S | Raichur TPS | PWRCOAINDSO | Coal Steam | Coal | 1720 | 1985-03-01 | Karnataka | 0.65 | Operational | India_Electricity_Infrastructure.xlsx | NITI Aayog, "India Climate and Energy Dashboard (ICED) — Plant Information and Capacity Metatable," NITI Aayog, Government of India, New Delhi, Feb. 2025. [Online]. Available: https://iced.niti.gov.in
BAU | India | IN_S | Ramagudem -B TPS | PWRCOAINDSO | Coal Steam | Coal | 62.5 | 1971-10-01 | Telangana | 0.65 | Operational | India_Electricity_Infrastructure.xlsx | NITI Aayog, "India Climate and Energy Dashboard (ICED) — Plant Information and Capacity Metatable," NITI Aayog, Government of India, New Delhi, Feb. 2025. [Online]. Available: https://iced.niti.gov.in
BAU | India | IN_S | Ramagundam STPP/Telangana Phase I | PWRCOAINDSO | Coal Steam | Coal | 1600 | 2023-09-09 | Telangana | 0.65 | Operational | India_Electricity_Infrastructure.xlsx | NITI Aayog, "India Climate and Energy Dashboard (ICED) — Plant Information and Capacity Metatable," NITI Aayog, Government of India, New Delhi, Feb. 2025. [Online]. Available: https://iced.niti.gov.in
BAU | India | IN_S | Ramagundam STPS | PWRCOAINDSO | Coal Steam | Coal | 2600 | 1983-11-01 | Telangana | 0.65 | Operational | India_Electricity_Infrastructure.xlsx | NITI Aayog, "India Climate and Energy Dashboard (ICED) — Plant Information and Capacity Metatable," NITI Aayog, Government of India, New Delhi, Feb. 2025. [Online]. Available: https://iced.niti.gov.in
BAU | India | IN_S | Rayalaseema TPS | PWRCOAINDSO | Coal Steam | Coal | 1650 | 1994-03-01 | Andhra Pradesh | 0.65 | Operational | India_Electricity_Infrastructure.xlsx | NITI Aayog, "India Climate and Energy Dashboard (ICED) — Plant Information and Capacity Metatable," NITI Aayog, Government of India, New Delhi, Feb. 2025. [Online]. Available: https://iced.niti.gov.in
BAU | India | IN_S | Sembcorp Gayatri Power Ltd. Power Project | PWRCOAINDSO | Coal Steam | Coal | 1320 | 2016-11-01 | Andhra Pradesh | 0.65 | Operational | India_Electricity_Infrastructure.xlsx | NITI Aayog, "India Climate and Energy Dashboard (ICED) — Plant Information and Capacity Metatable," NITI Aayog, Government of India, New Delhi, Feb. 2025. [Online]. Available: https://iced.niti.gov.in
BAU | India | IN_S | Simhadri TPP | PWRCOAINDSO | Coal Steam | Coal | 2000 | 2002-02-01 | Andhra Pradesh | 0.65 | Operational | India_Electricity_Infrastructure.xlsx | NITI Aayog, "India Climate and Energy Dashboard (ICED) — Plant Information and Capacity Metatable," NITI Aayog, Government of India, New Delhi, Feb. 2025. [Online]. Available: https://iced.niti.gov.in
BAU | India | IN_S | Simhapuri TPS | PWRCOAINDSO | Coal Steam | Coal | 600 | 2012-03-01 | Andhra Pradesh | 0.65 | Operational | India_Electricity_Infrastructure.xlsx | NITI Aayog, "India Climate and Energy Dashboard (ICED) — Plant Information and Capacity Metatable," NITI Aayog, Government of India, New Delhi, Feb. 2025. [Online]. Available: https://iced.niti.gov.in
BAU | India | IN_S | Singareni TPP | PWRCOAINDSO | Coal Steam | Coal | 1200 | 2016-03-13 | Telangana | 0.65 | Operational | India_Electricity_Infrastructure.xlsx | NITI Aayog, "India Climate and Energy Dashboard (ICED) — Plant Information and Capacity Metatable," NITI Aayog, Government of India, New Delhi, Feb. 2025. [Online]. Available: https://iced.niti.gov.in
BAU | India | IN_S | TCP Limited | PWRCOAINDSO | Coal Steam | Coal | 63.5 | 2024-12-23 | Tamil Nadu | 0.65 | Operational | India_Electricity_Infrastructure.xlsx | NITI Aayog, "India Climate and Energy Dashboard (ICED) — Plant Information and Capacity Metatable," NITI Aayog, Government of India, New Delhi, Feb. 2025. [Online]. Available: https://iced.niti.gov.in
BAU | India | IN_S | Thamminapatnam TPS | PWRCOAINDSO | Coal Steam | Coal | 1000 | 2012-10-01 | Andhra Pradesh | 0.65 | Operational | India_Electricity_Infrastructure.xlsx | NITI Aayog, "India Climate and Energy Dashboard (ICED) — Plant Information and Capacity Metatable," NITI Aayog, Government of India, New Delhi, Feb. 2025. [Online]. Available: https://iced.niti.gov.in
BAU | India | IN_S | Thermal Powertech Corporation Ltd/ Painampuram/Muthukur Mandal | PWRCOAINDSO | Coal Steam | Coal | 1320 | 2015-02-07 | Andhra Pradesh | 0.65 | Operational | India_Electricity_Infrastructure.xlsx | NITI Aayog, "India Climate and Energy Dashboard (ICED) — Plant Information and Capacity Metatable," NITI Aayog, Government of India, New Delhi, Feb. 2025. [Online]. Available: https://iced.niti.gov.in
BAU | India | IN_S | Torangallu TPS SBU | PWRCOAINDSO | Coal Steam | Coal | 860 | 1999-05-01 | Karnataka | 0.65 | Operational | India_Electricity_Infrastructure.xlsx | NITI Aayog, "India Climate and Energy Dashboard (ICED) — Plant Information and Capacity Metatable," NITI Aayog, Government of India, New Delhi, Feb. 2025. [Online]. Available: https://iced.niti.gov.in
BAU | India | IN_S | Tuticorin (P) TPP | PWRCOAINDSO | Coal Steam | Coal | 300 | 2013-01-31 | Tamil Nadu | 0.65 | Operational | India_Electricity_Infrastructure.xlsx | NITI Aayog, "India Climate and Energy Dashboard (ICED) — Plant Information and Capacity Metatable," NITI Aayog, Government of India, New Delhi, Feb. 2025. [Online]. Available: https://iced.niti.gov.in
BAU | India | IN_S | Tuticorin Joint Venture | PWRCOAINDSO | Coal Steam | Coal | 1000 | 2015-03-10 | Tamil Nadu | 0.65 | Operational | India_Electricity_Infrastructure.xlsx | NITI Aayog, "India Climate and Energy Dashboard (ICED) — Plant Information and Capacity Metatable," NITI Aayog, Government of India, New Delhi, Feb. 2025. [Online]. Available: https://iced.niti.gov.in
BAU | India | IN_S | Tuticorin TPS | PWRCOAINDSO | Coal Steam | Coal | 1050 | 1979-07-01 | Tamil Nadu | 0.65 | Operational | India_Electricity_Infrastructure.xlsx | NITI Aayog, "India Climate and Energy Dashboard (ICED) — Plant Information and Capacity Metatable," NITI Aayog, Government of India, New Delhi, Feb. 2025. [Online]. Available: https://iced.niti.gov.in
BAU | India | IN_S | Tuticorin Thermal Power Plant | PWRCOAINDSO | Coal Steam | Coal | 525 | 2021-12-01 | Tamil Nadu | 0.65 | Operational | India_Electricity_Infrastructure.xlsx | NITI Aayog, "India Climate and Energy Dashboard (ICED) — Plant Information and Capacity Metatable," NITI Aayog, Government of India, New Delhi, Feb. 2025. [Online]. Available: https://iced.niti.gov.in
BAU | India | IN_S | Udupi TPP | PWRCOAINDSO | Coal Steam | Coal | 1200 | 2010-07-01 | Karnataka | 0.65 | Operational | India_Electricity_Infrastructure.xlsx | NITI Aayog, "India Climate and Energy Dashboard (ICED) — Plant Information and Capacity Metatable," NITI Aayog, Government of India, New Delhi, Feb. 2025. [Online]. Available: https://iced.niti.gov.in
BAU | India | IN_S | Vallur TPP | PWRCOAINDSO | Coal Steam | Coal | 1500 | 2012-03-01 | Tamil Nadu | 0.65 | Operational | India_Electricity_Infrastructure.xlsx | NITI Aayog, "India Climate and Energy Dashboard (ICED) — Plant Information and Capacity Metatable," NITI Aayog, Government of India, New Delhi, Feb. 2025. [Online]. Available: https://iced.niti.gov.in
BAU | India | IN_S | Vijayawada or Dr. Narla Tata Rao TPS | PWRCOAINDSO | Coal Steam | Coal | 2560 | 1979-11-01 | Andhra Pradesh | 0.65 | Operational | India_Electricity_Infrastructure.xlsx | NITI Aayog, "India Climate and Energy Dashboard (ICED) — Plant Information and Capacity Metatable," NITI Aayog, Government of India, New Delhi, Feb. 2025. [Online]. Available: https://iced.niti.gov.in
BAU | India | IN_S | Vizag or Hinduja Power TPP | PWRCOAINDSO | Coal Steam | Coal | 1040 | 2015-12-01 | Andhra Pradesh | 0.65 | Operational | India_Electricity_Infrastructure.xlsx | NITI Aayog, "India Climate and Energy Dashboard (ICED) — Plant Information and Capacity Metatable," NITI Aayog, Government of India, New Delhi, Feb. 2025. [Online]. Available: https://iced.niti.gov.in
BAU | India | IN_S | Yadadri Thermal Power Station | PWRCOAINDSO | Coal Steam | Coal | 1600 | 2025-01-25 | Telangana | 0.65 | Operational | India_Electricity_Infrastructure.xlsx | NITI Aayog, "India Climate and Energy Dashboard (ICED) — Plant Information and Capacity Metatable," NITI Aayog, Government of India, New Delhi, Feb. 2025. [Online]. Available: https://iced.niti.gov.in
BAU | India | IN_S | Yermarus TPP | PWRCOAINDSO | Coal Steam | Coal | 1600 | 2016-03-29 | Karnataka | 0.65 | Operational | India_Electricity_Infrastructure.xlsx | NITI Aayog, "India Climate and Energy Dashboard (ICED) — Plant Information and Capacity Metatable," NITI Aayog, Government of India, New Delhi, Feb. 2025. [Online]. Available: https://iced.niti.gov.in
BAU | India | IN_S | Aliyar Hydroelectric Power Project | PWRHYDINDSO | Hydro | Hydro | 60 | 1970-03-21 | Tamil Nadu | 0.45 | Operational | India_Electricity_Infrastructure.xlsx | NITI Aayog, "India Climate and Energy Dashboard (ICED) — Plant Information and Capacity Metatable," NITI Aayog, Government of India, New Delhi, Feb. 2025. [Online]. Available: https://iced.niti.gov.in
BAU | India | IN_S | Almatti Dam Power House | PWRHYDINDSO | Hydro | Hydro | 290 | 2004-03-26 | Karnataka | 0.45 | Operational | India_Electricity_Infrastructure.xlsx | NITI Aayog, "India Climate and Energy Dashboard (ICED) — Plant Information and Capacity Metatable," NITI Aayog, Government of India, New Delhi, Feb. 2025. [Online]. Available: https://iced.niti.gov.in
BAU | India | IN_S | Bhadra Left Bank Canal Power House | PWRHYDINDSO | Hydro | Hydro | 26 | 1965-03-29 | Karnataka | 0.45 | Operational | India_Electricity_Infrastructure.xlsx | NITI Aayog, "India Climate and Energy Dashboard (ICED) — Plant Information and Capacity Metatable," NITI Aayog, Government of India, New Delhi, Feb. 2025. [Online]. Available: https://iced.niti.gov.in
BAU | India | IN_S | Bhavani Kattalai Barrage I Hydroelectric Power Project | PWRHYDINDSO | Hydro | Hydro | 30 | 2006-07-04 | Tamil Nadu | 0.45 | Operational | India_Electricity_Infrastructure.xlsx | NITI Aayog, "India Climate and Energy Dashboard (ICED) — Plant Information and Capacity Metatable," NITI Aayog, Government of India, New Delhi, Feb. 2025. [Online]. Available: https://iced.niti.gov.in
BAU | India | IN_S | Bhavani Kattalai Barrage II Hydroelectric Power Project | PWRHYDINDSO | Hydro | Hydro | 30 | 2013-08-27 | Tamil Nadu | 0.45 | Operational | India_Electricity_Infrastructure.xlsx | NITI Aayog, "India Climate and Energy Dashboard (ICED) — Plant Information and Capacity Metatable," NITI Aayog, Government of India, New Delhi, Feb. 2025. [Online]. Available: https://iced.niti.gov.in
BAU | India | IN_S | Bhavani Kattalai Barrage III Hydroelectric Power Project | PWRHYDINDSO | Hydro | Hydro | 30 | 2012-06-28 | Tamil Nadu | 0.45 | Operational | India_Electricity_Infrastructure.xlsx | NITI Aayog, "India Climate and Energy Dashboard (ICED) — Plant Information and Capacity Metatable," NITI Aayog, Government of India, New Delhi, Feb. 2025. [Online]. Available: https://iced.niti.gov.in
BAU | India | IN_S | Gerusoppa (Sharavathy Tail Race) Power House | PWRHYDINDSO | Hydro | Hydro | 240 | 2001-02-20 | Karnataka | 0.45 | Operational | India_Electricity_Infrastructure.xlsx | NITI Aayog, "India Climate and Energy Dashboard (ICED) — Plant Information and Capacity Metatable," NITI Aayog, Government of India, New Delhi, Feb. 2025. [Online]. Available: https://iced.niti.gov.in
BAU | India | IN_S | Ghat Prabha Dam Power House | PWRHYDINDSO | Hydro | Hydro | 32 | 1992-06-14 | Karnataka | 0.45 | Operational | India_Electricity_Infrastructure.xlsx | NITI Aayog, "India Climate and Energy Dashboard (ICED) — Plant Information and Capacity Metatable," NITI Aayog, Government of India, New Delhi, Feb. 2025. [Online]. Available: https://iced.niti.gov.in
BAU | India | IN_S | Hampi Canal Power House | PWRHYDINDSO | Hydro | Hydro | 36 | 1958-01-02 | Karnataka | 0.45 | Operational | India_Electricity_Infrastructure.xlsx | NITI Aayog, "India Climate and Energy Dashboard (ICED) — Plant Information and Capacity Metatable," NITI Aayog, Government of India, New Delhi, Feb. 2025. [Online]. Available: https://iced.niti.gov.in
BAU | India | IN_S | Idamalayar Hydroelectric Power Project | PWRHYDINDSO | Hydro | Hydro | 75 | 1987-02-03 | Kerala | 0.45 | Operational | India_Electricity_Infrastructure.xlsx | NITI Aayog, "India Climate and Energy Dashboard (ICED) — Plant Information and Capacity Metatable," NITI Aayog, Government of India, New Delhi, Feb. 2025. [Online]. Available: https://iced.niti.gov.in
BAU | India | IN_S | Idukki Hydroelectric Power Project | PWRHYDINDSO | Hydro | Hydro | 780 | 1976-02-12 | Kerala | 0.45 | Operational | India_Electricity_Infrastructure.xlsx | NITI Aayog, "India Climate and Energy Dashboard (ICED) — Plant Information and Capacity Metatable," NITI Aayog, Government of India, New Delhi, Feb. 2025. [Online]. Available: https://iced.niti.gov.in
BAU | India | IN_S | Jog (Mahatma Gandhi) Hydroelectric Power Project | PWRHYDINDSO | Hydro | Hydro | 139.2 | 1949-08-01 | Karnataka | 0.45 | Operational | India_Electricity_Infrastructure.xlsx | NITI Aayog, "India Climate and Energy Dashboard (ICED) — Plant Information and Capacity Metatable," NITI Aayog, Government of India, New Delhi, Feb. 2025. [Online]. Available: https://iced.niti.gov.in
BAU | India | IN_S | Kadmparai Power House | PWRHYDINDSO | Hydro | Hydro | 400 | 1987-10-17 | Tamil Nadu | 0.45 | Operational | India_Electricity_Infrastructure.xlsx | NITI Aayog, "India Climate and Energy Dashboard (ICED) — Plant Information and Capacity Metatable," NITI Aayog, Government of India, New Delhi, Feb. 2025. [Online]. Available: https://iced.niti.gov.in
BAU | India | IN_S | Kadra Dam Power House | PWRHYDINDSO | Hydro | Hydro | 150 | 1997-06-02 | Karnataka | 0.45 | Operational | India_Electricity_Infrastructure.xlsx | NITI Aayog, "India Climate and Energy Dashboard (ICED) — Plant Information and Capacity Metatable," NITI Aayog, Government of India, New Delhi, Feb. 2025. [Online]. Available: https://iced.niti.gov.in
BAU | India | IN_S | Kakkad Hydroelectric Power Project | PWRHYDINDSO | Hydro | Hydro | 50 | 2012-02-16 | Kerala | 0.45 | Operational | India_Electricity_Infrastructure.xlsx | NITI Aayog, "India Climate and Energy Dashboard (ICED) — Plant Information and Capacity Metatable," NITI Aayog, Government of India, New Delhi, Feb. 2025. [Online]. Available: https://iced.niti.gov.in
BAU | India | IN_S | Kalinadi Nagjhari Power House | PWRHYDINDSO | Hydro | Hydro | 900 | 1979-08-01 | Karnataka | 0.45 | Operational | India_Electricity_Infrastructure.xlsx | NITI Aayog, "India Climate and Energy Dashboard (ICED) — Plant Information and Capacity Metatable," NITI Aayog, Government of India, New Delhi, Feb. 2025. [Online]. Available: https://iced.niti.gov.in
BAU | India | IN_S | Kalinadi Nagjhari Supa Dam Power House | PWRHYDINDSO | Hydro | Hydro | 100 | 1985-08-23 | Karnataka | 0.45 | Operational | India_Electricity_Infrastructure.xlsx | NITI Aayog, "India Climate and Energy Dashboard (ICED) — Plant Information and Capacity Metatable," NITI Aayog, Government of India, New Delhi, Feb. 2025. [Online]. Available: https://iced.niti.gov.in
BAU | India | IN_S | Kodasali Dam Power House | PWRHYDINDSO | Hydro | Hydro | 120 | 1998-06-20 | Karnataka | 0.45 | Operational | India_Electricity_Infrastructure.xlsx | NITI Aayog, "India Climate and Energy Dashboard (ICED) — Plant Information and Capacity Metatable," NITI Aayog, Government of India, New Delhi, Feb. 2025. [Online]. Available: https://iced.niti.gov.in
BAU | India | IN_S | Kodayar I & II Power House | PWRHYDINDSO | Hydro | Hydro | 100 | 1970-12-09 | Tamil Nadu | 0.45 | Operational | India_Electricity_Infrastructure.xlsx | NITI Aayog, "India Climate and Energy Dashboard (ICED) — Plant Information and Capacity Metatable," NITI Aayog, Government of India, New Delhi, Feb. 2025. [Online]. Available: https://iced.niti.gov.in
BAU | India | IN_S | Kundah I to V Hydroelectric Power Project | PWRHYDINDSO | Hydro | Hydro | 555 | 1960-07-08 | Tamil Nadu | 0.45 | Operational | India_Electricity_Infrastructure.xlsx | NITI Aayog, "India Climate and Energy Dashboard (ICED) — Plant Information and Capacity Metatable," NITI Aayog, Government of India, New Delhi, Feb. 2025. [Online]. Available: https://iced.niti.gov.in
BAU | India | IN_S | Kuttiyadi Hydroelectric Old, Additional & Extension Power House | PWRHYDINDSO | Hydro | Hydro | 225 | 1972-09-11 | Kerala | 0.45 | Operational | India_Electricity_Infrastructure.xlsx | NITI Aayog, "India Climate and Energy Dashboard (ICED) — Plant Information and Capacity Metatable," NITI Aayog, Government of India, New Delhi, Feb. 2025. [Online]. Available: https://iced.niti.gov.in
BAU | India | IN_S | Lingnamakki Dam Power House | PWRHYDINDSO | Hydro | Hydro | 55 | 1979-08-01 | Karnataka | 0.45 | Operational | India_Electricity_Infrastructure.xlsx | NITI Aayog, "India Climate and Energy Dashboard (ICED) — Plant Information and Capacity Metatable," NITI Aayog, Government of India, New Delhi, Feb. 2025. [Online]. Available: https://iced.niti.gov.in
BAU | India | IN_S | Lower Jurala Hydroelectric Power Project | PWRHYDINDSO | Hydro | Hydro | 240 | 2015-09-30 | Telangana | 0.45 | Operational | India_Electricity_Infrastructure.xlsx | NITI Aayog, "India Climate and Energy Dashboard (ICED) — Plant Information and Capacity Metatable," NITI Aayog, Government of India, New Delhi, Feb. 2025. [Online]. Available: https://iced.niti.gov.in
BAU | India | IN_S | Lower Mettur I to IV Hydroelectric Power Project | PWRHYDINDSO | Hydro | Hydro | 120 | 1988-01-04 | Tamil Nadu | 0.45 | Operational | India_Electricity_Infrastructure.xlsx | NITI Aayog, "India Climate and Energy Dashboard (ICED) — Plant Information and Capacity Metatable," NITI Aayog, Government of India, New Delhi, Feb. 2025. [Online]. Available: https://iced.niti.gov.in
BAU | India | IN_S | Lower Periyar Hydroelectric Power Project | PWRHYDINDSO | Hydro | Hydro | 180 | 1997-09-27 | Kerala | 0.45 | Operational | India_Electricity_Infrastructure.xlsx | NITI Aayog, "India Climate and Energy Dashboard (ICED) — Plant Information and Capacity Metatable," NITI Aayog, Government of India, New Delhi, Feb. 2025. [Online]. Available: https://iced.niti.gov.in
BAU | India | IN_S | Lower Sileru Hydroelectric Power Project | PWRHYDINDSO | Hydro | Hydro | 460 | 1976-03-28 | Andhra Pradesh | 0.45 | Operational | India_Electricity_Infrastructure.xlsx | NITI Aayog, "India Climate and Energy Dashboard (ICED) — Plant Information and Capacity Metatable," NITI Aayog, Government of India, New Delhi, Feb. 2025. [Online]. Available: https://iced.niti.gov.in
BAU | India | IN_S | Mettur Dam Hydroelectric Power Project | PWRHYDINDSO | Hydro | Hydro | 50 | 1937-06-13 | Tamil Nadu | 0.45 | Operational | India_Electricity_Infrastructure.xlsx | NITI Aayog, "India Climate and Energy Dashboard (ICED) — Plant Information and Capacity Metatable," NITI Aayog, Government of India, New Delhi, Feb. 2025. [Online]. Available: https://iced.niti.gov.in
BAU | India | IN_S | Mettur Tunnel | PWRHYDINDSO | Hydro | Hydro | 200 | 1965-08-16 | Tamil Nadu | 0.45 | Operational | India_Electricity_Infrastructure.xlsx | NITI Aayog, "India Climate and Energy Dashboard (ICED) — Plant Information and Capacity Metatable," NITI Aayog, Government of India, New Delhi, Feb. 2025. [Online]. Available: https://iced.niti.gov.in
BAU | India | IN_S | Moyar Power House | PWRHYDINDSO | Hydro | Hydro | 40 | 1952-04-10 | Tamil Nadu | 0.45 | Operational | India_Electricity_Infrastructure.xlsx | NITI Aayog, "India Climate and Energy Dashboard (ICED) — Plant Information and Capacity Metatable," NITI Aayog, Government of India, New Delhi, Feb. 2025. [Online]. Available: https://iced.niti.gov.in
BAU | India | IN_S | Munirabad Power House | PWRHYDINDSO | Hydro | Hydro | 28 | 1962-01-19 | Karnataka | 0.45 | Operational | India_Electricity_Infrastructure.xlsx | NITI Aayog, "India Climate and Energy Dashboard (ICED) — Plant Information and Capacity Metatable," NITI Aayog, Government of India, New Delhi, Feb. 2025. [Online]. Available: https://iced.niti.gov.in
BAU | India | IN_S | Nagarjuna Sagar (N.J.Sagar) Hydroelectric Power Project | PWRHYDINDSO | Hydro | Hydro | 815.6 | 1978-03-07 | Telangana | 0.45 | Operational | India_Electricity_Infrastructure.xlsx | NITI Aayog, "India Climate and Energy Dashboard (ICED) — Plant Information and Capacity Metatable," NITI Aayog, Government of India, New Delhi, Feb. 2025. [Online]. Available: https://iced.niti.gov.in
BAU | India | IN_S | Nagarjuna Sagar Left Bank Canal Power House (N.J.Sagar LBC) | PWRHYDINDSO | Hydro | Hydro | 60 | 1983-06-05 | Telangana | 0.45 | Operational | India_Electricity_Infrastructure.xlsx | NITI Aayog, "India Climate and Energy Dashboard (ICED) — Plant Information and Capacity Metatable," NITI Aayog, Government of India, New Delhi, Feb. 2025. [Online]. Available: https://iced.niti.gov.in
BAU | India | IN_S | Nagarjuna Sagar Right Bank Canal Power House (N.J.Sagar RBC) | PWRHYDINDSO | Hydro | Hydro | 90 | 1983-02-24 | Andhra Pradesh | 0.45 | Operational | India_Electricity_Infrastructure.xlsx | NITI Aayog, "India Climate and Energy Dashboard (ICED) — Plant Information and Capacity Metatable," NITI Aayog, Government of India, New Delhi, Feb. 2025. [Online]. Available: https://iced.niti.gov.in
BAU | India | IN_S | Nagarjuna Sagar Tail Pond Dam (N.J.Sagar TPD) | PWRHYDINDSO | Hydro | Hydro | 50 | 2017-01-28 | Andhra Pradesh | 0.45 | Operational | India_Electricity_Infrastructure.xlsx | NITI Aayog, "India Climate and Energy Dashboard (ICED) — Plant Information and Capacity Metatable," NITI Aayog, Government of India, New Delhi, Feb. 2025. [Online]. Available: https://iced.niti.gov.in
BAU | India | IN_S | Neriamangalam Hydroelectric Power Project | PWRHYDINDSO | Hydro | Hydro | 52.65 | 1961-01-27 | Kerala | 0.45 | Operational | India_Electricity_Infrastructure.xlsx | NITI Aayog, "India Climate and Energy Dashboard (ICED) — Plant Information and Capacity Metatable," NITI Aayog, Government of India, New Delhi, Feb. 2025. [Online]. Available: https://iced.niti.gov.in
BAU | India | IN_S | Pallivasal Hydro Power Project | PWRHYDINDSO | Hydro | Hydro | 60 | 2025-03-01 | Kerala | 0.45 | Operational | India_Electricity_Infrastructure.xlsx | NITI Aayog, "India Climate and Energy Dashboard (ICED) — Plant Information and Capacity Metatable," NITI Aayog, Government of India, New Delhi, Feb. 2025. [Online]. Available: https://iced.niti.gov.in
BAU | India | IN_S | Pallivasal Hydroelectric Power Project | PWRHYDINDSO | Hydro | Hydro | 37.5 | 1948-02-02 | Kerala | 0.45 | Operational | India_Electricity_Infrastructure.xlsx | NITI Aayog, "India Climate and Energy Dashboard (ICED) — Plant Information and Capacity Metatable," NITI Aayog, Government of India, New Delhi, Feb. 2025. [Online]. Available: https://iced.niti.gov.in
BAU | India | IN_S | Panniar Hydroelectric Power Project | PWRHYDINDSO | Hydro | Hydro | 30 | 1963-12-29 | Kerala | 0.45 | Operational | India_Electricity_Infrastructure.xlsx | NITI Aayog, "India Climate and Energy Dashboard (ICED) — Plant Information and Capacity Metatable," NITI Aayog, Government of India, New Delhi, Feb. 2025. [Online]. Available: https://iced.niti.gov.in
BAU | India | IN_S | Papanasam Hydroelectric Power Project | PWRHYDINDSO | Hydro | Hydro | 32 | 1944-07-08 | Tamil Nadu | 0.45 | Operational | India_Electricity_Infrastructure.xlsx | NITI Aayog, "India Climate and Energy Dashboard (ICED) — Plant Information and Capacity Metatable," NITI Aayog, Government of India, New Delhi, Feb. 2025. [Online]. Available: https://iced.niti.gov.in
BAU | India | IN_S | Parson's Valley Hydroelectric Power Project | PWRHYDINDSO | Hydro | Hydro | 30 | 2000-06-22 | Tamil Nadu | 0.45 | Operational | India_Electricity_Infrastructure.xlsx | NITI Aayog, "India Climate and Energy Dashboard (ICED) — Plant Information and Capacity Metatable," NITI Aayog, Government of India, New Delhi, Feb. 2025. [Online]. Available: https://iced.niti.gov.in
BAU | India | IN_S | Periyar Hydroelectric Power Project | PWRHYDINDSO | Hydro | Hydro | 168 | 1958-10-12 | Tamil Nadu | 0.45 | Operational | India_Electricity_Infrastructure.xlsx | NITI Aayog, "India Climate and Energy Dashboard (ICED) — Plant Information and Capacity Metatable," NITI Aayog, Government of India, New Delhi, Feb. 2025. [Online]. Available: https://iced.niti.gov.in
BAU | India | IN_S | Pinnapuram (Standalone Pumped Storage ) Hydro Power Project | PWRHYDINDSO | Hydro | Hydro | 1680 | 2025-06-01 | Andhra Pradesh | 0.45 | Operational | India_Electricity_Infrastructure.xlsx | NITI Aayog, "India Climate and Energy Dashboard (ICED) — Plant Information and Capacity Metatable," NITI Aayog, Government of India, New Delhi, Feb. 2025. [Online]. Available: https://iced.niti.gov.in
BAU | India | IN_S | Pochampad (Sriram Sagar Project) Hydroelectric Power Project | PWRHYDINDSO | Hydro | Hydro | 36 | 1987-02-20 | Telangana | 0.45 | Operational | India_Electricity_Infrastructure.xlsx | NITI Aayog, "India Climate and Energy Dashboard (ICED) — Plant Information and Capacity Metatable," NITI Aayog, Government of India, New Delhi, Feb. 2025. [Online]. Available: https://iced.niti.gov.in
BAU | India | IN_S | Poringalkuthu Hydroelectric Power Project | PWRHYDINDSO | Hydro | Hydro | 36 | 1957-03-06 | Kerala | 0.45 | Operational | India_Electricity_Infrastructure.xlsx | NITI Aayog, "India Climate and Energy Dashboard (ICED) — Plant Information and Capacity Metatable," NITI Aayog, Government of India, New Delhi, Feb. 2025. [Online]. Available: https://iced.niti.gov.in
BAU | India | IN_S | Priyadarshni Jurala Hydroelectric Power Project | PWRHYDINDSO | Hydro | Hydro | 234 | 2008-03-28 | Telangana | 0.45 | Operational | India_Electricity_Infrastructure.xlsx | NITI Aayog, "India Climate and Energy Dashboard (ICED) — Plant Information and Capacity Metatable," NITI Aayog, Government of India, New Delhi, Feb. 2025. [Online]. Available: https://iced.niti.gov.in
BAU | India | IN_S | Pulichinthala Hydroelectric Power Project | PWRHYDINDSO | Hydro | Hydro | 120 | 2016-09-25 | Telangana | 0.45 | Operational | India_Electricity_Infrastructure.xlsx | NITI Aayog, "India Climate and Energy Dashboard (ICED) — Plant Information and Capacity Metatable," NITI Aayog, Government of India, New Delhi, Feb. 2025. [Online]. Available: https://iced.niti.gov.in
BAU | India | IN_S | Pykara Hydroelectric Power Project | PWRHYDINDSO | Hydro | Hydro | 59.2 | 1932-06-09 | Tamil Nadu | 0.45 | Operational | India_Electricity_Infrastructure.xlsx | NITI Aayog, "India Climate and Energy Dashboard (ICED) — Plant Information and Capacity Metatable," NITI Aayog, Government of India, New Delhi, Feb. 2025. [Online]. Available: https://iced.niti.gov.in
BAU | India | IN_S | Pykara Ultimate Hydroelectric Power Project | PWRHYDINDSO | Hydro | Hydro | 150 | 2005-09-06 | Tamil Nadu | 0.45 | Operational | India_Electricity_Infrastructure.xlsx | NITI Aayog, "India Climate and Energy Dashboard (ICED) — Plant Information and Capacity Metatable," NITI Aayog, Government of India, New Delhi, Feb. 2025. [Online]. Available: https://iced.niti.gov.in
BAU | India | IN_S | Sabarigiri Hydroelectric Power Project | PWRHYDINDSO | Hydro | Hydro | 340 | 1960-04-18 | Kerala | 0.45 | Operational | India_Electricity_Infrastructure.xlsx | NITI Aayog, "India Climate and Energy Dashboard (ICED) — Plant Information and Capacity Metatable," NITI Aayog, Government of India, New Delhi, Feb. 2025. [Online]. Available: https://iced.niti.gov.in
BAU | India | IN_S | Sarkarpathy Hydroelectric Power Project | PWRHYDINDSO | Hydro | Hydro | 30 | 1966-08-14 | Tamil Nadu | 0.45 | Operational | India_Electricity_Infrastructure.xlsx | NITI Aayog, "India Climate and Energy Dashboard (ICED) — Plant Information and Capacity Metatable," NITI Aayog, Government of India, New Delhi, Feb. 2025. [Online]. Available: https://iced.niti.gov.in
BAU | India | IN_S | Sengulam Hydroelectric Power Project | PWRHYDINDSO | Hydro | Hydro | 48 | 1954-05-01 | Kerala | 0.45 | Operational | India_Electricity_Infrastructure.xlsx | NITI Aayog, "India Climate and Energy Dashboard (ICED) — Plant Information and Capacity Metatable," NITI Aayog, Government of India, New Delhi, Feb. 2025. [Online]. Available: https://iced.niti.gov.in
BAU | India | IN_S | Sharavathi Hydroelectric Power Project | PWRHYDINDSO | Hydro | Hydro | 1035 | 1964-08-01 | Karnataka | 0.45 | Operational | India_Electricity_Infrastructure.xlsx | NITI Aayog, "India Climate and Energy Dashboard (ICED) — Plant Information and Capacity Metatable," NITI Aayog, Government of India, New Delhi, Feb. 2025. [Online]. Available: https://iced.niti.gov.in
BAU | India | IN_S | Shivasamudram Hydroelectric Power Project | PWRHYDINDSO | Hydro | Hydro | 42 | 1902-08-01 | Karnataka | 0.45 | Operational | India_Electricity_Infrastructure.xlsx | NITI Aayog, "India Climate and Energy Dashboard (ICED) — Plant Information and Capacity Metatable," NITI Aayog, Government of India, New Delhi, Feb. 2025. [Online]. Available: https://iced.niti.gov.in
BAU | India | IN_S | Sholayar Hydroelectric Power Project | PWRHYDINDSO | Hydro | Hydro | 54 | 1956-05-09 | Kerala | 0.45 | Operational | India_Electricity_Infrastructure.xlsx | NITI Aayog, "India Climate and Energy Dashboard (ICED) — Plant Information and Capacity Metatable," NITI Aayog, Government of India, New Delhi, Feb. 2025. [Online]. Available: https://iced.niti.gov.in
BAU | India | IN_S | Sholayar I Power House | PWRHYDINDSO | Hydro | Hydro | 84 | 1971-04-22 | Tamil Nadu | 0.45 | Operational | India_Electricity_Infrastructure.xlsx | NITI Aayog, "India Climate and Energy Dashboard (ICED) — Plant Information and Capacity Metatable," NITI Aayog, Government of India, New Delhi, Feb. 2025. [Online]. Available: https://iced.niti.gov.in
BAU | India | IN_S | Srisailam Left Bank Power House | PWRHYDINDSO | Hydro | Hydro | 900 | 2001-04-26 | Telangana | 0.45 | Operational | India_Electricity_Infrastructure.xlsx | NITI Aayog, "India Climate and Energy Dashboard (ICED) — Plant Information and Capacity Metatable," NITI Aayog, Government of India, New Delhi, Feb. 2025. [Online]. Available: https://iced.niti.gov.in
BAU | India | IN_S | Srisailam Right Bank (RB) Power House | PWRHYDINDSO | Hydro | Hydro | 770 | 1982-08-30 | Andhra Pradesh | 0.45 | Operational | India_Electricity_Infrastructure.xlsx | NITI Aayog, "India Climate and Energy Dashboard (ICED) — Plant Information and Capacity Metatable," NITI Aayog, Government of India, New Delhi, Feb. 2025. [Online]. Available: https://iced.niti.gov.in
BAU | India | IN_S | Suruliyar Hydroelectric Power Project | PWRHYDINDSO | Hydro | Hydro | 35 | 1978-08-27 | Tamil Nadu | 0.45 | Operational | India_Electricity_Infrastructure.xlsx | NITI Aayog, "India Climate and Energy Dashboard (ICED) — Plant Information and Capacity Metatable," NITI Aayog, Government of India, New Delhi, Feb. 2025. [Online]. Available: https://iced.niti.gov.in
BAU | India | IN_S | T B Dam/Tungabhadra Dam Hydroelectric Power Project | PWRHYDINDSO | Hydro | Hydro | 36 | 1957-01-26 | Karnataka | 0.45 | Operational | India_Electricity_Infrastructure.xlsx | NITI Aayog, "India Climate and Energy Dashboard (ICED) — Plant Information and Capacity Metatable," NITI Aayog, Government of India, New Delhi, Feb. 2025. [Online]. Available: https://iced.niti.gov.in
BAU | India | IN_S | Thottiyar Hydro Power Project | PWRHYDINDSO | Hydro | Hydro | 40 | 2024-10-01 | Kerala | 0.45 | Operational | India_Electricity_Infrastructure.xlsx | NITI Aayog, "India Climate and Energy Dashboard (ICED) — Plant Information and Capacity Metatable," NITI Aayog, Government of India, New Delhi, Feb. 2025. [Online]. Available: https://iced.niti.gov.in
BAU | India | IN_S | Upper Sileru I & II Hydroelectric Power Project | PWRHYDINDSO | Hydro | Hydro | 240 | 1967-10-14 | Andhra Pradesh | 0.45 | Operational | India_Electricity_Infrastructure.xlsx | NITI Aayog, "India Climate and Energy Dashboard (ICED) — Plant Information and Capacity Metatable," NITI Aayog, Government of India, New Delhi, Feb. 2025. [Online]. Available: https://iced.niti.gov.in
BAU | India | IN_S | Varahi Power House | PWRHYDINDSO | Hydro | Hydro | 460 | 2009-01-11 | Karnataka | 0.45 | Operational | India_Electricity_Infrastructure.xlsx | NITI Aayog, "India Climate and Energy Dashboard (ICED) — Plant Information and Capacity Metatable," NITI Aayog, Government of India, New Delhi, Feb. 2025. [Online]. Available: https://iced.niti.gov.in
BAU | India | IN_S | Kaiga Generating Station | PWRURNINDSO | Nuclear | Nuclear | 880 | 2000-03-16 | Karnataka | 0.85 | Operational | India_Electricity_Infrastructure.xlsx | NITI Aayog, "India Climate and Energy Dashboard (ICED) — Plant Information and Capacity Metatable," NITI Aayog, Government of India, New Delhi, Feb. 2025. [Online]. Available: https://iced.niti.gov.in
BAU | India | IN_S | Kudankulam Atomic Power Project | PWRURNINDSO | Nuclear | Nuclear | 2000 | 2014-12-31 | Tamil Nadu | 0.85 | Operational | India_Electricity_Infrastructure.xlsx | NITI Aayog, "India Climate and Energy Dashboard (ICED) — Plant Information and Capacity Metatable," NITI Aayog, Government of India, New Delhi, Feb. 2025. [Online]. Available: https://iced.niti.gov.in
BAU | India | IN_S | Madras Atomic Power Station | PWRURNINDSO | Nuclear | Nuclear | 440 | 1984-01-27 | Tamil Nadu | 0.85 | Operational | India_Electricity_Infrastructure.xlsx | NITI Aayog, "India Climate and Energy Dashboard (ICED) — Plant Information and Capacity Metatable," NITI Aayog, Government of India, New Delhi, Feb. 2025. [Online]. Available: https://iced.niti.gov.in
BAU | India | IN_S | Basin Bridge Gas Turbine Power Station | PWRNGSINDSO | Natural Gas CC | Oil & Gas | 120 | 1996-02-12 | Tamil Nadu | 0.55 | Operational | India_Electricity_Infrastructure.xlsx | NITI Aayog, "India Climate and Energy Dashboard (ICED) — Plant Information and Capacity Metatable," NITI Aayog, Government of India, New Delhi, Feb. 2025. [Online]. Available: https://iced.niti.gov.in
BAU | India | IN_S | GMR Rajahmundry Energy Ltd. | PWRNGSINDSO | Natural Gas CC | Oil & Gas | 768 | 2015-07-04 | Andhra Pradesh | 0.55 | Operational | India_Electricity_Infrastructure.xlsx | NITI Aayog, "India Climate and Energy Dashboard (ICED) — Plant Information and Capacity Metatable," NITI Aayog, Government of India, New Delhi, Feb. 2025. [Online]. Available: https://iced.niti.gov.in
BAU | India | IN_S | GMR Vemagiri Combined Cycle Power Plant | PWRNGSINDSO | Natural Gas CC | Oil & Gas | 370 | 2006-01-13 | Andhra Pradesh | 0.55 | Operational | India_Electricity_Infrastructure.xlsx | NITI Aayog, "India Climate and Energy Dashboard (ICED) — Plant Information and Capacity Metatable," NITI Aayog, Government of India, New Delhi, Feb. 2025. [Online]. Available: https://iced.niti.gov.in
BAU | India | IN_S | GVK Jegurupadu Gas Combined Cycle Gas Turbine | PWRNGSINDSO | Natural Gas CC | Oil & Gas | 235.4 | 1996-07-04 | Andhra Pradesh | 0.55 | Operational | India_Electricity_Infrastructure.xlsx | NITI Aayog, "India Climate and Energy Dashboard (ICED) — Plant Information and Capacity Metatable," NITI Aayog, Government of India, New Delhi, Feb. 2025. [Online]. Available: https://iced.niti.gov.in
BAU | India | IN_S | Karaikal Gas Power Plant | PWRNGSINDSO | Natural Gas CC | Oil & Gas | 32.5 | 1999-10-01 | Puducherry | 0.55 | Operational | India_Electricity_Infrastructure.xlsx | NITI Aayog, "India Climate and Energy Dashboard (ICED) — Plant Information and Capacity Metatable," NITI Aayog, Government of India, New Delhi, Feb. 2025. [Online]. Available: https://iced.niti.gov.in
BAU | India | IN_S | Kayamkulam (Rajiv Gandhi) Gas Combined Cycle Power Plant | PWRNGSINDSO | Natural Gas CC | Oil & Gas | 359.58 | 1998-11-02 | Kerala | 0.55 | Operational | India_Electricity_Infrastructure.xlsx | NITI Aayog, "India Climate and Energy Dashboard (ICED) — Plant Information and Capacity Metatable," NITI Aayog, Government of India, New Delhi, Feb. 2025. [Online]. Available: https://iced.niti.gov.in
BAU | India | IN_S | Kovilkalappal (Thirumakotai) Gas Combined Cycle Gas Turbine Power Station | PWRNGSINDSO | Natural Gas CC | Oil & Gas | 107.88 | 2001-02-05 | Tamil Nadu | 0.55 | Operational | India_Electricity_Infrastructure.xlsx | NITI Aayog, "India Climate and Energy Dashboard (ICED) — Plant Information and Capacity Metatable," NITI Aayog, Government of India, New Delhi, Feb. 2025. [Online]. Available: https://iced.niti.gov.in
BAU | India | IN_S | Kuttalam Gas Turbine Power Station | PWRNGSINDSO | Natural Gas CC | Oil & Gas | 100 | 2003-11-27 | Tamil Nadu | 0.55 | Operational | India_Electricity_Infrastructure.xlsx | NITI Aayog, "India Climate and Energy Dashboard (ICED) — Plant Information and Capacity Metatable," NITI Aayog, Government of India, New Delhi, Feb. 2025. [Online]. Available: https://iced.niti.gov.in
BAU | India | IN_S | Lanco Kondapalli Combined Cycle Gas Turbine Power Plant Phase II | PWRNGSINDSO | Natural Gas CC | Oil & Gas | 366 | 2009-12-05 | Andhra Pradesh | 0.55 | Operational | India_Electricity_Infrastructure.xlsx | NITI Aayog, "India Climate and Energy Dashboard (ICED) — Plant Information and Capacity Metatable," NITI Aayog, Government of India, New Delhi, Feb. 2025. [Online]. Available: https://iced.niti.gov.in
BAU | India | IN_S | Pillaiperumalnallur (PPN) Power Plant Phase I | PWRNGSINDSO | Natural Gas CC | Oil & Gas | 330.5 | 2001-04-26 | Tamil Nadu | 0.55 | Operational | India_Electricity_Infrastructure.xlsx | NITI Aayog, "India Climate and Energy Dashboard (ICED) — Plant Information and Capacity Metatable," NITI Aayog, Government of India, New Delhi, Feb. 2025. [Online]. Available: https://iced.niti.gov.in
BAU | India | IN_S | Valuthur Gas Turbine Power Station | PWRNGSINDSO | Natural Gas CC | Oil & Gas | 186.2 | 2002-12-24 | Tamil Nadu | 0.55 | Operational | India_Electricity_Infrastructure.xlsx | NITI Aayog, "India Climate and Energy Dashboard (ICED) — Plant Information and Capacity Metatable," NITI Aayog, Government of India, New Delhi, Feb. 2025. [Online]. Available: https://iced.niti.gov.in
BAU | India | IN_S | Yelahanka Combined Cycle Power Plant | PWRNGSINDSO | Natural Gas CC | Oil & Gas | 370.05 | 2025-02-01 | Karnataka | 0.55 | Operational | India_Electricity_Infrastructure.xlsx | NITI Aayog, "India Climate and Energy Dashboard (ICED) — Plant Information and Capacity Metatable," NITI Aayog, Government of India, New Delhi, Feb. 2025. [Online]. Available: https://iced.niti.gov.in
BAU | India | IN_S | APICTO Ltd. Small Hydro Power Project | PWRHYDINDSO | Hydro | Small Hydro | 13 | Pre-2000 | Karnataka | 0.45 | Operational | India_Electricity_Infrastructure.xlsx | NITI Aayog, "India Climate and Energy Dashboard (ICED) — Plant Information and Capacity Metatable," NITI Aayog, Government of India, New Delhi, Feb. 2025. [Online]. Available: https://iced.niti.gov.in
BAU | India | IN_S | Abletech Electro Engineers Pvt. Ltd. Small Hydro Power Project | PWRHYDINDSO | Hydro | Small Hydro | 4.8 | Pre-2000 | Karnataka | 0.45 | Operational | India_Electricity_Infrastructure.xlsx | NITI Aayog, "India Climate and Energy Dashboard (ICED) — Plant Information and Capacity Metatable," NITI Aayog, Government of India, New Delhi, Feb. 2025. [Online]. Available: https://iced.niti.gov.in
BAU | India | IN_S | Adyanpara Small Hydro Electric Project | PWRHYDINDSO | Hydro | Small Hydro | 3.5 | 2015-03-09 | Kerala | 0.45 | Operational | India_Electricity_Infrastructure.xlsx | NITI Aayog, "India Climate and Energy Dashboard (ICED) — Plant Information and Capacity Metatable," NITI Aayog, Government of India, New Delhi, Feb. 2025. [Online]. Available: https://iced.niti.gov.in
BAU | India | IN_S | Agradalli Mini Hydel Power Station | PWRHYDINDSO | Hydro | Small Hydro | 0.75 | 2008-10-24 | Karnataka | 0.45 | Operational | India_Electricity_Infrastructure.xlsx | NITI Aayog, "India Climate and Energy Dashboard (ICED) — Plant Information and Capacity Metatable," NITI Aayog, Government of India, New Delhi, Feb. 2025. [Online]. Available: https://iced.niti.gov.in
BAU | India | IN_S | Agrahara Mini Hydel Power Station | PWRHYDINDSO | Hydro | Small Hydro | 1.26 | 2012-09-24 | Karnataka | 0.45 | Operational | India_Electricity_Infrastructure.xlsx | NITI Aayog, "India Climate and Energy Dashboard (ICED) — Plant Information and Capacity Metatable," NITI Aayog, Government of India, New Delhi, Feb. 2025. [Online]. Available: https://iced.niti.gov.in
BAU | India | IN_S | Akkihebbal Mini Hydel Power Station | PWRHYDINDSO | Hydro | Small Hydro | 4.5 | 2007-09-03 | Karnataka | 0.45 | Operational | India_Electricity_Infrastructure.xlsx | NITI Aayog, "India Climate and Energy Dashboard (ICED) — Plant Information and Capacity Metatable," NITI Aayog, Government of India, New Delhi, Feb. 2025. [Online]. Available: https://iced.niti.gov.in
BAU | India | IN_S | Aliyar Mini Hydel Project | PWRHYDINDSO | Hydro | Small Hydro | 2.5 | 2002-09-23 | Tamil Nadu | 0.45 | Operational | India_Electricity_Infrastructure.xlsx | NITI Aayog, "India Climate and Energy Dashboard (ICED) — Plant Information and Capacity Metatable," NITI Aayog, Government of India, New Delhi, Feb. 2025. [Online]. Available: https://iced.niti.gov.in
BAU | India | IN_S | Amaravathi Small Hydro Project | PWRHYDINDSO | Hydro | Small Hydro | 4 | 2006-09-21 | Tamil Nadu | 0.45 | Operational | India_Electricity_Infrastructure.xlsx | NITI Aayog, "India Climate and Energy Dashboard (ICED) — Plant Information and Capacity Metatable," NITI Aayog, Government of India, New Delhi, Feb. 2025. [Online]. Available: https://iced.niti.gov.in
BAU | India | IN_S | Aniyooru Mini Hydel Station | PWRHYDINDSO | Hydro | Small Hydro | 24 | 2019-11-21 | Karnataka | 0.45 | Operational | India_Electricity_Infrastructure.xlsx | NITI Aayog, "India Climate and Energy Dashboard (ICED) — Plant Information and Capacity Metatable," NITI Aayog, Government of India, New Delhi, Feb. 2025. [Online]. Available: https://iced.niti.gov.in
BAU | India | IN_S | Aniyur Mini Hydel Power Station | PWRHYDINDSO | Hydro | Small Hydro | 9 | 2009-08-13 | Karnataka | 0.45 | Operational | India_Electricity_Infrastructure.xlsx | NITI Aayog, "India Climate and Energy Dashboard (ICED) — Plant Information and Capacity Metatable," NITI Aayog, Government of India, New Delhi, Feb. 2025. [Online]. Available: https://iced.niti.gov.in
BAU | India | IN_S | Anweri Mini Hydel Station | PWRHYDINDSO | Hydro | Small Hydro | 1.5 | 1997-05-04 | Karnataka | 0.45 | Operational | India_Electricity_Infrastructure.xlsx | NITI Aayog, "India Climate and Energy Dashboard (ICED) — Plant Information and Capacity Metatable," NITI Aayog, Government of India, New Delhi, Feb. 2025. [Online]. Available: https://iced.niti.gov.in
BAU | India | IN_S | Aremadanahalli Mini Hydel Power Station | PWRHYDINDSO | Hydro | Small Hydro | 1.5 | 2013-09-02 | Karnataka | 0.45 | Operational | India_Electricity_Infrastructure.xlsx | NITI Aayog, "India Climate and Energy Dashboard (ICED) — Plant Information and Capacity Metatable," NITI Aayog, Government of India, New Delhi, Feb. 2025. [Online]. Available: https://iced.niti.gov.in
BAU | India | IN_S | Attigala Small Hydro Power Station | PWRHYDINDSO | Hydro | Small Hydro | 0.35 | 1998-07-03 | Karnataka | 0.45 | Operational | India_Electricity_Infrastructure.xlsx | NITI Aayog, "India Climate and Energy Dashboard (ICED) — Plant Information and Capacity Metatable," NITI Aayog, Government of India, New Delhi, Feb. 2025. [Online]. Available: https://iced.niti.gov.in
BAU | India | IN_S | Auromira Energy Group Hydro Project | PWRHYDINDSO | Hydro | Small Hydro | 18 | Pre-2000 | Karnataka | 0.45 | Operational | India_Electricity_Infrastructure.xlsx | NITI Aayog, "India Climate and Energy Dashboard (ICED) — Plant Information and Capacity Metatable," NITI Aayog, Government of India, New Delhi, Feb. 2025. [Online]. Available: https://iced.niti.gov.in
BAU | India | IN_S | Baje Mini Hydel Station | PWRHYDINDSO | Hydro | Small Hydro | 3.8 | 2015-07-10 | Karnataka | 0.45 | Operational | India_Electricity_Infrastructure.xlsx | NITI Aayog, "India Climate and Energy Dashboard (ICED) — Plant Information and Capacity Metatable," NITI Aayog, Government of India, New Delhi, Feb. 2025. [Online]. Available: https://iced.niti.gov.in
BAU | India | IN_S | Barapole Small Hydro Electric Project | PWRHYDINDSO | Hydro | Small Hydro | 15 | 2013-12-04 | Kerala | 0.45 | Operational | India_Electricity_Infrastructure.xlsx | NITI Aayog, "India Climate and Energy Dashboard (ICED) — Plant Information and Capacity Metatable," NITI Aayog, Government of India, New Delhi, Feb. 2025. [Online]. Available: https://iced.niti.gov.in
BAU | India | IN_S | Basavanna(Aidab havi) Mini Hydel Power Station | PWRHYDINDSO | Hydro | Small Hydro | 24.75 | 2013-02-05 | Karnataka | 0.45 | Operational | India_Electricity_Infrastructure.xlsx | NITI Aayog, "India Climate and Energy Dashboard (ICED) — Plant Information and Capacity Metatable," NITI Aayog, Government of India, New Delhi, Feb. 2025. [Online]. Available: https://iced.niti.gov.in
BAU | India | IN_S | Beedalli Mini Hydel Station | PWRHYDINDSO | Hydro | Small Hydro | 3 | 2016-06-13 | Karnataka | 0.45 | Operational | India_Electricity_Infrastructure.xlsx | NITI Aayog, "India Climate and Energy Dashboard (ICED) — Plant Information and Capacity Metatable," NITI Aayog, Government of India, New Delhi, Feb. 2025. [Online]. Available: https://iced.niti.gov.in
BAU | India | IN_S | Bellamkonda Branch Canal Small Hydro Project | PWRHYDINDSO | Hydro | Small Hydro | 0.55 | 2004-11-17 | Andhra Pradesh | 0.45 | Operational | India_Electricity_Infrastructure.xlsx | NITI Aayog, "India Climate and Energy Dashboard (ICED) — Plant Information and Capacity Metatable," NITI Aayog, Government of India, New Delhi, Feb. 2025. [Online]. Available: https://iced.niti.gov.in
BAU | India | IN_S | Bellamkonda Branch canal Hydro Power Project Scheme II | PWRHYDINDSO | Hydro | Small Hydro | 0.55 | 1999-08-28 | Andhra Pradesh | 0.45 | Operational | India_Electricity_Infrastructure.xlsx | NITI Aayog, "India Climate and Energy Dashboard (ICED) — Plant Information and Capacity Metatable," NITI Aayog, Government of India, New Delhi, Feb. 2025. [Online]. Available: https://iced.niti.gov.in
BAU | India | IN_S | Bhadra Left Bank Canal Mini Hydel Station | PWRHYDINDSO | Hydro | Small Hydro | 1.5 | 2018-04-05 | Karnataka | 0.45 | Operational | India_Electricity_Infrastructure.xlsx | NITI Aayog, "India Climate and Energy Dashboard (ICED) — Plant Information and Capacity Metatable," NITI Aayog, Government of India, New Delhi, Feb. 2025. [Online]. Available: https://iced.niti.gov.in
BAU | India | IN_S | Bhadra Right Bank Canal Power Station | PWRHYDINDSO | Hydro | Small Hydro | 0.4 | 2005-01-01 | Karnataka | 0.45 | Operational | India_Electricity_Infrastructure.xlsx | NITI Aayog, "India Climate and Energy Dashboard (ICED) — Plant Information and Capacity Metatable," NITI Aayog, Government of India, New Delhi, Feb. 2025. [Online]. Available: https://iced.niti.gov.in
BAU | India | IN_S | Bhadra Right Bank Canal Powerhouse | PWRHYDINDSO | Hydro | Small Hydro | 13.2 | Pre-2000 | Karnataka | 0.45 | Operational | India_Electricity_Infrastructure.xlsx | NITI Aayog, "India Climate and Energy Dashboard (ICED) — Plant Information and Capacity Metatable," NITI Aayog, Government of India, New Delhi, Feb. 2025. [Online]. Available: https://iced.niti.gov.in
BAU | India | IN_S | Bhavani Barrage I Small Hydro Electric Project | PWRHYDINDSO | Hydro | Small Hydro | 10 | 2009-07-01 | Tamil Nadu | 0.45 | Operational | India_Electricity_Infrastructure.xlsx | NITI Aayog, "India Climate and Energy Dashboard (ICED) — Plant Information and Capacity Metatable," NITI Aayog, Government of India, New Delhi, Feb. 2025. [Online]. Available: https://iced.niti.gov.in
BAU | India | IN_S | Bhavani Barrage II Small Hydro Electric Project | PWRHYDINDSO | Hydro | Small Hydro | 10 | Pre-2000 | Tamil Nadu | 0.45 | Operational | India_Electricity_Infrastructure.xlsx | NITI Aayog, "India Climate and Energy Dashboard (ICED) — Plant Information and Capacity Metatable," NITI Aayog, Government of India, New Delhi, Feb. 2025. [Online]. Available: https://iced.niti.gov.in
BAU | India | IN_S | Bhavani Hydro Power Project | PWRHYDINDSO | Hydro | Small Hydro | 1.4 | 2000-04-28 | Andhra Pradesh | 0.45 | Operational | India_Electricity_Infrastructure.xlsx | NITI Aayog, "India Climate and Energy Dashboard (ICED) — Plant Information and Capacity Metatable," NITI Aayog, Government of India, New Delhi, Feb. 2025. [Online]. Available: https://iced.niti.gov.in
BAU | India | IN_S | Bhima-I (Sonna) Mini Hydel Station | PWRHYDINDSO | Hydro | Small Hydro | 10.5 | 2010-08-04 | Karnataka | 0.45 | Operational | India_Electricity_Infrastructure.xlsx | NITI Aayog, "India Climate and Energy Dashboard (ICED) — Plant Information and Capacity Metatable," NITI Aayog, Government of India, New Delhi, Feb. 2025. [Online]. Available: https://iced.niti.gov.in
BAU | India | IN_S | Bhoruka Power Corporation Hydro Project 1 | PWRHYDINDSO | Hydro | Small Hydro | 6.25 | Pre-2000 | Karnataka | 0.45 | Operational | India_Electricity_Infrastructure.xlsx | NITI Aayog, "India Climate and Energy Dashboard (ICED) — Plant Information and Capacity Metatable," NITI Aayog, Government of India, New Delhi, Feb. 2025. [Online]. Available: https://iced.niti.gov.in
BAU | India | IN_S | Bhoruka Power Corporation Hydro Project 2 | PWRHYDINDSO | Hydro | Small Hydro | 24 | Pre-2000 | Karnataka | 0.45 | Operational | India_Electricity_Infrastructure.xlsx | NITI Aayog, "India Climate and Energy Dashboard (ICED) — Plant Information and Capacity Metatable," NITI Aayog, Government of India, New Delhi, Feb. 2025. [Online]. Available: https://iced.niti.gov.in
BAU | India | IN_S | Bonal Tank Mini Hydel Project | PWRHYDINDSO | Hydro | Small Hydro | 1.25 | 2011-08-12 | Karnataka | 0.45 | Operational | India_Electricity_Infrastructure.xlsx | NITI Aayog, "India Climate and Energy Dashboard (ICED) — Plant Information and Capacity Metatable," NITI Aayog, Government of India, New Delhi, Feb. 2025. [Online]. Available: https://iced.niti.gov.in
BAU | India | IN_S | Brindavan Mini Hydel Power Station | PWRHYDINDSO | Hydro | Small Hydro | 12 | 2006-06-01 | Karnataka | 0.45 | Operational | India_Electricity_Infrastructure.xlsx | NITI Aayog, "India Climate and Energy Dashboard (ICED) — Plant Information and Capacity Metatable," NITI Aayog, Government of India, New Delhi, Feb. 2025. [Online]. Available: https://iced.niti.gov.in
BAU | India | IN_S | Burgugadda Tank Small Hydro Project | PWRHYDINDSO | Hydro | Small Hydro | 1.2 | Pre-2000 | Telangana | 0.45 | Operational | India_Electricity_Infrastructure.xlsx | NITI Aayog, "India Climate and Energy Dashboard (ICED) — Plant Information and Capacity Metatable," NITI Aayog, Government of India, New Delhi, Feb. 2025. [Online]. Available: https://iced.niti.gov.in
BAU | India | IN_S | Charmadi Mini Hydel Power Station | PWRHYDINDSO | Hydro | Small Hydro | 4.5 | 2008-07-05 | Karnataka | 0.45 | Operational | India_Electricity_Infrastructure.xlsx | NITI Aayog, "India Climate and Energy Dashboard (ICED) — Plant Information and Capacity Metatable," NITI Aayog, Government of India, New Delhi, Feb. 2025. [Online]. Available: https://iced.niti.gov.in
BAU | India | IN_S | Chayadevi Mini Hydel Power Station | PWRHYDINDSO | Hydro | Small Hydro | 24 | 2007-06-22 | Karnataka | 0.45 | Operational | India_Electricity_Infrastructure.xlsx | NITI Aayog, "India Climate and Energy Dashboard (ICED) — Plant Information and Capacity Metatable," NITI Aayog, Government of India, New Delhi, Feb. 2025. [Online]. Available: https://iced.niti.gov.in
BAU | India | IN_S | Chembukadavu-I Small Hydro Electric Project | PWRHYDINDSO | Hydro | Small Hydro | 2.7 | 2003-08-19 | Kerala | 0.45 | Operational | India_Electricity_Infrastructure.xlsx | NITI Aayog, "India Climate and Energy Dashboard (ICED) — Plant Information and Capacity Metatable," NITI Aayog, Government of India, New Delhi, Feb. 2025. [Online]. Available: https://iced.niti.gov.in
BAU | India | IN_S | Chembukadavu-II Small Hydro Electric Project | PWRHYDINDSO | Hydro | Small Hydro | 3.75 | 2003-09-04 | Kerala | 0.45 | Operational | India_Electricity_Infrastructure.xlsx | NITI Aayog, "India Climate and Energy Dashboard (ICED) — Plant Information and Capacity Metatable," NITI Aayog, Government of India, New Delhi, Feb. 2025. [Online]. Available: https://iced.niti.gov.in
BAU | India | IN_S | Chettipeta Mini Hydel | PWRHYDINDSO | Hydro | Small Hydro | 1 | Pre-2000 | Andhra Pradesh | 0.45 | Operational | India_Electricity_Infrastructure.xlsx | NITI Aayog, "India Climate and Energy Dashboard (ICED) — Plant Information and Capacity Metatable," NITI Aayog, Government of India, New Delhi, Feb. 2025. [Online]. Available: https://iced.niti.gov.in
BAU | India | IN_S | Chilakaluripet Major Block Small Hydro Project | PWRHYDINDSO | Hydro | Small Hydro | 1 | 2000-07-13 | Andhra Pradesh | 0.45 | Operational | India_Electricity_Infrastructure.xlsx | NITI Aayog, "India Climate and Energy Dashboard (ICED) — Plant Information and Capacity Metatable," NITI Aayog, Government of India, New Delhi, Feb. 2025. [Online]. Available: https://iced.niti.gov.in
BAU | India | IN_S | Chimmony Small Hydro Electric Project | PWRHYDINDSO | Hydro | Small Hydro | 2.5 | 2015-05-22 | Kerala | 0.45 | Operational | India_Electricity_Infrastructure.xlsx | NITI Aayog, "India Climate and Energy Dashboard (ICED) — Plant Information and Capacity Metatable," NITI Aayog, Government of India, New Delhi, Feb. 2025. [Online]. Available: https://iced.niti.gov.in
BAU | India | IN_S | Chunchanakatte Small Hydro Power Station | PWRHYDINDSO | Hydro | Small Hydro | 18 | 1997-10-13 | Karnataka | 0.45 | Operational | India_Electricity_Infrastructure.xlsx | NITI Aayog, "India Climate and Energy Dashboard (ICED) — Plant Information and Capacity Metatable," NITI Aayog, Government of India, New Delhi, Feb. 2025. [Online]. Available: https://iced.niti.gov.in
BAU | India | IN_S | Chunchidoddi Mini Hydel Power Station | PWRHYDINDSO | Hydro | Small Hydro | 10.25 | 2004-12-01 | Karnataka | 0.45 | Operational | India_Electricity_Infrastructure.xlsx | NITI Aayog, "India Climate and Energy Dashboard (ICED) — Plant Information and Capacity Metatable," NITI Aayog, Government of India, New Delhi, Feb. 2025. [Online]. Available: https://iced.niti.gov.in
BAU | India | IN_S | Deccan Cement Ltd. Small Hydro Project | PWRHYDINDSO | Hydro | Small Hydro | 3.7 | 1996-02-28 | Andhra Pradesh | 0.45 | Operational | India_Electricity_Infrastructure.xlsx | NITI Aayog, "India Climate and Energy Dashboard (ICED) — Plant Information and Capacity Metatable," NITI Aayog, Government of India, New Delhi, Feb. 2025. [Online]. Available: https://iced.niti.gov.in
BAU | India | IN_S | Dhanalakshmi Cotton & Rice Mills Limited Small Hydro Project 1 | PWRHYDINDSO | Hydro | Small Hydro | 1.59 | 1997-12-23 | Andhra Pradesh | 0.45 | Operational | India_Electricity_Infrastructure.xlsx | NITI Aayog, "India Climate and Energy Dashboard (ICED) — Plant Information and Capacity Metatable," NITI Aayog, Government of India, New Delhi, Feb. 2025. [Online]. Available: https://iced.niti.gov.in
BAU | India | IN_S | Dhanalakshmi Cotton & Rice Mills Limited Small Hydro Project 2 | PWRHYDINDSO | Hydro | Small Hydro | 2.61 | 1997-07-23 | Andhra Pradesh | 0.45 | Operational | India_Electricity_Infrastructure.xlsx | NITI Aayog, "India Climate and Energy Dashboard (ICED) — Plant Information and Capacity Metatable," NITI Aayog, Government of India, New Delhi, Feb. 2025. [Online]. Available: https://iced.niti.gov.in
BAU | India | IN_S | Doddatappale Mini Hydel Power Station | PWRHYDINDSO | Hydro | Small Hydro | 3 | 2011-01-22 | Karnataka | 0.45 | Operational | India_Electricity_Infrastructure.xlsx | NITI Aayog, "India Climate and Energy Dashboard (ICED) — Plant Information and Capacity Metatable," NITI Aayog, Government of India, New Delhi, Feb. 2025. [Online]. Available: https://iced.niti.gov.in
BAU | India | IN_S | Dondela Mini Hydel Power Station | PWRHYDINDSO | Hydro | Small Hydro | 13 | 2009-07-19 | Karnataka | 0.45 | Operational | India_Electricity_Infrastructure.xlsx | NITI Aayog, "India Climate and Energy Dashboard (ICED) — Plant Information and Capacity Metatable," NITI Aayog, Government of India, New Delhi, Feb. 2025. [Online]. Available: https://iced.niti.gov.in
BAU | India | IN_S | Donkarayi Canal Hydroelectric Power Plant | PWRHYDINDSO | Hydro | Small Hydro | 25 | Pre-2000 | Andhra Pradesh | 0.45 | Operational | India_Electricity_Infrastructure.xlsx | NITI Aayog, "India Climate and Energy Dashboard (ICED) — Plant Information and Capacity Metatable," NITI Aayog, Government of India, New Delhi, Feb. 2025. [Online]. Available: https://iced.niti.gov.in
BAU | India | IN_S | Dummagudem Hydel Project | PWRHYDINDSO | Hydro | Small Hydro | 24 | Pre-2000 | Telangana | 0.45 | Operational | India_Electricity_Infrastructure.xlsx | NITI Aayog, "India Climate and Energy Dashboard (ICED) — Plant Information and Capacity Metatable," NITI Aayog, Government of India, New Delhi, Feb. 2025. [Online]. Available: https://iced.niti.gov.in
BAU | India | IN_S | Duphadal Small Hydro Electric Power Station | PWRHYDINDSO | Hydro | Small Hydro | 2.8 | 1997-04-01 | Karnataka | 0.45 | Operational | India_Electricity_Infrastructure.xlsx | NITI Aayog, "India Climate and Energy Dashboard (ICED) — Plant Information and Capacity Metatable," NITI Aayog, Government of India, New Delhi, Feb. 2025. [Online]. Available: https://iced.niti.gov.in
BAU | India | IN_S | Energy Development Hydro Project | PWRHYDINDSO | Hydro | Small Hydro | 7 | Pre-2000 | Kerala | 0.45 | Operational | India_Electricity_Infrastructure.xlsx | NITI Aayog, "India Climate and Energy Dashboard (ICED) — Plant Information and Capacity Metatable," NITI Aayog, Government of India, New Delhi, Feb. 2025. [Online]. Available: https://iced.niti.gov.in
BAU | India | IN_S | Espar Pak Limited Small Hydro Project | PWRHYDINDSO | Hydro | Small Hydro | 1.3 | 2000-04-08 | Andhra Pradesh | 0.45 | Operational | India_Electricity_Infrastructure.xlsx | NITI Aayog, "India Climate and Energy Dashboard (ICED) — Plant Information and Capacity Metatable," NITI Aayog, Government of India, New Delhi, Feb. 2025. [Online]. Available: https://iced.niti.gov.in
BAU | India | IN_S | Flovel Small Hydro Project 1 | PWRHYDINDSO | Hydro | Small Hydro | 4.5 | Pre-2000 | Kerala | 0.45 | Operational | India_Electricity_Infrastructure.xlsx | NITI Aayog, "India Climate and Energy Dashboard (ICED) — Plant Information and Capacity Metatable," NITI Aayog, Government of India, New Delhi, Feb. 2025. [Online]. Available: https://iced.niti.gov.in
BAU | India | IN_S | Flovel Small Hydro Project 2 | PWRHYDINDSO | Hydro | Small Hydro | 4.8 | Pre-2000 | Kerala | 0.45 | Operational | India_Electricity_Infrastructure.xlsx | NITI Aayog, "India Climate and Energy Dashboard (ICED) — Plant Information and Capacity Metatable," NITI Aayog, Government of India, New Delhi, Feb. 2025. [Online]. Available: https://iced.niti.gov.in
BAU | India | IN_S | Gajanur Mini Hydel Station | PWRHYDINDSO | Hydro | Small Hydro | 0.65 | 2014-06-06 | Karnataka | 0.45 | Operational | India_Electricity_Infrastructure.xlsx | NITI Aayog, "India Climate and Energy Dashboard (ICED) — Plant Information and Capacity Metatable," NITI Aayog, Government of India, New Delhi, Feb. 2025. [Online]. Available: https://iced.niti.gov.in
BAU | India | IN_S | Ganekal Mini Hydel Scheme | PWRHYDINDSO | Hydro | Small Hydro | 0.35 | 1993-12-24 | Karnataka | 0.45 | Operational | India_Electricity_Infrastructure.xlsx | NITI Aayog, "India Climate and Energy Dashboard (ICED) — Plant Information and Capacity Metatable," NITI Aayog, Government of India, New Delhi, Feb. 2025. [Online]. Available: https://iced.niti.gov.in
BAU | India | IN_S | Ganganahal Mini Hydel Power Station | PWRHYDINDSO | Hydro | Small Hydro | 2 | 2013-07-30 | Karnataka | 0.45 | Operational | India_Electricity_Infrastructure.xlsx | NITI Aayog, "India Climate and Energy Dashboard (ICED) — Plant Information and Capacity Metatable," NITI Aayog, Government of India, New Delhi, Feb. 2025. [Online]. Available: https://iced.niti.gov.in
BAU | India | IN_S | Gayatri Hydro Power Project | PWRHYDINDSO | Hydro | Small Hydro | 2.2 | Pre-2000 | Telangana | 0.45 | Operational | India_Electricity_Infrastructure.xlsx | NITI Aayog, "India Climate and Energy Dashboard (ICED) — Plant Information and Capacity Metatable," NITI Aayog, Government of India, New Delhi, Feb. 2025. [Online]. Available: https://iced.niti.gov.in
BAU | India | IN_S | Gilada Group Small Hydro Power Project | PWRHYDINDSO | Hydro | Small Hydro | 6 | Pre-2000 | Karnataka | 0.45 | Operational | India_Electricity_Infrastructure.xlsx | NITI Aayog, "India Climate and Energy Dashboard (ICED) — Plant Information and Capacity Metatable," NITI Aayog, Government of India, New Delhi, Feb. 2025. [Online]. Available: https://iced.niti.gov.in
BAU | India | IN_S | Gokak Mini Hydel Station | PWRHYDINDSO | Hydro | Small Hydro | 10.8 | 1997-04-01 | Karnataka | 0.45 | Operational | India_Electricity_Infrastructure.xlsx | NITI Aayog, "India Climate and Energy Dashboard (ICED) — Plant Information and Capacity Metatable," NITI Aayog, Government of India, New Delhi, Feb. 2025. [Online]. Available: https://iced.niti.gov.in
BAU | India | IN_S | Gonal 2 Mini Hydel Power Station | PWRHYDINDSO | Hydro | Small Hydro | 2 | 2019-08-27 | Karnataka | 0.45 | Operational | India_Electricity_Infrastructure.xlsx | NITI Aayog, "India Climate and Energy Dashboard (ICED) — Plant Information and Capacity Metatable," NITI Aayog, Government of India, New Delhi, Feb. 2025. [Online]. Available: https://iced.niti.gov.in
BAU | India | IN_S | Gonal 3 Mini Hydel Power Station | PWRHYDINDSO | Hydro | Small Hydro | 5 | 2011-11-04 | Karnataka | 0.45 | Operational | India_Electricity_Infrastructure.xlsx | NITI Aayog, "India Climate and Energy Dashboard (ICED) — Plant Information and Capacity Metatable," NITI Aayog, Government of India, New Delhi, Feb. 2025. [Online]. Available: https://iced.niti.gov.in
BAU | India | IN_S | Gugal Mini Hydel Power Station | PWRHYDINDSO | Hydro | Small Hydro | 10 | 2007-09-19 | Karnataka | 0.45 | Operational | India_Electricity_Infrastructure.xlsx | NITI Aayog, "India Climate and Energy Dashboard (ICED) — Plant Information and Capacity Metatable," NITI Aayog, Government of India, New Delhi, Feb. 2025. [Online]. Available: https://iced.niti.gov.in
BAU | India | IN_S | Hanumanthapura Mini Hydel Station | PWRHYDINDSO | Hydro | Small Hydro | 0.5 | 2002-09-19 | Karnataka | 0.45 | Operational | India_Electricity_Infrastructure.xlsx | NITI Aayog, "India Climate and Energy Dashboard (ICED) — Plant Information and Capacity Metatable," NITI Aayog, Government of India, New Delhi, Feb. 2025. [Online]. Available: https://iced.niti.gov.in
BAU | India | IN_S | Harangi Mini Hydel Station | PWRHYDINDSO | Hydro | Small Hydro | 15 | 1999-07-19 | Karnataka | 0.45 | Operational | India_Electricity_Infrastructure.xlsx | NITI Aayog, "India Climate and Energy Dashboard (ICED) — Plant Information and Capacity Metatable," NITI Aayog, Government of India, New Delhi, Feb. 2025. [Online]. Available: https://iced.niti.gov.in
BAU | India | IN_S | Hebbakavadi Mini Hydel Station | PWRHYDINDSO | Hydro | Small Hydro | 1.75 | 2002-04-03 | Karnataka | 0.45 | Operational | India_Electricity_Infrastructure.xlsx | NITI Aayog, "India Climate and Energy Dashboard (ICED) — Plant Information and Capacity Metatable," NITI Aayog, Government of India, New Delhi, Feb. 2025. [Online]. Available: https://iced.niti.gov.in
BAU | India | IN_S | Hemagir Mini Hydel Power Station | PWRHYDINDSO | Hydro | Small Hydro | 4 | 2005-06-28 | Karnataka | 0.45 | Operational | India_Electricity_Infrastructure.xlsx | NITI Aayog, "India Climate and Energy Dashboard (ICED) — Plant Information and Capacity Metatable," NITI Aayog, Government of India, New Delhi, Feb. 2025. [Online]. Available: https://iced.niti.gov.in
BAU | India | IN_S | Hemavathi Left Bank Canal Mini Hydel Station | PWRHYDINDSO | Hydro | Small Hydro | 16 | 2001-04-20 | Karnataka | 0.45 | Operational | India_Electricity_Infrastructure.xlsx | NITI Aayog, "India Climate and Energy Dashboard (ICED) — Plant Information and Capacity Metatable," NITI Aayog, Government of India, New Delhi, Feb. 2025. [Online]. Available: https://iced.niti.gov.in
BAU | India | IN_S | Hemavathi Right Bank Canal Mini Hydel Station | PWRHYDINDSO | Hydro | Small Hydro | 3 | 2000-07-10 | Karnataka | 0.45 | Operational | India_Electricity_Infrastructure.xlsx | NITI Aayog, "India Climate and Energy Dashboard (ICED) — Plant Information and Capacity Metatable," NITI Aayog, Government of India, New Delhi, Feb. 2025. [Online]. Available: https://iced.niti.gov.in
BAU | India | IN_S | Hemavathi River Bed Mini Hydel Power Station | PWRHYDINDSO | Hydro | Small Hydro | 8 | 2007-04-28 | Karnataka | 0.45 | Operational | India_Electricity_Infrastructure.xlsx | NITI Aayog, "India Climate and Energy Dashboard (ICED) — Plant Information and Capacity Metatable," NITI Aayog, Government of India, New Delhi, Feb. 2025. [Online]. Available: https://iced.niti.gov.in
BAU | India | IN_S | Hongadalla Mini Hydel Station | PWRHYDINDSO | Hydro | Small Hydro | 24 | 2019-05-08 | Karnataka | 0.45 | Operational | India_Electricity_Infrastructure.xlsx | NITI Aayog, "India Climate and Energy Dashboard (ICED) — Plant Information and Capacity Metatable," NITI Aayog, Government of India, New Delhi, Feb. 2025. [Online]. Available: https://iced.niti.gov.in
BAU | India | IN_S | Hosmath Mini Hydel Power Station | PWRHYDINDSO | Hydro | Small Hydro | 4.8 | 2011-08-12 | Karnataka | 0.45 | Operational | India_Electricity_Infrastructure.xlsx | NITI Aayog, "India Climate and Energy Dashboard (ICED) — Plant Information and Capacity Metatable," NITI Aayog, Government of India, New Delhi, Feb. 2025. [Online]. Available: https://iced.niti.gov.in
BAU | India | IN_S | Hullahhalla Mini Hydel Power Station | PWRHYDINDSO | Hydro | Small Hydro | 12 | 2009-04-07 | Karnataka | 0.45 | Operational | India_Electricity_Infrastructure.xlsx | NITI Aayog, "India Climate and Energy Dashboard (ICED) — Plant Information and Capacity Metatable," NITI Aayog, Government of India, New Delhi, Feb. 2025. [Online]. Available: https://iced.niti.gov.in
BAU | India | IN_S | Iggalur Mini Hydel Station | PWRHYDINDSO | Hydro | Small Hydro | 1.5 | 2015-01-23 | Karnataka | 0.45 | Operational | India_Electricity_Infrastructure.xlsx | NITI Aayog, "India Climate and Energy Dashboard (ICED) — Plant Information and Capacity Metatable," NITI Aayog, Government of India, New Delhi, Feb. 2025. [Online]. Available: https://iced.niti.gov.in
BAU | India | IN_S | Iruttukanam Small Hydro Electric Project | PWRHYDINDSO | Hydro | Small Hydro | 4.5 | Pre-2000 | Kerala | 0.45 | Operational | India_Electricity_Infrastructure.xlsx | NITI Aayog, "India Climate and Energy Dashboard (ICED) — Plant Information and Capacity Metatable," NITI Aayog, Government of India, New Delhi, Feb. 2025. [Online]. Available: https://iced.niti.gov.in
BAU | India | IN_S | Jyothi Jalashakthi Pvt. Ltd. Mini Hydel Power Station | PWRHYDINDSO | Hydro | Small Hydro | 0.3 | 2005-11-01 | Karnataka | 0.45 | Operational | India_Electricity_Infrastructure.xlsx | NITI Aayog, "India Climate and Energy Dashboard (ICED) — Plant Information and Capacity Metatable," NITI Aayog, Government of India, New Delhi, Feb. 2025. [Online]. Available: https://iced.niti.gov.in
BAU | India | IN_S | KCP Limited Small Hydro Project | PWRHYDINDSO | Hydro | Small Hydro | 8.25 | 1998-03-24 | Andhra Pradesh | 0.45 | Operational | India_Electricity_Infrastructure.xlsx | NITI Aayog, "India Climate and Energy Dashboard (ICED) — Plant Information and Capacity Metatable," NITI Aayog, Government of India, New Delhi, Feb. 2025. [Online]. Available: https://iced.niti.gov.in
BAU | India | IN_S | KRS Dam Mini Hydel Power Station | PWRHYDINDSO | Hydro | Small Hydro | 4 | 2009-11-02 | Karnataka | 0.45 | Operational | India_Electricity_Infrastructure.xlsx | NITI Aayog, "India Climate and Energy Dashboard (ICED) — Plant Information and Capacity Metatable," NITI Aayog, Government of India, New Delhi, Feb. 2025. [Online]. Available: https://iced.niti.gov.in
BAU | India | IN_S | Kabini Dam Mini Hydel Station | PWRHYDINDSO | Hydro | Small Hydro | 20 | 2003-06-24 | Karnataka | 0.45 | Operational | India_Electricity_Infrastructure.xlsx | NITI Aayog, "India Climate and Energy Dashboard (ICED) — Plant Information and Capacity Metatable," NITI Aayog, Government of India, New Delhi, Feb. 2025. [Online]. Available: https://iced.niti.gov.in
BAU | India | IN_S | Kabini RBC Mini Hydel Station | PWRHYDINDSO | Hydro | Small Hydro | 5 | 2002-12-31 | Karnataka | 0.45 | Operational | India_Electricity_Infrastructure.xlsx | NITI Aayog, "India Climate and Energy Dashboard (ICED) — Plant Information and Capacity Metatable," NITI Aayog, Government of India, New Delhi, Feb. 2025. [Online]. Available: https://iced.niti.gov.in
BAU | India | IN_S | Kadamane I Mini Hydel Power Station | PWRHYDINDSO | Hydro | Small Hydro | 9 | 2007-04-30 | Karnataka | 0.45 | Operational | India_Electricity_Infrastructure.xlsx | NITI Aayog, "India Climate and Energy Dashboard (ICED) — Plant Information and Capacity Metatable," NITI Aayog, Government of India, New Delhi, Feb. 2025. [Online]. Available: https://iced.niti.gov.in
BAU | India | IN_S | Kadamane II Mini Hydel Power Station | PWRHYDINDSO | Hydro | Small Hydro | 15 | 2010-08-04 | Karnataka | 0.45 | Operational | India_Electricity_Infrastructure.xlsx | NITI Aayog, "India Climate and Energy Dashboard (ICED) — Plant Information and Capacity Metatable," NITI Aayog, Government of India, New Delhi, Feb. 2025. [Online]. Available: https://iced.niti.gov.in
BAU | India | IN_S | Kallada Small Hydro Electric Project | PWRHYDINDSO | Hydro | Small Hydro | 15 | 1994-01-05 | Kerala | 0.45 | Operational | India_Electricity_Infrastructure.xlsx | NITI Aayog, "India Climate and Energy Dashboard (ICED) — Plant Information and Capacity Metatable," NITI Aayog, Government of India, New Delhi, Feb. 2025. [Online]. Available: https://iced.niti.gov.in
BAU | India | IN_S | Kallam Spinning Mill Limited Hydro Power Project | PWRHYDINDSO | Hydro | Small Hydro | 4 | 2002-01-01 | Telangana | 0.45 | Operational | India_Electricity_Infrastructure.xlsx | NITI Aayog, "India Climate and Energy Dashboard (ICED) — Plant Information and Capacity Metatable," NITI Aayog, Government of India, New Delhi, Feb. 2025. [Online]. Available: https://iced.niti.gov.in
BAU | India | IN_S | Kalmala Mini Hydel Scheme | PWRHYDINDSO | Hydro | Small Hydro | 0.4 | 1990-01-24 | Karnataka | 0.45 | Operational | India_Electricity_Infrastructure.xlsx | NITI Aayog, "India Climate and Energy Dashboard (ICED) — Plant Information and Capacity Metatable," NITI Aayog, Government of India, New Delhi, Feb. 2025. [Online]. Available: https://iced.niti.gov.in
BAU | India | IN_S | Kare Power Resource Mini Hydel Station | PWRHYDINDSO | Hydro | Small Hydro | 24.75 | 2015-09-16 | Karnataka | 0.45 | Operational | India_Electricity_Infrastructure.xlsx | NITI Aayog, "India Climate and Energy Dashboard (ICED) — Plant Information and Capacity Metatable," NITI Aayog, Government of India, New Delhi, Feb. 2025. [Online]. Available: https://iced.niti.gov.in
BAU | India | IN_S | Kare Power Resources Hydro Project | PWRHYDINDSO | Hydro | Small Hydro | 24 | Pre-2000 | Karnataka | 0.45 | Operational | India_Electricity_Infrastructure.xlsx | NITI Aayog, "India Climate and Energy Dashboard (ICED) — Plant Information and Capacity Metatable," NITI Aayog, Government of India, New Delhi, Feb. 2025. [Online]. Available: https://iced.niti.gov.in
BAU | India | IN_S | Karikkayam Small Hydro Electric Project | PWRHYDINDSO | Hydro | Small Hydro | 15 | Pre-2000 | Kerala | 0.45 | Operational | India_Electricity_Infrastructure.xlsx | NITI Aayog, "India Climate and Energy Dashboard (ICED) — Plant Information and Capacity Metatable," NITI Aayog, Government of India, New Delhi, Feb. 2025. [Online]. Available: https://iced.niti.gov.in
BAU | India | IN_S | Karnataka Power Corporation Limited (KPCL) Hydro Project 1 | PWRHYDINDSO | Hydro | Small Hydro | 17.2 | Pre-2000 | Karnataka | 0.45 | Operational | India_Electricity_Infrastructure.xlsx | NITI Aayog, "India Climate and Energy Dashboard (ICED) — Plant Information and Capacity Metatable," NITI Aayog, Government of India, New Delhi, Feb. 2025. [Online]. Available: https://iced.niti.gov.in
BAU | India | IN_S | Karnataka Power Corporation Limited (KPCL) Hydro Project 2 | PWRHYDINDSO | Hydro | Small Hydro | 9 | Pre-2000 | Karnataka | 0.45 | Operational | India_Electricity_Infrastructure.xlsx | NITI Aayog, "India Climate and Energy Dashboard (ICED) — Plant Information and Capacity Metatable," NITI Aayog, Government of India, New Delhi, Feb. 2025. [Online]. Available: https://iced.niti.gov.in
BAU | India | IN_S | Kattepura Mini Hydel Station | PWRHYDINDSO | Hydro | Small Hydro | 5 | 2013-09-05 | Karnataka | 0.45 | Operational | India_Electricity_Infrastructure.xlsx | NITI Aayog, "India Climate and Energy Dashboard (ICED) — Plant Information and Capacity Metatable," NITI Aayog, Government of India, New Delhi, Feb. 2025. [Online]. Available: https://iced.niti.gov.in
BAU | India | IN_S | Kemphole Mini Hydel Power Station | PWRHYDINDSO | Hydro | Small Hydro | 18 | 2005-01-10 | Karnataka | 0.45 | Operational | India_Electricity_Infrastructure.xlsx | NITI Aayog, "India Climate and Energy Dashboard (ICED) — Plant Information and Capacity Metatable," NITI Aayog, Government of India, New Delhi, Feb. 2025. [Online]. Available: https://iced.niti.gov.in
BAU | India | IN_S | Kenchanagudam Mini Hydel Station | PWRHYDINDSO | Hydro | Small Hydro | 6 | 2007-05-01 | Karnataka | 0.45 | Operational | India_Electricity_Infrastructure.xlsx | NITI Aayog, "India Climate and Energy Dashboard (ICED) — Plant Information and Capacity Metatable," NITI Aayog, Government of India, New Delhi, Feb. 2025. [Online]. Available: https://iced.niti.gov.in
BAU | India | IN_S | Kilara Small Hydro Electric Power Station | PWRHYDINDSO | Hydro | Small Hydro | 2 | 2000-03-31 | Karnataka | 0.45 | Operational | India_Electricity_Infrastructure.xlsx | NITI Aayog, "India Climate and Energy Dashboard (ICED) — Plant Information and Capacity Metatable," NITI Aayog, Government of India, New Delhi, Feb. 2025. [Online]. Available: https://iced.niti.gov.in
BAU | India | IN_S | Kodagu Hydel Project | PWRHYDINDSO | Hydro | Small Hydro | 3 | Pre-2000 | Karnataka | 0.45 | Operational | India_Electricity_Infrastructure.xlsx | NITI Aayog, "India Climate and Energy Dashboard (ICED) — Plant Information and Capacity Metatable," NITI Aayog, Government of India, New Delhi, Feb. 2025. [Online]. Available: https://iced.niti.gov.in
BAU | India | IN_S | Kuttiady Tailrace Small Hydro Project | PWRHYDINDSO | Hydro | Small Hydro | 4.5 | 2008-06-19 | Kerala | 0.45 | Operational | India_Electricity_Infrastructure.xlsx | NITI Aayog, "India Climate and Energy Dashboard (ICED) — Plant Information and Capacity Metatable," NITI Aayog, Government of India, New Delhi, Feb. 2025. [Online]. Available: https://iced.niti.gov.in
BAU | India | IN_S | L.K. Power Corporation Hydro Project | PWRHYDINDSO | Hydro | Small Hydro | 2 | Pre-2000 | Karnataka | 0.45 | Operational | India_Electricity_Infrastructure.xlsx | NITI Aayog, "India Climate and Energy Dashboard (ICED) — Plant Information and Capacity Metatable," NITI Aayog, Government of India, New Delhi, Feb. 2025. [Online]. Available: https://iced.niti.gov.in
BAU | India | IN_S | Link Canal Mini Hydel Station | PWRHYDINDSO | Hydro | Small Hydro | 1.5 | 2003-07-17 | Karnataka | 0.45 | Operational | India_Electricity_Infrastructure.xlsx | NITI Aayog, "India Climate and Energy Dashboard (ICED) — Plant Information and Capacity Metatable," NITI Aayog, Government of India, New Delhi, Feb. 2025. [Online]. Available: https://iced.niti.gov.in
BAU | India | IN_S | Lower Bhavani Micro Hydel Project | PWRHYDINDSO | Hydro | Small Hydro | 8 | 1990-04-03 | Tamil Nadu | 0.45 | Operational | India_Electricity_Infrastructure.xlsx | NITI Aayog, "India Climate and Energy Dashboard (ICED) — Plant Information and Capacity Metatable," NITI Aayog, Government of India, New Delhi, Feb. 2025. [Online]. Available: https://iced.niti.gov.in
BAU | India | IN_S | Lower Bhavani Right Bank Canal Project | PWRHYDINDSO | Hydro | Small Hydro | 8 | 1998-02-10 | Tamil Nadu | 0.45 | Operational | India_Electricity_Infrastructure.xlsx | NITI Aayog, "India Climate and Energy Dashboard (ICED) — Plant Information and Capacity Metatable," NITI Aayog, Government of India, New Delhi, Feb. 2025. [Online]. Available: https://iced.niti.gov.in
BAU | India | IN_S | Lower Meenmutty Small Hydro Electric Project | PWRHYDINDSO | Hydro | Small Hydro | 3.5 | 2006-05-02 | Kerala | 0.45 | Operational | India_Electricity_Infrastructure.xlsx | NITI Aayog, "India Climate and Energy Dashboard (ICED) — Plant Information and Capacity Metatable," NITI Aayog, Government of India, New Delhi, Feb. 2025. [Online]. Available: https://iced.niti.gov.in
BAU | India | IN_S | MGHE Tail Race Mini Hydel Power Station | PWRHYDINDSO | Hydro | Small Hydro | 22 | 2007-12-06 | Karnataka | 0.45 | Operational | India_Electricity_Infrastructure.xlsx | NITI Aayog, "India Climate and Energy Dashboard (ICED) — Plant Information and Capacity Metatable," NITI Aayog, Government of India, New Delhi, Feb. 2025. [Online]. Available: https://iced.niti.gov.in
BAU | India | IN_S | Machagundal Mini Hydel Station | PWRHYDINDSO | Hydro | Small Hydro | 0.5 | 2017-05-31 | Karnataka | 0.45 | Operational | India_Electricity_Infrastructure.xlsx | NITI Aayog, "India Climate and Energy Dashboard (ICED) — Plant Information and Capacity Metatable," NITI Aayog, Government of India, New Delhi, Feb. 2025. [Online]. Available: https://iced.niti.gov.in
BAU | India | IN_S | Maddur Branch Canal Mini Hydel Power Station | PWRHYDINDSO | Hydro | Small Hydro | 2 | 2011-01-22 | Karnataka | 0.45 | Operational | India_Electricity_Infrastructure.xlsx | NITI Aayog, "India Climate and Energy Dashboard (ICED) — Plant Information and Capacity Metatable," NITI Aayog, Government of India, New Delhi, Feb. 2025. [Online]. Available: https://iced.niti.gov.in
BAU | India | IN_S | Madhavamantri Mini Hydel Station | PWRHYDINDSO | Hydro | Small Hydro | 3 | 2001-07-09 | Karnataka | 0.45 | Operational | India_Electricity_Infrastructure.xlsx | NITI Aayog, "India Climate and Energy Dashboard (ICED) — Plant Information and Capacity Metatable," NITI Aayog, Government of India, New Delhi, Feb. 2025. [Online]. Available: https://iced.niti.gov.in
BAU | India | IN_S | Madupetty Small Hydro Electric Station | PWRHYDINDSO | Hydro | Small Hydro | 2 | 1997-12-01 | Kerala | 0.45 | Operational | India_Electricity_Infrastructure.xlsx | NITI Aayog, "India Climate and Energy Dashboard (ICED) — Plant Information and Capacity Metatable," NITI Aayog, Government of India, New Delhi, Feb. 2025. [Online]. Available: https://iced.niti.gov.in
BAU | India | IN_S | Mahadevapura-II Mini Hydel Station | PWRHYDINDSO | Hydro | Small Hydro | 6 | 2014-03-28 | Karnataka | 0.45 | Operational | India_Electricity_Infrastructure.xlsx | NITI Aayog, "India Climate and Energy Dashboard (ICED) — Plant Information and Capacity Metatable," NITI Aayog, Government of India, New Delhi, Feb. 2025. [Online]. Available: https://iced.niti.gov.in
BAU | India | IN_S | Malampuzha Small Hydro Electric Project | PWRHYDINDSO | Hydro | Small Hydro | 2.5 | 2001-11-26 | Kerala | 0.45 | Operational | India_Electricity_Infrastructure.xlsx | NITI Aayog, "India Climate and Energy Dashboard (ICED) — Plant Information and Capacity Metatable," NITI Aayog, Government of India, New Delhi, Feb. 2025. [Online]. Available: https://iced.niti.gov.in
BAU | India | IN_S | Malankara Small Hydro Electric Station | PWRHYDINDSO | Hydro | Small Hydro | 10.5 | 2005-08-06 | Kerala | 0.45 | Operational | India_Electricity_Infrastructure.xlsx | NITI Aayog, "India Climate and Energy Dashboard (ICED) — Plant Information and Capacity Metatable," NITI Aayog, Government of India, New Delhi, Feb. 2025. [Online]. Available: https://iced.niti.gov.in
BAU | India | IN_S | Mallapur Mini Hydro Power Station Project | PWRHYDINDSO | Hydro | Small Hydro | 9 | 1993-11-19 | Karnataka | 0.45 | Operational | India_Electricity_Infrastructure.xlsx | NITI Aayog, "India Climate and Energy Dashboard (ICED) — Plant Information and Capacity Metatable," NITI Aayog, Government of India, New Delhi, Feb. 2025. [Online]. Available: https://iced.niti.gov.in
BAU | India | IN_S | Malligere Mini Hydel Power Station | PWRHYDINDSO | Hydro | Small Hydro | 0.75 | 2007-09-27 | Karnataka | 0.45 | Operational | India_Electricity_Infrastructure.xlsx | NITI Aayog, "India Climate and Energy Dashboard (ICED) — Plant Information and Capacity Metatable," NITI Aayog, Government of India, New Delhi, Feb. 2025. [Online]. Available: https://iced.niti.gov.in
BAU | India | IN_S | Mandagere Mini Hydel Power Station | PWRHYDINDSO | Hydro | Small Hydro | 3.5 | 2004-09-01 | Karnataka | 0.45 | Operational | India_Electricity_Infrastructure.xlsx | NITI Aayog, "India Climate and Energy Dashboard (ICED) — Plant Information and Capacity Metatable," NITI Aayog, Government of India, New Delhi, Feb. 2025. [Online]. Available: https://iced.niti.gov.in
BAU | India | IN_S | Mani Dam Power House | PWRHYDINDSO | Hydro | Small Hydro | 9 | 1993-03-29 | Karnataka | 0.45 | Operational | India_Electricity_Infrastructure.xlsx | NITI Aayog, "India Climate and Energy Dashboard (ICED) — Plant Information and Capacity Metatable," NITI Aayog, Government of India, New Delhi, Feb. 2025. [Online]. Available: https://iced.niti.gov.in
BAU | India | IN_S | Maniyar Small Hydro Power Project | PWRHYDINDSO | Hydro | Small Hydro | 12 | Pre-2000 | Kerala | 0.45 | Operational | India_Electricity_Infrastructure.xlsx | NITI Aayog, "India Climate and Energy Dashboard (ICED) — Plant Information and Capacity Metatable," NITI Aayog, Government of India, New Delhi, Feb. 2025. [Online]. Available: https://iced.niti.gov.in
BAU | India | IN_S | Manjanadka Mini Hydel Power Station | PWRHYDINDSO | Hydro | Small Hydro | 10 | 2009-06-27 | Karnataka | 0.45 | Operational | India_Electricity_Infrastructure.xlsx | NITI Aayog, "India Climate and Energy Dashboard (ICED) — Plant Information and Capacity Metatable," NITI Aayog, Government of India, New Delhi, Feb. 2025. [Online]. Available: https://iced.niti.gov.in
BAU | India | IN_S | Mankulam Micro Hydroelectric Power Plant | PWRHYDINDSO | Hydro | Small Hydro | 0.11 | Pre-2000 | Kerala | 0.45 | Operational | India_Electricity_Infrastructure.xlsx | NITI Aayog, "India Climate and Energy Dashboard (ICED) — Plant Information and Capacity Metatable," NITI Aayog, Government of India, New Delhi, Feb. 2025. [Online]. Available: https://iced.niti.gov.in
BAU | India | IN_S | Mannapitlu Mini Hydel Power Station | PWRHYDINDSO | Hydro | Small Hydro | 15 | 2009-09-17 | Karnataka | 0.45 | Operational | India_Electricity_Infrastructure.xlsx | NITI Aayog, "India Climate and Energy Dashboard (ICED) — Plant Information and Capacity Metatable," NITI Aayog, Government of India, New Delhi, Feb. 2025. [Online]. Available: https://iced.niti.gov.in
BAU | India | IN_S | Maravakandy Small Hydro Project | PWRHYDINDSO | Hydro | Small Hydro | 0.75 | 1992-10-14 | Tamil Nadu | 0.45 | Operational | India_Electricity_Infrastructure.xlsx | NITI Aayog, "India Climate and Energy Dashboard (ICED) — Plant Information and Capacity Metatable," NITI Aayog, Government of India, New Delhi, Feb. 2025. [Online]. Available: https://iced.niti.gov.in
BAU | India | IN_S | Meenvallam Small Hydro Electric Project | PWRHYDINDSO | Hydro | Small Hydro | 3 | 2014-12-01 | Kerala | 0.45 | Operational | India_Electricity_Infrastructure.xlsx | NITI Aayog, "India Climate and Energy Dashboard (ICED) — Plant Information and Capacity Metatable," NITI Aayog, Government of India, New Delhi, Feb. 2025. [Online]. Available: https://iced.niti.gov.in
BAU | India | IN_S | Mouneshwara Mini Hydel Power Station | PWRHYDINDSO | Hydro | Small Hydro | 24.75 | 2013-08-14 | Karnataka | 0.45 | Operational | India_Electricity_Infrastructure.xlsx | NITI Aayog, "India Climate and Energy Dashboard (ICED) — Plant Information and Capacity Metatable," NITI Aayog, Government of India, New Delhi, Feb. 2025. [Online]. Available: https://iced.niti.gov.in
BAU | India | IN_S | Mukurthy Small Hydro Project | PWRHYDINDSO | Hydro | Small Hydro | 0.7 | 2001-06-27 | Tamil Nadu | 0.45 | Operational | India_Electricity_Infrastructure.xlsx | NITI Aayog, "India Climate and Energy Dashboard (ICED) — Plant Information and Capacity Metatable," NITI Aayog, Government of India, New Delhi, Feb. 2025. [Online]. Available: https://iced.niti.gov.in
BAU | India | IN_S | Mulibettu Mini Hydel Station | PWRHYDINDSO | Hydro | Small Hydro | 10.5 | 2015-06-27 | Karnataka | 0.45 | Operational | India_Electricity_Infrastructure.xlsx | NITI Aayog, "India Climate and Energy Dashboard (ICED) — Plant Information and Capacity Metatable," NITI Aayog, Government of India, New Delhi, Feb. 2025. [Online]. Available: https://iced.niti.gov.in
BAU | India | IN_S | NATL Hydro Power Project | PWRHYDINDSO | Hydro | Small Hydro | 4.01 | Pre-2000 | Telangana | 0.45 | Operational | India_Electricity_Infrastructure.xlsx | NITI Aayog, "India Climate and Energy Dashboard (ICED) — Plant Information and Capacity Metatable," NITI Aayog, Government of India, New Delhi, Feb. 2025. [Online]. Available: https://iced.niti.gov.in
BAU | India | IN_S | NCL Energy Limited Small Hydro Project | PWRHYDINDSO | Hydro | Small Hydro | 7.5 | 2000-09-28 | Andhra Pradesh | 0.45 | Operational | India_Electricity_Infrastructure.xlsx | NITI Aayog, "India Climate and Energy Dashboard (ICED) — Plant Information and Capacity Metatable," NITI Aayog, Government of India, New Delhi, Feb. 2025. [Online]. Available: https://iced.niti.gov.in
BAU | India | IN_S | Narayanapura LBC Small Hydro Electric Power Station | PWRHYDINDSO | Hydro | Small Hydro | 11.6 | 1999-07-14 | Karnataka | 0.45 | Operational | India_Electricity_Infrastructure.xlsx | NITI Aayog, "India Climate and Energy Dashboard (ICED) — Plant Information and Capacity Metatable," NITI Aayog, Government of India, New Delhi, Feb. 2025. [Online]. Available: https://iced.niti.gov.in
BAU | India | IN_S | Neerukatte Mini Hydel Power Station | PWRHYDINDSO | Hydro | Small Hydro | 15 | 2009-09-09 | Karnataka | 0.45 | Operational | India_Electricity_Infrastructure.xlsx | NITI Aayog, "India Climate and Energy Dashboard (ICED) — Plant Information and Capacity Metatable," NITI Aayog, Government of India, New Delhi, Feb. 2025. [Online]. Available: https://iced.niti.gov.in
BAU | India | IN_S | Neria Mini Hydel Power Station | PWRHYDINDSO | Hydro | Small Hydro | 18 | 2006-04-01 | Karnataka | 0.45 | Operational | India_Electricity_Infrastructure.xlsx | NITI Aayog, "India Climate and Energy Dashboard (ICED) — Plant Information and Capacity Metatable," NITI Aayog, Government of India, New Delhi, Feb. 2025. [Online]. Available: https://iced.niti.gov.in
BAU | India | IN_S | Nippulavagu Small Hydro Project Phase I | PWRHYDINDSO | Hydro | Small Hydro | 4 | 2002-02-06 | Andhra Pradesh | 0.45 | Operational | India_Electricity_Infrastructure.xlsx | NITI Aayog, "India Climate and Energy Dashboard (ICED) — Plant Information and Capacity Metatable," NITI Aayog, Government of India, New Delhi, Feb. 2025. [Online]. Available: https://iced.niti.gov.in
BAU | India | IN_S | Nippulavagu Small Hydro Project Phase II | PWRHYDINDSO | Hydro | Small Hydro | 3.3 | 2002-11-07 | Andhra Pradesh | 0.45 | Operational | India_Electricity_Infrastructure.xlsx | NITI Aayog, "India Climate and Energy Dashboard (ICED) — Plant Information and Capacity Metatable," NITI Aayog, Government of India, New Delhi, Feb. 2025. [Online]. Available: https://iced.niti.gov.in
BAU | India | IN_S | Nippulavagu Small Hydro Project Phase III | PWRHYDINDSO | Hydro | Small Hydro | 4 | 2003-11-21 | Andhra Pradesh | 0.45 | Operational | India_Electricity_Infrastructure.xlsx | NITI Aayog, "India Climate and Energy Dashboard (ICED) — Plant Information and Capacity Metatable," NITI Aayog, Government of India, New Delhi, Feb. 2025. [Online]. Available: https://iced.niti.gov.in
BAU | India | IN_S | Nizam Sagar Hydroelectric Power Plant | PWRHYDINDSO | Hydro | Small Hydro | 10 | 1954-02-23 | Telangana | 0.45 | Operational | India_Electricity_Infrastructure.xlsx | NITI Aayog, "India Climate and Energy Dashboard (ICED) — Plant Information and Capacity Metatable," NITI Aayog, Government of India, New Delhi, Feb. 2025. [Online]. Available: https://iced.niti.gov.in
BAU | India | IN_S | Nugu Mini Hydel Station | PWRHYDINDSO | Hydro | Small Hydro | 3 | 2002-12-31 | Karnataka | 0.45 | Operational | India_Electricity_Infrastructure.xlsx | NITI Aayog, "India Climate and Energy Dashboard (ICED) — Plant Information and Capacity Metatable," NITI Aayog, Government of India, New Delhi, Feb. 2025. [Online]. Available: https://iced.niti.gov.in
BAU | India | IN_S | Palair Hydro Electric Station | PWRHYDINDSO | Hydro | Small Hydro | 2 | Pre-2000 | Telangana | 0.45 | Operational | India_Electricity_Infrastructure.xlsx | NITI Aayog, "India Climate and Energy Dashboard (ICED) — Plant Information and Capacity Metatable," NITI Aayog, Government of India, New Delhi, Feb. 2025. [Online]. Available: https://iced.niti.gov.in
BAU | India | IN_S | Paschim Hydro Energy Small Hydro Project | PWRHYDINDSO | Hydro | Small Hydro | 9 | Pre-2000 | Karnataka | 0.45 | Operational | India_Electricity_Infrastructure.xlsx | NITI Aayog, "India Climate and Energy Dashboard (ICED) — Plant Information and Capacity Metatable," NITI Aayog, Government of India, New Delhi, Feb. 2025. [Online]. Available: https://iced.niti.gov.in
BAU | India | IN_S | Pathankayam Small Hydro Electric Plant | PWRHYDINDSO | Hydro | Small Hydro | 8 | Pre-2000 | Kerala | 0.45 | Operational | India_Electricity_Infrastructure.xlsx | NITI Aayog, "India Climate and Energy Dashboard (ICED) — Plant Information and Capacity Metatable," NITI Aayog, Government of India, New Delhi, Feb. 2025. [Online]. Available: https://iced.niti.gov.in
BAU | India | IN_S | Pedda Vagu Mini Hydel Project | PWRHYDINDSO | Hydro | Small Hydro | 1.2 | 2011-04-15 | Andhra Pradesh | 0.45 | Operational | India_Electricity_Infrastructure.xlsx | NITI Aayog, "India Climate and Energy Dashboard (ICED) — Plant Information and Capacity Metatable," NITI Aayog, Government of India, New Delhi, Feb. 2025. [Online]. Available: https://iced.niti.gov.in
BAU | India | IN_S | Peddapalli Mini Hydro Station | PWRHYDINDSO | Hydro | Small Hydro | 9.16 | Pre-2000 | Telangana | 0.45 | Operational | India_Electricity_Infrastructure.xlsx | NITI Aayog, "India Climate and Energy Dashboard (ICED) — Plant Information and Capacity Metatable," NITI Aayog, Government of India, New Delhi, Feb. 2025. [Online]. Available: https://iced.niti.gov.in
BAU | India | IN_S | Peechi Small Hydro Electric Project | PWRHYDINDSO | Hydro | Small Hydro | 1.25 | 2013-01-07 | Kerala | 0.45 | Operational | India_Electricity_Infrastructure.xlsx | NITI Aayog, "India Climate and Energy Dashboard (ICED) — Plant Information and Capacity Metatable," NITI Aayog, Government of India, New Delhi, Feb. 2025. [Online]. Available: https://iced.niti.gov.in
BAU | India | IN_S | Pendanandipadu Branch Canal Mini Hydel Scheme | PWRHYDINDSO | Hydro | Small Hydro | 0.65 | 2001-05-17 | Andhra Pradesh | 0.45 | Operational | India_Electricity_Infrastructure.xlsx | NITI Aayog, "India Climate and Energy Dashboard (ICED) — Plant Information and Capacity Metatable," NITI Aayog, Government of India, New Delhi, Feb. 2025. [Online]. Available: https://iced.niti.gov.in
BAU | India | IN_S | Penna Ahobilam Hydroelectric Power Plant (PABH HES) | PWRHYDINDSO | Hydro | Small Hydro | 20 | Pre-2000 | Andhra Pradesh | 0.45 | Operational | India_Electricity_Infrastructure.xlsx | NITI Aayog, "India Climate and Energy Dashboard (ICED) — Plant Information and Capacity Metatable," NITI Aayog, Government of India, New Delhi, Feb. 2025. [Online]. Available: https://iced.niti.gov.in
BAU | India | IN_S | Peppara Small Hydro Electric Project | PWRHYDINDSO | Hydro | Small Hydro | 3 | 1996-06-15 | Kerala | 0.45 | Operational | India_Electricity_Infrastructure.xlsx | NITI Aayog, "India Climate and Energy Dashboard (ICED) — Plant Information and Capacity Metatable," NITI Aayog, Government of India, New Delhi, Feb. 2025. [Online]. Available: https://iced.niti.gov.in
BAU | India | IN_S | Periyar Vaigai Mini I Hydro Project | PWRHYDINDSO | Hydro | Small Hydro | 4 | 2010-10-02 | Tamil Nadu | 0.45 | Operational | India_Electricity_Infrastructure.xlsx | NITI Aayog, "India Climate and Energy Dashboard (ICED) — Plant Information and Capacity Metatable," NITI Aayog, Government of India, New Delhi, Feb. 2025. [Online]. Available: https://iced.niti.gov.in
BAU | India | IN_S | Periyar Vaigai Mini II Hydro Project | PWRHYDINDSO | Hydro | Small Hydro | 2.5 | 2011-01-21 | Tamil Nadu | 0.45 | Operational | India_Electricity_Infrastructure.xlsx | NITI Aayog, "India Climate and Energy Dashboard (ICED) — Plant Information and Capacity Metatable," NITI Aayog, Government of India, New Delhi, Feb. 2025. [Online]. Available: https://iced.niti.gov.in
BAU | India | IN_S | Periyar Vaigai Mini III Hydro Project | PWRHYDINDSO | Hydro | Small Hydro | 4 | Pre-2000 | Tamil Nadu | 0.45 | Operational | India_Electricity_Infrastructure.xlsx | NITI Aayog, "India Climate and Energy Dashboard (ICED) — Plant Information and Capacity Metatable," NITI Aayog, Government of India, New Delhi, Feb. 2025. [Online]. Available: https://iced.niti.gov.in
BAU | India | IN_S | Periyar Vaigai Mini IV Hydro Project | PWRHYDINDSO | Hydro | Small Hydro | 2.5 | Pre-2000 | Tamil Nadu | 0.45 | Operational | India_Electricity_Infrastructure.xlsx | NITI Aayog, "India Climate and Energy Dashboard (ICED) — Plant Information and Capacity Metatable," NITI Aayog, Government of India, New Delhi, Feb. 2025. [Online]. Available: https://iced.niti.gov.in
BAU | India | IN_S | Perla Mini Hydel Power Station | PWRHYDINDSO | Hydro | Small Hydro | 24 | 2009-09-12 | Karnataka | 0.45 | Operational | India_Electricity_Infrastructure.xlsx | NITI Aayog, "India Climate and Energy Dashboard (ICED) — Plant Information and Capacity Metatable," NITI Aayog, Government of India, New Delhi, Feb. 2025. [Online]. Available: https://iced.niti.gov.in
BAU | India | IN_S | Perunchani Small Hydro Project | PWRHYDINDSO | Hydro | Small Hydro | 1.3 | 2005-12-21 | Tamil Nadu | 0.45 | Operational | India_Electricity_Infrastructure.xlsx | NITI Aayog, "India Climate and Energy Dashboard (ICED) — Plant Information and Capacity Metatable," NITI Aayog, Government of India, New Delhi, Feb. 2025. [Online]. Available: https://iced.niti.gov.in
BAU | India | IN_S | Perunthenaruvi Small Hydro Electric Project | PWRHYDINDSO | Hydro | Small Hydro | 6 | 2017-10-22 | Kerala | 0.45 | Operational | India_Electricity_Infrastructure.xlsx | NITI Aayog, "India Climate and Energy Dashboard (ICED) — Plant Information and Capacity Metatable," NITI Aayog, Government of India, New Delhi, Feb. 2025. [Online]. Available: https://iced.niti.gov.in
BAU | India | IN_S | Pioneer Power Corporation Ltd. Small Hydro Power Project | PWRHYDINDSO | Hydro | Small Hydro | 24.75 | Pre-2000 | Karnataka | 0.45 | Operational | India_Electricity_Infrastructure.xlsx | NITI Aayog, "India Climate and Energy Dashboard (ICED) — Plant Information and Capacity Metatable," NITI Aayog, Government of India, New Delhi, Feb. 2025. [Online]. Available: https://iced.niti.gov.in
BAU | India | IN_S | Ponmudi Small Hydro Electric Station | PWRHYDINDSO | Hydro | Small Hydro | 32.4 | 1963-12-29 | Kerala | 0.45 | Operational | India_Electricity_Infrastructure.xlsx | NITI Aayog, "India Climate and Energy Dashboard (ICED) — Plant Information and Capacity Metatable," NITI Aayog, Government of India, New Delhi, Feb. 2025. [Online]. Available: https://iced.niti.gov.in
BAU | India | IN_S | Poozhithode Small Hydro Electric Project | PWRHYDINDSO | Hydro | Small Hydro | 4.8 | 2011-06-25 | Kerala | 0.45 | Operational | India_Electricity_Infrastructure.xlsx | NITI Aayog, "India Climate and Energy Dashboard (ICED) — Plant Information and Capacity Metatable," NITI Aayog, Government of India, New Delhi, Feb. 2025. [Online]. Available: https://iced.niti.gov.in
BAU | India | IN_S | Poringalkuthu Left Bank Extension Project | PWRHYDINDSO | Hydro | Small Hydro | 16 | 1999-03-20 | Kerala | 0.45 | Operational | India_Electricity_Infrastructure.xlsx | NITI Aayog, "India Climate and Energy Dashboard (ICED) — Plant Information and Capacity Metatable," NITI Aayog, Government of India, New Delhi, Feb. 2025. [Online]. Available: https://iced.niti.gov.in
BAU | India | IN_S | Poringalkuthu small hydroelectric project | PWRHYDINDSO | Hydro | Small Hydro | 24 | 2022-05-04 | Kerala | 0.45 | Operational | India_Electricity_Infrastructure.xlsx | NITI Aayog, "India Climate and Energy Dashboard (ICED) — Plant Information and Capacity Metatable," NITI Aayog, Government of India, New Delhi, Feb. 2025. [Online]. Available: https://iced.niti.gov.in
BAU | India | IN_S | Prassana Power Ltd. Small Hydro Power Project | PWRHYDINDSO | Hydro | Small Hydro | 6 | Pre-2000 | Karnataka | 0.45 | Operational | India_Electricity_Infrastructure.xlsx | NITI Aayog, "India Climate and Energy Dashboard (ICED) — Plant Information and Capacity Metatable," NITI Aayog, Government of India, New Delhi, Feb. 2025. [Online]. Available: https://iced.niti.gov.in
BAU | India | IN_S | Punachi Small Hydro Project | PWRHYDINDSO | Hydro | Small Hydro | 2 | 1992-11-12 | Tamil Nadu | 0.45 | Operational | India_Electricity_Infrastructure.xlsx | NITI Aayog, "India Climate and Energy Dashboard (ICED) — Plant Information and Capacity Metatable," NITI Aayog, Government of India, New Delhi, Feb. 2025. [Online]. Available: https://iced.niti.gov.in
BAU | India | IN_S | Pykara Micro Power House | PWRHYDINDSO | Hydro | Small Hydro | 2 | 1989-10-09 | Tamil Nadu | 0.45 | Operational | India_Electricity_Infrastructure.xlsx | NITI Aayog, "India Climate and Energy Dashboard (ICED) — Plant Information and Capacity Metatable," NITI Aayog, Government of India, New Delhi, Feb. 2025. [Online]. Available: https://iced.niti.gov.in
BAU | India | IN_S | RNS Infrastructures Small Hydro Power Project | PWRHYDINDSO | Hydro | Small Hydro | 11.4 | Pre-2000 | Karnataka | 0.45 | Operational | India_Electricity_Infrastructure.xlsx | NITI Aayog, "India Climate and Energy Dashboard (ICED) — Plant Information and Capacity Metatable," NITI Aayog, Government of India, New Delhi, Feb. 2025. [Online]. Available: https://iced.niti.gov.in
BAU | India | IN_S | Rajankollur Small Hydro Power Station | PWRHYDINDSO | Hydro | Small Hydro | 2 | 1999-08-06 | Karnataka | 0.45 | Operational | India_Electricity_Infrastructure.xlsx | NITI Aayog, "India Climate and Energy Dashboard (ICED) — Plant Information and Capacity Metatable," NITI Aayog, Government of India, New Delhi, Feb. 2025. [Online]. Available: https://iced.niti.gov.in
BAU | India | IN_S | Ranganatha Swami Mini Hydel Power Station | PWRHYDINDSO | Hydro | Small Hydro | 24.75 | 2007-07-29 | Karnataka | 0.45 | Operational | India_Electricity_Infrastructure.xlsx | NITI Aayog, "India Climate and Energy Dashboard (ICED) — Plant Information and Capacity Metatable," NITI Aayog, Government of India, New Delhi, Feb. 2025. [Online]. Available: https://iced.niti.gov.in
BAU | India | IN_S | Ranni Perinad Small Hydro Electric Project | PWRHYDINDSO | Hydro | Small Hydro | 4 | 2012-02-16 | Kerala | 0.45 | Operational | India_Electricity_Infrastructure.xlsx | NITI Aayog, "India Climate and Energy Dashboard (ICED) — Plant Information and Capacity Metatable," NITI Aayog, Government of India, New Delhi, Feb. 2025. [Online]. Available: https://iced.niti.gov.in
BAU | India | IN_S | Rayabasavanna Mini Hydel Power Station | PWRHYDINDSO | Hydro | Small Hydro | 1.4 | 2013-08-31 | Karnataka | 0.45 | Operational | India_Electricity_Infrastructure.xlsx | NITI Aayog, "India Climate and Energy Dashboard (ICED) — Plant Information and Capacity Metatable," NITI Aayog, Government of India, New Delhi, Feb. 2025. [Online]. Available: https://iced.niti.gov.in
BAU | India | IN_S | Rayalaseema Power Projects Limited Small Hydro Plant | PWRHYDINDSO | Hydro | Small Hydro | 3 | 1998-11-21 | Andhra Pradesh | 0.45 | Operational | India_Electricity_Infrastructure.xlsx | NITI Aayog, "India Climate and Energy Dashboard (ICED) — Plant Information and Capacity Metatable," NITI Aayog, Government of India, New Delhi, Feb. 2025. [Online]. Available: https://iced.niti.gov.in
BAU | India | IN_S | SKJ Power Limited Small Hydro Project | PWRHYDINDSO | Hydro | Small Hydro | 1.5 | 1999-01-27 | Andhra Pradesh | 0.45 | Operational | India_Electricity_Infrastructure.xlsx | NITI Aayog, "India Climate and Energy Dashboard (ICED) — Plant Information and Capacity Metatable," NITI Aayog, Government of India, New Delhi, Feb. 2025. [Online]. Available: https://iced.niti.gov.in
BAU | India | IN_S | SPML Infra Small Hydro Project | PWRHYDINDSO | Hydro | Small Hydro | 20 | Pre-2000 | Karnataka | 0.45 | Operational | India_Electricity_Infrastructure.xlsx | NITI Aayog, "India Climate and Energy Dashboard (ICED) — Plant Information and Capacity Metatable," NITI Aayog, Government of India, New Delhi, Feb. 2025. [Online]. Available: https://iced.niti.gov.in
BAU | India | IN_S | Sagar Power Limited Small Hydro Project | PWRHYDINDSO | Hydro | Small Hydro | 4.3 | 1997-11-27 | Andhra Pradesh | 0.45 | Operational | India_Electricity_Infrastructure.xlsx | NITI Aayog, "India Climate and Energy Dashboard (ICED) — Plant Information and Capacity Metatable," NITI Aayog, Government of India, New Delhi, Feb. 2025. [Online]. Available: https://iced.niti.gov.in
BAU | India | IN_S | Sagar Power Limited Small Hydro Project II | PWRHYDINDSO | Hydro | Small Hydro | 4 | 1998-09-07 | Andhra Pradesh | 0.45 | Operational | India_Electricity_Infrastructure.xlsx | NITI Aayog, "India Climate and Energy Dashboard (ICED) — Plant Information and Capacity Metatable," NITI Aayog, Government of India, New Delhi, Feb. 2025. [Online]. Available: https://iced.niti.gov.in
BAU | India | IN_S | Saraswati Hydro Power Project | PWRHYDINDSO | Hydro | Small Hydro | 2 | Pre-2000 | Telangana | 0.45 | Operational | India_Electricity_Infrastructure.xlsx | NITI Aayog, "India Climate and Energy Dashboard (ICED) — Plant Information and Capacity Metatable," NITI Aayog, Government of India, New Delhi, Feb. 2025. [Online]. Available: https://iced.niti.gov.in
BAU | India | IN_S | Sardar Power Ltd. Small Hydro Project | PWRHYDINDSO | Hydro | Small Hydro | 2 | 2008-12-01 | Andhra Pradesh | 0.45 | Operational | India_Electricity_Infrastructure.xlsx | NITI Aayog, "India Climate and Energy Dashboard (ICED) — Plant Information and Capacity Metatable," NITI Aayog, Government of India, New Delhi, Feb. 2025. [Online]. Available: https://iced.niti.gov.in
BAU | India | IN_S | Sathanur Small Hydro Project | PWRHYDINDSO | Hydro | Small Hydro | 7.5 | 1999-03-10 | Tamil Nadu | 0.45 | Operational | India_Electricity_Infrastructure.xlsx | NITI Aayog, "India Climate and Energy Dashboard (ICED) — Plant Information and Capacity Metatable," NITI Aayog, Government of India, New Delhi, Feb. 2025. [Online]. Available: https://iced.niti.gov.in
BAU | India | IN_S | Sattegala Mini Hydel Power Station | PWRHYDINDSO | Hydro | Small Hydro | 6.25 | 2006-09-14 | Karnataka | 0.45 | Operational | India_Electricity_Infrastructure.xlsx | NITI Aayog, "India Climate and Energy Dashboard (ICED) — Plant Information and Capacity Metatable," NITI Aayog, Government of India, New Delhi, Feb. 2025. [Online]. Available: https://iced.niti.gov.in
BAU | India | IN_S | Servalar Small Hydro Project | PWRHYDINDSO | Hydro | Small Hydro | 20 | 1986-03-23 | Tamil Nadu | 0.45 | Operational | India_Electricity_Infrastructure.xlsx | NITI Aayog, "India Climate and Energy Dashboard (ICED) — Plant Information and Capacity Metatable," NITI Aayog, Government of India, New Delhi, Feb. 2025. [Online]. Available: https://iced.niti.gov.in
BAU | India | IN_S | Shahapur Mini Hydel Power Station | PWRHYDINDSO | Hydro | Small Hydro | 13.2 | 1997-03-18 | Karnataka | 0.45 | Operational | India_Electricity_Infrastructure.xlsx | NITI Aayog, "India Climate and Energy Dashboard (ICED) — Plant Information and Capacity Metatable," NITI Aayog, Government of India, New Delhi, Feb. 2025. [Online]. Available: https://iced.niti.gov.in
BAU | India | IN_S | Shamburi Mini Hydel Power Station | PWRHYDINDSO | Hydro | Small Hydro | 24 | 2009-09-28 | Karnataka | 0.45 | Operational | India_Electricity_Infrastructure.xlsx | NITI Aayog, "India Climate and Energy Dashboard (ICED) — Plant Information and Capacity Metatable," NITI Aayog, Government of India, New Delhi, Feb. 2025. [Online]. Available: https://iced.niti.gov.in
BAU | India | IN_S | Shamili Hydel Power Project | PWRHYDINDSO | Hydro | Small Hydro | 12 | Pre-2000 | Karnataka | 0.45 | Operational | India_Electricity_Infrastructure.xlsx | NITI Aayog, "India Climate and Energy Dashboard (ICED) — Plant Information and Capacity Metatable," NITI Aayog, Government of India, New Delhi, Feb. 2025. [Online]. Available: https://iced.niti.gov.in
BAU | India | IN_S | Shanmukhasubramanya Mini Hydel Station | PWRHYDINDSO | Hydro | Small Hydro | 10 | 2016-12-12 | Karnataka | 0.45 | Operational | India_Electricity_Infrastructure.xlsx | NITI Aayog, "India Climate and Energy Dashboard (ICED) — Plant Information and Capacity Metatable," NITI Aayog, Government of India, New Delhi, Feb. 2025. [Online]. Available: https://iced.niti.gov.in
BAU | India | IN_S | Sheshadri Iyer Mini Hydel Station | PWRHYDINDSO | Hydro | Small Hydro | 6.6 | 2001-08-01 | Karnataka | 0.45 | Operational | India_Electricity_Infrastructure.xlsx | NITI Aayog, "India Climate and Energy Dashboard (ICED) — Plant Information and Capacity Metatable," NITI Aayog, Government of India, New Delhi, Feb. 2025. [Online]. Available: https://iced.niti.gov.in
BAU | India | IN_S | Shimsha Hydro Electric Power Station | PWRHYDINDSO | Hydro | Small Hydro | 17.2 | 1940-04-18 | Karnataka | 0.45 | Operational | India_Electricity_Infrastructure.xlsx | NITI Aayog, "India Climate and Energy Dashboard (ICED) — Plant Information and Capacity Metatable," NITI Aayog, Government of India, New Delhi, Feb. 2025. [Online]. Available: https://iced.niti.gov.in
BAU | India | IN_S | Shimsha Mini Hydel Power Station | PWRHYDINDSO | Hydro | Small Hydro | 24 | 2001-10-01 | Karnataka | 0.45 | Operational | India_Electricity_Infrastructure.xlsx | NITI Aayog, "India Climate and Energy Dashboard (ICED) — Plant Information and Capacity Metatable," NITI Aayog, Government of India, New Delhi, Feb. 2025. [Online]. Available: https://iced.niti.gov.in
BAU | India | IN_S | Shiva Mini Hydel Station | PWRHYDINDSO | Hydro | Small Hydro | 3 | 1998-09-10 | Karnataka | 0.45 | Operational | India_Electricity_Infrastructure.xlsx | NITI Aayog, "India Climate and Energy Dashboard (ICED) — Plant Information and Capacity Metatable," NITI Aayog, Government of India, New Delhi, Feb. 2025. [Online]. Available: https://iced.niti.gov.in
BAU | India | IN_S | Shivani Power Spinners Hydro Project | PWRHYDINDSO | Hydro | Small Hydro | 0.75 | 2000-03-11 | Andhra Pradesh | 0.45 | Operational | India_Electricity_Infrastructure.xlsx | NITI Aayog, "India Climate and Energy Dashboard (ICED) — Plant Information and Capacity Metatable," NITI Aayog, Government of India, New Delhi, Feb. 2025. [Online]. Available: https://iced.niti.gov.in
BAU | India | IN_S | Shivapur TLBC Hydro Electric Power Station | PWRHYDINDSO | Hydro | Small Hydro | 18 | 1992-11-29 | Karnataka | 0.45 | Operational | India_Electricity_Infrastructure.xlsx | NITI Aayog, "India Climate and Energy Dashboard (ICED) — Plant Information and Capacity Metatable," NITI Aayog, Government of India, New Delhi, Feb. 2025. [Online]. Available: https://iced.niti.gov.in
BAU | India | IN_S | Sholayar II Power House | PWRHYDINDSO | Hydro | Small Hydro | 25 | 1971-03-29 | Tamil Nadu | 0.45 | Operational | India_Electricity_Infrastructure.xlsx | NITI Aayog, "India Climate and Energy Dashboard (ICED) — Plant Information and Capacity Metatable," NITI Aayog, Government of India, New Delhi, Feb. 2025. [Online]. Available: https://iced.niti.gov.in
BAU | India | IN_S | Shri Dhanalaxmi Group Small Hydro Project | PWRHYDINDSO | Hydro | Small Hydro | 2 | 1997-11-24 | Andhra Pradesh | 0.45 | Operational | India_Electricity_Infrastructure.xlsx | NITI Aayog, "India Climate and Energy Dashboard (ICED) — Plant Information and Capacity Metatable," NITI Aayog, Government of India, New Delhi, Feb. 2025. [Online]. Available: https://iced.niti.gov.in
BAU | India | IN_S | Siddapura Mini Hydel Power Station | PWRHYDINDSO | Hydro | Small Hydro | 12 | 2009-06-21 | Karnataka | 0.45 | Operational | India_Electricity_Infrastructure.xlsx | NITI Aayog, "India Climate and Energy Dashboard (ICED) — Plant Information and Capacity Metatable," NITI Aayog, Government of India, New Delhi, Feb. 2025. [Online]. Available: https://iced.niti.gov.in
BAU | India | IN_S | Sindhanooru Mini Hydel Station | PWRHYDINDSO | Hydro | Small Hydro | 0.8 | 2011-12-01 | Karnataka | 0.45 | Operational | India_Electricity_Infrastructure.xlsx | NITI Aayog, "India Climate and Energy Dashboard (ICED) — Plant Information and Capacity Metatable," NITI Aayog, Government of India, New Delhi, Feb. 2025. [Online]. Available: https://iced.niti.gov.in
BAU | India | IN_S | Singatalur Mini Hydel Station | PWRHYDINDSO | Hydro | Small Hydro | 18 | 2012-08-30 | Karnataka | 0.45 | Operational | India_Electricity_Infrastructure.xlsx | NITI Aayog, "India Climate and Energy Dashboard (ICED) — Plant Information and Capacity Metatable," NITI Aayog, Government of India, New Delhi, Feb. 2025. [Online]. Available: https://iced.niti.gov.in
BAU | India | IN_S | Singur Hydro Electric Station | PWRHYDINDSO | Hydro | Small Hydro | 15 | Pre-2000 | Telangana | 0.45 | Operational | India_Electricity_Infrastructure.xlsx | NITI Aayog, "India Climate and Energy Dashboard (ICED) — Plant Information and Capacity Metatable," NITI Aayog, Government of India, New Delhi, Feb. 2025. [Online]. Available: https://iced.niti.gov.in
BAU | India | IN_S | Sirwar Mini Hydro Power Station Project | PWRHYDINDSO | Hydro | Small Hydro | 1 | 1992-11-26 | Karnataka | 0.45 | Operational | India_Electricity_Infrastructure.xlsx | NITI Aayog, "India Climate and Energy Dashboard (ICED) — Plant Information and Capacity Metatable," NITI Aayog, Government of India, New Delhi, Feb. 2025. [Online]. Available: https://iced.niti.gov.in
BAU | India | IN_S | Sneha Renewable Energies Hydrel Project | PWRHYDINDSO | Hydro | Small Hydro | 0.9 | Pre-2000 | Telangana | 0.45 | Operational | India_Electricity_Infrastructure.xlsx | NITI Aayog, "India Climate and Energy Dashboard (ICED) — Plant Information and Capacity Metatable," NITI Aayog, Government of India, New Delhi, Feb. 2025. [Online]. Available: https://iced.niti.gov.in
BAU | India | IN_S | Soham Phalguni Power Project 1 | PWRHYDINDSO | Hydro | Small Hydro | 22 | Pre-2000 | Karnataka | 0.45 | Operational | India_Electricity_Infrastructure.xlsx | NITI Aayog, "India Climate and Energy Dashboard (ICED) — Plant Information and Capacity Metatable," NITI Aayog, Government of India, New Delhi, Feb. 2025. [Online]. Available: https://iced.niti.gov.in
BAU | India | IN_S | Soham Phalguni Power Project 2 | PWRHYDINDSO | Hydro | Small Hydro | 22 | Pre-2000 | Karnataka | 0.45 | Operational | India_Electricity_Infrastructure.xlsx | NITI Aayog, "India Climate and Energy Dashboard (ICED) — Plant Information and Capacity Metatable," NITI Aayog, Government of India, New Delhi, Feb. 2025. [Online]. Available: https://iced.niti.gov.in
BAU | India | IN_S | Soham Phalguni Power Project 3 | PWRHYDINDSO | Hydro | Small Hydro | 15 | Pre-2000 | Karnataka | 0.45 | Operational | India_Electricity_Infrastructure.xlsx | NITI Aayog, "India Climate and Energy Dashboard (ICED) — Plant Information and Capacity Metatable," NITI Aayog, Government of India, New Delhi, Feb. 2025. [Online]. Available: https://iced.niti.gov.in
BAU | India | IN_S | Somanamaradi Mini Hydel Power Station | PWRHYDINDSO | Hydro | Small Hydro | 13.8 | 2009-01-19 | Karnataka | 0.45 | Operational | India_Electricity_Infrastructure.xlsx | NITI Aayog, "India Climate and Energy Dashboard (ICED) — Plant Information and Capacity Metatable," NITI Aayog, Government of India, New Delhi, Feb. 2025. [Online]. Available: https://iced.niti.gov.in
BAU | India | IN_S | Somasila Reservoir Left Flank Mini Hydel Scheme | PWRHYDINDSO | Hydro | Small Hydro | 10 | 2005-11-01 | Andhra Pradesh | 0.45 | Operational | India_Electricity_Infrastructure.xlsx | NITI Aayog, "India Climate and Energy Dashboard (ICED) — Plant Information and Capacity Metatable," NITI Aayog, Government of India, New Delhi, Feb. 2025. [Online]. Available: https://iced.niti.gov.in
BAU | India | IN_S | Somasila Reservoir Left Flank Mini Hydel Scheme II | PWRHYDINDSO | Hydro | Small Hydro | 2 | 2008-10-01 | Andhra Pradesh | 0.45 | Operational | India_Electricity_Infrastructure.xlsx | NITI Aayog, "India Climate and Energy Dashboard (ICED) — Plant Information and Capacity Metatable," NITI Aayog, Government of India, New Delhi, Feb. 2025. [Online]. Available: https://iced.niti.gov.in
BAU | India | IN_S | Somavathi Mini Hydel Station | PWRHYDINDSO | Hydro | Small Hydro | 6 | 2011-10-24 | Karnataka | 0.45 | Operational | India_Electricity_Infrastructure.xlsx | NITI Aayog, "India Climate and Energy Dashboard (ICED) — Plant Information and Capacity Metatable," NITI Aayog, Government of India, New Delhi, Feb. 2025. [Online]. Available: https://iced.niti.gov.in
BAU | India | IN_S | Someshwara Mini Hydel Power Station | PWRHYDINDSO | Hydro | Small Hydro | 24.75 | 2005-07-01 | Karnataka | 0.45 | Operational | India_Electricity_Infrastructure.xlsx | NITI Aayog, "India Climate and Energy Dashboard (ICED) — Plant Information and Capacity Metatable," NITI Aayog, Government of India, New Delhi, Feb. 2025. [Online]. Available: https://iced.niti.gov.in
BAU | India | IN_S | Sonathi Mini Hydel Station | PWRHYDINDSO | Hydro | Small Hydro | 13.5 | 2011-12-25 | Karnataka | 0.45 | Operational | India_Electricity_Infrastructure.xlsx | NITI Aayog, "India Climate and Energy Dashboard (ICED) — Plant Information and Capacity Metatable," NITI Aayog, Government of India, New Delhi, Feb. 2025. [Online]. Available: https://iced.niti.gov.in
BAU | India | IN_S | Sri Jayalakshmi Power Corporation Small Hydro Project | PWRHYDINDSO | Hydro | Small Hydro | 4 | 2000-01-19 | Andhra Pradesh | 0.45 | Operational | India_Electricity_Infrastructure.xlsx | NITI Aayog, "India Climate and Energy Dashboard (ICED) — Plant Information and Capacity Metatable," NITI Aayog, Government of India, New Delhi, Feb. 2025. [Online]. Available: https://iced.niti.gov.in
BAU | India | IN_S | Sri Maruthi Power-gen (India) Small Hydro Project | PWRHYDINDSO | Hydro | Small Hydro | 6 | Pre-2000 | Karnataka | 0.45 | Operational | India_Electricity_Infrastructure.xlsx | NITI Aayog, "India Climate and Energy Dashboard (ICED) — Plant Information and Capacity Metatable," NITI Aayog, Government of India, New Delhi, Feb. 2025. [Online]. Available: https://iced.niti.gov.in
BAU | India | IN_S | Sriramadevarakatte Mini Hydel Station | PWRHYDINDSO | Hydro | Small Hydro | 1.5 | 2001-10-01 | Karnataka | 0.45 | Operational | India_Electricity_Infrastructure.xlsx | NITI Aayog, "India Climate and Energy Dashboard (ICED) — Plant Information and Capacity Metatable," NITI Aayog, Government of India, New Delhi, Feb. 2025. [Online]. Available: https://iced.niti.gov.in
BAU | India | IN_S | Sugur Mini Hydel Power Station | PWRHYDINDSO | Hydro | Small Hydro | 4.5 | 2004-04-03 | Karnataka | 0.45 | Operational | India_Electricity_Infrastructure.xlsx | NITI Aayog, "India Climate and Energy Dashboard (ICED) — Plant Information and Capacity Metatable," NITI Aayog, Government of India, New Delhi, Feb. 2025. [Online]. Available: https://iced.niti.gov.in
BAU | India | IN_S | Suvarnamukhi Mini Hydel Station | PWRHYDINDSO | Hydro | Small Hydro | 2 | 2014-10-26 | Karnataka | 0.45 | Operational | India_Electricity_Infrastructure.xlsx | NITI Aayog, "India Climate and Energy Dashboard (ICED) — Plant Information and Capacity Metatable," NITI Aayog, Government of India, New Delhi, Feb. 2025. [Online]. Available: https://iced.niti.gov.in
BAU | India | IN_S | Thirumala Hydro Power Project | PWRHYDINDSO | Hydro | Small Hydro | 2.4 | 2000-02-02 | Andhra Pradesh | 0.45 | Operational | India_Electricity_Infrastructure.xlsx | NITI Aayog, "India Climate and Energy Dashboard (ICED) — Plant Information and Capacity Metatable," NITI Aayog, Government of India, New Delhi, Feb. 2025. [Online]. Available: https://iced.niti.gov.in
BAU | India | IN_S | Thirumurthy Mini Hydel Project | PWRHYDINDSO | Hydro | Small Hydro | 1.95 | 2000-03-20 | Tamil Nadu | 0.45 | Operational | India_Electricity_Infrastructure.xlsx | NITI Aayog, "India Climate and Energy Dashboard (ICED) — Plant Information and Capacity Metatable," NITI Aayog, Government of India, New Delhi, Feb. 2025. [Online]. Available: https://iced.niti.gov.in
BAU | India | IN_S | Trident Addanki Branch Canal Small Hydro Project | PWRHYDINDSO | Hydro | Small Hydro | 3 | 2001-02-28 | Andhra Pradesh | 0.45 | Operational | India_Electricity_Infrastructure.xlsx | NITI Aayog, "India Climate and Energy Dashboard (ICED) — Plant Information and Capacity Metatable," NITI Aayog, Government of India, New Delhi, Feb. 2025. [Online]. Available: https://iced.niti.gov.in
BAU | India | IN_S | Trident Power Corporation Mini Hydro Project | PWRHYDINDSO | Hydro | Small Hydro | 4 | Pre-2000 | Karnataka | 0.45 | Operational | India_Electricity_Infrastructure.xlsx | NITI Aayog, "India Climate and Energy Dashboard (ICED) — Plant Information and Capacity Metatable," NITI Aayog, Government of India, New Delhi, Feb. 2025. [Online]. Available: https://iced.niti.gov.in
BAU | India | IN_S | Trident Power Corporation Scheme I | PWRHYDINDSO | Hydro | Small Hydro | 2 | 1999-10-13 | Andhra Pradesh | 0.45 | Operational | India_Electricity_Infrastructure.xlsx | NITI Aayog, "India Climate and Energy Dashboard (ICED) — Plant Information and Capacity Metatable," NITI Aayog, Government of India, New Delhi, Feb. 2025. [Online]. Available: https://iced.niti.gov.in
BAU | India | IN_S | Trident Power Corporation Scheme II | PWRHYDINDSO | Hydro | Small Hydro | 2 | 1999-08-26 | Andhra Pradesh | 0.45 | Operational | India_Electricity_Infrastructure.xlsx | NITI Aayog, "India Climate and Energy Dashboard (ICED) — Plant Information and Capacity Metatable," NITI Aayog, Government of India, New Delhi, Feb. 2025. [Online]. Available: https://iced.niti.gov.in
BAU | India | IN_S | Tunga Mini Hydel Station | PWRHYDINDSO | Hydro | Small Hydro | 24 | 2014-06-13 | Karnataka | 0.45 | Operational | India_Electricity_Infrastructure.xlsx | NITI Aayog, "India Climate and Energy Dashboard (ICED) — Plant Information and Capacity Metatable," NITI Aayog, Government of India, New Delhi, Feb. 2025. [Online]. Available: https://iced.niti.gov.in
BAU | India | IN_S | Tungabhadra Steel Products Ltd. | PWRHYDINDSO | Hydro | Small Hydro | 2.4 | 1999-09-17 | Karnataka | 0.45 | Operational | India_Electricity_Infrastructure.xlsx | NITI Aayog, "India Climate and Energy Dashboard (ICED) — Plant Information and Capacity Metatable," NITI Aayog, Government of India, New Delhi, Feb. 2025. [Online]. Available: https://iced.niti.gov.in
BAU | India | IN_S | Ullunkal Small Hydro Electric Project | PWRHYDINDSO | Hydro | Small Hydro | 7 | Pre-2000 | Kerala | 0.45 | Operational | India_Electricity_Infrastructure.xlsx | NITI Aayog, "India Climate and Energy Dashboard (ICED) — Plant Information and Capacity Metatable," NITI Aayog, Government of India, New Delhi, Feb. 2025. [Online]. Available: https://iced.niti.gov.in
BAU | India | IN_S | Upper Kallar Small Hydro Electric Project | PWRHYDINDSO | Hydro | Small Hydro | 2 | Pre-2000 | Kerala | 0.45 | Operational | India_Electricity_Infrastructure.xlsx | NITI Aayog, "India Climate and Energy Dashboard (ICED) — Plant Information and Capacity Metatable," NITI Aayog, Government of India, New Delhi, Feb. 2025. [Online]. Available: https://iced.niti.gov.in
BAU | India | IN_S | Urumi - I Small Hydro Electric Project | PWRHYDINDSO | Hydro | Small Hydro | 3.75 | 2004-01-25 | Kerala | 0.45 | Operational | India_Electricity_Infrastructure.xlsx | NITI Aayog, "India Climate and Energy Dashboard (ICED) — Plant Information and Capacity Metatable," NITI Aayog, Government of India, New Delhi, Feb. 2025. [Online]. Available: https://iced.niti.gov.in
BAU | India | IN_S | Urumi - II Small Hydro Electric Project | PWRHYDINDSO | Hydro | Small Hydro | 2.4 | 2004-01-25 | Kerala | 0.45 | Operational | India_Electricity_Infrastructure.xlsx | NITI Aayog, "India Climate and Energy Dashboard (ICED) — Plant Information and Capacity Metatable," NITI Aayog, Government of India, New Delhi, Feb. 2025. [Online]. Available: https://iced.niti.gov.in
BAU | India | IN_S | Vaigai Hydro Power Project | PWRHYDINDSO | Hydro | Small Hydro | 6 | 1990-03-04 | Tamil Nadu | 0.45 | Operational | India_Electricity_Infrastructure.xlsx | NITI Aayog, "India Climate and Energy Dashboard (ICED) — Plant Information and Capacity Metatable," NITI Aayog, Government of India, New Delhi, Feb. 2025. [Online]. Available: https://iced.niti.gov.in
BAU | India | IN_S | Varahi Tail Race - I Mini Hydel Power Station | PWRHYDINDSO | Hydro | Small Hydro | 22.5 | 2005-06-29 | Karnataka | 0.45 | Operational | India_Electricity_Infrastructure.xlsx | NITI Aayog, "India Climate and Energy Dashboard (ICED) — Plant Information and Capacity Metatable," NITI Aayog, Government of India, New Delhi, Feb. 2025. [Online]. Available: https://iced.niti.gov.in
BAU | India | IN_S | Varahi Tail Race - II Mini Hydel Power Station | PWRHYDINDSO | Hydro | Small Hydro | 15 | 2009-04-17 | Karnataka | 0.45 | Operational | India_Electricity_Infrastructure.xlsx | NITI Aayog, "India Climate and Energy Dashboard (ICED) — Plant Information and Capacity Metatable," NITI Aayog, Government of India, New Delhi, Feb. 2025. [Online]. Available: https://iced.niti.gov.in
BAU | India | IN_S | Vellathooval Small Hydro Electric Project | PWRHYDINDSO | Hydro | Small Hydro | 3.6 | 2026-08-21 | Kerala | 0.45 | Operational | India_Electricity_Infrastructure.xlsx | NITI Aayog, "India Climate and Energy Dashboard (ICED) — Plant Information and Capacity Metatable," NITI Aayog, Government of India, New Delhi, Feb. 2025. [Online]. Available: https://iced.niti.gov.in
BAU | India | IN_S | Vilangad Small Hydro Electric Project | PWRHYDINDSO | Hydro | Small Hydro | 7.5 | 2014-09-01 | Kerala | 0.45 | Operational | India_Electricity_Infrastructure.xlsx | NITI Aayog, "India Climate and Energy Dashboard (ICED) — Plant Information and Capacity Metatable," NITI Aayog, Government of India, New Delhi, Feb. 2025. [Online]. Available: https://iced.niti.gov.in
BAU | India | IN_S | Yeleru Reservoir Project Gap 2 Phase I | PWRHYDINDSO | Hydro | Small Hydro | 3 | 2000-01-17 | Andhra Pradesh | 0.45 | Operational | India_Electricity_Infrastructure.xlsx | NITI Aayog, "India Climate and Energy Dashboard (ICED) — Plant Information and Capacity Metatable," NITI Aayog, Government of India, New Delhi, Feb. 2025. [Online]. Available: https://iced.niti.gov.in
BAU | India | IN_S | Yeleru Reservoir Project Gap 2 Phase II | PWRHYDINDSO | Hydro | Small Hydro | 1.5 | 2011-04-06 | Andhra Pradesh | 0.45 | Operational | India_Electricity_Infrastructure.xlsx | NITI Aayog, "India Climate and Energy Dashboard (ICED) — Plant Information and Capacity Metatable," NITI Aayog, Government of India, New Delhi, Feb. 2025. [Online]. Available: https://iced.niti.gov.in
BAU | India | IN_S | Yennehole -I Mini Hydel Station | PWRHYDINDSO | Hydro | Small Hydro | 15 | 2014-10-16 | Karnataka | 0.45 | Operational | India_Electricity_Infrastructure.xlsx | NITI Aayog, "India Climate and Energy Dashboard (ICED) — Plant Information and Capacity Metatable," NITI Aayog, Government of India, New Delhi, Feb. 2025. [Online]. Available: https://iced.niti.gov.in
BAU | India | IN_S | kuthungal Small Hydro Electric Project | PWRHYDINDSO | Hydro | Small Hydro | 21 | 2001-06-01 | Kerala | 0.45 | Operational | India_Electricity_Infrastructure.xlsx | NITI Aayog, "India Climate and Energy Dashboard (ICED) — Plant Information and Capacity Metatable," NITI Aayog, Government of India, New Delhi, Feb. 2025. [Online]. Available: https://iced.niti.gov.in
BAU | India | IN_W | A P I Agro Madhya Pradesh Raisen 1.1 | PWRBIOINDWE | Biomass Power | Bio Power | 1.1 | Pre-2000 | Madhya Pradesh | 0.5 | Operational | India_Electricity_Infrastructure.xlsx | NITI Aayog, "India Climate and Energy Dashboard (ICED) — Plant Information and Capacity Metatable," NITI Aayog, Government of India, New Delhi, Feb. 2025. [Online]. Available: https://iced.niti.gov.in
BAU | India | IN_W | A. A. Energy Maharashtra Gadchiroli 10 30.04.2010 | PWRBIOINDWE | Biomass Power | Bio Power | 10 | 2010-04-30 | Maharashtra | 0.5 | Operational | India_Electricity_Infrastructure.xlsx | NITI Aayog, "India Climate and Energy Dashboard (ICED) — Plant Information and Capacity Metatable," NITI Aayog, Government of India, New Delhi, Feb. 2025. [Online]. Available: https://iced.niti.gov.in
BAU | India | IN_W | ASN Industries Pvt Ltd Madhya Pradesh Ratlam 7.5 | PWRBIOINDWE | Biomass Power | Bio Power | 7.5 | Pre-2000 | Madhya Pradesh | 0.5 | Operational | India_Electricity_Infrastructure.xlsx | NITI Aayog, "India Climate and Energy Dashboard (ICED) — Plant Information and Capacity Metatable," NITI Aayog, Government of India, New Delhi, Feb. 2025. [Online]. Available: https://iced.niti.gov.in
BAU | India | IN_W | Abellon Clean Energy Ltd Gujarat Ahmedabad 9.9 | PWRBIOINDWE | Biomass Power | Bio Power | 9.9 | Pre-2000 | Gujarat | 0.5 | Operational | India_Electricity_Infrastructure.xlsx | NITI Aayog, "India Climate and Energy Dashboard (ICED) — Plant Information and Capacity Metatable," NITI Aayog, Government of India, New Delhi, Feb. 2025. [Online]. Available: https://iced.niti.gov.in
BAU | India | IN_W | Aditya Food Madhya Pradesh Bhopal 0.3 | PWRBIOINDWE | Biomass Power | Bio Power | 0.3 | Pre-2000 | Madhya Pradesh | 0.5 | Operational | India_Electricity_Infrastructure.xlsx | NITI Aayog, "India Climate and Energy Dashboard (ICED) — Plant Information and Capacity Metatable," NITI Aayog, Government of India, New Delhi, Feb. 2025. [Online]. Available: https://iced.niti.gov.in
BAU | India | IN_W | Agrawal Vidut Ltd. Chhattisgarh Raipur 8.5 | PWRBIOINDWE | Biomass Power | Bio Power | 8.5 | Pre-2000 | Chhattisgarh | 0.5 | Operational | India_Electricity_Infrastructure.xlsx | NITI Aayog, "India Climate and Energy Dashboard (ICED) — Plant Information and Capacity Metatable," NITI Aayog, Government of India, New Delhi, Feb. 2025. [Online]. Available: https://iced.niti.gov.in
BAU | India | IN_W | Ambika Solvex Pvt Ltd Madhya Pradesh Ratlam 1.2 | PWRBIOINDWE | Biomass Power | Bio Power | 1.2 | Pre-2000 | Madhya Pradesh | 0.5 | Operational | India_Electricity_Infrastructure.xlsx | NITI Aayog, "India Climate and Energy Dashboard (ICED) — Plant Information and Capacity Metatable," NITI Aayog, Government of India, New Delhi, Feb. 2025. [Online]. Available: https://iced.niti.gov.in
BAU | India | IN_W | Ambika Solvex Pvt Ltd Madhya Pradesh Ujjain 3 | PWRBIOINDWE | Biomass Power | Bio Power | 3 | Pre-2000 | Madhya Pradesh | 0.5 | Operational | India_Electricity_Infrastructure.xlsx | NITI Aayog, "India Climate and Energy Dashboard (ICED) — Plant Information and Capacity Metatable," NITI Aayog, Government of India, New Delhi, Feb. 2025. [Online]. Available: https://iced.niti.gov.in
BAU | India | IN_W | Amreli Power Projects Pvt Ltd Gujarat Amreli 10 | PWRBIOINDWE | Biomass Power | Bio Power | 10 | Pre-2000 | Gujarat | 0.5 | Operational | India_Electricity_Infrastructure.xlsx | NITI Aayog, "India Climate and Energy Dashboard (ICED) — Plant Information and Capacity Metatable," NITI Aayog, Government of India, New Delhi, Feb. 2025. [Online]. Available: https://iced.niti.gov.in
BAU | India | IN_W | Anant Urja Pvt Ltd Madhya Pradesh Narsimhapur 1.2 | PWRBIOINDWE | Biomass Power | Bio Power | 1.2 | Pre-2000 | Madhya Pradesh | 0.5 | Operational | India_Electricity_Infrastructure.xlsx | NITI Aayog, "India Climate and Energy Dashboard (ICED) — Plant Information and Capacity Metatable," NITI Aayog, Government of India, New Delhi, Feb. 2025. [Online]. Available: https://iced.niti.gov.in
BAU | India | IN_W | Ankur Scientific Energy Technologies Pvt Ltd Gujarat Vadodara 1.2 | PWRBIOINDWE | Biomass Power | Bio Power | 1.2 | Pre-2000 | Gujarat | 0.5 | Operational | India_Electricity_Infrastructure.xlsx | NITI Aayog, "India Climate and Energy Dashboard (ICED) — Plant Information and Capacity Metatable," NITI Aayog, Government of India, New Delhi, Feb. 2025. [Online]. Available: https://iced.niti.gov.in
BAU | India | IN_W | Armstrong Energy Pvt. Ltd. Maharashtra Nashik 6 29.03.2008 | PWRBIOINDWE | Biomass Power | Bio Power | 6 | 2008-03-29 | Maharashtra | 0.5 | Operational | India_Electricity_Infrastructure.xlsx | NITI Aayog, "India Climate and Energy Dashboard (ICED) — Plant Information and Capacity Metatable," NITI Aayog, Government of India, New Delhi, Feb. 2025. [Online]. Available: https://iced.niti.gov.in
BAU | India | IN_W | Arya Energy Ltd Madhya Pradesh Bhopal 12 | PWRBIOINDWE | Biomass Power | Bio Power | 12 | Pre-2000 | Madhya Pradesh | 0.5 | Operational | India_Electricity_Infrastructure.xlsx | NITI Aayog, "India Climate and Energy Dashboard (ICED) — Plant Information and Capacity Metatable," NITI Aayog, Government of India, New Delhi, Feb. 2025. [Online]. Available: https://iced.niti.gov.in
BAU | India | IN_W | Aryan Sugar Ltd. Maharashtra Solapur 10 2015-01-11 | PWRBIOINDWE | Biomass Power | Bio Power | 10 | 2015-01-11 | Maharashtra | 0.5 | Operational | India_Electricity_Infrastructure.xlsx | NITI Aayog, "India Climate and Energy Dashboard (ICED) — Plant Information and Capacity Metatable," NITI Aayog, Government of India, New Delhi, Feb. 2025. [Online]. Available: https://iced.niti.gov.in
BAU | India | IN_W | Ashok SSKL Maharashtra Ahilyanagar 15 2013-11-12 | PWRBIOINDWE | Biomass Power | Bio Power | 15 | 2013-11-12 | Maharashtra | 0.5 | Operational | India_Electricity_Infrastructure.xlsx | NITI Aayog, "India Climate and Energy Dashboard (ICED) — Plant Information and Capacity Metatable," NITI Aayog, Government of India, New Delhi, Feb. 2025. [Online]. Available: https://iced.niti.gov.in
BAU | India | IN_W | Babanroji Shinde Sugar and allied ind Maharashtra Solapur 25 2015-02-21 | PWRBIOINDWE | Biomass Power | Bio Power | 25 | 2015-02-21 | Maharashtra | 0.5 | Operational | India_Electricity_Infrastructure.xlsx | NITI Aayog, "India Climate and Energy Dashboard (ICED) — Plant Information and Capacity Metatable," NITI Aayog, Government of India, New Delhi, Feb. 2025. [Online]. Available: https://iced.niti.gov.in
BAU | India | IN_W | Bajrang Agro Industries Pvt Ltd Madhya Pradesh Dhar 1.2 | PWRBIOINDWE | Biomass Power | Bio Power | 1.2 | Pre-2000 | Madhya Pradesh | 0.5 | Operational | India_Electricity_Infrastructure.xlsx | NITI Aayog, "India Climate and Energy Dashboard (ICED) — Plant Information and Capacity Metatable," NITI Aayog, Government of India, New Delhi, Feb. 2025. [Online]. Available: https://iced.niti.gov.in
BAU | India | IN_W | Baliraja Sakhar Karkhana Ltd. Maharashtra Parbhani 15 2015-06-17 | PWRBIOINDWE | Biomass Power | Bio Power | 15 | 2015-06-17 | Maharashtra | 0.5 | Operational | India_Electricity_Infrastructure.xlsx | NITI Aayog, "India Climate and Energy Dashboard (ICED) — Plant Information and Capacity Metatable," NITI Aayog, Government of India, New Delhi, Feb. 2025. [Online]. Available: https://iced.niti.gov.in
BAU | India | IN_W | Baramati Agro Ltd Maharashtra Chhatrapati Sambhajinagar 14.75 2013-11-20 | PWRBIOINDWE | Biomass Power | Bio Power | 14.75 | 2013-11-20 | Maharashtra | 0.5 | Operational | India_Electricity_Infrastructure.xlsx | NITI Aayog, "India Climate and Energy Dashboard (ICED) — Plant Information and Capacity Metatable," NITI Aayog, Government of India, New Delhi, Feb. 2025. [Online]. Available: https://iced.niti.gov.in
BAU | India | IN_W | Baramati Agro Ltd. Maharashtra Pune 22 2010-04-24 | PWRBIOINDWE | Biomass Power | Bio Power | 22 | 2010-04-24 | Maharashtra | 0.5 | Operational | India_Electricity_Infrastructure.xlsx | NITI Aayog, "India Climate and Energy Dashboard (ICED) — Plant Information and Capacity Metatable," NITI Aayog, Government of India, New Delhi, Feb. 2025. [Online]. Available: https://iced.niti.gov.in
BAU | India | IN_W | Bhairavnath Sugar Works Ltd. Maharashtra Dharashiv 14.5 2012-05-02 | PWRBIOINDWE | Biomass Power | Bio Power | 14.5 | 2012-05-02 | Maharashtra | 0.5 | Operational | India_Electricity_Infrastructure.xlsx | NITI Aayog, "India Climate and Energy Dashboard (ICED) — Plant Information and Capacity Metatable," NITI Aayog, Government of India, New Delhi, Feb. 2025. [Online]. Available: https://iced.niti.gov.in
BAU | India | IN_W | Bhairavnath Sugar Works Ltd. Maharashtra Solapur 12 2012-02-28 | PWRBIOINDWE | Biomass Power | Bio Power | 12 | 2012-02-28 | Maharashtra | 0.5 | Operational | India_Electricity_Infrastructure.xlsx | NITI Aayog, "India Climate and Energy Dashboard (ICED) — Plant Information and Capacity Metatable," NITI Aayog, Government of India, New Delhi, Feb. 2025. [Online]. Available: https://iced.niti.gov.in
BAU | India | IN_W | Bhairavnath Sugar Works Ltd. Maharashtra Solapur 12.5 2015-03-26 | PWRBIOINDWE | Biomass Power | Bio Power | 12.5 | 2015-03-26 | Maharashtra | 0.5 | Operational | India_Electricity_Infrastructure.xlsx | NITI Aayog, "India Climate and Energy Dashboard (ICED) — Plant Information and Capacity Metatable," NITI Aayog, Government of India, New Delhi, Feb. 2025. [Online]. Available: https://iced.niti.gov.in
BAU | India | IN_W | Bhairavnath Sugar Works Ltd. Maharashtra Solapur 14.5 2014-11-29 | PWRBIOINDWE | Biomass Power | Bio Power | 14.5 | 2014-11-29 | Maharashtra | 0.5 | Operational | India_Electricity_Infrastructure.xlsx | NITI Aayog, "India Climate and Energy Dashboard (ICED) — Plant Information and Capacity Metatable," NITI Aayog, Government of India, New Delhi, Feb. 2025. [Online]. Available: https://iced.niti.gov.in
BAU | India | IN_W | Bhavnagar Biomass Power Projects Pvt Ltd Gujarat Bhavnagar 10 | PWRBIOINDWE | Biomass Power | Bio Power | 10 | Pre-2000 | Gujarat | 0.5 | Operational | India_Electricity_Infrastructure.xlsx | NITI Aayog, "India Climate and Energy Dashboard (ICED) — Plant Information and Capacity Metatable," NITI Aayog, Government of India, New Delhi, Feb. 2025. [Online]. Available: https://iced.niti.gov.in
BAU | India | IN_W | Bhima SSKL Maharashtra Pune 19.5 2012-12-02 | PWRBIOINDWE | Biomass Power | Bio Power | 19.5 | 2012-12-02 | Maharashtra | 0.5 | Operational | India_Electricity_Infrastructure.xlsx | NITI Aayog, "India Climate and Energy Dashboard (ICED) — Plant Information and Capacity Metatable," NITI Aayog, Government of India, New Delhi, Feb. 2025. [Online]. Available: https://iced.niti.gov.in
BAU | India | IN_W | Bhima Sahakari Sakhar Karkhana Ltd. Maharashtra Solapur 25 2018-03-10 | PWRBIOINDWE | Biomass Power | Bio Power | 25 | 2018-03-10 | Maharashtra | 0.5 | Operational | India_Electricity_Infrastructure.xlsx | NITI Aayog, "India Climate and Energy Dashboard (ICED) — Plant Information and Capacity Metatable," NITI Aayog, Government of India, New Delhi, Feb. 2025. [Online]. Available: https://iced.niti.gov.in
BAU | India | IN_W | Bhimashankar SSKL Maharashtra Pune 19 2013-11-04 | PWRBIOINDWE | Biomass Power | Bio Power | 19 | 2013-11-04 | Maharashtra | 0.5 | Operational | India_Electricity_Infrastructure.xlsx | NITI Aayog, "India Climate and Energy Dashboard (ICED) — Plant Information and Capacity Metatable," NITI Aayog, Government of India, New Delhi, Feb. 2025. [Online]. Available: https://iced.niti.gov.in
BAU | India | IN_W | Chhatrapati Sambhaji Raje Sakhar Udyog Ltd. Maharashtra Chhatrapati Sambhajinaga | PWRBIOINDWE | Biomass Power | Bio Power | 6 | 2013-01-02 | Maharashtra | 0.5 | Operational | India_Electricity_Infrastructure.xlsx | NITI Aayog, "India Climate and Energy Dashboard (ICED) — Plant Information and Capacity Metatable," NITI Aayog, Government of India, New Delhi, Feb. 2025. [Online]. Available: https://iced.niti.gov.in
BAU | India | IN_W | Chopada SSKL Maharashtra Jalgaon 1.5 1996-05-28 | PWRBIOINDWE | Biomass Power | Bio Power | 1.5 | 1996-05-28 | Maharashtra | 0.5 | Operational | India_Electricity_Infrastructure.xlsx | NITI Aayog, "India Climate and Energy Dashboard (ICED) — Plant Information and Capacity Metatable," NITI Aayog, Government of India, New Delhi, Feb. 2025. [Online]. Available: https://iced.niti.gov.in
BAU | India | IN_W | Claris Lifesciences Ltd Gujarat Ahmedabad 4.2 | PWRBIOINDWE | Biomass Power | Bio Power | 4.2 | Pre-2000 | Gujarat | 0.5 | Operational | India_Electricity_Infrastructure.xlsx | NITI Aayog, "India Climate and Energy Dashboard (ICED) — Plant Information and Capacity Metatable," NITI Aayog, Government of India, New Delhi, Feb. 2025. [Online]. Available: https://iced.niti.gov.in
BAU | India | IN_W | Daund Sugar Ltd. Maharashtra Pune 18 2009-12-27 | PWRBIOINDWE | Biomass Power | Bio Power | 18 | 2009-12-27 | Maharashtra | 0.5 | Operational | India_Electricity_Infrastructure.xlsx | NITI Aayog, "India Climate and Energy Dashboard (ICED) — Plant Information and Capacity Metatable," NITI Aayog, Government of India, New Delhi, Feb. 2025. [Online]. Available: https://iced.niti.gov.in
BAU | India | IN_W | Deepak Spinners Ltd Madhya Pradesh Guna 3 | PWRBIOINDWE | Biomass Power | Bio Power | 3 | Pre-2000 | Madhya Pradesh | 0.5 | Operational | India_Electricity_Infrastructure.xlsx | NITI Aayog, "India Climate and Energy Dashboard (ICED) — Plant Information and Capacity Metatable," NITI Aayog, Government of India, New Delhi, Feb. 2025. [Online]. Available: https://iced.niti.gov.in
BAU | India | IN_W | Dnyaneshwar SSK Maharashtra Ahilyanagar 12 2007-07-31 | PWRBIOINDWE | Biomass Power | Bio Power | 12 | 2007-07-31 | Maharashtra | 0.5 | Operational | India_Electricity_Infrastructure.xlsx | NITI Aayog, "India Climate and Energy Dashboard (ICED) — Plant Information and Capacity Metatable," NITI Aayog, Government of India, New Delhi, Feb. 2025. [Online]. Available: https://iced.niti.gov.in
BAU | India | IN_W | Dnyaneshwar Sahakari Sakhar Karkhana Ltd Maharashtra Ahilyanagar 19.5 2017-12-06 | PWRBIOINDWE | Biomass Power | Bio Power | 19.5 | 2017-12-06 | Maharashtra | 0.5 | Operational | India_Electricity_Infrastructure.xlsx | NITI Aayog, "India Climate and Energy Dashboard (ICED) — Plant Information and Capacity Metatable," NITI Aayog, Government of India, New Delhi, Feb. 2025. [Online]. Available: https://iced.niti.gov.in
BAU | India | IN_W | Dr B. Ambedkar SSKL Maharashtra Dharashiv 16 2007-05-25 | PWRBIOINDWE | Biomass Power | Bio Power | 16 | 2007-05-25 | Maharashtra | 0.5 | Operational | India_Electricity_Infrastructure.xlsx | NITI Aayog, "India Climate and Energy Dashboard (ICED) — Plant Information and Capacity Metatable," NITI Aayog, Government of India, New Delhi, Feb. 2025. [Online]. Available: https://iced.niti.gov.in
BAU | India | IN_W | Dudhaganga-Vedganga SSKL Maharashtra Kolhapur 20 2012-02-19 | PWRBIOINDWE | Biomass Power | Bio Power | 20 | 2012-02-19 | Maharashtra | 0.5 | Operational | India_Electricity_Infrastructure.xlsx | NITI Aayog, "India Climate and Energy Dashboard (ICED) — Plant Information and Capacity Metatable," NITI Aayog, Government of India, New Delhi, Feb. 2025. [Online]. Available: https://iced.niti.gov.in
BAU | India | IN_W | Dwarkadhish Sakhar Karkhana Ltd. Maharashtra Nashik 13 2010-12-27 | PWRBIOINDWE | Biomass Power | Bio Power | 13 | 2010-12-27 | Maharashtra | 0.5 | Operational | India_Electricity_Infrastructure.xlsx | NITI Aayog, "India Climate and Energy Dashboard (ICED) — Plant Information and Capacity Metatable," NITI Aayog, Government of India, New Delhi, Feb. 2025. [Online]. Available: https://iced.niti.gov.in
BAU | India | IN_W | Ecofren Power Project Ltd. Chhattisgarh Durg 8 | PWRBIOINDWE | Biomass Power | Bio Power | 8 | Pre-2000 | Chhattisgarh | 0.5 | Operational | India_Electricity_Infrastructure.xlsx | NITI Aayog, "India Climate and Energy Dashboard (ICED) — Plant Information and Capacity Metatable," NITI Aayog, Government of India, New Delhi, Feb. 2025. [Online]. Available: https://iced.niti.gov.in
BAU | India | IN_W | G M T Mining & Power Pvt.Ltd. Maharashtra Nagpur 10 | PWRBIOINDWE | Biomass Power | Bio Power | 10 | Pre-2000 | Maharashtra | 0.5 | Operational | India_Electricity_Infrastructure.xlsx | NITI Aayog, "India Climate and Energy Dashboard (ICED) — Plant Information and Capacity Metatable," NITI Aayog, Government of India, New Delhi, Feb. 2025. [Online]. Available: https://iced.niti.gov.in
BAU | India | IN_W | GAPS Power & Infrastructure (P) Ltd. Maharashtra Chhatrapati Sambhajinagar 13 30 | PWRBIOINDWE | Biomass Power | Bio Power | 13 | 2008-11-30 | Maharashtra | 0.5 | Operational | India_Electricity_Infrastructure.xlsx | NITI Aayog, "India Climate and Energy Dashboard (ICED) — Plant Information and Capacity Metatable," NITI Aayog, Government of India, New Delhi, Feb. 2025. [Online]. Available: https://iced.niti.gov.in
BAU | India | IN_W | Gangakhed Sugars Energy Ltd. Maharashtra Parbhani 30 2011-10-01 | PWRBIOINDWE | Biomass Power | Bio Power | 30 | 2011-10-01 | Maharashtra | 0.5 | Operational | India_Electricity_Infrastructure.xlsx | NITI Aayog, "India Climate and Energy Dashboard (ICED) — Plant Information and Capacity Metatable," NITI Aayog, Government of India, New Delhi, Feb. 2025. [Online]. Available: https://iced.niti.gov.in
BAU | India | IN_W | Gangamai Industries & Constru Ltd Maharashtra Ahilyanagar 31 2011-12-05 | PWRBIOINDWE | Biomass Power | Bio Power | 31 | 2011-12-05 | Maharashtra | 0.5 | Operational | India_Electricity_Infrastructure.xlsx | NITI Aayog, "India Climate and Energy Dashboard (ICED) — Plant Information and Capacity Metatable," NITI Aayog, Government of India, New Delhi, Feb. 2025. [Online]. Available: https://iced.niti.gov.in
BAU | India | IN_W | Garg Casteels Pvt Ltd Gujarat Bhavnagar 2.2 | PWRBIOINDWE | Biomass Power | Bio Power | 2.2 | Pre-2000 | Gujarat | 0.5 | Operational | India_Electricity_Infrastructure.xlsx | NITI Aayog, "India Climate and Energy Dashboard (ICED) — Plant Information and Capacity Metatable," NITI Aayog, Government of India, New Delhi, Feb. 2025. [Online]. Available: https://iced.niti.gov.in
BAU | India | IN_W | Gokul Mauli Sugars Ltd. Maharashtra Solapur 14.85 2018-03-01 | PWRBIOINDWE | Biomass Power | Bio Power | 14.85 | 2018-03-01 | Maharashtra | 0.5 | Operational | India_Electricity_Infrastructure.xlsx | NITI Aayog, "India Climate and Energy Dashboard (ICED) — Plant Information and Capacity Metatable," NITI Aayog, Government of India, New Delhi, Feb. 2025. [Online]. Available: https://iced.niti.gov.in
BAU | India | IN_W | Green Power Sugars Ltd. Maharashtra Satara 15 2015-04-03 | PWRBIOINDWE | Biomass Power | Bio Power | 15 | 2015-04-03 | Maharashtra | 0.5 | Operational | India_Electricity_Infrastructure.xlsx | NITI Aayog, "India Climate and Energy Dashboard (ICED) — Plant Information and Capacity Metatable," NITI Aayog, Government of India, New Delhi, Feb. 2025. [Online]. Available: https://iced.niti.gov.in
BAU | India | IN_W | Greta Energy Pvt. Ltd. Maharashtra Chandrapur 15 10.08.2012 | PWRBIOINDWE | Biomass Power | Bio Power | 15 | 2012-10-08 | Maharashtra | 0.5 | Operational | India_Electricity_Infrastructure.xlsx | NITI Aayog, "India Climate and Energy Dashboard (ICED) — Plant Information and Capacity Metatable," NITI Aayog, Government of India, New Delhi, Feb. 2025. [Online]. Available: https://iced.niti.gov.in
BAU | India | IN_W | Gujarat Energy Development Agency Gujarat Vadodara 0.5 | PWRBIOINDWE | Biomass Power | Bio Power | 0.5 | Pre-2000 | Gujarat | 0.5 | Operational | India_Electricity_Infrastructure.xlsx | NITI Aayog, "India Climate and Energy Dashboard (ICED) — Plant Information and Capacity Metatable," NITI Aayog, Government of India, New Delhi, Feb. 2025. [Online]. Available: https://iced.niti.gov.in
BAU | India | IN_W | H. R. Johnsons Madhya Pradesh Dewas 3.5 | PWRBIOINDWE | Biomass Power | Bio Power | 3.5 | Pre-2000 | Madhya Pradesh | 0.5 | Operational | India_Electricity_Infrastructure.xlsx | NITI Aayog, "India Climate and Energy Dashboard (ICED) — Plant Information and Capacity Metatable," NITI Aayog, Government of India, New Delhi, Feb. 2025. [Online]. Available: https://iced.niti.gov.in
BAU | India | IN_W | I.S.A. Power Pvt Ltd Chhattisgarh Dhamtari 8 | PWRBIOINDWE | Biomass Power | Bio Power | 8 | Pre-2000 | Chhattisgarh | 0.5 | Operational | India_Electricity_Infrastructure.xlsx | NITI Aayog, "India Climate and Energy Dashboard (ICED) — Plant Information and Capacity Metatable," NITI Aayog, Government of India, New Delhi, Feb. 2025. [Online]. Available: https://iced.niti.gov.in
BAU | India | IN_W | Ind-Barath Energies (Maharashtra) Ltd. Maharashtra Nanded 20 08.01.2009 | PWRBIOINDWE | Biomass Power | Bio Power | 20 | 2009-08-01 | Maharashtra | 0.5 | Operational | India_Electricity_Infrastructure.xlsx | NITI Aayog, "India Climate and Energy Dashboard (ICED) — Plant Information and Capacity Metatable," NITI Aayog, Government of India, New Delhi, Feb. 2025. [Online]. Available: https://iced.niti.gov.in
BAU | India | IN_W | Indreshwar Sugar Mills Ltd. Maharashtra Solapur 12 2011-12-19 | PWRBIOINDWE | Biomass Power | Bio Power | 12 | 2011-12-19 | Maharashtra | 0.5 | Operational | India_Electricity_Infrastructure.xlsx | NITI Aayog, "India Climate and Energy Dashboard (ICED) — Plant Information and Capacity Metatable," NITI Aayog, Government of India, New Delhi, Feb. 2025. [Online]. Available: https://iced.niti.gov.in
BAU | India | IN_W | Jagruti Sugar & Allied Industries Ltd Maharashtra Latur 13 2011-12-14 | PWRBIOINDWE | Biomass Power | Bio Power | 13 | 2011-12-14 | Maharashtra | 0.5 | Operational | India_Electricity_Infrastructure.xlsx | NITI Aayog, "India Climate and Energy Dashboard (ICED) — Plant Information and Capacity Metatable," NITI Aayog, Government of India, New Delhi, Feb. 2025. [Online]. Available: https://iced.niti.gov.in
BAU | India | IN_W | Jai Hind Sugar Pvt. Ltd. Maharashtra Solapur 14.5 2015-12-18 | PWRBIOINDWE | Biomass Power | Bio Power | 14.5 | 2015-12-18 | Maharashtra | 0.5 | Operational | India_Electricity_Infrastructure.xlsx | NITI Aayog, "India Climate and Energy Dashboard (ICED) — Plant Information and Capacity Metatable," NITI Aayog, Government of India, New Delhi, Feb. 2025. [Online]. Available: https://iced.niti.gov.in
BAU | India | IN_W | Jaishriram Sugar & Agro Products Ltd. Maharashtra Ahilyanagar 5 2014-12-20 | PWRBIOINDWE | Biomass Power | Bio Power | 5 | 2014-12-20 | Maharashtra | 0.5 | Operational | India_Electricity_Infrastructure.xlsx | NITI Aayog, "India Climate and Energy Dashboard (ICED) — Plant Information and Capacity Metatable," NITI Aayog, Government of India, New Delhi, Feb. 2025. [Online]. Available: https://iced.niti.gov.in
BAU | India | IN_W | Jakraya Sugars Maharashtra Solapur 11 2011-07-01 | PWRBIOINDWE | Biomass Power | Bio Power | 11 | 2011-07-01 | Maharashtra | 0.5 | Operational | India_Electricity_Infrastructure.xlsx | NITI Aayog, "India Climate and Energy Dashboard (ICED) — Plant Information and Capacity Metatable," NITI Aayog, Government of India, New Delhi, Feb. 2025. [Online]. Available: https://iced.niti.gov.in
BAU | India | IN_W | Jarandeshwar Sugar Mills Pvt. Ltd. Maharashtra Satara 30 2018-04-03 | PWRBIOINDWE | Biomass Power | Bio Power | 30 | 2018-04-03 | Maharashtra | 0.5 | Operational | India_Electricity_Infrastructure.xlsx | NITI Aayog, "India Climate and Energy Dashboard (ICED) — Plant Information and Capacity Metatable," NITI Aayog, Government of India, New Delhi, Feb. 2025. [Online]. Available: https://iced.niti.gov.in
BAU | India | IN_W | Javandnia Sugar Madhya Pradesh Narsimhapur 0.7 | PWRBIOINDWE | Biomass Power | Bio Power | 0.7 | Pre-2000 | Madhya Pradesh | 0.5 | Operational | India_Electricity_Infrastructure.xlsx | NITI Aayog, "India Climate and Energy Dashboard (ICED) — Plant Information and Capacity Metatable," NITI Aayog, Government of India, New Delhi, Feb. 2025. [Online]. Available: https://iced.niti.gov.in
BAU | India | IN_W | Jawahar SSKL,Kolhapur Maharashtra Kolhapur 24 2001-11-23 | PWRBIOINDWE | Biomass Power | Bio Power | 24 | 2001-11-23 | Maharashtra | 0.5 | Operational | India_Electricity_Infrastructure.xlsx | NITI Aayog, "India Climate and Energy Dashboard (ICED) — Plant Information and Capacity Metatable," NITI Aayog, Government of India, New Delhi, Feb. 2025. [Online]. Available: https://iced.niti.gov.in
BAU | India | IN_W | Jawahar SSSK Maharashtra Kolhapur 3 2007-12-10 | PWRBIOINDWE | Biomass Power | Bio Power | 3 | 2007-12-10 | Maharashtra | 0.5 | Operational | India_Electricity_Infrastructure.xlsx | NITI Aayog, "India Climate and Energy Dashboard (ICED) — Plant Information and Capacity Metatable," NITI Aayog, Government of India, New Delhi, Feb. 2025. [Online]. Available: https://iced.niti.gov.in
BAU | India | IN_W | Jaymahesh Sugar Ltd Maharashtra Beed 30 2013-01-07 | PWRBIOINDWE | Biomass Power | Bio Power | 30 | 2013-01-07 | Maharashtra | 0.5 | Operational | India_Electricity_Infrastructure.xlsx | NITI Aayog, "India Climate and Energy Dashboard (ICED) — Plant Information and Capacity Metatable," NITI Aayog, Government of India, New Delhi, Feb. 2025. [Online]. Available: https://iced.niti.gov.in
BAU | India | IN_W | Jaywant Sugars Ltd. Maharashtra Satara 10 2015-04-22 | PWRBIOINDWE | Biomass Power | Bio Power | 10 | 2015-04-22 | Maharashtra | 0.5 | Operational | India_Electricity_Infrastructure.xlsx | NITI Aayog, "India Climate and Energy Dashboard (ICED) — Plant Information and Capacity Metatable," NITI Aayog, Government of India, New Delhi, Feb. 2025. [Online]. Available: https://iced.niti.gov.in
BAU | India | IN_W | Junagadh Power Projects Pvt Ltd Gujarat Junagadh 10 | PWRBIOINDWE | Biomass Power | Bio Power | 10 | Pre-2000 | Gujarat | 0.5 | Operational | India_Electricity_Infrastructure.xlsx | NITI Aayog, "India Climate and Energy Dashboard (ICED) — Plant Information and Capacity Metatable," NITI Aayog, Government of India, New Delhi, Feb. 2025. [Online]. Available: https://iced.niti.gov.in
BAU | India | IN_W | KVK Bio-Energy Pvt Ltd. Chhattisgarh Janjgir-Champa 15 | PWRBIOINDWE | Biomass Power | Bio Power | 15 | Pre-2000 | Chhattisgarh | 0.5 | Operational | India_Electricity_Infrastructure.xlsx | NITI Aayog, "India Climate and Energy Dashboard (ICED) — Plant Information and Capacity Metatable," NITI Aayog, Government of India, New Delhi, Feb. 2025. [Online]. Available: https://iced.niti.gov.in
BAU | India | IN_W | Kalchuri Trading and Investment Corporation Madhya Pradesh Jabalpur 1 | PWRBIOINDWE | Biomass Power | Bio Power | 1 | Pre-2000 | Madhya Pradesh | 0.5 | Operational | India_Electricity_Infrastructure.xlsx | NITI Aayog, "India Climate and Energy Dashboard (ICED) — Plant Information and Capacity Metatable," NITI Aayog, Government of India, New Delhi, Feb. 2025. [Online]. Available: https://iced.niti.gov.in
BAU | India | IN_W | Kalindi Power and Steel Ltd Chhattisgarh Mahasamund 8 | PWRBIOINDWE | Biomass Power | Bio Power | 8 | Pre-2000 | Chhattisgarh | 0.5 | Operational | India_Electricity_Infrastructure.xlsx | NITI Aayog, "India Climate and Energy Dashboard (ICED) — Plant Information and Capacity Metatable," NITI Aayog, Government of India, New Delhi, Feb. 2025. [Online]. Available: https://iced.niti.gov.in
BAU | India | IN_W | Kancheshwar Sugar Ltd. Maharashtra Dharashiv 15 2015-02-11 | PWRBIOINDWE | Biomass Power | Bio Power | 15 | 2015-02-11 | Maharashtra | 0.5 | Operational | India_Electricity_Infrastructure.xlsx | NITI Aayog, "India Climate and Energy Dashboard (ICED) — Plant Information and Capacity Metatable," NITI Aayog, Government of India, New Delhi, Feb. 2025. [Online]. Available: https://iced.niti.gov.in
BAU | India | IN_W | Karmayogi Shankarraoji Patil SSKL Maharashtra Pune 15 2013-11-13 | PWRBIOINDWE | Biomass Power | Bio Power | 15 | 2013-11-13 | Maharashtra | 0.5 | Operational | India_Electricity_Infrastructure.xlsx | NITI Aayog, "India Climate and Energy Dashboard (ICED) — Plant Information and Capacity Metatable," NITI Aayog, Government of India, New Delhi, Feb. 2025. [Online]. Available: https://iced.niti.gov.in
BAU | India | IN_W | Kashap Sweetner Madhya Pradesh Ratlam 0.4 | PWRBIOINDWE | Biomass Power | Bio Power | 0.4 | Pre-2000 | Madhya Pradesh | 0.5 | Operational | India_Electricity_Infrastructure.xlsx | NITI Aayog, "India Climate and Energy Dashboard (ICED) — Plant Information and Capacity Metatable," NITI Aayog, Government of India, New Delhi, Feb. 2025. [Online]. Available: https://iced.niti.gov.in
BAU | India | IN_W | Khandala Taluka Shetkari Sahakari Sakhar Karkhana Ltd. Maharashtra Satara 9.5 20 | PWRBIOINDWE | Biomass Power | Bio Power | 9.5 | 2018-04-04 | Maharashtra | 0.5 | Operational | India_Electricity_Infrastructure.xlsx | NITI Aayog, "India Climate and Energy Dashboard (ICED) — Plant Information and Capacity Metatable," NITI Aayog, Government of India, New Delhi, Feb. 2025. [Online]. Available: https://iced.niti.gov.in
BAU | India | IN_W | Khetan Chemicles Madhya Pradesh Dhar 2.1 | PWRBIOINDWE | Biomass Power | Bio Power | 2.1 | Pre-2000 | Madhya Pradesh | 0.5 | Operational | India_Electricity_Infrastructure.xlsx | NITI Aayog, "India Climate and Energy Dashboard (ICED) — Plant Information and Capacity Metatable," NITI Aayog, Government of India, New Delhi, Feb. 2025. [Online]. Available: https://iced.niti.gov.in
BAU | India | IN_W | Kisanveer Satara SSKL Maharashtra Satara 22 2012-02-14 | PWRBIOINDWE | Biomass Power | Bio Power | 22 | 2012-02-14 | Maharashtra | 0.5 | Operational | India_Electricity_Infrastructure.xlsx | NITI Aayog, "India Climate and Energy Dashboard (ICED) — Plant Information and Capacity Metatable," NITI Aayog, Government of India, New Delhi, Feb. 2025. [Online]. Available: https://iced.niti.gov.in
BAU | India | IN_W | Kranti SSKL Maharashtra Sangli 19.7 2010-02-16 | PWRBIOINDWE | Biomass Power | Bio Power | 19.7 | 2010-02-16 | Maharashtra | 0.5 | Operational | India_Electricity_Infrastructure.xlsx | NITI Aayog, "India Climate and Energy Dashboard (ICED) — Plant Information and Capacity Metatable," NITI Aayog, Government of India, New Delhi, Feb. 2025. [Online]. Available: https://iced.niti.gov.in
BAU | India | IN_W | Krishna Protiens Madhya Pradesh Jabalpur 0.7 | PWRBIOINDWE | Biomass Power | Bio Power | 0.7 | Pre-2000 | Madhya Pradesh | 0.5 | Operational | India_Electricity_Infrastructure.xlsx | NITI Aayog, "India Climate and Energy Dashboard (ICED) — Plant Information and Capacity Metatable," NITI Aayog, Government of India, New Delhi, Feb. 2025. [Online]. Available: https://iced.niti.gov.in
BAU | India | IN_W | Kukadi SSKL Maharashtra Ahilyanagar 12 2013-12-06 | PWRBIOINDWE | Biomass Power | Bio Power | 12 | 2013-12-06 | Maharashtra | 0.5 | Operational | India_Electricity_Infrastructure.xlsx | NITI Aayog, "India Climate and Energy Dashboard (ICED) — Plant Information and Capacity Metatable," NITI Aayog, Government of India, New Delhi, Feb. 2025. [Online]. Available: https://iced.niti.gov.in
BAU | India | IN_W | Kumbhi Kasari SSKL Maharashtra Kolhapur 17.5 2014-01-08 | PWRBIOINDWE | Biomass Power | Bio Power | 17.5 | 2014-01-08 | Maharashtra | 0.5 | Operational | India_Electricity_Infrastructure.xlsx | NITI Aayog, "India Climate and Energy Dashboard (ICED) — Plant Information and Capacity Metatable," NITI Aayog, Government of India, New Delhi, Feb. 2025. [Online]. Available: https://iced.niti.gov.in
BAU | India | IN_W | Kundan Namkeen Madhya Pradesh Bhopal 0.3 | PWRBIOINDWE | Biomass Power | Bio Power | 0.3 | Pre-2000 | Madhya Pradesh | 0.5 | Operational | India_Electricity_Infrastructure.xlsx | NITI Aayog, "India Climate and Energy Dashboard (ICED) — Plant Information and Capacity Metatable," NITI Aayog, Government of India, New Delhi, Feb. 2025. [Online]. Available: https://iced.niti.gov.in
BAU | India | IN_W | Lanxess India Pvt Ltd Madhya Pradesh Jabalpur 3.9 | PWRBIOINDWE | Biomass Power | Bio Power | 3.9 | Pre-2000 | Madhya Pradesh | 0.5 | Operational | India_Electricity_Infrastructure.xlsx | NITI Aayog, "India Climate and Energy Dashboard (ICED) — Plant Information and Capacity Metatable," NITI Aayog, Government of India, New Delhi, Feb. 2025. [Online]. Available: https://iced.niti.gov.in
BAU | India | IN_W | Logod Insulation Madhya Pradesh Dhar 0.6 | PWRBIOINDWE | Biomass Power | Bio Power | 0.6 | Pre-2000 | Madhya Pradesh | 0.5 | Operational | India_Electricity_Infrastructure.xlsx | NITI Aayog, "India Climate and Energy Dashboard (ICED) — Plant Information and Capacity Metatable," NITI Aayog, Government of India, New Delhi, Feb. 2025. [Online]. Available: https://iced.niti.gov.in
BAU | India | IN_W | Lokmangal Mauli Maharashtra Dharashiv 30 2013-11-28 | PWRBIOINDWE | Biomass Power | Bio Power | 30 | 2013-11-28 | Maharashtra | 0.5 | Operational | India_Electricity_Infrastructure.xlsx | NITI Aayog, "India Climate and Energy Dashboard (ICED) — Plant Information and Capacity Metatable," NITI Aayog, Government of India, New Delhi, Feb. 2025. [Online]. Available: https://iced.niti.gov.in
BAU | India | IN_W | Lokmangal Sugar Ethanol & Cogen. Ind. Ltd. Maharashtra Solapur 31.5 2012-07-02 | PWRBIOINDWE | Biomass Power | Bio Power | 31.5 | 2012-07-02 | Maharashtra | 0.5 | Operational | India_Electricity_Infrastructure.xlsx | NITI Aayog, "India Climate and Energy Dashboard (ICED) — Plant Information and Capacity Metatable," NITI Aayog, Government of India, New Delhi, Feb. 2025. [Online]. Available: https://iced.niti.gov.in
BAU | India | IN_W | Loknete Baburao Patil Agro Industries Ltd. Maharashtra Solapur 19.5 2014-07-03 | PWRBIOINDWE | Biomass Power | Bio Power | 19.5 | 2014-07-03 | Maharashtra | 0.5 | Operational | India_Electricity_Infrastructure.xlsx | NITI Aayog, "India Climate and Energy Dashboard (ICED) — Plant Information and Capacity Metatable," NITI Aayog, Government of India, New Delhi, Feb. 2025. [Online]. Available: https://iced.niti.gov.in
BAU | India | IN_W | M S M Energy Maharashtra Parbhani 10 15.11.2010 | PWRBIOINDWE | Biomass Power | Bio Power | 10 | 2010-11-15 | Maharashtra | 0.5 | Operational | India_Electricity_Infrastructure.xlsx | NITI Aayog, "India Climate and Energy Dashboard (ICED) — Plant Information and Capacity Metatable," NITI Aayog, Government of India, New Delhi, Feb. 2025. [Online]. Available: https://iced.niti.gov.in
BAU | India | IN_W | Maharashtra Shetkari Sugar Ltd. Maharashtra Parbhani 20 2014-02-16 | PWRBIOINDWE | Biomass Power | Bio Power | 20 | 2014-02-16 | Maharashtra | 0.5 | Operational | India_Electricity_Infrastructure.xlsx | NITI Aayog, "India Climate and Energy Dashboard (ICED) — Plant Information and Capacity Metatable," NITI Aayog, Government of India, New Delhi, Feb. 2025. [Online]. Available: https://iced.niti.gov.in
BAU | India | IN_W | Maharashtra Vidyut Nigam Ltd. Maharashtra Wardha 10 20.05.2013 | PWRBIOINDWE | Biomass Power | Bio Power | 10 | 2013-05-20 | Maharashtra | 0.5 | Operational | India_Electricity_Infrastructure.xlsx | NITI Aayog, "India Climate and Energy Dashboard (ICED) — Plant Information and Capacity Metatable," NITI Aayog, Government of India, New Delhi, Feb. 2025. [Online]. Available: https://iced.niti.gov.in
BAU | India | IN_W | Mahavir Energy and Coal Benefication Ltd. Chhattisgarh Raigarh 12 | PWRBIOINDWE | Biomass Power | Bio Power | 12 | Pre-2000 | Chhattisgarh | 0.5 | Operational | India_Electricity_Infrastructure.xlsx | NITI Aayog, "India Climate and Energy Dashboard (ICED) — Plant Information and Capacity Metatable," NITI Aayog, Government of India, New Delhi, Feb. 2025. [Online]. Available: https://iced.niti.gov.in
BAU | India | IN_W | Majalgaon SSKL Maharashtra Beed 22 2013-11-23 | PWRBIOINDWE | Biomass Power | Bio Power | 22 | 2013-11-23 | Maharashtra | 0.5 | Operational | India_Electricity_Infrastructure.xlsx | NITI Aayog, "India Climate and Energy Dashboard (ICED) — Plant Information and Capacity Metatable," NITI Aayog, Government of India, New Delhi, Feb. 2025. [Online]. Available: https://iced.niti.gov.in
BAU | India | IN_W | Malegaon SSKL Maharashtra Pune 21 2009-12-14 | PWRBIOINDWE | Biomass Power | Bio Power | 21 | 2009-12-14 | Maharashtra | 0.5 | Operational | India_Electricity_Infrastructure.xlsx | NITI Aayog, "India Climate and Energy Dashboard (ICED) — Plant Information and Capacity Metatable," NITI Aayog, Government of India, New Delhi, Feb. 2025. [Online]. Available: https://iced.niti.gov.in
BAU | India | IN_W | Manas Agro ind and infra Maharashtra Wardha 15 2013-11-28 | PWRBIOINDWE | Biomass Power | Bio Power | 15 | 2013-11-28 | Maharashtra | 0.5 | Operational | India_Electricity_Infrastructure.xlsx | NITI Aayog, "India Climate and Energy Dashboard (ICED) — Plant Information and Capacity Metatable," NITI Aayog, Government of India, New Delhi, Feb. 2025. [Online]. Available: https://iced.niti.gov.in
BAU | India | IN_W | Manjara SSKL Maharashtra Latur 18 2013-11-12 | PWRBIOINDWE | Biomass Power | Bio Power | 18 | 2013-11-12 | Maharashtra | 0.5 | Operational | India_Electricity_Infrastructure.xlsx | NITI Aayog, "India Climate and Energy Dashboard (ICED) — Plant Information and Capacity Metatable," NITI Aayog, Government of India, New Delhi, Feb. 2025. [Online]. Available: https://iced.niti.gov.in
BAU | India | IN_W | Matoshri Laxmi Sugar Co-Generation Industries Ltd. Maharashtra Solapur 12 2014-0 | PWRBIOINDWE | Biomass Power | Bio Power | 12 | 2014-03-12 | Maharashtra | 0.5 | Operational | India_Electricity_Infrastructure.xlsx | NITI Aayog, "India Climate and Energy Dashboard (ICED) — Plant Information and Capacity Metatable," NITI Aayog, Government of India, New Delhi, Feb. 2025. [Online]. Available: https://iced.niti.gov.in
BAU | India | IN_W | Mula SSK,Ahemadnagar Maharashtra Ahilyanagar 30 2006-12-11 | PWRBIOINDWE | Biomass Power | Bio Power | 30 | 2006-12-11 | Maharashtra | 0.5 | Operational | India_Electricity_Infrastructure.xlsx | NITI Aayog, "India Climate and Energy Dashboard (ICED) — Plant Information and Capacity Metatable," NITI Aayog, Government of India, New Delhi, Feb. 2025. [Online]. Available: https://iced.niti.gov.in
BAU | India | IN_W | Narmada Sugar Madhya Pradesh Barwani 3 | PWRBIOINDWE | Biomass Power | Bio Power | 3 | Pre-2000 | Madhya Pradesh | 0.5 | Operational | India_Electricity_Infrastructure.xlsx | NITI Aayog, "India Climate and Energy Dashboard (ICED) — Plant Information and Capacity Metatable," NITI Aayog, Government of India, New Delhi, Feb. 2025. [Online]. Available: https://iced.niti.gov.in
BAU | India | IN_W | Natural Sugar & Allied Industries Ltd Maharashtra Dharashiv 13 2014-01-11 | PWRBIOINDWE | Biomass Power | Bio Power | 13 | 2014-01-11 | Maharashtra | 0.5 | Operational | India_Electricity_Infrastructure.xlsx | NITI Aayog, "India Climate and Energy Dashboard (ICED) — Plant Information and Capacity Metatable," NITI Aayog, Government of India, New Delhi, Feb. 2025. [Online]. Available: https://iced.niti.gov.in
BAU | India | IN_W | Neeraj Power Pvt Ltd. Chhattisgarh Raipur 7.5 | PWRBIOINDWE | Biomass Power | Bio Power | 7.5 | Pre-2000 | Chhattisgarh | 0.5 | Operational | India_Electricity_Infrastructure.xlsx | NITI Aayog, "India Climate and Energy Dashboard (ICED) — Plant Information and Capacity Metatable," NITI Aayog, Government of India, New Delhi, Feb. 2025. [Online]. Available: https://iced.niti.gov.in
BAU | India | IN_W | Nira Bhima SSKL Maharashtra Pune 18 2014-04-11 | PWRBIOINDWE | Biomass Power | Bio Power | 18 | 2014-04-11 | Maharashtra | 0.5 | Operational | India_Electricity_Infrastructure.xlsx | NITI Aayog, "India Climate and Energy Dashboard (ICED) — Plant Information and Capacity Metatable," NITI Aayog, Government of India, New Delhi, Feb. 2025. [Online]. Available: https://iced.niti.gov.in
BAU | India | IN_W | Olam Agro India Ltd. previously M/s Hemarus Technologies Ltd. Maharashtra Kolhap | PWRBIOINDWE | Biomass Power | Bio Power | 20 | 2010-11-23 | Maharashtra | 0.5 | Operational | India_Electricity_Infrastructure.xlsx | NITI Aayog, "India Climate and Energy Dashboard (ICED) — Plant Information and Capacity Metatable," NITI Aayog, Government of India, New Delhi, Feb. 2025. [Online]. Available: https://iced.niti.gov.in
BAU | India | IN_W | Orient Green Power (M/s. Padmasri Dr.D.Y.Patil Sahakari Sakhar Karkahna) Maharas | PWRBIOINDWE | Biomass Power | Bio Power | 20 | 2015-02-09 | Maharashtra | 0.5 | Operational | India_Electricity_Infrastructure.xlsx | NITI Aayog, "India Climate and Energy Dashboard (ICED) — Plant Information and Capacity Metatable," NITI Aayog, Government of India, New Delhi, Feb. 2025. [Online]. Available: https://iced.niti.gov.in
BAU | India | IN_W | Orient Green Power Ltd. Madhya Pradesh Jabalpur 10 | PWRBIOINDWE | Biomass Power | Bio Power | 10 | Pre-2000 | Madhya Pradesh | 0.5 | Operational | India_Electricity_Infrastructure.xlsx | NITI Aayog, "India Climate and Energy Dashboard (ICED) — Plant Information and Capacity Metatable," NITI Aayog, Government of India, New Delhi, Feb. 2025. [Online]. Available: https://iced.niti.gov.in
BAU | India | IN_W | Others (districts not specified) (Waste to Energy) Goa N.A. 1.9400000000000002 | PWRBIOINDWE | Biomass Power | Bio Power | 1.94 | Pre-2000 | Goa | 0.5 | Operational | India_Electricity_Infrastructure.xlsx | NITI Aayog, "India Climate and Energy Dashboard (ICED) — Plant Information and Capacity Metatable," NITI Aayog, Government of India, New Delhi, Feb. 2025. [Online]. Available: https://iced.niti.gov.in
BAU | India | IN_W | Others (districts not specified) (Waste to Energy) Gujarat N.A. 7.5 | PWRBIOINDWE | Biomass Power | Bio Power | 7.5 | Pre-2000 | Gujarat | 0.5 | Operational | India_Electricity_Infrastructure.xlsx | NITI Aayog, "India Climate and Energy Dashboard (ICED) — Plant Information and Capacity Metatable," NITI Aayog, Government of India, New Delhi, Feb. 2025. [Online]. Available: https://iced.niti.gov.in
BAU | India | IN_W | Others (districts not specified) (Waste to Energy) Madhya Pradesh N.A. 15.4 | PWRBIOINDWE | Biomass Power | Bio Power | 15.4 | Pre-2000 | Madhya Pradesh | 0.5 | Operational | India_Electricity_Infrastructure.xlsx | NITI Aayog, "India Climate and Energy Dashboard (ICED) — Plant Information and Capacity Metatable," NITI Aayog, Government of India, New Delhi, Feb. 2025. [Online]. Available: https://iced.niti.gov.in
BAU | India | IN_W | Others (districts not specified) (Waste to Energy) Maharashtra N.A. 12.59 | PWRBIOINDWE | Biomass Power | Bio Power | 12.59 | Pre-2000 | Maharashtra | 0.5 | Operational | India_Electricity_Infrastructure.xlsx | NITI Aayog, "India Climate and Energy Dashboard (ICED) — Plant Information and Capacity Metatable," NITI Aayog, Government of India, New Delhi, Feb. 2025. [Online]. Available: https://iced.niti.gov.in
BAU | India | IN_W | Others (districts not specified) [Biomass & bagasse based cogen.] Chhattisgarh N | PWRBIOINDWE | Biomass Power | Bio Power | 144.89 | Pre-2000 | Chhattisgarh | 0.5 | Operational | India_Electricity_Infrastructure.xlsx | NITI Aayog, "India Climate and Energy Dashboard (ICED) — Plant Information and Capacity Metatable," NITI Aayog, Government of India, New Delhi, Feb. 2025. [Online]. Available: https://iced.niti.gov.in
BAU | India | IN_W | Others (districts not specified) [Biomass & bagasse based cogen.] Gujarat N.A. 1 | PWRBIOINDWE | Biomass Power | Bio Power | 17.3 | Pre-2000 | Gujarat | 0.5 | Operational | India_Electricity_Infrastructure.xlsx | NITI Aayog, "India Climate and Energy Dashboard (ICED) — Plant Information and Capacity Metatable," NITI Aayog, Government of India, New Delhi, Feb. 2025. [Online]. Available: https://iced.niti.gov.in
BAU | India | IN_W | Others (districts not specified) [Biomass & bagasse based cogen.] Madhya Pradesh | PWRBIOINDWE | Biomass Power | Bio Power | 24.7 | Pre-2000 | Madhya Pradesh | 0.5 | Operational | India_Electricity_Infrastructure.xlsx | NITI Aayog, "India Climate and Energy Dashboard (ICED) — Plant Information and Capacity Metatable," NITI Aayog, Government of India, New Delhi, Feb. 2025. [Online]. Available: https://iced.niti.gov.in
BAU | India | IN_W | Others (districts not specified) [Biomass & bagasse based cogen.] Maharashtra N. | PWRBIOINDWE | Biomass Power | Bio Power | 536.2 | Pre-2000 | Maharashtra | 0.5 | Operational | India_Electricity_Infrastructure.xlsx | NITI Aayog, "India Climate and Energy Dashboard (ICED) — Plant Information and Capacity Metatable," NITI Aayog, Government of India, New Delhi, Feb. 2025. [Online]. Available: https://iced.niti.gov.in
BAU | India | IN_W | Others (districts not specified) [Non-Bagasse based cogen.] Chhattisgarh N.A. 2. | PWRBIOINDWE | Biomass Power | Bio Power | 2.5 | Pre-2000 | Chhattisgarh | 0.5 | Operational | India_Electricity_Infrastructure.xlsx | NITI Aayog, "India Climate and Energy Dashboard (ICED) — Plant Information and Capacity Metatable," NITI Aayog, Government of India, New Delhi, Feb. 2025. [Online]. Available: https://iced.niti.gov.in
BAU | India | IN_W | Others (districts not specified) [Non-Bagasse based cogen.] Gujarat N.A. 12 | PWRBIOINDWE | Biomass Power | Bio Power | 12 | Pre-2000 | Gujarat | 0.5 | Operational | India_Electricity_Infrastructure.xlsx | NITI Aayog, "India Climate and Energy Dashboard (ICED) — Plant Information and Capacity Metatable," NITI Aayog, Government of India, New Delhi, Feb. 2025. [Online]. Available: https://iced.niti.gov.in
BAU | India | IN_W | Others (districts not specified) [Non-Bagasse based cogen.] Madhya Pradesh N.A. | PWRBIOINDWE | Biomass Power | Bio Power | 14.85 | Pre-2000 | Madhya Pradesh | 0.5 | Operational | India_Electricity_Infrastructure.xlsx | NITI Aayog, "India Climate and Energy Dashboard (ICED) — Plant Information and Capacity Metatable," NITI Aayog, Government of India, New Delhi, Feb. 2025. [Online]. Available: https://iced.niti.gov.in
BAU | India | IN_W | Others (districts not specified) [Non-Bagasse based cogen.] Maharashtra N.A. 16. | PWRBIOINDWE | Biomass Power | Bio Power | 16.4 | Pre-2000 | Maharashtra | 0.5 | Operational | India_Electricity_Infrastructure.xlsx | NITI Aayog, "India Climate and Energy Dashboard (ICED) — Plant Information and Capacity Metatable," NITI Aayog, Government of India, New Delhi, Feb. 2025. [Online]. Available: https://iced.niti.gov.in
BAU | India | IN_W | Others (districts not specified) [Waste to Energy (Off-grid)] Chhattisgarh N.A. | PWRBIOINDWE | Biomass Power | Bio Power | 10.83 | Pre-2000 | Chhattisgarh | 0.5 | Operational | India_Electricity_Infrastructure.xlsx | NITI Aayog, "India Climate and Energy Dashboard (ICED) — Plant Information and Capacity Metatable," NITI Aayog, Government of India, New Delhi, Feb. 2025. [Online]. Available: https://iced.niti.gov.in
BAU | India | IN_W | Others (districts not specified) [Waste to Energy (Off-grid)] Gujarat N.A. 455 | PWRBIOINDWE | Biomass Power | Bio Power | 45.05 | Pre-2000 | Gujarat | 0.5 | Operational | India_Electricity_Infrastructure.xlsx | NITI Aayog, "India Climate and Energy Dashboard (ICED) — Plant Information and Capacity Metatable," NITI Aayog, Government of India, New Delhi, Feb. 2025. [Online]. Available: https://iced.niti.gov.in
BAU | India | IN_W | Others (districts not specified) [Waste to Energy (Off-grid)] Madhya Pradesh N.A | PWRBIOINDWE | Biomass Power | Bio Power | 32.71 | Pre-2000 | Madhya Pradesh | 0.5 | Operational | India_Electricity_Infrastructure.xlsx | NITI Aayog, "India Climate and Energy Dashboard (ICED) — Plant Information and Capacity Metatable," NITI Aayog, Government of India, New Delhi, Feb. 2025. [Online]. Available: https://iced.niti.gov.in
BAU | India | IN_W | Others (districts not specified) [Waste to Energy (Off-grid)] Maharashtra N.A. 6 | PWRBIOINDWE | Biomass Power | Bio Power | 62.01 | Pre-2000 | Maharashtra | 0.5 | Operational | India_Electricity_Infrastructure.xlsx | NITI Aayog, "India Climate and Energy Dashboard (ICED) — Plant Information and Capacity Metatable," NITI Aayog, Government of India, New Delhi, Feb. 2025. [Online]. Available: https://iced.niti.gov.in
BAU | India | IN_W | Pandurang SSK (Phase I) Maharashtra Solapur 9 2006-06-22 | PWRBIOINDWE | Biomass Power | Bio Power | 9 | 2006-06-22 | Maharashtra | 0.5 | Operational | India_Electricity_Infrastructure.xlsx | NITI Aayog, "India Climate and Energy Dashboard (ICED) — Plant Information and Capacity Metatable," NITI Aayog, Government of India, New Delhi, Feb. 2025. [Online]. Available: https://iced.niti.gov.in
BAU | India | IN_W | Piyush Sugar And Power Pvt. Ltd. Maharashtra Ahilyanagar 6 2018-01-31 | PWRBIOINDWE | Biomass Power | Bio Power | 6 | 2018-01-31 | Maharashtra | 0.5 | Operational | India_Electricity_Infrastructure.xlsx | NITI Aayog, "India Climate and Energy Dashboard (ICED) — Plant Information and Capacity Metatable," NITI Aayog, Government of India, New Delhi, Feb. 2025. [Online]. Available: https://iced.niti.gov.in
BAU | India | IN_W | Pragya Energy Pvt Ltd Madhya Pradesh Katni 1.2 | PWRBIOINDWE | Biomass Power | Bio Power | 1.2 | Pre-2000 | Madhya Pradesh | 0.5 | Operational | India_Electricity_Infrastructure.xlsx | NITI Aayog, "India Climate and Energy Dashboard (ICED) — Plant Information and Capacity Metatable," NITI Aayog, Government of India, New Delhi, Feb. 2025. [Online]. Available: https://iced.niti.gov.in
BAU | India | IN_W | Pravara Renewable Energy Ltd (Boot-M/s. Padmashri Vikhe Patil SSKL) Maharashtra | PWRBIOINDWE | Biomass Power | Bio Power | 30 | 2015-11-05 | Maharashtra | 0.5 | Operational | India_Electricity_Infrastructure.xlsx | NITI Aayog, "India Climate and Energy Dashboard (ICED) — Plant Information and Capacity Metatable," NITI Aayog, Government of India, New Delhi, Feb. 2025. [Online]. Available: https://iced.niti.gov.in
BAU | India | IN_W | Prigya Bekari Madhya Pradesh Ujjain 0.2 | PWRBIOINDWE | Biomass Power | Bio Power | 0.2 | Pre-2000 | Madhya Pradesh | 0.5 | Operational | India_Electricity_Infrastructure.xlsx | NITI Aayog, "India Climate and Energy Dashboard (ICED) — Plant Information and Capacity Metatable," NITI Aayog, Government of India, New Delhi, Feb. 2025. [Online]. Available: https://iced.niti.gov.in
BAU | India | IN_W | Purna SSKL Maharashtra Hingoli 18 2011-06-27 | PWRBIOINDWE | Biomass Power | Bio Power | 18 | 2011-06-27 | Maharashtra | 0.5 | Operational | India_Electricity_Infrastructure.xlsx | NITI Aayog, "India Climate and Energy Dashboard (ICED) — Plant Information and Capacity Metatable," NITI Aayog, Government of India, New Delhi, Feb. 2025. [Online]. Available: https://iced.niti.gov.in
BAU | India | IN_W | Purti Sakhar Karkh. Ltd. Maharashtra Nagpur 22 2007-03-18 | PWRBIOINDWE | Biomass Power | Bio Power | 22 | 2007-03-18 | Maharashtra | 0.5 | Operational | India_Electricity_Infrastructure.xlsx | NITI Aayog, "India Climate and Energy Dashboard (ICED) — Plant Information and Capacity Metatable," NITI Aayog, Government of India, New Delhi, Feb. 2025. [Online]. Available: https://iced.niti.gov.in
BAU | India | IN_W | R. R. Energy Ltd. Chhattisgarh Raigarh 15 | PWRBIOINDWE | Biomass Power | Bio Power | 15 | Pre-2000 | Chhattisgarh | 0.5 | Operational | India_Electricity_Infrastructure.xlsx | NITI Aayog, "India Climate and Energy Dashboard (ICED) — Plant Information and Capacity Metatable," NITI Aayog, Government of India, New Delhi, Feb. 2025. [Online]. Available: https://iced.niti.gov.in
BAU | India | IN_W | R.K. Namkeen Madhya Pradesh Shajapur 0.3 | PWRBIOINDWE | Biomass Power | Bio Power | 0.3 | Pre-2000 | Madhya Pradesh | 0.5 | Operational | India_Electricity_Infrastructure.xlsx | NITI Aayog, "India Climate and Energy Dashboard (ICED) — Plant Information and Capacity Metatable," NITI Aayog, Government of India, New Delhi, Feb. 2025. [Online]. Available: https://iced.niti.gov.in
BAU | India | IN_W | Rajarambapu Patil SSKL Maharashtra Sangli 28 2016-12-26 | PWRBIOINDWE | Biomass Power | Bio Power | 28 | 2016-12-26 | Maharashtra | 0.5 | Operational | India_Electricity_Infrastructure.xlsx | NITI Aayog, "India Climate and Energy Dashboard (ICED) — Plant Information and Capacity Metatable," NITI Aayog, Government of India, New Delhi, Feb. 2025. [Online]. Available: https://iced.niti.gov.in
BAU | India | IN_W | Rajarambapu Patil SSKL(W) Maharashtra Sangli 12 2006-11-11 | PWRBIOINDWE | Biomass Power | Bio Power | 12 | 2006-11-11 | Maharashtra | 0.5 | Operational | India_Electricity_Infrastructure.xlsx | NITI Aayog, "India Climate and Energy Dashboard (ICED) — Plant Information and Capacity Metatable," NITI Aayog, Government of India, New Delhi, Feb. 2025. [Online]. Available: https://iced.niti.gov.in
BAU | India | IN_W | Rake power Ltd Maharashtra Nagpur 10 25.07.2008 | PWRBIOINDWE | Biomass Power | Bio Power | 10 | 2008-07-25 | Maharashtra | 0.5 | Operational | India_Electricity_Infrastructure.xlsx | NITI Aayog, "India Climate and Energy Dashboard (ICED) — Plant Information and Capacity Metatable," NITI Aayog, Government of India, New Delhi, Feb. 2025. [Online]. Available: https://iced.niti.gov.in
BAU | India | IN_W | Ramkrishna Solvex Pvt Ltd Madhya Pradesh Anuppur 3 | PWRBIOINDWE | Biomass Power | Bio Power | 3 | Pre-2000 | Madhya Pradesh | 0.5 | Operational | India_Electricity_Infrastructure.xlsx | NITI Aayog, "India Climate and Energy Dashboard (ICED) — Plant Information and Capacity Metatable," NITI Aayog, Government of India, New Delhi, Feb. 2025. [Online]. Available: https://iced.niti.gov.in
BAU | India | IN_W | Ramnik Power & Alloys Pvt Ltd Madhya Pradesh Balaghat 6 | PWRBIOINDWE | Biomass Power | Bio Power | 6 | Pre-2000 | Madhya Pradesh | 0.5 | Operational | India_Electricity_Infrastructure.xlsx | NITI Aayog, "India Climate and Energy Dashboard (ICED) — Plant Information and Capacity Metatable," NITI Aayog, Government of India, New Delhi, Feb. 2025. [Online]. Available: https://iced.niti.gov.in
BAU | India | IN_W | Raosahebdada Pawar Ghodganga Sahakari Sakhar Karkhana Ltd Maharashtra Pune 20.5 | PWRBIOINDWE | Biomass Power | Bio Power | 20.5 | 2018-08-16 | Maharashtra | 0.5 | Operational | India_Electricity_Infrastructure.xlsx | NITI Aayog, "India Climate and Energy Dashboard (ICED) — Plant Information and Capacity Metatable," NITI Aayog, Government of India, New Delhi, Feb. 2025. [Online]. Available: https://iced.niti.gov.in
BAU | India | IN_W | Real (N.R.I.) Power Pvt Ltd Chhattisgarh Bilaspur 7.5 | PWRBIOINDWE | Biomass Power | Bio Power | 7.5 | Pre-2000 | Chhattisgarh | 0.5 | Operational | India_Electricity_Infrastructure.xlsx | NITI Aayog, "India Climate and Energy Dashboard (ICED) — Plant Information and Capacity Metatable," NITI Aayog, Government of India, New Delhi, Feb. 2025. [Online]. Available: https://iced.niti.gov.in
BAU | India | IN_W | Rena Sahakari Sakhar Karkhana Ltd. Maharashtra Latur 12 2018-03-21 | PWRBIOINDWE | Biomass Power | Bio Power | 12 | 2018-03-21 | Maharashtra | 0.5 | Operational | India_Electricity_Infrastructure.xlsx | NITI Aayog, "India Climate and Energy Dashboard (ICED) — Plant Information and Capacity Metatable," NITI Aayog, Government of India, New Delhi, Feb. 2025. [Online]. Available: https://iced.niti.gov.in
BAU | India | IN_W | Rukmini Power and Steel Ltd. Chhattisgarh Raigarh 10 | PWRBIOINDWE | Biomass Power | Bio Power | 10 | Pre-2000 | Chhattisgarh | 0.5 | Operational | India_Electricity_Infrastructure.xlsx | NITI Aayog, "India Climate and Energy Dashboard (ICED) — Plant Information and Capacity Metatable," NITI Aayog, Government of India, New Delhi, Feb. 2025. [Online]. Available: https://iced.niti.gov.in
BAU | India | IN_W | S. M. Shankarrao Mohite- Patil SSKL Maharashtra Solapur 33 2011-03-06 | PWRBIOINDWE | Biomass Power | Bio Power | 33 | 2011-03-06 | Maharashtra | 0.5 | Operational | India_Electricity_Infrastructure.xlsx | NITI Aayog, "India Climate and Energy Dashboard (ICED) — Plant Information and Capacity Metatable," NITI Aayog, Government of India, New Delhi, Feb. 2025. [Online]. Available: https://iced.niti.gov.in
BAU | India | IN_W | Sadashivrao Mandlik Maharashtra Kolhapur 12 2012-02-09 | PWRBIOINDWE | Biomass Power | Bio Power | 12 | 2012-02-09 | Maharashtra | 0.5 | Operational | India_Electricity_Infrastructure.xlsx | NITI Aayog, "India Climate and Energy Dashboard (ICED) — Plant Information and Capacity Metatable," NITI Aayog, Government of India, New Delhi, Feb. 2025. [Online]. Available: https://iced.niti.gov.in
BAU | India | IN_W | Sadguru Sri Sri Sakhar Karkhana Maharashtra Sangli 12 2014-03-21 | PWRBIOINDWE | Biomass Power | Bio Power | 12 | 2014-03-21 | Maharashtra | 0.5 | Operational | India_Electricity_Infrastructure.xlsx | NITI Aayog, "India Climate and Energy Dashboard (ICED) — Plant Information and Capacity Metatable," NITI Aayog, Government of India, New Delhi, Feb. 2025. [Online]. Available: https://iced.niti.gov.in
BAU | India | IN_W | Sahakar Shiromani Vasantrao Kale SSKL Maharashtra Solapur 18 2016-01-16 | PWRBIOINDWE | Biomass Power | Bio Power | 18 | 2016-01-16 | Maharashtra | 0.5 | Operational | India_Electricity_Infrastructure.xlsx | NITI Aayog, "India Climate and Energy Dashboard (ICED) — Plant Information and Capacity Metatable," NITI Aayog, Government of India, New Delhi, Feb. 2025. [Online]. Available: https://iced.niti.gov.in
BAU | India | IN_W | Sahakarmaharshi Bhausaheb Thorat SSKL Maharashtra Ahilyanagar 30 2016-03-28 | PWRBIOINDWE | Biomass Power | Bio Power | 30 | 2016-03-28 | Maharashtra | 0.5 | Operational | India_Electricity_Infrastructure.xlsx | NITI Aayog, "India Climate and Energy Dashboard (ICED) — Plant Information and Capacity Metatable," NITI Aayog, Government of India, New Delhi, Feb. 2025. [Online]. Available: https://iced.niti.gov.in
BAU | India | IN_W | Saikrupa SSKL Maharashtra Ahilyanagar 5.5 2010-10-22 | PWRBIOINDWE | Biomass Power | Bio Power | 5.5 | 2010-10-22 | Maharashtra | 0.5 | Operational | India_Electricity_Infrastructure.xlsx | NITI Aayog, "India Climate and Energy Dashboard (ICED) — Plant Information and Capacity Metatable," NITI Aayog, Government of India, New Delhi, Feb. 2025. [Online]. Available: https://iced.niti.gov.in
BAU | India | IN_W | Saikrupa Sakhar Karkhana Maharashtra Ahilyanagar 40 2011-03-31 | PWRBIOINDWE | Biomass Power | Bio Power | 40 | 2011-03-31 | Maharashtra | 0.5 | Operational | India_Electricity_Infrastructure.xlsx | NITI Aayog, "India Climate and Energy Dashboard (ICED) — Plant Information and Capacity Metatable," NITI Aayog, Government of India, New Delhi, Feb. 2025. [Online]. Available: https://iced.niti.gov.in
BAU | India | IN_W | Saisa Biscuits Madhya Pradesh Bhopal 0.4 | PWRBIOINDWE | Biomass Power | Bio Power | 0.4 | Pre-2000 | Madhya Pradesh | 0.5 | Operational | India_Electricity_Infrastructure.xlsx | NITI Aayog, "India Climate and Energy Dashboard (ICED) — Plant Information and Capacity Metatable," NITI Aayog, Government of India, New Delhi, Feb. 2025. [Online]. Available: https://iced.niti.gov.in
BAU | India | IN_W | Samarth SSKL Maharashtra Jalna 18 2011-01-07 | PWRBIOINDWE | Biomass Power | Bio Power | 18 | 2011-01-07 | Maharashtra | 0.5 | Operational | India_Electricity_Infrastructure.xlsx | NITI Aayog, "India Climate and Energy Dashboard (ICED) — Plant Information and Capacity Metatable," NITI Aayog, Government of India, New Delhi, Feb. 2025. [Online]. Available: https://iced.niti.gov.in
BAU | India | IN_W | Samrudhi Sugars Ltd Maharashtra Jalna 12 2014-04-03 | PWRBIOINDWE | Biomass Power | Bio Power | 12 | 2014-04-03 | Maharashtra | 0.5 | Operational | India_Electricity_Infrastructure.xlsx | NITI Aayog, "India Climate and Energy Dashboard (ICED) — Plant Information and Capacity Metatable," NITI Aayog, Government of India, New Delhi, Feb. 2025. [Online]. Available: https://iced.niti.gov.in
BAU | India | IN_W | Sanjivni(T) SSKL Maharashtra Ahilyanagar 12 2011-12-03 | PWRBIOINDWE | Biomass Power | Bio Power | 12 | 2011-12-03 | Maharashtra | 0.5 | Operational | India_Electricity_Infrastructure.xlsx | NITI Aayog, "India Climate and Energy Dashboard (ICED) — Plant Information and Capacity Metatable," NITI Aayog, Government of India, New Delhi, Feb. 2025. [Online]. Available: https://iced.niti.gov.in
BAU | India | IN_W | Sant Muktai Sugar & Energy Ltd. Maharashtra Jalgaon 12 2017-01-21 | PWRBIOINDWE | Biomass Power | Bio Power | 12 | 2017-01-21 | Maharashtra | 0.5 | Operational | India_Electricity_Infrastructure.xlsx | NITI Aayog, "India Climate and Energy Dashboard (ICED) — Plant Information and Capacity Metatable," NITI Aayog, Government of India, New Delhi, Feb. 2025. [Online]. Available: https://iced.niti.gov.in
BAU | India | IN_W | Sant Tukaram SSKL Maharashtra Pune 15 2016-06-13 | PWRBIOINDWE | Biomass Power | Bio Power | 15 | 2016-06-13 | Maharashtra | 0.5 | Operational | India_Electricity_Infrastructure.xlsx | NITI Aayog, "India Climate and Energy Dashboard (ICED) — Plant Information and Capacity Metatable," NITI Aayog, Government of India, New Delhi, Feb. 2025. [Online]. Available: https://iced.niti.gov.in
BAU | India | IN_W | Sar Senapati Santaji Ghorpade Sugar Factory Ltd. Maharashtra Kolhapur 22 2014-12 | PWRBIOINDWE | Biomass Power | Bio Power | 22 | 2014-12-24 | Maharashtra | 0.5 | Operational | India_Electricity_Infrastructure.xlsx | NITI Aayog, "India Climate and Energy Dashboard (ICED) — Plant Information and Capacity Metatable," NITI Aayog, Government of India, New Delhi, Feb. 2025. [Online]. Available: https://iced.niti.gov.in
BAU | India | IN_W | Saradambika Power Plant Pvt. Ltd. Maharashtra Chandrapur 10 30.06.2008 | PWRBIOINDWE | Biomass Power | Bio Power | 10 | 2008-06-30 | Maharashtra | 0.5 | Operational | India_Electricity_Infrastructure.xlsx | NITI Aayog, "India Climate and Energy Dashboard (ICED) — Plant Information and Capacity Metatable," NITI Aayog, Government of India, New Delhi, Feb. 2025. [Online]. Available: https://iced.niti.gov.in
BAU | India | IN_W | Sh. Chhatrapati Shahu Maharashtra Kolhapur 21.5 2008-03-15 | PWRBIOINDWE | Biomass Power | Bio Power | 21.5 | 2008-03-15 | Maharashtra | 0.5 | Operational | India_Electricity_Infrastructure.xlsx | NITI Aayog, "India Climate and Energy Dashboard (ICED) — Plant Information and Capacity Metatable," NITI Aayog, Government of India, New Delhi, Feb. 2025. [Online]. Available: https://iced.niti.gov.in
BAU | India | IN_W | Shalivahana Projects Ltd. Maharashtra Yavatmal 10 17.01.2008 | PWRBIOINDWE | Biomass Power | Bio Power | 10 | 2008-01-17 | Maharashtra | 0.5 | Operational | India_Electricity_Infrastructure.xlsx | NITI Aayog, "India Climate and Energy Dashboard (ICED) — Plant Information and Capacity Metatable," NITI Aayog, Government of India, New Delhi, Feb. 2025. [Online]. Available: https://iced.niti.gov.in
BAU | India | IN_W | Sharad SSKL Maharashtra Kolhapur 13 2018-01-20 | PWRBIOINDWE | Biomass Power | Bio Power | 13 | 2018-01-20 | Maharashtra | 0.5 | Operational | India_Electricity_Infrastructure.xlsx | NITI Aayog, "India Climate and Energy Dashboard (ICED) — Plant Information and Capacity Metatable," NITI Aayog, Government of India, New Delhi, Feb. 2025. [Online]. Available: https://iced.niti.gov.in
BAU | India | IN_W | Sharad SSKL Maharashtra Kolhapur 2 2008-01-15 | PWRBIOINDWE | Biomass Power | Bio Power | 2 | 2008-01-15 | Maharashtra | 0.5 | Operational | India_Electricity_Infrastructure.xlsx | NITI Aayog, "India Climate and Energy Dashboard (ICED) — Plant Information and Capacity Metatable," NITI Aayog, Government of India, New Delhi, Feb. 2025. [Online]. Available: https://iced.niti.gov.in
BAU | India | IN_W | Sharayu Agro Industries Ltd. Maharashtra Satara 30 2016-10-27 | PWRBIOINDWE | Biomass Power | Bio Power | 30 | 2016-10-27 | Maharashtra | 0.5 | Operational | India_Electricity_Infrastructure.xlsx | NITI Aayog, "India Climate and Energy Dashboard (ICED) — Plant Information and Capacity Metatable," NITI Aayog, Government of India, New Delhi, Feb. 2025. [Online]. Available: https://iced.niti.gov.in
BAU | India | IN_W | Shivratna Udyog Ltd Maharashtra Solapur 12.5 2015-02-21 | PWRBIOINDWE | Biomass Power | Bio Power | 12.5 | 2015-02-21 | Maharashtra | 0.5 | Operational | India_Electricity_Infrastructure.xlsx | NITI Aayog, "India Climate and Energy Dashboard (ICED) — Plant Information and Capacity Metatable," NITI Aayog, Government of India, New Delhi, Feb. 2025. [Online]. Available: https://iced.niti.gov.in
BAU | India | IN_W | Shraddha Energy & Infraprojects Pvt. Ltd. Maharashtra Jalna 12 2015-06-15 | PWRBIOINDWE | Biomass Power | Bio Power | 12 | 2015-06-15 | Maharashtra | 0.5 | Operational | India_Electricity_Infrastructure.xlsx | NITI Aayog, "India Climate and Energy Dashboard (ICED) — Plant Information and Capacity Metatable," NITI Aayog, Government of India, New Delhi, Feb. 2025. [Online]. Available: https://iced.niti.gov.in
BAU | India | IN_W | Shree Renuka Sugars Ltd. (Boot- M/s Ajinkyatara SSKL) Maharashtra Satara 24 2012 | PWRBIOINDWE | Biomass Power | Bio Power | 24 | 2012-11-02 | Maharashtra | 0.5 | Operational | India_Electricity_Infrastructure.xlsx | NITI Aayog, "India Climate and Energy Dashboard (ICED) — Plant Information and Capacity Metatable," NITI Aayog, Government of India, New Delhi, Feb. 2025. [Online]. Available: https://iced.niti.gov.in
BAU | India | IN_W | Shree Renuka Sugars Ltd. (Boot- M/s DBRK SSKL) Maharashtra Kolhapur 30 2011-06-0 | PWRBIOINDWE | Biomass Power | Bio Power | 30 | 2011-06-07 | Maharashtra | 0.5 | Operational | India_Electricity_Infrastructure.xlsx | NITI Aayog, "India Climate and Energy Dashboard (ICED) — Plant Information and Capacity Metatable," NITI Aayog, Government of India, New Delhi, Feb. 2025. [Online]. Available: https://iced.niti.gov.in
BAU | India | IN_W | Shree Renuka Sugars Ltd. (Boot- M/s Mohanrao Shinde SSKL) Maharashtra Sangli 15 | PWRBIOINDWE | Biomass Power | Bio Power | 15 | 2010-03-17 | Maharashtra | 0.5 | Operational | India_Electricity_Infrastructure.xlsx | NITI Aayog, "India Climate and Energy Dashboard (ICED) — Plant Information and Capacity Metatable," NITI Aayog, Government of India, New Delhi, Feb. 2025. [Online]. Available: https://iced.niti.gov.in
BAU | India | IN_W | Shree Siddheshwar Sahakari Sakhar Karkhana Ltd. Maharashtra Solapur 38 2017-12-2 | PWRBIOINDWE | Biomass Power | Bio Power | 38 | 2017-12-29 | Maharashtra | 0.5 | Operational | India_Electricity_Infrastructure.xlsx | NITI Aayog, "India Climate and Energy Dashboard (ICED) — Plant Information and Capacity Metatable," NITI Aayog, Government of India, New Delhi, Feb. 2025. [Online]. Available: https://iced.niti.gov.in
BAU | India | IN_W | Shreenath Mhaskoba SSKL Maharashtra Pune 10 2012-01-20 | PWRBIOINDWE | Biomass Power | Bio Power | 10 | 2012-01-20 | Maharashtra | 0.5 | Operational | India_Electricity_Infrastructure.xlsx | NITI Aayog, "India Climate and Energy Dashboard (ICED) — Plant Information and Capacity Metatable," NITI Aayog, Government of India, New Delhi, Feb. 2025. [Online]. Available: https://iced.niti.gov.in
BAU | India | IN_W | Shri Ambalika Sugars Pvt. Ltd. Maharashtra Ahilyanagar 38 2012-11-29 | PWRBIOINDWE | Biomass Power | Bio Power | 38 | 2012-11-29 | Maharashtra | 0.5 | Operational | India_Electricity_Infrastructure.xlsx | NITI Aayog, "India Climate and Energy Dashboard (ICED) — Plant Information and Capacity Metatable," NITI Aayog, Government of India, New Delhi, Feb. 2025. [Online]. Available: https://iced.niti.gov.in
BAU | India | IN_W | Shri Chhatrapati Sahakari Sakhar Karkhana Ltd. Maharashtra Pune 18 2017-12-12 | PWRBIOINDWE | Biomass Power | Bio Power | 18 | 2017-12-12 | Maharashtra | 0.5 | Operational | India_Electricity_Infrastructure.xlsx | NITI Aayog, "India Climate and Energy Dashboard (ICED) — Plant Information and Capacity Metatable," NITI Aayog, Government of India, New Delhi, Feb. 2025. [Online]. Available: https://iced.niti.gov.in
BAU | India | IN_W | Shri Datta Sakhar Karkhana (A unit of Dalmia Bharat Sugar and Ind. Ltd Maharasht | PWRBIOINDWE | Biomass Power | Bio Power | 23 | 2014-03-16 | Maharashtra | 0.5 | Operational | India_Electricity_Infrastructure.xlsx | NITI Aayog, "India Climate and Energy Dashboard (ICED) — Plant Information and Capacity Metatable," NITI Aayog, Government of India, New Delhi, Feb. 2025. [Online]. Available: https://iced.niti.gov.in
BAU | India | IN_W | Shri Gurudatt Sugars Ltd. Maharashtra Kolhapur 15 2013-11-22 | PWRBIOINDWE | Biomass Power | Bio Power | 15 | 2013-11-22 | Maharashtra | 0.5 | Operational | India_Electricity_Infrastructure.xlsx | NITI Aayog, "India Climate and Energy Dashboard (ICED) — Plant Information and Capacity Metatable," NITI Aayog, Government of India, New Delhi, Feb. 2025. [Online]. Available: https://iced.niti.gov.in
BAU | India | IN_W | Shri Pandurang SSKL (Phase II) Maharashtra Solapur 10 2012-02-22 | PWRBIOINDWE | Biomass Power | Bio Power | 10 | 2012-02-22 | Maharashtra | 0.5 | Operational | India_Electricity_Infrastructure.xlsx | NITI Aayog, "India Climate and Energy Dashboard (ICED) — Plant Information and Capacity Metatable," NITI Aayog, Government of India, New Delhi, Feb. 2025. [Online]. Available: https://iced.niti.gov.in
BAU | India | IN_W | Shri Shankar SSKL Maharashtra Solapur 20 2011-03-23 | PWRBIOINDWE | Biomass Power | Bio Power | 20 | 2011-03-23 | Maharashtra | 0.5 | Operational | India_Electricity_Infrastructure.xlsx | NITI Aayog, "India Climate and Energy Dashboard (ICED) — Plant Information and Capacity Metatable," NITI Aayog, Government of India, New Delhi, Feb. 2025. [Online]. Available: https://iced.niti.gov.in
BAU | India | IN_W | Shri Vithal SSKL Maharashtra Solapur 29.8 2010-05-27 | PWRBIOINDWE | Biomass Power | Bio Power | 29.8 | 2010-05-27 | Maharashtra | 0.5 | Operational | India_Electricity_Infrastructure.xlsx | NITI Aayog, "India Climate and Energy Dashboard (ICED) — Plant Information and Capacity Metatable," NITI Aayog, Government of India, New Delhi, Feb. 2025. [Online]. Available: https://iced.niti.gov.in
BAU | India | IN_W | Shriram Jawahar Shetkari Sahakari Sakhar Udyog Maharashtra Satara 1.5 2010-05-09 | PWRBIOINDWE | Biomass Power | Bio Power | 1.5 | 2010-05-09 | Maharashtra | 0.5 | Operational | India_Electricity_Infrastructure.xlsx | NITI Aayog, "India Climate and Energy Dashboard (ICED) — Plant Information and Capacity Metatable," NITI Aayog, Government of India, New Delhi, Feb. 2025. [Online]. Available: https://iced.niti.gov.in
BAU | India | IN_W | Shudha Agro Oil and Chemical Industries Ltd Chhattisgarh Bilaspur 9.9 | PWRBIOINDWE | Biomass Power | Bio Power | 9.9 | Pre-2000 | Chhattisgarh | 0.5 | Operational | India_Electricity_Infrastructure.xlsx | NITI Aayog, "India Climate and Energy Dashboard (ICED) — Plant Information and Capacity Metatable," NITI Aayog, Government of India, New Delhi, Feb. 2025. [Online]. Available: https://iced.niti.gov.in
BAU | India | IN_W | Siddhanath Sugar Mills Ltd. Maharashtra Solapur 26 2010-12-15 | PWRBIOINDWE | Biomass Power | Bio Power | 26 | 2010-12-15 | Maharashtra | 0.5 | Operational | India_Electricity_Infrastructure.xlsx | NITI Aayog, "India Climate and Energy Dashboard (ICED) — Plant Information and Capacity Metatable," NITI Aayog, Government of India, New Delhi, Feb. 2025. [Online]. Available: https://iced.niti.gov.in
BAU | India | IN_W | Sinewave Power Ltd. Maharashtra Sangli 10 23.01.2014 | PWRBIOINDWE | Biomass Power | Bio Power | 10 | 2014-01-23 | Maharashtra | 0.5 | Operational | India_Electricity_Infrastructure.xlsx | NITI Aayog, "India Climate and Energy Dashboard (ICED) — Plant Information and Capacity Metatable," NITI Aayog, Government of India, New Delhi, Feb. 2025. [Online]. Available: https://iced.niti.gov.in
BAU | India | IN_W | Sitaram Maharaj S K Maharashtra Solapur 10 2013-12-11 | PWRBIOINDWE | Biomass Power | Bio Power | 10 | 2013-12-11 | Maharashtra | 0.5 | Operational | India_Electricity_Infrastructure.xlsx | NITI Aayog, "India Climate and Energy Dashboard (ICED) — Plant Information and Capacity Metatable," NITI Aayog, Government of India, New Delhi, Feb. 2025. [Online]. Available: https://iced.niti.gov.in
BAU | India | IN_W | Someshwar SSKL Maharashtra Pune 18 2010-05-21 | PWRBIOINDWE | Biomass Power | Bio Power | 18 | 2010-05-21 | Maharashtra | 0.5 | Operational | India_Electricity_Infrastructure.xlsx | NITI Aayog, "India Climate and Energy Dashboard (ICED) — Plant Information and Capacity Metatable," NITI Aayog, Government of India, New Delhi, Feb. 2025. [Online]. Available: https://iced.niti.gov.in
BAU | India | IN_W | Sonhira SSKL Maharashtra Sangli 22 2011-04-29 | PWRBIOINDWE | Biomass Power | Bio Power | 22 | 2011-04-29 | Maharashtra | 0.5 | Operational | India_Electricity_Infrastructure.xlsx | NITI Aayog, "India Climate and Energy Dashboard (ICED) — Plant Information and Capacity Metatable," NITI Aayog, Government of India, New Delhi, Feb. 2025. [Online]. Available: https://iced.niti.gov.in
BAU | India | IN_W | South Asian Agro Industries Ltd Chhattisgarh Raipur 9.8 | PWRBIOINDWE | Biomass Power | Bio Power | 9.8 | Pre-2000 | Chhattisgarh | 0.5 | Operational | India_Electricity_Infrastructure.xlsx | NITI Aayog, "India Climate and Energy Dashboard (ICED) — Plant Information and Capacity Metatable," NITI Aayog, Government of India, New Delhi, Feb. 2025. [Online]. Available: https://iced.niti.gov.in
BAU | India | IN_W | Spark Green Energy (Ahmednagar) P. Ltd Maharashtra Ahilyanagar 25 | PWRBIOINDWE | Biomass Power | Bio Power | 25 | Pre-2000 | Maharashtra | 0.5 | Operational | India_Electricity_Infrastructure.xlsx | NITI Aayog, "India Climate and Energy Dashboard (ICED) — Plant Information and Capacity Metatable," NITI Aayog, Government of India, New Delhi, Feb. 2025. [Online]. Available: https://iced.niti.gov.in
BAU | India | IN_W | Sri Guruprabha Power Ltd Maharashtra Jalgaon 10 30.11.2009 | PWRBIOINDWE | Biomass Power | Bio Power | 10 | 2009-11-30 | Maharashtra | 0.5 | Operational | India_Electricity_Infrastructure.xlsx | NITI Aayog, "India Climate and Energy Dashboard (ICED) — Plant Information and Capacity Metatable," NITI Aayog, Government of India, New Delhi, Feb. 2025. [Online]. Available: https://iced.niti.gov.in
BAU | India | IN_W | Sri Panchjanya Power Pvt. Ltd. Maharashtra Hingoli 10 09.09.2010 | PWRBIOINDWE | Biomass Power | Bio Power | 10 | 2010-09-09 | Maharashtra | 0.5 | Operational | India_Electricity_Infrastructure.xlsx | NITI Aayog, "India Climate and Energy Dashboard (ICED) — Plant Information and Capacity Metatable," NITI Aayog, Government of India, New Delhi, Feb. 2025. [Online]. Available: https://iced.niti.gov.in
BAU | India | IN_W | Swaraj India Agro Ltd. Maharashtra Satara 19.5 2015-11-21 | PWRBIOINDWE | Biomass Power | Bio Power | 19.5 | 2015-11-21 | Maharashtra | 0.5 | Operational | India_Electricity_Infrastructure.xlsx | NITI Aayog, "India Climate and Energy Dashboard (ICED) — Plant Information and Capacity Metatable," NITI Aayog, Government of India, New Delhi, Feb. 2025. [Online]. Available: https://iced.niti.gov.in
BAU | India | IN_W | Team Ferro Alloys Pvt. Ltd. Maharashtra Gondia 8 30.12.2005 | PWRBIOINDWE | Biomass Power | Bio Power | 8 | 2005-12-30 | Maharashtra | 0.5 | Operational | India_Electricity_Infrastructure.xlsx | NITI Aayog, "India Climate and Energy Dashboard (ICED) — Plant Information and Capacity Metatable," NITI Aayog, Government of India, New Delhi, Feb. 2025. [Online]. Available: https://iced.niti.gov.in
BAU | India | IN_W | The Saswad Mali Sugar Factory Ltd Maharashtra Solapur 14.8 2013-12-19 | PWRBIOINDWE | Biomass Power | Bio Power | 14.8 | 2013-12-19 | Maharashtra | 0.5 | Operational | India_Electricity_Infrastructure.xlsx | NITI Aayog, "India Climate and Energy Dashboard (ICED) — Plant Information and Capacity Metatable," NITI Aayog, Government of India, New Delhi, Feb. 2025. [Online]. Available: https://iced.niti.gov.in
BAU | India | IN_W | Udagiri Sugar & Power Ltd. Maharashtra Sangli 14 2013-03-03 | PWRBIOINDWE | Biomass Power | Bio Power | 14 | 2013-03-03 | Maharashtra | 0.5 | Operational | India_Electricity_Infrastructure.xlsx | NITI Aayog, "India Climate and Energy Dashboard (ICED) — Plant Information and Capacity Metatable," NITI Aayog, Government of India, New Delhi, Feb. 2025. [Online]. Available: https://iced.niti.gov.in
BAU | India | IN_W | Urjankur Shree Datta Co.Ltd Maharashtra Kolhapur 36 2013-04-01 | PWRBIOINDWE | Biomass Power | Bio Power | 36 | 2013-04-01 | Maharashtra | 0.5 | Operational | India_Electricity_Infrastructure.xlsx | NITI Aayog, "India Climate and Energy Dashboard (ICED) — Plant Information and Capacity Metatable," NITI Aayog, Government of India, New Delhi, Feb. 2025. [Online]. Available: https://iced.niti.gov.in
BAU | India | IN_W | Urjankur Shree Tatyasaheb Kore Power Maharashtra Kolhapur 44 2013-04-01 | PWRBIOINDWE | Biomass Power | Bio Power | 44 | 2013-04-01 | Maharashtra | 0.5 | Operational | India_Electricity_Infrastructure.xlsx | NITI Aayog, "India Climate and Energy Dashboard (ICED) — Plant Information and Capacity Metatable," NITI Aayog, Government of India, New Delhi, Feb. 2025. [Online]. Available: https://iced.niti.gov.in
BAU | India | IN_W | Utech Sugar Ltd. Maharashtra Ahilyanagar 14.9 2017-12-28 | PWRBIOINDWE | Biomass Power | Bio Power | 14.9 | 2017-12-28 | Maharashtra | 0.5 | Operational | India_Electricity_Infrastructure.xlsx | NITI Aayog, "India Climate and Energy Dashboard (ICED) — Plant Information and Capacity Metatable," NITI Aayog, Government of India, New Delhi, Feb. 2025. [Online]. Available: https://iced.niti.gov.in
BAU | India | IN_W | Utopian Sugars Ltd. Maharashtra Solapur 14.8 2014-12-02 | PWRBIOINDWE | Biomass Power | Bio Power | 14.8 | 2014-12-02 | Maharashtra | 0.5 | Operational | India_Electricity_Infrastructure.xlsx | NITI Aayog, "India Climate and Energy Dashboard (ICED) — Plant Information and Capacity Metatable," NITI Aayog, Government of India, New Delhi, Feb. 2025. [Online]. Available: https://iced.niti.gov.in
BAU | India | IN_W | VARAM Bio-Energy Pvt. Ltd. Maharashtra Bhandara 10 18.02.2009 | PWRBIOINDWE | Biomass Power | Bio Power | 10 | 2009-02-18 | Maharashtra | 0.5 | Operational | India_Electricity_Infrastructure.xlsx | NITI Aayog, "India Climate and Energy Dashboard (ICED) — Plant Information and Capacity Metatable," NITI Aayog, Government of India, New Delhi, Feb. 2025. [Online]. Available: https://iced.niti.gov.in
BAU | India | IN_W | Vaidhyanath SSKL Maharashtra Beed 21 2013-02-08 | PWRBIOINDWE | Biomass Power | Bio Power | 21 | 2013-02-08 | Maharashtra | 0.5 | Operational | India_Electricity_Infrastructure.xlsx | NITI Aayog, "India Climate and Energy Dashboard (ICED) — Plant Information and Capacity Metatable," NITI Aayog, Government of India, New Delhi, Feb. 2025. [Online]. Available: https://iced.niti.gov.in
BAU | India | IN_W | Vandana Vidhyt Ltd Chhattisgarh Bilaspur 8 | PWRBIOINDWE | Biomass Power | Bio Power | 8 | Pre-2000 | Chhattisgarh | 0.5 | Operational | India_Electricity_Infrastructure.xlsx | NITI Aayog, "India Climate and Energy Dashboard (ICED) — Plant Information and Capacity Metatable," NITI Aayog, Government of India, New Delhi, Feb. 2025. [Online]. Available: https://iced.niti.gov.in
BAU | India | IN_W | Vasantraodada Patil SSKL Maharashtra Nashik 17 2012-02-18 | PWRBIOINDWE | Biomass Power | Bio Power | 17 | 2012-02-18 | Maharashtra | 0.5 | Operational | India_Electricity_Infrastructure.xlsx | NITI Aayog, "India Climate and Energy Dashboard (ICED) — Plant Information and Capacity Metatable," NITI Aayog, Government of India, New Delhi, Feb. 2025. [Online]. Available: https://iced.niti.gov.in
BAU | India | IN_W | Vayunandana Power Ltd. Maharashtra Gadchiroli 10 09.12.2010 | PWRBIOINDWE | Biomass Power | Bio Power | 10 | 2010-09-12 | Maharashtra | 0.5 | Operational | India_Electricity_Infrastructure.xlsx | NITI Aayog, "India Climate and Energy Dashboard (ICED) — Plant Information and Capacity Metatable," NITI Aayog, Government of India, New Delhi, Feb. 2025. [Online]. Available: https://iced.niti.gov.in
BAU | India | IN_W | Vighnahar SSK,Pune Maharashtra Pune 18 2005-12-23 | PWRBIOINDWE | Biomass Power | Bio Power | 18 | 2005-12-23 | Maharashtra | 0.5 | Operational | India_Electricity_Infrastructure.xlsx | NITI Aayog, "India Climate and Energy Dashboard (ICED) — Plant Information and Capacity Metatable," NITI Aayog, Government of India, New Delhi, Feb. 2025. [Online]. Available: https://iced.niti.gov.in
BAU | India | IN_W | Vikas SSKL Maharashtra Latur 18 2011-02-15 | PWRBIOINDWE | Biomass Power | Bio Power | 18 | 2011-02-15 | Maharashtra | 0.5 | Operational | India_Electricity_Infrastructure.xlsx | NITI Aayog, "India Climate and Energy Dashboard (ICED) — Plant Information and Capacity Metatable," NITI Aayog, Government of India, New Delhi, Feb. 2025. [Online]. Available: https://iced.niti.gov.in
BAU | India | IN_W | Vishwasrao Naik SSKL Maharashtra Sangli 15 2012-12-28 | PWRBIOINDWE | Biomass Power | Bio Power | 15 | 2012-12-28 | Maharashtra | 0.5 | Operational | India_Electricity_Infrastructure.xlsx | NITI Aayog, "India Climate and Energy Dashboard (ICED) — Plant Information and Capacity Metatable," NITI Aayog, Government of India, New Delhi, Feb. 2025. [Online]. Available: https://iced.niti.gov.in
BAU | India | IN_W | Vitthal Refined Sugars Ltd. Maharashtra Solapur 26 2017-12-01 | PWRBIOINDWE | Biomass Power | Bio Power | 26 | 2017-12-01 | Maharashtra | 0.5 | Operational | India_Electricity_Infrastructure.xlsx | NITI Aayog, "India Climate and Energy Dashboard (ICED) — Plant Information and Capacity Metatable," NITI Aayog, Government of India, New Delhi, Feb. 2025. [Online]. Available: https://iced.niti.gov.in
BAU | India | IN_W | Vitthal Sugars Manufacturing Limited Maharashtra Solapur 12 2011-03-21 | PWRBIOINDWE | Biomass Power | Bio Power | 12 | 2011-03-21 | Maharashtra | 0.5 | Operational | India_Electricity_Infrastructure.xlsx | NITI Aayog, "India Climate and Energy Dashboard (ICED) — Plant Information and Capacity Metatable," NITI Aayog, Government of India, New Delhi, Feb. 2025. [Online]. Available: https://iced.niti.gov.in
BAU | India | IN_W | Vitthalrao Shinde SSKL Maharashtra Solapur 38 2011-03-11 | PWRBIOINDWE | Biomass Power | Bio Power | 38 | 2011-03-11 | Maharashtra | 0.5 | Operational | India_Electricity_Infrastructure.xlsx | NITI Aayog, "India Climate and Energy Dashboard (ICED) — Plant Information and Capacity Metatable," NITI Aayog, Government of India, New Delhi, Feb. 2025. [Online]. Available: https://iced.niti.gov.in
BAU | India | IN_W | Yash Agro Energy Ltd. Maharashtra Chandrapur 8 | PWRBIOINDWE | Biomass Power | Bio Power | 8 | Pre-2000 | Maharashtra | 0.5 | Operational | India_Electricity_Infrastructure.xlsx | NITI Aayog, "India Climate and Energy Dashboard (ICED) — Plant Information and Capacity Metatable," NITI Aayog, Government of India, New Delhi, Feb. 2025. [Online]. Available: https://iced.niti.gov.in
BAU | India | IN_W | Yashwantrao Mohite Krishna SSKL Maharashtra Satara 16 2010-12-14 | PWRBIOINDWE | Biomass Power | Bio Power | 16 | 2010-12-14 | Maharashtra | 0.5 | Operational | India_Electricity_Infrastructure.xlsx | NITI Aayog, "India Climate and Energy Dashboard (ICED) — Plant Information and Capacity Metatable," NITI Aayog, Government of India, New Delhi, Feb. 2025. [Online]. Available: https://iced.niti.gov.in
BAU | India | IN_W | Yedeshwari Agro Products Ltd Maharashtra Beed 10 2014-01-17 | PWRBIOINDWE | Biomass Power | Bio Power | 10 | 2014-01-17 | Maharashtra | 0.5 | Operational | India_Electricity_Infrastructure.xlsx | NITI Aayog, "India Climate and Energy Dashboard (ICED) — Plant Information and Capacity Metatable," NITI Aayog, Government of India, New Delhi, Feb. 2025. [Online]. Available: https://iced.niti.gov.in
BAU | India | IN_W | Akaltara TPS | PWRCOAINDWE | Coal Steam | Coal | 1800 | 2013-08-13 | Chhattisgarh | 0.65 | Operational | India_Electricity_Infrastructure.xlsx | NITI Aayog, "India Climate and Energy Dashboard (ICED) — Plant Information and Capacity Metatable," NITI Aayog, Government of India, New Delhi, Feb. 2025. [Online]. Available: https://iced.niti.gov.in
BAU | India | IN_W | Akrimota TPS | PWRCOAINDWE | Coal Steam | Coal | 250 | 2005-03-01 | Gujarat | 0.65 | Operational | India_Electricity_Infrastructure.xlsx | NITI Aayog, "India Climate and Energy Dashboard (ICED) — Plant Information and Capacity Metatable," NITI Aayog, Government of India, New Delhi, Feb. 2025. [Online]. Available: https://iced.niti.gov.in
BAU | India | IN_W | Amaravati TPS | PWRCOAINDWE | Coal Steam | Coal | 1350 | 2013-03-25 | Maharashtra | 0.65 | Operational | India_Electricity_Infrastructure.xlsx | NITI Aayog, "India Climate and Energy Dashboard (ICED) — Plant Information and Capacity Metatable," NITI Aayog, Government of India, New Delhi, Feb. 2025. [Online]. Available: https://iced.niti.gov.in
BAU | India | IN_W | Amarkantak TPS | PWRCOAINDWE | Coal Steam | Coal | 210 | 2008-06-01 | Madhya Pradesh | 0.65 | Operational | India_Electricity_Infrastructure.xlsx | NITI Aayog, "India Climate and Energy Dashboard (ICED) — Plant Information and Capacity Metatable," NITI Aayog, Government of India, New Delhi, Feb. 2025. [Online]. Available: https://iced.niti.gov.in
BAU | India | IN_W | Anuppur TPP | PWRCOAINDWE | Coal Steam | Coal | 1250 | 2015-04-01 | Madhya Pradesh | 0.65 | Operational | India_Electricity_Infrastructure.xlsx | NITI Aayog, "India Climate and Energy Dashboard (ICED) — Plant Information and Capacity Metatable," NITI Aayog, Government of India, New Delhi, Feb. 2025. [Online]. Available: https://iced.niti.gov.in
BAU | India | IN_W | Avantha Bhandar TPS | PWRCOAINDWE | Coal Steam | Coal | 600 | 2014-03-31 | Chhattisgarh | 0.65 | Operational | India_Electricity_Infrastructure.xlsx | NITI Aayog, "India Climate and Energy Dashboard (ICED) — Plant Information and Capacity Metatable," NITI Aayog, Government of India, New Delhi, Feb. 2025. [Online]. Available: https://iced.niti.gov.in
BAU | India | IN_W | Balco Korba TPP | PWRCOAINDWE | Coal Steam | Coal | 600 | 2015-07-01 | Chhattisgarh | 0.65 | Operational | India_Electricity_Infrastructure.xlsx | NITI Aayog, "India Climate and Energy Dashboard (ICED) — Plant Information and Capacity Metatable," NITI Aayog, Government of India, New Delhi, Feb. 2025. [Online]. Available: https://iced.niti.gov.in
BAU | India | IN_W | Bandakhar TPP | PWRCOAINDWE | Coal Steam | Coal | 300 | 2015-06-01 | Chhattisgarh | 0.65 | Operational | India_Electricity_Infrastructure.xlsx | NITI Aayog, "India Climate and Energy Dashboard (ICED) — Plant Information and Capacity Metatable," NITI Aayog, Government of India, New Delhi, Feb. 2025. [Online]. Available: https://iced.niti.gov.in
BAU | India | IN_W | Baradarha TPS | PWRCOAINDWE | Coal Steam | Coal | 1200 | 2014-02-23 | Chhattisgarh | 0.65 | Operational | India_Electricity_Infrastructure.xlsx | NITI Aayog, "India Climate and Energy Dashboard (ICED) — Plant Information and Capacity Metatable," NITI Aayog, Government of India, New Delhi, Feb. 2025. [Online]. Available: https://iced.niti.gov.in
BAU | India | IN_W | Bela TPS | PWRCOAINDWE | Coal Steam | Coal | 270 | 2013-03-20 | Maharashtra | 0.65 | Operational | India_Electricity_Infrastructure.xlsx | NITI Aayog, "India Climate and Energy Dashboard (ICED) — Plant Information and Capacity Metatable," NITI Aayog, Government of India, New Delhi, Feb. 2025. [Online]. Available: https://iced.niti.gov.in
BAU | India | IN_W | Bhavnagar TPP | PWRCOAINDWE | Coal Steam | Coal | 500 | 2016-05-01 | Gujarat | 0.65 | Operational | India_Electricity_Infrastructure.xlsx | NITI Aayog, "India Climate and Energy Dashboard (ICED) — Plant Information and Capacity Metatable," NITI Aayog, Government of India, New Delhi, Feb. 2025. [Online]. Available: https://iced.niti.gov.in
BAU | India | IN_W | Bhilai TPS | PWRCOAINDWE | Coal Steam | Coal | 500 | 2008-04-01 | Chhattisgarh | 0.65 | Operational | India_Electricity_Infrastructure.xlsx | NITI Aayog, "India Climate and Energy Dashboard (ICED) — Plant Information and Capacity Metatable," NITI Aayog, Government of India, New Delhi, Feb. 2025. [Online]. Available: https://iced.niti.gov.in
BAU | India | IN_W | Bhusawal TPS | PWRCOAINDWE | Coal Steam | Coal | 1870 | 1982-09-01 | Maharashtra | 0.65 | Operational | India_Electricity_Infrastructure.xlsx | NITI Aayog, "India Climate and Energy Dashboard (ICED) — Plant Information and Capacity Metatable," NITI Aayog, Government of India, New Delhi, Feb. 2025. [Online]. Available: https://iced.niti.gov.in
BAU | India | IN_W | Bina TPS | PWRCOAINDWE | Coal Steam | Coal | 500 | 2012-08-01 | Madhya Pradesh | 0.65 | Operational | India_Electricity_Infrastructure.xlsx | NITI Aayog, "India Climate and Energy Dashboard (ICED) — Plant Information and Capacity Metatable," NITI Aayog, Government of India, New Delhi, Feb. 2025. [Online]. Available: https://iced.niti.gov.in
BAU | India | IN_W | Binjkote TPP | PWRCOAINDWE | Coal Steam | Coal | 600 | 2017-04-01 | Chhattisgarh | 0.65 | Operational | India_Electricity_Infrastructure.xlsx | NITI Aayog, "India Climate and Energy Dashboard (ICED) — Plant Information and Capacity Metatable," NITI Aayog, Government of India, New Delhi, Feb. 2025. [Online]. Available: https://iced.niti.gov.in
BAU | India | IN_W | Butibori TPP | PWRCOAINDWE | Coal Steam | Coal | 600 | 2012-08-17 | Maharashtra | 0.65 | Operational | India_Electricity_Infrastructure.xlsx | NITI Aayog, "India Climate and Energy Dashboard (ICED) — Plant Information and Capacity Metatable," NITI Aayog, Government of India, New Delhi, Feb. 2025. [Online]. Available: https://iced.niti.gov.in
BAU | India | IN_W | Chakabura TPP | PWRCOAINDWE | Coal Steam | Coal | 30 | 2014-03-28 | Chhattisgarh | 0.65 | Operational | India_Electricity_Infrastructure.xlsx | NITI Aayog, "India Climate and Energy Dashboard (ICED) — Plant Information and Capacity Metatable," NITI Aayog, Government of India, New Delhi, Feb. 2025. [Online]. Available: https://iced.niti.gov.in
BAU | India | IN_W | Chandrapur (Maharashtra) STPS | PWRCOAINDWE | Coal Steam | Coal | 2920 | 1985-05-01 | Maharashtra | 0.65 | Operational | India_Electricity_Infrastructure.xlsx | NITI Aayog, "India Climate and Energy Dashboard (ICED) — Plant Information and Capacity Metatable," NITI Aayog, Government of India, New Delhi, Feb. 2025. [Online]. Available: https://iced.niti.gov.in
BAU | India | IN_W | Dahanu TPS | PWRCOAINDWE | Coal Steam | Coal | 500 | 1995-01-01 | Maharashtra | 0.65 | Operational | India_Electricity_Infrastructure.xlsx | NITI Aayog, "India Climate and Energy Dashboard (ICED) — Plant Information and Capacity Metatable," NITI Aayog, Government of India, New Delhi, Feb. 2025. [Online]. Available: https://iced.niti.gov.in
BAU | India | IN_W | Dhariwal TPP | PWRCOAINDWE | Coal Steam | Coal | 600 | 2013-11-03 | Maharashtra | 0.65 | Operational | India_Electricity_Infrastructure.xlsx | NITI Aayog, "India Climate and Energy Dashboard (ICED) — Plant Information and Capacity Metatable," NITI Aayog, Government of India, New Delhi, Feb. 2025. [Online]. Available: https://iced.niti.gov.in
BAU | India | IN_W | Dr. Shyama Prasad Mukherjee TPS | PWRCOAINDWE | Coal Steam | Coal | 500 | 2007-03-01 | Chhattisgarh | 0.65 | Operational | India_Electricity_Infrastructure.xlsx | NITI Aayog, "India Climate and Energy Dashboard (ICED) — Plant Information and Capacity Metatable," NITI Aayog, Government of India, New Delhi, Feb. 2025. [Online]. Available: https://iced.niti.gov.in
BAU | India | IN_W | EMCO Energy Warora TPS/ GMR Warora | PWRCOAINDWE | Coal Steam | Coal | 600 | 2013-02-07 | Maharashtra | 0.65 | Operational | India_Electricity_Infrastructure.xlsx | NITI Aayog, "India Climate and Energy Dashboard (ICED) — Plant Information and Capacity Metatable," NITI Aayog, Government of India, New Delhi, Feb. 2025. [Online]. Available: https://iced.niti.gov.in
BAU | India | IN_W | Gadarwara STPS | PWRCOAINDWE | Coal Steam | Coal | 1600 | 2019-03-01 | Madhya Pradesh | 0.65 | Operational | India_Electricity_Infrastructure.xlsx | NITI Aayog, "India Climate and Energy Dashboard (ICED) — Plant Information and Capacity Metatable," NITI Aayog, Government of India, New Delhi, Feb. 2025. [Online]. Available: https://iced.niti.gov.in
BAU | India | IN_W | Gandhi Nagar TPS | PWRCOAINDWE | Coal Steam | Coal | 630 | 1990-03-01 | Gujarat | 0.65 | Operational | India_Electricity_Infrastructure.xlsx | NITI Aayog, "India Climate and Energy Dashboard (ICED) — Plant Information and Capacity Metatable," NITI Aayog, Government of India, New Delhi, Feb. 2025. [Online]. Available: https://iced.niti.gov.in
BAU | India | IN_W | Gupta Energy or GEPL TPP | PWRCOAINDWE | Coal Steam | Coal | 120 | 2012-05-01 | Maharashtra | 0.65 | Operational | India_Electricity_Infrastructure.xlsx | NITI Aayog, "India Climate and Energy Dashboard (ICED) — Plant Information and Capacity Metatable," NITI Aayog, Government of India, New Delhi, Feb. 2025. [Online]. Available: https://iced.niti.gov.in
BAU | India | IN_W | JSW Ratnagiri TPP | PWRCOAINDWE | Coal Steam | Coal | 300 | 2010-08-01 | Maharashtra | 0.65 | Operational | India_Electricity_Infrastructure.xlsx | NITI Aayog, "India Climate and Energy Dashboard (ICED) — Plant Information and Capacity Metatable," NITI Aayog, Government of India, New Delhi, Feb. 2025. [Online]. Available: https://iced.niti.gov.in
BAU | India | IN_W | Jaypee Nigrie STPP | PWRCOAINDWE | Coal Steam | Coal | 1320 | 2014-08-29 | Madhya Pradesh | 0.65 | Operational | India_Electricity_Infrastructure.xlsx | NITI Aayog, "India Climate and Energy Dashboard (ICED) — Plant Information and Capacity Metatable," NITI Aayog, Government of India, New Delhi, Feb. 2025. [Online]. Available: https://iced.niti.gov.in
BAU | India | IN_W | Kasaipalli TPP | PWRCOAINDWE | Coal Steam | Coal | 270 | 2011-12-01 | Chhattisgarh | 0.65 | Operational | India_Electricity_Infrastructure.xlsx | NITI Aayog, "India Climate and Energy Dashboard (ICED) — Plant Information and Capacity Metatable," NITI Aayog, Government of India, New Delhi, Feb. 2025. [Online]. Available: https://iced.niti.gov.in
BAU | India | IN_W | Khaparkheda TPS | PWRCOAINDWE | Coal Steam | Coal | 1340 | 1989-03-01 | Maharashtra | 0.65 | Operational | India_Electricity_Infrastructure.xlsx | NITI Aayog, "India Climate and Energy Dashboard (ICED) — Plant Information and Capacity Metatable," NITI Aayog, Government of India, New Delhi, Feb. 2025. [Online]. Available: https://iced.niti.gov.in
BAU | India | IN_W | Khargone Super Critical Power Plant | PWRCOAINDWE | Coal Steam | Coal | 1320 | 2019-09-01 | Madhya Pradesh | 0.65 | Operational | India_Electricity_Infrastructure.xlsx | NITI Aayog, "India Climate and Energy Dashboard (ICED) — Plant Information and Capacity Metatable," NITI Aayog, Government of India, New Delhi, Feb. 2025. [Online]. Available: https://iced.niti.gov.in
BAU | India | IN_W | Koradi TPS | PWRCOAINDWE | Coal Steam | Coal | 2190 | 1982-03-01 | Maharashtra | 0.65 | Operational | India_Electricity_Infrastructure.xlsx | NITI Aayog, "India Climate and Energy Dashboard (ICED) — Plant Information and Capacity Metatable," NITI Aayog, Government of India, New Delhi, Feb. 2025. [Online]. Available: https://iced.niti.gov.in
BAU | India | IN_W | Korba STPS | PWRCOAINDWE | Coal Steam | Coal | 2600 | 1983-03-01 | Chhattisgarh | 0.65 | Operational | India_Electricity_Infrastructure.xlsx | NITI Aayog, "India Climate and Energy Dashboard (ICED) — Plant Information and Capacity Metatable," NITI Aayog, Government of India, New Delhi, Feb. 2025. [Online]. Available: https://iced.niti.gov.in
BAU | India | IN_W | Korba West or Hasdeo TPS | PWRCOAINDWE | Coal Steam | Coal | 1340 | 1983-03-01 | Chhattisgarh | 0.65 | Operational | India_Electricity_Infrastructure.xlsx | NITI Aayog, "India Climate and Energy Dashboard (ICED) — Plant Information and Capacity Metatable," NITI Aayog, Government of India, New Delhi, Feb. 2025. [Online]. Available: https://iced.niti.gov.in
BAU | India | IN_W | Kutchh Lignite TPS | PWRCOAINDWE | Coal Steam | Coal | 150 | 1997-03-01 | Gujarat | 0.65 | Operational | India_Electricity_Infrastructure.xlsx | NITI Aayog, "India Climate and Energy Dashboard (ICED) — Plant Information and Capacity Metatable," NITI Aayog, Government of India, New Delhi, Feb. 2025. [Online]. Available: https://iced.niti.gov.in
BAU | India | IN_W | Lara STPS | PWRCOAINDWE | Coal Steam | Coal | 1600 | 2018-03-01 | Chhattisgarh | 0.65 | Operational | India_Electricity_Infrastructure.xlsx | NITI Aayog, "India Climate and Energy Dashboard (ICED) — Plant Information and Capacity Metatable," NITI Aayog, Government of India, New Delhi, Feb. 2025. [Online]. Available: https://iced.niti.gov.in
BAU | India | IN_W | Mahan TPP | PWRCOAINDWE | Coal Steam | Coal | 1200 | 2013-02-24 | Madhya Pradesh | 0.65 | Operational | India_Electricity_Infrastructure.xlsx | NITI Aayog, "India Climate and Energy Dashboard (ICED) — Plant Information and Capacity Metatable," NITI Aayog, Government of India, New Delhi, Feb. 2025. [Online]. Available: https://iced.niti.gov.in
BAU | India | IN_W | Marwa TPS | PWRCOAINDWE | Coal Steam | Coal | 1000 | 2014-03-01 | Chhattisgarh | 0.65 | Operational | India_Electricity_Infrastructure.xlsx | NITI Aayog, "India Climate and Energy Dashboard (ICED) — Plant Information and Capacity Metatable," NITI Aayog, Government of India, New Delhi, Feb. 2025. [Online]. Available: https://iced.niti.gov.in
BAU | India | IN_W | Mauda TPS | PWRCOAINDWE | Coal Steam | Coal | 2320 | 2012-04-19 | Maharashtra | 0.65 | Operational | India_Electricity_Infrastructure.xlsx | NITI Aayog, "India Climate and Energy Dashboard (ICED) — Plant Information and Capacity Metatable," NITI Aayog, Government of India, New Delhi, Feb. 2025. [Online]. Available: https://iced.niti.gov.in
BAU | India | IN_W | Mihan TPS | PWRCOAINDWE | Coal Steam | Coal | 246 | 2012-02-01 | Maharashtra | 0.65 | Operational | India_Electricity_Infrastructure.xlsx | NITI Aayog, "India Climate and Energy Dashboard (ICED) — Plant Information and Capacity Metatable," NITI Aayog, Government of India, New Delhi, Feb. 2025. [Online]. Available: https://iced.niti.gov.in
BAU | India | IN_W | Mundra TPS | PWRCOAINDWE | Coal Steam | Coal | 4620 | 2009-08-01 | Gujarat | 0.65 | Operational | India_Electricity_Infrastructure.xlsx | NITI Aayog, "India Climate and Energy Dashboard (ICED) — Plant Information and Capacity Metatable," NITI Aayog, Government of India, New Delhi, Feb. 2025. [Online]. Available: https://iced.niti.gov.in
BAU | India | IN_W | Mundra UMTPP | PWRCOAINDWE | Coal Steam | Coal | 4000 | 2012-02-01 | Gujarat | 0.65 | Operational | India_Electricity_Infrastructure.xlsx | NITI Aayog, "India Climate and Energy Dashboard (ICED) — Plant Information and Capacity Metatable," NITI Aayog, Government of India, New Delhi, Feb. 2025. [Online]. Available: https://iced.niti.gov.in
BAU | India | IN_W | Nasik TPS | PWRCOAINDWE | Coal Steam | Coal | 630 | 1979-03-01 | Maharashtra | 0.65 | Operational | India_Electricity_Infrastructure.xlsx | NITI Aayog, "India Climate and Energy Dashboard (ICED) — Plant Information and Capacity Metatable," NITI Aayog, Government of India, New Delhi, Feb. 2025. [Online]. Available: https://iced.niti.gov.in
BAU | India | IN_W | Nawapara TPP | PWRCOAINDWE | Coal Steam | Coal | 600 | 2016-08-01 | Chhattisgarh | 0.65 | Operational | India_Electricity_Infrastructure.xlsx | NITI Aayog, "India Climate and Energy Dashboard (ICED) — Plant Information and Capacity Metatable," NITI Aayog, Government of India, New Delhi, Feb. 2025. [Online]. Available: https://iced.niti.gov.in
BAU | India | IN_W | Niwari TPP | PWRCOAINDWE | Coal Steam | Coal | 90 | 2013-12-10 | Madhya Pradesh | 0.65 | Operational | India_Electricity_Infrastructure.xlsx | NITI Aayog, "India Climate and Energy Dashboard (ICED) — Plant Information and Capacity Metatable," NITI Aayog, Government of India, New Delhi, Feb. 2025. [Online]. Available: https://iced.niti.gov.in
BAU | India | IN_W | O.P. Jindal or Tamnar I TPS/ Raigarh TPP | PWRCOAINDWE | Coal Steam | Coal | 1000 | 2007-12-01 | Chhattisgarh | 0.65 | Operational | India_Electricity_Infrastructure.xlsx | NITI Aayog, "India Climate and Energy Dashboard (ICED) — Plant Information and Capacity Metatable," NITI Aayog, Government of India, New Delhi, Feb. 2025. [Online]. Available: https://iced.niti.gov.in
BAU | India | IN_W | Paras TPS | PWRCOAINDWE | Coal Steam | Coal | 500 | 2007-03-01 | Maharashtra | 0.65 | Operational | India_Electricity_Infrastructure.xlsx | NITI Aayog, "India Climate and Energy Dashboard (ICED) — Plant Information and Capacity Metatable," NITI Aayog, Government of India, New Delhi, Feb. 2025. [Online]. Available: https://iced.niti.gov.in
BAU | India | IN_W | Parli TPS | PWRCOAINDWE | Coal Steam | Coal | 750 | 2007-02-01 | Maharashtra | 0.65 | Operational | India_Electricity_Infrastructure.xlsx | NITI Aayog, "India Climate and Energy Dashboard (ICED) — Plant Information and Capacity Metatable," NITI Aayog, Government of India, New Delhi, Feb. 2025. [Online]. Available: https://iced.niti.gov.in
BAU | India | IN_W | Pathadi TPP | PWRCOAINDWE | Coal Steam | Coal | 600 | 2009-06-01 | Chhattisgarh | 0.65 | Operational | India_Electricity_Infrastructure.xlsx | NITI Aayog, "India Climate and Energy Dashboard (ICED) — Plant Information and Capacity Metatable," NITI Aayog, Government of India, New Delhi, Feb. 2025. [Online]. Available: https://iced.niti.gov.in
BAU | India | IN_W | Raikheda TPP | PWRCOAINDWE | Coal Steam | Coal | 1370 | 2015-03-02 | Chhattisgarh | 0.65 | Operational | India_Electricity_Infrastructure.xlsx | NITI Aayog, "India Climate and Energy Dashboard (ICED) — Plant Information and Capacity Metatable," NITI Aayog, Government of India, New Delhi, Feb. 2025. [Online]. Available: https://iced.niti.gov.in
BAU | India | IN_W | Ratija TPS | PWRCOAINDWE | Coal Steam | Coal | 100 | 2013-02-01 | Chhattisgarh | 0.65 | Operational | India_Electricity_Infrastructure.xlsx | NITI Aayog, "India Climate and Energy Dashboard (ICED) — Plant Information and Capacity Metatable," NITI Aayog, Government of India, New Delhi, Feb. 2025. [Online]. Available: https://iced.niti.gov.in
BAU | India | IN_W | SVPL TPP | PWRCOAINDWE | Coal Steam | Coal | 63 | 2011-12-01 | Chhattisgarh | 0.65 | Operational | India_Electricity_Infrastructure.xlsx | NITI Aayog, "India Climate and Energy Dashboard (ICED) — Plant Information and Capacity Metatable," NITI Aayog, Government of India, New Delhi, Feb. 2025. [Online]. Available: https://iced.niti.gov.in
BAU | India | IN_W | Sabarmati (D-F Stations) TPP | PWRCOAINDWE | Coal Steam | Coal | 362 | 1978-10-01 | Gujarat | 0.65 | Operational | India_Electricity_Infrastructure.xlsx | NITI Aayog, "India Climate and Energy Dashboard (ICED) — Plant Information and Capacity Metatable," NITI Aayog, Government of India, New Delhi, Feb. 2025. [Online]. Available: https://iced.niti.gov.in
BAU | India | IN_W | Salaya TPP/Essar Power Gujarat | PWRCOAINDWE | Coal Steam | Coal | 1200 | 2012-02-01 | Gujarat | 0.65 | Operational | India_Electricity_Infrastructure.xlsx | NITI Aayog, "India Climate and Energy Dashboard (ICED) — Plant Information and Capacity Metatable," NITI Aayog, Government of India, New Delhi, Feb. 2025. [Online]. Available: https://iced.niti.gov.in
BAU | India | IN_W | Sanjay Gandhi TPS | PWRCOAINDWE | Coal Steam | Coal | 1340 | 1993-03-01 | Madhya Pradesh | 0.65 | Operational | India_Electricity_Infrastructure.xlsx | NITI Aayog, "India Climate and Energy Dashboard (ICED) — Plant Information and Capacity Metatable," NITI Aayog, Government of India, New Delhi, Feb. 2025. [Online]. Available: https://iced.niti.gov.in
BAU | India | IN_W | Sasan UMTPP | PWRCOAINDWE | Coal Steam | Coal | 3960 | 2013-05-30 | Madhya Pradesh | 0.65 | Operational | India_Electricity_Infrastructure.xlsx | NITI Aayog, "India Climate and Energy Dashboard (ICED) — Plant Information and Capacity Metatable," NITI Aayog, Government of India, New Delhi, Feb. 2025. [Online]. Available: https://iced.niti.gov.in
BAU | India | IN_W | Satpura TPS | PWRCOAINDWE | Coal Steam | Coal | 500 | 2013-03-22 | Madhya Pradesh | 0.65 | Operational | India_Electricity_Infrastructure.xlsx | NITI Aayog, "India Climate and Energy Dashboard (ICED) — Plant Information and Capacity Metatable," NITI Aayog, Government of India, New Delhi, Feb. 2025. [Online]. Available: https://iced.niti.gov.in
BAU | India | IN_W | Seioni TPP or Jhabua Power Seoni TPP | PWRCOAINDWE | Coal Steam | Coal | 600 | 2016-03-22 | Madhya Pradesh | 0.65 | Operational | India_Electricity_Infrastructure.xlsx | NITI Aayog, "India Climate and Energy Dashboard (ICED) — Plant Information and Capacity Metatable," NITI Aayog, Government of India, New Delhi, Feb. 2025. [Online]. Available: https://iced.niti.gov.in
BAU | India | IN_W | Shirpur TPP | PWRCOAINDWE | Coal Steam | Coal | 300 | 2018-09-01 | Maharashtra | 0.65 | Operational | India_Electricity_Infrastructure.xlsx | NITI Aayog, "India Climate and Energy Dashboard (ICED) — Plant Information and Capacity Metatable," NITI Aayog, Government of India, New Delhi, Feb. 2025. [Online]. Available: https://iced.niti.gov.in
BAU | India | IN_W | Shri Singhaji or Malwa TPP | PWRCOAINDWE | Coal Steam | Coal | 2520 | 2013-10-18 | Madhya Pradesh | 0.65 | Operational | India_Electricity_Infrastructure.xlsx | NITI Aayog, "India Climate and Energy Dashboard (ICED) — Plant Information and Capacity Metatable," NITI Aayog, Government of India, New Delhi, Feb. 2025. [Online]. Available: https://iced.niti.gov.in
BAU | India | IN_W | Sikka TPS | PWRCOAINDWE | Coal Steam | Coal | 500 | 2015-03-29 | Gujarat | 0.65 | Operational | India_Electricity_Infrastructure.xlsx | NITI Aayog, "India Climate and Energy Dashboard (ICED) — Plant Information and Capacity Metatable," NITI Aayog, Government of India, New Delhi, Feb. 2025. [Online]. Available: https://iced.niti.gov.in
BAU | India | IN_W | Singhitarai TPP | PWRCOAINDWE | Coal Steam | Coal | 600 | 2025-07-19 | Chhattisgarh | 0.65 | Operational | India_Electricity_Infrastructure.xlsx | NITI Aayog, "India Climate and Energy Dashboard (ICED) — Plant Information and Capacity Metatable," NITI Aayog, Government of India, New Delhi, Feb. 2025. [Online]. Available: https://iced.niti.gov.in
BAU | India | IN_W | Sipat STPS | PWRCOAINDWE | Coal Steam | Coal | 2980 | 2007-05-01 | Chhattisgarh | 0.65 | Operational | India_Electricity_Infrastructure.xlsx | NITI Aayog, "India Climate and Energy Dashboard (ICED) — Plant Information and Capacity Metatable," NITI Aayog, Government of India, New Delhi, Feb. 2025. [Online]. Available: https://iced.niti.gov.in
BAU | India | IN_W | Solapur Super critical Thermal Power Plant | PWRCOAINDWE | Coal Steam | Coal | 1320 | 2017-04-01 | Maharashtra | 0.65 | Operational | India_Electricity_Infrastructure.xlsx | NITI Aayog, "India Climate and Energy Dashboard (ICED) — Plant Information and Capacity Metatable," NITI Aayog, Government of India, New Delhi, Feb. 2025. [Online]. Available: https://iced.niti.gov.in
BAU | India | IN_W | Surat (Lignite) TPS | PWRCOAINDWE | Coal Steam | Coal | 500 | 1999-11-01 | Gujarat | 0.65 | Operational | India_Electricity_Infrastructure.xlsx | NITI Aayog, "India Climate and Energy Dashboard (ICED) — Plant Information and Capacity Metatable," NITI Aayog, Government of India, New Delhi, Feb. 2025. [Online]. Available: https://iced.niti.gov.in
BAU | India | IN_W | Tamnar TPP | PWRCOAINDWE | Coal Steam | Coal | 2400 | 2014-03-10 | Chhattisgarh | 0.65 | Operational | India_Electricity_Infrastructure.xlsx | NITI Aayog, "India Climate and Energy Dashboard (ICED) — Plant Information and Capacity Metatable," NITI Aayog, Government of India, New Delhi, Feb. 2025. [Online]. Available: https://iced.niti.gov.in
BAU | India | IN_W | Tirora TPS | PWRCOAINDWE | Coal Steam | Coal | 3300 | 2012-09-01 | Maharashtra | 0.65 | Operational | India_Electricity_Infrastructure.xlsx | NITI Aayog, "India Climate and Energy Dashboard (ICED) — Plant Information and Capacity Metatable," NITI Aayog, Government of India, New Delhi, Feb. 2025. [Online]. Available: https://iced.niti.gov.in
BAU | India | IN_W | Trombay TPS | PWRCOAINDWE | Coal Steam | Coal | 750 | 1984-01-01 | Maharashtra | 0.65 | Operational | India_Electricity_Infrastructure.xlsx | NITI Aayog, "India Climate and Energy Dashboard (ICED) — Plant Information and Capacity Metatable," NITI Aayog, Government of India, New Delhi, Feb. 2025. [Online]. Available: https://iced.niti.gov.in
BAU | India | IN_W | Uchpinda TPP | PWRCOAINDWE | Coal Steam | Coal | 1440 | 2015-11-01 | Chhattisgarh | 0.65 | Operational | India_Electricity_Infrastructure.xlsx | NITI Aayog, "India Climate and Energy Dashboard (ICED) — Plant Information and Capacity Metatable," NITI Aayog, Government of India, New Delhi, Feb. 2025. [Online]. Available: https://iced.niti.gov.in
BAU | India | IN_W | Ukai TPS | PWRCOAINDWE | Coal Steam | Coal | 1110 | 1979-01-01 | Gujarat | 0.65 | Operational | India_Electricity_Infrastructure.xlsx | NITI Aayog, "India Climate and Energy Dashboard (ICED) — Plant Information and Capacity Metatable," NITI Aayog, Government of India, New Delhi, Feb. 2025. [Online]. Available: https://iced.niti.gov.in
BAU | India | IN_W | Vindhyachal STPS | PWRCOAINDWE | Coal Steam | Coal | 4760 | 1987-10-01 | Madhya Pradesh | 0.65 | Operational | India_Electricity_Infrastructure.xlsx | NITI Aayog, "India Climate and Energy Dashboard (ICED) — Plant Information and Capacity Metatable," NITI Aayog, Government of India, New Delhi, Feb. 2025. [Online]. Available: https://iced.niti.gov.in
BAU | India | IN_W | Wanakbori TPS | PWRCOAINDWE | Coal Steam | Coal | 2270 | 1982-03-01 | Gujarat | 0.65 | Operational | India_Electricity_Infrastructure.xlsx | NITI Aayog, "India Climate and Energy Dashboard (ICED) — Plant Information and Capacity Metatable," NITI Aayog, Government of India, New Delhi, Feb. 2025. [Online]. Available: https://iced.niti.gov.in
BAU | India | IN_W | Wardha Warora TPP | PWRCOAINDWE | Coal Steam | Coal | 540 | 2010-06-01 | Maharashtra | 0.65 | Operational | India_Electricity_Infrastructure.xlsx | NITI Aayog, "India Climate and Energy Dashboard (ICED) — Plant Information and Capacity Metatable," NITI Aayog, Government of India, New Delhi, Feb. 2025. [Online]. Available: https://iced.niti.gov.in
BAU | India | IN_W | Bansagar Tons I Hydroelectric Power Project | PWRHYDINDWE | Hydro | Hydro | 315 | 1991-09-27 | Madhya Pradesh | 0.45 | Operational | India_Electricity_Infrastructure.xlsx | NITI Aayog, "India Climate and Energy Dashboard (ICED) — Plant Information and Capacity Metatable," NITI Aayog, Government of India, New Delhi, Feb. 2025. [Online]. Available: https://iced.niti.gov.in
BAU | India | IN_W | Bansagar Tons II Hydroelectric Power Project | PWRHYDINDWE | Hydro | Hydro | 30 | 2002-02-01 | Madhya Pradesh | 0.45 | Operational | India_Electricity_Infrastructure.xlsx | NITI Aayog, "India Climate and Energy Dashboard (ICED) — Plant Information and Capacity Metatable," NITI Aayog, Government of India, New Delhi, Feb. 2025. [Online]. Available: https://iced.niti.gov.in
BAU | India | IN_W | Bansagar Tons III Hydroelectric Power Project | PWRHYDINDWE | Hydro | Hydro | 60 | 2000-07-18 | Madhya Pradesh | 0.45 | Operational | India_Electricity_Infrastructure.xlsx | NITI Aayog, "India Climate and Energy Dashboard (ICED) — Plant Information and Capacity Metatable," NITI Aayog, Government of India, New Delhi, Feb. 2025. [Online]. Available: https://iced.niti.gov.in
BAU | India | IN_W | Bargi Hydroelectric Power Project | PWRHYDINDWE | Hydro | Hydro | 90 | 1988-06-03 | Madhya Pradesh | 0.45 | Operational | India_Electricity_Infrastructure.xlsx | NITI Aayog, "India Climate and Energy Dashboard (ICED) — Plant Information and Capacity Metatable," NITI Aayog, Government of India, New Delhi, Feb. 2025. [Online]. Available: https://iced.niti.gov.in
BAU | India | IN_W | Bhandardhara II Hydroelectric Power Project | PWRHYDINDWE | Hydro | Hydro | 34 | 1999-05-01 | Maharashtra | 0.45 | Operational | India_Electricity_Infrastructure.xlsx | NITI Aayog, "India Climate and Energy Dashboard (ICED) — Plant Information and Capacity Metatable," NITI Aayog, Government of India, New Delhi, Feb. 2025. [Online]. Available: https://iced.niti.gov.in
BAU | India | IN_W | Bhira Hydroelectric Power Project | PWRHYDINDWE | Hydro | Hydro | 150 | 1927-08-10 | Maharashtra | 0.45 | Operational | India_Electricity_Infrastructure.xlsx | NITI Aayog, "India Climate and Energy Dashboard (ICED) — Plant Information and Capacity Metatable," NITI Aayog, Government of India, New Delhi, Feb. 2025. [Online]. Available: https://iced.niti.gov.in
BAU | India | IN_W | Bhira PSS (Pump Storage Scheme) Hydroelectric Power Project | PWRHYDINDWE | Hydro | Hydro | 150 | 1927-06-17 | Maharashtra | 0.45 | Operational | India_Electricity_Infrastructure.xlsx | NITI Aayog, "India Climate and Energy Dashboard (ICED) — Plant Information and Capacity Metatable," NITI Aayog, Government of India, New Delhi, Feb. 2025. [Online]. Available: https://iced.niti.gov.in
BAU | India | IN_W | Bhira Tail Race Hydroelectric Power Project | PWRHYDINDWE | Hydro | Hydro | 80 | 1987-09-13 | Maharashtra | 0.45 | Operational | India_Electricity_Infrastructure.xlsx | NITI Aayog, "India Climate and Energy Dashboard (ICED) — Plant Information and Capacity Metatable," NITI Aayog, Government of India, New Delhi, Feb. 2025. [Online]. Available: https://iced.niti.gov.in
BAU | India | IN_W | Bhivpuri Hydroelectric Power Project | PWRHYDINDWE | Hydro | Hydro | 75 | 1997-03-01 | Maharashtra | 0.45 | Operational | India_Electricity_Infrastructure.xlsx | NITI Aayog, "India Climate and Energy Dashboard (ICED) — Plant Information and Capacity Metatable," NITI Aayog, Government of India, New Delhi, Feb. 2025. [Online]. Available: https://iced.niti.gov.in
BAU | India | IN_W | Gandhi Sagar Hydroelectric Power Project | PWRHYDINDWE | Hydro | Hydro | 115 | 1960-11-19 | Madhya Pradesh | 0.45 | Operational | India_Electricity_Infrastructure.xlsx | NITI Aayog, "India Climate and Energy Dashboard (ICED) — Plant Information and Capacity Metatable," NITI Aayog, Government of India, New Delhi, Feb. 2025. [Online]. Available: https://iced.niti.gov.in
BAU | India | IN_W | Ghatgarh Hydroelectric Power Project | PWRHYDINDWE | Hydro | Hydro | 250 | 2008-01-07 | Maharashtra | 0.45 | Operational | India_Electricity_Infrastructure.xlsx | NITI Aayog, "India Climate and Energy Dashboard (ICED) — Plant Information and Capacity Metatable," NITI Aayog, Government of India, New Delhi, Feb. 2025. [Online]. Available: https://iced.niti.gov.in
BAU | India | IN_W | Hasdeobango Hydroelectric Power Project | PWRHYDINDWE | Hydro | Hydro | 120 | 1994-03-21 | Chhattisgarh | 0.45 | Operational | India_Electricity_Infrastructure.xlsx | NITI Aayog, "India Climate and Energy Dashboard (ICED) — Plant Information and Capacity Metatable," NITI Aayog, Government of India, New Delhi, Feb. 2025. [Online]. Available: https://iced.niti.gov.in
BAU | India | IN_W | Indira Sagar Hydroelectric Power Project | PWRHYDINDWE | Hydro | Hydro | 1000 | 2004-01-01 | Madhya Pradesh | 0.45 | Operational | India_Electricity_Infrastructure.xlsx | NITI Aayog, "India Climate and Energy Dashboard (ICED) — Plant Information and Capacity Metatable," NITI Aayog, Government of India, New Delhi, Feb. 2025. [Online]. Available: https://iced.niti.gov.in
BAU | India | IN_W | Kadana Hydroelectric Power Project | PWRHYDINDWE | Hydro | Hydro | 240 | 1990-01-09 | Gujarat | 0.45 | Operational | India_Electricity_Infrastructure.xlsx | NITI Aayog, "India Climate and Energy Dashboard (ICED) — Plant Information and Capacity Metatable," NITI Aayog, Government of India, New Delhi, Feb. 2025. [Online]. Available: https://iced.niti.gov.in
BAU | India | IN_W | Khopoli Hydroelectric Power Project | PWRHYDINDWE | Hydro | Hydro | 72 | 2001-08-01 | Maharashtra | 0.45 | Operational | India_Electricity_Infrastructure.xlsx | NITI Aayog, "India Climate and Energy Dashboard (ICED) — Plant Information and Capacity Metatable," NITI Aayog, Government of India, New Delhi, Feb. 2025. [Online]. Available: https://iced.niti.gov.in
BAU | India | IN_W | Koyna Dam Power House | PWRHYDINDWE | Hydro | Hydro | 36 | 1980-10-03 | Maharashtra | 0.45 | Operational | India_Electricity_Infrastructure.xlsx | NITI Aayog, "India Climate and Energy Dashboard (ICED) — Plant Information and Capacity Metatable," NITI Aayog, Government of India, New Delhi, Feb. 2025. [Online]. Available: https://iced.niti.gov.in
BAU | India | IN_W | Koyna I,II,III & IV Hydroelectric Power Project | PWRHYDINDWE | Hydro | Hydro | 1920 | 1962-05-16 | Maharashtra | 0.45 | Operational | India_Electricity_Infrastructure.xlsx | NITI Aayog, "India Climate and Energy Dashboard (ICED) — Plant Information and Capacity Metatable," NITI Aayog, Government of India, New Delhi, Feb. 2025. [Online]. Available: https://iced.niti.gov.in
BAU | India | IN_W | Madhikheda Hydroelectric Power Project | PWRHYDINDWE | Hydro | Hydro | 60 | 2006-08-28 | Madhya Pradesh | 0.45 | Operational | India_Electricity_Infrastructure.xlsx | NITI Aayog, "India Climate and Energy Dashboard (ICED) — Plant Information and Capacity Metatable," NITI Aayog, Government of India, New Delhi, Feb. 2025. [Online]. Available: https://iced.niti.gov.in
BAU | India | IN_W | Omkareshwar Hydroelectric Power Project | PWRHYDINDWE | Hydro | Hydro | 520 | 2007-11-01 | Madhya Pradesh | 0.45 | Operational | India_Electricity_Infrastructure.xlsx | NITI Aayog, "India Climate and Energy Dashboard (ICED) — Plant Information and Capacity Metatable," NITI Aayog, Government of India, New Delhi, Feb. 2025. [Online]. Available: https://iced.niti.gov.in
BAU | India | IN_W | Pench Hydroelectric Power Project | PWRHYDINDWE | Hydro | Hydro | 160 | 1986-09-09 | Maharashtra | 0.45 | Operational | India_Electricity_Infrastructure.xlsx | NITI Aayog, "India Climate and Energy Dashboard (ICED) — Plant Information and Capacity Metatable," NITI Aayog, Government of India, New Delhi, Feb. 2025. [Online]. Available: https://iced.niti.gov.in
BAU | India | IN_W | Rajghat Hydroelectric Power Project | PWRHYDINDWE | Hydro | Hydro | 45 | 1999-09-29 | Madhya Pradesh | 0.45 | Operational | India_Electricity_Infrastructure.xlsx | NITI Aayog, "India Climate and Energy Dashboard (ICED) — Plant Information and Capacity Metatable," NITI Aayog, Government of India, New Delhi, Feb. 2025. [Online]. Available: https://iced.niti.gov.in
BAU | India | IN_W | Sardar Sarovar Canal Head Power House (CHPH) | PWRHYDINDWE | Hydro | Hydro | 250 | 2004-05-03 | Gujarat | 0.45 | Operational | India_Electricity_Infrastructure.xlsx | NITI Aayog, "India Climate and Energy Dashboard (ICED) — Plant Information and Capacity Metatable," NITI Aayog, Government of India, New Delhi, Feb. 2025. [Online]. Available: https://iced.niti.gov.in
BAU | India | IN_W | Sardar Sarovar River Bed Power House (RBPH) | PWRHYDINDWE | Hydro | Hydro | 1200 | 2005-02-01 | Gujarat | 0.45 | Operational | India_Electricity_Infrastructure.xlsx | NITI Aayog, "India Climate and Energy Dashboard (ICED) — Plant Information and Capacity Metatable," NITI Aayog, Government of India, New Delhi, Feb. 2025. [Online]. Available: https://iced.niti.gov.in
BAU | India | IN_W | Tillari Hydroelectric Power Project | PWRHYDINDWE | Hydro | Hydro | 60 | 1986-10-10 | Maharashtra | 0.45 | Operational | India_Electricity_Infrastructure.xlsx | NITI Aayog, "India Climate and Energy Dashboard (ICED) — Plant Information and Capacity Metatable," NITI Aayog, Government of India, New Delhi, Feb. 2025. [Online]. Available: https://iced.niti.gov.in
BAU | India | IN_W | Ukai Hydroelectric Power Project | PWRHYDINDWE | Hydro | Hydro | 300 | 1974-07-08 | Gujarat | 0.45 | Operational | India_Electricity_Infrastructure.xlsx | NITI Aayog, "India Climate and Energy Dashboard (ICED) — Plant Information and Capacity Metatable," NITI Aayog, Government of India, New Delhi, Feb. 2025. [Online]. Available: https://iced.niti.gov.in
BAU | India | IN_W | Vaitarna Hydroelectric Power Project | PWRHYDINDWE | Hydro | Hydro | 60 | 1976-06-26 | Maharashtra | 0.45 | Operational | India_Electricity_Infrastructure.xlsx | NITI Aayog, "India Climate and Energy Dashboard (ICED) — Plant Information and Capacity Metatable," NITI Aayog, Government of India, New Delhi, Feb. 2025. [Online]. Available: https://iced.niti.gov.in
BAU | India | IN_W | Kakrapar Atomic Power Station | PWRURNINDWE | Nuclear | Nuclear | 1840 | 1993-05-06 | Gujarat | 0.85 | Operational | India_Electricity_Infrastructure.xlsx | NITI Aayog, "India Climate and Energy Dashboard (ICED) — Plant Information and Capacity Metatable," NITI Aayog, Government of India, New Delhi, Feb. 2025. [Online]. Available: https://iced.niti.gov.in
BAU | India | IN_W | Tarapur Atomic Power Station | PWRURNINDWE | Nuclear | Nuclear | 1400 | 1969-10-28 | Maharashtra | 0.85 | Operational | India_Electricity_Infrastructure.xlsx | NITI Aayog, "India Climate and Energy Dashboard (ICED) — Plant Information and Capacity Metatable," NITI Aayog, Government of India, New Delhi, Feb. 2025. [Online]. Available: https://iced.niti.gov.in
BAU | India | IN_W | DGEN Mega Combined Cycle Gas Turbine Power Plant | PWRNGSINDWE | Natural Gas CC | Oil & Gas | 1200 | 2014-11-26 | Gujarat | 0.55 | Operational | India_Electricity_Infrastructure.xlsx | NITI Aayog, "India Climate and Energy Dashboard (ICED) — Plant Information and Capacity Metatable," NITI Aayog, Government of India, New Delhi, Feb. 2025. [Online]. Available: https://iced.niti.gov.in
BAU | India | IN_W | Dhuvaran Gas Based Combined Cycle Power Plant | PWRNGSINDWE | Natural Gas CC | Oil & Gas | 594.72 | 2004-01-28 | Gujarat | 0.55 | Operational | India_Electricity_Infrastructure.xlsx | NITI Aayog, "India Climate and Energy Dashboard (ICED) — Plant Information and Capacity Metatable," NITI Aayog, Government of India, New Delhi, Feb. 2025. [Online]. Available: https://iced.niti.gov.in
BAU | India | IN_W | Essar Hazira Combined Cycle Gas Turbine Power Plant | PWRNGSINDWE | Natural Gas CC | Oil & Gas | 515 | 1997-10-02 | Gujarat | 0.55 | Operational | India_Electricity_Infrastructure.xlsx | NITI Aayog, "India Climate and Energy Dashboard (ICED) — Plant Information and Capacity Metatable," NITI Aayog, Government of India, New Delhi, Feb. 2025. [Online]. Available: https://iced.niti.gov.in
BAU | India | IN_W | Hazira GSEG Gas Combined Cycle Gas Turbine Power Plant Ext. | PWRNGSINDWE | Natural Gas CC | Oil & Gas | 351 | 2012-02-18 | Gujarat | 0.55 | Operational | India_Electricity_Infrastructure.xlsx | NITI Aayog, "India Climate and Energy Dashboard (ICED) — Plant Information and Capacity Metatable," NITI Aayog, Government of India, New Delhi, Feb. 2025. [Online]. Available: https://iced.niti.gov.in
BAU | India | IN_W | Jhanor-Gandhar Gas Combined Cycle Gas Turbine Power Plant | PWRNGSINDWE | Natural Gas CC | Oil & Gas | 657.39 | 1994-03-17 | Gujarat | 0.55 | Operational | India_Electricity_Infrastructure.xlsx | NITI Aayog, "India Climate and Energy Dashboard (ICED) — Plant Information and Capacity Metatable," NITI Aayog, Government of India, New Delhi, Feb. 2025. [Online]. Available: https://iced.niti.gov.in
BAU | India | IN_W | Kawas Gas Combined Cycle Gas Turbine Power Plant | PWRNGSINDWE | Natural Gas CC | Oil & Gas | 656.2 | 1992-03-22 | Gujarat | 0.55 | Operational | India_Electricity_Infrastructure.xlsx | NITI Aayog, "India Climate and Energy Dashboard (ICED) — Plant Information and Capacity Metatable," NITI Aayog, Government of India, New Delhi, Feb. 2025. [Online]. Available: https://iced.niti.gov.in
BAU | India | IN_W | Pipavav Combined Cycle Gas Turbine Power Plant | PWRNGSINDWE | Natural Gas CC | Oil & Gas | 702 | 2013-03-22 | Gujarat | 0.55 | Operational | India_Electricity_Infrastructure.xlsx | NITI Aayog, "India Climate and Energy Dashboard (ICED) — Plant Information and Capacity Metatable," NITI Aayog, Government of India, New Delhi, Feb. 2025. [Online]. Available: https://iced.niti.gov.in
BAU | India | IN_W | Ratnagiri Gas and Power Private Ltd. | PWRNGSINDWE | Natural Gas CC | Oil & Gas | 1967.08 | 1998-11-12 | Maharashtra | 0.55 | Operational | India_Electricity_Infrastructure.xlsx | NITI Aayog, "India Climate and Energy Dashboard (ICED) — Plant Information and Capacity Metatable," NITI Aayog, Government of India, New Delhi, Feb. 2025. [Online]. Available: https://iced.niti.gov.in
BAU | India | IN_W | SUGEN Combined Cycle Power Plant | PWRNGSINDWE | Natural Gas CC | Oil & Gas | 1147.5 | 2009-02-04 | Gujarat | 0.55 | Operational | India_Electricity_Infrastructure.xlsx | NITI Aayog, "India Climate and Energy Dashboard (ICED) — Plant Information and Capacity Metatable," NITI Aayog, Government of India, New Delhi, Feb. 2025. [Online]. Available: https://iced.niti.gov.in
BAU | India | IN_W | Trombay Unit 7 Gas Power Plant | PWRNGSINDWE | Natural Gas CC | Oil & Gas | 180 | 1993-07-29 | Maharashtra | 0.55 | Operational | India_Electricity_Infrastructure.xlsx | NITI Aayog, "India Climate and Energy Dashboard (ICED) — Plant Information and Capacity Metatable," NITI Aayog, Government of India, New Delhi, Feb. 2025. [Online]. Available: https://iced.niti.gov.in
BAU | India | IN_W | UNOSUGEN Combined Cycle Power Plant | PWRNGSINDWE | Natural Gas CC | Oil & Gas | 382.5 | 2013-01-20 | Gujarat | 0.55 | Operational | India_Electricity_Infrastructure.xlsx | NITI Aayog, "India Climate and Energy Dashboard (ICED) — Plant Information and Capacity Metatable," NITI Aayog, Government of India, New Delhi, Feb. 2025. [Online]. Available: https://iced.niti.gov.in
BAU | India | IN_W | Uran Gas Combined Cycle Gas Turbine | PWRNGSINDWE | Natural Gas CC | Oil & Gas | 672 | 1985-06-17 | Maharashtra | 0.55 | Operational | India_Electricity_Infrastructure.xlsx | NITI Aayog, "India Climate and Energy Dashboard (ICED) — Plant Information and Capacity Metatable," NITI Aayog, Government of India, New Delhi, Feb. 2025. [Online]. Available: https://iced.niti.gov.in
BAU | India | IN_W | Utran Gas Based Power Station Combined Cycle Power Plant | PWRNGSINDWE | Natural Gas CC | Oil & Gas | 374 | 2009-07-10 | Gujarat | 0.55 | Operational | India_Electricity_Infrastructure.xlsx | NITI Aayog, "India Climate and Energy Dashboard (ICED) — Plant Information and Capacity Metatable," NITI Aayog, Government of India, New Delhi, Feb. 2025. [Online]. Available: https://iced.niti.gov.in
BAU | India | IN_W | Ambai Hydro Electric Project | PWRHYDINDWE | Hydro | Small Hydro | 4 | 2012-06-30 | Maharashtra | 0.45 | Operational | India_Electricity_Infrastructure.xlsx | NITI Aayog, "India Climate and Energy Dashboard (ICED) — Plant Information and Capacity Metatable," NITI Aayog, Government of India, New Delhi, Feb. 2025. [Online]. Available: https://iced.niti.gov.in
BAU | India | IN_W | Amhata Hydro Energy Project | PWRHYDINDWE | Hydro | Small Hydro | 3.8 | Pre-2000 | Madhya Pradesh | 0.45 | Operational | India_Electricity_Infrastructure.xlsx | NITI Aayog, "India Climate and Energy Dashboard (ICED) — Plant Information and Capacity Metatable," NITI Aayog, Government of India, New Delhi, Feb. 2025. [Online]. Available: https://iced.niti.gov.in
BAU | India | IN_W | Ascent Hydro Projects | PWRHYDINDWE | Hydro | Small Hydro | 2.2 | Pre-2000 | Madhya Pradesh | 0.45 | Operational | India_Electricity_Infrastructure.xlsx | NITI Aayog, "India Climate and Energy Dashboard (ICED) — Plant Information and Capacity Metatable," NITI Aayog, Government of India, New Delhi, Feb. 2025. [Online]. Available: https://iced.niti.gov.in
BAU | India | IN_W | Bansagar Hydel Power Station Phase IV | PWRHYDINDWE | Hydro | Small Hydro | 20 | 2006-08-20 | Madhya Pradesh | 0.45 | Operational | India_Electricity_Infrastructure.xlsx | NITI Aayog, "India Climate and Energy Dashboard (ICED) — Plant Information and Capacity Metatable," NITI Aayog, Government of India, New Delhi, Feb. 2025. [Online]. Available: https://iced.niti.gov.in
BAU | India | IN_W | Bhandardara Hydro Electric Project | PWRHYDINDWE | Hydro | Small Hydro | 12 | 2001-08-01 | Maharashtra | 0.45 | Operational | India_Electricity_Infrastructure.xlsx | NITI Aayog, "India Climate and Energy Dashboard (ICED) — Plant Information and Capacity Metatable," NITI Aayog, Government of India, New Delhi, Feb. 2025. [Online]. Available: https://iced.niti.gov.in
BAU | India | IN_W | Bhatghar Hydro Electric Plant | PWRHYDINDWE | Hydro | Small Hydro | 16 | 1977-08-02 | Maharashtra | 0.45 | Operational | India_Electricity_Infrastructure.xlsx | NITI Aayog, "India Climate and Energy Dashboard (ICED) — Plant Information and Capacity Metatable," NITI Aayog, Government of India, New Delhi, Feb. 2025. [Online]. Available: https://iced.niti.gov.in
BAU | India | IN_W | Bhatsa Hydro Electric Plant (Bhatsa HEP) | PWRHYDINDWE | Hydro | Small Hydro | 15 | 1991-09-28 | Maharashtra | 0.45 | Operational | India_Electricity_Infrastructure.xlsx | NITI Aayog, "India Climate and Energy Dashboard (ICED) — Plant Information and Capacity Metatable," NITI Aayog, Government of India, New Delhi, Feb. 2025. [Online]. Available: https://iced.niti.gov.in
BAU | India | IN_W | Bhivpuri Mini Hydel Project | PWRHYDINDWE | Hydro | Small Hydro | 3 | 1997-03-01 | Maharashtra | 0.45 | Operational | India_Electricity_Infrastructure.xlsx | NITI Aayog, "India Climate and Energy Dashboard (ICED) — Plant Information and Capacity Metatable," NITI Aayog, Government of India, New Delhi, Feb. 2025. [Online]. Available: https://iced.niti.gov.in
BAU | India | IN_W | Birsinghpur Hydro Electric Plant | PWRHYDINDWE | Hydro | Small Hydro | 20 | 1991-11-01 | Madhya Pradesh | 0.45 | Operational | India_Electricity_Infrastructure.xlsx | NITI Aayog, "India Climate and Energy Dashboard (ICED) — Plant Information and Capacity Metatable," NITI Aayog, Government of India, New Delhi, Feb. 2025. [Online]. Available: https://iced.niti.gov.in
BAU | India | IN_W | Chhattisgarh Small Hydro project Bunched | PWRHYDINDWE | Hydro | Small Hydro | 24.9 | 2025-09-30 | Chhattisgarh | 0.45 | Operational | India_Electricity_Infrastructure.xlsx | NITI Aayog, "India Climate and Energy Dashboard (ICED) — Plant Information and Capacity Metatable," NITI Aayog, Government of India, New Delhi, Feb. 2025. [Online]. Available: https://iced.niti.gov.in
BAU | India | IN_W | Chitri Hydro Electric Plant | PWRHYDINDWE | Hydro | Small Hydro | 2 | 2010-12-01 | Maharashtra | 0.45 | Operational | India_Electricity_Infrastructure.xlsx | NITI Aayog, "India Climate and Energy Dashboard (ICED) — Plant Information and Capacity Metatable," NITI Aayog, Government of India, New Delhi, Feb. 2025. [Online]. Available: https://iced.niti.gov.in
BAU | India | IN_W | DLZ Group Hydro Project (Maharashtra) | PWRHYDINDWE | Hydro | Small Hydro | 4.9 | Pre-2000 | Maharashtra | 0.45 | Operational | India_Electricity_Infrastructure.xlsx | NITI Aayog, "India Climate and Energy Dashboard (ICED) — Plant Information and Capacity Metatable," NITI Aayog, Government of India, New Delhi, Feb. 2025. [Online]. Available: https://iced.niti.gov.in
BAU | India | IN_W | Daman Ganga I & II Small Hydro Power Project | PWRHYDINDWE | Hydro | Small Hydro | 5.6 | Pre-2000 | Gujarat | 0.45 | Operational | India_Electricity_Infrastructure.xlsx | NITI Aayog, "India Climate and Energy Dashboard (ICED) — Plant Information and Capacity Metatable," NITI Aayog, Government of India, New Delhi, Feb. 2025. [Online]. Available: https://iced.niti.gov.in
BAU | India | IN_W | Darana Hydro Electric Plant | PWRHYDINDWE | Hydro | Small Hydro | 4.9 | 2010-12-01 | Maharashtra | 0.45 | Operational | India_Electricity_Infrastructure.xlsx | NITI Aayog, "India Climate and Energy Dashboard (ICED) — Plant Information and Capacity Metatable," NITI Aayog, Government of India, New Delhi, Feb. 2025. [Online]. Available: https://iced.niti.gov.in
BAU | India | IN_W | Deoghar Hydro Electric Project | PWRHYDINDWE | Hydro | Small Hydro | 1.5 | 2010-04-01 | Maharashtra | 0.45 | Operational | India_Electricity_Infrastructure.xlsx | NITI Aayog, "India Climate and Energy Dashboard (ICED) — Plant Information and Capacity Metatable," NITI Aayog, Government of India, New Delhi, Feb. 2025. [Online]. Available: https://iced.niti.gov.in
BAU | India | IN_W | Dhom Balkawadi Hydro Electric Plant | PWRHYDINDWE | Hydro | Small Hydro | 4 | 2010-06-01 | Maharashtra | 0.45 | Operational | India_Electricity_Infrastructure.xlsx | NITI Aayog, "India Climate and Energy Dashboard (ICED) — Plant Information and Capacity Metatable," NITI Aayog, Government of India, New Delhi, Feb. 2025. [Online]. Available: https://iced.niti.gov.in
BAU | India | IN_W | Dhom Hydro Electric Plant | PWRHYDINDWE | Hydro | Small Hydro | 2 | 1992-03-31 | Maharashtra | 0.45 | Operational | India_Electricity_Infrastructure.xlsx | NITI Aayog, "India Climate and Energy Dashboard (ICED) — Plant Information and Capacity Metatable," NITI Aayog, Government of India, New Delhi, Feb. 2025. [Online]. Available: https://iced.niti.gov.in
BAU | India | IN_W | Dimbhe Hydro Electric Plant | PWRHYDINDWE | Hydro | Small Hydro | 5 | 1998-10-17 | Maharashtra | 0.45 | Operational | India_Electricity_Infrastructure.xlsx | NITI Aayog, "India Climate and Energy Dashboard (ICED) — Plant Information and Capacity Metatable," NITI Aayog, Government of India, New Delhi, Feb. 2025. [Online]. Available: https://iced.niti.gov.in
BAU | India | IN_W | Dolvahal Hydro Electric Plant | PWRHYDINDWE | Hydro | Small Hydro | 2 | 2007-12-02 | Maharashtra | 0.45 | Operational | India_Electricity_Infrastructure.xlsx | NITI Aayog, "India Climate and Energy Dashboard (ICED) — Plant Information and Capacity Metatable," NITI Aayog, Government of India, New Delhi, Feb. 2025. [Online]. Available: https://iced.niti.gov.in
BAU | India | IN_W | Dudhganga Hydro Electric Plant | PWRHYDINDWE | Hydro | Small Hydro | 24 | 2000-02-27 | Maharashtra | 0.45 | Operational | India_Electricity_Infrastructure.xlsx | NITI Aayog, "India Climate and Energy Dashboard (ICED) — Plant Information and Capacity Metatable," NITI Aayog, Government of India, New Delhi, Feb. 2025. [Online]. Available: https://iced.niti.gov.in
BAU | India | IN_W | Gangrel Mini Hydel Project | PWRHYDINDWE | Hydro | Small Hydro | 1.2 | Pre-2000 | Chhattisgarh | 0.45 | Operational | India_Electricity_Infrastructure.xlsx | NITI Aayog, "India Climate and Energy Dashboard (ICED) — Plant Information and Capacity Metatable," NITI Aayog, Government of India, New Delhi, Feb. 2025. [Online]. Available: https://iced.niti.gov.in
BAU | India | IN_W | Gangrel Hydro Electric Power Station | PWRHYDINDWE | Hydro | Small Hydro | 10 | 2004-04-02 | Chhattisgarh | 0.45 | Operational | India_Electricity_Infrastructure.xlsx | NITI Aayog, "India Climate and Energy Dashboard (ICED) — Plant Information and Capacity Metatable," NITI Aayog, Government of India, New Delhi, Feb. 2025. [Online]. Available: https://iced.niti.gov.in
BAU | India | IN_W | Gautami Godavari Hydro Electric Plant | PWRHYDINDWE | Hydro | Small Hydro | 1.2 | 2013-03-12 | Maharashtra | 0.45 | Operational | India_Electricity_Infrastructure.xlsx | NITI Aayog, "India Climate and Energy Dashboard (ICED) — Plant Information and Capacity Metatable," NITI Aayog, Government of India, New Delhi, Feb. 2025. [Online]. Available: https://iced.niti.gov.in
BAU | India | IN_W | Ghatprabha Hydro Electric Plant | PWRHYDINDWE | Hydro | Small Hydro | 8 | 2013-04-01 | Maharashtra | 0.45 | Operational | India_Electricity_Infrastructure.xlsx | NITI Aayog, "India Climate and Energy Dashboard (ICED) — Plant Information and Capacity Metatable," NITI Aayog, Government of India, New Delhi, Feb. 2025. [Online]. Available: https://iced.niti.gov.in
BAU | India | IN_W | Govt. of Maharashtra Small Hydro Project | PWRHYDINDWE | Hydro | Small Hydro | 3 | Pre-2000 | Maharashtra | 0.45 | Operational | India_Electricity_Infrastructure.xlsx | NITI Aayog, "India Climate and Energy Dashboard (ICED) — Plant Information and Capacity Metatable," NITI Aayog, Government of India, New Delhi, Feb. 2025. [Online]. Available: https://iced.niti.gov.in
BAU | India | IN_W | Gujarat Electricity Board (GEB) Project 1 | PWRHYDINDWE | Hydro | Small Hydro | 5 | Pre-2000 | Gujarat | 0.45 | Operational | India_Electricity_Infrastructure.xlsx | NITI Aayog, "India Climate and Energy Dashboard (ICED) — Plant Information and Capacity Metatable," NITI Aayog, Government of India, New Delhi, Feb. 2025. [Online]. Available: https://iced.niti.gov.in
BAU | India | IN_W | Gujarat Electricity Board (GEB) Project 2 | PWRHYDINDWE | Hydro | Small Hydro | 3 | Pre-2000 | Gujarat | 0.45 | Operational | India_Electricity_Infrastructure.xlsx | NITI Aayog, "India Climate and Energy Dashboard (ICED) — Plant Information and Capacity Metatable," NITI Aayog, Government of India, New Delhi, Feb. 2025. [Online]. Available: https://iced.niti.gov.in
BAU | India | IN_W | Gullu Small Hydro Electric Project | PWRHYDINDWE | Hydro | Small Hydro | 24 | Pre-2000 | Chhattisgarh | 0.45 | Operational | India_Electricity_Infrastructure.xlsx | NITI Aayog, "India Climate and Energy Dashboard (ICED) — Plant Information and Capacity Metatable," NITI Aayog, Government of India, New Delhi, Feb. 2025. [Online]. Available: https://iced.niti.gov.in
BAU | India | IN_W | Indira Sagar Project | PWRHYDINDWE | Hydro | Small Hydro | 15 | Pre-2000 | Madhya Pradesh | 0.45 | Operational | India_Electricity_Infrastructure.xlsx | NITI Aayog, "India Climate and Energy Dashboard (ICED) — Plant Information and Capacity Metatable," NITI Aayog, Government of India, New Delhi, Feb. 2025. [Online]. Available: https://iced.niti.gov.in
BAU | India | IN_W | Jatashankari Hydro Power Project | PWRHYDINDWE | Hydro | Small Hydro | 7 | Pre-2000 | Chhattisgarh | 0.45 | Operational | India_Electricity_Infrastructure.xlsx | NITI Aayog, "India Climate and Energy Dashboard (ICED) — Plant Information and Capacity Metatable," NITI Aayog, Government of India, New Delhi, Feb. 2025. [Online]. Available: https://iced.niti.gov.in
BAU | India | IN_W | Kachchh Branch Canal Small Hydro Project | PWRHYDINDWE | Hydro | Small Hydro | 6.66 | 2020-02-01 | Gujarat | 0.45 | Operational | India_Electricity_Infrastructure.xlsx | NITI Aayog, "India Climate and Energy Dashboard (ICED) — Plant Information and Capacity Metatable," NITI Aayog, Government of India, New Delhi, Feb. 2025. [Online]. Available: https://iced.niti.gov.in
BAU | India | IN_W | Kadvi Hydro Electric Plant | PWRHYDINDWE | Hydro | Small Hydro | 1.5 | 2011-03-01 | Maharashtra | 0.45 | Operational | India_Electricity_Infrastructure.xlsx | NITI Aayog, "India Climate and Energy Dashboard (ICED) — Plant Information and Capacity Metatable," NITI Aayog, Government of India, New Delhi, Feb. 2025. [Online]. Available: https://iced.niti.gov.in
BAU | India | IN_W | Kanher Hydro Electric Plant | PWRHYDINDWE | Hydro | Small Hydro | 4 | 1991-08-18 | Maharashtra | 0.45 | Operational | India_Electricity_Infrastructure.xlsx | NITI Aayog, "India Climate and Energy Dashboard (ICED) — Plant Information and Capacity Metatable," NITI Aayog, Government of India, New Delhi, Feb. 2025. [Online]. Available: https://iced.niti.gov.in
BAU | India | IN_W | Karanjwan Hydro Electric Plant | PWRHYDINDWE | Hydro | Small Hydro | 3 | 2001-10-26 | Maharashtra | 0.45 | Operational | India_Electricity_Infrastructure.xlsx | NITI Aayog, "India Climate and Energy Dashboard (ICED) — Plant Information and Capacity Metatable," NITI Aayog, Government of India, New Delhi, Feb. 2025. [Online]. Available: https://iced.niti.gov.in
BAU | India | IN_W | Kasari Hydro Electric Plant | PWRHYDINDWE | Hydro | Small Hydro | 2.5 | Pre-2000 | Maharashtra | 0.45 | Operational | India_Electricity_Infrastructure.xlsx | NITI Aayog, "India Climate and Energy Dashboard (ICED) — Plant Information and Capacity Metatable," NITI Aayog, Government of India, New Delhi, Feb. 2025. [Online]. Available: https://iced.niti.gov.in
BAU | India | IN_W | Khadakvasla Dam Foot Hydro Electric Project | PWRHYDINDWE | Hydro | Small Hydro | 0.7 | 2012-06-01 | Maharashtra | 0.45 | Operational | India_Electricity_Infrastructure.xlsx | NITI Aayog, "India Climate and Energy Dashboard (ICED) — Plant Information and Capacity Metatable," NITI Aayog, Government of India, New Delhi, Feb. 2025. [Online]. Available: https://iced.niti.gov.in
BAU | India | IN_W | Khadakwasla Hydro Electric Plant | PWRHYDINDWE | Hydro | Small Hydro | 8 | 1991-03-31 | Maharashtra | 0.45 | Operational | India_Electricity_Infrastructure.xlsx | NITI Aayog, "India Climate and Energy Dashboard (ICED) — Plant Information and Capacity Metatable," NITI Aayog, Government of India, New Delhi, Feb. 2025. [Online]. Available: https://iced.niti.gov.in
BAU | India | IN_W | Khadakwasla II Hydro Electric Plant | PWRHYDINDWE | Hydro | Small Hydro | 8 | 1991-08-21 | Maharashtra | 0.45 | Operational | India_Electricity_Infrastructure.xlsx | NITI Aayog, "India Climate and Energy Dashboard (ICED) — Plant Information and Capacity Metatable," NITI Aayog, Government of India, New Delhi, Feb. 2025. [Online]. Available: https://iced.niti.gov.in
BAU | India | IN_W | Khodshi Power Projects HEP | PWRHYDINDWE | Hydro | Small Hydro | 4.9 | 2013-12-01 | Maharashtra | 0.45 | Operational | India_Electricity_Infrastructure.xlsx | NITI Aayog, "India Climate and Energy Dashboard (ICED) — Plant Information and Capacity Metatable," NITI Aayog, Government of India, New Delhi, Feb. 2025. [Online]. Available: https://iced.niti.gov.in
BAU | India | IN_W | Konal Hydro Power Project | PWRHYDINDWE | Hydro | Small Hydro | 10 | 2010-03-01 | Maharashtra | 0.45 | Operational | India_Electricity_Infrastructure.xlsx | NITI Aayog, "India Climate and Energy Dashboard (ICED) — Plant Information and Capacity Metatable," NITI Aayog, Government of India, New Delhi, Feb. 2025. [Online]. Available: https://iced.niti.gov.in
BAU | India | IN_W | Korba Mini Hydel Power Plant | PWRHYDINDWE | Hydro | Small Hydro | 1.7 | 2003-01-12 | Chhattisgarh | 0.45 | Operational | India_Electricity_Infrastructure.xlsx | NITI Aayog, "India Climate and Energy Dashboard (ICED) — Plant Information and Capacity Metatable," NITI Aayog, Government of India, New Delhi, Feb. 2025. [Online]. Available: https://iced.niti.gov.in
BAU | India | IN_W | Kumbhi Hydro Electric Plant | PWRHYDINDWE | Hydro | Small Hydro | 2.5 | 2011-02-01 | Maharashtra | 0.45 | Operational | India_Electricity_Infrastructure.xlsx | NITI Aayog, "India Climate and Energy Dashboard (ICED) — Plant Information and Capacity Metatable," NITI Aayog, Government of India, New Delhi, Feb. 2025. [Online]. Available: https://iced.niti.gov.in
BAU | India | IN_W | MAHAGENCO Small Hydro Station 1 | PWRHYDINDWE | Hydro | Small Hydro | 4 | Pre-2000 | Maharashtra | 0.45 | Operational | India_Electricity_Infrastructure.xlsx | NITI Aayog, "India Climate and Energy Dashboard (ICED) — Plant Information and Capacity Metatable," NITI Aayog, Government of India, New Delhi, Feb. 2025. [Online]. Available: https://iced.niti.gov.in
BAU | India | IN_W | MAHAGENCO Small Hydro Station 2 | PWRHYDINDWE | Hydro | Small Hydro | 16 | Pre-2000 | Maharashtra | 0.45 | Operational | India_Electricity_Infrastructure.xlsx | NITI Aayog, "India Climate and Energy Dashboard (ICED) — Plant Information and Capacity Metatable," NITI Aayog, Government of India, New Delhi, Feb. 2025. [Online]. Available: https://iced.niti.gov.in
BAU | India | IN_W | MAHAGENCO Small Hydro Station 3 | PWRHYDINDWE | Hydro | Small Hydro | 9 | Pre-2000 | Maharashtra | 0.45 | Operational | India_Electricity_Infrastructure.xlsx | NITI Aayog, "India Climate and Energy Dashboard (ICED) — Plant Information and Capacity Metatable," NITI Aayog, Government of India, New Delhi, Feb. 2025. [Online]. Available: https://iced.niti.gov.in
BAU | India | IN_W | MAHAGENCO Small Hydro Station 4 | PWRHYDINDWE | Hydro | Small Hydro | 4 | Pre-2000 | Maharashtra | 0.45 | Operational | India_Electricity_Infrastructure.xlsx | NITI Aayog, "India Climate and Energy Dashboard (ICED) — Plant Information and Capacity Metatable," NITI Aayog, Government of India, New Delhi, Feb. 2025. [Online]. Available: https://iced.niti.gov.in
BAU | India | IN_W | MAHAGENCO Small Hydro Station 5 | PWRHYDINDWE | Hydro | Small Hydro | 2 | Pre-2000 | Maharashtra | 0.45 | Operational | India_Electricity_Infrastructure.xlsx | NITI Aayog, "India Climate and Energy Dashboard (ICED) — Plant Information and Capacity Metatable," NITI Aayog, Government of India, New Delhi, Feb. 2025. [Online]. Available: https://iced.niti.gov.in
BAU | India | IN_W | Mahan III Hydro Power Project | PWRHYDINDWE | Hydro | Small Hydro | 24.75 | Pre-2000 | Chhattisgarh | 0.45 | Operational | India_Electricity_Infrastructure.xlsx | NITI Aayog, "India Climate and Energy Dashboard (ICED) — Plant Information and Capacity Metatable," NITI Aayog, Government of India, New Delhi, Feb. 2025. [Online]. Available: https://iced.niti.gov.in
BAU | India | IN_W | Majalgaon Small Hydro Project | PWRHYDINDWE | Hydro | Small Hydro | 1.5 | 2008-01-17 | Maharashtra | 0.45 | Operational | India_Electricity_Infrastructure.xlsx | NITI Aayog, "India Climate and Energy Dashboard (ICED) — Plant Information and Capacity Metatable," NITI Aayog, Government of India, New Delhi, Feb. 2025. [Online]. Available: https://iced.niti.gov.in
BAU | India | IN_W | Majalgaon Small Hydro Project | PWRHYDINDWE | Hydro | Small Hydro | 0.75 | 2007-12-21 | Maharashtra | 0.45 | Operational | India_Electricity_Infrastructure.xlsx | NITI Aayog, "India Climate and Energy Dashboard (ICED) — Plant Information and Capacity Metatable," NITI Aayog, Government of India, New Delhi, Feb. 2025. [Online]. Available: https://iced.niti.gov.in
BAU | India | IN_W | Manikdoh Hydro Electric Plant | PWRHYDINDWE | Hydro | Small Hydro | 6 | 1995-11-22 | Maharashtra | 0.45 | Operational | India_Electricity_Infrastructure.xlsx | NITI Aayog, "India Climate and Energy Dashboard (ICED) — Plant Information and Capacity Metatable," NITI Aayog, Government of India, New Delhi, Feb. 2025. [Online]. Available: https://iced.niti.gov.in
BAU | India | IN_W | Miyagam Branch Canal Small Hydro Project | PWRHYDINDWE | Hydro | Small Hydro | 1.5 | 2018-05-15 | Gujarat | 0.45 | Operational | India_Electricity_Infrastructure.xlsx | NITI Aayog, "India Climate and Energy Dashboard (ICED) — Plant Information and Capacity Metatable," NITI Aayog, Government of India, New Delhi, Feb. 2025. [Online]. Available: https://iced.niti.gov.in
BAU | India | IN_W | Nilwande Low Level Hydro Electric Project | PWRHYDINDWE | Hydro | Small Hydro | 7 | 2012-06-01 | Maharashtra | 0.45 | Operational | India_Electricity_Infrastructure.xlsx | NITI Aayog, "India Climate and Energy Dashboard (ICED) — Plant Information and Capacity Metatable," NITI Aayog, Government of India, New Delhi, Feb. 2025. [Online]. Available: https://iced.niti.gov.in
BAU | India | IN_W | Nira Deoghar Hydro Electric Project | PWRHYDINDWE | Hydro | Small Hydro | 6 | 2009-11-01 | Maharashtra | 0.45 | Operational | India_Electricity_Infrastructure.xlsx | NITI Aayog, "India Climate and Energy Dashboard (ICED) — Plant Information and Capacity Metatable," NITI Aayog, Government of India, New Delhi, Feb. 2025. [Online]. Available: https://iced.niti.gov.in
BAU | India | IN_W | Nira Deoghar Hydro Electric Project II | PWRHYDINDWE | Hydro | Small Hydro | 10 | Pre-2000 | Maharashtra | 0.45 | Operational | India_Electricity_Infrastructure.xlsx | NITI Aayog, "India Climate and Energy Dashboard (ICED) — Plant Information and Capacity Metatable," NITI Aayog, Government of India, New Delhi, Feb. 2025. [Online]. Available: https://iced.niti.gov.in
BAU | India | IN_W | OREVA Energy Pvt. Ltd. Small Hydro Project | PWRHYDINDWE | Hydro | Small Hydro | 1 | Pre-2000 | Gujarat | 0.45 | Operational | India_Electricity_Infrastructure.xlsx | NITI Aayog, "India Climate and Energy Dashboard (ICED) — Plant Information and Capacity Metatable," NITI Aayog, Government of India, New Delhi, Feb. 2025. [Online]. Available: https://iced.niti.gov.in
BAU | India | IN_W | Paithan Small Hydro Project | PWRHYDINDWE | Hydro | Small Hydro | 12 | 1984-11-01 | Maharashtra | 0.45 | Operational | India_Electricity_Infrastructure.xlsx | NITI Aayog, "India Climate and Energy Dashboard (ICED) — Plant Information and Capacity Metatable," NITI Aayog, Government of India, New Delhi, Feb. 2025. [Online]. Available: https://iced.niti.gov.in
BAU | India | IN_W | Panam Canal Small Hydro Power Project | PWRHYDINDWE | Hydro | Small Hydro | 2 | 1994-03-24 | Gujarat | 0.45 | Operational | India_Electricity_Infrastructure.xlsx | NITI Aayog, "India Climate and Energy Dashboard (ICED) — Plant Information and Capacity Metatable," NITI Aayog, Government of India, New Delhi, Feb. 2025. [Online]. Available: https://iced.niti.gov.in
BAU | India | IN_W | Patgaon Hydro Electric Project | PWRHYDINDWE | Hydro | Small Hydro | 2.5 | 2011-03-01 | Maharashtra | 0.45 | Operational | India_Electricity_Infrastructure.xlsx | NITI Aayog, "India Climate and Energy Dashboard (ICED) — Plant Information and Capacity Metatable," NITI Aayog, Government of India, New Delhi, Feb. 2025. [Online]. Available: https://iced.niti.gov.in
BAU | India | IN_W | Pawana Hydro Electric Plant | PWRHYDINDWE | Hydro | Small Hydro | 10 | 1988-06-11 | Maharashtra | 0.45 | Operational | India_Electricity_Infrastructure.xlsx | NITI Aayog, "India Climate and Energy Dashboard (ICED) — Plant Information and Capacity Metatable," NITI Aayog, Government of India, New Delhi, Feb. 2025. [Online]. Available: https://iced.niti.gov.in
BAU | India | IN_W | Pench Kamathi Khari LBC Hydro Electric Project | PWRHYDINDWE | Hydro | Small Hydro | 4.4 | 2011-12-01 | Maharashtra | 0.45 | Operational | India_Electricity_Infrastructure.xlsx | NITI Aayog, "India Climate and Energy Dashboard (ICED) — Plant Information and Capacity Metatable," NITI Aayog, Government of India, New Delhi, Feb. 2025. [Online]. Available: https://iced.niti.gov.in
BAU | India | IN_W | Radhanagari HEP | PWRHYDINDWE | Hydro | Small Hydro | 4.8 | 1952-12-01 | Maharashtra | 0.45 | Operational | India_Electricity_Infrastructure.xlsx | NITI Aayog, "India Climate and Energy Dashboard (ICED) — Plant Information and Capacity Metatable," NITI Aayog, Government of India, New Delhi, Feb. 2025. [Online]. Available: https://iced.niti.gov.in
BAU | India | IN_W | Rani Avanti Bai Sagar Project | PWRHYDINDWE | Hydro | Small Hydro | 10 | Pre-2000 | Madhya Pradesh | 0.45 | Operational | India_Electricity_Infrastructure.xlsx | NITI Aayog, "India Climate and Energy Dashboard (ICED) — Plant Information and Capacity Metatable," NITI Aayog, Government of India, New Delhi, Feb. 2025. [Online]. Available: https://iced.niti.gov.in
BAU | India | IN_W | SAS Hydel Power Projects | PWRHYDINDWE | Hydro | Small Hydro | 9.75 | Pre-2000 | Madhya Pradesh | 0.45 | Operational | India_Electricity_Infrastructure.xlsx | NITI Aayog, "India Climate and Energy Dashboard (ICED) — Plant Information and Capacity Metatable," NITI Aayog, Government of India, New Delhi, Feb. 2025. [Online]. Available: https://iced.niti.gov.in
BAU | India | IN_W | Sabarmati Hydro Project | PWRHYDINDWE | Hydro | Small Hydro | 4 | Pre-2000 | Gujarat | 0.45 | Operational | India_Electricity_Infrastructure.xlsx | NITI Aayog, "India Climate and Energy Dashboard (ICED) — Plant Information and Capacity Metatable," NITI Aayog, Government of India, New Delhi, Feb. 2025. [Online]. Available: https://iced.niti.gov.in
BAU | India | IN_W | Saurashtra Branch Canal Small Hydro Project I | PWRHYDINDWE | Hydro | Small Hydro | 15 | 2018-12-01 | Gujarat | 0.45 | Operational | India_Electricity_Infrastructure.xlsx | NITI Aayog, "India Climate and Energy Dashboard (ICED) — Plant Information and Capacity Metatable," NITI Aayog, Government of India, New Delhi, Feb. 2025. [Online]. Available: https://iced.niti.gov.in
BAU | India | IN_W | Saurashtra Branch Canal Small Hydro Project II | PWRHYDINDWE | Hydro | Small Hydro | 15 | 2019-02-27 | Gujarat | 0.45 | Operational | India_Electricity_Infrastructure.xlsx | NITI Aayog, "India Climate and Energy Dashboard (ICED) — Plant Information and Capacity Metatable," NITI Aayog, Government of India, New Delhi, Feb. 2025. [Online]. Available: https://iced.niti.gov.in
BAU | India | IN_W | Shivaji Mohite Group Hydro Project | PWRHYDINDWE | Hydro | Small Hydro | 3.5 | Pre-2000 | Maharashtra | 0.45 | Operational | India_Electricity_Infrastructure.xlsx | NITI Aayog, "India Climate and Energy Dashboard (ICED) — Plant Information and Capacity Metatable," NITI Aayog, Government of India, New Delhi, Feb. 2025. [Online]. Available: https://iced.niti.gov.in
BAU | India | IN_W | Sikasar Hydel Power Station | PWRHYDINDWE | Hydro | Small Hydro | 7 | 2006-09-03 | Chhattisgarh | 0.45 | Operational | India_Electricity_Infrastructure.xlsx | NITI Aayog, "India Climate and Energy Dashboard (ICED) — Plant Information and Capacity Metatable," NITI Aayog, Government of India, New Delhi, Feb. 2025. [Online]. Available: https://iced.niti.gov.in
BAU | India | IN_W | Sirmour Small Hydro Power Project | PWRHYDINDWE | Hydro | Small Hydro | 24 | Pre-2000 | Madhya Pradesh | 0.45 | Operational | India_Electricity_Infrastructure.xlsx | NITI Aayog, "India Climate and Energy Dashboard (ICED) — Plant Information and Capacity Metatable," NITI Aayog, Government of India, New Delhi, Feb. 2025. [Online]. Available: https://iced.niti.gov.in
BAU | India | IN_W | Sonawade Hydro Electric Plant | PWRHYDINDWE | Hydro | Small Hydro | 4 | Pre-2000 | Maharashtra | 0.45 | Operational | India_Electricity_Infrastructure.xlsx | NITI Aayog, "India Climate and Energy Dashboard (ICED) — Plant Information and Capacity Metatable," NITI Aayog, Government of India, New Delhi, Feb. 2025. [Online]. Available: https://iced.niti.gov.in
BAU | India | IN_W | Sterling & Wilson Group Hydro Project | PWRHYDINDWE | Hydro | Small Hydro | 2.5 | Pre-2000 | Maharashtra | 0.45 | Operational | India_Electricity_Infrastructure.xlsx | NITI Aayog, "India Climate and Energy Dashboard (ICED) — Plant Information and Capacity Metatable," NITI Aayog, Government of India, New Delhi, Feb. 2025. [Online]. Available: https://iced.niti.gov.in
BAU | India | IN_W | Surya Hydro Electric Plant (Surya HEP) | PWRHYDINDWE | Hydro | Small Hydro | 6 | 1999-01-01 | Maharashtra | 0.45 | Operational | India_Electricity_Infrastructure.xlsx | NITI Aayog, "India Climate and Energy Dashboard (ICED) — Plant Information and Capacity Metatable," NITI Aayog, Government of India, New Delhi, Feb. 2025. [Online]. Available: https://iced.niti.gov.in
BAU | India | IN_W | Surya Left Bank Canal Hydro Electric Plant (Surya LBC HEP) | PWRHYDINDWE | Hydro | Small Hydro | 0.75 | 1998-06-04 | Maharashtra | 0.45 | Operational | India_Electricity_Infrastructure.xlsx | NITI Aayog, "India Climate and Energy Dashboard (ICED) — Plant Information and Capacity Metatable," NITI Aayog, Government of India, New Delhi, Feb. 2025. [Online]. Available: https://iced.niti.gov.in
BAU | India | IN_W | Tawa Hydro Electric Generation Power Plant | PWRHYDINDWE | Hydro | Small Hydro | 13.5 | 1997-01-21 | Madhya Pradesh | 0.45 | Operational | India_Electricity_Infrastructure.xlsx | NITI Aayog, "India Climate and Energy Dashboard (ICED) — Plant Information and Capacity Metatable," NITI Aayog, Government of India, New Delhi, Feb. 2025. [Online]. Available: https://iced.niti.gov.in
BAU | India | IN_W | Tembhu Barej Hydro Electric Project | PWRHYDINDWE | Hydro | Small Hydro | 4.5 | 2010-12-01 | Maharashtra | 0.45 | Operational | India_Electricity_Infrastructure.xlsx | NITI Aayog, "India Climate and Energy Dashboard (ICED) — Plant Information and Capacity Metatable," NITI Aayog, Government of India, New Delhi, Feb. 2025. [Online]. Available: https://iced.niti.gov.in
BAU | India | IN_W | Terwanmedhe Hydro Electric Plant (Terwanmedhe HEP) | PWRHYDINDWE | Hydro | Small Hydro | 0.2 | 1998-03-31 | Maharashtra | 0.45 | Operational | India_Electricity_Infrastructure.xlsx | NITI Aayog, "India Climate and Energy Dashboard (ICED) — Plant Information and Capacity Metatable," NITI Aayog, Government of India, New Delhi, Feb. 2025. [Online]. Available: https://iced.niti.gov.in
BAU | India | IN_W | Ujjani Hydro Electric Plant | PWRHYDINDWE | Hydro | Small Hydro | 12 | 1994-05-02 | Maharashtra | 0.45 | Operational | India_Electricity_Infrastructure.xlsx | NITI Aayog, "India Climate and Energy Dashboard (ICED) — Plant Information and Capacity Metatable," NITI Aayog, Government of India, New Delhi, Feb. 2025. [Online]. Available: https://iced.niti.gov.in
BAU | India | IN_W | Vadodara Branch Canal Small Hydro Project I | PWRHYDINDWE | Hydro | Small Hydro | 1.05 | 2019-06-20 | Gujarat | 0.45 | Operational | India_Electricity_Infrastructure.xlsx | NITI Aayog, "India Climate and Energy Dashboard (ICED) — Plant Information and Capacity Metatable," NITI Aayog, Government of India, New Delhi, Feb. 2025. [Online]. Available: https://iced.niti.gov.in
BAU | India | IN_W | Vadodara Branch Canal Small Hydro Project II | PWRHYDINDWE | Hydro | Small Hydro | 0.7 | 2019-02-19 | Gujarat | 0.45 | Operational | India_Electricity_Infrastructure.xlsx | NITI Aayog, "India Climate and Energy Dashboard (ICED) — Plant Information and Capacity Metatable," NITI Aayog, Government of India, New Delhi, Feb. 2025. [Online]. Available: https://iced.niti.gov.in
BAU | India | IN_W | Vadodara Branch Canal Small Hydro Project III | PWRHYDINDWE | Hydro | Small Hydro | 0.4 | 2018-12-21 | Gujarat | 0.45 | Operational | India_Electricity_Infrastructure.xlsx | NITI Aayog, "India Climate and Energy Dashboard (ICED) — Plant Information and Capacity Metatable," NITI Aayog, Government of India, New Delhi, Feb. 2025. [Online]. Available: https://iced.niti.gov.in
BAU | India | IN_W | Vadodara Branch Canal Small Hydro Project IV | PWRHYDINDWE | Hydro | Small Hydro | 0.4 | 2018-12-24 | Gujarat | 0.45 | Operational | India_Electricity_Infrastructure.xlsx | NITI Aayog, "India Climate and Energy Dashboard (ICED) — Plant Information and Capacity Metatable," NITI Aayog, Government of India, New Delhi, Feb. 2025. [Online]. Available: https://iced.niti.gov.in
BAU | India | IN_W | Vaitarna Dam Foot Hydro Electric Plant | PWRHYDINDWE | Hydro | Small Hydro | 1.5 | 1987-09-21 | Maharashtra | 0.45 | Operational | India_Electricity_Infrastructure.xlsx | NITI Aayog, "India Climate and Energy Dashboard (ICED) — Plant Information and Capacity Metatable," NITI Aayog, Government of India, New Delhi, Feb. 2025. [Online]. Available: https://iced.niti.gov.in
BAU | India | IN_W | Vajra Fall Hydro Electric Project | PWRHYDINDWE | Hydro | Small Hydro | 3 | 2002-12-01 | Maharashtra | 0.45 | Operational | India_Electricity_Infrastructure.xlsx | NITI Aayog, "India Climate and Energy Dashboard (ICED) — Plant Information and Capacity Metatable," NITI Aayog, Government of India, New Delhi, Feb. 2025. [Online]. Available: https://iced.niti.gov.in
BAU | India | IN_W | Vajra Fall Hydro Electric Project II | PWRHYDINDWE | Hydro | Small Hydro | 3 | Pre-2000 | Maharashtra | 0.45 | Operational | India_Electricity_Infrastructure.xlsx | NITI Aayog, "India Climate and Energy Dashboard (ICED) — Plant Information and Capacity Metatable," NITI Aayog, Government of India, New Delhi, Feb. 2025. [Online]. Available: https://iced.niti.gov.in
BAU | India | IN_W | Veer Nira LBC Hydro Electric Plant | PWRHYDINDWE | Hydro | Small Hydro | 4.8 | 2012-03-01 | Maharashtra | 0.45 | Operational | India_Electricity_Infrastructure.xlsx | NITI Aayog, "India Climate and Energy Dashboard (ICED) — Plant Information and Capacity Metatable," NITI Aayog, Government of India, New Delhi, Feb. 2025. [Online]. Available: https://iced.niti.gov.in
BAU | India | IN_W | Vir Hydro Electric Plant | PWRHYDINDWE | Hydro | Small Hydro | 9 | 1975-02-17 | Maharashtra | 0.45 | Operational | India_Electricity_Infrastructure.xlsx | NITI Aayog, "India Climate and Energy Dashboard (ICED) — Plant Information and Capacity Metatable," NITI Aayog, Government of India, New Delhi, Feb. 2025. [Online]. Available: https://iced.niti.gov.in
BAU | India | IN_W | Wan Small Hydro Project | PWRHYDINDWE | Hydro | Small Hydro | 1.5 | 2007-12-21 | Maharashtra | 0.45 | Operational | India_Electricity_Infrastructure.xlsx | NITI Aayog, "India Climate and Energy Dashboard (ICED) — Plant Information and Capacity Metatable," NITI Aayog, Government of India, New Delhi, Feb. 2025. [Online]. Available: https://iced.niti.gov.in
BAU | India | IN_W | Warana Group Small Hydro Project 1 | PWRHYDINDWE | Hydro | Small Hydro | 2 | Pre-2000 | Maharashtra | 0.45 | Operational | India_Electricity_Infrastructure.xlsx | NITI Aayog, "India Climate and Energy Dashboard (ICED) — Plant Information and Capacity Metatable," NITI Aayog, Government of India, New Delhi, Feb. 2025. [Online]. Available: https://iced.niti.gov.in
BAU | India | IN_W | Warana Group Small Hydro Project 2 | PWRHYDINDWE | Hydro | Small Hydro | 2.5 | Pre-2000 | Maharashtra | 0.45 | Operational | India_Electricity_Infrastructure.xlsx | NITI Aayog, "India Climate and Energy Dashboard (ICED) — Plant Information and Capacity Metatable," NITI Aayog, Government of India, New Delhi, Feb. 2025. [Online]. Available: https://iced.niti.gov.in
BAU | India | IN_W | Warana Group Small Hydro Project 3 | PWRHYDINDWE | Hydro | Small Hydro | 2.5 | Pre-2000 | Maharashtra | 0.45 | Operational | India_Electricity_Infrastructure.xlsx | NITI Aayog, "India Climate and Energy Dashboard (ICED) — Plant Information and Capacity Metatable," NITI Aayog, Government of India, New Delhi, Feb. 2025. [Online]. Available: https://iced.niti.gov.in
BAU | India | IN_W | Warana Hydro Electric Plant | PWRHYDINDWE | Hydro | Small Hydro | 16 | 1999-09-01 | Maharashtra | 0.45 | Operational | India_Electricity_Infrastructure.xlsx | NITI Aayog, "India Climate and Energy Dashboard (ICED) — Plant Information and Capacity Metatable," NITI Aayog, Government of India, New Delhi, Feb. 2025. [Online]. Available: https://iced.niti.gov.in
BAU | India | IN_W | Yeldari Small Hydro Project | PWRHYDINDWE | Hydro | Small Hydro | 22.5 | 1968-05-10 | Maharashtra | 0.45 | Operational | India_Electricity_Infrastructure.xlsx | NITI Aayog, "India Climate and Energy Dashboard (ICED) — Plant Information and Capacity Metatable," NITI Aayog, Government of India, New Delhi, Feb. 2025. [Online]. Available: https://iced.niti.gov.in
BAU | India | IN_W | Yewateshwar Hydro Electric Plant | PWRHYDINDWE | Hydro | Small Hydro | 0.07 | 1998-09-02 | Maharashtra | 0.45 | Operational | India_Electricity_Infrastructure.xlsx | NITI Aayog, "India Climate and Energy Dashboard (ICED) — Plant Information and Capacity Metatable," NITI Aayog, Government of India, New Delhi, Feb. 2025. [Online]. Available: https://iced.niti.gov.in

## Planned_Generation
scenario | Country | Node | Project_Name | Technology_Code | Technology_Name | Fuel | Capacity_MW | Expected_COD | Status | Developer | Source | IEEE Reference
BAU | Bangladesh | BD | Rooppur Nuclear Power Plant Unit-1 | PWRURNBGDXX | Nuclear Power Plant | Nuclear | 1200 | 2024 | Under Construction / Test | NPCBL / Rosatom (Russia) | Bangladesh_Power_Sector.xlsx | Power Division, MoPEMR / JICA / IEEJ, "Integrated Energy and Power Master Plan (IEPMP) 2023," Government of the People's Republic of Bangladesh, Dhaka, Nov. 2023. [Online]. Available: https://powerdivision.portal.gov.bd Bangladesh Power Development Board (BPDB), "Daily Generation Report," BPDB, Dhaka, Bangladesh, Feb. 2026. [Online]. Available: https://www.bpdb.gov.bd/
BAU | Bangladesh | BD | Rooppur Nuclear Power Plant Unit-2 | PWRURNBGDXX | Nuclear Power Plant | Nuclear | 1200 | 2025 | Under Construction | NPCBL / Rosatom (Russia) | Bangladesh_Power_Sector.xlsx | Power Division, MoPEMR / JICA / IEEJ, "Integrated Energy and Power Master Plan (IEPMP) 2023," Government of the People's Republic of Bangladesh, Dhaka, Nov. 2023. [Online]. Available: https://powerdivision.portal.gov.bd Bangladesh Power Development Board (BPDB), "Daily Generation Report," BPDB, Dhaka, Bangladesh, Feb. 2026. [Online]. Available: https://www.bpdb.gov.bd/
BAU | Bangladesh | BD | Patuakhali 1320 MW Coal PP (RNPL) | PWRCOABGDXX | Coal Power Plant | Coal | 1320 | 2025 | Test Run | RPCL | Bangladesh_Power_Sector.xlsx | Power Division, MoPEMR / JICA / IEEJ, "Integrated Energy and Power Master Plan (IEPMP) 2023," Government of the People's Republic of Bangladesh, Dhaka, Nov. 2023. [Online]. Available: https://powerdivision.portal.gov.bd Bangladesh Power Development Board (BPDB), "Daily Generation Report," BPDB, Dhaka, Bangladesh, Feb. 2026. [Online]. Available: https://www.bpdb.gov.bd/
BAU | Bangladesh | BD | Rupsha 800 MW CCPP | PWRNGSBGDXX | Natural Gas CC/OC | Gas/HSD | 800 | 2025 | Test Run | NWPGCL | Bangladesh_Power_Sector.xlsx | Power Division, MoPEMR / JICA / IEEJ, "Integrated Energy and Power Master Plan (IEPMP) 2023," Government of the People's Republic of Bangladesh, Dhaka, Nov. 2023. [Online]. Available: https://powerdivision.portal.gov.bd Bangladesh Power Development Board (BPDB), "Daily Generation Report," BPDB, Dhaka, Bangladesh, Feb. 2026. [Online]. Available: https://www.bpdb.gov.bd/
BAU | Bangladesh | BD | Sonagazi 75 MW Solar Plant (EGCB) | PWRSPVBGDXX | Solar PV | Solar | 75 | 2025 | Test Run / Commissioning | EGCB | Bangladesh_Power_Sector.xlsx | Power Division, MoPEMR / JICA / IEEJ, "Integrated Energy and Power Master Plan (IEPMP) 2023," Government of the People's Republic of Bangladesh, Dhaka, Nov. 2023. [Online]. Available: https://powerdivision.portal.gov.bd Bangladesh Power Development Board (BPDB), "Daily Generation Report," BPDB, Dhaka, Bangladesh, Feb. 2026. [Online]. Available: https://www.bpdb.gov.bd/
BAU | Bangladesh | BD | Moulvibazar 10 MW Solar Power Plant | PWRSPVBGDXX | Solar PV | Solar | 10 | 2025 | Under Development | IPP | Bangladesh_Power_Sector.xlsx | Power Division, MoPEMR / JICA / IEEJ, "Integrated Energy and Power Master Plan (IEPMP) 2023," Government of the People's Republic of Bangladesh, Dhaka, Nov. 2023. [Online]. Available: https://powerdivision.portal.gov.bd Bangladesh Power Development Board (BPDB), "Daily Generation Report," BPDB, Dhaka, Bangladesh, Feb. 2026. [Online]. Available: https://www.bpdb.gov.bd/
BAU | Bangladesh | BD | Additional LNG-based Gas Power (Multiple) | PWRNGSBGDXX | Natural Gas CC/OC | Gas/LNG | 5000 | 2025 | Committed Pipeline | Various IPP/PDB | Bangladesh_Power_Sector.xlsx | Power Division, MoPEMR / JICA / IEEJ, "Integrated Energy and Power Master Plan (IEPMP) 2023," Government of the People's Republic of Bangladesh, Dhaka, Nov. 2023. [Online]. Available: https://powerdivision.portal.gov.bd Bangladesh Power Development Board (BPDB), "Daily Generation Report," BPDB, Dhaka, Bangladesh, Feb. 2026. [Online]. Available: https://www.bpdb.gov.bd/
BAU | Bangladesh | BD | Large-scale Solar Expansion | PWRSPVBGDXX | Solar PV | Solar | 3000 | 2025 | Planning/Committed | Various IPP | Bangladesh_Power_Sector.xlsx | Power Division, MoPEMR / JICA / IEEJ, "Integrated Energy and Power Master Plan (IEPMP) 2023," Government of the People's Republic of Bangladesh, Dhaka, Nov. 2023. [Online]. Available: https://powerdivision.portal.gov.bd Bangladesh Power Development Board (BPDB), "Daily Generation Report," BPDB, Dhaka, Bangladesh, Feb. 2026. [Online]. Available: https://www.bpdb.gov.bd/
BAU | Bangladesh | BD | Offshore Wind (Pilot) | PWRWONBGDXX | Wind Power | Wind | 200 | 2035 | Pre-Feasibility | TBD | Bangladesh_Power_Sector.xlsx | Power Division, MoPEMR / JICA / IEEJ, "Integrated Energy and Power Master Plan (IEPMP) 2023," Government of the People's Republic of Bangladesh, Dhaka, Nov. 2023. [Online]. Available: https://powerdivision.portal.gov.bd Bangladesh Power Development Board (BPDB), "Daily Generation Report," BPDB, Dhaka, Bangladesh, Feb. 2026. [Online]. Available: https://www.bpdb.gov.bd/
BAU | Bhutan | BT | Punatsangchhu-II HP (PHP-II) — Full Commissioning | PWRHYDBTNXX | Hydropower | Hydro | 1020 | 2025 | Partially Operational – Ramp Up | DGPC / PHPA-II | Bhutan_Power_Infrastructure.xlsx | Japan International Cooperation Agency (JICA), "Bhutan Power System Master Plan 2040," JICA/Ministry of Economic Affairs, Thimphu, Bhutan, 2022. [Online]. Available: https://www.jica.go.jp/english/overseas/bhutan/information/topics/2022/220518.html Bhutan Power Corporation Limited (BPC), "Power Data Book 2024," BPC, Thimphu, Bhutan, 2024. [Online]. Available: https://www.bpc.bt/
BAU | Bhutan | BT | Kholongchhu Hydropower Project | PWRHYDBTNXX | Hydropower | Hydro | 600 | 2027 | Under Construction | DGPC / Kholongchhu Hydro Energy Ltd. (JV with Satluj Jal Vidyut Nigam) | Bhutan_Power_Infrastructure.xlsx | Japan International Cooperation Agency (JICA), "Bhutan Power System Master Plan 2040," JICA/Ministry of Economic Affairs, Thimphu, Bhutan, 2022. [Online]. Available: https://www.jica.go.jp/english/overseas/bhutan/information/topics/2022/220518.html Bhutan Power Corporation Limited (BPC), "Power Data Book 2024," BPC, Thimphu, Bhutan, 2024. [Online]. Available: https://www.bpc.bt/
BAU | Bhutan | BT | Bunakha Reservoir Hydropower Project | PWRHYDBTNXX | Hydropower | Hydro | 2400 | 2030 | Feasibility / Planning | DGPC / Government of Bhutan | Bhutan_Power_Infrastructure.xlsx | Japan International Cooperation Agency (JICA), "Bhutan Power System Master Plan 2040," JICA/Ministry of Economic Affairs, Thimphu, Bhutan, 2022. [Online]. Available: https://www.jica.go.jp/english/overseas/bhutan/information/topics/2022/220518.html Bhutan Power Corporation Limited (BPC), "Power Data Book 2024," BPC, Thimphu, Bhutan, 2024. [Online]. Available: https://www.bpc.bt/
BAU | Bhutan | BT | Chamkharchhu I Hydropower Project | PWRHYDBTNXX | Hydropower | Hydro | 670 | 2028 | Pre-Construction / DPR | DGPC / Chamkharchhu Hydropower Ltd. | Bhutan_Power_Infrastructure.xlsx | Japan International Cooperation Agency (JICA), "Bhutan Power System Master Plan 2040," JICA/Ministry of Economic Affairs, Thimphu, Bhutan, 2022. [Online]. Available: https://www.jica.go.jp/english/overseas/bhutan/information/topics/2022/220518.html Bhutan Power Corporation Limited (BPC), "Power Data Book 2024," BPC, Thimphu, Bhutan, 2024. [Online]. Available: https://www.bpc.bt/
BAU | Bhutan | BT | Dorjilung Hydropower Project | PWRHYDBTNXX | Hydropower | Hydro | 1125 | 2030 | Feasibility Complete | DGPC / JV (India partner TBD) | Bhutan_Power_Infrastructure.xlsx | Japan International Cooperation Agency (JICA), "Bhutan Power System Master Plan 2040," JICA/Ministry of Economic Affairs, Thimphu, Bhutan, 2022. [Online]. Available: https://www.jica.go.jp/english/overseas/bhutan/information/topics/2022/220518.html Bhutan Power Corporation Limited (BPC), "Power Data Book 2024," BPC, Thimphu, Bhutan, 2024. [Online]. Available: https://www.bpc.bt/
BAU | Bhutan | BT | Nikachhu HP — Full Output Stabilization | PWRHYDBTNXX | Hydropower | Hydro | 118 | 2025 | Operational (stabilizing) | DGPC | Bhutan_Power_Infrastructure.xlsx | Japan International Cooperation Agency (JICA), "Bhutan Power System Master Plan 2040," JICA/Ministry of Economic Affairs, Thimphu, Bhutan, 2022. [Online]. Available: https://www.jica.go.jp/english/overseas/bhutan/information/topics/2022/220518.html Bhutan Power Corporation Limited (BPC), "Power Data Book 2024," BPC, Thimphu, Bhutan, 2024. [Online]. Available: https://www.bpc.bt/
BAU | Bhutan | BT | Rooftop Solar Program (National) | PWRSPVBTNXX | Solar PV | Solar | 50 | 2030 | Rolling / Ongoing | Private / Households / BPC | Bhutan_Power_Infrastructure.xlsx | Japan International Cooperation Agency (JICA), "Bhutan Power System Master Plan 2040," JICA/Ministry of Economic Affairs, Thimphu, Bhutan, 2022. [Online]. Available: https://www.jica.go.jp/english/overseas/bhutan/information/topics/2022/220518.html Bhutan Power Corporation Limited (BPC), "Power Data Book 2024," BPC, Thimphu, Bhutan, 2024. [Online]. Available: https://www.bpc.bt/
BAU | Bhutan | BT | Mini/Micro Hydel Expansion | PWRHYDBTNXX | Hydropower | Hydro | 20 |  | Rolling | Local Communities / BPC | Bhutan_Power_Infrastructure.xlsx | Japan International Cooperation Agency (JICA), "Bhutan Power System Master Plan 2040," JICA/Ministry of Economic Affairs, Thimphu, Bhutan, 2022. [Online]. Available: https://www.jica.go.jp/english/overseas/bhutan/information/topics/2022/220518.html Bhutan Power Corporation Limited (BPC), "Power Data Book 2024," BPC, Thimphu, Bhutan, 2024. [Online]. Available: https://www.bpc.bt/
BAU | Bhutan | BT | Shakti Hydropower Project (proposed) | PWRHYDBTNXX | Hydropower | Hydro | 2585 | 2035 | Feasibility | Government of Bhutan / India JV | Bhutan_Power_Infrastructure.xlsx | Japan International Cooperation Agency (JICA), "Bhutan Power System Master Plan 2040," JICA/Ministry of Economic Affairs, Thimphu, Bhutan, 2022. [Online]. Available: https://www.jica.go.jp/english/overseas/bhutan/information/topics/2022/220518.html Bhutan Power Corporation Limited (BPC), "Power Data Book 2024," BPC, Thimphu, Bhutan, 2024. [Online]. Available: https://www.bpc.bt/
BAU | Bhutan | BT | Amochhu Reservoir Project | PWRHYDBTNXX | Hydropower | Hydro | 620 | 2030 | Feasibility | Government of Bhutan | Bhutan_Power_Infrastructure.xlsx | Japan International Cooperation Agency (JICA), "Bhutan Power System Master Plan 2040," JICA/Ministry of Economic Affairs, Thimphu, Bhutan, 2022. [Online]. Available: https://www.jica.go.jp/english/overseas/bhutan/information/topics/2022/220518.html Bhutan Power Corporation Limited (BPC), "Power Data Book 2024," BPC, Thimphu, Bhutan, 2024. [Online]. Available: https://www.bpc.bt/
BAU | India | IN_E | Hiranmaye TPP | PWRCOAINDEA | Coal Power Plant | Coal | 150 | 2035 | Pipeline | Hiranmaye Energy Ltd. | India_Electricity_Infrastructure.xlsx | NITI Aayog, "India Climate and Energy Dashboard (ICED) — Plant Information and Capacity Metatable," NITI Aayog, Government of India, New Delhi, Feb. 2025. [Online]. Available: https://iced.niti.gov.in Central Electricity Authority (CEA), "National Electricity Plan, Volume I — Generation," Ministry of Power, Government of India, New Delhi, 2023. [Online]. Available: https://cea.nic.in
BAU | India | IN_E | Kandarei TPP | PWRCOAINDEA | Coal Power Plant | Coal | 1050 | 2035 | Pipeline | KVK Nilanchal Ltd. | India_Electricity_Infrastructure.xlsx | NITI Aayog, "India Climate and Energy Dashboard (ICED) — Plant Information and Capacity Metatable," NITI Aayog, Government of India, New Delhi, Feb. 2025. [Online]. Available: https://iced.niti.gov.in Central Electricity Authority (CEA), "National Electricity Plan, Volume I — Generation," Ministry of Power, Government of India, New Delhi, 2023. [Online]. Available: https://cea.nic.in
BAU | India | IN_E | Kodarma TPP | PWRCOAINDEA | Coal Power Plant | Coal | 1600 | 2028 | Pipeline | Damodar Valley Corporation(DVC) | India_Electricity_Infrastructure.xlsx | NITI Aayog, "India Climate and Energy Dashboard (ICED) — Plant Information and Capacity Metatable," NITI Aayog, Government of India, New Delhi, Feb. 2025. [Online]. Available: https://iced.niti.gov.in Central Electricity Authority (CEA), "National Electricity Plan, Volume I — Generation," Ministry of Power, Government of India, New Delhi, 2023. [Online]. Available: https://cea.nic.in
BAU | India | IN_E | Lanco Babandh TPP | PWRCOAINDEA | Coal Power Plant | Coal | 1320 | 2035 | Pipeline | LBP Ltd. | India_Electricity_Infrastructure.xlsx | NITI Aayog, "India Climate and Energy Dashboard (ICED) — Plant Information and Capacity Metatable," NITI Aayog, Government of India, New Delhi, Feb. 2025. [Online]. Available: https://iced.niti.gov.in Central Electricity Authority (CEA), "National Electricity Plan, Volume I — Generation," Ministry of Power, Government of India, New Delhi, 2023. [Online]. Available: https://cea.nic.in
BAU | India | IN_E | Malibrahmani Power Station | PWRCOAINDEA | Coal Power Plant | Coal | 1050 | 2013 | Pipeline | Jindal Power Ltd. (JPL) | India_Electricity_Infrastructure.xlsx | NITI Aayog, "India Climate and Energy Dashboard (ICED) — Plant Information and Capacity Metatable," NITI Aayog, Government of India, New Delhi, Feb. 2025. [Online]. Available: https://iced.niti.gov.in Central Electricity Authority (CEA), "National Electricity Plan, Volume I — Generation," Ministry of Power, Government of India, New Delhi, 2023. [Online]. Available: https://cea.nic.in
BAU | India | IN_E | Matrishri Usha Jayaswal TPP | PWRCOAINDEA | Coal Power Plant | Coal | 1080 | 2035 | Pipeline | Corporate Power Ltd. | India_Electricity_Infrastructure.xlsx | NITI Aayog, "India Climate and Energy Dashboard (ICED) — Plant Information and Capacity Metatable," NITI Aayog, Government of India, New Delhi, Feb. 2025. [Online]. Available: https://iced.niti.gov.in Central Electricity Authority (CEA), "National Electricity Plan, Volume I — Generation," Ministry of Power, Government of India, New Delhi, 2023. [Online]. Available: https://cea.nic.in
BAU | India | IN_E | New NabiNagar TPP (Majhiyan) | PWRCOAINDEA | Coal Power Plant | Coal | 2400 | 2029 | Pipeline | NTPC Ltd. & BSPGCL (NPGCL) | India_Electricity_Infrastructure.xlsx | NITI Aayog, "India Climate and Energy Dashboard (ICED) — Plant Information and Capacity Metatable," NITI Aayog, Government of India, New Delhi, Feb. 2025. [Online]. Available: https://iced.niti.gov.in Central Electricity Authority (CEA), "National Electricity Plan, Volume I — Generation," Ministry of Power, Government of India, New Delhi, 2023. [Online]. Available: https://cea.nic.in
BAU | India | IN_E | Patratu TPS | PWRCOAINDEA | Coal Power Plant | Coal | 1600 | 2026 | Pipeline | Patratu Vidyut Utpadan Nigam Limited | India_Electricity_Infrastructure.xlsx | NITI Aayog, "India Climate and Energy Dashboard (ICED) — Plant Information and Capacity Metatable," NITI Aayog, Government of India, New Delhi, Feb. 2025. [Online]. Available: https://iced.niti.gov.in Central Electricity Authority (CEA), "National Electricity Plan, Volume I — Generation," Ministry of Power, Government of India, New Delhi, 2023. [Online]. Available: https://cea.nic.in
BAU | India | IN_E | Raghunathpur TPS | PWRCOAINDEA | Coal Power Plant | Coal | 1320 | 2028 | Pipeline | Damodar Valley Corporation(DVC) | India_Electricity_Infrastructure.xlsx | NITI Aayog, "India Climate and Energy Dashboard (ICED) — Plant Information and Capacity Metatable," NITI Aayog, Government of India, New Delhi, Feb. 2025. [Online]. Available: https://iced.niti.gov.in Central Electricity Authority (CEA), "National Electricity Plan, Volume I — Generation," Ministry of Power, Government of India, New Delhi, 2023. [Online]. Available: https://cea.nic.in
BAU | India | IN_E | Sagardighi TPS | PWRCOAINDEA | Coal Power Plant | Coal | 660 | 2025 | Pipeline | West Bengal Power Development Corp. Ltd. | India_Electricity_Infrastructure.xlsx | NITI Aayog, "India Climate and Energy Dashboard (ICED) — Plant Information and Capacity Metatable," NITI Aayog, Government of India, New Delhi, Feb. 2025. [Online]. Available: https://iced.niti.gov.in Central Electricity Authority (CEA), "National Electricity Plan, Volume I — Generation," Ministry of Power, Government of India, New Delhi, 2023. [Online]. Available: https://cea.nic.in
BAU | India | IN_E | Siriya TPS or Banka Power Project | PWRCOAINDEA | Coal Power Plant | Coal | 2640 | 2035 | Pipeline | Jas Infrastructure and Power | India_Electricity_Infrastructure.xlsx | NITI Aayog, "India Climate and Energy Dashboard (ICED) — Plant Information and Capacity Metatable," NITI Aayog, Government of India, New Delhi, Feb. 2025. [Online]. Available: https://iced.niti.gov.in Central Electricity Authority (CEA), "National Electricity Plan, Volume I — Generation," Ministry of Power, Government of India, New Delhi, 2023. [Online]. Available: https://cea.nic.in
BAU | India | IN_E | Super Critical Buxar Thermal Power Plant | PWRCOAINDEA | Coal Power Plant | Coal | 660 | 2026 | Pipeline | Satlaj Jal Vidhut Nigam Limited (SJVN Ltd) | India_Electricity_Infrastructure.xlsx | NITI Aayog, "India Climate and Energy Dashboard (ICED) — Plant Information and Capacity Metatable," NITI Aayog, Government of India, New Delhi, Feb. 2025. [Online]. Available: https://iced.niti.gov.in Central Electricity Authority (CEA), "National Electricity Plan, Volume I — Generation," Ministry of Power, Government of India, New Delhi, 2023. [Online]. Available: https://cea.nic.in
BAU | India | IN_E | Talabira TPP | PWRCOAINDEA | Coal Power Plant | Coal | 2400 | 2030 | Pipeline | NLC India Limited (formerly Neyveli Lignite Corp. Ltd.) | India_Electricity_Infrastructure.xlsx | NITI Aayog, "India Climate and Energy Dashboard (ICED) — Plant Information and Capacity Metatable," NITI Aayog, Government of India, New Delhi, Feb. 2025. [Online]. Available: https://iced.niti.gov.in Central Electricity Authority (CEA), "National Electricity Plan, Volume I — Generation," Ministry of Power, Government of India, New Delhi, 2023. [Online]. Available: https://cea.nic.in
BAU | India | IN_E | Talcher or Kaniha Talcher STPS | PWRCOAINDEA | Coal Power Plant | Coal | 1320 | 2027 | Pipeline | NTPC Ltd. | India_Electricity_Infrastructure.xlsx | NITI Aayog, "India Climate and Energy Dashboard (ICED) — Plant Information and Capacity Metatable," NITI Aayog, Government of India, New Delhi, Feb. 2025. [Online]. Available: https://iced.niti.gov.in Central Electricity Authority (CEA), "National Electricity Plan, Volume I — Generation," Ministry of Power, Government of India, New Delhi, 2023. [Online]. Available: https://cea.nic.in
BAU | India | IN_E | Tori TPP | PWRCOAINDEA | Coal Power Plant | Coal | 1800 | 2035 | Pipeline | Essar Power Ltd. | India_Electricity_Infrastructure.xlsx | NITI Aayog, "India Climate and Energy Dashboard (ICED) — Plant Information and Capacity Metatable," NITI Aayog, Government of India, New Delhi, Feb. 2025. [Online]. Available: https://iced.niti.gov.in Central Electricity Authority (CEA), "National Electricity Plan, Volume I — Generation," Ministry of Power, Government of India, New Delhi, 2023. [Online]. Available: https://cea.nic.in
BAU | India | IN_E | Bhasmey Hydro Power Project | PWRHYDINDEA | Hydropower | Hydro | 51 | 2035 | Pipeline | Gati Infrastructure Pvt. Limited (GIPL) | India_Electricity_Infrastructure.xlsx | NITI Aayog, "India Climate and Energy Dashboard (ICED) — Plant Information and Capacity Metatable," NITI Aayog, Government of India, New Delhi, Feb. 2025. [Online]. Available: https://iced.niti.gov.in Central Electricity Authority (CEA), "National Electricity Plan, Volume I — Generation," Ministry of Power, Government of India, New Delhi, 2023. [Online]. Available: https://cea.nic.in
BAU | India | IN_E | Panan Hydro Power Project | PWRHYDINDEA | Hydropower | Hydro | 300 | 2035 | Pipeline | Himgiri Hydro Energy Private Limited | India_Electricity_Infrastructure.xlsx | NITI Aayog, "India Climate and Energy Dashboard (ICED) — Plant Information and Capacity Metatable," NITI Aayog, Government of India, New Delhi, Feb. 2025. [Online]. Available: https://iced.niti.gov.in Central Electricity Authority (CEA), "National Electricity Plan, Volume I — Generation," Ministry of Power, Government of India, New Delhi, 2023. [Online]. Available: https://cea.nic.in
BAU | India | IN_E | Rammam III Hydro Power Project | PWRHYDINDEA | Hydropower | Hydro | 120 | 2029 | Pipeline | National Thermal Power Corporation Limited (NTPC) | India_Electricity_Infrastructure.xlsx | NITI Aayog, "India Climate and Energy Dashboard (ICED) — Plant Information and Capacity Metatable," NITI Aayog, Government of India, New Delhi, Feb. 2025. [Online]. Available: https://iced.niti.gov.in Central Electricity Authority (CEA), "National Electricity Plan, Volume I — Generation," Ministry of Power, Government of India, New Delhi, 2023. [Online]. Available: https://cea.nic.in
BAU | India | IN_E | Rangit-II Hydro Power Project | PWRHYDINDEA | Hydropower | Hydro | 66 | 2025 | Pipeline | Sikkim Hydro Power Limited | India_Electricity_Infrastructure.xlsx | NITI Aayog, "India Climate and Energy Dashboard (ICED) — Plant Information and Capacity Metatable," NITI Aayog, Government of India, New Delhi, Feb. 2025. [Online]. Available: https://iced.niti.gov.in Central Electricity Authority (CEA), "National Electricity Plan, Volume I — Generation," Ministry of Power, Government of India, New Delhi, 2023. [Online]. Available: https://cea.nic.in
BAU | India | IN_E | Rangit-IV Hydro Power Project | PWRHYDINDEA | Hydropower | Hydro | 120 | 2026 | Pipeline | Jal Power Corporation Limited | India_Electricity_Infrastructure.xlsx | NITI Aayog, "India Climate and Energy Dashboard (ICED) — Plant Information and Capacity Metatable," NITI Aayog, Government of India, New Delhi, Feb. 2025. [Online]. Available: https://iced.niti.gov.in Central Electricity Authority (CEA), "National Electricity Plan, Volume I — Generation," Ministry of Power, Government of India, New Delhi, 2023. [Online]. Available: https://cea.nic.in
BAU | India | IN_E | Teesta- VI Hydro Power Project | PWRHYDINDEA | Hydropower | Hydro | 500 | 2027 | Pipeline | National Hydroelectric Power Corporation (NHPC) | India_Electricity_Infrastructure.xlsx | NITI Aayog, "India Climate and Energy Dashboard (ICED) — Plant Information and Capacity Metatable," NITI Aayog, Government of India, New Delhi, Feb. 2025. [Online]. Available: https://iced.niti.gov.in Central Electricity Authority (CEA), "National Electricity Plan, Volume I — Generation," Ministry of Power, Government of India, New Delhi, 2023. [Online]. Available: https://cea.nic.in
BAU | India | IN_E | Damodar Valley Corporation (DVC) Jharkhand 10.0 | PWRSPVINDEA | Solar PV | Solar | 10 | 2026 | Pipeline | Damodar Valley Corporation (DVC) | India_Electricity_Infrastructure.xlsx | NITI Aayog, "India Climate and Energy Dashboard (ICED) — Plant Information and Capacity Metatable," NITI Aayog, Government of India, New Delhi, Feb. 2025. [Online]. Available: https://iced.niti.gov.in Central Electricity Authority (CEA), "National Electricity Plan, Volume I — Generation," Ministry of Power, Government of India, New Delhi, 2023. [Online]. Available: https://cea.nic.in
BAU | India | IN_E | GVREL Jharkhand 155.0 | PWRSPVINDEA | Solar PV | Solar | 155 | 2025 | Pipeline | GVREL | India_Electricity_Infrastructure.xlsx | NITI Aayog, "India Climate and Energy Dashboard (ICED) — Plant Information and Capacity Metatable," NITI Aayog, Government of India, New Delhi, Feb. 2025. [Online]. Available: https://iced.niti.gov.in Central Electricity Authority (CEA), "National Electricity Plan, Volume I — Generation," Ministry of Power, Government of India, New Delhi, 2023. [Online]. Available: https://cea.nic.in
BAU | India | IN_E | GVREL Jharkhand 80.0 | PWRSPVINDEA | Solar PV | Solar | 80 | 2025 | Pipeline | GVREL | India_Electricity_Infrastructure.xlsx | NITI Aayog, "India Climate and Energy Dashboard (ICED) — Plant Information and Capacity Metatable," NITI Aayog, Government of India, New Delhi, Feb. 2025. [Online]. Available: https://iced.niti.gov.in Central Electricity Authority (CEA), "National Electricity Plan, Volume I — Generation," Ministry of Power, Government of India, New Delhi, 2023. [Online]. Available: https://cea.nic.in
BAU | India | IN_E | GVREL West Bengal 75.0 | PWRSPVINDEA | Solar PV | Solar | 75 | 2025 | Pipeline | GVREL | India_Electricity_Infrastructure.xlsx | NITI Aayog, "India Climate and Energy Dashboard (ICED) — Plant Information and Capacity Metatable," NITI Aayog, Government of India, New Delhi, Feb. 2025. [Online]. Available: https://iced.niti.gov.in Central Electricity Authority (CEA), "National Electricity Plan, Volume I — Generation," Ministry of Power, Government of India, New Delhi, 2023. [Online]. Available: https://cea.nic.in
BAU | India | IN_E | NHPC Limited Odisha 40.0 | PWRSPVINDEA | Solar PV | Solar | 40 | 2025 | Pipeline | NHPC Limited | India_Electricity_Infrastructure.xlsx | NITI Aayog, "India Climate and Energy Dashboard (ICED) — Plant Information and Capacity Metatable," NITI Aayog, Government of India, New Delhi, Feb. 2025. [Online]. Available: https://iced.niti.gov.in Central Electricity Authority (CEA), "National Electricity Plan, Volume I — Generation," Ministry of Power, Government of India, New Delhi, 2023. [Online]. Available: https://cea.nic.in
BAU | India | IN_E | SECI Jharkhand 100.0 | PWRSPVINDEA | Solar PV | Solar | 100 | 2027 | Pipeline | SECI | India_Electricity_Infrastructure.xlsx | NITI Aayog, "India Climate and Energy Dashboard (ICED) — Plant Information and Capacity Metatable," NITI Aayog, Government of India, New Delhi, Feb. 2025. [Online]. Available: https://iced.niti.gov.in Central Electricity Authority (CEA), "National Electricity Plan, Volume I — Generation," Ministry of Power, Government of India, New Delhi, 2023. [Online]. Available: https://cea.nic.in
BAU | India | IN_E | SJVN GREEN ENERGY LIMITED Bihar 75.0 | PWRSPVINDEA | Solar PV | Solar | 75 | 2023 | Pipeline | SJVN GREEN ENERGY LIMITED | India_Electricity_Infrastructure.xlsx | NITI Aayog, "India Climate and Energy Dashboard (ICED) — Plant Information and Capacity Metatable," NITI Aayog, Government of India, New Delhi, Feb. 2025. [Online]. Available: https://iced.niti.gov.in Central Electricity Authority (CEA), "National Electricity Plan, Volume I — Generation," Ministry of Power, Government of India, New Delhi, 2023. [Online]. Available: https://cea.nic.in
BAU | India | IN_E | SPD Jharkhand 8.0 | PWRSPVINDEA | Solar PV | Solar | 8 | 2025 | Pipeline | SPD | India_Electricity_Infrastructure.xlsx | NITI Aayog, "India Climate and Energy Dashboard (ICED) — Plant Information and Capacity Metatable," NITI Aayog, Government of India, New Delhi, Feb. 2025. [Online]. Available: https://iced.niti.gov.in Central Electricity Authority (CEA), "National Electricity Plan, Volume I — Generation," Ministry of Power, Government of India, New Delhi, 2023. [Online]. Available: https://cea.nic.in
BAU | India | IN_E | SPD West Bengal 10.0 | PWRSPVINDEA | Solar PV | Solar | 10 | 2024 | Pipeline | SPD | India_Electricity_Infrastructure.xlsx | NITI Aayog, "India Climate and Energy Dashboard (ICED) — Plant Information and Capacity Metatable," NITI Aayog, Government of India, New Delhi, Feb. 2025. [Online]. Available: https://iced.niti.gov.in Central Electricity Authority (CEA), "National Electricity Plan, Volume I — Generation," Ministry of Power, Government of India, New Delhi, 2023. [Online]. Available: https://cea.nic.in
BAU | India | IN_E | SPD West Bengal 14.0 | PWRSPVINDEA | Solar PV | Solar | 14 | 2024 | Pipeline | SPD | India_Electricity_Infrastructure.xlsx | NITI Aayog, "India Climate and Energy Dashboard (ICED) — Plant Information and Capacity Metatable," NITI Aayog, Government of India, New Delhi, Feb. 2025. [Online]. Available: https://iced.niti.gov.in Central Electricity Authority (CEA), "National Electricity Plan, Volume I — Generation," Ministry of Power, Government of India, New Delhi, 2023. [Online]. Available: https://cea.nic.in
BAU | India | IN_NE | Dibang Hydro Power Project | PWRHYDINDNE | Hydropower | Hydro | 2880 | 2032 | Pipeline | National Hydroelectric Power Corporation (NHPC) | India_Electricity_Infrastructure.xlsx | NITI Aayog, "India Climate and Energy Dashboard (ICED) — Plant Information and Capacity Metatable," NITI Aayog, Government of India, New Delhi, Feb. 2025. [Online]. Available: https://iced.niti.gov.in Central Electricity Authority (CEA), "National Electricity Plan, Volume I — Generation," Ministry of Power, Government of India, New Delhi, 2023. [Online]. Available: https://cea.nic.in
BAU | India | IN_NE | HEO Hydro Electric Project | PWRHYDINDNE | Hydropower | Hydro | 240 | 2029 | Pipeline | North Eastern Electric Power Corporation Ltd.(NEEPCO) and Government of Arunachal Pradesh | India_Electricity_Infrastructure.xlsx | NITI Aayog, "India Climate and Energy Dashboard (ICED) — Plant Information and Capacity Metatable," NITI Aayog, Government of India, New Delhi, Feb. 2025. [Online]. Available: https://iced.niti.gov.in Central Electricity Authority (CEA), "National Electricity Plan, Volume I — Generation," Ministry of Power, Government of India, New Delhi, 2023. [Online]. Available: https://cea.nic.in
BAU | India | IN_NE | Lower Kopili Hydro Power Project | PWRHYDINDNE | Hydropower | Hydro | 120 | 2026 | Pipeline | Assam Power Generation Corporation Limited (APGCL) | India_Electricity_Infrastructure.xlsx | NITI Aayog, "India Climate and Energy Dashboard (ICED) — Plant Information and Capacity Metatable," NITI Aayog, Government of India, New Delhi, Feb. 2025. [Online]. Available: https://iced.niti.gov.in Central Electricity Authority (CEA), "National Electricity Plan, Volume I — Generation," Ministry of Power, Government of India, New Delhi, 2023. [Online]. Available: https://cea.nic.in
BAU | India | IN_NE | Subansiri Lower Hydro Power Project | PWRHYDINDNE | Hydropower | Hydro | 1750 | 2026 | Pipeline | National Hydroelectric Power Corporation (NHPC) | India_Electricity_Infrastructure.xlsx | NITI Aayog, "India Climate and Energy Dashboard (ICED) — Plant Information and Capacity Metatable," NITI Aayog, Government of India, New Delhi, Feb. 2025. [Online]. Available: https://iced.niti.gov.in Central Electricity Authority (CEA), "National Electricity Plan, Volume I — Generation," Ministry of Power, Government of India, New Delhi, 2023. [Online]. Available: https://cea.nic.in
BAU | India | IN_NE | Tato-I Hydro Electric Project | PWRHYDINDNE | Hydropower | Hydro | 186 | 2029 | Pipeline | North Eastern Electric Power Corporation Ltd.(NEEPCO) and Government of Arunachal Pradesh | India_Electricity_Infrastructure.xlsx | NITI Aayog, "India Climate and Energy Dashboard (ICED) — Plant Information and Capacity Metatable," NITI Aayog, Government of India, New Delhi, Feb. 2025. [Online]. Available: https://iced.niti.gov.in Central Electricity Authority (CEA), "National Electricity Plan, Volume I — Generation," Ministry of Power, Government of India, New Delhi, 2023. [Online]. Available: https://cea.nic.in
BAU | India | IN_NE | SJVN GREEN ENERGY LIMITED Assam 50.0 | PWRSPVINDNE | Solar PV | Solar | 50 | 2025 | Pipeline | SJVN GREEN ENERGY LIMITED | India_Electricity_Infrastructure.xlsx | NITI Aayog, "India Climate and Energy Dashboard (ICED) — Plant Information and Capacity Metatable," NITI Aayog, Government of India, New Delhi, Feb. 2025. [Online]. Available: https://iced.niti.gov.in Central Electricity Authority (CEA), "National Electricity Plan, Volume I — Generation," Ministry of Power, Government of India, New Delhi, 2023. [Online]. Available: https://cea.nic.in
BAU | India | IN_NE | SJVN GREEN ENERGY LIMITED Assam 70.0 | PWRSPVINDNE | Solar PV | Solar | 70 | 2025 | Pipeline | SJVN GREEN ENERGY LIMITED | India_Electricity_Infrastructure.xlsx | NITI Aayog, "India Climate and Energy Dashboard (ICED) — Plant Information and Capacity Metatable," NITI Aayog, Government of India, New Delhi, Feb. 2025. [Online]. Available: https://iced.niti.gov.in Central Electricity Authority (CEA), "National Electricity Plan, Volume I — Generation," Ministry of Power, Government of India, New Delhi, 2023. [Online]. Available: https://cea.nic.in
BAU | India | IN_N | Barsingar Lignite TPP | PWRCOAINDNO | Coal Power Plant | Coal | 250 | 2035 | Pipeline | NLC India Limited (formerly Neyveli Lignite Corp. Ltd.) | India_Electricity_Infrastructure.xlsx | NITI Aayog, "India Climate and Energy Dashboard (ICED) — Plant Information and Capacity Metatable," NITI Aayog, Government of India, New Delhi, Feb. 2025. [Online]. Available: https://iced.niti.gov.in Central Electricity Authority (CEA), "National Electricity Plan, Volume I — Generation," Ministry of Power, Government of India, New Delhi, 2023. [Online]. Available: https://cea.nic.in
BAU | India | IN_N | Bithnok TPP | PWRCOAINDNO | Coal Power Plant | Coal | 250 | 2035 | Pipeline | Rajasthan Rajya Vidyut Utpadan Nigam Ltd. | India_Electricity_Infrastructure.xlsx | NITI Aayog, "India Climate and Energy Dashboard (ICED) — Plant Information and Capacity Metatable," NITI Aayog, Government of India, New Delhi, Feb. 2025. [Online]. Available: https://iced.niti.gov.in Central Electricity Authority (CEA), "National Electricity Plan, Volume I — Generation," Ministry of Power, Government of India, New Delhi, 2023. [Online]. Available: https://cea.nic.in
BAU | India | IN_N | Ghatampur TPP | PWRCOAINDNO | Coal Power Plant | Coal | 660 | 2026 | Pipeline | NLC & UPRVUNL | India_Electricity_Infrastructure.xlsx | NITI Aayog, "India Climate and Energy Dashboard (ICED) — Plant Information and Capacity Metatable," NITI Aayog, Government of India, New Delhi, Feb. 2025. [Online]. Available: https://iced.niti.gov.in Central Electricity Authority (CEA), "National Electricity Plan, Volume I — Generation," Ministry of Power, Government of India, New Delhi, 2023. [Online]. Available: https://cea.nic.in
BAU | India | IN_N | Singrauli STPS | PWRCOAINDNO | Coal Power Plant | Coal | 1600 | 2029 | Pipeline | NTPC Ltd. | India_Electricity_Infrastructure.xlsx | NITI Aayog, "India Climate and Energy Dashboard (ICED) — Plant Information and Capacity Metatable," NITI Aayog, Government of India, New Delhi, Feb. 2025. [Online]. Available: https://iced.niti.gov.in Central Electricity Authority (CEA), "National Electricity Plan, Volume I — Generation," Ministry of Power, Government of India, New Delhi, 2023. [Online]. Available: https://cea.nic.in
BAU | India | IN_N | Yamuna Nagar or Deenbandhu Chotu Ram TPS | PWRCOAINDNO | Coal Power Plant | Coal | 800 | 2029 | Pipeline | Haryana Power Generation Corp. Ltd.(HPGCL) | India_Electricity_Infrastructure.xlsx | NITI Aayog, "India Climate and Energy Dashboard (ICED) — Plant Information and Capacity Metatable," NITI Aayog, Government of India, New Delhi, Feb. 2025. [Online]. Available: https://iced.niti.gov.in Central Electricity Authority (CEA), "National Electricity Plan, Volume I — Generation," Ministry of Power, Government of India, New Delhi, 2023. [Online]. Available: https://cea.nic.in
BAU | India | IN_N | Chanju-III Hydro Power Project | PWRHYDINDNO | Hydropower | Hydro | 48 | 2027 | Pipeline | Himachal Pradesh Power Corporation Limited (HPPCL) | India_Electricity_Infrastructure.xlsx | NITI Aayog, "India Climate and Energy Dashboard (ICED) — Plant Information and Capacity Metatable," NITI Aayog, Government of India, New Delhi, Feb. 2025. [Online]. Available: https://iced.niti.gov.in Central Electricity Authority (CEA), "National Electricity Plan, Volume I — Generation," Ministry of Power, Government of India, New Delhi, 2023. [Online]. Available: https://cea.nic.in
BAU | India | IN_N | Dhaulasidh Hydro Power Project | PWRHYDINDNO | Hydropower | Hydro | 66 | 2027 | Pipeline | Satluj Jal Vidyut Nigam Limited (SJVNL) | India_Electricity_Infrastructure.xlsx | NITI Aayog, "India Climate and Energy Dashboard (ICED) — Plant Information and Capacity Metatable," NITI Aayog, Government of India, New Delhi, Feb. 2025. [Online]. Available: https://iced.niti.gov.in Central Electricity Authority (CEA), "National Electricity Plan, Volume I — Generation," Ministry of Power, Government of India, New Delhi, 2023. [Online]. Available: https://cea.nic.in
BAU | India | IN_N | Kiru Hydro Power Project | PWRHYDINDNO | Hydropower | Hydro | 624 | 2026 | Pipeline | Chenab Valley Power Projects Private Limited (CVPPL) | India_Electricity_Infrastructure.xlsx | NITI Aayog, "India Climate and Energy Dashboard (ICED) — Plant Information and Capacity Metatable," NITI Aayog, Government of India, New Delhi, Feb. 2025. [Online]. Available: https://iced.niti.gov.in Central Electricity Authority (CEA), "National Electricity Plan, Volume I — Generation," Ministry of Power, Government of India, New Delhi, 2023. [Online]. Available: https://cea.nic.in
BAU | India | IN_N | Kwar Hydro Power Project | PWRHYDINDNO | Hydropower | Hydro | 540 | 2028 | Pipeline | Chenab Valley Power Projects Private Limited (CVPPL) | India_Electricity_Infrastructure.xlsx | NITI Aayog, "India Climate and Energy Dashboard (ICED) — Plant Information and Capacity Metatable," NITI Aayog, Government of India, New Delhi, Feb. 2025. [Online]. Available: https://iced.niti.gov.in Central Electricity Authority (CEA), "National Electricity Plan, Volume I — Generation," Ministry of Power, Government of India, New Delhi, 2023. [Online]. Available: https://cea.nic.in
BAU | India | IN_N | Lakhwar Hydro Power Project | PWRHYDINDNO | Hydropower | Hydro | 300 | 2031 | Pipeline | Uttarakhand Jal Vidyut Nigam Limited (UJVNL) | India_Electricity_Infrastructure.xlsx | NITI Aayog, "India Climate and Energy Dashboard (ICED) — Plant Information and Capacity Metatable," NITI Aayog, Government of India, New Delhi, Feb. 2025. [Online]. Available: https://iced.niti.gov.in Central Electricity Authority (CEA), "National Electricity Plan, Volume I — Generation," Ministry of Power, Government of India, New Delhi, 2023. [Online]. Available: https://cea.nic.in
BAU | India | IN_N | Lata Tapovan Hydro Power Project | PWRHYDINDNO | Hydropower | Hydro | 171 | 2035 | Pipeline | National Thermal Power Corporation Limited (NTPC) | India_Electricity_Infrastructure.xlsx | NITI Aayog, "India Climate and Energy Dashboard (ICED) — Plant Information and Capacity Metatable," NITI Aayog, Government of India, New Delhi, Feb. 2025. [Online]. Available: https://iced.niti.gov.in Central Electricity Authority (CEA), "National Electricity Plan, Volume I — Generation," Ministry of Power, Government of India, New Delhi, 2023. [Online]. Available: https://cea.nic.in
BAU | India | IN_N | Lower Kalnai Hydro Power Project | PWRHYDINDNO | Hydropower | Hydro | 48 | 2035 | Pipeline | J&K State Power Development Corporation Limited (JKSPDC) | India_Electricity_Infrastructure.xlsx | NITI Aayog, "India Climate and Energy Dashboard (ICED) — Plant Information and Capacity Metatable," NITI Aayog, Government of India, New Delhi, Feb. 2025. [Online]. Available: https://iced.niti.gov.in Central Electricity Authority (CEA), "National Electricity Plan, Volume I — Generation," Ministry of Power, Government of India, New Delhi, 2023. [Online]. Available: https://cea.nic.in
BAU | India | IN_N | Luhri Stage-I Hydro Power Project | PWRHYDINDNO | Hydropower | Hydro | 210 | 2030 | Pipeline | Satluj Jal Vidyut Nigam Limited (SJVNL) | India_Electricity_Infrastructure.xlsx | NITI Aayog, "India Climate and Energy Dashboard (ICED) — Plant Information and Capacity Metatable," NITI Aayog, Government of India, New Delhi, Feb. 2025. [Online]. Available: https://iced.niti.gov.in Central Electricity Authority (CEA), "National Electricity Plan, Volume I — Generation," Ministry of Power, Government of India, New Delhi, 2023. [Online]. Available: https://cea.nic.in
BAU | India | IN_N | Pakal Dul Hydro Power Project | PWRHYDINDNO | Hydropower | Hydro | 1000 | 2026 | Pipeline | Chenab Valley Power Projects Private Limited (CVPPL) | India_Electricity_Infrastructure.xlsx | NITI Aayog, "India Climate and Energy Dashboard (ICED) — Plant Information and Capacity Metatable," NITI Aayog, Government of India, New Delhi, Feb. 2025. [Online]. Available: https://iced.niti.gov.in Central Electricity Authority (CEA), "National Electricity Plan, Volume I — Generation," Ministry of Power, Government of India, New Delhi, 2023. [Online]. Available: https://cea.nic.in
BAU | India | IN_N | Parnai Hydro Power Project | PWRHYDINDNO | Hydropower | Hydro | 37.5 | 2027 | Pipeline | J&K State Power Development Corporation Limited (JKSPDC) | India_Electricity_Infrastructure.xlsx | NITI Aayog, "India Climate and Energy Dashboard (ICED) — Plant Information and Capacity Metatable," NITI Aayog, Government of India, New Delhi, Feb. 2025. [Online]. Available: https://iced.niti.gov.in Central Electricity Authority (CEA), "National Electricity Plan, Volume I — Generation," Ministry of Power, Government of India, New Delhi, 2023. [Online]. Available: https://cea.nic.in
BAU | India | IN_N | Phata Byung Hydro Power Project | PWRHYDINDNO | Hydropower | Hydro | 76 | 2035 | Pipeline | Lanco Mandakini Hydro Energy Private Limited | India_Electricity_Infrastructure.xlsx | NITI Aayog, "India Climate and Energy Dashboard (ICED) — Plant Information and Capacity Metatable," NITI Aayog, Government of India, New Delhi, Feb. 2025. [Online]. Available: https://iced.niti.gov.in Central Electricity Authority (CEA), "National Electricity Plan, Volume I — Generation," Ministry of Power, Government of India, New Delhi, 2023. [Online]. Available: https://cea.nic.in
BAU | India | IN_N | Ratle Hydro Power Project | PWRHYDINDNO | Hydropower | Hydro | 850 | 2028 | Pipeline | Ratle Hydro Electric Project Private Limited | India_Electricity_Infrastructure.xlsx | NITI Aayog, "India Climate and Energy Dashboard (ICED) — Plant Information and Capacity Metatable," NITI Aayog, Government of India, New Delhi, Feb. 2025. [Online]. Available: https://iced.niti.gov.in Central Electricity Authority (CEA), "National Electricity Plan, Volume I — Generation," Ministry of Power, Government of India, New Delhi, 2023. [Online]. Available: https://cea.nic.in
BAU | India | IN_N | Shahpurkandi Hydro Power Project | PWRHYDINDNO | Hydropower | Hydro | 206 | 2027 | Pipeline | Punjab State Power Corporation Limited (PSPCL) | India_Electricity_Infrastructure.xlsx | NITI Aayog, "India Climate and Energy Dashboard (ICED) — Plant Information and Capacity Metatable," NITI Aayog, Government of India, New Delhi, Feb. 2025. [Online]. Available: https://iced.niti.gov.in Central Electricity Authority (CEA), "National Electricity Plan, Volume I — Generation," Ministry of Power, Government of India, New Delhi, 2023. [Online]. Available: https://cea.nic.in
BAU | India | IN_N | Shongtong Karcham Hydro Power Project | PWRHYDINDNO | Hydropower | Hydro | 450 | 2028 | Pipeline | Himachal Pradesh Power Corporation Limited (HPPCL) | India_Electricity_Infrastructure.xlsx | NITI Aayog, "India Climate and Energy Dashboard (ICED) — Plant Information and Capacity Metatable," NITI Aayog, Government of India, New Delhi, Feb. 2025. [Online]. Available: https://iced.niti.gov.in Central Electricity Authority (CEA), "National Electricity Plan, Volume I — Generation," Ministry of Power, Government of India, New Delhi, 2023. [Online]. Available: https://cea.nic.in
BAU | India | IN_N | Sunni Dam Hydro Power Project | PWRHYDINDNO | Hydropower | Hydro | 382 | 2029 | Pipeline | Satluj Jal Vidyut Nigam Limited (SJVNL) | India_Electricity_Infrastructure.xlsx | NITI Aayog, "India Climate and Energy Dashboard (ICED) — Plant Information and Capacity Metatable," NITI Aayog, Government of India, New Delhi, Feb. 2025. [Online]. Available: https://iced.niti.gov.in Central Electricity Authority (CEA), "National Electricity Plan, Volume I — Generation," Ministry of Power, Government of India, New Delhi, 2023. [Online]. Available: https://cea.nic.in
BAU | India | IN_N | Tangnu Romai- I Hydro Power Project | PWRHYDINDNO | Hydropower | Hydro | 44 | 2035 | Pipeline | Tangu Romai Power Generation | India_Electricity_Infrastructure.xlsx | NITI Aayog, "India Climate and Energy Dashboard (ICED) — Plant Information and Capacity Metatable," NITI Aayog, Government of India, New Delhi, Feb. 2025. [Online]. Available: https://iced.niti.gov.in Central Electricity Authority (CEA), "National Electricity Plan, Volume I — Generation," Ministry of Power, Government of India, New Delhi, 2023. [Online]. Available: https://cea.nic.in
BAU | India | IN_N | Tapovan Vishnugad Hydro Power Project | PWRHYDINDNO | Hydropower | Hydro | 520 | 2029 | Pipeline | National Thermal Power Corporation Limited (NTPC) | India_Electricity_Infrastructure.xlsx | NITI Aayog, "India Climate and Energy Dashboard (ICED) — Plant Information and Capacity Metatable," NITI Aayog, Government of India, New Delhi, Feb. 2025. [Online]. Available: https://iced.niti.gov.in Central Electricity Authority (CEA), "National Electricity Plan, Volume I — Generation," Ministry of Power, Government of India, New Delhi, 2023. [Online]. Available: https://cea.nic.in
BAU | India | IN_N | Tehri Pumped Storage Hydro Power Project | PWRHYDINDNO | Hydropower | Hydro | 250 | 2026 | Pipeline | Tehri Hydro Development Corporation (THDC) | India_Electricity_Infrastructure.xlsx | NITI Aayog, "India Climate and Energy Dashboard (ICED) — Plant Information and Capacity Metatable," NITI Aayog, Government of India, New Delhi, Feb. 2025. [Online]. Available: https://iced.niti.gov.in Central Electricity Authority (CEA), "National Electricity Plan, Volume I — Generation," Ministry of Power, Government of India, New Delhi, 2023. [Online]. Available: https://cea.nic.in
BAU | India | IN_N | Tidong-I Hydro Power Project | PWRHYDINDNO | Hydropower | Hydro | 150 | 2026 | Pipeline | Statkraft India Private Limited | India_Electricity_Infrastructure.xlsx | NITI Aayog, "India Climate and Energy Dashboard (ICED) — Plant Information and Capacity Metatable," NITI Aayog, Government of India, New Delhi, Feb. 2025. [Online]. Available: https://iced.niti.gov.in Central Electricity Authority (CEA), "National Electricity Plan, Volume I — Generation," Ministry of Power, Government of India, New Delhi, 2023. [Online]. Available: https://cea.nic.in
BAU | India | IN_N | Vishnugad Pipalkoti Hydro Power Project | PWRHYDINDNO | Hydropower | Hydro | 444 | 2027 | Pipeline | Tehri Hydro Development Corporation (THDC) | India_Electricity_Infrastructure.xlsx | NITI Aayog, "India Climate and Energy Dashboard (ICED) — Plant Information and Capacity Metatable," NITI Aayog, Government of India, New Delhi, Feb. 2025. [Online]. Available: https://iced.niti.gov.in Central Electricity Authority (CEA), "National Electricity Plan, Volume I — Generation," Ministry of Power, Government of India, New Delhi, 2023. [Online]. Available: https://cea.nic.in
BAU | India | IN_N | Gorakhpur Haryana Anu Vidyut Pariyojana | PWRURNINDNO | Nuclear Power Plant | Nuclear | 1400 | 2029 | Pipeline | Nuclear Power Corporation of India | India_Electricity_Infrastructure.xlsx | NITI Aayog, "India Climate and Energy Dashboard (ICED) — Plant Information and Capacity Metatable," NITI Aayog, Government of India, New Delhi, Feb. 2025. [Online]. Available: https://iced.niti.gov.in Central Electricity Authority (CEA), "National Electricity Plan, Volume I — Generation," Ministry of Power, Government of India, New Delhi, 2023. [Online]. Available: https://cea.nic.in
BAU | India | IN_N | Rajasthan Atomic Power Station | PWRURNINDNO | Nuclear Power Plant | Nuclear | 700 | 2026 | Pipeline | Nuclear Power Corporation of India | India_Electricity_Infrastructure.xlsx | NITI Aayog, "India Climate and Energy Dashboard (ICED) — Plant Information and Capacity Metatable," NITI Aayog, Government of India, New Delhi, Feb. 2025. [Online]. Available: https://iced.niti.gov.in Central Electricity Authority (CEA), "National Electricity Plan, Volume I — Generation," Ministry of Power, Government of India, New Delhi, 2023. [Online]. Available: https://cea.nic.in